## capacitor
data_type | static
owner_type | feeder
owner | 8104401
object | capacitor
name | groupid | parent | phases | nominal_voltage | pt_phase | phases_connected | switchA | switchB | switchC | control | voltage_set_high | voltage_set_low | VAr_set_high | VAr_set_low | current_set_high | current_set_low | capacitor_A | capacitor_B | capacitor_C | cap_nominal_voltage | time_delay | dwell_time | lockout_time | remote_sense | remote_sense_B | control_level | dcircuit | selected | monitored | monitored_fields | class_monitored_fields | played | played_fields | comments
cap_220369459 |  | node_1407838_071_15444799_815 | AN | 0 |  | AN | CLOSED |  |  | MANUAL | [6 empty] | 50000 |  |  | 4800 | [6 empty] | 8104401 | no | no |  |  | no
cap_220369460 |  | node_1408363_762_15436309_248 | AN | 0 |  | AN | CLOSED |  |  | MANUAL | [6 empty] | 100000 |  |  | 4800 | [6 empty] | 8104401 | no | no |  |  | no
cap_220369479 |  | node_1437647_787_15436902_989 | AN | 0 |  | AN | CLOSED |  |  | MANUAL | [6 empty] | 150000 |  |  | 4800 | [6 empty] | 8104401 | no | no |  |  | no
cap_220473773 |  | node_1398348_044_15414168_491 | AN | 0 |  | AN | CLOSED |  |  | MANUAL | [6 empty] | 50000 |  |  | 4800 | [6 empty] | 8104401 | no | no |  |  | no
cap_220537448 |  | node_1416956_232_15427961_879 | AN | 0 |  | AN | CLOSED |  |  | MANUAL | [6 empty] | 50000 |  |  | 4800 | [6 empty] | 8104401 | no | no |  |  | no

## feeder
data_type | static
owner_type | feeder
owner | 8104401
object | feeder
name | transmission_bus | ARC | ADR | slack_bus | nom_voltages | num_nodes | num_ohlines | num_uglines | num_transformers | num_generators | num_pvs | num_storages | num_loads | miles | mw | mvar | losses_mw | losses_mvar | comments | use_feeder_load_shape | load_shape_scale | use_feeder_pv_shape | pv_shape_scale | description | restore_time | griddisconnect_scenario_probability | gridconnect_scenario_probability | use_energy_not_served | VOLL | discount_rate | yearly_load_growth_percent | planning_horizon | enable_traditional_project_deferral | lifetime_of_investment_years | start_year | base_year | year_the_investment_is_committed | revenue_requirement_scaling_factor | discount_rate | inflation_rate_for_investment | traditional_project_invested_capital | periodicity_of_investment_in_years | priority | maximum_total_investment_cost | DER_portfolio_NPV | DER_portfolio_BC_ratio | total_system_energy_avoided_cost_NPV | total_system_capacity_avoided_cost_NPV | total_system_ancillary_services_avoided_cost_NPV | total_system_CO2_avoided_cost_NPV | total_system_loss_of_load_avoided_cost_NPV | total_system_distribution_capacity_avoided_cost_NPV | total_system_investment_and_operational_cost_NPV | feeder_solar_pv_operating_cost_USdollarperkWh | feeder_energy_storage_operating_cost_USdollarperkWh | feeder_distributed_generator_operating_cost_USdollarperkWh | feeder_distributed_generator_CO2_cost_USdollarperkWh | feeder_demand_response_operating_cost_USdollarperkWh | feeder_solar_pv_investment_cost_USdollarperkW | feeder_energy_storage_investment_cost_USdollarperkW | feeder_distributed_generator_investment_cost_USdollarperkW | feeder_demand_response_investment_cost_USdollarperkW
8104401 |  | ts_slack | none | node_SOURCE_8104401 | 19918.584,2771.281,7199.558 | 3082 | 2868 | 28 | 11 | 0 | 0 | 0 | 809 | 112.456 | 5.752 | 2.45 | 0 | 0 |  | 0 | 0 | 1 | 0 |  | 0 | 0 | 0 | 0 | 0 | 0 | 0 | 0 | 0 | 0 | 0 | 0 | 0 | 0 | 0 | 0 | 0 | 0 | 0 | 999999999 | 0 | 0 | 0 | 0 | 0 | 0 | 0 | 0 | 0 | 0 | 0 | 0 | 0 | 0 | 0 | 0 | 0 | 0

## fuse
data_type | static
owner_type | feeder
owner | 8104401
object | fuse
name | groupid | phases | fr | to | phase_A_status | phase_B_status | phase_C_status | repair_dist_type | current_limit | mean_replacement_time | status | dcircuit | selected | monitored | monitored_fields | class_monitored_fields | played | played_fields | comments
fuse_220385715 |  | AN | node_intto1_8104401_200972930 | node_8104401_200972930 | GOOD | GOOD | GOOD |  | 12 |  |  | 8104401 | no | no |  |  | no
fuse_220385789 |  | AD | node_intto1_8104401_200874800 | node_8104401_200874800 | GOOD | GOOD | GOOD |  | 300 |  |  | 8104401 | no | no |  |  | no
fuse_220385802 |  | AD | node_intto1_8104401_200874756 | node_8104401_200874756 | GOOD | GOOD | GOOD |  | 40 |  |  | 8104401 | no | no |  |  | no
fuse_220385982 |  | AN | node_intto1_8104401_200972949 | node_8104401_200972949 | GOOD | GOOD | GOOD |  | 2 |  |  | 8104401 | no | no |  |  | no
fuse_220385984 |  | AD | node_intto1_8104401_200909301 | node_8104401_200909301 | GOOD | GOOD | GOOD |  | 15 |  |  | 8104401 | no | no |  |  | no
fuse_220385989 |  | AD | node_intto1_8104401_200878758 | node_8104401_200878758 | GOOD | GOOD | GOOD |  | 40 |  |  | 8104401 | no | no |  |  | no
fuse_220385990 |  | AN | node_intto1_8104401_200972591 | node_8104401_200972591 | GOOD | GOOD | GOOD |  | 15 |  |  | 8104401 | no | no |  |  | no
fuse_220385991 |  | AD | node_intto1_8104401_200878715 | node_8104401_200878715 | GOOD | GOOD | GOOD |  | 25 |  |  | 8104401 | no | no |  |  | no
fuse_220385992 |  | AD | node_intto1_8104401_200878687 | node_8104401_200878687 | GOOD | GOOD | GOOD |  | 25 |  |  | 8104401 | no | no |  |  | no
fuse_220385993 |  | AD | node_intto1_8104401_200878672 | node_8104401_200878672 | GOOD | GOOD | GOOD |  | 25 |  |  | 8104401 | no | no |  |  | no
fuse_220385994 |  | AD | node_intto1_8104401_200909300 | node_8104401_200909300 | GOOD | GOOD | GOOD |  | 25 |  |  | 8104401 | no | no |  |  | no
fuse_220385995 |  | AD | node_intto1_8104401_200878928 | node_8104401_200878928 | GOOD | GOOD | GOOD |  | 25 |  |  | 8104401 | no | no |  |  | no
fuse_220386002 |  | AD | node_intto1_8104401_200878471 | node_8104401_200878471 | GOOD | GOOD | GOOD |  | 40 |  |  | 8104401 | no | no |  |  | no
fuse_220386018 |  | AD | node_intto1_8104401_200878997 | node_8104401_200878997 | GOOD | GOOD | GOOD |  | 40 |  |  | 8104401 | no | no |  |  | no
fuse_220386020 |  | AD | node_intto1_8104401_200878280 | node_8104401_200878280 | GOOD | GOOD | GOOD |  | 300 |  |  | 8104401 | no | no |  |  | no
fuse_220386029 |  | AD | node_intto1_8104401_200878797 | node_8104401_200878797 | GOOD | GOOD | GOOD |  | 25 |  |  | 8104401 | no | no |  |  | no
fuse_220386031 |  | AD | node_intto1_8104401_200878382 | node_8104401_200878382 | GOOD | GOOD | GOOD |  | 40 |  |  | 8104401 | no | no |  |  | no
fuse_220386032 |  | AD | node_intto1_8104401_200960592 | node_8104401_200960592 | GOOD | GOOD | GOOD |  | 30 |  |  | 8104401 | no | no |  |  | no
fuse_220386034 |  | AD | node_intto1_8104401_200878423 | node_8104401_200878423 | GOOD | GOOD | GOOD |  | 40 |  |  | 8104401 | no | no |  |  | no
fuse_220386035 |  | ABCD | node_intto1_8104401_200878432 | node_8104401_200878432 | GOOD | GOOD | GOOD |  | 300 |  |  | 8104401 | no | no |  |  | no
fuse_220386037 |  | ABCN | node_intto1_220386037 | node_220386037 | GOOD | GOOD | GOOD |  | 12 |  |  | 8104401 | no | no |  |  | no
fuse_220386039 |  | AD | node_intto1_8104401_200878379 | node_8104401_200878379 | GOOD | GOOD | GOOD |  | 40 |  |  | 8104401 | no | no |  |  | no
fuse_220386040 |  | AD | node_intto1_8104401_200878361 | node_8104401_200878361 | GOOD | GOOD | GOOD |  | 40 |  |  | 8104401 | no | no |  |  | no
fuse_220386041 |  | AD | node_intto1_8104401_200940887 | node_8104401_200940887 | GOOD | GOOD | GOOD |  | 40 |  |  | 8104401 | no | no |  |  | no
fuse_220386042 |  | AD | node_intto1_8104401_312118775 | node_8104401_312118775 | GOOD | GOOD | GOOD |  | 40 |  |  | 8104401 | no | no |  |  | no
fuse_220386043 |  | AD | node_intto1_8104401_200878285 | node_8104401_200878285 | GOOD | GOOD | GOOD |  | 40 |  |  | 8104401 | no | no |  |  | no
fuse_220386044 |  | AN | node_intto1_220386044 | node_220386044 | GOOD | GOOD | GOOD |  | 20 |  |  | 8104401 | no | no |  |  | no
fuse_220386045 |  | AD | node_intto1_8104401_200909299 | node_8104401_200909299 | GOOD | GOOD | GOOD |  | 40 |  |  | 8104401 | no | no |  |  | no
fuse_220386048 |  | AD | node_intto1_8104401_200880624 | node_8104401_200880624 | GOOD | GOOD | GOOD |  | 40 |  |  | 8104401 | no | no |  |  | no
fuse_220386053 |  | AD | node_intto1_8104401_200880650 | node_8104401_200880650 | GOOD | GOOD | GOOD |  | 40 |  |  | 8104401 | no | no |  |  | no
fuse_220386070 |  | AD | node_intto1_8104401_200881170 | node_8104401_200881170 | GOOD | GOOD | GOOD |  | 40 |  |  | 8104401 | no | no |  |  | no
fuse_220386072 |  | AD | node_intto1_8104401_201013817 | node_8104401_201013817 | GOOD | GOOD | GOOD |  | 80 |  |  | 8104401 | no | no |  |  | no
fuse_220386085 |  | AD | node_intto1_8104401_200880304 | node_8104401_200880304 | GOOD | GOOD | GOOD |  | 60 |  |  | 8104401 | no | no |  |  | no
fuse_220386096 |  | AD | node_intto1_8104401_200880053 | node_8104401_200880053 | GOOD | GOOD | GOOD |  | 50 |  |  | 8104401 | no | no |  |  | no
fuse_220386098 |  | AD | node_intto1_220386098 | node_220386098 | GOOD | GOOD | GOOD |  | 25 |  |  | 8104401 | no | no |  |  | no
fuse_220386099 |  | AN | node_intto1_220386099 | node_220386099 | GOOD | GOOD | GOOD |  | 20 |  |  | 8104401 | no | no |  |  | no
fuse_220386102 |  | AN | node_intto1_8104401_200880169 | node_8104401_200880169 | GOOD | GOOD | GOOD |  | 40 |  |  | 8104401 | no | no |  |  | no
fuse_220386110 |  | AD | node_intto1_8104401_200964070 | node_8104401_200964070 | GOOD | GOOD | GOOD |  | 65 |  |  | 8104401 | no | no |  |  | no
fuse_220386151 |  | AD | node_intto1_8104401_200875091 | node_8104401_200875091 | GOOD | GOOD | GOOD |  | 25 |  |  | 8104401 | no | no |  |  | no
fuse_220386166 |  | AD | node_intto1_8104401_200874920 | node_8104401_200874920 | GOOD | GOOD | GOOD |  | 40 |  |  | 8104401 | no | no |  |  | no
fuse_220387448 |  | AD | node_intto1_8104401_200887013 | node_8104401_200887013 | GOOD | GOOD | GOOD |  | 25 |  |  | 8104401 | no | no |  |  | no
fuse_220387452 |  | AD | node_intto1_8104401_200886911 | node_8104401_200886911 | GOOD | GOOD | GOOD |  | 65 |  |  | 8104401 | no | no |  |  | no
fuse_220387454 |  | AD | node_intto1_8104401_200886743 | node_8104401_200886743 | GOOD | GOOD | GOOD |  | 50 |  |  | 8104401 | no | no |  |  | no
fuse_220387472 |  | AD | node_intto1_8104401_200886658 | node_8104401_200886658 | GOOD | GOOD | GOOD |  | 65 |  |  | 8104401 | no | no |  |  | no
fuse_220387498 |  | AD | node_intto1_8104401_200981907 | node_8104401_200981907 | GOOD | GOOD | GOOD |  | 40 |  |  | 8104401 | no | no |  |  | no
fuse_220387500 |  | AD | node_intto1_8104401_200886637 | node_8104401_200886637 | GOOD | GOOD | GOOD |  | 65 |  |  | 8104401 | no | no |  |  | no
fuse_220387508 |  | AD | node_intto1_8104401_200886698 | node_8104401_200886698 | GOOD | GOOD | GOOD |  | 40 |  |  | 8104401 | no | no |  |  | no
fuse_220387509 |  | AD | node_intto1_8104401_200886477 | node_8104401_200886477 | GOOD | GOOD | GOOD |  | 300 |  |  | 8104401 | no | no |  |  | no
fuse_220387510 |  | AD | node_intto1_220387510 | node_220387510 | GOOD | GOOD | GOOD |  | 20 |  |  | 8104401 | no | no |  |  | no
fuse_220387511 |  | AD | node_intto1_8104401_200886457 | node_8104401_200886457 | GOOD | GOOD | GOOD |  | 25 |  |  | 8104401 | no | no |  |  | no
fuse_220387512 |  | AD | node_intto1_8104401_200887060 | node_8104401_200887060 | GOOD | GOOD | GOOD |  | 25 |  |  | 8104401 | no | no |  |  | no
fuse_220387514 |  | AD | node_intto1_220387514 | node_220387514 | GOOD | GOOD | GOOD |  | 40 |  |  | 8104401 | no | no |  |  | no
fuse_220387542 |  | AD | node_intto1_8104401_200909355 | node_8104401_200909355 | GOOD | GOOD | GOOD |  | 25 |  |  | 8104401 | no | no |  |  | no
fuse_220387551 |  | AN | node_intto1_8104401_200882879 | node_8104401_200882879 | GOOD | GOOD | GOOD |  | 40 |  |  | 8104401 | no | no |  |  | no
fuse_220387569 |  | AD | node_intto1_8104401_200881568 | node_8104401_200881568 | GOOD | GOOD | GOOD |  | 40 |  |  | 8104401 | no | no |  |  | no
fuse_220387579 |  | AD | node_intto1_8104401_200881931 | node_8104401_200881931 | GOOD | GOOD | GOOD |  | 25 |  |  | 8104401 | no | no |  |  | no
fuse_220436585 |  | AN | node_intto1_8104401_200875038 | node_8104401_200875038 | GOOD | GOOD | GOOD |  | 40 |  |  | 8104401 | no | no |  |  | no
fuse_220436586 |  | AN | node_intto1_220436586 | node_220436586 | GOOD | GOOD | GOOD |  | 12 |  |  | 8104401 | no | no |  |  | no
fuse_220436587 |  | AN | node_intto1_220436587 | node_220436587 | GOOD | GOOD | GOOD |  | 20 |  |  | 8104401 | no | no |  |  | no
fuse_220436588 |  | AN | node_intto1_8104401_200875199 | node_8104401_200875199 | GOOD | GOOD | GOOD |  | 40 |  |  | 8104401 | no | no |  |  | no
fuse_220436610 |  | AN | node_intto1_8104401_200878463 | node_8104401_200878463 | GOOD | GOOD | GOOD |  | 40 |  |  | 8104401 | no | no |  |  | no
fuse_220436611 |  | AN | node_intto1_8104401_200878825 | node_8104401_200878825 | GOOD | GOOD | GOOD |  | 5 |  |  | 8104401 | no | no |  |  | no
fuse_220436612 |  | AN | node_intto1_220436612 | node_220436612 | GOOD | GOOD | GOOD |  | 12 |  |  | 8104401 | no | no |  |  | no
fuse_220436613 |  | AN | node_intto1_220436613 | node_220436613 | GOOD | GOOD | GOOD |  | 12 |  |  | 8104401 | no | no |  |  | no
fuse_220436614 |  | AN | node_intto1_8104401_200878980 | node_8104401_200878980 | GOOD | GOOD | GOOD |  | 40 |  |  | 8104401 | no | no |  |  | no
fuse_220436615 |  | AN | node_intto1_8104401_200878890 | node_8104401_200878890 | GOOD | GOOD | GOOD |  | 65 |  |  | 8104401 | no | no |  |  | no
fuse_220436616 |  | AN | node_intto1_8104401_200878965 | node_8104401_200878965 | GOOD | GOOD | GOOD |  | 40 |  |  | 8104401 | no | no |  |  | no
fuse_220436617 |  | AN | node_intto1_8104401_200879011 | node_8104401_200879011 | GOOD | GOOD | GOOD |  | 40 |  |  | 8104401 | no | no |  |  | no
fuse_220436621 |  | AN | node_intto1_8104401_200880109 | node_8104401_200880109 | GOOD | GOOD | GOOD |  | 40 |  |  | 8104401 | no | no |  |  | no
fuse_220436622 |  | AN | node_intto1_8104401_200880139 | node_8104401_200880139 | GOOD | GOOD | GOOD |  | 40 |  |  | 8104401 | no | no |  |  | no
fuse_220436623 |  | AN | node_intto1_8104401_200880083 | node_8104401_200880083 | GOOD | GOOD | GOOD |  | 40 |  |  | 8104401 | no | no |  |  | no
fuse_220436624 |  | AN | node_intto1_8104401_200880345 | node_8104401_200880345 | GOOD | GOOD | GOOD |  | 40 |  |  | 8104401 | no | no |  |  | no
fuse_220436625 |  | AN | node_intto1_8104401_200880312 | node_8104401_200880312 | GOOD | GOOD | GOOD |  | 40 |  |  | 8104401 | no | no |  |  | no
fuse_220436626 |  | AN | node_intto1_8104401_200880330 | node_8104401_200880330 | GOOD | GOOD | GOOD |  | 65 |  |  | 8104401 | no | no |  |  | no
fuse_220436627 |  | AN | node_intto1_8104401_200880341 | node_8104401_200880341 | GOOD | GOOD | GOOD |  | 40 |  |  | 8104401 | no | no |  |  | no
fuse_220436635 |  | AN | node_intto1_8104401_200886607 | node_8104401_200886607 | GOOD | GOOD | GOOD |  | 40 |  |  | 8104401 | no | no |  |  | no
fuse_220436636 |  | AN | node_intto1_220436636 | node_220436636 | GOOD | GOOD | GOOD |  | 20 |  |  | 8104401 | no | no |  |  | no
fuse_220436638 |  | AN | node_intto1_8104401_200887091 | node_8104401_200887091 | GOOD | GOOD | GOOD |  | 40 |  |  | 8104401 | no | no |  |  | no
fuse_220512959 |  | AD | node_intto1_8104401_200886533 | node_8104401_200886533 | GOOD | GOOD | GOOD |  | 100 |  |  | 8104401 | no | no |  |  | no
fuse_220518048 |  | AN | node_intto1_8104401_200983582 | node_8104401_200983582 | GOOD | GOOD | GOOD |  | 2 |  |  | 8104401 | no | no |  |  | no
fuse_220538355 |  | AN | node_intto1_8104401_200983573 | node_8104401_200983573 | GOOD | GOOD | GOOD |  | 25 |  |  | 8104401 | no | no |  |  | no
fuse_220543143 |  | AD | node_intto1_8104401_200878427 | node_8104401_200878427 | GOOD | GOOD | GOOD |  | 40 |  |  | 8104401 | no | no |  |  | no
fuse_220583491 |  | AD | node_intto1_8104401_200874758 | node_8104401_200874758 | GOOD | GOOD | GOOD |  | 40 |  |  | 8104401 | no | no |  |  | no
fuse_220583504 |  | AD | node_intto1_8104401_200880646 | node_8104401_200880646 | GOOD | GOOD | GOOD |  | 40 |  |  | 8104401 | no | no |  |  | no
fuse_220583506 |  | AN | node_intto1_8104401_200887100 | node_8104401_200887100 | GOOD | GOOD | GOOD |  | 40 |  |  | 8104401 | no | no |  |  | no
fuse_220583513 |  | AD | node_intto1_8104401_200886486 | node_8104401_200886486 | GOOD | GOOD | GOOD |  | 65 |  |  | 8104401 | no | no |  |  | no
fuse_220583541 |  | AD | node_intto1_8104401_200887055 | node_8104401_200887055 | GOOD | GOOD | GOOD |  | 40 |  |  | 8104401 | no | no |  |  | no
fuse_220587529 |  | AD | node_intto1_8104401_200880664 | node_8104401_200880664 | GOOD | GOOD | GOOD |  | 40 |  |  | 8104401 | no | no |  |  | no
fuse_220587534 |  | AD | node_intto1_8104401_200886901 | node_8104401_200886901 | GOOD | GOOD | GOOD |  | 40 |  |  | 8104401 | no | no |  |  | no
fuse_220587536 |  | AD | node_intto1_8104401_200886496 | node_8104401_200886496 | GOOD | GOOD | GOOD |  | 40 |  |  | 8104401 | no | no |  |  | no
fuse_220587538 |  | AD | node_intto1_8104401_200886465 | node_8104401_200886465 | GOOD | GOOD | GOOD |  | 15 |  |  | 8104401 | no | no |  |  | no
fuse_220587540 |  | AD | node_intto1_8104401_200887024 | node_8104401_200887024 | GOOD | GOOD | GOOD |  | 40 |  |  | 8104401 | no | no |  |  | no
fuse_220587542 |  | AD | node_intto1_8104401_201042634 | node_8104401_201042634 | GOOD | GOOD | GOOD |  | 25 |  |  | 8104401 | no | no |  |  | no
fuse_220588335 |  | AD | node_intto1_8104401_200875237 | node_8104401_200875237 | GOOD | GOOD | GOOD |  | 25 |  |  | 8104401 | no | no |  |  | no
fuse_220588383 |  | AD | node_intto1_8104401_200874838 | node_8104401_200874838 | GOOD | GOOD | GOOD |  | 25 |  |  | 8104401 | no | no |  |  | no
fuse_220588385 |  | AD | node_intto1_8104401_200874843 | node_8104401_200874843 | GOOD | GOOD | GOOD |  | 25 |  |  | 8104401 | no | no |  |  | no
fuse_220588387 |  | AD | node_intto1_8104401_201046399 | node_8104401_201046399 | GOOD | GOOD | GOOD |  | 15 |  |  | 8104401 | no | no |  |  | no
fuse_220588405 |  | AD | node_intto1_8104401_200882610 | node_8104401_200882610 | GOOD | GOOD | GOOD |  | 25 |  |  | 8104401 | no | no |  |  | no
fuse_220588407 |  | AD | node_intto1_8104401_200881179 | node_8104401_200881179 | GOOD | GOOD | GOOD |  | 25 |  |  | 8104401 | no | no |  |  | no
fuse_220588409 |  | AD | node_intto1_8104401_200882875 | node_8104401_200882875 | GOOD | GOOD | GOOD |  | 25 |  |  | 8104401 | no | no |  |  | no
fuse_220603058 |  | AD | node_intto1_8104401_201018269 | node_8104401_201018269 | GOOD | GOOD | GOOD |  | 40 |  |  | 8104401 | no | no |  |  | no
fuse_220605439 |  | AD | node_intto1_8104401_200878336 | node_8104401_200878336 | GOOD | GOOD | GOOD |  | 300 |  |  | 8104401 | no | no |  |  | no
fuse_220607537 |  | AD | node_intto1_220607537 | node_220607537 | GOOD | GOOD | GOOD |  | 65 |  |  | 8104401 | no | no |  |  | no
fuse_220607563 |  | AD | node_intto1_8104401_200878480 | node_8104401_200878480 | GOOD | GOOD | GOOD |  | 25 |  |  | 8104401 | no | no |  |  | no
fuse_220607565 |  | AD | node_intto1_8104401_200878413 | node_8104401_200878413 | GOOD | GOOD | GOOD |  | 65 |  |  | 8104401 | no | no |  |  | no
fuse_220607566 |  | AD | node_intto1_220607566 | node_220607566 | GOOD | GOOD | GOOD |  | 65 |  |  | 8104401 | no | no |  |  | no
fuse_220607567 |  | AD | node_intto1_8104401_200878809 | node_8104401_200878809 | GOOD | GOOD | GOOD |  | 20 |  |  | 8104401 | no | no |  |  | no
fuse_220607733 |  | AD | node_intto1_8104401_200878517 | node_8104401_200878517 | GOOD | GOOD | GOOD |  | 25 |  |  | 8104401 | no | no |  |  | no
fuse_220607845 |  | AN | node_intto1_8104401_200972430 | node_8104401_200972430 | GOOD | GOOD | GOOD |  | 15 |  |  | 8104401 | no | no |  |  | no
fuse_220607851 |  | AN | node_intto1_220607851 | node_220607851 | GOOD | GOOD | GOOD |  | 40 |  |  | 8104401 | no | no |  |  | no
fuse_220607853 |  | AD | node_intto1_8104401_200880052 | node_8104401_200880052 | GOOD | GOOD | GOOD |  | 50 |  |  | 8104401 | no | no |  |  | no
fuse_220607854 |  | AD | node_intto1_8104401_200880063 | node_8104401_200880063 | GOOD | GOOD | GOOD |  | 40 |  |  | 8104401 | no | no |  |  | no
fuse_220607856 |  | AD | node_intto1_8104401_200880029 | node_8104401_200880029 | GOOD | GOOD | GOOD |  | 30 |  |  | 8104401 | no | no |  |  | no
fuse_220607857 |  | AD | node_intto1_8104401_200879963 | node_8104401_200879963 | GOOD | GOOD | GOOD |  | 40 |  |  | 8104401 | no | no |  |  | no
fuse_220607860 |  | AD | node_intto1_8104401_200880319 | node_8104401_200880319 | GOOD | GOOD | GOOD |  | 80 |  |  | 8104401 | no | no |  |  | no
fuse_220607861 |  | AD | node_intto1_8104401_200880322 | node_8104401_200880322 | GOOD | GOOD | GOOD |  | 50 |  |  | 8104401 | no | no |  |  | no
fuse_220607866 |  | AD | node_intto1_8104401_200887052 | node_8104401_200887052 | GOOD | GOOD | GOOD |  | 25 |  |  | 8104401 | no | no |  |  | no
fuse_220607908 |  | AN | node_intto1_8104401_200878974 | node_8104401_200878974 | GOOD | GOOD | GOOD |  | 40 |  |  | 8104401 | no | no |  |  | no
fuse_220607909 |  | AD | node_intto1_8104401_200878751 | node_8104401_200878751 | GOOD | GOOD | GOOD |  | 25 |  |  | 8104401 | no | no |  |  | no
fuse_220607911 |  | AD | node_intto1_8104401_200878926 | node_8104401_200878926 | GOOD | GOOD | GOOD |  | 15 |  |  | 8104401 | no | no |  |  | no
fuse_220607913 |  | AD | node_intto1_8104401_200878951 | node_8104401_200878951 | GOOD | GOOD | GOOD |  | 25 |  |  | 8104401 | no | no |  |  | no
fuse_220607916 |  | AD | node_intto1_8104401_200880308 | node_8104401_200880308 | GOOD | GOOD | GOOD |  | 30 |  |  | 8104401 | no | no |  |  | no
fuse_220623685 |  | AD | node_intto1_8104401_201041320 | node_8104401_201041320 | GOOD | GOOD | GOOD |  | 25 |  |  | 8104401 | no | no |  |  | no
fuse_220626486 |  | ABCD | node_intto1_8104401_200878544 | node_8104401_200878544 | GOOD | GOOD | GOOD |  | 40 |  |  | 8104401 | no | no |  |  | no
fuse_220626487 |  | AD | node_intto1_8104401_200878410 | node_8104401_200878410 | GOOD | GOOD | GOOD |  | 40 |  |  | 8104401 | no | no |  |  | no
fuse_220626488 |  | AD | node_intto1_8104401_200878412 | node_8104401_200878412 | GOOD | GOOD | GOOD |  | 40 |  |  | 8104401 | no | no |  |  | no
fuse_220653729 |  | AD | node_intto1_8104401_201064255 | node_8104401_201064255 | GOOD | GOOD | GOOD |  | 25 |  |  | 8104401 | no | no |  |  | no
fuse_310005625 |  | AD | node_intto1_8104401_200952668 | node_8104401_200952668 | GOOD | GOOD | GOOD |  | 40 |  |  | 8104401 | no | no |  |  | no
fuse_310005629 |  | AD | node_intto1_8104401_200874804 | node_8104401_200874804 | GOOD | GOOD | GOOD |  | 40 |  |  | 8104401 | no | no |  |  | no
fuse_310008482 |  | AD | node_intto1_8104401_200874944 | node_8104401_200874944 | GOOD | GOOD | GOOD |  | 25 |  |  | 8104401 | no | no |  |  | no
fuse_310010417 |  | AD | node_intto1_8104401_200875214 | node_8104401_200875214 | GOOD | GOOD | GOOD |  | 25 |  |  | 8104401 | no | no |  |  | no
fuse_310010418 |  | AD | node_intto1_8104401_200875221 | node_8104401_200875221 | GOOD | GOOD | GOOD |  | 25 |  |  | 8104401 | no | no |  |  | no
fuse_311893403 |  | AD | node_intto1_8104401_311893402 | node_8104401_311893402 | GOOD | GOOD | GOOD |  | 300 |  |  | 8104401 | no | no |  |  | no
fuse_311907770 |  | AD | node_intto1_311907770 | node_311907770 | GOOD | GOOD | GOOD |  | 300 |  |  | 8104401 | no | no |  |  | no
fuse_311923081 |  | ABCN | node_intto1_8104401_200878879 | node_8104401_200878879 | GOOD | GOOD | GOOD |  | 1 |  |  | 8104401 | no | no |  |  | no
fuse_311929017 |  | AD | node_intto1_8104401_311929015 | node_8104401_311929015 | GOOD | GOOD | GOOD |  | 3 |  |  | 8104401 | no | no |  |  | no
fuse_312033124 |  | AN | node_intto1_8104401_312033123 | node_8104401_312033123 | GOOD | GOOD | GOOD |  | 2 |  |  | 8104401 | no | no |  |  | no
fuse_312033136 |  | AN | node_intto1_8104401_312033109 | node_8104401_312033109 | GOOD | GOOD | GOOD |  | 40 |  |  | 8104401 | no | no |  |  | no
fuse_312054841 |  | AD | node_intto1_8104401_312054838 | node_8104401_312054838 | GOOD | GOOD | GOOD |  | 20 |  |  | 8104401 | no | no |  |  | no
fuse_312075173 |  | AN | node_intto1_8104401_312075171 | node_8104401_312075171 | GOOD | GOOD | GOOD |  | 10 |  |  | 8104401 | no | no |  |  | no
fuse_312078183 |  | AN | node_intto1_8104401_312078176 | node_8104401_312078176 | GOOD | GOOD | GOOD |  | 100 |  |  | 8104401 | no | no |  |  | no
fuse_312121929 |  | AD | node_intto1_8104401_200881938 | node_8104401_200881938 | GOOD | GOOD | GOOD |  | 25 |  |  | 8104401 | no | no |  |  | no

## line_configuration
data_type | static
owner_type | feeder
owner | 8104401
object | line_configuration
name | groupid | conductor_A | conductor_B | conductor_C | conductor_N | spacing | z11 | z12 | z13 | z21 | z22 | z23 | z31 | z32 | z33 | c11 | c12 | c13 | c21 | c22 | c23 | c31 | c32 | c33 | dcircuit | selected | comments
bal_1P_1/0AA |  | oh_cond_1/0_AAAC | oh_cond_1/0_AAAC | oh_cond_1/0_AAAC |  |  | 0.972+1.499j | 0.095+0.781j | 0.095+0.781j | 0.095+0.781j | 0.972+1.499j | 0.095+0.781j | 0.095+0.781j | 0.095+0.781j | 0.972+1.499j | 12.796 | -3.172 | -3.172 | -3.172 | 12.796 | -3.172 | -3.172 | -3.172 | 12.796 |  | no
bal_1P_1/0AA_1/0AA(N) |  | oh_cond_1/0_AAAC | oh_cond_1/0_AAAC | oh_cond_1/0_AAAC | oh_cond_1/0_AAAC |  | 1.078+1.186j | 0.201+0.467j | 0.201+0.467j | 0.201+0.467j | 1.078+1.186j | 0.201+0.467j | 0.201+0.467j | 0.201+0.467j | 1.078+1.186j | 13.243 | -2.726 | -2.726 | -2.726 | 13.243 | -2.726 | -2.726 | -2.726 | 13.243 |  | no
bal_1P_1/0AC |  | oh_cond_1/0_ACSR | oh_cond_1/0_ACSR | oh_cond_1/0_ACSR |  |  | 0.983+1.218j | 0.095+0.781j | 0.095+0.781j | 0.095+0.781j | 0.983+1.218j | 0.095+0.781j | 0.095+0.781j | 0.095+0.781j | 0.983+1.218j | 12.796 | -3.172 | -3.172 | -3.172 | 12.796 | -3.172 | -3.172 | -3.172 | 12.796 |  | no
bal_1P_1/0AC_1/0AC(N) |  | oh_cond_1/0_ACSR | oh_cond_1/0_ACSR | oh_cond_1/0_ACSR | oh_cond_1/0_ACSR |  | 1.091+1.185j | 0.203+0.469j | 0.203+0.469j | 0.203+0.469j | 1.091+1.185j | 0.203+0.469j | 0.203+0.469j | 0.203+0.469j | 1.091+1.185j | 13.243 | -2.726 | -2.726 | -2.726 | 13.243 | -2.726 | -2.726 | -2.726 | 13.243 |  | no
bal_1P_2AC |  | oh_cond_2_ACSR | oh_cond_2_ACSR | oh_cond_2_ACSR |  |  | 1.505+1.527j | 0.095+0.781j | 0.095+0.781j | 0.095+0.781j | 1.505+1.527j | 0.095+0.781j | 0.095+0.781j | 0.095+0.781j | 1.505+1.527j | 12.393 | -3.017 | -3.017 | -3.017 | 12.393 | -3.017 | -3.017 | -3.017 | 12.393 |  | no
bal_1P_2AC_2AC(N) |  | oh_cond_2_ACSR | oh_cond_2_ACSR | oh_cond_2_ACSR | oh_cond_2_ACSR |  | 1.645+1.289j | 0.235+0.543j | 0.235+0.543j | 0.235+0.543j | 1.645+1.289j | 0.235+0.543j | 0.235+0.543j | 0.235+0.543j | 1.645+1.289j | 12.813 | -2.597 | -2.597 | -2.597 | 12.813 | -2.597 | -2.597 | -2.597 | 12.813 |  | no
bal_1P_2CU |  | oh_cond_2_CU | oh_cond_2_CU | oh_cond_2_CU |  |  | 0.968+1.536j | 0.095+0.781j | 0.095+0.781j | 0.095+0.781j | 0.968+1.536j | 0.095+0.781j | 0.095+0.781j | 0.095+0.781j | 0.968+1.536j | 12.191 | -2.94 | -2.94 | -2.94 | 12.191 | -2.94 | -2.94 | -2.94 | 12.191 |  | no
bal_1P_3-104CW |  | oh_cond_3_#104_CWD | oh_cond_3_#104_CWD | oh_cond_3_#104_CWD |  |  | 6.041+1.65j | 0.095+0.781j | 0.095+0.781j | 0.095+0.781j | 6.041+1.65j | 0.095+0.781j | 0.095+0.781j | 0.095+0.781j | 6.041+1.65j | 11.719 | -2.762 | -2.762 | -2.762 | 11.719 | -2.762 | -2.762 | -2.762 | 11.719 |  | no
bal_1P_3-128CW |  | oh_cond_3_#128_CWD | oh_cond_3_#128_CWD | oh_cond_3_#128_CWD |  |  | 3.968+1.621j | 0.095+0.781j | 0.095+0.781j | 0.095+0.781j | 3.968+1.621j | 0.095+0.781j | 0.095+0.781j | 0.095+0.781j | 3.968+1.621j | 12.087 | -2.901 | -2.901 | -2.901 | 12.087 | -2.901 | -2.901 | -2.901 | 12.087 |  | no
bal_1P_4/0AA |  | oh_cond_4/0_AAAC | oh_cond_4/0_AAAC | oh_cond_4/0_AAAC |  |  | 0.534+1.457j | 0.095+0.781j | 0.095+0.781j | 0.095+0.781j | 0.534+1.457j | 0.095+0.781j | 0.095+0.781j | 0.095+0.781j | 0.534+1.457j | 13.554 | -3.469 | -3.469 | -3.469 | 13.554 | -3.469 | -3.469 | -3.469 | 13.554 |  | no
bal_1P_4/0AC |  | oh_cond_4/0_ACSR | oh_cond_4/0_ACSR | oh_cond_4/0_ACSR |  |  | 0.54+1.457j | 0.095+0.781j | 0.095+0.781j | 0.095+0.781j | 0.54+1.457j | 0.095+0.781j | 0.095+0.781j | 0.095+0.781j | 0.54+1.457j | 13.554 | -3.469 | -3.469 | -3.469 | 13.554 | -3.469 | -3.469 | -3.469 | 13.554 |  | no
bal_1P_4/0AC_1/0AC(N) |  | oh_cond_4/0_ACSR | oh_cond_4/0_ACSR | oh_cond_4/0_ACSR | oh_cond_1/0_ACSR |  | 0.648+1.145j | 0.203+0.469j | 0.203+0.469j | 0.203+0.469j | 0.648+1.145j | 0.203+0.469j | 0.203+0.469j | 0.203+0.469j | 0.648+1.145j | 14.027 | -2.996 | -2.996 | -2.996 | 14.027 | -2.996 | -2.996 | -2.996 | 14.027 |  | no
bal_1P_4/0AC_4/0AC(N) |  | oh_cond_4/0_ACSR | oh_cond_4/0_ACSR | oh_cond_4/0_ACSR | oh_cond_4/0_ACSR |  | 0.581+1.079j | 0.136+0.403j | 0.136+0.403j | 0.136+0.403j | 0.581+1.079j | 0.136+0.403j | 0.136+0.403j | 0.136+0.403j | 0.581+1.079j | 14.052 | -2.971 | -2.971 | -2.971 | 14.052 | -2.971 | -2.971 | -2.971 | 14.052 |  | no
bal_1P_4AC |  | oh_cond_4_ACSR | oh_cond_4_ACSR | oh_cond_4_ACSR |  |  | 2.335+1.555j | 0.095+0.781j | 0.095+0.781j | 0.095+0.781j | 2.335+1.555j | 0.095+0.781j | 0.095+0.781j | 0.095+0.781j | 2.335+1.555j | 11.91 | -2.834 | -2.834 | -2.834 | 11.91 | -2.834 | -2.834 | -2.834 | 11.91 |  | no
bal_1P_4ACW |  | oh_cond_4A_CWD | oh_cond_4A_CWD | oh_cond_4A_CWD |  |  | 1.49+1.583j | 0.095+0.781j | 0.095+0.781j | 0.095+0.781j | 1.49+1.583j | 0.095+0.781j | 0.095+0.781j | 0.095+0.781j | 1.49+1.583j | 12.178 | -2.935 | -2.935 | -2.935 | 12.178 | -2.935 | -2.935 | -2.935 | 12.178 |  | no
bal_1P_4CU |  | oh_cond_4_CU | oh_cond_4_CU | oh_cond_4_CU |  |  | 1.483+1.565j | 0.095+0.781j | 0.095+0.781j | 0.095+0.781j | 1.483+1.565j | 0.095+0.781j | 0.095+0.781j | 0.095+0.781j | 1.483+1.565j | 11.78 | -2.785 | -2.785 | -2.785 | 11.78 | -2.785 | -2.785 | -2.785 | 11.78 |  | no
bal_1P_6ACW |  | oh_cond_6A_CWD | oh_cond_6A_CWD | oh_cond_6A_CWD |  |  | 2.305+1.611j | 0.095+0.781j | 0.095+0.781j | 0.095+0.781j | 2.305+1.611j | 0.095+0.781j | 0.095+0.781j | 0.095+0.781j | 2.305+1.611j | 11.765 | -2.779 | -2.779 | -2.779 | 11.765 | -2.779 | -2.779 | -2.779 | 11.765 |  | no
bal_1P_6CCW |  | oh_cond_6C_CWD | oh_cond_6C_CWD | oh_cond_6C_CWD |  |  | 2.305+1.613j | 0.095+0.781j | 0.095+0.781j | 0.095+0.781j | 2.305+1.613j | 0.095+0.781j | 0.095+0.781j | 0.095+0.781j | 2.305+1.613j | 11.727 | -2.765 | -2.765 | -2.765 | 11.727 | -2.765 | -2.765 | -2.765 | 11.727 |  | no
bal_1P_6CU |  | oh_cond_6_CU | oh_cond_6_CU | oh_cond_6_CU |  |  | 2.275+1.583j | 0.095+0.781j | 0.095+0.781j | 0.095+0.781j | 2.275+1.583j | 0.095+0.781j | 0.095+0.781j | 0.095+0.781j | 2.275+1.583j | 11.393 | -2.641 | -2.641 | -2.641 | 11.393 | -2.641 | -2.641 | -2.641 | 11.393 |  | no
bal_1P_6DCW |  | oh_cond_6D_CWD | oh_cond_6D_CWD | oh_cond_6D_CWD |  |  | 2.315+1.619j | 0.095+0.781j | 0.095+0.781j | 0.095+0.781j | 2.315+1.619j | 0.095+0.781j | 0.095+0.781j | 0.095+0.781j | 2.315+1.619j | 12.087 | -2.901 | -2.901 | -2.901 | 12.087 | -2.901 | -2.901 | -2.901 | 12.087 |  | no
bal_1P_6ST |  | oh_cond_6_STEEL | oh_cond_6_STEEL | oh_cond_6_STEEL |  |  | 10.495+1.587j | 0.095+0.781j | 0.095+0.781j | 0.095+0.781j | 10.495+1.587j | 0.095+0.781j | 0.095+0.781j | 0.095+0.781j | 10.495+1.587j | 11.393 | -2.641 | -2.641 | -2.641 | 11.393 | -2.641 | -2.641 | -2.641 | 11.393 |  | no
bal_1P_8ACW |  | oh_cond_8A_CWD | oh_cond_8A_CWD | oh_cond_8A_CWD |  |  | 3.605+1.634j | 0.095+0.781j | 0.095+0.781j | 0.095+0.781j | 3.605+1.634j | 0.095+0.781j | 0.095+0.781j | 0.095+0.781j | 3.605+1.634j | 11.521 | -2.688 | -2.688 | -2.688 | 11.521 | -2.688 | -2.688 | -2.688 | 11.521 |  | no
bal_1P_8DCW |  | oh_cond_8D_CWD | oh_cond_8D_CWD | oh_cond_8D_CWD |  |  | 3.605+1.647j | 0.095+0.781j | 0.095+0.781j | 0.095+0.781j | 3.605+1.647j | 0.095+0.781j | 0.095+0.781j | 0.095+0.781j | 3.605+1.647j | 11.681 | -2.748 | -2.748 | -2.748 | 11.681 | -2.748 | -2.748 | -2.748 | 11.681 |  | no
bal_1P_DELTACUST |  | oh_cond_2/0_CU | oh_cond_2/0_CU | oh_cond_2/0_CU | oh_cond_3_#7_CWD_30% |  | 0.66+1.378j | 0.22+0.666j | 0.22+0.666j | 0.22+0.666j | 0.66+1.378j | 0.22+0.666j | 0.22+0.666j | 0.22+0.666j | 0.66+1.378j | 13.24 | -2.712 | -2.712 | -2.712 | 13.24 | -2.712 | -2.712 | -2.712 | 13.24 |  | no
bal_1P_WYECUST |  | oh_cond_2/0_CU | oh_cond_2/0_CU | oh_cond_2/0_CU | oh_cond_3_#7_CWD_30% |  | 0.66+1.378j | 0.22+0.666j | 0.22+0.666j | 0.22+0.666j | 0.66+1.378j | 0.22+0.666j | 0.22+0.666j | 0.22+0.666j | 0.66+1.378j | 13.24 | -2.712 | -2.712 | -2.712 | 13.24 | -2.712 | -2.712 | -2.712 | 13.24 |  | no
bal_3P_1/0AC |  | oh_cond_1/0_ACSR | oh_cond_1/0_ACSR | oh_cond_1/0_ACSR |  |  | 0.983+1.497j | 0.095+0.781j | 0.095+0.781j | 0.095+0.781j | 0.983+1.497j | 0.095+0.781j | 0.095+0.781j | 0.095+0.781j | 0.983+1.497j | 12.796 | -3.172 | -3.172 | -3.172 | 12.796 | -3.172 | -3.172 | -3.172 | 12.796 |  | no
bal_3P_2AC |  | oh_cond_2_ACSR | oh_cond_2_ACSR | oh_cond_2_ACSR |  |  | 1.505+1.527j | 0.095+0.781j | 0.095+0.781j | 0.095+0.781j | 1.505+1.527j | 0.095+0.781j | 0.095+0.781j | 0.095+0.781j | 1.505+1.527j | 12.393 | -3.017 | -3.017 | -3.017 | 12.393 | -3.017 | -3.017 | -3.017 | 12.393 |  | no
bal_3P_4/0AA |  | oh_cond_4/0_AAAC | oh_cond_4/0_AAAC | oh_cond_4/0_AAAC |  |  | 0.534+1.457j | 0.095+0.781j | 0.095+0.781j | 0.095+0.781j | 0.534+1.457j | 0.095+0.781j | 0.095+0.781j | 0.095+0.781j | 0.534+1.457j | 13.554 | -3.469 | -3.469 | -3.469 | 13.554 | -3.469 | -3.469 | -3.469 | 13.554 |  | no
bal_3P_4/0AA_1/0AC(N) |  | oh_cond_4/0_AAAC | oh_cond_4/0_AAAC | oh_cond_4/0_AAAC | oh_cond_1/0_ACSR |  | 0.642+1.145j | 0.203+0.469j | 0.203+0.469j | 0.203+0.469j | 0.642+1.145j | 0.203+0.469j | 0.203+0.469j | 0.203+0.469j | 0.642+1.145j | 14.027 | -2.996 | -2.996 | -2.996 | 14.027 | -2.996 | -2.996 | -2.996 | 14.027 |  | no
bal_3P_4/0AC |  | oh_cond_4/0_ACSR | oh_cond_4/0_ACSR | oh_cond_4/0_ACSR |  |  | 0.54+1.457j | 0.095+0.781j | 0.095+0.781j | 0.095+0.781j | 0.54+1.457j | 0.095+0.781j | 0.095+0.781j | 0.095+0.781j | 0.54+1.457j | 13.554 | -3.469 | -3.469 | -3.469 | 13.554 | -3.469 | -3.469 | -3.469 | 13.554 |  | no
bal_3P_4/0AC_1/0AC(N) |  | oh_cond_4/0_ACSR | oh_cond_4/0_ACSR | oh_cond_4/0_ACSR | oh_cond_1/0_ACSR |  | 0.648+1.145j | 0.203+0.469j | 0.203+0.469j | 0.203+0.469j | 0.648+1.145j | 0.203+0.469j | 0.203+0.469j | 0.203+0.469j | 0.648+1.145j | 14.027 | -2.996 | -2.996 | -2.996 | 14.027 | -2.996 | -2.996 | -2.996 | 14.027 |  | no
bal_3P_4/0AL |  | oh_cond_4/0_AL | oh_cond_4/0_AL | oh_cond_4/0_AL |  |  | 0.537+1.466j | 0.095+0.781j | 0.095+0.781j | 0.095+0.781j | 0.537+1.466j | 0.095+0.781j | 0.095+0.781j | 0.095+0.781j | 0.537+1.466j | 13.381 | -3.4 | -3.4 | -3.4 | 13.381 | -3.4 | -3.4 | -3.4 | 13.381 |  | no
unb_TAPWIRE_OH |  | oh_cond_WP-4/0-CU | oh_cond_WP-4/0-CU | oh_cond_WP-4/0-CU | oh_cond_WP-4/0-CU |  | 0.365+1.097j | 0.093+0.433j | 0.094+0.34j | 0.093+0.433j | 0.368+1.078j | 0.095+0.401j | 0.094+0.34j | 0.095+0.401j | 0.368+1.077j | 14.911 | -4.341 | -1.953 | -4.341 | 15.781 | -3.724 | -1.953 | -3.724 | 14.818 |  | no
und_1P_2ALURD_2AL(N) |  | und_cond_1P_2ALURD_2AL(N) | und_cond_1P_2ALURD_2AL(N) | und_cond_1P_2ALURD_2AL(N) |  |  | 2.379+0.823j | 0.0+0.0j | 0.0+0.0j | 0.0+0.0j | 2.379+0.823j | 0.0+0.0j | 0.0+0.0j | 0.0+0.0j | 2.379+0.823j | 401.497 | 0 | 0 | 0 | 401.497 | 0 | 0 | 0 | 401.497 |  | no
und_1P_DELTACUST |  | und_cond_1P_DELTACUST | und_cond_1P_DELTACUST | und_cond_1P_DELTACUST |  |  | 0.179+0.233j | 0.061-0.024j | 0.061-0.024j | 0.061-0.024j | 0.179+0.233j | 0.061-0.024j | 0.061-0.024j | 0.061-0.024j | 0.179+0.233j | 324.124 | 0 | 0 | 0 | 324.124 | 0 | 0 | 0 | 324.124 |  | no
und_1P_WYECUST |  | und_cond_1P_WYECUST | und_cond_1P_WYECUST | und_cond_1P_WYECUST |  |  | 0.179+0.233j | 0.061-0.024j | 0.061-0.024j | 0.061-0.024j | 0.179+0.233j | 0.061-0.024j | 0.061-0.024j | 0.061-0.024j | 0.179+0.233j | 324.124 | 0 | 0 | 0 | 324.124 | 0 | 0 | 0 | 324.124 |  | no
und_TAPWIRE_UG |  | und_cond_TAPWIRE_UG | und_cond_TAPWIRE_UG | und_cond_TAPWIRE_UG |  |  | 0.001+0.001j | 0.0+0.0j | 0.0+0.0j | 0.0+0.0j | 0.001+0.001j | 0.0+0.0j | 0.0+0.0j | 0.0+0.0j | 0.001+0.001j | 0 | 0 | 0 | 0 | 0 | 0 | 0 | 0 | 0 |  | no

## load
data_type | static
owner_type | feeder
owner | 8104401
object | load
name | groupid | parent | bustype | phases | nominal_voltage | load_class | constant_power_A | constant_power_B | constant_power_C | constant_current_A | constant_current_B | constant_current_C | constant_impedance_A | constant_impedance_B | constant_impedance_C | base_power_A | base_power_B | base_power_C | power_pf_A | power_pf_B | power_pf_C | current_pf_A | current_pf_B | current_pf_C | impedance_pf_A | impedance_pf_B | impedance_pf_C | power_fraction_A | power_fraction_B | power_fraction_C | current_fraction_A | current_fraction_B | current_fraction_C | impedance_fraction_A | impedance_fraction_B | impedance_fraction_C | dcircuit | selected | monitored | monitored_fields | class_monitored_fields | played | played_fields | base_kw_A | base_kw_B | base_kw_C | kw_A | kw_B | kw_C | comments | critical_load | dem_resp_lb | dem_resp_ub | dem_resp_shortage_cost | dem_resp_surplus_cost | num_customers
load_220353211 |  | node_1407770_257_15447131_521 |  | AN | 0 | Residential | 6703.2+2855.551j | 0 | 0 | 0 | 0 | 0 | [24 empty] | 8104401 | no | no |  |  | no |  | 0 | 0 | 0 | 0 | 0 | 0 |  | 1 | 1 | 1 | 0 | 0 | 0
load_220353212 |  | node_1407995_148_15446443_414 |  | AN | 0 | Residential | 208.8+88.948j | 0 | 0 | 0 | 0 | 0 | [24 empty] | 8104401 | no | no |  |  | no |  | 0 | 0 | 0 | 0 | 0 | 0 |  | 1 | 1 | 1 | 0 | 0 | 0
load_220353213 |  | node_1408265_335_15445190_151 |  | AN | 0 | Residential | 1497.6+637.975j | 0 | 0 | 0 | 0 | 0 | [24 empty] | 8104401 | no | no |  |  | no |  | 0 | 0 | 0 | 0 | 0 | 0 |  | 1 | 1 | 1 | 0 | 0 | 0
load_220353214 |  | node_1407860_784_15444992_786 |  | AN | 0 | Residential | 0 | 0 | 0 | 0 | 0 | 0 | [24 empty] | 8104401 | no | no |  |  | no |  | 0 | 0 | 0 | 0 | 0 | 0 |  | 1 | 1 | 1 | 0 | 0 | 0
load_220353215 |  | node_1407973_23_15443425_246 |  | AN | 0 | Residential | 5738.4+2444.548j | 0 | 0 | 0 | 0 | 0 | [24 empty] | 8104401 | no | no |  |  | no |  | 0 | 0 | 0 | 0 | 0 | 0 |  | 1 | 1 | 1 | 0 | 0 | 0
load_220353216 |  | node_1408023_58_15442771_588 |  | AN | 0 | Residential | 5666.4+2413.876j | 0 | 0 | 0 | 0 | 0 | [24 empty] | 8104401 | no | no |  |  | no |  | 0 | 0 | 0 | 0 | 0 | 0 |  | 1 | 1 | 1 | 0 | 0 | 0
load_220353217 |  | node_1408044_405_15442280_015 |  | AN | 0 | Residential | 5990.4+2551.9j | 0 | 0 | 0 | 0 | 0 | [24 empty] | 8104401 | no | no |  |  | no |  | 0 | 0 | 0 | 0 | 0 | 0 |  | 1 | 1 | 1 | 0 | 0 | 0
load_220353218 |  | node_1408153_952_15440181_808 |  | AN | 0 | Residential | 17445.6+7431.794j | 0 | 0 | 0 | 0 | 0 | [24 empty] | 8104401 | no | no |  |  | no |  | 0 | 0 | 0 | 0 | 0 | 0 |  | 1 | 1 | 1 | 0 | 0 | 0
load_220353219 |  | node_1408142_157_15439929_975 |  | AN | 0 | Residential | 9201.6+3919.865j | 0 | 0 | 0 | 0 | 0 | [24 empty] | 8104401 | no | no |  |  | no |  | 0 | 0 | 0 | 0 | 0 | 0 |  | 1 | 1 | 1 | 0 | 0 | 0
load_220353220 |  | node_1407494_744_15439571_254 |  | AN | 0 | Other | 0 | 0 | 0 | 0 | 0 | 0 | [24 empty] | 8104401 | no | no |  |  | no |  | 0 | 0 | 0 | 0 | 0 | 0 |  | 1 | 1 | 1 | 0 | 0 | 0
load_220353221 |  | node_1408273_309_15438135_828 |  | AN | 0 | Residential | 4802.4+2045.814j | 0 | 0 | 0 | 0 | 0 | [24 empty] | 8104401 | no | no |  |  | no |  | 0 | 0 | 0 | 0 | 0 | 0 |  | 1 | 1 | 1 | 0 | 0 | 0
load_220353222 |  | node_1408340_654_15437244_669 |  | AN | 0 | Residential | 7610.4+3242.017j | 0 | 0 | 0 | 0 | 0 | [24 empty] | 8104401 | no | no |  |  | no |  | 0 | 0 | 0 | 0 | 0 | 0 |  | 1 | 1 | 1 | 0 | 0 | 0
load_220353223 |  | node_1408358_099_15437031_001 |  | AN | 0 | Residential | 11534.4+4913.634j | 0 | 0 | 0 | 0 | 0 | [24 empty] | 8104401 | no | no |  |  | no |  | 0 | 0 | 0 | 0 | 0 | 0 |  | 1 | 1 | 1 | 0 | 0 | 0
load_220353224 |  | node_1408405_851_15436110_945 |  | AN | 0 | Residential | 4507.2+1920.059j | 0 | 0 | 0 | 0 | 0 | [24 empty] | 8104401 | no | no |  |  | no |  | 0 | 0 | 0 | 0 | 0 | 0 |  | 1 | 1 | 1 | 0 | 0 | 0
load_220353225 |  | node_1408423_927_15435741_141 |  | AN | 0 | Residential | 14155.2+6030.09j | 0 | 0 | 0 | 0 | 0 | [24 empty] | 8104401 | no | no |  |  | no |  | 0 | 0 | 0 | 0 | 0 | 0 |  | 1 | 1 | 1 | 0 | 0 | 0
load_220353226 |  | node_1408434_065_15435465_234 |  | AN | 0 | Residential | 13132.8+5594.549j | 0 | 0 | 0 | 0 | 0 | [24 empty] | 8104401 | no | no |  |  | no |  | 0 | 0 | 0 | 0 | 0 | 0 |  | 1 | 1 | 1 | 0 | 0 | 0
load_220353229 |  | node_1408207_85_15433124_607 |  | AN | 0 | Residential | 2664+1134.859j | 0 | 0 | 0 | 0 | 0 | [24 empty] | 8104401 | no | no |  |  | no |  | 0 | 0 | 0 | 0 | 0 | 0 |  | 1 | 1 | 1 | 0 | 0 | 0
load_220353236 |  | node_1406905_412_15438537_268 |  | AN | 0 | Residential | 4363.2+1858.715j | 0 | 0 | 0 | 0 | 0 | [24 empty] | 8104401 | no | no |  |  | no |  | 0 | 0 | 0 | 0 | 0 | 0 |  | 1 | 1 | 1 | 0 | 0 | 0
load_220353237 |  | node_1406745_873_15438240_707 |  | AN | 0 | Other | 0 | 0 | 0 | 0 | 0 | 0 | [24 empty] | 8104401 | no | no |  |  | no |  | 0 | 0 | 0 | 0 | 0 | 0 |  | 1 | 1 | 1 | 0 | 0 | 0
load_220353238 |  | node_1406493_191_15438548_518 |  | AN | 0 | Residential | 9792+4171.375j | 0 | 0 | 0 | 0 | 0 | [24 empty] | 8104401 | no | no |  |  | no |  | 0 | 0 | 0 | 0 | 0 | 0 |  | 1 | 1 | 1 | 0 | 0 | 0
load_220353241 |  | node_1408036_98_15447307_968 |  | AN | 0 | Residential | 4658.4+1984.47j | 0 | 0 | 0 | 0 | 0 | [24 empty] | 8104401 | no | no |  |  | no |  | 0 | 0 | 0 | 0 | 0 | 0 |  | 1 | 1 | 1 | 0 | 0 | 0
load_220353242 |  | node_1412168_411_15448972_272 |  | AN | 0 | Residential | 11592+4938.171j | 0 | 0 | 0 | 0 | 0 | [24 empty] | 8104401 | no | no |  |  | no |  | 0 | 0 | 0 | 0 | 0 | 0 |  | 1 | 1 | 1 | 0 | 0 | 0
load_220353243 |  | node_1412652_357_15449957_234 |  | AN | 0 | Residential | 0 | 0 | 0 | 0 | 0 | 0 | [24 empty] | 8104401 | no | no |  |  | no |  | 0 | 0 | 0 | 0 | 0 | 0 |  | 1 | 1 | 1 | 0 | 0 | 0
load_220353244 |  | node_1413447_166_15449240_499 |  | AN | 0 | Residential | 18734.4+7980.821j | 0 | 0 | 0 | 0 | 0 | [24 empty] | 8104401 | no | no |  |  | no |  | 0 | 0 | 0 | 0 | 0 | 0 |  | 1 | 1 | 1 | 0 | 0 | 0
load_220353245 |  | node_1415944_517_15449426_731 |  | AN | 0 | Other | 0 | 0 | 0 | 0 | 0 | 0 | [24 empty] | 8104401 | no | no |  |  | no |  | 0 | 0 | 0 | 0 | 0 | 0 |  | 1 | 1 | 1 | 0 | 0 | 0
load_220353246 |  | node_1416213_282_15449419_536 |  | AN | 0 | Residential | 16826.4+7168.016j | 0 | 0 | 0 | 0 | 0 | [24 empty] | 8104401 | no | no |  |  | no |  | 0 | 0 | 0 | 0 | 0 | 0 |  | 1 | 1 | 1 | 0 | 0 | 0
load_220353247 |  | node_1416636_866_15449370_308 |  | AN | 0 | Residential | 5738.4+2444.548j | 0 | 0 | 0 | 0 | 0 | [24 empty] | 8104401 | no | no |  |  | no |  | 0 | 0 | 0 | 0 | 0 | 0 |  | 1 | 1 | 1 | 0 | 0 | 0
load_220353248 |  | node_1417026_867_15449320_885 |  | AN | 0 | Residential | 2440.8+1039.776j | 0 | 0 | 0 | 0 | 0 | [24 empty] | 8104401 | no | no |  |  | no |  | 0 | 0 | 0 | 0 | 0 | 0 |  | 1 | 1 | 1 | 0 | 0 | 0
load_220353249 |  | node_1417484_584_15449332_603 |  | AN | 0 | Residential | 6271.2+2671.52j | 0 | 0 | 0 | 0 | 0 | [24 empty] | 8104401 | no | no |  |  | no |  | 0 | 0 | 0 | 0 | 0 | 0 |  | 1 | 1 | 1 | 0 | 0 | 0
load_220353250 |  | node_1417798_61_15449416_062 |  | AN | 0 | Residential | 11469.6+4886.029j | 0 | 0 | 0 | 0 | 0 | [24 empty] | 8104401 | no | no |  |  | no |  | 0 | 0 | 0 | 0 | 0 | 0 |  | 1 | 1 | 1 | 0 | 0 | 0
load_220353252 |  | node_1420681_716_15452261_684 |  | AN | 0 | Residential | 3837.6+1634.811j | 0 | 0 | 0 | 0 | 0 | [24 empty] | 8104401 | no | no |  |  | no |  | 0 | 0 | 0 | 0 | 0 | 0 |  | 1 | 1 | 1 | 0 | 0 | 0
load_220353253 |  | node_1409768_877_15447756_46 |  | AN | 0 | Residential | 2692.8+1147.128j | 0 | 0 | 0 | 0 | 0 | [24 empty] | 8104401 | no | no |  |  | no |  | 0 | 0 | 0 | 0 | 0 | 0 |  | 1 | 1 | 1 | 0 | 0 | 0
load_220353254 |  | node_1409911_126_15448012_042 |  | AN | 0 | Residential | 12895.2+5493.332j | 0 | 0 | 0 | 0 | 0 | [24 empty] | 8104401 | no | no |  |  | no |  | 0 | 0 | 0 | 0 | 0 | 0 |  | 1 | 1 | 1 | 0 | 0 | 0
load_220353255 |  | node_1407839_495_15447517_696 |  | AN | 0 | Residential | 7927.2+3376.973j | 0 | 0 | 0 | 0 | 0 | [24 empty] | 8104401 | no | no |  |  | no |  | 0 | 0 | 0 | 0 | 0 | 0 |  | 1 | 1 | 1 | 0 | 0 | 0
load_220353256 |  | node_1407504_097_15451093_67 |  | AN | 0 | Residential | 4651.2+1981.403j | 0 | 0 | 0 | 0 | 0 | [24 empty] | 8104401 | no | no |  |  | no |  | 0 | 0 | 0 | 0 | 0 | 0 |  | 1 | 1 | 1 | 0 | 0 | 0
load_220353257 |  | node_1407852_093_15451096_379 |  | AN | 0 | Residential | 9900+4217.382j | 0 | 0 | 0 | 0 | 0 | [24 empty] | 8104401 | no | no |  |  | no |  | 0 | 0 | 0 | 0 | 0 | 0 |  | 1 | 1 | 1 | 0 | 0 | 0
load_220353258 |  | node_1407661_477_15450469_656 |  | AN | 0 | Residential | 6235.2+2656.184j | 0 | 0 | 0 | 0 | 0 | [24 empty] | 8104401 | no | no |  |  | no |  | 0 | 0 | 0 | 0 | 0 | 0 |  | 1 | 1 | 1 | 0 | 0 | 0
load_220353259 |  | node_1428832_763_15425850_597 |  | AN | 0 | Residential | 4312.8+1837.245j | 0 | 0 | 0 | 0 | 0 | [24 empty] | 8104401 | no | no |  |  | no |  | 0 | 0 | 0 | 0 | 0 | 0 |  | 1 | 1 | 1 | 0 | 0 | 0
load_220353260 |  | node_1422622_358_15432780_371 |  | AN | 0 | Residential | 9050.4+3855.454j | 0 | 0 | 0 | 0 | 0 | [24 empty] | 8104401 | no | no |  |  | no |  | 0 | 0 | 0 | 0 | 0 | 0 |  | 1 | 1 | 1 | 0 | 0 | 0
load_220353261 |  | node_1421208_933_15428857_213 |  | AN | 0 | Residential | 72+30.672j | 0 | 0 | 0 | 0 | 0 | [24 empty] | 8104401 | no | no |  |  | no |  | 0 | 0 | 0 | 0 | 0 | 0 |  | 1 | 1 | 1 | 0 | 0 | 0
load_220353262 |  | node_1420934_869_15428547_611 |  | AN | 0 | Other | 0 | 0 | 0 | 0 | 0 | 0 | [24 empty] | 8104401 | no | no |  |  | no |  | 0 | 0 | 0 | 0 | 0 | 0 |  | 1 | 1 | 1 | 0 | 0 | 0
load_220353262-L-1 |  | node_1420934_869_15428547_611 |  | AN | 0 | Other | 0 | 0 | 0 | 0 | 0 | 0 | [24 empty] | 8104401 | no | no |  |  | no |  | 0 | 0 | 0 | 0 | 0 | 0 |  | 1 | 1 | 1 | 0 | 0 | 0
load_220353263 |  | node_1420658_86_15428232_575 |  | AN | 0 | Residential | 9842.4+4192.845j | 0 | 0 | 0 | 0 | 0 | [24 empty] | 8104401 | no | no |  |  | no |  | 0 | 0 | 0 | 0 | 0 | 0 |  | 1 | 1 | 1 | 0 | 0 | 0
load_220353264 |  | node_1420352_287_15428220_222 |  | AN | 0 | Residential | 8179.2+3484.325j | 0 | 0 | 0 | 0 | 0 | [24 empty] | 8104401 | no | no |  |  | no |  | 0 | 0 | 0 | 0 | 0 | 0 |  | 1 | 1 | 1 | 0 | 0 | 0
load_220353265 |  | node_1419991_746_15428201_214 |  | AN | 0 | Residential | 12276+5229.554j | 0 | 0 | 0 | 0 | 0 | [24 empty] | 8104401 | no | no |  |  | no |  | 0 | 0 | 0 | 0 | 0 | 0 |  | 1 | 1 | 1 | 0 | 0 | 0
load_220353267 |  | node_1419298_374_15428176_84 |  | AN | 0 | Residential | 9864+4202.046j | 0 | 0 | 0 | 0 | 0 | [24 empty] | 8104401 | no | no |  |  | no |  | 0 | 0 | 0 | 0 | 0 | 0 |  | 1 | 1 | 1 | 0 | 0 | 0
load_220353271 |  | node_1416055_475_15431919_828 |  | AN | 0 | Residential | 19296+8220.062j | 0 | 0 | 0 | 0 | 0 | [24 empty] | 8104401 | no | no |  |  | no |  | 0 | 0 | 0 | 0 | 0 | 0 |  | 1 | 1 | 1 | 0 | 0 | 0
load_220353272 |  | node_1422432_11_15433987_088 |  | AN | 0 | Residential | 3247.2+1383.301j | 0 | 0 | 0 | 0 | 0 | [24 empty] | 8104401 | no | no |  |  | no |  | 0 | 0 | 0 | 0 | 0 | 0 |  | 1 | 1 | 1 | 0 | 0 | 0
load_220353294 |  | node_1415357_684_15429485_929 |  | AN | 0 | Residential | 3729.6+1588.803j | 0 | 0 | 0 | 0 | 0 | [24 empty] | 8104401 | no | no |  |  | no |  | 0 | 0 | 0 | 0 | 0 | 0 |  | 1 | 1 | 1 | 0 | 0 | 0
load_220353295 |  | node_1414911_968_15429710_443 |  | AN | 0 | Residential | 21.6+9.202j | 0 | 0 | 0 | 0 | 0 | [24 empty] | 8104401 | no | no |  |  | no |  | 0 | 0 | 0 | 0 | 0 | 0 |  | 1 | 1 | 1 | 0 | 0 | 0
load_220353296 |  | node_1413899_449_15429945_116 |  | AN | 0 | Residential | 3160.8+1346.495j | 0 | 0 | 0 | 0 | 0 | [24 empty] | 8104401 | no | no |  |  | no |  | 0 | 0 | 0 | 0 | 0 | 0 |  | 1 | 1 | 1 | 0 | 0 | 0
load_220353297 |  | node_1413667_776_15430499_857 |  | AN | 0 | Residential | 2757.6+1174.733j | 0 | 0 | 0 | 0 | 0 | [24 empty] | 8104401 | no | no |  |  | no |  | 0 | 0 | 0 | 0 | 0 | 0 |  | 1 | 1 | 1 | 0 | 0 | 0
load_220353305 |  | node_1410964_044_15435653_774 |  | AN | 0 | Residential | 14529.6+6189.584j | 0 | 0 | 0 | 0 | 0 | [24 empty] | 8104401 | no | no |  |  | no |  | 0 | 0 | 0 | 0 | 0 | 0 |  | 1 | 1 | 1 | 0 | 0 | 0
load_220353306 |  | node_1412875_908_15433053_968 |  | AN | 0 | Residential | 5234.4+2229.845j | 0 | 0 | 0 | 0 | 0 | [24 empty] | 8104401 | no | no |  |  | no |  | 0 | 0 | 0 | 0 | 0 | 0 |  | 1 | 1 | 1 | 0 | 0 | 0
load_220353307 |  | node_1412049_395_15432443_727 |  | AN | 0 | Other | 0 | 0 | 0 | 0 | 0 | 0 | [24 empty] | 8104401 | no | no |  |  | no |  | 0 | 0 | 0 | 0 | 0 | 0 |  | 1 | 1 | 1 | 0 | 0 | 0
load_220353308 |  | node_1412969_771_15432388_063 |  | AN | 0 | Residential | 8265.6+3521.131j | 0 | 0 | 0 | 0 | 0 | [24 empty] | 8104401 | no | no |  |  | no |  | 0 | 0 | 0 | 0 | 0 | 0 |  | 1 | 1 | 1 | 0 | 0 | 0
load_220353309 |  | node_1413273_735_15431564_067 |  | AN | 0 | NonResidential | 0 | 0 | 0 | 0 | 0 | 0 | [24 empty] | 8104401 | no | no |  |  | no |  | 0 | 0 | 0 | 0 | 0 | 0 |  | 1 | 1 | 1 | 0 | 0 | 0
load_220353310 |  | node_1413332_601_15431359_348 |  | AN | 0 | Residential | 3268.8+1392.503j | 0 | 0 | 0 | 0 | 0 | [24 empty] | 8104401 | no | no |  |  | no |  | 0 | 0 | 0 | 0 | 0 | 0 |  | 1 | 1 | 1 | 0 | 0 | 0
load_220353311 |  | node_1413459_646_15431075_217 |  | AN | 0 | Residential | 1641.6+699.319j | 0 | 0 | 0 | 0 | 0 | [24 empty] | 8104401 | no | no |  |  | no |  | 0 | 0 | 0 | 0 | 0 | 0 |  | 1 | 1 | 1 | 0 | 0 | 0
load_220353313 |  | node_1411886_267_15434140_609 |  | AN | 0 | Residential | 2916+1242.211j | 0 | 0 | 0 | 0 | 0 | [24 empty] | 8104401 | no | no |  |  | no |  | 0 | 0 | 0 | 0 | 0 | 0 |  | 1 | 1 | 1 | 0 | 0 | 0
load_220353316 |  | node_1412772_691_15433356_225 |  | AN | 0 | Residential | 29613.6+12615.341j | 0 | 0 | 0 | 0 | 0 | [24 empty] | 8104401 | no | no |  |  | no |  | 0 | 0 | 0 | 0 | 0 | 0 |  | 1 | 1 | 1 | 0 | 0 | 0
load_220353317 |  | node_1429220_304_15424101_242 |  | AN | 0 | Residential | 6386.4+2720.595j | 0 | 0 | 0 | 0 | 0 | [24 empty] | 8104401 | no | no |  |  | no |  | 0 | 0 | 0 | 0 | 0 | 0 |  | 1 | 1 | 1 | 0 | 0 | 0
load_220353318 |  | node_1419103_063_15425650_873 |  | AN | 0 | Residential | 158.4+67.478j | 0 | 0 | 0 | 0 | 0 | [24 empty] | 8104401 | no | no |  |  | no |  | 0 | 0 | 0 | 0 | 0 | 0 |  | 1 | 1 | 1 | 0 | 0 | 0
load_220353319 |  | node_1420301_651_15424436_924 |  | AN | 0 | Residential | 9547.2+4067.09j | 0 | 0 | 0 | 0 | 0 | [24 empty] | 8104401 | no | no |  |  | no |  | 0 | 0 | 0 | 0 | 0 | 0 |  | 1 | 1 | 1 | 0 | 0 | 0
load_220353320 |  | node_1420156_795_15423510_448 |  | AN | 0 | NonResidential | 0 | 0 | 0 | 0 | 0 | 0 | [24 empty] | 8104401 | no | no |  |  | no |  | 0 | 0 | 0 | 0 | 0 | 0 |  | 1 | 1 | 1 | 0 | 0 | 0
load_220353321 |  | node_1420255_312_15423232_466 |  | AN | 0 | NonResidential | 1231.2+524.489j | 0 | 0 | 0 | 0 | 0 | [24 empty] | 8104401 | no | no |  |  | no |  | 0 | 0 | 0 | 0 | 0 | 0 |  | 1 | 1 | 1 | 0 | 0 | 0
load_220353322 |  | node_1417944_432_15427589_076 |  | AN | 0 | Residential | 3175.2+1352.63j | 0 | 0 | 0 | 0 | 0 | [24 empty] | 8104401 | no | no |  |  | no |  | 0 | 0 | 0 | 0 | 0 | 0 |  | 1 | 1 | 1 | 0 | 0 | 0
load_220353323 |  | node_1420528_898_15422702_499 |  | AN | 0 | Residential | 16027.2+6827.559j | 0 | 0 | 0 | 0 | 0 | [24 empty] | 8104401 | no | no |  |  | no |  | 0 | 0 | 0 | 0 | 0 | 0 |  | 1 | 1 | 1 | 0 | 0 | 0
load_220353324 |  | node_1420741_18_15422526_659 |  | AN | 0 | Residential | 7329.6+3122.397j | 0 | 0 | 0 | 0 | 0 | [24 empty] | 8104401 | no | no |  |  | no |  | 0 | 0 | 0 | 0 | 0 | 0 |  | 1 | 1 | 1 | 0 | 0 | 0
load_220353325 |  | node_1421565_332_15421800_563 |  | AN | 0 | Residential | 115.2+49.075j | 0 | 0 | 0 | 0 | 0 | [24 empty] | 8104401 | no | no |  |  | no |  | 0 | 0 | 0 | 0 | 0 | 0 |  | 1 | 1 | 1 | 0 | 0 | 0
load_220353326 |  | node_1421288_34_15421541_677 |  | AN | 0 | Residential | 2584.8+1101.12j | 0 | 0 | 0 | 0 | 0 | [24 empty] | 8104401 | no | no |  |  | no |  | 0 | 0 | 0 | 0 | 0 | 0 |  | 1 | 1 | 1 | 0 | 0 | 0
load_220353327 |  | node_1418062_716_15427377_909 |  | AN | 0 | Residential | 5997.6+2554.967j | 0 | 0 | 0 | 0 | 0 | [24 empty] | 8104401 | no | no |  |  | no |  | 0 | 0 | 0 | 0 | 0 | 0 |  | 1 | 1 | 1 | 0 | 0 | 0
load_220353328 |  | node_1418351_56_15426870_368 |  | AN | 0 | Residential | 2714.4+1156.33j | 0 | 0 | 0 | 0 | 0 | [24 empty] | 8104401 | no | no |  |  | no |  | 0 | 0 | 0 | 0 | 0 | 0 |  | 1 | 1 | 1 | 0 | 0 | 0
load_220353329 |  | node_1408687_363_15435050_897 |  | AN | 0 | Residential | 7826.4+3334.032j | 0 | 0 | 0 | 0 | 0 | [24 empty] | 8104401 | no | no |  |  | no |  | 0 | 0 | 0 | 0 | 0 | 0 |  | 1 | 1 | 1 | 0 | 0 | 0
load_220353330 |  | node_1409445_662_15435410_453 |  | AN | 0 | Residential | 19519.2+8315.144j | 0 | 0 | 0 | 0 | 0 | [24 empty] | 8104401 | no | no |  |  | no |  | 0 | 0 | 0 | 0 | 0 | 0 |  | 1 | 1 | 1 | 0 | 0 | 0
load_220353332 |  | node_1412123_925_15436576_795 |  | AN | 0 | Residential | 10454.4+4453.556j | 0 | 0 | 0 | 0 | 0 | [24 empty] | 8104401 | no | no |  |  | no |  | 0 | 0 | 0 | 0 | 0 | 0 |  | 1 | 1 | 1 | 0 | 0 | 0
load_220353333 |  | node_1413225_192_15436426_09 |  | AN | 0 | NonResidential | 3909.6+1665.483j | 0 | 0 | 0 | 0 | 0 | [24 empty] | 8104401 | no | no |  |  | no |  | 0 | 0 | 0 | 0 | 0 | 0 |  | 1 | 1 | 1 | 0 | 0 | 0
load_220353334 |  | node_1413792_953_15436372_347 |  | AN | 0 | Residential | 2937.6+1251.412j | 0 | 0 | 0 | 0 | 0 | [24 empty] | 8104401 | no | no |  |  | no |  | 0 | 0 | 0 | 0 | 0 | 0 |  | 1 | 1 | 1 | 0 | 0 | 0
load_220353335 |  | node_1414279_31_15436468_84 |  | AN | 0 | NonResidential | 86.4+36.806j | 0 | 0 | 0 | 0 | 0 | [24 empty] | 8104401 | no | no |  |  | no |  | 0 | 0 | 0 | 0 | 0 | 0 |  | 1 | 1 | 1 | 0 | 0 | 0
load_220353336 |  | node_1415178_483_15436513_783 |  | AN | 0 | Residential | 6163.2+2625.512j | 0 | 0 | 0 | 0 | 0 | [24 empty] | 8104401 | no | no |  |  | no |  | 0 | 0 | 0 | 0 | 0 | 0 |  | 1 | 1 | 1 | 0 | 0 | 0
load_220353337 |  | node_1416013_148_15436652_092 |  | AN | 0 | Residential | 9050.4+3855.454j | 0 | 0 | 0 | 0 | 0 | [24 empty] | 8104401 | no | no |  |  | no |  | 0 | 0 | 0 | 0 | 0 | 0 |  | 1 | 1 | 1 | 0 | 0 | 0
load_220353338 |  | node_1416521_751_15436165_665 |  | AN | 0 | Residential | 1692+720.789j | 0 | 0 | 0 | 0 | 0 | [24 empty] | 8104401 | no | no |  |  | no |  | 0 | 0 | 0 | 0 | 0 | 0 |  | 1 | 1 | 1 | 0 | 0 | 0
load_220353340 |  | node_1422464_389_15436799_806 |  | AN | 0 | Residential | 50.4+21.47j | 0 | 0 | 0 | 0 | 0 | [24 empty] | 8104401 | no | no |  |  | no |  | 0 | 0 | 0 | 0 | 0 | 0 |  | 1 | 1 | 1 | 0 | 0 | 0
load_220353341 |  | node_1423313_734_15436696_466 |  | AN | 0 | Residential | 10656+4539.437j | 0 | 0 | 0 | 0 | 0 | [24 empty] | 8104401 | no | no |  |  | no |  | 0 | 0 | 0 | 0 | 0 | 0 |  | 1 | 1 | 1 | 0 | 0 | 0
load_220353342 |  | node_1424627_332_15437074_536 |  | AN | 0 | Residential | 3643.2+1551.997j | 0 | 0 | 0 | 0 | 0 | [24 empty] | 8104401 | no | no |  |  | no |  | 0 | 0 | 0 | 0 | 0 | 0 |  | 1 | 1 | 1 | 0 | 0 | 0
load_220353343 |  | node_1424774_641_15436185_662 |  | AN | 0 | Residential | 7423.2+3162.27j | 0 | 0 | 0 | 0 | 0 | [24 empty] | 8104401 | no | no |  |  | no |  | 0 | 0 | 0 | 0 | 0 | 0 |  | 1 | 1 | 1 | 0 | 0 | 0
load_220353344 |  | node_1425027_525_15436593_069 |  | AN | 0 | Residential | 11822.4+5036.321j | 0 | 0 | 0 | 0 | 0 | [24 empty] | 8104401 | no | no |  |  | no |  | 0 | 0 | 0 | 0 | 0 | 0 |  | 1 | 1 | 1 | 0 | 0 | 0
load_220353345 |  | node_1426326_041_15437024_76 |  | AN | 0 | Residential | 17474.4+7444.063j | 0 | 0 | 0 | 0 | 0 | [24 empty] | 8104401 | no | no |  |  | no |  | 0 | 0 | 0 | 0 | 0 | 0 |  | 1 | 1 | 1 | 0 | 0 | 0
load_220353346 |  | node_1428196_58_15437206_969 |  | AN | 0 | Residential | 12585.6+5361.443j | 0 | 0 | 0 | 0 | 0 | [24 empty] | 8104401 | no | no |  |  | no |  | 0 | 0 | 0 | 0 | 0 | 0 |  | 1 | 1 | 1 | 0 | 0 | 0
load_220353347 |  | node_1406418_284_15435183_977 |  | AN | 0 | Residential | 9907.2+4220.45j | 0 | 0 | 0 | 0 | 0 | [24 empty] | 8104401 | no | no |  |  | no |  | 0 | 0 | 0 | 0 | 0 | 0 |  | 1 | 1 | 1 | 0 | 0 | 0
load_220353348 |  | node_1408235_623_15434953_693 |  | AN | 0 | NonResidential | 158.4+67.478j | 0 | 0 | 0 | 0 | 0 | [24 empty] | 8104401 | no | no |  |  | no |  | 0 | 0 | 0 | 0 | 0 | 0 |  | 1 | 1 | 1 | 0 | 0 | 0
load_220353349 |  | node_1426015_998_15437259_076 |  | AN | 0 | Residential | 1706.4+726.923j | 0 | 0 | 0 | 0 | 0 | [24 empty] | 8104401 | no | no |  |  | no |  | 0 | 0 | 0 | 0 | 0 | 0 |  | 1 | 1 | 1 | 0 | 0 | 0
load_220353351 |  | node_1425983_515_15437953_677 |  | AN | 0 | Residential | 3456+1472.25j | 0 | 0 | 0 | 0 | 0 | [24 empty] | 8104401 | no | no |  |  | no |  | 0 | 0 | 0 | 0 | 0 | 0 |  | 1 | 1 | 1 | 0 | 0 | 0
load_220353352 |  | node_1425863_407_15438667_258 |  | AN | 0 | Residential | 3880.8+1653.214j | 0 | 0 | 0 | 0 | 0 | [24 empty] | 8104401 | no | no |  |  | no |  | 0 | 0 | 0 | 0 | 0 | 0 |  | 1 | 1 | 1 | 0 | 0 | 0
load_220353354 |  | node_1416042_608_15426785_254 |  | AN | 0 | Residential | 5140.8+2189.972j | 0 | 0 | 0 | 0 | 0 | [24 empty] | 8104401 | no | no |  |  | no |  | 0 | 0 | 0 | 0 | 0 | 0 |  | 1 | 1 | 1 | 0 | 0 | 0
load_220353355 |  | node_1414570_732_15427958_53 |  | AN | 0 | Residential | 20239.2+8621.863j | 0 | 0 | 0 | 0 | 0 | [24 empty] | 8104401 | no | no |  |  | no |  | 0 | 0 | 0 | 0 | 0 | 0 |  | 1 | 1 | 1 | 0 | 0 | 0
load_220353356 |  | node_1414278_573_15427913_078 |  | AN | 0 | Residential | 4024.8+1714.558j | 0 | 0 | 0 | 0 | 0 | [24 empty] | 8104401 | no | no |  |  | no |  | 0 | 0 | 0 | 0 | 0 | 0 |  | 1 | 1 | 1 | 0 | 0 | 0
load_220353357 |  | node_1416457_547_15428405_944 |  | AN | 0 | Residential | 6242.4+2659.251j | 0 | 0 | 0 | 0 | 0 | [24 empty] | 8104401 | no | no |  |  | no |  | 0 | 0 | 0 | 0 | 0 | 0 |  | 1 | 1 | 1 | 0 | 0 | 0
load_220353358 |  | node_1416098_28_15428904_589 |  | AN | 0 | Residential | 15192+6471.765j | 0 | 0 | 0 | 0 | 0 | [24 empty] | 8104401 | no | no |  |  | no |  | 0 | 0 | 0 | 0 | 0 | 0 |  | 1 | 1 | 1 | 0 | 0 | 0
load_220353359 |  | node_1415917_375_15429090_439 |  | AN | 0 | Residential | 3182.4+1355.697j | 0 | 0 | 0 | 0 | 0 | [24 empty] | 8104401 | no | no |  |  | no |  | 0 | 0 | 0 | 0 | 0 | 0 |  | 1 | 1 | 1 | 0 | 0 | 0
load_220353360 |  | node_1415754_781_15429490_599 |  | AN | 0 | Residential | 2923.2+1245.278j | 0 | 0 | 0 | 0 | 0 | [24 empty] | 8104401 | no | no |  |  | no |  | 0 | 0 | 0 | 0 | 0 | 0 |  | 1 | 1 | 1 | 0 | 0 | 0
load_220353361 |  | node_1415461_125_15427896_558 |  | AN | 0 | Residential | 28.8+12.269j | 0 | 0 | 0 | 0 | 0 | [24 empty] | 8104401 | no | no |  |  | no |  | 0 | 0 | 0 | 0 | 0 | 0 |  | 1 | 1 | 1 | 0 | 0 | 0
load_220353362 |  | node_1414877_553_15427868_231 |  | AN | 0 | Other | 0 | 0 | 0 | 0 | 0 | 0 | [24 empty] | 8104401 | no | no |  |  | no |  | 0 | 0 | 0 | 0 | 0 | 0 |  | 1 | 1 | 1 | 0 | 0 | 0
load_220353365 |  | node_1409478_229_15446382_366 |  | AN | 0 | Residential | 273.6+116.553j | 0 | 0 | 0 | 0 | 0 | [24 empty] | 8104401 | no | no |  |  | no |  | 0 | 0 | 0 | 0 | 0 | 0 |  | 1 | 1 | 1 | 0 | 0 | 0
load_220353366 |  | node_1409760_147_15446170_034 |  | AN | 0 | Residential | 3189.6+1358.764j | 0 | 0 | 0 | 0 | 0 | [24 empty] | 8104401 | no | no |  |  | no |  | 0 | 0 | 0 | 0 | 0 | 0 |  | 1 | 1 | 1 | 0 | 0 | 0
load_220354491 |  | node_1433335_314_15437389_258 |  | AN | 0 | NonResidential | 4000+1703.993j | 0 | 0 | 0 | 0 | 0 | [24 empty] | 8104401 | no | no |  |  | no |  | 0 | 0 | 0 | 0 | 0 | 0 |  | 1 | 1 | 1 | 0 | 0 | 0
load_220354494 |  | node_1432542_174_15444510_139 |  | AN | 0 | Residential | 2160+920.156j | 0 | 0 | 0 | 0 | 0 | [24 empty] | 8104401 | no | no |  |  | no |  | 0 | 0 | 0 | 0 | 0 | 0 |  | 1 | 1 | 1 | 0 | 0 | 0
load_220354496 |  | node_1432390_28_15443795_691 |  | AN | 0 | Residential | 23904+10183.061j | 0 | 0 | 0 | 0 | 0 | [24 empty] | 8104401 | no | no |  |  | no |  | 0 | 0 | 0 | 0 | 0 | 0 |  | 1 | 1 | 1 | 0 | 0 | 0
load_220354497 |  | node_1432258_431_15443391_389 |  | AN | 0 | Residential | 1116+475.414j | 0 | 0 | 0 | 0 | 0 | [24 empty] | 8104401 | no | no |  |  | no |  | 0 | 0 | 0 | 0 | 0 | 0 |  | 1 | 1 | 1 | 0 | 0 | 0
load_220354498 |  | node_1433777_147_15421104_178 |  | AN | 0 | Residential | 2512.8+1070.448j | 0 | 0 | 0 | 0 | 0 | [24 empty] | 8104401 | no | no |  |  | no |  | 0 | 0 | 0 | 0 | 0 | 0 |  | 1 | 1 | 1 | 0 | 0 | 0
load_220354499 |  | node_1433848_433_15421502_136 |  | AN | 0 | Residential | 5832+2484.422j | 0 | 0 | 0 | 0 | 0 | [24 empty] | 8104401 | no | no |  |  | no |  | 0 | 0 | 0 | 0 | 0 | 0 |  | 1 | 1 | 1 | 0 | 0 | 0
load_220354500 |  | node_1433782_304_15421917_503 |  | AN | 0 | Residential | 2397.6+1021.373j | 0 | 0 | 0 | 0 | 0 | [24 empty] | 8104401 | no | no |  |  | no |  | 0 | 0 | 0 | 0 | 0 | 0 |  | 1 | 1 | 1 | 0 | 0 | 0
load_220354501 |  | node_1433799_353_15422451_241 |  | AN | 0 | Other | 0 | 0 | 0 | 0 | 0 | 0 | [24 empty] | 8104401 | no | no |  |  | no |  | 0 | 0 | 0 | 0 | 0 | 0 |  | 1 | 1 | 1 | 0 | 0 | 0
load_220354501-L-1 |  | node_1433799_353_15422451_241 |  | AN | 0 | Other | 0 | 0 | 0 | 0 | 0 | 0 | [24 empty] | 8104401 | no | no |  |  | no |  | 0 | 0 | 0 | 0 | 0 | 0 |  | 1 | 1 | 1 | 0 | 0 | 0
load_220354502 |  | node_1433600_857_15423953_118 |  | AN | 0 | Residential | 3880.8+1653.214j | 0 | 0 | 0 | 0 | 0 | [24 empty] | 8104401 | no | no |  |  | no |  | 0 | 0 | 0 | 0 | 0 | 0 |  | 1 | 1 | 1 | 0 | 0 | 0
load_220354503 |  | node_1433619_282_15424507_438 |  | AN | 0 | Residential | 8856+3772.64j | 0 | 0 | 0 | 0 | 0 | [24 empty] | 8104401 | no | no |  |  | no |  | 0 | 0 | 0 | 0 | 0 | 0 |  | 1 | 1 | 1 | 0 | 0 | 0
load_220354504 |  | node_1433405_47_15426983_237 |  | AN | 0 | Residential | 14709.6+6266.263j | 0 | 0 | 0 | 0 | 0 | [24 empty] | 8104401 | no | no |  |  | no |  | 0 | 0 | 0 | 0 | 0 | 0 |  | 1 | 1 | 1 | 0 | 0 | 0
load_220354506 |  | node_1433450_597_15427422_113 |  | AN | 0 | Residential | 11052+4708.132j | 0 | 0 | 0 | 0 | 0 | [24 empty] | 8104401 | no | no |  |  | no |  | 0 | 0 | 0 | 0 | 0 | 0 |  | 1 | 1 | 1 | 0 | 0 | 0
load_220354507 |  | node_1433372_55_15427585_952 |  | AN | 0 | Other | 0 | 0 | 0 | 0 | 0 | 0 | [24 empty] | 8104401 | no | no |  |  | no |  | 0 | 0 | 0 | 0 | 0 | 0 |  | 1 | 1 | 1 | 0 | 0 | 0
load_220354508 |  | node_1433138_957_15427928_653 |  | AN | 0 | Residential | 3045.6+1297.42j | 0 | 0 | 0 | 0 | 0 | [24 empty] | 8104401 | no | no |  |  | no |  | 0 | 0 | 0 | 0 | 0 | 0 |  | 1 | 1 | 1 | 0 | 0 | 0
load_220354509 |  | node_1433352_41_15428057_677 |  | AN | 0 | Residential | 5025.6+2140.897j | 0 | 0 | 0 | 0 | 0 | [24 empty] | 8104401 | no | no |  |  | no |  | 0 | 0 | 0 | 0 | 0 | 0 |  | 1 | 1 | 1 | 0 | 0 | 0
load_220354511 |  | node_1433275_458_15430515_624 |  | AN | 0 | Residential | 3355.2+1429.309j | 0 | 0 | 0 | 0 | 0 | [24 empty] | 8104401 | no | no |  |  | no |  | 0 | 0 | 0 | 0 | 0 | 0 |  | 1 | 1 | 1 | 0 | 0 | 0
load_220354512 |  | node_1433097_288_15431576_119 |  | AN | 0 | Residential | 0 | 0 | 0 | 0 | 0 | 0 | [24 empty] | 8104401 | no | no |  |  | no |  | 0 | 0 | 0 | 0 | 0 | 0 |  | 1 | 1 | 1 | 0 | 0 | 0
load_220354513 |  | node_1433073_06_15431963_268 |  | AN | 0 | Residential | 43.2+18.403j | 0 | 0 | 0 | 0 | 0 | [24 empty] | 8104401 | no | no |  |  | no |  | 0 | 0 | 0 | 0 | 0 | 0 |  | 1 | 1 | 1 | 0 | 0 | 0
load_220354514 |  | node_1433054_007_15432365_549 |  | AN | 0 | NonResidential | 496.8+211.636j | 0 | 0 | 0 | 0 | 0 | [24 empty] | 8104401 | no | no |  |  | no |  | 0 | 0 | 0 | 0 | 0 | 0 |  | 1 | 1 | 1 | 0 | 0 | 0
load_220354516 |  | node_1432999_154_15433740_39 |  | AN | 0 | Residential | 8712+3711.296j | 0 | 0 | 0 | 0 | 0 | [24 empty] | 8104401 | no | no |  |  | no |  | 0 | 0 | 0 | 0 | 0 | 0 |  | 1 | 1 | 1 | 0 | 0 | 0
load_220354517 |  | node_1432988_039_15434064_018 |  | AN | 0 | Residential | 7804.8+3324.831j | 0 | 0 | 0 | 0 | 0 | [24 empty] | 8104401 | no | no |  |  | no |  | 0 | 0 | 0 | 0 | 0 | 0 |  | 1 | 1 | 1 | 0 | 0 | 0
load_220354518 |  | node_1432970_775_15434399_805 |  | AN | 0 | Other | 0 | 0 | 0 | 0 | 0 | 0 | [24 empty] | 8104401 | no | no |  |  | no |  | 0 | 0 | 0 | 0 | 0 | 0 |  | 1 | 1 | 1 | 0 | 0 | 0
load_220354519 |  | node_1433051_216_15435145_649 |  | AN | 0 | Residential | 11980.8+5103.799j | 0 | 0 | 0 | 0 | 0 | [24 empty] | 8104401 | no | no |  |  | no |  | 0 | 0 | 0 | 0 | 0 | 0 |  | 1 | 1 | 1 | 0 | 0 | 0
load_220354520 |  | node_1432965_795_15435902_44 |  | AN | 0 | Residential | 21.6+9.202j | 0 | 0 | 0 | 0 | 0 | [24 empty] | 8104401 | no | no |  |  | no |  | 0 | 0 | 0 | 0 | 0 | 0 |  | 1 | 1 | 1 | 0 | 0 | 0
load_220354521 |  | node_1432945_439_15436129_163 |  | AN | 0 | Residential | 7192.8+3064.12j | 0 | 0 | 0 | 0 | 0 | [24 empty] | 8104401 | no | no |  |  | no |  | 0 | 0 | 0 | 0 | 0 | 0 |  | 1 | 1 | 1 | 0 | 0 | 0
load_220354522 |  | node_1433045_093_15436397_623 |  | AN | 0 | Other | 0 | 0 | 0 | 0 | 0 | 0 | [24 empty] | 8104401 | no | no |  |  | no |  | 0 | 0 | 0 | 0 | 0 | 0 |  | 1 | 1 | 1 | 0 | 0 | 0
load_220354523 |  | node_1433341_197_15436307_24 |  | AN | 0 | Residential | 5911.2+2518.161j | 0 | 0 | 0 | 0 | 0 | [24 empty] | 8104401 | no | no |  |  | no |  | 0 | 0 | 0 | 0 | 0 | 0 |  | 1 | 1 | 1 | 0 | 0 | 0
load_220354524 |  | node_1433561_961_15435813_527 |  | AN | 0 | Residential | 12924+5505.601j | 0 | 0 | 0 | 0 | 0 | [24 empty] | 8104401 | no | no |  |  | no |  | 0 | 0 | 0 | 0 | 0 | 0 |  | 1 | 1 | 1 | 0 | 0 | 0
load_220354525 |  | node_1433179_142_15436781_902 |  | AN | 0 | NonResidential | 17000+7241.97j | 0 | 0 | 0 | 0 | 0 | [24 empty] | 8104401 | no | no |  |  | no |  | 0 | 0 | 0 | 0 | 0 | 0 |  | 1 | 1 | 1 | 0 | 0 | 0
load_220354526 |  | node_1434733_841_15425179_692 |  | AN | 0 | Other | 0 | 0 | 0 | 0 | 0 | 0 | [24 empty] | 8104401 | no | no |  |  | no |  | 0 | 0 | 0 | 0 | 0 | 0 |  | 1 | 1 | 1 | 0 | 0 | 0
load_220354527 |  | node_1434537_605_15424815_318 |  | AN | 0 | Residential | 9835.2+4189.778j | 0 | 0 | 0 | 0 | 0 | [24 empty] | 8104401 | no | no |  |  | no |  | 0 | 0 | 0 | 0 | 0 | 0 |  | 1 | 1 | 1 | 0 | 0 | 0
load_220354528 |  | node_1435285_845_15425060_361 |  | AN | 0 | Residential | 3376.8+1438.511j | 0 | 0 | 0 | 0 | 0 | [24 empty] | 8104401 | no | no |  |  | no |  | 0 | 0 | 0 | 0 | 0 | 0 |  | 1 | 1 | 1 | 0 | 0 | 0
load_220354529 |  | node_1433747_17_15437275_005 |  | AN | 0 | Residential | 53229.6+22675.715j | 0 | 0 | 0 | 0 | 0 | [24 empty] | 8104401 | no | no |  |  | no |  | 0 | 0 | 0 | 0 | 0 | 0 |  | 1 | 1 | 1 | 0 | 0 | 0
load_220354530 |  | node_1434079_283_15437339_578 |  | AN | 0 | Residential | 56289.6+23979.269j | 0 | 0 | 0 | 0 | 0 | [24 empty] | 8104401 | no | no |  |  | no |  | 0 | 0 | 0 | 0 | 0 | 0 |  | 1 | 1 | 1 | 0 | 0 | 0
load_220354531 |  | node_1443549_505_15433387_831 |  | AN | 0 | NonResidential | 489.6+208.569j | 0 | 0 | 0 | 0 | 0 | [24 empty] | 8104401 | no | no |  |  | no |  | 0 | 0 | 0 | 0 | 0 | 0 |  | 1 | 1 | 1 | 0 | 0 | 0
load_220354535 |  | node_1435331_006_15437405_749 |  | AN | 0 | Residential | 15746.4+6707.938j | 0 | 0 | 0 | 0 | 0 | [24 empty] | 8104401 | no | no |  |  | no |  | 0 | 0 | 0 | 0 | 0 | 0 |  | 1 | 1 | 1 | 0 | 0 | 0
load_220354536 |  | node_1435453_039_15437623_153 |  | AN | 0 | Residential | 3672+1564.265j | 0 | 0 | 0 | 0 | 0 | [24 empty] | 8104401 | no | no |  |  | no |  | 0 | 0 | 0 | 0 | 0 | 0 |  | 1 | 1 | 1 | 0 | 0 | 0
load_220354537 |  | node_1435356_009_15437777_286 |  | AN | 0 | Residential | 0 | 0 | 0 | 0 | 0 | 0 | [24 empty] | 8104401 | no | no |  |  | no |  | 0 | 0 | 0 | 0 | 0 | 0 |  | 1 | 1 | 1 | 0 | 0 | 0
load_220354538 |  | node_1435821_364_15437471_806 |  | AN | 0 | Residential | 11145.6+4748.006j | 0 | 0 | 0 | 0 | 0 | [24 empty] | 8104401 | no | no |  |  | no |  | 0 | 0 | 0 | 0 | 0 | 0 |  | 1 | 1 | 1 | 0 | 0 | 0
load_220354539 |  | node_1436360_717_15437518_906 |  | AN | 0 | Residential | 47376+20182.091j | 0 | 0 | 0 | 0 | 0 | [24 empty] | 8104401 | no | no |  |  | no |  | 0 | 0 | 0 | 0 | 0 | 0 |  | 1 | 1 | 1 | 0 | 0 | 0
load_220354540 |  | node_1436619_093_15437505_213 |  | AN | 0 | Residential | 8654.4+3686.759j | 0 | 0 | 0 | 0 | 0 | [24 empty] | 8104401 | no | no |  |  | no |  | 0 | 0 | 0 | 0 | 0 | 0 |  | 1 | 1 | 1 | 0 | 0 | 0
load_220354541 |  | node_1436720_018_15437752_948 |  | AN | 0 | NonResidential | 0 | 0 | 0 | 0 | 0 | 0 | [24 empty] | 8104401 | no | no |  |  | no |  | 0 | 0 | 0 | 0 | 0 | 0 |  | 1 | 1 | 1 | 0 | 0 | 0
load_220354542 |  | node_1437217_636_15437574_506 |  | AN | 0 | Residential | 1065.6+453.944j | 0 | 0 | 0 | 0 | 0 | [24 empty] | 8104401 | no | no |  |  | no |  | 0 | 0 | 0 | 0 | 0 | 0 |  | 1 | 1 | 1 | 0 | 0 | 0
load_220354543 |  | node_1433754_502_15437674_153 |  | AN | 0 | Residential | 94176+40118.808j | 0 | 0 | 0 | 0 | 0 | [24 empty] | 8104401 | no | no |  |  | no |  | 0 | 0 | 0 | 0 | 0 | 0 |  | 1 | 1 | 1 | 0 | 0 | 0
load_220354544 |  | node_1437594_02_15437154_477 |  | AN | 0 | Residential | 5565.6+2370.936j | 0 | 0 | 0 | 0 | 0 | [24 empty] | 8104401 | no | no |  |  | no |  | 0 | 0 | 0 | 0 | 0 | 0 |  | 1 | 1 | 1 | 0 | 0 | 0
load_220354545 |  | node_1437779_392_15436814_001 |  | AN | 0 | Residential | 4636.8+1975.269j | 0 | 0 | 0 | 0 | 0 | [24 empty] | 8104401 | no | no |  |  | no |  | 0 | 0 | 0 | 0 | 0 | 0 |  | 1 | 1 | 1 | 0 | 0 | 0
load_220354546 |  | node_1438310_905_15436164_97 |  | AN | 0 | Residential | 20908.8+8907.112j | 0 | 0 | 0 | 0 | 0 | [24 empty] | 8104401 | no | no |  |  | no |  | 0 | 0 | 0 | 0 | 0 | 0 |  | 1 | 1 | 1 | 0 | 0 | 0
load_220354547 |  | node_1438551_697_15436268_967 |  | AN | 0 | Residential | 6249.6+2662.318j | 0 | 0 | 0 | 0 | 0 | [24 empty] | 8104401 | no | no |  |  | no |  | 0 | 0 | 0 | 0 | 0 | 0 |  | 1 | 1 | 1 | 0 | 0 | 0
load_220354548 |  | node_1438772_244_15435632_286 |  | AN | 0 | Residential | 31910.4+13593.773j | 0 | 0 | 0 | 0 | 0 | [24 empty] | 8104401 | no | no |  |  | no |  | 0 | 0 | 0 | 0 | 0 | 0 |  | 1 | 1 | 1 | 0 | 0 | 0
load_220354551 |  | node_1442393_387_15433949_228 |  | AN | 0 | Residential | 4291.2+1828.044j | 0 | 0 | 0 | 0 | 0 | [24 empty] | 8104401 | no | no |  |  | no |  | 0 | 0 | 0 | 0 | 0 | 0 |  | 1 | 1 | 1 | 0 | 0 | 0
load_220354552 |  | node_1442743_275_15433952_652 |  | AN | 0 | Residential | 957.6+407.936j | 0 | 0 | 0 | 0 | 0 | [24 empty] | 8104401 | no | no |  |  | no |  | 0 | 0 | 0 | 0 | 0 | 0 |  | 1 | 1 | 1 | 0 | 0 | 0
load_220354553 |  | node_1444925_631_15432127_226 |  | AN | 0 | Residential | 784.8+334.323j | 0 | 0 | 0 | 0 | 0 | [24 empty] | 8104401 | no | no |  |  | no |  | 0 | 0 | 0 | 0 | 0 | 0 |  | 1 | 1 | 1 | 0 | 0 | 0
load_220354554 |  | node_1446491_92_15431635_754 |  | AN | 0 | Residential | 10792.8+4597.714j | 0 | 0 | 0 | 0 | 0 | [24 empty] | 8104401 | no | no |  |  | no |  | 0 | 0 | 0 | 0 | 0 | 0 |  | 1 | 1 | 1 | 0 | 0 | 0
load_220354555 |  | node_1434241_576_15437268_969 |  | AN | 0 | Other | 0 | 0 | 0 | 0 | 0 | 0 | [24 empty] | 8104401 | no | no |  |  | no |  | 0 | 0 | 0 | 0 | 0 | 0 |  | 1 | 1 | 1 | 0 | 0 | 0
load_220354555-L-1 |  | node_1434241_576_15437268_969 |  | AN | 0 | Residential | 0 | 0 | 0 | 0 | 0 | 0 | [24 empty] | 8104401 | no | no |  |  | no |  | 0 | 0 | 0 | 0 | 0 | 0 |  | 1 | 1 | 1 | 0 | 0 | 0
load_220354556 |  | node_1434491_329_15437158_811 |  | AN | 0 | Residential | 15012+6395.085j | 0 | 0 | 0 | 0 | 0 | [24 empty] | 8104401 | no | no |  |  | no |  | 0 | 0 | 0 | 0 | 0 | 0 |  | 1 | 1 | 1 | 0 | 0 | 0
load_220354557 |  | node_1434632_039_15437332_018 |  | AN | 0 | Residential | 22888.8+9750.588j | 0 | 0 | 0 | 0 | 0 | [24 empty] | 8104401 | no | no |  |  | no |  | 0 | 0 | 0 | 0 | 0 | 0 |  | 1 | 1 | 1 | 0 | 0 | 0
load_220354558 |  | node_1434910_053_15437480_899 |  | AN | 0 | Residential | 54194.4+23086.718j | 0 | 0 | 0 | 0 | 0 | [24 empty] | 8104401 | no | no |  |  | no |  | 0 | 0 | 0 | 0 | 0 | 0 |  | 1 | 1 | 1 | 0 | 0 | 0
load_220354559 |  | node_1434157_488_15439089_415 |  | AN | 0 | Residential | 0 | 0 | 0 | 0 | 0 | 0 | [24 empty] | 8104401 | no | no |  |  | no |  | 0 | 0 | 0 | 0 | 0 | 0 |  | 1 | 1 | 1 | 0 | 0 | 0
load_220354560 |  | node_1434371_811_15438953_533 |  | AN | 0 | Residential | 24580.8+10471.377j | 0 | 0 | 0 | 0 | 0 | [24 empty] | 8104401 | no | no |  |  | no |  | 0 | 0 | 0 | 0 | 0 | 0 |  | 1 | 1 | 1 | 0 | 0 | 0
load_220354561 |  | node_1434622_65_15438455_298 |  | AN | 0 | Other | 0 | 0 | 0 | 0 | 0 | 0 | [24 empty] | 8104401 | no | no |  |  | no |  | 0 | 0 | 0 | 0 | 0 | 0 |  | 1 | 1 | 1 | 0 | 0 | 0
load_220354562 |  | node_1433569_396_15441102_981 |  | AN | 0 | Residential | 0 | 0 | 0 | 0 | 0 | 0 | [24 empty] | 8104401 | no | no |  |  | no |  | 0 | 0 | 0 | 0 | 0 | 0 |  | 1 | 1 | 1 | 0 | 0 | 0
load_220354563 |  | node_1432490_027_15440956_024 |  | AN | 0 | Residential | 6228+2653.117j | 0 | 0 | 0 | 0 | 0 | [24 empty] | 8104401 | no | no |  |  | no |  | 0 | 0 | 0 | 0 | 0 | 0 |  | 1 | 1 | 1 | 0 | 0 | 0
load_220354564 |  | node_1431448_917_15441959_144 |  | AN | 0 | Residential | 8078.4+3441.384j | 0 | 0 | 0 | 0 | 0 | [24 empty] | 8104401 | no | no |  |  | no |  | 0 | 0 | 0 | 0 | 0 | 0 |  | 1 | 1 | 1 | 0 | 0 | 0
load_220354565 |  | node_1431414_306_15442431_495 |  | AN | 0 | Residential | 561.6+239.241j | 0 | 0 | 0 | 0 | 0 | [24 empty] | 8104401 | no | no |  |  | no |  | 0 | 0 | 0 | 0 | 0 | 0 |  | 1 | 1 | 1 | 0 | 0 | 0
load_220354566 |  | node_1431218_427_15443147_11 |  | AN | 0 | Residential | 2563.2+1091.919j | 0 | 0 | 0 | 0 | 0 | [24 empty] | 8104401 | no | no |  |  | no |  | 0 | 0 | 0 | 0 | 0 | 0 |  | 1 | 1 | 1 | 0 | 0 | 0
load_220354567 |  | node_1431173_961_15443450_102 |  | AN | 0 | Residential | 4161.6+1772.834j | 0 | 0 | 0 | 0 | 0 | [24 empty] | 8104401 | no | no |  |  | no |  | 0 | 0 | 0 | 0 | 0 | 0 |  | 1 | 1 | 1 | 0 | 0 | 0
load_220354568 |  | node_1430967_516_15443675_663 |  | AN | 0 | Residential | 7.2+3.067j | 0 | 0 | 0 | 0 | 0 | [24 empty] | 8104401 | no | no |  |  | no |  | 0 | 0 | 0 | 0 | 0 | 0 |  | 1 | 1 | 1 | 0 | 0 | 0
load_220354570 |  | node_1430115_804_15444175_168 |  | AN | 0 | Residential | 489.6+208.569j | 0 | 0 | 0 | 0 | 0 | [24 empty] | 8104401 | no | no |  |  | no |  | 0 | 0 | 0 | 0 | 0 | 0 |  | 1 | 1 | 1 | 0 | 0 | 0
load_220354571 |  | node_1430126_117_15444415_311 |  | AN | 0 | Residential | 4327.2+1843.379j | 0 | 0 | 0 | 0 | 0 | [24 empty] | 8104401 | no | no |  |  | no |  | 0 | 0 | 0 | 0 | 0 | 0 |  | 1 | 1 | 1 | 0 | 0 | 0
load_220354572 |  | node_1430401_697_15445062_736 |  | AN | 0 | Residential | 2872.8+1223.808j | 0 | 0 | 0 | 0 | 0 | [24 empty] | 8104401 | no | no |  |  | no |  | 0 | 0 | 0 | 0 | 0 | 0 |  | 1 | 1 | 1 | 0 | 0 | 0
load_220354573 |  | node_1430796_953_15445768_284 |  | AN | 0 | Residential | 1029.6+438.608j | 0 | 0 | 0 | 0 | 0 | [24 empty] | 8104401 | no | no |  |  | no |  | 0 | 0 | 0 | 0 | 0 | 0 |  | 1 | 1 | 1 | 0 | 0 | 0
load_220354574 |  | node_1430832_21_15446067_914 |  | AN | 0 | Residential | 12304.8+5241.823j | 0 | 0 | 0 | 0 | 0 | [24 empty] | 8104401 | no | no |  |  | no |  | 0 | 0 | 0 | 0 | 0 | 0 |  | 1 | 1 | 1 | 0 | 0 | 0
load_220354575 |  | node_1433196_261_15424930_223 |  | AN | 0 | NonResidential | 1857.6+791.334j | 0 | 0 | 0 | 0 | 0 | [24 empty] | 8104401 | no | no |  |  | no |  | 0 | 0 | 0 | 0 | 0 | 0 |  | 1 | 1 | 1 | 0 | 0 | 0
load_220354576 |  | node_1429395_109_15425691_842 |  | AN | 0 | Residential | 16768.8+7143.479j | 0 | 0 | 0 | 0 | 0 | [24 empty] | 8104401 | no | no |  |  | no |  | 0 | 0 | 0 | 0 | 0 | 0 |  | 1 | 1 | 1 | 0 | 0 | 0
load_220354577 |  | node_1429217_127_15426340_891 |  | AN | 0 | Residential | 576+245.375j | 0 | 0 | 0 | 0 | 0 | [24 empty] | 8104401 | no | no |  |  | no |  | 0 | 0 | 0 | 0 | 0 | 0 |  | 1 | 1 | 1 | 0 | 0 | 0
load_220354578 |  | node_1429165_35_15427183_909 |  | AN | 0 | Residential | 19065.6+8121.912j | 0 | 0 | 0 | 0 | 0 | [24 empty] | 8104401 | no | no |  |  | no |  | 0 | 0 | 0 | 0 | 0 | 0 |  | 1 | 1 | 1 | 0 | 0 | 0
load_220354579 |  | node_1429134_881_15427693_147 |  | AN | 0 | Residential | 1591.2+677.848j | 0 | 0 | 0 | 0 | 0 | [24 empty] | 8104401 | no | no |  |  | no |  | 0 | 0 | 0 | 0 | 0 | 0 |  | 1 | 1 | 1 | 0 | 0 | 0
load_220354580 |  | node_1429113_437_15428033_345 |  | AN | 0 | Residential | 6984+2975.172j | 0 | 0 | 0 | 0 | 0 | [24 empty] | 8104401 | no | no |  |  | no |  | 0 | 0 | 0 | 0 | 0 | 0 |  | 1 | 1 | 1 | 0 | 0 | 0
load_220354581 |  | node_1429097_025_15428372_535 |  | AN | 0 | Residential | 1353.6+576.631j | 0 | 0 | 0 | 0 | 0 | [24 empty] | 8104401 | no | no |  |  | no |  | 0 | 0 | 0 | 0 | 0 | 0 |  | 1 | 1 | 1 | 0 | 0 | 0
load_220354582 |  | node_1429059_672_15429044_321 |  | AN | 0 | Other | 0 | 0 | 0 | 0 | 0 | 0 | [24 empty] | 8104401 | no | no |  |  | no |  | 0 | 0 | 0 | 0 | 0 | 0 |  | 1 | 1 | 1 | 0 | 0 | 0
load_220354583 |  | node_1429045_222_15429373_648 |  | AN | 0 | Residential | 0 | 0 | 0 | 0 | 0 | 0 | [24 empty] | 8104401 | no | no |  |  | no |  | 0 | 0 | 0 | 0 | 0 | 0 |  | 1 | 1 | 1 | 0 | 0 | 0
load_220354583-L-1 |  | node_1429045_222_15429373_648 |  | AN | 0 | Other | 0 | 0 | 0 | 0 | 0 | 0 | [24 empty] | 8104401 | no | no |  |  | no |  | 0 | 0 | 0 | 0 | 0 | 0 |  | 1 | 1 | 1 | 0 | 0 | 0
load_220354584 |  | node_1429031_693_15429686_126 |  | AN | 0 | Residential | 6487.2+2763.536j | 0 | 0 | 0 | 0 | 0 | [24 empty] | 8104401 | no | no |  |  | no |  | 0 | 0 | 0 | 0 | 0 | 0 |  | 1 | 1 | 1 | 0 | 0 | 0
load_220354585 |  | node_1428995_166_15430288_746 |  | AN | 0 | Residential | 0 | 0 | 0 | 0 | 0 | 0 | [24 empty] | 8104401 | no | no |  |  | no |  | 0 | 0 | 0 | 0 | 0 | 0 |  | 1 | 1 | 1 | 0 | 0 | 0
load_220354586 |  | node_1428954_981_15430805_736 |  | AN | 0 | Residential | 316.8+134.956j | 0 | 0 | 0 | 0 | 0 | [24 empty] | 8104401 | no | no |  |  | no |  | 0 | 0 | 0 | 0 | 0 | 0 |  | 1 | 1 | 1 | 0 | 0 | 0
load_220354588 |  | node_1432140_991_15425021_956 |  | AN | 0 | Residential | 2880+1226.875j | 0 | 0 | 0 | 0 | 0 | [24 empty] | 8104401 | no | no |  |  | no |  | 0 | 0 | 0 | 0 | 0 | 0 |  | 1 | 1 | 1 | 0 | 0 | 0
load_220354589 |  | node_1431613_633_15424967_373 |  | AN | 0 | Residential | 5155.2+2196.106j | 0 | 0 | 0 | 0 | 0 | [24 empty] | 8104401 | no | no |  |  | no |  | 0 | 0 | 0 | 0 | 0 | 0 |  | 1 | 1 | 1 | 0 | 0 | 0
load_220354590 |  | node_1431094_045_15424732_533 |  | AN | 0 | Residential | 4802.4+2045.814j | 0 | 0 | 0 | 0 | 0 | [24 empty] | 8104401 | no | no |  |  | no |  | 0 | 0 | 0 | 0 | 0 | 0 |  | 1 | 1 | 1 | 0 | 0 | 0
load_220354591 |  | node_1431116_624_15425083_215 |  | AN | 0 | Other | 0 | 0 | 0 | 0 | 0 | 0 | [24 empty] | 8104401 | no | no |  |  | no |  | 0 | 0 | 0 | 0 | 0 | 0 |  | 1 | 1 | 1 | 0 | 0 | 0
load_220354591-L-1 |  | node_1431116_624_15425083_215 |  | AN | 0 | Other | 0 | 0 | 0 | 0 | 0 | 0 | [24 empty] | 8104401 | no | no |  |  | no |  | 0 | 0 | 0 | 0 | 0 | 0 |  | 1 | 1 | 1 | 0 | 0 | 0
load_220354593 |  | node_1438801_914_15441105_105 |  | AN | 0 | Residential | 0 | 0 | 0 | 0 | 0 | 0 | [24 empty] | 8104401 | no | no |  |  | no |  | 0 | 0 | 0 | 0 | 0 | 0 |  | 1 | 1 | 1 | 0 | 0 | 0
load_220354594 |  | node_1438941_126_15441171_225 |  | AN | 0 | Residential | 5306.4+2260.517j | 0 | 0 | 0 | 0 | 0 | [24 empty] | 8104401 | no | no |  |  | no |  | 0 | 0 | 0 | 0 | 0 | 0 |  | 1 | 1 | 1 | 0 | 0 | 0
load_220354595 |  | node_1439034_563_15441276_257 |  | AN | 0 | Residential | 8553.6+3643.818j | 0 | 0 | 0 | 0 | 0 | [24 empty] | 8104401 | no | no |  |  | no |  | 0 | 0 | 0 | 0 | 0 | 0 |  | 1 | 1 | 1 | 0 | 0 | 0
load_220354596 |  | node_1439275_826_15441567_131 |  | AN | 0 | Residential | 2196+935.492j | 0 | 0 | 0 | 0 | 0 | [24 empty] | 8104401 | no | no |  |  | no |  | 0 | 0 | 0 | 0 | 0 | 0 |  | 1 | 1 | 1 | 0 | 0 | 0
load_220354597 |  | node_1439479_088_15441801_622 |  | AN | 0 | Residential | 0 | 0 | 0 | 0 | 0 | 0 | [24 empty] | 8104401 | no | no |  |  | no |  | 0 | 0 | 0 | 0 | 0 | 0 |  | 1 | 1 | 1 | 0 | 0 | 0
load_220354597-L-1 |  | node_1439479_088_15441801_622 |  | AN | 0 | Other | 0 | 0 | 0 | 0 | 0 | 0 | [24 empty] | 8104401 | no | no |  |  | no |  | 0 | 0 | 0 | 0 | 0 | 0 |  | 1 | 1 | 1 | 0 | 0 | 0
load_220354598 |  | node_1439691_118_15442054_325 |  | AN | 0 | Residential | 1008+429.406j | 0 | 0 | 0 | 0 | 0 | [24 empty] | 8104401 | no | no |  |  | no |  | 0 | 0 | 0 | 0 | 0 | 0 |  | 1 | 1 | 1 | 0 | 0 | 0
load_220354599 |  | node_1439800_992_15442217_289 |  | AN | 0 | Residential | 4795.2+2042.747j | 0 | 0 | 0 | 0 | 0 | [24 empty] | 8104401 | no | no |  |  | no |  | 0 | 0 | 0 | 0 | 0 | 0 |  | 1 | 1 | 1 | 0 | 0 | 0
load_220354600 |  | node_1440051_439_15442493_799 |  | AN | 0 | Residential | 13809.6+5882.865j | 0 | 0 | 0 | 0 | 0 | [24 empty] | 8104401 | no | no |  |  | no |  | 0 | 0 | 0 | 0 | 0 | 0 |  | 1 | 1 | 1 | 0 | 0 | 0
load_220354601 |  | node_1440373_003_15442830_443 |  | AN | 0 | Residential | 5731.2+2441.481j | 0 | 0 | 0 | 0 | 0 | [24 empty] | 8104401 | no | no |  |  | no |  | 0 | 0 | 0 | 0 | 0 | 0 |  | 1 | 1 | 1 | 0 | 0 | 0
load_220354602 |  | node_1436842_986_15438070_93 |  | AN | 0 | Residential | 2757.6+1174.733j | 0 | 0 | 0 | 0 | 0 | [24 empty] | 8104401 | no | no |  |  | no |  | 0 | 0 | 0 | 0 | 0 | 0 |  | 1 | 1 | 1 | 0 | 0 | 0
load_220354603 |  | node_1436890_459_15438418_921 |  | AN | 0 | Residential | 13140+5597.617j | 0 | 0 | 0 | 0 | 0 | [24 empty] | 8104401 | no | no |  |  | no |  | 0 | 0 | 0 | 0 | 0 | 0 |  | 1 | 1 | 1 | 0 | 0 | 0
load_220354604 |  | node_1441092_001_15443595_91 |  | AN | 0 | Residential | 3931.2+1674.684j | 0 | 0 | 0 | 0 | 0 | [24 empty] | 8104401 | no | no |  |  | no |  | 0 | 0 | 0 | 0 | 0 | 0 |  | 1 | 1 | 1 | 0 | 0 | 0
load_220354605 |  | node_1441319_867_15443890_045 |  | AN | 0 | Residential | 525.6+223.905j | 0 | 0 | 0 | 0 | 0 | [24 empty] | 8104401 | no | no |  |  | no |  | 0 | 0 | 0 | 0 | 0 | 0 |  | 1 | 1 | 1 | 0 | 0 | 0
load_220354606 |  | node_1437183_981_15438866_971 |  | AN | 0 | Residential | 15847.2+6750.879j | 0 | 0 | 0 | 0 | 0 | [24 empty] | 8104401 | no | no |  |  | no |  | 0 | 0 | 0 | 0 | 0 | 0 |  | 1 | 1 | 1 | 0 | 0 | 0
load_220354607 |  | node_1437355_417_15439060_182 |  | AN | 0 | NonResidential | 2736+1165.531j | 0 | 0 | 0 | 0 | 0 | [24 empty] | 8104401 | no | no |  |  | no |  | 0 | 0 | 0 | 0 | 0 | 0 |  | 1 | 1 | 1 | 0 | 0 | 0
load_220354608 |  | node_1437729_054_15439931_28 |  | AN | 0 | Residential | 3355.2+1429.309j | 0 | 0 | 0 | 0 | 0 | [24 empty] | 8104401 | no | no |  |  | no |  | 0 | 0 | 0 | 0 | 0 | 0 |  | 1 | 1 | 1 | 0 | 0 | 0
load_220354612 |  | node_1440735_679_15438151_05 |  | AN | 0 | Other | 0 | 0 | 0 | 0 | 0 | 0 | [24 empty] | 8104401 | no | no |  |  | no |  | 0 | 0 | 0 | 0 | 0 | 0 |  | 1 | 1 | 1 | 0 | 0 | 0
load_220354613 |  | node_1445820_617_15438152_967 |  | AN | 0 | Residential | 5299.2+2257.45j | 0 | 0 | 0 | 0 | 0 | [24 empty] | 8104401 | no | no |  |  | no |  | 0 | 0 | 0 | 0 | 0 | 0 |  | 1 | 1 | 1 | 0 | 0 | 0
load_220354614 |  | node_1448161_378_15436133_907 |  | AN | 0 | Residential | 3067.2+1306.622j | 0 | 0 | 0 | 0 | 0 | [24 empty] | 8104401 | no | no |  |  | no |  | 0 | 0 | 0 | 0 | 0 | 0 |  | 1 | 1 | 1 | 0 | 0 | 0
load_220354615 |  | node_1448619_818_15436209_657 |  | AN | 0 | Residential | 3967.2+1690.02j | 0 | 0 | 0 | 0 | 0 | [24 empty] | 8104401 | no | no |  |  | no |  | 0 | 0 | 0 | 0 | 0 | 0 |  | 1 | 1 | 1 | 0 | 0 | 0
load_220354616 |  | node_1449261_319_15436549_987 |  | AN | 0 | Residential | 986.4+420.205j | 0 | 0 | 0 | 0 | 0 | [24 empty] | 8104401 | no | no |  |  | no |  | 0 | 0 | 0 | 0 | 0 | 0 |  | 1 | 1 | 1 | 0 | 0 | 0
load_220354617 |  | node_1450685_33_15436811_957 |  | AN | 0 | Residential | 19468.8+8293.674j | 0 | 0 | 0 | 0 | 0 | [24 empty] | 8104401 | no | no |  |  | no |  | 0 | 0 | 0 | 0 | 0 | 0 |  | 1 | 1 | 1 | 0 | 0 | 0
load_220354618 |  | node_1451658_376_15436798_498 |  | AN | 0 | Residential | 3974.4+1693.087j | 0 | 0 | 0 | 0 | 0 | [24 empty] | 8104401 | no | no |  |  | no |  | 0 | 0 | 0 | 0 | 0 | 0 |  | 1 | 1 | 1 | 0 | 0 | 0
load_220354619 |  | node_1453678_174_15436747_2 |  | AN | 0 | Residential | 12412.8+5287.831j | 0 | 0 | 0 | 0 | 0 | [24 empty] | 8104401 | no | no |  |  | no |  | 0 | 0 | 0 | 0 | 0 | 0 |  | 1 | 1 | 1 | 0 | 0 | 0
load_220354620 |  | node_1454624_361_15436941_192 |  | AN | 0 | Residential | 784.8+334.323j | 0 | 0 | 0 | 0 | 0 | [24 empty] | 8104401 | no | no |  |  | no |  | 0 | 0 | 0 | 0 | 0 | 0 |  | 1 | 1 | 1 | 0 | 0 | 0
load_220354621 |  | node_1454828_114_15436985_871 |  | AN | 0 | Residential | 698.4+297.517j | 0 | 0 | 0 | 0 | 0 | [24 empty] | 8104401 | no | no |  |  | no |  | 0 | 0 | 0 | 0 | 0 | 0 |  | 1 | 1 | 1 | 0 | 0 | 0
load_220354622 |  | node_1455238_275_15437067_939 |  | AN | 0 | Residential | 11815.2+5033.254j | 0 | 0 | 0 | 0 | 0 | [24 empty] | 8104401 | no | no |  |  | no |  | 0 | 0 | 0 | 0 | 0 | 0 |  | 1 | 1 | 1 | 0 | 0 | 0
load_220354623 |  | node_1455581_494_15436946_716 |  | AN | 0 | Residential | 30484.8+12986.47j | 0 | 0 | 0 | 0 | 0 | [24 empty] | 8104401 | no | no |  |  | no |  | 0 | 0 | 0 | 0 | 0 | 0 |  | 1 | 1 | 1 | 0 | 0 | 0
load_220354624 |  | node_1455926_092_15436954_527 |  | AN | 0 | Residential | 22197.6+9456.138j | 0 | 0 | 0 | 0 | 0 | [24 empty] | 8104401 | no | no |  |  | no |  | 0 | 0 | 0 | 0 | 0 | 0 |  | 1 | 1 | 1 | 0 | 0 | 0
load_220354625 |  | node_1456295_559_15437036_954 |  | AN | 0 | Residential | 19828.8+8447.033j | 0 | 0 | 0 | 0 | 0 | [24 empty] | 8104401 | no | no |  |  | no |  | 0 | 0 | 0 | 0 | 0 | 0 |  | 1 | 1 | 1 | 0 | 0 | 0
load_220354626 |  | node_1456865_013_15436995_297 |  | AN | 0 | Residential | 964.8+411.003j | 0 | 0 | 0 | 0 | 0 | [24 empty] | 8104401 | no | no |  |  | no |  | 0 | 0 | 0 | 0 | 0 | 0 |  | 1 | 1 | 1 | 0 | 0 | 0
load_220354627 |  | node_1457110_216_15437003_139 |  | AN | 0 | NonResidential | 0 | 0 | 0 | 0 | 0 | 0 | [24 empty] | 8104401 | no | no |  |  | no |  | 0 | 0 | 0 | 0 | 0 | 0 |  | 1 | 1 | 1 | 0 | 0 | 0
load_220354628 |  | node_1457373_887_15437289_153 |  | AN | 0 | Residential | 3182.4+1355.697j | 0 | 0 | 0 | 0 | 0 | [24 empty] | 8104401 | no | no |  |  | no |  | 0 | 0 | 0 | 0 | 0 | 0 |  | 1 | 1 | 1 | 0 | 0 | 0
load_220354629 |  | node_1457456_237_15437836_565 |  | AN | 0 | Residential | 3556.8+1515.19j | 0 | 0 | 0 | 0 | 0 | [24 empty] | 8104401 | no | no |  |  | no |  | 0 | 0 | 0 | 0 | 0 | 0 |  | 1 | 1 | 1 | 0 | 0 | 0
load_220354630 |  | node_1457409_128_15436869_884 |  | AN | 0 | Residential | 15688.8+6683.401j | 0 | 0 | 0 | 0 | 0 | [24 empty] | 8104401 | no | no |  |  | no |  | 0 | 0 | 0 | 0 | 0 | 0 |  | 1 | 1 | 1 | 0 | 0 | 0
load_220354631 |  | node_1457376_735_15436228_967 |  | AN | 0 | Residential | 29116.8+12403.705j | 0 | 0 | 0 | 0 | 0 | [24 empty] | 8104401 | no | no |  |  | no |  | 0 | 0 | 0 | 0 | 0 | 0 |  | 1 | 1 | 1 | 0 | 0 | 0
load_220354632 |  | node_1457358_628_15435837_97 |  | AN | 0 | NonResidential | 0 | 0 | 0 | 0 | 0 | 0 | [24 empty] | 8104401 | no | no |  |  | no |  | 0 | 0 | 0 | 0 | 0 | 0 |  | 1 | 1 | 1 | 0 | 0 | 0
load_220354633 |  | node_1457538_384_15434858_339 |  | AN | 0 | Other | 0 | 0 | 0 | 0 | 0 | 0 | [24 empty] | 8104401 | no | no |  |  | no |  | 0 | 0 | 0 | 0 | 0 | 0 |  | 1 | 1 | 1 | 0 | 0 | 0
load_220354634 |  | node_1456921_276_15434077_196 |  | AN | 0 | Residential | 13255.2+5646.692j | 0 | 0 | 0 | 0 | 0 | [24 empty] | 8104401 | no | no |  |  | no |  | 0 | 0 | 0 | 0 | 0 | 0 |  | 1 | 1 | 1 | 0 | 0 | 0
load_220354635 |  | node_1453235_333_15439866_335 |  | AN | 0 | Residential | 12297.6+5238.756j | 0 | 0 | 0 | 0 | 0 | [24 empty] | 8104401 | no | no |  |  | no |  | 0 | 0 | 0 | 0 | 0 | 0 |  | 1 | 1 | 1 | 0 | 0 | 0
load_220354636 |  | node_1452971_283_15440144_39 |  | AN | 0 | Residential | 5162.4+2199.173j | 0 | 0 | 0 | 0 | 0 | [24 empty] | 8104401 | no | no |  |  | no |  | 0 | 0 | 0 | 0 | 0 | 0 |  | 1 | 1 | 1 | 0 | 0 | 0
load_220354637 |  | node_1452660_803_15440373_068 |  | AN | 0 | Residential | 4716+2009.008j | 0 | 0 | 0 | 0 | 0 | [24 empty] | 8104401 | no | no |  |  | no |  | 0 | 0 | 0 | 0 | 0 | 0 |  | 1 | 1 | 1 | 0 | 0 | 0
load_220354638 |  | node_1452391_323_15440510_353 |  | AN | 0 | Residential | 19771.2+8422.496j | 0 | 0 | 0 | 0 | 0 | [24 empty] | 8104401 | no | no |  |  | no |  | 0 | 0 | 0 | 0 | 0 | 0 |  | 1 | 1 | 1 | 0 | 0 | 0
load_220354639 |  | node_1452188_808_15440662_814 |  | AN | 0 | Other | 0 | 0 | 0 | 0 | 0 | 0 | [24 empty] | 8104401 | no | no |  |  | no |  | 0 | 0 | 0 | 0 | 0 | 0 |  | 1 | 1 | 1 | 0 | 0 | 0
load_220354640 |  | node_1451474_86_15441124_583 |  | AN | 0 | Residential | 2980.8+1269.815j | 0 | 0 | 0 | 0 | 0 | [24 empty] | 8104401 | no | no |  |  | no |  | 0 | 0 | 0 | 0 | 0 | 0 |  | 1 | 1 | 1 | 0 | 0 | 0
load_220354641 |  | node_1454968_541_15438011_273 |  | AN | 0 | Residential | 6616.8+2818.745j | 0 | 0 | 0 | 0 | 0 | [24 empty] | 8104401 | no | no |  |  | no |  | 0 | 0 | 0 | 0 | 0 | 0 |  | 1 | 1 | 1 | 0 | 0 | 0
load_220354642 |  | node_1454769_024_15438396_731 |  | AN | 0 | Residential | 2037.6+868.014j | 0 | 0 | 0 | 0 | 0 | [24 empty] | 8104401 | no | no |  |  | no |  | 0 | 0 | 0 | 0 | 0 | 0 |  | 1 | 1 | 1 | 0 | 0 | 0
load_220354643 |  | node_1454628_622_15438666_989 |  | AN | 0 | Residential | 2462.4+1048.978j | 0 | 0 | 0 | 0 | 0 | [24 empty] | 8104401 | no | no |  |  | no |  | 0 | 0 | 0 | 0 | 0 | 0 |  | 1 | 1 | 1 | 0 | 0 | 0
load_220354644 |  | node_1454272_942_15438990_112 |  | AN | 0 | Residential | 5083.2+2165.434j | 0 | 0 | 0 | 0 | 0 | [24 empty] | 8104401 | no | no |  |  | no |  | 0 | 0 | 0 | 0 | 0 | 0 |  | 1 | 1 | 1 | 0 | 0 | 0
load_220354645 |  | node_1453888_328_15439480_317 |  | AN | 0 | Residential | 3866.4+1647.08j | 0 | 0 | 0 | 0 | 0 | [24 empty] | 8104401 | no | no |  |  | no |  | 0 | 0 | 0 | 0 | 0 | 0 |  | 1 | 1 | 1 | 0 | 0 | 0
load_220354648 |  | node_1444128_389_15428710_35 |  | AN | 0 | Residential | 1080+460.078j | 0 | 0 | 0 | 0 | 0 | [24 empty] | 8104401 | no | no |  |  | no |  | 0 | 0 | 0 | 0 | 0 | 0 |  | 1 | 1 | 1 | 0 | 0 | 0
load_220354649 |  | node_1444080_752_15428448_683 |  | AN | 0 | Other | 0 | 0 | 0 | 0 | 0 | 0 | [24 empty] | 8104401 | no | no |  |  | no |  | 0 | 0 | 0 | 0 | 0 | 0 |  | 1 | 1 | 1 | 0 | 0 | 0
load_220354650 |  | node_1444102_103_15428060_893 |  | AN | 0 | Residential | 7336.8+3125.464j | 0 | 0 | 0 | 0 | 0 | [24 empty] | 8104401 | no | no |  |  | no |  | 0 | 0 | 0 | 0 | 0 | 0 |  | 1 | 1 | 1 | 0 | 0 | 0
load_220354651 |  | node_1444247_662_15427058_221 |  | AN | 0 | Residential | 7819.2+3330.965j | 0 | 0 | 0 | 0 | 0 | [24 empty] | 8104401 | no | no |  |  | no |  | 0 | 0 | 0 | 0 | 0 | 0 |  | 1 | 1 | 1 | 0 | 0 | 0
load_220354652 |  | node_1444251_863_15426768_798 |  | AN | 0 | Residential | 3722.4+1585.736j | 0 | 0 | 0 | 0 | 0 | [24 empty] | 8104401 | no | no |  |  | no |  | 0 | 0 | 0 | 0 | 0 | 0 |  | 1 | 1 | 1 | 0 | 0 | 0
load_220354653 |  | node_1444267_498_15426583_359 |  | AN | 0 | Other | 0 | 0 | 0 | 0 | 0 | 0 | [24 empty] | 8104401 | no | no |  |  | no |  | 0 | 0 | 0 | 0 | 0 | 0 |  | 1 | 1 | 1 | 0 | 0 | 0
load_220354654 |  | node_1444351_713_15425891_779 |  | AN | 0 | Residential | 4788+2039.679j | 0 | 0 | 0 | 0 | 0 | [24 empty] | 8104401 | no | no |  |  | no |  | 0 | 0 | 0 | 0 | 0 | 0 |  | 1 | 1 | 1 | 0 | 0 | 0
load_220354655 |  | node_1444298_137_15425636_906 |  | AN | 0 | Residential | 8020.8+3416.846j | 0 | 0 | 0 | 0 | 0 | [24 empty] | 8104401 | no | no |  |  | no |  | 0 | 0 | 0 | 0 | 0 | 0 |  | 1 | 1 | 1 | 0 | 0 | 0
load_220354656 |  | node_1444398_553_15425017_596 |  | AN | 0 | Residential | 9252+3941.335j | 0 | 0 | 0 | 0 | 0 | [24 empty] | 8104401 | no | no |  |  | no |  | 0 | 0 | 0 | 0 | 0 | 0 |  | 1 | 1 | 1 | 0 | 0 | 0
load_220354657 |  | node_1444053_947_15424970_621 |  | AN | 0 | Residential | 14.4+6.134j | 0 | 0 | 0 | 0 | 0 | [24 empty] | 8104401 | no | no |  |  | no |  | 0 | 0 | 0 | 0 | 0 | 0 |  | 1 | 1 | 1 | 0 | 0 | 0
load_220354658 |  | node_1444347_862_15424736_009 |  | AN | 0 | Residential | 1886.4+803.603j | 0 | 0 | 0 | 0 | 0 | [24 empty] | 8104401 | no | no |  |  | no |  | 0 | 0 | 0 | 0 | 0 | 0 |  | 1 | 1 | 1 | 0 | 0 | 0
load_220354659 |  | node_1444391_952_15424089_205 |  | AN | 0 | Residential | 2109.6+898.686j | 0 | 0 | 0 | 0 | 0 | [24 empty] | 8104401 | no | no |  |  | no |  | 0 | 0 | 0 | 0 | 0 | 0 |  | 1 | 1 | 1 | 0 | 0 | 0
load_220354660 |  | node_1444467_598_15423765_758 |  | AN | 0 | Residential | 2678.4+1140.994j | 0 | 0 | 0 | 0 | 0 | [24 empty] | 8104401 | no | no |  |  | no |  | 0 | 0 | 0 | 0 | 0 | 0 |  | 1 | 1 | 1 | 0 | 0 | 0
load_220354660-L-1 |  | node_1444467_598_15423765_758 |  | AN | 0 | Residential | 0 | 0 | 0 | 0 | 0 | 0 | [24 empty] | 8104401 | no | no |  |  | no |  | 0 | 0 | 0 | 0 | 0 | 0 |  | 1 | 1 | 1 | 0 | 0 | 0
load_220354661 |  | node_1444525_236_15422676_167 |  | AN | 0 | Residential | 16034.4+6830.626j | 0 | 0 | 0 | 0 | 0 | [24 empty] | 8104401 | no | no |  |  | no |  | 0 | 0 | 0 | 0 | 0 | 0 |  | 1 | 1 | 1 | 0 | 0 | 0
load_220354662 |  | node_1444539_523_15422349_758 |  | AN | 0 | Other | 0 | 0 | 0 | 0 | 0 | 0 | [24 empty] | 8104401 | no | no |  |  | no |  | 0 | 0 | 0 | 0 | 0 | 0 |  | 1 | 1 | 1 | 0 | 0 | 0
load_220354663 |  | node_1444538_857_15429827_459 |  | AN | 0 | Residential | 12117.6+5162.076j | 0 | 0 | 0 | 0 | 0 | [24 empty] | 8104401 | no | no |  |  | no |  | 0 | 0 | 0 | 0 | 0 | 0 |  | 1 | 1 | 1 | 0 | 0 | 0
load_220354664 |  | node_1444224_666_15429108_379 |  | AN | 0 | Residential | 17020.8+7250.83j | 0 | 0 | 0 | 0 | 0 | [24 empty] | 8104401 | no | no |  |  | no |  | 0 | 0 | 0 | 0 | 0 | 0 |  | 1 | 1 | 1 | 0 | 0 | 0
load_220354665 |  | node_1437402_786_15432886_663 |  | AN | 0 | Other | 0 | 0 | 0 | 0 | 0 | 0 | [24 empty] | 8104401 | no | no |  |  | no |  | 0 | 0 | 0 | 0 | 0 | 0 |  | 1 | 1 | 1 | 0 | 0 | 0
load_220354666 |  | node_1437414_132_15433213_637 |  | AN | 0 | Residential | 165.6+70.545j | 0 | 0 | 0 | 0 | 0 | [24 empty] | 8104401 | no | no |  |  | no |  | 0 | 0 | 0 | 0 | 0 | 0 |  | 1 | 1 | 1 | 0 | 0 | 0
load_220354667 |  | node_1437522_065_15432575_241 |  | AN | 0 | Residential | 26510.4+11293.383j | 0 | 0 | 0 | 0 | 0 | [24 empty] | 8104401 | no | no |  |  | no |  | 0 | 0 | 0 | 0 | 0 | 0 |  | 1 | 1 | 1 | 0 | 0 | 0
load_220354668 |  | node_1437513_869_15432164_849 |  | AN | 0 | Other | 0 | 0 | 0 | 0 | 0 | 0 | [24 empty] | 8104401 | no | no |  |  | no |  | 0 | 0 | 0 | 0 | 0 | 0 |  | 1 | 1 | 1 | 0 | 0 | 0
load_220354669 |  | node_1437629_338_15431317_801 |  | AN | 0 | Residential | 1972.8+840.409j | 0 | 0 | 0 | 0 | 0 | [24 empty] | 8104401 | no | no |  |  | no |  | 0 | 0 | 0 | 0 | 0 | 0 |  | 1 | 1 | 1 | 0 | 0 | 0
load_220354670 |  | node_1437625_057_15430293_656 |  | AN | 0 | Residential | 583.2+248.442j | 0 | 0 | 0 | 0 | 0 | [24 empty] | 8104401 | no | no |  |  | no |  | 0 | 0 | 0 | 0 | 0 | 0 |  | 1 | 1 | 1 | 0 | 0 | 0
load_220354671 |  | node_1438034_788_15429986_316 |  | AN | 0 | Residential | 6739.2+2870.887j | 0 | 0 | 0 | 0 | 0 | [24 empty] | 8104401 | no | no |  |  | no |  | 0 | 0 | 0 | 0 | 0 | 0 |  | 1 | 1 | 1 | 0 | 0 | 0
load_220354674 |  | node_1439040_237_15428403_635 |  | AN | 0 | Residential | 27050.4+11523.422j | 0 | 0 | 0 | 0 | 0 | [24 empty] | 8104401 | no | no |  |  | no |  | 0 | 0 | 0 | 0 | 0 | 0 |  | 1 | 1 | 1 | 0 | 0 | 0
load_220354675 |  | node_1438169_956_15428171_766 |  | AN | 0 | Residential | 5968.8+2542.698j | 0 | 0 | 0 | 0 | 0 | [24 empty] | 8104401 | no | no |  |  | no |  | 0 | 0 | 0 | 0 | 0 | 0 |  | 1 | 1 | 1 | 0 | 0 | 0
load_220354676 |  | node_1437812_932_15428024_069 |  | AN | 0 | Residential | 19432.8+8278.338j | 0 | 0 | 0 | 0 | 0 | [24 empty] | 8104401 | no | no |  |  | no |  | 0 | 0 | 0 | 0 | 0 | 0 |  | 1 | 1 | 1 | 0 | 0 | 0
load_220354677 |  | node_1437819_026_15427506_009 |  | AN | 0 | Residential | 9108+3879.992j | 0 | 0 | 0 | 0 | 0 | [24 empty] | 8104401 | no | no |  |  | no |  | 0 | 0 | 0 | 0 | 0 | 0 |  | 1 | 1 | 1 | 0 | 0 | 0
load_220354678 |  | node_1437254_055_15435885_44 |  | AN | 0 | Residential | 14774.4+6293.868j | 0 | 0 | 0 | 0 | 0 | [24 empty] | 8104401 | no | no |  |  | no |  | 0 | 0 | 0 | 0 | 0 | 0 |  | 1 | 1 | 1 | 0 | 0 | 0
load_220354680 |  | node_1436416_762_15426779_011 |  | AN | 0 | Residential | 3254.4+1386.369j | 0 | 0 | 0 | 0 | 0 | [24 empty] | 8104401 | no | no |  |  | no |  | 0 | 0 | 0 | 0 | 0 | 0 |  | 1 | 1 | 1 | 0 | 0 | 0
load_220354681 |  | node_1437066_965_15435486_861 |  | AN | 0 | Residential | 2455.2+1045.911j | 0 | 0 | 0 | 0 | 0 | [24 empty] | 8104401 | no | no |  |  | no |  | 0 | 0 | 0 | 0 | 0 | 0 |  | 1 | 1 | 1 | 0 | 0 | 0
load_220354682 |  | node_1437225_638_15435111_719 |  | AN | 0 | Residential | 0 | 0 | 0 | 0 | 0 | 0 | [24 empty] | 8104401 | no | no |  |  | no |  | 0 | 0 | 0 | 0 | 0 | 0 |  | 1 | 1 | 1 | 0 | 0 | 0
load_220354682-L-1 |  | node_1437225_638_15435111_719 |  | AN | 0 | Residential | 0 | 0 | 0 | 0 | 0 | 0 | [24 empty] | 8104401 | no | no |  |  | no |  | 0 | 0 | 0 | 0 | 0 | 0 |  | 1 | 1 | 1 | 0 | 0 | 0
load_220354683 |  | node_1437301_352_15434557_785 |  | AN | 0 | Other | 0 | 0 | 0 | 0 | 0 | 0 | [24 empty] | 8104401 | no | no |  |  | no |  | 0 | 0 | 0 | 0 | 0 | 0 |  | 1 | 1 | 1 | 0 | 0 | 0
load_220354684 |  | node_1437419_965_15433936_964 |  | AN | 0 | Residential | 17488.8+7450.198j | 0 | 0 | 0 | 0 | 0 | [24 empty] | 8104401 | no | no |  |  | no |  | 0 | 0 | 0 | 0 | 0 | 0 |  | 1 | 1 | 1 | 0 | 0 | 0
load_220354685 |  | node_1437446_486_15433612_668 |  | AN | 0 | Residential | 2016+858.812j | 0 | 0 | 0 | 0 | 0 | [24 empty] | 8104401 | no | no |  |  | no |  | 0 | 0 | 0 | 0 | 0 | 0 |  | 1 | 1 | 1 | 0 | 0 | 0
load_220354686 |  | node_1432220_252_15441553_1 |  | AN | 0 | Residential | 374.4+159.494j | 0 | 0 | 0 | 0 | 0 | [24 empty] | 8104401 | no | no |  |  | no |  | 0 | 0 | 0 | 0 | 0 | 0 |  | 1 | 1 | 1 | 0 | 0 | 0
load_220354687 |  | node_1443746_193_15434005_744 |  | AN | 0 | Residential | 7.2+3.067j | 0 | 0 | 0 | 0 | 0 | [24 empty] | 8104401 | no | no |  |  | no |  | 0 | 0 | 0 | 0 | 0 | 0 |  | 1 | 1 | 1 | 0 | 0 | 0
load_220354689 |  | node_1443722_282_15435707_339 |  | AN | 0 | Residential | 7149.6+3045.717j | 0 | 0 | 0 | 0 | 0 | [24 empty] | 8104401 | no | no |  |  | no |  | 0 | 0 | 0 | 0 | 0 | 0 |  | 1 | 1 | 1 | 0 | 0 | 0
load_220354690 |  | node_1430140_233_15424728_28 |  | AN | 0 | Residential | 10137.6+4318.6j | 0 | 0 | 0 | 0 | 0 | [24 empty] | 8104401 | no | no |  |  | no |  | 0 | 0 | 0 | 0 | 0 | 0 |  | 1 | 1 | 1 | 0 | 0 | 0
load_220354691 |  | node_1429744_041_15424712_539 |  | AN | 0 | Residential | 9144+3895.328j | 0 | 0 | 0 | 0 | 0 | [24 empty] | 8104401 | no | no |  |  | no |  | 0 | 0 | 0 | 0 | 0 | 0 |  | 1 | 1 | 1 | 0 | 0 | 0
load_220354692 |  | node_1429542_695_15424445_728 |  | AN | 0 | Residential | 2995.2+1275.95j | 0 | 0 | 0 | 0 | 0 | [24 empty] | 8104401 | no | no |  |  | no |  | 0 | 0 | 0 | 0 | 0 | 0 |  | 1 | 1 | 1 | 0 | 0 | 0
load_220354693 |  | node_1429557_139_15423657_212 |  | AN | 0 | Residential | 5716.8+2435.347j | 0 | 0 | 0 | 0 | 0 | [24 empty] | 8104401 | no | no |  |  | no |  | 0 | 0 | 0 | 0 | 0 | 0 |  | 1 | 1 | 1 | 0 | 0 | 0
load_220354695 |  | node_1429611_465_15437366_266 |  | AN | 0 | Residential | 1065.6+453.944j | 0 | 0 | 0 | 0 | 0 | [24 empty] | 8104401 | no | no |  |  | no |  | 0 | 0 | 0 | 0 | 0 | 0 |  | 1 | 1 | 1 | 0 | 0 | 0
load_220354696 |  | node_1429742_411_15437498_541 |  | AN | 0 | Other | 0 | 0 | 0 | 0 | 0 | 0 | [24 empty] | 8104401 | no | no |  |  | no |  | 0 | 0 | 0 | 0 | 0 | 0 |  | 1 | 1 | 1 | 0 | 0 | 0
load_220354697 |  | node_1430168_353_15437475_327 |  | AN | 0 | Residential | 2332.8+993.769j | 0 | 0 | 0 | 0 | 0 | [24 empty] | 8104401 | no | no |  |  | no |  | 0 | 0 | 0 | 0 | 0 | 0 |  | 1 | 1 | 1 | 0 | 0 | 0
load_220354698 |  | node_1430558_688_15437489_545 |  | AN | 0 | Residential | 10087.2+4297.129j | 0 | 0 | 0 | 0 | 0 | [24 empty] | 8104401 | no | no |  |  | no |  | 0 | 0 | 0 | 0 | 0 | 0 |  | 1 | 1 | 1 | 0 | 0 | 0
load_220354699 |  | node_1431241_437_15437396_664 |  | AN | 0 | Residential | 5364+2285.054j | 0 | 0 | 0 | 0 | 0 | [24 empty] | 8104401 | no | no |  |  | no |  | 0 | 0 | 0 | 0 | 0 | 0 |  | 1 | 1 | 1 | 0 | 0 | 0
load_220354700 |  | node_1431473_453_15437487_88 |  | AN | 0 | Residential | 17647.2+7517.676j | 0 | 0 | 0 | 0 | 0 | [24 empty] | 8104401 | no | no |  |  | no |  | 0 | 0 | 0 | 0 | 0 | 0 |  | 1 | 1 | 1 | 0 | 0 | 0
load_220354701 |  | node_1432493_827_15437598_719 |  | AN | 0 | Residential | 31903.2+13590.706j | 0 | 0 | 0 | 0 | 0 | [24 empty] | 8104401 | no | no |  |  | no |  | 0 | 0 | 0 | 0 | 0 | 0 |  | 1 | 1 | 1 | 0 | 0 | 0
load_220354702 |  | node_1433070_148_15437629_058 |  | AN | 0 | NonResidential | 1908+812.805j | 0 | 0 | 0 | 0 | 0 | [24 empty] | 8104401 | no | no |  |  | no |  | 0 | 0 | 0 | 0 | 0 | 0 |  | 1 | 1 | 1 | 0 | 0 | 0
load_220354703 |  | node_1433242_007_15437710_768 |  | AN | 0 | Other | 0 | 0 | 0 | 0 | 0 | 0 | [24 empty] | 8104401 | no | no |  |  | no |  | 0 | 0 | 0 | 0 | 0 | 0 |  | 1 | 1 | 1 | 0 | 0 | 0
load_220354704 |  | node_1433246_563_15437710_516 |  | BN | 0 | Other | 0 | 0 | 0 | 0 | 0 | 0 | [24 empty] | 8104401 | no | no |  |  | no |  | 0 | 0 | 0 | 0 | 0 | 0 |  | 1 | 1 | 1 | 0 | 0 | 0
load_220354705 |  | node_1433252_211_15437710_811 |  | CN | 0 | Other | 0 | 0 | 0 | 0 | 0 | 0 | [24 empty] | 8104401 | no | no |  |  | no |  | 0 | 0 | 0 | 0 | 0 | 0 |  | 1 | 1 | 1 | 0 | 0 | 0
load_220354706 |  | node_1433531_002_15438011_062 |  | AN | 0 | Residential | 54734.4+23316.757j | 0 | 0 | 0 | 0 | 0 | [24 empty] | 8104401 | no | no |  |  | no |  | 0 | 0 | 0 | 0 | 0 | 0 |  | 1 | 1 | 1 | 0 | 0 | 0
load_220354707 |  | node_1433690_204_15438618_764 |  | AN | 0 | Residential | 5486.4+2337.197j | 0 | 0 | 0 | 0 | 0 | [24 empty] | 8104401 | no | no |  |  | no |  | 0 | 0 | 0 | 0 | 0 | 0 |  | 1 | 1 | 1 | 0 | 0 | 0
load_220354708 |  | node_1433751_375_15439834_21 |  | AN | 0 | Residential | 2448+1042.844j | 0 | 0 | 0 | 0 | 0 | [24 empty] | 8104401 | no | no |  |  | no |  | 0 | 0 | 0 | 0 | 0 | 0 |  | 1 | 1 | 1 | 0 | 0 | 0
load_220354709 |  | node_1433896_875_15440350_337 |  | AN | 0 | Residential | 6739.2+2870.887j | 0 | 0 | 0 | 0 | 0 | [24 empty] | 8104401 | no | no |  |  | no |  | 0 | 0 | 0 | 0 | 0 | 0 |  | 1 | 1 | 1 | 0 | 0 | 0
load_220354710 |  | node_1433580_427_15441581_022 |  | AN | 0 | Residential | 5407.2+2303.458j | 0 | 0 | 0 | 0 | 0 | [24 empty] | 8104401 | no | no |  |  | no |  | 0 | 0 | 0 | 0 | 0 | 0 |  | 1 | 1 | 1 | 0 | 0 | 0
load_220354713 |  | node_1433113_738_15445492_972 |  | AN | 0 | Residential | 8424+3588.609j | 0 | 0 | 0 | 0 | 0 | [24 empty] | 8104401 | no | no |  |  | no |  | 0 | 0 | 0 | 0 | 0 | 0 |  | 1 | 1 | 1 | 0 | 0 | 0
load_220354714 |  | node_1432609_793_15447046_729 |  | AN | 0 | Residential | 3765.6+1604.139j | 0 | 0 | 0 | 0 | 0 | [24 empty] | 8104401 | no | no |  |  | no |  | 0 | 0 | 0 | 0 | 0 | 0 |  | 1 | 1 | 1 | 0 | 0 | 0
load_220354715 |  | node_1432396_998_15447721_354 |  | AN | 0 | Residential | 4183.2+1782.036j | 0 | 0 | 0 | 0 | 0 | [24 empty] | 8104401 | no | no |  |  | no |  | 0 | 0 | 0 | 0 | 0 | 0 |  | 1 | 1 | 1 | 0 | 0 | 0
load_220354716 |  | node_1432331_246_15448204_951 |  | AN | 0 | NonResidential | 1771.2+754.528j | 0 | 0 | 0 | 0 | 0 | [24 empty] | 8104401 | no | no |  |  | no |  | 0 | 0 | 0 | 0 | 0 | 0 |  | 1 | 1 | 1 | 0 | 0 | 0
load_220354717 |  | node_1433156_085_15448244_551 |  | AN | 0 | Residential | 10886.4+4637.587j | 0 | 0 | 0 | 0 | 0 | [24 empty] | 8104401 | no | no |  |  | no |  | 0 | 0 | 0 | 0 | 0 | 0 |  | 1 | 1 | 1 | 0 | 0 | 0
load_220354718 |  | node_1433478_79_15448257_537 |  | AN | 0 | Residential | 662.4+282.181j | 0 | 0 | 0 | 0 | 0 | [24 empty] | 8104401 | no | no |  |  | no |  | 0 | 0 | 0 | 0 | 0 | 0 |  | 1 | 1 | 1 | 0 | 0 | 0
load_220354719 |  | node_1432436_17_15448571_751 |  | AN | 0 | Other | 0 | 0 | 0 | 0 | 0 | 0 | [24 empty] | 8104401 | no | no |  |  | no |  | 0 | 0 | 0 | 0 | 0 | 0 |  | 1 | 1 | 1 | 0 | 0 | 0
load_220354720 |  | node_1432409_008_15448909_365 |  | AN | 0 | Residential | 3758.4+1601.072j | 0 | 0 | 0 | 0 | 0 | [24 empty] | 8104401 | no | no |  |  | no |  | 0 | 0 | 0 | 0 | 0 | 0 |  | 1 | 1 | 1 | 0 | 0 | 0
load_220354722 |  | node_1432331_996_15449256_474 |  | AN | 0 | Residential | 576+245.375j | 0 | 0 | 0 | 0 | 0 | [24 empty] | 8104401 | no | no |  |  | no |  | 0 | 0 | 0 | 0 | 0 | 0 |  | 1 | 1 | 1 | 0 | 0 | 0
load_220354723 |  | node_1432245_84_15449504_49 |  | AN | 0 | Residential | 10807.2+4603.848j | 0 | 0 | 0 | 0 | 0 | [24 empty] | 8104401 | no | no |  |  | no |  | 0 | 0 | 0 | 0 | 0 | 0 |  | 1 | 1 | 1 | 0 | 0 | 0
load_220354724 |  | node_1432231_429_15449863_732 |  | AN | 0 | Residential | 30276+12897.522j | 0 | 0 | 0 | 0 | 0 | [24 empty] | 8104401 | no | no |  |  | no |  | 0 | 0 | 0 | 0 | 0 | 0 |  | 1 | 1 | 1 | 0 | 0 | 0
load_220354726 |  | node_1432100_508_15452288_173 |  | AN | 0 | Residential | 741.6+315.92j | 0 | 0 | 0 | 0 | 0 | [24 empty] | 8104401 | no | no |  |  | no |  | 0 | 0 | 0 | 0 | 0 | 0 |  | 1 | 1 | 1 | 0 | 0 | 0
load_220354727 |  | node_1432002_073_15454166_518 |  | AN | 0 | Residential | 2556+1088.851j | 0 | 0 | 0 | 0 | 0 | [24 empty] | 8104401 | no | no |  |  | no |  | 0 | 0 | 0 | 0 | 0 | 0 |  | 1 | 1 | 1 | 0 | 0 | 0
load_220354728 |  | node_1455367_684_15434817_347 |  | AN | 0 | Residential | 10209.6+4349.271j | 0 | 0 | 0 | 0 | 0 | [24 empty] | 8104401 | no | no |  |  | no |  | 0 | 0 | 0 | 0 | 0 | 0 |  | 1 | 1 | 1 | 0 | 0 | 0
load_220354729 |  | node_1455407_458_15433610_165 |  | AN | 0 | Residential | 8971.2+3821.715j | 0 | 0 | 0 | 0 | 0 | [24 empty] | 8104401 | no | no |  |  | no |  | 0 | 0 | 0 | 0 | 0 | 0 |  | 1 | 1 | 1 | 0 | 0 | 0
load_220354730 |  | node_1455762_485_15436766_906 |  | AN | 0 | Residential | 5688+2423.078j | 0 | 0 | 0 | 0 | 0 | [24 empty] | 8104401 | no | no |  |  | no |  | 0 | 0 | 0 | 0 | 0 | 0 |  | 1 | 1 | 1 | 0 | 0 | 0
load_220354731 |  | node_1455808_243_15433151_939 |  | AN | 0 | Residential | 1382.4+588.9j | 0 | 0 | 0 | 0 | 0 | [24 empty] | 8104401 | no | no |  |  | no |  | 0 | 0 | 0 | 0 | 0 | 0 |  | 1 | 1 | 1 | 0 | 0 | 0
load_220354732 |  | node_1455792_04_15436476_997 |  | AN | 0 | Residential | 381.6+162.561j | 0 | 0 | 0 | 0 | 0 | [24 empty] | 8104401 | no | no |  |  | no |  | 0 | 0 | 0 | 0 | 0 | 0 |  | 1 | 1 | 1 | 0 | 0 | 0
load_220354733 |  | node_1455829_858_15436171_702 |  | AN | 0 | Residential | 2304+981.5j | 0 | 0 | 0 | 0 | 0 | [24 empty] | 8104401 | no | no |  |  | no |  | 0 | 0 | 0 | 0 | 0 | 0 |  | 1 | 1 | 1 | 0 | 0 | 0
load_220354734 |  | node_1455935_475_15435716_562 |  | AN | 0 | Residential | 1130.4+481.548j | 0 | 0 | 0 | 0 | 0 | [24 empty] | 8104401 | no | no |  |  | no |  | 0 | 0 | 0 | 0 | 0 | 0 |  | 1 | 1 | 1 | 0 | 0 | 0
load_220354735 |  | node_1456326_005_15435476_882 |  | AN | 0 | Residential | 6012+2561.101j | 0 | 0 | 0 | 0 | 0 | [24 empty] | 8104401 | no | no |  |  | no |  | 0 | 0 | 0 | 0 | 0 | 0 |  | 1 | 1 | 1 | 0 | 0 | 0
load_220354736 |  | node_1456001_631_15435040_67 |  | AN | 0 | Other | 0 | 0 | 0 | 0 | 0 | 0 | [24 empty] | 8104401 | no | no |  |  | no |  | 0 | 0 | 0 | 0 | 0 | 0 |  | 1 | 1 | 1 | 0 | 0 | 0
load_220354737 |  | node_1459828_089_15433237_826 |  | AN | 0 | Residential | 1713.6+729.991j | 0 | 0 | 0 | 0 | 0 | [24 empty] | 8104401 | no | no |  |  | no |  | 0 | 0 | 0 | 0 | 0 | 0 |  | 1 | 1 | 1 | 0 | 0 | 0
load_220354738 |  | node_1460113_613_15433066_741 |  | AN | 0 | Residential | 3153.6+1343.428j | 0 | 0 | 0 | 0 | 0 | [24 empty] | 8104401 | no | no |  |  | no |  | 0 | 0 | 0 | 0 | 0 | 0 |  | 1 | 1 | 1 | 0 | 0 | 0
load_220354739 |  | node_1460373_155_15432910_019 |  | AN | 0 | Residential | 2750.4+1171.665j | 0 | 0 | 0 | 0 | 0 | [24 empty] | 8104401 | no | no |  |  | no |  | 0 | 0 | 0 | 0 | 0 | 0 |  | 1 | 1 | 1 | 0 | 0 | 0
load_220354740 |  | node_1460817_851_15433360_508 |  | AN | 0 | Residential | 3765.6+1604.139j | 0 | 0 | 0 | 0 | 0 | [24 empty] | 8104401 | no | no |  |  | no |  | 0 | 0 | 0 | 0 | 0 | 0 |  | 1 | 1 | 1 | 0 | 0 | 0
load_220354741 |  | node_1458041_888_15434444_53 |  | AN | 0 | Residential | 8143.2+3468.989j | 0 | 0 | 0 | 0 | 0 | [24 empty] | 8104401 | no | no |  |  | no |  | 0 | 0 | 0 | 0 | 0 | 0 |  | 1 | 1 | 1 | 0 | 0 | 0
load_220354742 |  | node_1458279_72_15434287_732 |  | AN | 0 | Residential | 28252.8+12035.642j | 0 | 0 | 0 | 0 | 0 | [24 empty] | 8104401 | no | no |  |  | no |  | 0 | 0 | 0 | 0 | 0 | 0 |  | 1 | 1 | 1 | 0 | 0 | 0
load_220354743 |  | node_1458756_877_15433964_218 |  | AN | 0 | Residential | 7473.6+3183.74j | 0 | 0 | 0 | 0 | 0 | [24 empty] | 8104401 | no | no |  |  | no |  | 0 | 0 | 0 | 0 | 0 | 0 |  | 1 | 1 | 1 | 0 | 0 | 0
load_220354744 |  | node_1459300_962_15433597_203 |  | AN | 0 | Residential | 11851.2+5048.59j | 0 | 0 | 0 | 0 | 0 | [24 empty] | 8104401 | no | no |  |  | no |  | 0 | 0 | 0 | 0 | 0 | 0 |  | 1 | 1 | 1 | 0 | 0 | 0
load_220354746 |  | node_1431823_839_15452614_455 |  | AN | 0 | Residential | 3204+1364.898j | 0 | 0 | 0 | 0 | 0 | [24 empty] | 8104401 | no | no |  |  | no |  | 0 | 0 | 0 | 0 | 0 | 0 |  | 1 | 1 | 1 | 0 | 0 | 0
load_220354747 |  | node_1429622_123_15452325_691 |  | AN | 0 | Residential | 4550.4+1938.462j | 0 | 0 | 0 | 0 | 0 | [24 empty] | 8104401 | no | no |  |  | no |  | 0 | 0 | 0 | 0 | 0 | 0 |  | 1 | 1 | 1 | 0 | 0 | 0
load_220354748 |  | node_1429701_53_15452635_602 |  | AN | 0 | Residential | 19497.6+8305.943j | 0 | 0 | 0 | 0 | 0 | [24 empty] | 8104401 | no | no |  |  | no |  | 0 | 0 | 0 | 0 | 0 | 0 |  | 1 | 1 | 1 | 0 | 0 | 0
load_220354749 |  | node_1434573_738_15440683_63 |  | AN | 0 | Other | 0 | 0 | 0 | 0 | 0 | 0 | [24 empty] | 8104401 | no | no |  |  | no |  | 0 | 0 | 0 | 0 | 0 | 0 |  | 1 | 1 | 1 | 0 | 0 | 0
load_220354750 |  | node_1431563_489_15448227_254 |  | AN | 0 | Residential | 13176+5612.952j | 0 | 0 | 0 | 0 | 0 | [24 empty] | 8104401 | no | no |  |  | no |  | 0 | 0 | 0 | 0 | 0 | 0 |  | 1 | 1 | 1 | 0 | 0 | 0
load_220354751 |  | node_1431350_517_15448207_541 |  | AN | 0 | Residential | 9237.6+3935.201j | 0 | 0 | 0 | 0 | 0 | [24 empty] | 8104401 | no | no |  |  | no |  | 0 | 0 | 0 | 0 | 0 | 0 |  | 1 | 1 | 1 | 0 | 0 | 0
load_220354752 |  | node_1430114_559_15448112_22 |  | AN | 0 | Residential | 0 | 0 | 0 | 0 | 0 | 0 | [24 empty] | 8104401 | no | no |  |  | no |  | 0 | 0 | 0 | 0 | 0 | 0 |  | 1 | 1 | 1 | 0 | 0 | 0
load_220354753 |  | node_1429947_487_15445705_164 |  | AN | 0 | Residential | 14.4+6.134j | 0 | 0 | 0 | 0 | 0 | [24 empty] | 8104401 | no | no |  |  | no |  | 0 | 0 | 0 | 0 | 0 | 0 |  | 1 | 1 | 1 | 0 | 0 | 0
load_220354754 |  | node_1430698_756_15445711_242 |  | AN | 0 | Residential | 2037.6+868.014j | 0 | 0 | 0 | 0 | 0 | [24 empty] | 8104401 | no | no |  |  | no |  | 0 | 0 | 0 | 0 | 0 | 0 |  | 1 | 1 | 1 | 0 | 0 | 0
load_220354755 |  | node_1429674_762_15446610_098 |  | AN | 0 | Residential | 6069.6+2585.639j | 0 | 0 | 0 | 0 | 0 | [24 empty] | 8104401 | no | no |  |  | no |  | 0 | 0 | 0 | 0 | 0 | 0 |  | 1 | 1 | 1 | 0 | 0 | 0
load_220354756 |  | node_1442788_05_15439653_776 |  | AN | 0 | Residential | 7776+3312.562j | 0 | 0 | 0 | 0 | 0 | [24 empty] | 8104401 | no | no |  |  | no |  | 0 | 0 | 0 | 0 | 0 | 0 |  | 1 | 1 | 1 | 0 | 0 | 0
load_220354757 |  | node_1430410_149_15437866_313 |  | AN | 0 | Residential | 4773.6+2033.545j | 0 | 0 | 0 | 0 | 0 | [24 empty] | 8104401 | no | no |  |  | no |  | 0 | 0 | 0 | 0 | 0 | 0 |  | 1 | 1 | 1 | 0 | 0 | 0
load_220354758 |  | node_1430902_957_15438892_265 |  | AN | 0 | Residential | 4240.8+1806.573j | 0 | 0 | 0 | 0 | 0 | [24 empty] | 8104401 | no | no |  |  | no |  | 0 | 0 | 0 | 0 | 0 | 0 |  | 1 | 1 | 1 | 0 | 0 | 0
load_220354759 |  | node_1429891_271_15439592_256 |  | AN | 0 | Residential | 345.6+147.225j | 0 | 0 | 0 | 0 | 0 | [24 empty] | 8104401 | no | no |  |  | no |  | 0 | 0 | 0 | 0 | 0 | 0 |  | 1 | 1 | 1 | 0 | 0 | 0
load_220354760 |  | node_1429778_395_15439832_206 |  | AN | 0 | Residential | 0 | 0 | 0 | 0 | 0 | 0 | [24 empty] | 8104401 | no | no |  |  | no |  | 0 | 0 | 0 | 0 | 0 | 0 |  | 1 | 1 | 1 | 0 | 0 | 0
load_220354761 |  | node_1429313_407_15440323_64 |  | AN | 0 | Residential | 180+76.68j | 0 | 0 | 0 | 0 | 0 | [24 empty] | 8104401 | no | no |  |  | no |  | 0 | 0 | 0 | 0 | 0 | 0 |  | 1 | 1 | 1 | 0 | 0 | 0
load_220355061 |  | node_1428230_481_15465819_764 |  | AN | 0 | Residential | 9921.6+4226.584j | 0 | 0 | 0 | 0 | 0 | [24 empty] | 8104401 | no | no |  |  | no |  | 0 | 0 | 0 | 0 | 0 | 0 |  | 1 | 1 | 1 | 0 | 0 | 0
load_220355062 |  | node_1428459_988_15465725_067 |  | AN | 0 | Residential | 0 | 0 | 0 | 0 | 0 | 0 | [24 empty] | 8104401 | no | no |  |  | no |  | 0 | 0 | 0 | 0 | 0 | 0 |  | 1 | 1 | 1 | 0 | 0 | 0
load_220355062-L-1 |  | node_1428459_988_15465725_067 |  | AN | 0 | Other | 0 | 0 | 0 | 0 | 0 | 0 | [24 empty] | 8104401 | no | no |  |  | no |  | 0 | 0 | 0 | 0 | 0 | 0 |  | 1 | 1 | 1 | 0 | 0 | 0
load_220355063 |  | node_1428591_195_15465859_975 |  | AN | 0 | Residential | 19764+8419.429j | 0 | 0 | 0 | 0 | 0 | [24 empty] | 8104401 | no | no |  |  | no |  | 0 | 0 | 0 | 0 | 0 | 0 |  | 1 | 1 | 1 | 0 | 0 | 0
load_220355064 |  | node_1428907_563_15465959_795 |  | AN | 0 | Residential | 1735.2+739.192j | 0 | 0 | 0 | 0 | 0 | [24 empty] | 8104401 | no | no |  |  | no |  | 0 | 0 | 0 | 0 | 0 | 0 |  | 1 | 1 | 1 | 0 | 0 | 0
load_220355065 |  | node_1428598_196_15466362_466 |  | AN | 0 | Residential | 7214.4+3073.322j | 0 | 0 | 0 | 0 | 0 | [24 empty] | 8104401 | no | no |  |  | no |  | 0 | 0 | 0 | 0 | 0 | 0 |  | 1 | 1 | 1 | 0 | 0 | 0
load_220355066 |  | node_1429636_579_15466645_884 |  | AN | 0 | Residential | 4608+1963j | 0 | 0 | 0 | 0 | 0 | [24 empty] | 8104401 | no | no |  |  | no |  | 0 | 0 | 0 | 0 | 0 | 0 |  | 1 | 1 | 1 | 0 | 0 | 0
load_220355075 |  | node_1430297_335_15468648_381 |  | AN | 0 | Residential | 8560.8+3646.886j | 0 | 0 | 0 | 0 | 0 | [24 empty] | 8104401 | no | no |  |  | no |  | 0 | 0 | 0 | 0 | 0 | 0 |  | 1 | 1 | 1 | 0 | 0 | 0
load_220355077 |  | node_1434397_477_15471027_118 |  | AN | 0 | Residential | 22701.6+9670.841j | 0 | 0 | 0 | 0 | 0 | [24 empty] | 8104401 | no | no |  |  | no |  | 0 | 0 | 0 | 0 | 0 | 0 |  | 1 | 1 | 1 | 0 | 0 | 0
load_220355078 |  | node_1435538_923_15471621_155 |  | AN | 0 | Residential | 5104.8+2174.636j | 0 | 0 | 0 | 0 | 0 | [24 empty] | 8104401 | no | no |  |  | no |  | 0 | 0 | 0 | 0 | 0 | 0 |  | 1 | 1 | 1 | 0 | 0 | 0
load_220355079 |  | node_1436272_467_15472902_772 |  | AN | 0 | Residential | 6530.4+2781.939j | 0 | 0 | 0 | 0 | 0 | [24 empty] | 8104401 | no | no |  |  | no |  | 0 | 0 | 0 | 0 | 0 | 0 |  | 1 | 1 | 1 | 0 | 0 | 0
load_220355080 |  | node_1436153_258_15474477_062 |  | AN | 0 | Residential | 16473.6+7017.724j | 0 | 0 | 0 | 0 | 0 | [24 empty] | 8104401 | no | no |  |  | no |  | 0 | 0 | 0 | 0 | 0 | 0 |  | 1 | 1 | 1 | 0 | 0 | 0
load_220355081 |  | node_1438282_254_15474417_17 |  | AN | 0 | Residential | 0 | 0 | 0 | 0 | 0 | 0 | [24 empty] | 8104401 | no | no |  |  | no |  | 0 | 0 | 0 | 0 | 0 | 0 |  | 1 | 1 | 1 | 0 | 0 | 0
load_220355082 |  | node_1430861_047_15468865_564 |  | AN | 0 | NonResidential | 2000+851.996j | 0 | 0 | 0 | 0 | 0 | [24 empty] | 8104401 | no | no |  |  | no |  | 0 | 0 | 0 | 0 | 0 | 0 |  | 1 | 1 | 1 | 0 | 0 | 0
load_220355084 |  | node_1438067_21_15474774_781 |  | AN | 0 | Other | 0 | 0 | 0 | 0 | 0 | 0 | [24 empty] | 8104401 | no | no |  |  | no |  | 0 | 0 | 0 | 0 | 0 | 0 |  | 1 | 1 | 1 | 0 | 0 | 0
load_220355084-L1-1 |  | node_1438067_21_15474774_781 |  | AN | 0 | Residential | 0 | 0 | 0 | 0 | 0 | 0 | [24 empty] | 8104401 | no | no |  |  | no |  | 0 | 0 | 0 | 0 | 0 | 0 |  | 1 | 1 | 1 | 0 | 0 | 0
load_220355085 |  | node_1439503_968_15474841_155 |  | AN | 0 | Other | 0 | 0 | 0 | 0 | 0 | 0 | [24 empty] | 8104401 | no | no |  |  | no |  | 0 | 0 | 0 | 0 | 0 | 0 |  | 1 | 1 | 1 | 0 | 0 | 0
load_220355086 |  | node_1439752_39_15475021_866 |  | AN | 0 | Residential | 9028.8+3846.253j | 0 | 0 | 0 | 0 | 0 | [24 empty] | 8104401 | no | no |  |  | no |  | 0 | 0 | 0 | 0 | 0 | 0 |  | 1 | 1 | 1 | 0 | 0 | 0
load_220355087 |  | node_1439944_749_15475618_501 |  | AN | 0 | Residential | 3686.4+1570.4j | 0 | 0 | 0 | 0 | 0 | [24 empty] | 8104401 | no | no |  |  | no |  | 0 | 0 | 0 | 0 | 0 | 0 |  | 1 | 1 | 1 | 0 | 0 | 0
load_220355088 |  | node_1440017_021_15476235_951 |  | AN | 0 | Residential | 2383.2+1015.239j | 0 | 0 | 0 | 0 | 0 | [24 empty] | 8104401 | no | no |  |  | no |  | 0 | 0 | 0 | 0 | 0 | 0 |  | 1 | 1 | 1 | 0 | 0 | 0
load_220355089 |  | node_1440578_499_15478167_317 |  | AN | 0 | Residential | 2311.2+984.567j | 0 | 0 | 0 | 0 | 0 | [24 empty] | 8104401 | no | no |  |  | no |  | 0 | 0 | 0 | 0 | 0 | 0 |  | 1 | 1 | 1 | 0 | 0 | 0
load_220355090 |  | node_1440067_475_15478202_188 |  | AN | 0 | Residential | 1987.2+846.544j | 0 | 0 | 0 | 0 | 0 | [24 empty] | 8104401 | no | no |  |  | no |  | 0 | 0 | 0 | 0 | 0 | 0 |  | 1 | 1 | 1 | 0 | 0 | 0
load_220355092 |  | node_1432155_754_15469561_832 |  | AN | 0 | Residential | 4435.2+1889.387j | 0 | 0 | 0 | 0 | 0 | [24 empty] | 8104401 | no | no |  |  | no |  | 0 | 0 | 0 | 0 | 0 | 0 |  | 1 | 1 | 1 | 0 | 0 | 0
load_220355093 |  | node_1432525_123_15469537_649 |  | AN | 0 | Residential | 3830.4+1631.744j | 0 | 0 | 0 | 0 | 0 | [24 empty] | 8104401 | no | no |  |  | no |  | 0 | 0 | 0 | 0 | 0 | 0 |  | 1 | 1 | 1 | 0 | 0 | 0
load_220355094 |  | node_1431806_475_15463974_798 |  | AN | 0 | Residential | 4759.2+2027.411j | 0 | 0 | 0 | 0 | 0 | [24 empty] | 8104401 | no | no |  |  | no |  | 0 | 0 | 0 | 0 | 0 | 0 |  | 1 | 1 | 1 | 0 | 0 | 0
load_220355095 |  | node_1431989_459_15466755_799 |  | AN | 0 | Residential | 1461.6+622.639j | 0 | 0 | 0 | 0 | 0 | [24 empty] | 8104401 | no | no |  |  | no |  | 0 | 0 | 0 | 0 | 0 | 0 |  | 1 | 1 | 1 | 0 | 0 | 0
load_220355096 |  | node_1431639_642_15466408_44 |  | AN | 0 | Residential | 223.2+95.083j | 0 | 0 | 0 | 0 | 0 | [24 empty] | 8104401 | no | no |  |  | no |  | 0 | 0 | 0 | 0 | 0 | 0 |  | 1 | 1 | 1 | 0 | 0 | 0
load_220355097 |  | node_1431789_277_15464495_461 |  | AN | 0 | Other | 0 | 0 | 0 | 0 | 0 | 0 | [24 empty] | 8104401 | no | no |  |  | no |  | 0 | 0 | 0 | 0 | 0 | 0 |  | 1 | 1 | 1 | 0 | 0 | 0
load_220355098 |  | node_1439298_065_15460729_272 |  | AN | 0 | Residential | 11995.2+5109.934j | 0 | 0 | 0 | 0 | 0 | [24 empty] | 8104401 | no | no |  |  | no |  | 0 | 0 | 0 | 0 | 0 | 0 |  | 1 | 1 | 1 | 0 | 0 | 0
load_220355099 |  | node_1435673_24_15461157_549 |  | AN | 0 | Other | 0 | 0 | 0 | 0 | 0 | 0 | [24 empty] | 8104401 | no | no |  |  | no |  | 0 | 0 | 0 | 0 | 0 | 0 |  | 1 | 1 | 1 | 0 | 0 | 0
load_220355100 |  | node_1436935_347_15460740_832 |  | AN | 0 | Residential | 32472+13833.014j | 0 | 0 | 0 | 0 | 0 | [24 empty] | 8104401 | no | no |  |  | no |  | 0 | 0 | 0 | 0 | 0 | 0 |  | 1 | 1 | 1 | 0 | 0 | 0
load_220355101 |  | node_1437580_852_15460604_537 |  | AN | 0 | Residential | 4903.2+2088.754j | 0 | 0 | 0 | 0 | 0 | [24 empty] | 8104401 | no | no |  |  | no |  | 0 | 0 | 0 | 0 | 0 | 0 |  | 1 | 1 | 1 | 0 | 0 | 0
load_220355104 |  | node_1434139_132_15462417_472 |  | AN | 0 | Residential | 403.2+171.762j | 0 | 0 | 0 | 0 | 0 | [24 empty] | 8104401 | no | no |  |  | no |  | 0 | 0 | 0 | 0 | 0 | 0 |  | 1 | 1 | 1 | 0 | 0 | 0
load_220355105 |  | node_1434323_108_15461464_478 |  | AN | 0 | Other | 0 | 0 | 0 | 0 | 0 | 0 | [24 empty] | 8104401 | no | no |  |  | no |  | 0 | 0 | 0 | 0 | 0 | 0 |  | 1 | 1 | 1 | 0 | 0 | 0
load_220355113 |  | node_1434096_702_15467807_351 |  | AN | 0 | Residential | 6004.8+2558.034j | 0 | 0 | 0 | 0 | 0 | [24 empty] | 8104401 | no | no |  |  | no |  | 0 | 0 | 0 | 0 | 0 | 0 |  | 1 | 1 | 1 | 0 | 0 | 0
load_220355114 |  | node_1432180_13_15456660_636 |  | AN | 0 | Residential | 8524.8+3631.55j | 0 | 0 | 0 | 0 | 0 | [24 empty] | 8104401 | no | no |  |  | no |  | 0 | 0 | 0 | 0 | 0 | 0 |  | 1 | 1 | 1 | 0 | 0 | 0
load_220355115 |  | node_1432164_628_15456963_028 |  | AN | 0 | Residential | 17020.8+7250.83j | 0 | 0 | 0 | 0 | 0 | [24 empty] | 8104401 | no | no |  |  | no |  | 0 | 0 | 0 | 0 | 0 | 0 |  | 1 | 1 | 1 | 0 | 0 | 0
load_220355116 |  | node_1432080_43_15458815_305 |  | AN | 0 | Residential | 57.6+24.537j | 0 | 0 | 0 | 0 | 0 | [24 empty] | 8104401 | no | no |  |  | no |  | 0 | 0 | 0 | 0 | 0 | 0 |  | 1 | 1 | 1 | 0 | 0 | 0
load_220355117 |  | node_1433053_285_15461731_481 |  | AN | 0 | Residential | 4053.6+1726.826j | 0 | 0 | 0 | 0 | 0 | [24 empty] | 8104401 | no | no |  |  | no |  | 0 | 0 | 0 | 0 | 0 | 0 |  | 1 | 1 | 1 | 0 | 0 | 0
load_220355118 |  | node_1432820_847_15463176_496 |  | AN | 0 | Residential | 698.4+297.517j | 0 | 0 | 0 | 0 | 0 | [24 empty] | 8104401 | no | no |  |  | no |  | 0 | 0 | 0 | 0 | 0 | 0 |  | 1 | 1 | 1 | 0 | 0 | 0
load_220355119 |  | node_1433517_444_15462730_684 |  | AN | 0 | Residential | 0 | 0 | 0 | 0 | 0 | 0 | [24 empty] | 8104401 | no | no |  |  | no |  | 0 | 0 | 0 | 0 | 0 | 0 |  | 1 | 1 | 1 | 0 | 0 | 0
load_220355119-L-1 |  | node_1433517_444_15462730_684 |  | AN | 0 | Other | 0 | 0 | 0 | 0 | 0 | 0 | [24 empty] | 8104401 | no | no |  |  | no |  | 0 | 0 | 0 | 0 | 0 | 0 |  | 1 | 1 | 1 | 0 | 0 | 0
load_220355120 |  | node_1433692_764_15463779_655 |  | AN | 0 | Residential | 57.6+24.537j | 0 | 0 | 0 | 0 | 0 | [24 empty] | 8104401 | no | no |  |  | no |  | 0 | 0 | 0 | 0 | 0 | 0 |  | 1 | 1 | 1 | 0 | 0 | 0
load_220355121 |  | node_1433690_591_15465282_197 |  | AN | 0 | Residential | 2548.8+1085.784j | 0 | 0 | 0 | 0 | 0 | [24 empty] | 8104401 | no | no |  |  | no |  | 0 | 0 | 0 | 0 | 0 | 0 |  | 1 | 1 | 1 | 0 | 0 | 0
load_220355122 |  | node_1433583_788_15466314_331 |  | AN | 0 | Residential | 26438.4+11262.711j | 0 | 0 | 0 | 0 | 0 | [24 empty] | 8104401 | no | no |  |  | no |  | 0 | 0 | 0 | 0 | 0 | 0 |  | 1 | 1 | 1 | 0 | 0 | 0
load_220355123 |  | node_1433638_91_15466698_924 |  | AN | 0 | Other | 0 | 0 | 0 | 0 | 0 | 0 | [24 empty] | 8104401 | no | no |  |  | no |  | 0 | 0 | 0 | 0 | 0 | 0 |  | 1 | 1 | 1 | 0 | 0 | 0
load_220355126 |  | node_1430012_301_15468510_877 |  | AN | 0 | Residential | 13694.4+5833.79j | 0 | 0 | 0 | 0 | 0 | [24 empty] | 8104401 | no | no |  |  | no |  | 0 | 0 | 0 | 0 | 0 | 0 |  | 1 | 1 | 1 | 0 | 0 | 0
load_220355127 |  | node_1429963_125_15470070_935 |  | AN | 0 | Residential | 3146.4+1340.361j | 0 | 0 | 0 | 0 | 0 | [24 empty] | 8104401 | no | no |  |  | no |  | 0 | 0 | 0 | 0 | 0 | 0 |  | 1 | 1 | 1 | 0 | 0 | 0
load_220355128 |  | node_1429874_453_15472667_383 |  | AN | 0 | Residential | 7351.2+3131.598j | 0 | 0 | 0 | 0 | 0 | [24 empty] | 8104401 | no | no |  |  | no |  | 0 | 0 | 0 | 0 | 0 | 0 |  | 1 | 1 | 1 | 0 | 0 | 0
load_220355130 |  | node_1429863_925_15474209_135 |  | AN | 0 | Residential | 21038.4+8962.321j | 0 | 0 | 0 | 0 | 0 | [24 empty] | 8104401 | no | no |  |  | no |  | 0 | 0 | 0 | 0 | 0 | 0 |  | 1 | 1 | 1 | 0 | 0 | 0
load_220355131 |  | node_1429966_442_15475960_669 |  | AN | 0 | Residential | 0 | 0 | 0 | 0 | 0 | 0 | [24 empty] | 8104401 | no | no |  |  | no |  | 0 | 0 | 0 | 0 | 0 | 0 |  | 1 | 1 | 1 | 0 | 0 | 0
load_220355132 |  | node_1428550_594_15478735_221 |  | AN | 0 | Residential | 4212+1794.304j | 0 | 0 | 0 | 0 | 0 | [24 empty] | 8104401 | no | no |  |  | no |  | 0 | 0 | 0 | 0 | 0 | 0 |  | 1 | 1 | 1 | 0 | 0 | 0
load_220355133 |  | node_1428430_428_15481065_996 |  | AN | 0 | Other | 0 | 0 | 0 | 0 | 0 | 0 | [24 empty] | 8104401 | no | no |  |  | no |  | 0 | 0 | 0 | 0 | 0 | 0 |  | 1 | 1 | 1 | 0 | 0 | 0
load_220355134 |  | node_1428551_281_15482829_4 |  | AN | 0 | Residential | 8416.8+3585.542j | 0 | 0 | 0 | 0 | 0 | [24 empty] | 8104401 | no | no |  |  | no |  | 0 | 0 | 0 | 0 | 0 | 0 |  | 1 | 1 | 1 | 0 | 0 | 0
load_220355135 |  | node_1427938_807_15484566_783 |  | AN | 0 | Residential | 4917.6+2094.889j | 0 | 0 | 0 | 0 | 0 | [24 empty] | 8104401 | no | no |  |  | no |  | 0 | 0 | 0 | 0 | 0 | 0 |  | 1 | 1 | 1 | 0 | 0 | 0
load_220355137 |  | node_1427086_627_15485366_588 |  | AN | 0 | Residential | 1598.4+680.916j | 0 | 0 | 0 | 0 | 0 | [24 empty] | 8104401 | no | no |  |  | no |  | 0 | 0 | 0 | 0 | 0 | 0 |  | 1 | 1 | 1 | 0 | 0 | 0
load_220355146 |  | node_1434926_193_15474518_577 |  | AN | 0 | Residential | 2865.6+1220.74j | 0 | 0 | 0 | 0 | 0 | [24 empty] | 8104401 | no | no |  |  | no |  | 0 | 0 | 0 | 0 | 0 | 0 |  | 1 | 1 | 1 | 0 | 0 | 0
load_220355147 |  | node_1434615_858_15474497_945 |  | AN | 0 | Residential | 3945.6+1680.819j | 0 | 0 | 0 | 0 | 0 | [24 empty] | 8104401 | no | no |  |  | no |  | 0 | 0 | 0 | 0 | 0 | 0 |  | 1 | 1 | 1 | 0 | 0 | 0
load_220355148 |  | node_1434321_968_15474454_234 |  | AN | 0 | Residential | 0 | 0 | 0 | 0 | 0 | 0 | [24 empty] | 8104401 | no | no |  |  | no |  | 0 | 0 | 0 | 0 | 0 | 0 |  | 1 | 1 | 1 | 0 | 0 | 0
load_220355152 |  | node_1439462_37_15474680_443 |  | AN | 0 | Residential | 3729.6+1588.803j | 0 | 0 | 0 | 0 | 0 | [24 empty] | 8104401 | no | no |  |  | no |  | 0 | 0 | 0 | 0 | 0 | 0 |  | 1 | 1 | 1 | 0 | 0 | 0
load_220355153 |  | node_1440529_144_15474785_616 |  | AN | 0 | Other | 0 | 0 | 0 | 0 | 0 | 0 | [24 empty] | 8104401 | no | no |  |  | no |  | 0 | 0 | 0 | 0 | 0 | 0 |  | 1 | 1 | 1 | 0 | 0 | 0
load_220355154 |  | node_1433867_613_15466423_793 |  | AN | 0 | Residential | 16322.4+6953.313j | 0 | 0 | 0 | 0 | 0 | [24 empty] | 8104401 | no | no |  |  | no |  | 0 | 0 | 0 | 0 | 0 | 0 |  | 1 | 1 | 1 | 0 | 0 | 0
load_220355156 |  | node_1429399_687_15468450_558 |  | AN | 0 | Residential | 53625.6+22844.41j | 0 | 0 | 0 | 0 | 0 | [24 empty] | 8104401 | no | no |  |  | no |  | 0 | 0 | 0 | 0 | 0 | 0 |  | 1 | 1 | 1 | 0 | 0 | 0
load_220355157 |  | node_1427335_418_15473231_792 |  | AN | 0 | Residential | 0 | 0 | 0 | 0 | 0 | 0 | [24 empty] | 8104401 | no | no |  |  | no |  | 0 | 0 | 0 | 0 | 0 | 0 |  | 1 | 1 | 1 | 0 | 0 | 0
load_220355158 |  | node_1429090_174_15474260_825 |  | AN | 0 | Residential | 9086.4+3870.79j | 0 | 0 | 0 | 0 | 0 | [24 empty] | 8104401 | no | no |  |  | no |  | 0 | 0 | 0 | 0 | 0 | 0 |  | 1 | 1 | 1 | 0 | 0 | 0
load_220355159 |  | node_1428781_15_15474275_474 |  | AN | 0 | Residential | 13262.4+5649.759j | 0 | 0 | 0 | 0 | 0 | [24 empty] | 8104401 | no | no |  |  | no |  | 0 | 0 | 0 | 0 | 0 | 0 |  | 1 | 1 | 1 | 0 | 0 | 0
load_220355160 |  | node_1430565_228_15474286_385 |  | AN | 0 | Residential | 3240+1380.234j | 0 | 0 | 0 | 0 | 0 | [24 empty] | 8104401 | no | no |  |  | no |  | 0 | 0 | 0 | 0 | 0 | 0 |  | 1 | 1 | 1 | 0 | 0 | 0
load_220355161 |  | node_1431123_825_15474375_817 |  | AN | 0 | Residential | 1656+705.453j | 0 | 0 | 0 | 0 | 0 | [24 empty] | 8104401 | no | no |  |  | no |  | 0 | 0 | 0 | 0 | 0 | 0 |  | 1 | 1 | 1 | 0 | 0 | 0
load_220355162 |  | node_1430237_578_15469831_117 |  | AN | 0 | Residential | 3628.8+1545.862j | 0 | 0 | 0 | 0 | 0 | [24 empty] | 8104401 | no | no |  |  | no |  | 0 | 0 | 0 | 0 | 0 | 0 |  | 1 | 1 | 1 | 0 | 0 | 0
load_220355163 |  | node_1430992_41_15470326_717 |  | AN | 0 | Residential | 21139.2+9005.261j | 0 | 0 | 0 | 0 | 0 | [24 empty] | 8104401 | no | no |  |  | no |  | 0 | 0 | 0 | 0 | 0 | 0 |  | 1 | 1 | 1 | 0 | 0 | 0
load_220355164 |  | node_1431441_532_15470647_582 |  | AN | 0 | Residential | 11203.2+4772.543j | 0 | 0 | 0 | 0 | 0 | [24 empty] | 8104401 | no | no |  |  | no |  | 0 | 0 | 0 | 0 | 0 | 0 |  | 1 | 1 | 1 | 0 | 0 | 0
load_220355165 |  | node_1431393_373_15470972_865 |  | AN | 0 | Residential | 0 | 0 | 0 | 0 | 0 | 0 | [24 empty] | 8104401 | no | no |  |  | no |  | 0 | 0 | 0 | 0 | 0 | 0 |  | 1 | 1 | 1 | 0 | 0 | 0
load_220355210 |  | node_1423244_59_15462467_05 |  | AN | 0 | Residential | 5486.4+2337.197j | 0 | 0 | 0 | 0 | 0 | [24 empty] | 8104401 | no | no |  |  | no |  | 0 | 0 | 0 | 0 | 0 | 0 |  | 1 | 1 | 1 | 0 | 0 | 0
load_220355235 |  | node_1417689_738_15460069_258 |  | AN | 0 | Residential | 3326.4+1417.04j | 0 | 0 | 0 | 0 | 0 | [24 empty] | 8104401 | no | no |  |  | no |  | 0 | 0 | 0 | 0 | 0 | 0 |  | 1 | 1 | 1 | 0 | 0 | 0
load_220355236 |  | node_1418240_947_15459901_966 |  | AN | 0 | Residential | 3996+1702.289j | 0 | 0 | 0 | 0 | 0 | [24 empty] | 8104401 | no | no |  |  | no |  | 0 | 0 | 0 | 0 | 0 | 0 |  | 1 | 1 | 1 | 0 | 0 | 0
load_220355237 |  | node_1419283_23_15460441_974 |  | AN | 0 | Residential | 21484.8+9152.486j | 0 | 0 | 0 | 0 | 0 | [24 empty] | 8104401 | no | no |  |  | no |  | 0 | 0 | 0 | 0 | 0 | 0 |  | 1 | 1 | 1 | 0 | 0 | 0
load_220355238 |  | node_1419568_06_15460595_082 |  | AN | 0 | Residential | 2836.8+1208.472j | 0 | 0 | 0 | 0 | 0 | [24 empty] | 8104401 | no | no |  |  | no |  | 0 | 0 | 0 | 0 | 0 | 0 |  | 1 | 1 | 1 | 0 | 0 | 0
load_220355239 |  | node_1420031_616_15460721_857 |  | AN | 0 | Residential | 31845.6+13566.169j | 0 | 0 | 0 | 0 | 0 | [24 empty] | 8104401 | no | no |  |  | no |  | 0 | 0 | 0 | 0 | 0 | 0 |  | 1 | 1 | 1 | 0 | 0 | 0
load_220355240 |  | node_1420075_217_15460441_186 |  | AN | 0 | Residential | 151.2+64.411j | 0 | 0 | 0 | 0 | 0 | [24 empty] | 8104401 | no | no |  |  | no |  | 0 | 0 | 0 | 0 | 0 | 0 |  | 1 | 1 | 1 | 0 | 0 | 0
load_220355243 |  | node_1420344_223_15461146_985 |  | AN | 0 | Residential | 7905.6+3367.771j | 0 | 0 | 0 | 0 | 0 | [24 empty] | 8104401 | no | no |  |  | no |  | 0 | 0 | 0 | 0 | 0 | 0 |  | 1 | 1 | 1 | 0 | 0 | 0
load_220355245 |  | node_1422640_815_15462666_277 |  | AN | 0 | NonResidential | 3837.6+1634.811j | 0 | 0 | 0 | 0 | 0 | [24 empty] | 8104401 | no | no |  |  | no |  | 0 | 0 | 0 | 0 | 0 | 0 |  | 1 | 1 | 1 | 0 | 0 | 0
load_220355246 |  | node_1422835_856_15462784_932 |  | AN | 0 | Residential | 6940.8+2956.768j | 0 | 0 | 0 | 0 | 0 | [24 empty] | 8104401 | no | no |  |  | no |  | 0 | 0 | 0 | 0 | 0 | 0 |  | 1 | 1 | 1 | 0 | 0 | 0
load_220355247 |  | node_1423072_793_15462938_477 |  | AN | 0 | Residential | 2937.6+1251.412j | 0 | 0 | 0 | 0 | 0 | [24 empty] | 8104401 | no | no |  |  | no |  | 0 | 0 | 0 | 0 | 0 | 0 |  | 1 | 1 | 1 | 0 | 0 | 0
load_220355248 |  | node_1423366_778_15462727_353 |  | AN | 0 | Residential | 10879.2+4634.52j | 0 | 0 | 0 | 0 | 0 | [24 empty] | 8104401 | no | no |  |  | no |  | 0 | 0 | 0 | 0 | 0 | 0 |  | 1 | 1 | 1 | 0 | 0 | 0
load_220355249 |  | node_1423474_218_15463006_172 |  | AN | 0 | Residential | 0 | 0 | 0 | 0 | 0 | 0 | [24 empty] | 8104401 | no | no |  |  | no |  | 0 | 0 | 0 | 0 | 0 | 0 |  | 1 | 1 | 1 | 0 | 0 | 0
load_220355249-L-1 |  | node_1423474_218_15463006_172 |  | AN | 0 | Other | 0 | 0 | 0 | 0 | 0 | 0 | [24 empty] | 8104401 | no | no |  |  | no |  | 0 | 0 | 0 | 0 | 0 | 0 |  | 1 | 1 | 1 | 0 | 0 | 0
load_220355251 |  | node_1424067_107_15463686_611 |  | AN | 0 | Residential | 1468.8+625.706j | 0 | 0 | 0 | 0 | 0 | [24 empty] | 8104401 | no | no |  |  | no |  | 0 | 0 | 0 | 0 | 0 | 0 |  | 1 | 1 | 1 | 0 | 0 | 0
load_220355252 |  | node_1424767_421_15464156_321 |  | AN | 0 | Residential | 14025.6+5974.881j | 0 | 0 | 0 | 0 | 0 | [24 empty] | 8104401 | no | no |  |  | no |  | 0 | 0 | 0 | 0 | 0 | 0 |  | 1 | 1 | 1 | 0 | 0 | 0
load_220355252-L-1 |  | node_1424767_421_15464156_321 |  | AN | 0 | Residential | 0 | 0 | 0 | 0 | 0 | 0 | [24 empty] | 8104401 | no | no |  |  | no |  | 0 | 0 | 0 | 0 | 0 | 0 |  | 1 | 1 | 1 | 0 | 0 | 0
load_220355253 |  | node_1425062_573_15463841_186 |  | AN | 0 | Residential | 7819.2+3330.965j | 0 | 0 | 0 | 0 | 0 | [24 empty] | 8104401 | no | no |  |  | no |  | 0 | 0 | 0 | 0 | 0 | 0 |  | 1 | 1 | 1 | 0 | 0 | 0
load_220355254 |  | node_1425199_121_15464308_704 |  | AN | 0 | Residential | 4348.8+1852.581j | 0 | 0 | 0 | 0 | 0 | [24 empty] | 8104401 | no | no |  |  | no |  | 0 | 0 | 0 | 0 | 0 | 0 |  | 1 | 1 | 1 | 0 | 0 | 0
load_220355256 |  | node_1426272_009_15464740_498 |  | AN | 0 | Residential | 2642.4+1125.658j | 0 | 0 | 0 | 0 | 0 | [24 empty] | 8104401 | no | no |  |  | no |  | 0 | 0 | 0 | 0 | 0 | 0 |  | 1 | 1 | 1 | 0 | 0 | 0
load_220355257 |  | node_1426897_556_15464874_484 |  | AN | 0 | Residential | 2656.8+1131.792j | 0 | 0 | 0 | 0 | 0 | [24 empty] | 8104401 | no | no |  |  | no |  | 0 | 0 | 0 | 0 | 0 | 0 |  | 1 | 1 | 1 | 0 | 0 | 0
load_220355258 |  | node_1426052_626_15464301_082 |  | AN | 0 | Residential | 7509.6+3199.076j | 0 | 0 | 0 | 0 | 0 | [24 empty] | 8104401 | no | no |  |  | no |  | 0 | 0 | 0 | 0 | 0 | 0 |  | 1 | 1 | 1 | 0 | 0 | 0
load_220355259 |  | node_1425832_618_15464198_718 |  | AN | 0 | Residential | 14572.8+6207.987j | 0 | 0 | 0 | 0 | 0 | [24 empty] | 8104401 | no | no |  |  | no |  | 0 | 0 | 0 | 0 | 0 | 0 |  | 1 | 1 | 1 | 0 | 0 | 0
load_220355260 |  | node_1425782_045_15463835_713 |  | AN | 0 | Residential | 4773.6+2033.545j | 0 | 0 | 0 | 0 | 0 | [24 empty] | 8104401 | no | no |  |  | no |  | 0 | 0 | 0 | 0 | 0 | 0 |  | 1 | 1 | 1 | 0 | 0 | 0
load_220355331 |  | node_1423672_997_15463668_385 |  | AN | 0 | Residential | 6537.6+2785.006j | 0 | 0 | 0 | 0 | 0 | [24 empty] | 8104401 | no | no |  |  | no |  | 0 | 0 | 0 | 0 | 0 | 0 |  | 1 | 1 | 1 | 0 | 0 | 0
load_220355332 |  | node_1423517_691_15466700_885 |  | AN | 0 | Residential | 2851.2+1214.606j | 0 | 0 | 0 | 0 | 0 | [24 empty] | 8104401 | no | no |  |  | no |  | 0 | 0 | 0 | 0 | 0 | 0 |  | 1 | 1 | 1 | 0 | 0 | 0
load_220355333 |  | node_1423552_402_15464372_43 |  | AN | 0 | Residential | 8510.4+3625.415j | 0 | 0 | 0 | 0 | 0 | [24 empty] | 8104401 | no | no |  |  | no |  | 0 | 0 | 0 | 0 | 0 | 0 |  | 1 | 1 | 1 | 0 | 0 | 0
load_220355334 |  | node_1423545_408_15465160_964 |  | AN | 0 | Residential | 3096+1318.89j | 0 | 0 | 0 | 0 | 0 | [24 empty] | 8104401 | no | no |  |  | no |  | 0 | 0 | 0 | 0 | 0 | 0 |  | 1 | 1 | 1 | 0 | 0 | 0
load_220355335 |  | node_1423472_985_15465518_152 |  | AN | 0 | Residential | 11476.8+4889.096j | 0 | 0 | 0 | 0 | 0 | [24 empty] | 8104401 | no | no |  |  | no |  | 0 | 0 | 0 | 0 | 0 | 0 |  | 1 | 1 | 1 | 0 | 0 | 0
load_220355336 |  | node_1423555_212_15466161_851 |  | AN | 0 | Residential | 8474.4+3610.079j | 0 | 0 | 0 | 0 | 0 | [24 empty] | 8104401 | no | no |  |  | no |  | 0 | 0 | 0 | 0 | 0 | 0 |  | 1 | 1 | 1 | 0 | 0 | 0
load_220355397 |  | node_1422141_414_15462625_385 |  | AN | 0 | Residential | 15969.6+6803.021j | 0 | 0 | 0 | 0 | 0 | [24 empty] | 8104401 | no | no |  |  | no |  | 0 | 0 | 0 | 0 | 0 | 0 |  | 1 | 1 | 1 | 0 | 0 | 0
load_220355398 |  | node_1419733_109_15463387_682 |  | AN | 0 | Residential | 19152+8158.718j | 0 | 0 | 0 | 0 | 0 | [24 empty] | 8104401 | no | no |  |  | no |  | 0 | 0 | 0 | 0 | 0 | 0 |  | 1 | 1 | 1 | 0 | 0 | 0
load_220355399 |  | node_1419814_724_15464182_911 |  | AN | 0 | Residential | 14803.2+6306.137j | 0 | 0 | 0 | 0 | 0 | [24 empty] | 8104401 | no | no |  |  | no |  | 0 | 0 | 0 | 0 | 0 | 0 |  | 1 | 1 | 1 | 0 | 0 | 0
load_220355400 |  | node_1419196_299_15464474_47 |  | AN | 0 | Residential | 2649.6+1128.725j | 0 | 0 | 0 | 0 | 0 | [24 empty] | 8104401 | no | no |  |  | no |  | 0 | 0 | 0 | 0 | 0 | 0 |  | 1 | 1 | 1 | 0 | 0 | 0
load_220355401 |  | node_1421846_481_15462798_77 |  | AN | 0 | Residential | 25027.2+10661.543j | 0 | 0 | 0 | 0 | 0 | [24 empty] | 8104401 | no | no |  |  | no |  | 0 | 0 | 0 | 0 | 0 | 0 |  | 1 | 1 | 1 | 0 | 0 | 0
load_220355402 |  | node_1421817_751_15463117_364 |  | AN | 0 | Residential | 3578.4+1524.392j | 0 | 0 | 0 | 0 | 0 | [24 empty] | 8104401 | no | no |  |  | no |  | 0 | 0 | 0 | 0 | 0 | 0 |  | 1 | 1 | 1 | 0 | 0 | 0
load_220355403 |  | node_1421787_504_15463442_32 |  | AN | 0 | Residential | 11973.6+5100.732j | 0 | 0 | 0 | 0 | 0 | [24 empty] | 8104401 | no | no |  |  | no |  | 0 | 0 | 0 | 0 | 0 | 0 |  | 1 | 1 | 1 | 0 | 0 | 0
load_220355404 |  | node_1421610_514_15463469_086 |  | AN | 0 | Residential | 19173.6+8167.919j | 0 | 0 | 0 | 0 | 0 | [24 empty] | 8104401 | no | no |  |  | no |  | 0 | 0 | 0 | 0 | 0 | 0 |  | 1 | 1 | 1 | 0 | 0 | 0
load_220355405 |  | node_1421062_109_15463385_656 |  | AN | 0 | Residential | 5702.4+2429.212j | 0 | 0 | 0 | 0 | 0 | [24 empty] | 8104401 | no | no |  |  | no |  | 0 | 0 | 0 | 0 | 0 | 0 |  | 1 | 1 | 1 | 0 | 0 | 0
load_220355406 |  | node_1424994_134_15459697_21 |  | AN | 0 | NonResidential | 8640+3680.625j | 0 | 0 | 0 | 0 | 0 | [24 empty] | 8104401 | no | no |  |  | no |  | 0 | 0 | 0 | 0 | 0 | 0 |  | 1 | 1 | 1 | 0 | 0 | 0
load_220355407 |  | node_1425017_107_15459064_314 |  | AN | 0 | NonResidential | 1555.2+662.512j | 0 | 0 | 0 | 0 | 0 | [24 empty] | 8104401 | no | no |  |  | no |  | 0 | 0 | 0 | 0 | 0 | 0 |  | 1 | 1 | 1 | 0 | 0 | 0
load_220355408 |  | node_1424033_949_15463018_612 |  | AN | 0 | Residential | 26661.6+11357.794j | 0 | 0 | 0 | 0 | 0 | [24 empty] | 8104401 | no | no |  |  | no |  | 0 | 0 | 0 | 0 | 0 | 0 |  | 1 | 1 | 1 | 0 | 0 | 0
load_220355409 |  | node_1425158_416_15456984_978 |  | AN | 0 | Residential | 4593.6+1956.865j | 0 | 0 | 0 | 0 | 0 | [24 empty] | 8104401 | no | no |  |  | no |  | 0 | 0 | 0 | 0 | 0 | 0 |  | 1 | 1 | 1 | 0 | 0 | 0
load_220355410 |  | node_1425148_384_15456666_221 |  | AN | 0 | Residential | 6854.4+2919.962j | 0 | 0 | 0 | 0 | 0 | [24 empty] | 8104401 | no | no |  |  | no |  | 0 | 0 | 0 | 0 | 0 | 0 |  | 1 | 1 | 1 | 0 | 0 | 0
load_220355411 |  | node_1426728_565_15468315_988 |  | AN | 0 | Residential | 1238.4+527.556j | 0 | 0 | 0 | 0 | 0 | [24 empty] | 8104401 | no | no |  |  | no |  | 0 | 0 | 0 | 0 | 0 | 0 |  | 1 | 1 | 1 | 0 | 0 | 0
load_220355518 |  | node_1430431_201_15414318_675 |  | AN | 0 | Residential | 13269.6+5652.826j | 0 | 0 | 0 | 0 | 0 | [24 empty] | 8104401 | no | no |  |  | no |  | 0 | 0 | 0 | 0 | 0 | 0 |  | 1 | 1 | 1 | 0 | 0 | 0
load_220355520 |  | node_1430706_709_15415944_501 |  | AN | 0 | Residential | 3045.6+1297.42j | 0 | 0 | 0 | 0 | 0 | [24 empty] | 8104401 | no | no |  |  | no |  | 0 | 0 | 0 | 0 | 0 | 0 |  | 1 | 1 | 1 | 0 | 0 | 0
load_220355522 |  | node_1432977_356_15419385_409 |  | AN | 0 | Residential | 12362.4+5266.36j | 0 | 0 | 0 | 0 | 0 | [24 empty] | 8104401 | no | no |  |  | no |  | 0 | 0 | 0 | 0 | 0 | 0 |  | 1 | 1 | 1 | 0 | 0 | 0
load_220355523 |  | node_1433526_124_15420806_918 |  | AN | 0 | Other | 0 | 0 | 0 | 0 | 0 | 0 | [24 empty] | 8104401 | no | no |  |  | no |  | 0 | 0 | 0 | 0 | 0 | 0 |  | 1 | 1 | 1 | 0 | 0 | 0
load_220355642 |  | node_1429188_042_15409965_279 |  | AN | 0 | Residential | 12549.6+5346.107j | 0 | 0 | 0 | 0 | 0 | [24 empty] | 8104401 | no | no |  |  | no |  | 0 | 0 | 0 | 0 | 0 | 0 |  | 1 | 1 | 1 | 0 | 0 | 0
load_220355643 |  | node_1429903_896_15412730_729 |  | AN | 0 | Residential | 0 | 0 | 0 | 0 | 0 | 0 | [24 empty] | 8104401 | no | no |  |  | no |  | 0 | 0 | 0 | 0 | 0 | 0 |  | 1 | 1 | 1 | 0 | 0 | 0
load_220355643-L-1 |  | node_1429903_896_15412730_729 |  | AN | 0 | Other | 0 | 0 | 0 | 0 | 0 | 0 | [24 empty] | 8104401 | no | no |  |  | no |  | 0 | 0 | 0 | 0 | 0 | 0 |  | 1 | 1 | 1 | 0 | 0 | 0
load_220355644 |  | node_1429735_26_15412704_981 |  | AN | 0 | Residential | 25207.2+10738.222j | 0 | 0 | 0 | 0 | 0 | [24 empty] | 8104401 | no | no |  |  | no |  | 0 | 0 | 0 | 0 | 0 | 0 |  | 1 | 1 | 1 | 0 | 0 | 0
load_220355645 |  | node_1429810_053_15412024_343 |  | AN | 0 | Residential | 223.2+95.083j | 0 | 0 | 0 | 0 | 0 | [24 empty] | 8104401 | no | no |  |  | no |  | 0 | 0 | 0 | 0 | 0 | 0 |  | 1 | 1 | 1 | 0 | 0 | 0
load_220355675 |  | node_1431834_933_15416760_113 |  | AN | 0 | NonResidential | 1000+425.998j | 0 | 0 | 0 | 0 | 0 | [24 empty] | 8104401 | no | no |  |  | no |  | 0 | 0 | 0 | 0 | 0 | 0 |  | 1 | 1 | 1 | 0 | 0 | 0
load_220355676 |  | node_1432421_823_15416123_113 |  | AN | 0 | Residential | 5558.4+2367.868j | 0 | 0 | 0 | 0 | 0 | [24 empty] | 8104401 | no | no |  |  | no |  | 0 | 0 | 0 | 0 | 0 | 0 |  | 1 | 1 | 1 | 0 | 0 | 0
load_220355677 |  | node_1432998_114_15416893_704 |  | AN | 0 | Residential | 14752.8+6284.666j | 0 | 0 | 0 | 0 | 0 | [24 empty] | 8104401 | no | no |  |  | no |  | 0 | 0 | 0 | 0 | 0 | 0 |  | 1 | 1 | 1 | 0 | 0 | 0
load_220355728 |  | node_1430152_546_15416361_147 |  | AN | 0 | Residential | 4644+1978.336j | 0 | 0 | 0 | 0 | 0 | [24 empty] | 8104401 | no | no |  |  | no |  | 0 | 0 | 0 | 0 | 0 | 0 |  | 1 | 1 | 1 | 0 | 0 | 0
load_220355840 |  | node_1403218_052_15449838_39 |  | AN | 0 | Residential | 7.2+3.067j | 0 | 0 | 0 | 0 | 0 | [24 empty] | 8104401 | no | no |  |  | no |  | 0 | 0 | 0 | 0 | 0 | 0 |  | 1 | 1 | 1 | 0 | 0 | 0
load_220355841 |  | node_1403996_868_15448813_514 |  | AN | 0 | Residential | 4701.6+2002.873j | 0 | 0 | 0 | 0 | 0 | [24 empty] | 8104401 | no | no |  |  | no |  | 0 | 0 | 0 | 0 | 0 | 0 |  | 1 | 1 | 1 | 0 | 0 | 0
load_220355844 |  | node_1399505_271_15449348_762 |  | AN | 0 | Residential | 2224.8+947.761j | 0 | 0 | 0 | 0 | 0 | [24 empty] | 8104401 | no | no |  |  | no |  | 0 | 0 | 0 | 0 | 0 | 0 |  | 1 | 1 | 1 | 0 | 0 | 0
load_220355845 |  | node_1399879_416_15449335_817 |  | AN | 0 | Residential | 6098.4+2597.908j | 0 | 0 | 0 | 0 | 0 | [24 empty] | 8104401 | no | no |  |  | no |  | 0 | 0 | 0 | 0 | 0 | 0 |  | 1 | 1 | 1 | 0 | 0 | 0
load_220355846 |  | node_1400278_369_15449337_2 |  | AN | 0 | Residential | 8179.2+3484.325j | 0 | 0 | 0 | 0 | 0 | [24 empty] | 8104401 | no | no |  |  | no |  | 0 | 0 | 0 | 0 | 0 | 0 |  | 1 | 1 | 1 | 0 | 0 | 0
load_220355849 |  | node_1396048_371_15438414_53 |  | AN | 0 | Residential | 7898.4+3364.704j | 0 | 0 | 0 | 0 | 0 | [24 empty] | 8104401 | no | no |  |  | no |  | 0 | 0 | 0 | 0 | 0 | 0 |  | 1 | 1 | 1 | 0 | 0 | 0
load_220355850 |  | node_1396827_294_15439334_015 |  | AN | 0 | Residential | 1274.4+542.892j | 0 | 0 | 0 | 0 | 0 | [24 empty] | 8104401 | no | no |  |  | no |  | 0 | 0 | 0 | 0 | 0 | 0 |  | 1 | 1 | 1 | 0 | 0 | 0
load_220355851 |  | node_1397059_357_15439413_42 |  | AN | 0 | Residential | 2930.4+1248.345j | 0 | 0 | 0 | 0 | 0 | [24 empty] | 8104401 | no | no |  |  | no |  | 0 | 0 | 0 | 0 | 0 | 0 |  | 1 | 1 | 1 | 0 | 0 | 0
load_220355852 |  | node_1397106_723_15439714_44 |  | AN | 0 | Residential | 5500.8+2343.331j | 0 | 0 | 0 | 0 | 0 | [24 empty] | 8104401 | no | no |  |  | no |  | 0 | 0 | 0 | 0 | 0 | 0 |  | 1 | 1 | 1 | 0 | 0 | 0
load_220355853 |  | node_1397065_165_15439882_927 |  | AN | 0 | Residential | 4046.4+1723.759j | 0 | 0 | 0 | 0 | 0 | [24 empty] | 8104401 | no | no |  |  | no |  | 0 | 0 | 0 | 0 | 0 | 0 |  | 1 | 1 | 1 | 0 | 0 | 0
load_220355854 |  | node_1397202_238_15440258_114 |  | AN | 0 | Residential | 0 | 0 | 0 | 0 | 0 | 0 | [24 empty] | 8104401 | no | no |  |  | no |  | 0 | 0 | 0 | 0 | 0 | 0 |  | 1 | 1 | 1 | 0 | 0 | 0
load_220355854-L-1 |  | node_1397202_238_15440258_114 |  | AN | 0 | Other | 0 | 0 | 0 | 0 | 0 | 0 | [24 empty] | 8104401 | no | no |  |  | no |  | 0 | 0 | 0 | 0 | 0 | 0 |  | 1 | 1 | 1 | 0 | 0 | 0
load_220355855 |  | node_1397465_61_15440884_214 |  | AN | 0 | Residential | 12276+5229.554j | 0 | 0 | 0 | 0 | 0 | [24 empty] | 8104401 | no | no |  |  | no |  | 0 | 0 | 0 | 0 | 0 | 0 |  | 1 | 1 | 1 | 0 | 0 | 0
load_220355911 |  | node_1400700_105_15440942_687 |  | AN | 0 | Residential | 4298.4+1831.111j | 0 | 0 | 0 | 0 | 0 | [24 empty] | 8104401 | no | no |  |  | no |  | 0 | 0 | 0 | 0 | 0 | 0 |  | 1 | 1 | 1 | 0 | 0 | 0
load_220355914 |  | node_1403767_621_15439259_888 |  | AN | 0 | Residential | 2635.2+1122.59j | 0 | 0 | 0 | 0 | 0 | [24 empty] | 8104401 | no | no |  |  | no |  | 0 | 0 | 0 | 0 | 0 | 0 |  | 1 | 1 | 1 | 0 | 0 | 0
load_220355915 |  | node_1403496_184_15439400_613 |  | AN | 0 | Residential | 33242.4+14161.203j | 0 | 0 | 0 | 0 | 0 | [24 empty] | 8104401 | no | no |  |  | no |  | 0 | 0 | 0 | 0 | 0 | 0 |  | 1 | 1 | 1 | 0 | 0 | 0
load_220355916 |  | node_1403269_46_15439533_701 |  | AN | 0 | Residential | 3074.4+1309.689j | 0 | 0 | 0 | 0 | 0 | [24 empty] | 8104401 | no | no |  |  | no |  | 0 | 0 | 0 | 0 | 0 | 0 |  | 1 | 1 | 1 | 0 | 0 | 0
load_220355917 |  | node_1402765_758_15439777_634 |  | AN | 0 | Residential | 1821.6+775.998j | 0 | 0 | 0 | 0 | 0 | [24 empty] | 8104401 | no | no |  |  | no |  | 0 | 0 | 0 | 0 | 0 | 0 |  | 1 | 1 | 1 | 0 | 0 | 0
load_220355918 |  | node_1402397_498_15439912_545 |  | AN | 0 | Residential | 0 | 0 | 0 | 0 | 0 | 0 | [24 empty] | 8104401 | no | no |  |  | no |  | 0 | 0 | 0 | 0 | 0 | 0 |  | 1 | 1 | 1 | 0 | 0 | 0
load_220355919 |  | node_1404492_519_15438843_98 |  | AN | 0 | Residential | 3290.4+1401.705j | 0 | 0 | 0 | 0 | 0 | [24 empty] | 8104401 | no | no |  |  | no |  | 0 | 0 | 0 | 0 | 0 | 0 |  | 1 | 1 | 1 | 0 | 0 | 0
load_220355920 |  | node_1404088_403_15439072_493 |  | AN | 0 | Residential | 10461.6+4456.623j | 0 | 0 | 0 | 0 | 0 | [24 empty] | 8104401 | no | no |  |  | no |  | 0 | 0 | 0 | 0 | 0 | 0 |  | 1 | 1 | 1 | 0 | 0 | 0
load_220355921 |  | node_1401740_922_15434959_269 |  | AN | 0 | Residential | 19281.6+8213.927j | 0 | 0 | 0 | 0 | 0 | [24 empty] | 8104401 | no | no |  |  | no |  | 0 | 0 | 0 | 0 | 0 | 0 |  | 1 | 1 | 1 | 0 | 0 | 0
load_220355922 |  | node_1401624_05_15434821_533 |  | AN | 0 | NonResidential | 0 | 0 | 0 | 0 | 0 | 0 | [24 empty] | 8104401 | no | no |  |  | no |  | 0 | 0 | 0 | 0 | 0 | 0 |  | 1 | 1 | 1 | 0 | 0 | 0
load_220357010 |  | node_1393222_457_15418682_054 |  | AN | 0 | Residential | 21283.2+9066.605j | 0 | 0 | 0 | 0 | 0 | [24 empty] | 8104401 | no | no |  |  | no |  | 0 | 0 | 0 | 0 | 0 | 0 |  | 1 | 1 | 1 | 0 | 0 | 0
load_220357023 |  | node_1394944_211_15412191_695 |  | AN | 0 | Residential | 2491.2+1061.247j | 0 | 0 | 0 | 0 | 0 | [24 empty] | 8104401 | no | no |  |  | no |  | 0 | 0 | 0 | 0 | 0 | 0 |  | 1 | 1 | 1 | 0 | 0 | 0
load_220357026 |  | node_1396385_157_15412507_209 |  | AN | 0 | NonResidential | 13000+5537.977j | 0 | 0 | 0 | 0 | 0 | [24 empty] | 8104401 | no | no |  |  | no |  | 0 | 0 | 0 | 0 | 0 | 0 |  | 1 | 1 | 1 | 0 | 0 | 0
load_220357028 |  | node_1395673_943_15412398_176 |  | AN | 0 | Residential | 2505.6+1067.381j | 0 | 0 | 0 | 0 | 0 | [24 empty] | 8104401 | no | no |  |  | no |  | 0 | 0 | 0 | 0 | 0 | 0 |  | 1 | 1 | 1 | 0 | 0 | 0
load_220357029 |  | node_1395212_24_15411874_019 |  | AN | 0 | Residential | 4694.4+1999.806j | 0 | 0 | 0 | 0 | 0 | [24 empty] | 8104401 | no | no |  |  | no |  | 0 | 0 | 0 | 0 | 0 | 0 |  | 1 | 1 | 1 | 0 | 0 | 0
load_220357030 |  | node_1394848_557_15411697_578 |  | AN | 0 | Residential | 32356.8+13783.939j | 0 | 0 | 0 | 0 | 0 | [24 empty] | 8104401 | no | no |  |  | no |  | 0 | 0 | 0 | 0 | 0 | 0 |  | 1 | 1 | 1 | 0 | 0 | 0
load_220357031 |  | node_1394505_213_15411587_712 |  | AN | 0 | Residential | 5810.4+2475.22j | 0 | 0 | 0 | 0 | 0 | [24 empty] | 8104401 | no | no |  |  | no |  | 0 | 0 | 0 | 0 | 0 | 0 |  | 1 | 1 | 1 | 0 | 0 | 0
load_220357032 |  | node_1394195_858_15411423_307 |  | AN | 0 | Residential | 13903.2+5922.738j | 0 | 0 | 0 | 0 | 0 | [24 empty] | 8104401 | no | no |  |  | no |  | 0 | 0 | 0 | 0 | 0 | 0 |  | 1 | 1 | 1 | 0 | 0 | 0
load_220357033 |  | node_1393798_573_15411206_981 |  | AN | 0 | Residential | 5054.4+2153.165j | 0 | 0 | 0 | 0 | 0 | [24 empty] | 8104401 | no | no |  |  | no |  | 0 | 0 | 0 | 0 | 0 | 0 |  | 1 | 1 | 1 | 0 | 0 | 0
load_220357035 |  | node_1400172_163_15426284_605 |  | AN | 0 | Other | 0 | 0 | 0 | 0 | 0 | 0 | [24 empty] | 8104401 | no | no |  |  | no |  | 0 | 0 | 0 | 0 | 0 | 0 |  | 1 | 1 | 1 | 0 | 0 | 0
load_220357036 |  | node_1400980_217_15425231_737 |  | AN | 0 | Residential | 8719.2+3714.364j | 0 | 0 | 0 | 0 | 0 | [24 empty] | 8104401 | no | no |  |  | no |  | 0 | 0 | 0 | 0 | 0 | 0 |  | 1 | 1 | 1 | 0 | 0 | 0
load_220357037 |  | node_1401318_695_15425019_179 |  | AN | 0 | Residential | 0 | 0 | 0 | 0 | 0 | 0 | [24 empty] | 8104401 | no | no |  |  | no |  | 0 | 0 | 0 | 0 | 0 | 0 |  | 1 | 1 | 1 | 0 | 0 | 0
load_220357038 |  | node_1402098_713_15424389_786 |  | AN | 0 | Residential | 14025.6+5974.881j | 0 | 0 | 0 | 0 | 0 | [24 empty] | 8104401 | no | no |  |  | no |  | 0 | 0 | 0 | 0 | 0 | 0 |  | 1 | 1 | 1 | 0 | 0 | 0
load_220357039 |  | node_1402650_013_15423643_101 |  | AN | 0 | Residential | 18518.4+7888.805j | 0 | 0 | 0 | 0 | 0 | [24 empty] | 8104401 | no | no |  |  | no |  | 0 | 0 | 0 | 0 | 0 | 0 |  | 1 | 1 | 1 | 0 | 0 | 0
load_220357041 |  | node_1402933_923_15423265_888 |  | AN | 0 | Residential | 11188.8+4766.409j | 0 | 0 | 0 | 0 | 0 | [24 empty] | 8104401 | no | no |  |  | no |  | 0 | 0 | 0 | 0 | 0 | 0 |  | 1 | 1 | 1 | 0 | 0 | 0
load_220357043 |  | node_1402441_687_15421989_643 |  | AN | 0 | Residential | 9036+3849.32j | 0 | 0 | 0 | 0 | 0 | [24 empty] | 8104401 | no | no |  |  | no |  | 0 | 0 | 0 | 0 | 0 | 0 |  | 1 | 1 | 1 | 0 | 0 | 0
load_220357044 |  | node_1403393_501_15421595_025 |  | AN | 0 | Residential | 2988+1272.883j | 0 | 0 | 0 | 0 | 0 | [24 empty] | 8104401 | no | no |  |  | no |  | 0 | 0 | 0 | 0 | 0 | 0 |  | 1 | 1 | 1 | 0 | 0 | 0
load_220357045 |  | node_1403465_544_15420930_885 |  | AN | 0 | Residential | 2973.6+1266.748j | 0 | 0 | 0 | 0 | 0 | [24 empty] | 8104401 | no | no |  |  | no |  | 0 | 0 | 0 | 0 | 0 | 0 |  | 1 | 1 | 1 | 0 | 0 | 0
load_220357046 |  | node_1403518_664_15420402_029 |  | AN | 0 | Residential | 8366.4+3564.071j | 0 | 0 | 0 | 0 | 0 | [24 empty] | 8104401 | no | no |  |  | no |  | 0 | 0 | 0 | 0 | 0 | 0 |  | 1 | 1 | 1 | 0 | 0 | 0
load_220357047 |  | node_1403628_537_15419329_944 |  | AN | 0 | NonResidential | 5169.6+2202.24j | 0 | 0 | 0 | 0 | 0 | [24 empty] | 8104401 | no | no |  |  | no |  | 0 | 0 | 0 | 0 | 0 | 0 |  | 1 | 1 | 1 | 0 | 0 | 0
load_220357048 |  | node_1403546_19_15418848_059 |  | AN | 0 | Residential | 21463.2+9143.285j | 0 | 0 | 0 | 0 | 0 | [24 empty] | 8104401 | no | no |  |  | no |  | 0 | 0 | 0 | 0 | 0 | 0 |  | 1 | 1 | 1 | 0 | 0 | 0
load_220357049 |  | node_1403526_89_15418324_988 |  | AN | 0 | Residential | 10850.4+4622.251j | 0 | 0 | 0 | 0 | 0 | [24 empty] | 8104401 | no | no |  |  | no |  | 0 | 0 | 0 | 0 | 0 | 0 |  | 1 | 1 | 1 | 0 | 0 | 0
load_220357050 |  | node_1403500_412_15417766_032 |  | AN | 0 | Residential | 3211.2+1367.965j | 0 | 0 | 0 | 0 | 0 | [24 empty] | 8104401 | no | no |  |  | no |  | 0 | 0 | 0 | 0 | 0 | 0 |  | 1 | 1 | 1 | 0 | 0 | 0
load_220357051 |  | node_1403487_122_15417304_47 |  | AN | 0 | Residential | 13687.2+5830.723j | 0 | 0 | 0 | 0 | 0 | [24 empty] | 8104401 | no | no |  |  | no |  | 0 | 0 | 0 | 0 | 0 | 0 |  | 1 | 1 | 1 | 0 | 0 | 0
load_220357052 |  | node_1404276_861_15417395_622 |  | AN | 0 | Residential | 3650.4+1555.064j | 0 | 0 | 0 | 0 | 0 | [24 empty] | 8104401 | no | no |  |  | no |  | 0 | 0 | 0 | 0 | 0 | 0 |  | 1 | 1 | 1 | 0 | 0 | 0
load_220357053 |  | node_1402787_981_15417047_914 |  | AN | 0 | Residential | 24422.4+10403.899j | 0 | 0 | 0 | 0 | 0 | [24 empty] | 8104401 | no | no |  |  | no |  | 0 | 0 | 0 | 0 | 0 | 0 |  | 1 | 1 | 1 | 0 | 0 | 0
load_220357054 |  | node_1403448_916_15416362_184 |  | AN | 0 | Residential | 14738.4+6278.532j | 0 | 0 | 0 | 0 | 0 | [24 empty] | 8104401 | no | no |  |  | no |  | 0 | 0 | 0 | 0 | 0 | 0 |  | 1 | 1 | 1 | 0 | 0 | 0
load_220357055 |  | node_1403395_111_15416035_168 |  | AN | 0 | Residential | 2232+950.828j | 0 | 0 | 0 | 0 | 0 | [24 empty] | 8104401 | no | no |  |  | no |  | 0 | 0 | 0 | 0 | 0 | 0 |  | 1 | 1 | 1 | 0 | 0 | 0
load_220357057 |  | node_1401811_494_15415666_964 |  | AN | 0 | NonResidential | 50.4+21.47j | 0 | 0 | 0 | 0 | 0 | [24 empty] | 8104401 | no | no |  |  | no |  | 0 | 0 | 0 | 0 | 0 | 0 |  | 1 | 1 | 1 | 0 | 0 | 0
load_220357058 |  | node_1402133_844_15415679_275 |  | AN | 0 | Residential | 4334.4+1846.447j | 0 | 0 | 0 | 0 | 0 | [24 empty] | 8104401 | no | no |  |  | no |  | 0 | 0 | 0 | 0 | 0 | 0 |  | 1 | 1 | 1 | 0 | 0 | 0
load_220357059 |  | node_1401374_353_15415607_32 |  | AN | 0 | Residential | 4111.2+1751.364j | 0 | 0 | 0 | 0 | 0 | [24 empty] | 8104401 | no | no |  |  | no |  | 0 | 0 | 0 | 0 | 0 | 0 |  | 1 | 1 | 1 | 0 | 0 | 0
load_220357061 |  | node_1400667_305_15415396_011 |  | AN | 0 | Residential | 21153.6+9011.396j | 0 | 0 | 0 | 0 | 0 | [24 empty] | 8104401 | no | no |  |  | no |  | 0 | 0 | 0 | 0 | 0 | 0 |  | 1 | 1 | 1 | 0 | 0 | 0
load_220357081 |  | node_1394102_994_15427750_474 |  | AN | 0 | NonResidential | 1000+425.998j | 0 | 0 | 0 | 0 | 0 | [24 empty] | 8104401 | no | no |  |  | no |  | 0 | 0 | 0 | 0 | 0 | 0 |  | 1 | 1 | 1 | 0 | 0 | 0
load_220357082 |  | node_1394069_381_15428285_603 |  | AN | 0 | Residential | 28908+12314.756j | 0 | 0 | 0 | 0 | 0 | [24 empty] | 8104401 | no | no |  |  | no |  | 0 | 0 | 0 | 0 | 0 | 0 |  | 1 | 1 | 1 | 0 | 0 | 0
load_220357084 |  | node_1393576_473_15428287_274 |  | AN | 0 | Residential | 21528+9170.89j | 0 | 0 | 0 | 0 | 0 | [24 empty] | 8104401 | no | no |  |  | no |  | 0 | 0 | 0 | 0 | 0 | 0 |  | 1 | 1 | 1 | 0 | 0 | 0
load_220357085 |  | node_1394016_843_15428592_451 |  | AN | 0 | Residential | 4464+1901.656j | 0 | 0 | 0 | 0 | 0 | [24 empty] | 8104401 | no | no |  |  | no |  | 0 | 0 | 0 | 0 | 0 | 0 |  | 1 | 1 | 1 | 0 | 0 | 0
load_220357086 |  | node_1394463_328_15427760_946 |  | AN | 0 | Residential | 26395.2+11244.308j | 0 | 0 | 0 | 0 | 0 | [24 empty] | 8104401 | no | no |  |  | no |  | 0 | 0 | 0 | 0 | 0 | 0 |  | 1 | 1 | 1 | 0 | 0 | 0
load_220357087 |  | node_1394508_254_15433797_466 |  | AN | 0 | Residential | 12628.8+5379.846j | 0 | 0 | 0 | 0 | 0 | [24 empty] | 8104401 | no | no |  |  | no |  | 0 | 0 | 0 | 0 | 0 | 0 |  | 1 | 1 | 1 | 0 | 0 | 0
load_220357088 |  | node_1394556_055_15434097_63 |  | AN | 0 | Residential | 5378.4+2291.189j | 0 | 0 | 0 | 0 | 0 | [24 empty] | 8104401 | no | no |  |  | no |  | 0 | 0 | 0 | 0 | 0 | 0 |  | 1 | 1 | 1 | 0 | 0 | 0
load_220357089 |  | node_1394452_851_15427944_031 |  | AN | 0 | NonResidential | 2599.2+1107.255j | 0 | 0 | 0 | 0 | 0 | [24 empty] | 8104401 | no | no |  |  | no |  | 0 | 0 | 0 | 0 | 0 | 0 |  | 1 | 1 | 1 | 0 | 0 | 0
load_220357090 |  | node_1394438_076_15428174_005 |  | AN | 0 | NonResidential | 6000+2555.989j | 0 | 0 | 0 | 0 | 0 | [24 empty] | 8104401 | no | no |  |  | no |  | 0 | 0 | 0 | 0 | 0 | 0 |  | 1 | 1 | 1 | 0 | 0 | 0
load_220357091 |  | node_1394416_392_15428482_562 |  | AN | 0 | Residential | 3196.8+1361.831j | 0 | 0 | 0 | 0 | 0 | [24 empty] | 8104401 | no | no |  |  | no |  | 0 | 0 | 0 | 0 | 0 | 0 |  | 1 | 1 | 1 | 0 | 0 | 0
load_220357093 |  | node_1394357_436_15429215_452 |  | AN | 0 | Residential | 22550.4+9606.43j | 0 | 0 | 0 | 0 | 0 | [24 empty] | 8104401 | no | no |  |  | no |  | 0 | 0 | 0 | 0 | 0 | 0 |  | 1 | 1 | 1 | 0 | 0 | 0
load_220357094 |  | node_1394675_099_15423476_388 |  | AN | 0 | Residential | 0 | 0 | 0 | 0 | 0 | 0 | [24 empty] | 8104401 | no | no |  |  | no |  | 0 | 0 | 0 | 0 | 0 | 0 |  | 1 | 1 | 1 | 0 | 0 | 0
load_220357095 |  | node_1394539_635_15422302_62 |  | AN | 0 | Residential | 17287.2+7364.316j | 0 | 0 | 0 | 0 | 0 | [24 empty] | 8104401 | no | no |  |  | no |  | 0 | 0 | 0 | 0 | 0 | 0 |  | 1 | 1 | 1 | 0 | 0 | 0
load_220357097 |  | node_1394004_213_15420268_374 |  | AN | 0 | Residential | 10490.4+4468.892j | 0 | 0 | 0 | 0 | 0 | [24 empty] | 8104401 | no | no |  |  | no |  | 0 | 0 | 0 | 0 | 0 | 0 |  | 1 | 1 | 1 | 0 | 0 | 0
load_220357098 |  | node_1393862_554_15419840_214 |  | AN | 0 | Residential | 2534.4+1079.65j | 0 | 0 | 0 | 0 | 0 | [24 empty] | 8104401 | no | no |  |  | no |  | 0 | 0 | 0 | 0 | 0 | 0 |  | 1 | 1 | 1 | 0 | 0 | 0
load_220357099 |  | node_1393581_896_15418996_529 |  | AN | 0 | Residential | 5680.8+2420.011j | 0 | 0 | 0 | 0 | 0 | [24 empty] | 8104401 | no | no |  |  | no |  | 0 | 0 | 0 | 0 | 0 | 0 |  | 1 | 1 | 1 | 0 | 0 | 0
load_220357100 |  | node_1393518_787_15418826_352 |  | AN | 0 | NonResidential | 367.2+156.427j | 0 | 0 | 0 | 0 | 0 | [24 empty] | 8104401 | no | no |  |  | no |  | 0 | 0 | 0 | 0 | 0 | 0 |  | 1 | 1 | 1 | 0 | 0 | 0
load_220357102 |  | node_1393785_367_15418312_689 |  | AN | 0 | NonResidential | 1742.4+742.259j | 0 | 0 | 0 | 0 | 0 | [24 empty] | 8104401 | no | no |  |  | no |  | 0 | 0 | 0 | 0 | 0 | 0 |  | 1 | 1 | 1 | 0 | 0 | 0
load_220357103 |  | node_1394085_939_15418157_635 |  | AN | 0 | Other | 0 | 0 | 0 | 0 | 0 | 0 | [24 empty] | 8104401 | no | no |  |  | no |  | 0 | 0 | 0 | 0 | 0 | 0 |  | 1 | 1 | 1 | 0 | 0 | 0
load_220357104 |  | node_1393493_999_15418325_546 |  | AN | 0 | Residential | 22104+9416.265j | 0 | 0 | 0 | 0 | 0 | [24 empty] | 8104401 | no | no |  |  | no |  | 0 | 0 | 0 | 0 | 0 | 0 |  | 1 | 1 | 1 | 0 | 0 | 0
load_220357105 |  | node_1393280_013_15418151_059 |  | AN | 0 | Residential | 5421.6+2309.592j | 0 | 0 | 0 | 0 | 0 | [24 empty] | 8104401 | no | no |  |  | no |  | 0 | 0 | 0 | 0 | 0 | 0 |  | 1 | 1 | 1 | 0 | 0 | 0
load_220357106 |  | node_1393331_762_15417811_651 |  | AN | 0 | Residential | 6624+2821.812j | 0 | 0 | 0 | 0 | 0 | [24 empty] | 8104401 | no | no |  |  | no |  | 0 | 0 | 0 | 0 | 0 | 0 |  | 1 | 1 | 1 | 0 | 0 | 0
load_220357107 |  | node_1394535_187_15427096_951 |  | AN | 0 | NonResidential | 460.8+196.3j | 0 | 0 | 0 | 0 | 0 | [24 empty] | 8104401 | no | no |  |  | no |  | 0 | 0 | 0 | 0 | 0 | 0 |  | 1 | 1 | 1 | 0 | 0 | 0
load_220357108 |  | node_1393065_102_15417216_264 |  | AN | 0 | NonResidential | 8085.6+3444.451j | 0 | 0 | 0 | 0 | 0 | [24 empty] | 8104401 | no | no |  |  | no |  | 0 | 0 | 0 | 0 | 0 | 0 |  | 1 | 1 | 1 | 0 | 0 | 0
load_220357109 |  | node_1394508_454_15426865_965 |  | AN | 0 | Residential | 10267.2+4373.809j | 0 | 0 | 0 | 0 | 0 | [24 empty] | 8104401 | no | no |  |  | no |  | 0 | 0 | 0 | 0 | 0 | 0 |  | 1 | 1 | 1 | 0 | 0 | 0
load_220357110 |  | node_1394384_024_15426655_327 |  | AN | 0 | Other | 0 | 0 | 0 | 0 | 0 | 0 | [24 empty] | 8104401 | no | no |  |  | no |  | 0 | 0 | 0 | 0 | 0 | 0 |  | 1 | 1 | 1 | 0 | 0 | 0
load_220357111 |  | node_1394574_407_15425817_192 |  | AN | 0 | Residential | 6804+2898.492j | 0 | 0 | 0 | 0 | 0 | [24 empty] | 8104401 | no | no |  |  | no |  | 0 | 0 | 0 | 0 | 0 | 0 |  | 1 | 1 | 1 | 0 | 0 | 0
load_220357112 |  | node_1394615_695_15425582_322 |  | AN | 0 | Residential | 3412.8+1453.847j | 0 | 0 | 0 | 0 | 0 | [24 empty] | 8104401 | no | no |  |  | no |  | 0 | 0 | 0 | 0 | 0 | 0 |  | 1 | 1 | 1 | 0 | 0 | 0
load_220357113 |  | node_1394651_207_15425341_365 |  | AN | 0 | Residential | 2584.8+1101.12j | 0 | 0 | 0 | 0 | 0 | [24 empty] | 8104401 | no | no |  |  | no |  | 0 | 0 | 0 | 0 | 0 | 0 |  | 1 | 1 | 1 | 0 | 0 | 0
load_220357115 |  | node_1402245_671_15426065_639 |  | AN | 0 | Residential | 302.4+128.822j | 0 | 0 | 0 | 0 | 0 | [24 empty] | 8104401 | no | no |  |  | no |  | 0 | 0 | 0 | 0 | 0 | 0 |  | 1 | 1 | 1 | 0 | 0 | 0
load_220357116 |  | node_1402953_424_15426676_072 |  | AN | 0 | Residential | 5371.2+2288.122j | 0 | 0 | 0 | 0 | 0 | [24 empty] | 8104401 | no | no |  |  | no |  | 0 | 0 | 0 | 0 | 0 | 0 |  | 1 | 1 | 1 | 0 | 0 | 0
load_220357117 |  | node_1403343_998_15427023_508 |  | AN | 0 | Residential | 5486.4+2337.197j | 0 | 0 | 0 | 0 | 0 | [24 empty] | 8104401 | no | no |  |  | no |  | 0 | 0 | 0 | 0 | 0 | 0 |  | 1 | 1 | 1 | 0 | 0 | 0
load_220357118 |  | node_1403761_559_15427254_079 |  | AN | 0 | Residential | 194.4+82.814j | 0 | 0 | 0 | 0 | 0 | [24 empty] | 8104401 | no | no |  |  | no |  | 0 | 0 | 0 | 0 | 0 | 0 |  | 1 | 1 | 1 | 0 | 0 | 0
load_220357119 |  | node_1403781_75_15427520_591 |  | AN | 0 | NonResidential | 1504.8+641.042j | 0 | 0 | 0 | 0 | 0 | [24 empty] | 8104401 | no | no |  |  | no |  | 0 | 0 | 0 | 0 | 0 | 0 |  | 1 | 1 | 1 | 0 | 0 | 0
load_220357120 |  | node_1404083_933_15427943_028 |  | AN | 0 | Residential | 2361.6+1006.037j | 0 | 0 | 0 | 0 | 0 | [24 empty] | 8104401 | no | no |  |  | no |  | 0 | 0 | 0 | 0 | 0 | 0 |  | 1 | 1 | 1 | 0 | 0 | 0
load_220357121 |  | node_1404234_015_15428193_061 |  | AN | 0 | Residential | 24573.6+10468.31j | 0 | 0 | 0 | 0 | 0 | [24 empty] | 8104401 | no | no |  |  | no |  | 0 | 0 | 0 | 0 | 0 | 0 |  | 1 | 1 | 1 | 0 | 0 | 0
load_220357122 |  | node_1404448_106_15428499_305 |  | AN | 0 | Residential | 7596+3235.882j | 0 | 0 | 0 | 0 | 0 | [24 empty] | 8104401 | no | no |  |  | no |  | 0 | 0 | 0 | 0 | 0 | 0 |  | 1 | 1 | 1 | 0 | 0 | 0
load_220357124 |  | node_1404726_288_15429040_725 |  | AN | 0 | Residential | 9691.2+4128.434j | 0 | 0 | 0 | 0 | 0 | [24 empty] | 8104401 | no | no |  |  | no |  | 0 | 0 | 0 | 0 | 0 | 0 |  | 1 | 1 | 1 | 0 | 0 | 0
load_220357125 |  | node_1404894_055_15429496_394 |  | AN | 0 | Residential | 10627.2+4527.168j | 0 | 0 | 0 | 0 | 0 | [24 empty] | 8104401 | no | no |  |  | no |  | 0 | 0 | 0 | 0 | 0 | 0 |  | 1 | 1 | 1 | 0 | 0 | 0
load_220357126 |  | node_1404601_889_15429399_783 |  | AN | 0 | Residential | 2196+935.492j | 0 | 0 | 0 | 0 | 0 | [24 empty] | 8104401 | no | no |  |  | no |  | 0 | 0 | 0 | 0 | 0 | 0 |  | 1 | 1 | 1 | 0 | 0 | 0
load_220357136 |  | node_1402385_557_15413425_751 |  | AN | 0 | Residential | 45792+19507.31j | 0 | 0 | 0 | 0 | 0 | [24 empty] | 8104401 | no | no |  |  | no |  | 0 | 0 | 0 | 0 | 0 | 0 |  | 1 | 1 | 1 | 0 | 0 | 0
load_220357138 |  | node_1403080_104_15411413_508 |  | AN | 0 | Residential | 15494.4+6600.587j | 0 | 0 | 0 | 0 | 0 | [24 empty] | 8104401 | no | no |  |  | no |  | 0 | 0 | 0 | 0 | 0 | 0 |  | 1 | 1 | 1 | 0 | 0 | 0
load_220357197 |  | node_1396414_117_15431710_121 |  | AN | 0 | Residential | 129.6+55.209j | 0 | 0 | 0 | 0 | 0 | [24 empty] | 8104401 | no | no |  |  | no |  | 0 | 0 | 0 | 0 | 0 | 0 |  | 1 | 1 | 1 | 0 | 0 | 0
load_220357198 |  | node_1399413_495_15427599_858 |  | AN | 0 | Residential | 35776.8+15240.853j | 0 | 0 | 0 | 0 | 0 | [24 empty] | 8104401 | no | no |  |  | no |  | 0 | 0 | 0 | 0 | 0 | 0 |  | 1 | 1 | 1 | 0 | 0 | 0
load_220357199 |  | node_1399346_953_15427847_544 |  | AN | 0 | Other | 0 | 0 | 0 | 0 | 0 | 0 | [24 empty] | 8104401 | no | no |  |  | no |  | 0 | 0 | 0 | 0 | 0 | 0 |  | 1 | 1 | 1 | 0 | 0 | 0
load_220357200 |  | node_1399368_763_15428716_159 |  | AN | 0 | Residential | 9122.4+3886.126j | 0 | 0 | 0 | 0 | 0 | [24 empty] | 8104401 | no | no |  |  | no |  | 0 | 0 | 0 | 0 | 0 | 0 |  | 1 | 1 | 1 | 0 | 0 | 0
load_220357201 |  | node_1399313_523_15429944_418 |  | AN | 0 | Other | 0 | 0 | 0 | 0 | 0 | 0 | [24 empty] | 8104401 | no | no |  |  | no |  | 0 | 0 | 0 | 0 | 0 | 0 |  | 1 | 1 | 1 | 0 | 0 | 0
load_220357231 |  | node_1405527_6_15427561_972 |  | AN | 0 | Residential | 792+337.391j | 0 | 0 | 0 | 0 | 0 | [24 empty] | 8104401 | no | no |  |  | no |  | 0 | 0 | 0 | 0 | 0 | 0 |  | 1 | 1 | 1 | 0 | 0 | 0
load_220357232 |  | node_1405523_121_15427272_278 |  | AN | 0 | Residential | 1879.2+800.536j | 0 | 0 | 0 | 0 | 0 | [24 empty] | 8104401 | no | no |  |  | no |  | 0 | 0 | 0 | 0 | 0 | 0 |  | 1 | 1 | 1 | 0 | 0 | 0
load_220357233 |  | node_1405355_018_15427055_687 |  | AN | 0 | Residential | 1490.4+634.908j | 0 | 0 | 0 | 0 | 0 | [24 empty] | 8104401 | no | no |  |  | no |  | 0 | 0 | 0 | 0 | 0 | 0 |  | 1 | 1 | 1 | 0 | 0 | 0
load_220357236 |  | node_1405088_685_15428979_957 |  | AN | 0 | NonResidential | 1296+552.094j | 0 | 0 | 0 | 0 | 0 | [24 empty] | 8104401 | no | no |  |  | no |  | 0 | 0 | 0 | 0 | 0 | 0 |  | 1 | 1 | 1 | 0 | 0 | 0
load_220357237 |  | node_1404985_351_15428683_737 |  | AN | 0 | Residential | 4665.6+1987.537j | 0 | 0 | 0 | 0 | 0 | [24 empty] | 8104401 | no | no |  |  | no |  | 0 | 0 | 0 | 0 | 0 | 0 |  | 1 | 1 | 1 | 0 | 0 | 0
load_220357238 |  | node_1405341_453_15428685_519 |  | AN | 0 | Residential | 4226.4+1800.439j | 0 | 0 | 0 | 0 | 0 | [24 empty] | 8104401 | no | no |  |  | no |  | 0 | 0 | 0 | 0 | 0 | 0 |  | 1 | 1 | 1 | 0 | 0 | 0
load_220357239 |  | node_1405581_824_15428241_487 |  | AN | 0 | Residential | 14385.6+6128.24j | 0 | 0 | 0 | 0 | 0 | [24 empty] | 8104401 | no | no |  |  | no |  | 0 | 0 | 0 | 0 | 0 | 0 |  | 1 | 1 | 1 | 0 | 0 | 0
load_220357241 |  | node_1403479_396_15419567_537 |  | AN | 0 | Residential | 18007.2+7671.035j | 0 | 0 | 0 | 0 | 0 | [24 empty] | 8104401 | no | no |  |  | no |  | 0 | 0 | 0 | 0 | 0 | 0 |  | 1 | 1 | 1 | 0 | 0 | 0
load_220357242 |  | node_1398031_901_15419592_522 |  | AN | 0 | Residential | 24876+10597.132j | 0 | 0 | 0 | 0 | 0 | [24 empty] | 8104401 | no | no |  |  | no |  | 0 | 0 | 0 | 0 | 0 | 0 |  | 1 | 1 | 1 | 0 | 0 | 0
load_220357243 |  | node_1397846_608_15419544_172 |  | AN | 0 | Other | 0 | 0 | 0 | 0 | 0 | 0 | [24 empty] | 8104401 | no | no |  |  | no |  | 0 | 0 | 0 | 0 | 0 | 0 |  | 1 | 1 | 1 | 0 | 0 | 0
load_220357244 |  | node_1397684_023_15419310_984 |  | AN | 0 | Residential | 8589.6+3659.154j | 0 | 0 | 0 | 0 | 0 | [24 empty] | 8104401 | no | no |  |  | no |  | 0 | 0 | 0 | 0 | 0 | 0 |  | 1 | 1 | 1 | 0 | 0 | 0
load_220357245 |  | node_1399870_556_15420049_195 |  | AN | 0 | Residential | 7560+3220.547j | 0 | 0 | 0 | 0 | 0 | [24 empty] | 8104401 | no | no |  |  | no |  | 0 | 0 | 0 | 0 | 0 | 0 |  | 1 | 1 | 1 | 0 | 0 | 0
load_220357246 |  | node_1399236_287_15420038_603 |  | AN | 0 | Residential | 5472+2331.062j | 0 | 0 | 0 | 0 | 0 | [24 empty] | 8104401 | no | no |  |  | no |  | 0 | 0 | 0 | 0 | 0 | 0 |  | 1 | 1 | 1 | 0 | 0 | 0
load_220357247 |  | node_1401159_365_15420121_54 |  | AN | 0 | Residential | 8748+3726.632j | 0 | 0 | 0 | 0 | 0 | [24 empty] | 8104401 | no | no |  |  | no |  | 0 | 0 | 0 | 0 | 0 | 0 |  | 1 | 1 | 1 | 0 | 0 | 0
load_220357248 |  | node_1401423_295_15420072_394 |  | AN | 0 | Residential | 4248+1809.64j | 0 | 0 | 0 | 0 | 0 | [24 empty] | 8104401 | no | no |  |  | no |  | 0 | 0 | 0 | 0 | 0 | 0 |  | 1 | 1 | 1 | 0 | 0 | 0
load_220357249 |  | node_1401690_633_15420027_668 |  | AN | 0 | Residential | 3585.6+1527.459j | 0 | 0 | 0 | 0 | 0 | [24 empty] | 8104401 | no | no |  |  | no |  | 0 | 0 | 0 | 0 | 0 | 0 |  | 1 | 1 | 1 | 0 | 0 | 0
load_220357250 |  | node_1402233_821_15419930_663 |  | AN | 0 | Residential | 7063.2+3008.911j | 0 | 0 | 0 | 0 | 0 | [24 empty] | 8104401 | no | no |  |  | no |  | 0 | 0 | 0 | 0 | 0 | 0 |  | 1 | 1 | 1 | 0 | 0 | 0
load_220357251 |  | node_1400604_555_15425087_266 |  | AN | 0 | Residential | 4248+1809.64j | 0 | 0 | 0 | 0 | 0 | [24 empty] | 8104401 | no | no |  |  | no |  | 0 | 0 | 0 | 0 | 0 | 0 |  | 1 | 1 | 1 | 0 | 0 | 0
load_220357252 |  | node_1399830_323_15412017_671 |  | AN | 0 | Residential | 13593.6+5790.849j | 0 | 0 | 0 | 0 | 0 | [24 empty] | 8104401 | no | no |  |  | no |  | 0 | 0 | 0 | 0 | 0 | 0 |  | 1 | 1 | 1 | 0 | 0 | 0
load_220357253 |  | node_1397715_943_15411834_98 |  | AN | 0 | Residential | 11095.2+4726.535j | 0 | 0 | 0 | 0 | 0 | [24 empty] | 8104401 | no | no |  |  | no |  | 0 | 0 | 0 | 0 | 0 | 0 |  | 1 | 1 | 1 | 0 | 0 | 0
load_220357256 |  | node_1393927_024_15427265_359 |  | AN | 0 | NonResidential | 11000+4685.98j | 0 | 0 | 0 | 0 | 0 | [24 empty] | 8104401 | no | no |  |  | no |  | 0 | 0 | 0 | 0 | 0 | 0 |  | 1 | 1 | 1 | 0 | 0 | 0
load_220357257 |  | node_1394269_501_15427359_641 |  | AN | 0 | Residential | 43941.6+18719.043j | 0 | 0 | 0 | 0 | 0 | [24 empty] | 8104401 | no | no |  |  | no |  | 0 | 0 | 0 | 0 | 0 | 0 |  | 1 | 1 | 1 | 0 | 0 | 0
load_220357258 |  | node_1394771_417_15427379_464 |  | AN | 0 | Residential | 85003.2+36211.212j | 0 | 0 | 0 | 0 | 0 | [24 empty] | 8104401 | no | no |  |  | no |  | 0 | 0 | 0 | 0 | 0 | 0 |  | 1 | 1 | 1 | 0 | 0 | 0
load_220357259 |  | node_1394866_562_15427234_12 |  | AN | 0 | Residential | 37324.8+15900.298j | 0 | 0 | 0 | 0 | 0 | [24 empty] | 8104401 | no | no |  |  | no |  | 0 | 0 | 0 | 0 | 0 | 0 |  | 1 | 1 | 1 | 0 | 0 | 0
load_220357260 |  | node_1395196_392_15427484_724 |  | AN | 0 | Residential | 31723.2+13514.027j | 0 | 0 | 0 | 0 | 0 | [24 empty] | 8104401 | no | no |  |  | no |  | 0 | 0 | 0 | 0 | 0 | 0 |  | 1 | 1 | 1 | 0 | 0 | 0
load_220357261 |  | node_1391737_863_15426337_012 |  | AN | 0 | Residential | 8150.4+3472.056j | 0 | 0 | 0 | 0 | 0 | [24 empty] | 8104401 | no | no |  |  | no |  | 0 | 0 | 0 | 0 | 0 | 0 |  | 1 | 1 | 1 | 0 | 0 | 0
load_220357262 |  | node_1395517_371_15427369_313 |  | AN | 0 | Residential | 54878.4+23378.101j | 0 | 0 | 0 | 0 | 0 | [24 empty] | 8104401 | no | no |  |  | no |  | 0 | 0 | 0 | 0 | 0 | 0 |  | 1 | 1 | 1 | 0 | 0 | 0
load_220357263 |  | node_1395837_758_15427452_348 |  | AN | 0 | Residential | 30700.8+13078.486j | 0 | 0 | 0 | 0 | 0 | [24 empty] | 8104401 | no | no |  |  | no |  | 0 | 0 | 0 | 0 | 0 | 0 |  | 1 | 1 | 1 | 0 | 0 | 0
load_220357264 |  | node_1396179_722_15427662_898 |  | AN | 0 | NonResidential | 2000+851.996j | 0 | 0 | 0 | 0 | 0 | [24 empty] | 8104401 | no | no |  |  | no |  | 0 | 0 | 0 | 0 | 0 | 0 |  | 1 | 1 | 1 | 0 | 0 | 0
load_220357265 |  | node_1396515_063_15427672_17 |  | AN | 0 | Residential | 13809.6+5882.865j | 0 | 0 | 0 | 0 | 0 | [24 empty] | 8104401 | no | no |  |  | no |  | 0 | 0 | 0 | 0 | 0 | 0 |  | 1 | 1 | 1 | 0 | 0 | 0
load_220357267 |  | node_1397545_104_15427708_511 |  | AN | 0 | Residential | 3700.8+1576.534j | 0 | 0 | 0 | 0 | 0 | [24 empty] | 8104401 | no | no |  |  | no |  | 0 | 0 | 0 | 0 | 0 | 0 |  | 1 | 1 | 1 | 0 | 0 | 0
load_220357268 |  | node_1398700_354_15427618_409 |  | AN | 0 | Residential | 21312+9078.874j | 0 | 0 | 0 | 0 | 0 | [24 empty] | 8104401 | no | no |  |  | no |  | 0 | 0 | 0 | 0 | 0 | 0 |  | 1 | 1 | 1 | 0 | 0 | 0
load_220357269 |  | node_1398954_225_15427526_734 |  | AN | 0 | Residential | 4010.4+1708.423j | 0 | 0 | 0 | 0 | 0 | [24 empty] | 8104401 | no | no |  |  | no |  | 0 | 0 | 0 | 0 | 0 | 0 |  | 1 | 1 | 1 | 0 | 0 | 0
load_220357270 |  | node_1399161_592_15427461_603 |  | AN | 0 | Residential | 3074.4+1309.689j | 0 | 0 | 0 | 0 | 0 | [24 empty] | 8104401 | no | no |  |  | no |  | 0 | 0 | 0 | 0 | 0 | 0 |  | 1 | 1 | 1 | 0 | 0 | 0
load_220357277 |  | node_1402191_711_15431091_534 |  | AN | 0 | Residential | 2174.4+926.291j | 0 | 0 | 0 | 0 | 0 | [24 empty] | 8104401 | no | no |  |  | no |  | 0 | 0 | 0 | 0 | 0 | 0 |  | 1 | 1 | 1 | 0 | 0 | 0
load_220357283 |  | node_1402695_181_15432074_211 |  | AN | 0 | Residential | 3304.8+1407.839j | 0 | 0 | 0 | 0 | 0 | [24 empty] | 8104401 | no | no |  |  | no |  | 0 | 0 | 0 | 0 | 0 | 0 |  | 1 | 1 | 1 | 0 | 0 | 0
load_220357285 |  | node_1403838_611_15434787_044 |  | AN | 0 | Residential | 0 | 0 | 0 | 0 | 0 | 0 | [24 empty] | 8104401 | no | no |  |  | no |  | 0 | 0 | 0 | 0 | 0 | 0 |  | 1 | 1 | 1 | 0 | 0 | 0
load_220357286 |  | node_1405270_61_15434793_904 |  | AN | 0 | Residential | 11412+4861.492j | 0 | 0 | 0 | 0 | 0 | [24 empty] | 8104401 | no | no |  |  | no |  | 0 | 0 | 0 | 0 | 0 | 0 |  | 1 | 1 | 1 | 0 | 0 | 0
load_220357288 |  | node_1403518_247_15414891_461 |  | AN | 0 | Residential | 16891.2+7195.621j | 0 | 0 | 0 | 0 | 0 | [24 empty] | 8104401 | no | no |  |  | no |  | 0 | 0 | 0 | 0 | 0 | 0 |  | 1 | 1 | 1 | 0 | 0 | 0
load_220357322 |  | node_1396700_817_15418337_933 |  | AN | 0 | Residential | 16380+6977.851j | 0 | 0 | 0 | 0 | 0 | [24 empty] | 8104401 | no | no |  |  | no |  | 0 | 0 | 0 | 0 | 0 | 0 |  | 1 | 1 | 1 | 0 | 0 | 0
load_220423783 |  | node_1425982_147_15464434_05 |  | AN | 0 | Other | 0 | 0 | 0 | 0 | 0 | 0 | [24 empty] | 8104401 | no | no |  |  | no |  | 0 | 0 | 0 | 0 | 0 | 0 |  | 1 | 1 | 1 | 0 | 0 | 0
load_220423783-L-1 |  | node_1425982_147_15464434_05 |  | AN | 0 | Residential | 0 | 0 | 0 | 0 | 0 | 0 | [24 empty] | 8104401 | no | no |  |  | no |  | 0 | 0 | 0 | 0 | 0 | 0 |  | 1 | 1 | 1 | 0 | 0 | 0
load_220431809 |  | node_1403965_259_15441916_262 |  | AN | 0 | Residential | 12664.8+5395.182j | 0 | 0 | 0 | 0 | 0 | [24 empty] | 8104401 | no | no |  |  | no |  | 0 | 0 | 0 | 0 | 0 | 0 |  | 1 | 1 | 1 | 0 | 0 | 0
load_220432001 |  | node_1423494_668_15463273_931 |  | AN | 0 | NonResidential | 16000+6815.971j | 0 | 0 | 0 | 0 | 0 | [24 empty] | 8104401 | no | no |  |  | no |  | 0 | 0 | 0 | 0 | 0 | 0 |  | 1 | 1 | 1 | 0 | 0 | 0
load_220432442 |  | node_1404914_806_15437833_219 |  | AN | 0 | Residential | 7171.2+3054.918j | 0 | 0 | 0 | 0 | 0 | [24 empty] | 8104401 | no | no |  |  | no |  | 0 | 0 | 0 | 0 | 0 | 0 |  | 1 | 1 | 1 | 0 | 0 | 0
load_220440684 |  | node_1403304_358_15422159_563 |  | AN | 0 | Residential | 2764.8+1177.8j | 0 | 0 | 0 | 0 | 0 | [24 empty] | 8104401 | no | no |  |  | no |  | 0 | 0 | 0 | 0 | 0 | 0 |  | 1 | 1 | 1 | 0 | 0 | 0
load_220440770 |  | node_1391556_38_15428139_301 |  | AN | 0 | Residential | 20196+8603.46j | 0 | 0 | 0 | 0 | 0 | [24 empty] | 8104401 | no | no |  |  | no |  | 0 | 0 | 0 | 0 | 0 | 0 |  | 1 | 1 | 1 | 0 | 0 | 0
load_220440781 |  | node_1427568_026_15484907_022 |  | AN | 0 | NonResidential | 273.6+116.553j | 0 | 0 | 0 | 0 | 0 | [24 empty] | 8104401 | no | no |  |  | no |  | 0 | 0 | 0 | 0 | 0 | 0 |  | 1 | 1 | 1 | 0 | 0 | 0
load_220440871 |  | node_1433063_263_15418795_634 |  | AN | 0 | Residential | 1677.6+714.655j | 0 | 0 | 0 | 0 | 0 | [24 empty] | 8104401 | no | no |  |  | no |  | 0 | 0 | 0 | 0 | 0 | 0 |  | 1 | 1 | 1 | 0 | 0 | 0
load_220441940 |  | node_1421424_211_15461710_475 |  | AN | 0 | Residential | 5248.8+2235.979j | 0 | 0 | 0 | 0 | 0 | [24 empty] | 8104401 | no | no |  |  | no |  | 0 | 0 | 0 | 0 | 0 | 0 |  | 1 | 1 | 1 | 0 | 0 | 0
load_220441941 |  | node_1421430_015_15461717_981 |  | AN | 0 | Residential | 5248.8+2235.979j | 0 | 0 | 0 | 0 | 0 | [24 empty] | 8104401 | no | no |  |  | no |  | 0 | 0 | 0 | 0 | 0 | 0 |  | 1 | 1 | 1 | 0 | 0 | 0
load_220457837 |  | node_1438714_25_15429559_679 |  | AN | 0 | Residential | 12564+5352.242j | 0 | 0 | 0 | 0 | 0 | [24 empty] | 8104401 | no | no |  |  | no |  | 0 | 0 | 0 | 0 | 0 | 0 |  | 1 | 1 | 1 | 0 | 0 | 0
load_220466284 |  | node_1433304_545_15442934_125 |  | AN | 0 | Residential | 12744+5428.921j | 0 | 0 | 0 | 0 | 0 | [24 empty] | 8104401 | no | no |  |  | no |  | 0 | 0 | 0 | 0 | 0 | 0 |  | 1 | 1 | 1 | 0 | 0 | 0
load_220481970 |  | node_1405245_341_15447569_72 |  | AN | 0 | Residential | 381.6+162.561j | 0 | 0 | 0 | 0 | 0 | [24 empty] | 8104401 | no | no |  |  | no |  | 0 | 0 | 0 | 0 | 0 | 0 |  | 1 | 1 | 1 | 0 | 0 | 0
load_220486139 |  | node_1433468_997_15427149_238 |  | AN | 0 | Other | 0 | 0 | 0 | 0 | 0 | 0 | [24 empty] | 8104401 | no | no |  |  | no |  | 0 | 0 | 0 | 0 | 0 | 0 |  | 1 | 1 | 1 | 0 | 0 | 0
load_220490886 |  | node_1433109_957_15443826_138 |  | AN | 0 | Residential | 22046.4+9391.727j | 0 | 0 | 0 | 0 | 0 | [24 empty] | 8104401 | no | no |  |  | no |  | 0 | 0 | 0 | 0 | 0 | 0 |  | 1 | 1 | 1 | 0 | 0 | 0
load_220503506 |  | node_1403687_628_15449633_519 |  | AN | 0 | Other | 0 | 0 | 0 | 0 | 0 | 0 | [24 empty] | 8104401 | no | no |  |  | no |  | 0 | 0 | 0 | 0 | 0 | 0 |  | 1 | 1 | 1 | 0 | 0 | 0
load_220508170 |  | node_1430815_316_15443956_348 |  | AN | 0 | Residential | 2599.2+1107.255j | 0 | 0 | 0 | 0 | 0 | [24 empty] | 8104401 | no | no |  |  | no |  | 0 | 0 | 0 | 0 | 0 | 0 |  | 1 | 1 | 1 | 0 | 0 | 0
load_220513611 |  | node_1417982_931_15428120_12 |  | AN | 0 | Residential | 11246.4+4790.946j | 0 | 0 | 0 | 0 | 0 | [24 empty] | 8104401 | no | no |  |  | no |  | 0 | 0 | 0 | 0 | 0 | 0 |  | 1 | 1 | 1 | 0 | 0 | 0
load_220517281 |  | node_1417294_466_15429692_052 |  | AN | 0 | Residential | 1836+782.133j | 0 | 0 | 0 | 0 | 0 | [24 empty] | 8104401 | no | no |  |  | no |  | 0 | 0 | 0 | 0 | 0 | 0 |  | 1 | 1 | 1 | 0 | 0 | 0
load_220518047 |  | node_1438400_447_15428734_864 |  | AN | 0 | Residential | 15199.2+6474.832j | 0 | 0 | 0 | 0 | 0 | [24 empty] | 8104401 | no | no |  |  | no |  | 0 | 0 | 0 | 0 | 0 | 0 |  | 1 | 1 | 1 | 0 | 0 | 0
load_220518561 |  | node_1438476_929_15428372_343 |  | AN | 0 | Other | 0 | 0 | 0 | 0 | 0 | 0 | [24 empty] | 8104401 | no | no |  |  | no |  | 0 | 0 | 0 | 0 | 0 | 0 |  | 1 | 1 | 1 | 0 | 0 | 0
load_220518805 |  | node_1414879_454_15428421_565 |  | AN | 0 | Residential | 1087.2+463.145j | 0 | 0 | 0 | 0 | 0 | [24 empty] | 8104401 | no | no |  |  | no |  | 0 | 0 | 0 | 0 | 0 | 0 |  | 1 | 1 | 1 | 0 | 0 | 0
load_220519635 |  | node_1420413_631_15448708_33 |  | AN | 0 | Residential | 19346.4+8241.532j | 0 | 0 | 0 | 0 | 0 | [24 empty] | 8104401 | no | no |  |  | no |  | 0 | 0 | 0 | 0 | 0 | 0 |  | 1 | 1 | 1 | 0 | 0 | 0
load_220520207 |  | node_1429661_097_15440051_386 |  | AN | 0 | Other | 0 | 0 | 0 | 0 | 0 | 0 | [24 empty] | 8104401 | no | no |  |  | no |  | 0 | 0 | 0 | 0 | 0 | 0 |  | 1 | 1 | 1 | 0 | 0 | 0
load_220521619 |  | node_1411744_292_15434376_667 |  | AN | 0 | Residential | 0 | 0 | 0 | 0 | 0 | 0 | [24 empty] | 8104401 | no | no |  |  | no |  | 0 | 0 | 0 | 0 | 0 | 0 |  | 1 | 1 | 1 | 0 | 0 | 0
load_220521688 |  | node_1433021_265_15433102_046 |  | AN | 0 | Residential | 46375.2+19755.752j | 0 | 0 | 0 | 0 | 0 | [24 empty] | 8104401 | no | no |  |  | no |  | 0 | 0 | 0 | 0 | 0 | 0 |  | 1 | 1 | 1 | 0 | 0 | 0
load_220522878 |  | node_1432398_441_15442782_376 |  | AN | 0 | Residential | 0 | 0 | 0 | 0 | 0 | 0 | [24 empty] | 8104401 | no | no |  |  | no |  | 0 | 0 | 0 | 0 | 0 | 0 |  | 1 | 1 | 1 | 0 | 0 | 0
load_220523985 |  | node_1406380_579_15447529_62 |  | AN | 0 | Residential | 4716+2009.008j | 0 | 0 | 0 | 0 | 0 | [24 empty] | 8104401 | no | no |  |  | no |  | 0 | 0 | 0 | 0 | 0 | 0 |  | 1 | 1 | 1 | 0 | 0 | 0
load_220524927 |  | node_1432425_589_15448990_966 |  | AN | 0 | Other | 0 | 0 | 0 | 0 | 0 | 0 | [24 empty] | 8104401 | no | no |  |  | no |  | 0 | 0 | 0 | 0 | 0 | 0 |  | 1 | 1 | 1 | 0 | 0 | 0
load_220529129 |  | node_1444195_221_15429663_408 |  | AN | 0 | Residential | 5860.8+2496.69j | 0 | 0 | 0 | 0 | 0 | [24 empty] | 8104401 | no | no |  |  | no |  | 0 | 0 | 0 | 0 | 0 | 0 |  | 1 | 1 | 1 | 0 | 0 | 0
load_220530407 |  | node_1444726_7_15424093_492 |  | AN | 0 | Residential | 7509.6+3199.076j | 0 | 0 | 0 | 0 | 0 | [24 empty] | 8104401 | no | no |  |  | no |  | 0 | 0 | 0 | 0 | 0 | 0 |  | 1 | 1 | 1 | 0 | 0 | 0
load_220531274 |  | node_1443843_337_15422972_369 |  | AN | 0 | Residential | 2721.6+1159.397j | 0 | 0 | 0 | 0 | 0 | [24 empty] | 8104401 | no | no |  |  | no |  | 0 | 0 | 0 | 0 | 0 | 0 |  | 1 | 1 | 1 | 0 | 0 | 0
load_220532253 |  | node_1413925_099_15449900_257 |  | AN | 0 | Other | 0 | 0 | 0 | 0 | 0 | 0 | [24 empty] | 8104401 | no | no |  |  | no |  | 0 | 0 | 0 | 0 | 0 | 0 |  | 1 | 1 | 1 | 0 | 0 | 0
load_220532433 |  | node_1433784_076_15445265_61 |  | AN | 0 | Residential | 3146.4+1340.361j | 0 | 0 | 0 | 0 | 0 | [24 empty] | 8104401 | no | no |  |  | no |  | 0 | 0 | 0 | 0 | 0 | 0 |  | 1 | 1 | 1 | 0 | 0 | 0
load_220532437 |  | node_1430829_913_15452028_844 |  | AN | 0 | Residential | 11512.8+4904.432j | 0 | 0 | 0 | 0 | 0 | [24 empty] | 8104401 | no | no |  |  | no |  | 0 | 0 | 0 | 0 | 0 | 0 |  | 1 | 1 | 1 | 0 | 0 | 0
load_220535530 |  | node_1455990_107_15436028_69 |  | AN | 0 | NonResidential | 8042.4+3426.048j | 0 | 0 | 0 | 0 | 0 | [24 empty] | 8104401 | no | no |  |  | no |  | 0 | 0 | 0 | 0 | 0 | 0 |  | 1 | 1 | 1 | 0 | 0 | 0
load_220535555 |  | node_1444411_958_15423052_792 |  | AN | 0 | Other | 0 | 0 | 0 | 0 | 0 | 0 | [24 empty] | 8104401 | no | no |  |  | no |  | 0 | 0 | 0 | 0 | 0 | 0 |  | 1 | 1 | 1 | 0 | 0 | 0
load_220535578 |  | node_1432369_731_15444154_215 |  | AN | 0 | Residential | 331.2+141.091j | 0 | 0 | 0 | 0 | 0 | [24 empty] | 8104401 | no | no |  |  | no |  | 0 | 0 | 0 | 0 | 0 | 0 |  | 1 | 1 | 1 | 0 | 0 | 0
load_220537005 |  | node_1400222_799_15427852_453 |  | AN | 0 | Residential | 13953.6+5944.209j | 0 | 0 | 0 | 0 | 0 | [24 empty] | 8104401 | no | no |  |  | no |  | 0 | 0 | 0 | 0 | 0 | 0 |  | 1 | 1 | 1 | 0 | 0 | 0
load_220537057 |  | node_1429090_348_15477565_356 |  | AN | 0 | Other | 0 | 0 | 0 | 0 | 0 | 0 | [24 empty] | 8104401 | no | no |  |  | no |  | 0 | 0 | 0 | 0 | 0 | 0 |  | 1 | 1 | 1 | 0 | 0 | 0
load_220538238 |  | node_1422404_481_15434373_205 |  | AN | 0 | Other | 0 | 0 | 0 | 0 | 0 | 0 | [24 empty] | 8104401 | no | no |  |  | no |  | 0 | 0 | 0 | 0 | 0 | 0 |  | 1 | 1 | 1 | 0 | 0 | 0
load_220538706 |  | node_1417566_058_15428862_745 |  | AN | 0 | Residential | 4845.6+2064.217j | 0 | 0 | 0 | 0 | 0 | [24 empty] | 8104401 | no | no |  |  | no |  | 0 | 0 | 0 | 0 | 0 | 0 |  | 1 | 1 | 1 | 0 | 0 | 0
load_220539664 |  | node_1457482_389_15437050_009 |  | AN | 0 | NonResidential | 1000+425.998j | 0 | 0 | 0 | 0 | 0 | [24 empty] | 8104401 | no | no |  |  | no |  | 0 | 0 | 0 | 0 | 0 | 0 |  | 1 | 1 | 1 | 0 | 0 | 0
load_220541359 |  | node_1402869_726_15423378_161 |  | AN | 0 | Residential | 9597.6+4088.56j | 0 | 0 | 0 | 0 | 0 | [24 empty] | 8104401 | no | no |  |  | no |  | 0 | 0 | 0 | 0 | 0 | 0 |  | 1 | 1 | 1 | 0 | 0 | 0
load_220542273 |  | node_1405340_689_15429257_02 |  | AN | 0 | Other | 0 | 0 | 0 | 0 | 0 | 0 | [24 empty] | 8104401 | no | no |  |  | no |  | 0 | 0 | 0 | 0 | 0 | 0 |  | 1 | 1 | 1 | 0 | 0 | 0
load_220542713 |  | node_1403637_756_15448839_342 |  | AN | 0 | Residential | 619.2+263.778j | 0 | 0 | 0 | 0 | 0 | [24 empty] | 8104401 | no | no |  |  | no |  | 0 | 0 | 0 | 0 | 0 | 0 |  | 1 | 1 | 1 | 0 | 0 | 0
load_220542750 |  | node_1440152_282_15435604_322 |  | AN | 0 | Residential | 8136+3465.921j | 0 | 0 | 0 | 0 | 0 | [24 empty] | 8104401 | no | no |  |  | no |  | 0 | 0 | 0 | 0 | 0 | 0 |  | 1 | 1 | 1 | 0 | 0 | 0
load_220542751 |  | node_1439327_692_15436549_452 |  | AN | 0 | Residential | 1634.4+696.251j | 0 | 0 | 0 | 0 | 0 | [24 empty] | 8104401 | no | no |  |  | no |  | 0 | 0 | 0 | 0 | 0 | 0 |  | 1 | 1 | 1 | 0 | 0 | 0
load_220543542 |  | node_1443817_544_15434310_753 |  | AN | 0 | Residential | 273.6+116.553j | 0 | 0 | 0 | 0 | 0 | [24 empty] | 8104401 | no | no |  |  | no |  | 0 | 0 | 0 | 0 | 0 | 0 |  | 1 | 1 | 1 | 0 | 0 | 0
load_220543961 |  | node_1408121_549_15440794_819 |  | AN | 0 | Other | 0 | 0 | 0 | 0 | 0 | 0 | [24 empty] | 8104401 | no | no |  |  | no |  | 0 | 0 | 0 | 0 | 0 | 0 |  | 1 | 1 | 1 | 0 | 0 | 0
load_220543961-L-1 |  | node_1408121_549_15440794_819 |  | AN | 0 | Other | 0 | 0 | 0 | 0 | 0 | 0 | [24 empty] | 8104401 | no | no |  |  | no |  | 0 | 0 | 0 | 0 | 0 | 0 |  | 1 | 1 | 1 | 0 | 0 | 0
load_220544354 |  | node_1431177_844_15448468_064 |  | AN | 0 | Other | 0 | 0 | 0 | 0 | 0 | 0 | [24 empty] | 8104401 | no | no |  |  | no |  | 0 | 0 | 0 | 0 | 0 | 0 |  | 1 | 1 | 1 | 0 | 0 | 0
load_220546507 |  | node_1407628_508_15434918_271 |  | AN | 0 | Residential | 6861.6+2923.029j | 0 | 0 | 0 | 0 | 0 | [24 empty] | 8104401 | no | no |  |  | no |  | 0 | 0 | 0 | 0 | 0 | 0 |  | 1 | 1 | 1 | 0 | 0 | 0
load_220547205 |  | node_1403136_996_15415717_975 |  | AN | 0 | Residential | 2541.6+1082.717j | 0 | 0 | 0 | 0 | 0 | [24 empty] | 8104401 | no | no |  |  | no |  | 0 | 0 | 0 | 0 | 0 | 0 |  | 1 | 1 | 1 | 0 | 0 | 0
load_220547787 |  | node_1430628_554_15416122_48 |  | AN | 0 | Residential | 6134.4+2613.243j | 0 | 0 | 0 | 0 | 0 | [24 empty] | 8104401 | no | no |  |  | no |  | 0 | 0 | 0 | 0 | 0 | 0 |  | 1 | 1 | 1 | 0 | 0 | 0
load_220551317 |  | node_1399909_35_15415159_115 |  | AN | 0 | Residential | 3844.8+1637.878j | 0 | 0 | 0 | 0 | 0 | [24 empty] | 8104401 | no | no |  |  | no |  | 0 | 0 | 0 | 0 | 0 | 0 |  | 1 | 1 | 1 | 0 | 0 | 0
load_220551572 |  | node_1420193_559_15460035_537 |  | AN | 0 | Residential | 4730.4+2015.142j | 0 | 0 | 0 | 0 | 0 | [24 empty] | 8104401 | no | no |  |  | no |  | 0 | 0 | 0 | 0 | 0 | 0 |  | 1 | 1 | 1 | 0 | 0 | 0
load_220551902 |  | node_1442177_681_15440082_286 |  | AN | 0 | Residential | 12024+5122.203j | 0 | 0 | 0 | 0 | 0 | [24 empty] | 8104401 | no | no |  |  | no |  | 0 | 0 | 0 | 0 | 0 | 0 |  | 1 | 1 | 1 | 0 | 0 | 0
load_220551919 |  | node_1430256_149_15472785_482 |  | AN | 0 | Other | 0 | 0 | 0 | 0 | 0 | 0 | [24 empty] | 8104401 | no | no |  |  | no |  | 0 | 0 | 0 | 0 | 0 | 0 |  | 1 | 1 | 1 | 0 | 0 | 0
load_220556721 |  | node_1430277_499_15425005_971 |  | AN | 0 | Other | 0 | 0 | 0 | 0 | 0 | 0 | [24 empty] | 8104401 | no | no |  |  | no |  | 0 | 0 | 0 | 0 | 0 | 0 |  | 1 | 1 | 1 | 0 | 0 | 0
load_220567539 |  | node_1393192_115_15427712_561 |  | AN | 0 | Residential | 5004+2131.695j | 0 | 0 | 0 | 0 | 0 | [24 empty] | 8104401 | no | no |  |  | no |  | 0 | 0 | 0 | 0 | 0 | 0 |  | 1 | 1 | 1 | 0 | 0 | 0
load_220568897 |  | node_1405952_614_15447793_141 |  | AN | 0 | Residential | 10231.2+4358.473j | 0 | 0 | 0 | 0 | 0 | [24 empty] | 8104401 | no | no |  |  | no |  | 0 | 0 | 0 | 0 | 0 | 0 |  | 1 | 1 | 1 | 0 | 0 | 0
load_220568898 |  | node_1405624_794_15447930_249 |  | AN | 0 | Residential | 7495.2+3192.942j | 0 | 0 | 0 | 0 | 0 | [24 empty] | 8104401 | no | no |  |  | no |  | 0 | 0 | 0 | 0 | 0 | 0 |  | 1 | 1 | 1 | 0 | 0 | 0
load_220569528 |  | node_1435204_572_15466176_282 |  | AN | 0 | Residential | 439.2+187.098j | 0 | 0 | 0 | 0 | 0 | [24 empty] | 8104401 | no | no |  |  | no |  | 0 | 0 | 0 | 0 | 0 | 0 |  | 1 | 1 | 1 | 0 | 0 | 0
load_220570413 |  | node_1402328_159_15431352_794 |  | AN | 0 | Residential | 7221.6+3076.389j | 0 | 0 | 0 | 0 | 0 | [24 empty] | 8104401 | no | no |  |  | no |  | 0 | 0 | 0 | 0 | 0 | 0 |  | 1 | 1 | 1 | 0 | 0 | 0
load_220570432 |  | node_1398863_416_15411778_669 |  | AN | 0 | Residential | 10526.4+4484.228j | 0 | 0 | 0 | 0 | 0 | [24 empty] | 8104401 | no | no |  |  | no |  | 0 | 0 | 0 | 0 | 0 | 0 |  | 1 | 1 | 1 | 0 | 0 | 0
load_220577014 |  | node_1452687_154_15439932_717 |  | AN | 0 | Residential | 640.8+272.98j | 0 | 0 | 0 | 0 | 0 | [24 empty] | 8104401 | no | no |  |  | no |  | 0 | 0 | 0 | 0 | 0 | 0 |  | 1 | 1 | 1 | 0 | 0 | 0
load_220594045 |  | node_1405726_844_15429247_336 |  | AN | 0 | Residential | 12060+5137.538j | 0 | 0 | 0 | 0 | 0 | [24 empty] | 8104401 | no | no |  |  | no |  | 0 | 0 | 0 | 0 | 0 | 0 |  | 1 | 1 | 1 | 0 | 0 | 0
load_220594467 |  | node_1432613_424_15444881_765 |  | AN | 0 | Residential | 1641.6+699.319j | 0 | 0 | 0 | 0 | 0 | [24 empty] | 8104401 | no | no |  |  | no |  | 0 | 0 | 0 | 0 | 0 | 0 |  | 1 | 1 | 1 | 0 | 0 | 0
load_220596196 |  | node_1428404_658_15480759_589 |  | AN | 0 | Residential | 5954.4+2536.564j | 0 | 0 | 0 | 0 | 0 | [24 empty] | 8104401 | no | no |  |  | no |  | 0 | 0 | 0 | 0 | 0 | 0 |  | 1 | 1 | 1 | 0 | 0 | 0
load_220597078 |  | node_1430339_067_15439091_492 |  | AN | 0 | Residential | 0 | 0 | 0 | 0 | 0 | 0 | [24 empty] | 8104401 | no | no |  |  | no |  | 0 | 0 | 0 | 0 | 0 | 0 |  | 1 | 1 | 1 | 0 | 0 | 0
load_220600929 |  | node_1399122_163_15449360_783 |  | AN | 0 | Residential | 2750.4+1171.665j | 0 | 0 | 0 | 0 | 0 | [24 empty] | 8104401 | no | no |  |  | no |  | 0 | 0 | 0 | 0 | 0 | 0 |  | 1 | 1 | 1 | 0 | 0 | 0
load_220603052 |  | node_1434041_326_15431293_289 |  | AN | 0 | Other | 0 | 0 | 0 | 0 | 0 | 0 | [24 empty] | 8104401 | no | no |  |  | no |  | 0 | 0 | 0 | 0 | 0 | 0 |  | 1 | 1 | 1 | 0 | 0 | 0
load_220605820 |  | node_1399758_451_15427474_446 |  | AN | 0 | NonResidential | 100.8+42.941j | 0 | 0 | 0 | 0 | 0 | [24 empty] | 8104401 | no | no |  |  | no |  | 0 | 0 | 0 | 0 | 0 | 0 |  | 1 | 1 | 1 | 0 | 0 | 0
load_220612228 |  | node_1438742_683_15440937_545 |  | AN | 0 | Residential | 0 | 0 | 0 | 0 | 0 | 0 | [24 empty] | 8104401 | no | no |  |  | no |  | 0 | 0 | 0 | 0 | 0 | 0 |  | 1 | 1 | 1 | 0 | 0 | 0
load_220612670 |  | node_1434282_462_15462247_802 |  | AN | 0 | Residential | 146145.6+62257.765j | 0 | 0 | 0 | 0 | 0 | [24 empty] | 8104401 | no | no |  |  | no |  | 0 | 0 | 0 | 0 | 0 | 0 |  | 1 | 1 | 1 | 0 | 0 | 0
load_220615043 |  | node_1412252_846_15433817_301 |  | AN | 0 | Residential | 10281.6+4379.943j | 0 | 0 | 0 | 0 | 0 | [24 empty] | 8104401 | no | no |  |  | no |  | 0 | 0 | 0 | 0 | 0 | 0 |  | 1 | 1 | 1 | 0 | 0 | 0
load_220615698 |  | node_1425948_434_15439794_934 |  | AN | 0 | Residential | 12736.8+5425.854j | 0 | 0 | 0 | 0 | 0 | [24 empty] | 8104401 | no | no |  |  | no |  | 0 | 0 | 0 | 0 | 0 | 0 |  | 1 | 1 | 1 | 0 | 0 | 0
load_220615699 |  | node_1425817_815_15439550_02 |  | AN | 0 | Residential | 8121.6+3459.787j | 0 | 0 | 0 | 0 | 0 | [24 empty] | 8104401 | no | no |  |  | no |  | 0 | 0 | 0 | 0 | 0 | 0 |  | 1 | 1 | 1 | 0 | 0 | 0
load_220616445 |  | node_1429416_634_15477591_73 |  | AN | 0 | Residential | 2584.8+1101.12j | 0 | 0 | 0 | 0 | 0 | [24 empty] | 8104401 | no | no |  |  | no |  | 0 | 0 | 0 | 0 | 0 | 0 |  | 1 | 1 | 1 | 0 | 0 | 0
load_220617540 |  | node_1411552_246_15433892_088 |  | AN | 0 | Residential | 6055.2+2579.504j | 0 | 0 | 0 | 0 | 0 | [24 empty] | 8104401 | no | no |  |  | no |  | 0 | 0 | 0 | 0 | 0 | 0 |  | 1 | 1 | 1 | 0 | 0 | 0
load_220621544 |  | node_1434539_279_15425355_381 |  | AN | 0 | Residential | 17128.8+7296.838j | 0 | 0 | 0 | 0 | 0 | [24 empty] | 8104401 | no | no |  |  | no |  | 0 | 0 | 0 | 0 | 0 | 0 |  | 1 | 1 | 1 | 0 | 0 | 0
load_220623098 |  | node_1423568_737_15466439_785 |  | AN | 0 | Residential | 4312.8+1837.245j | 0 | 0 | 0 | 0 | 0 | [24 empty] | 8104401 | no | no |  |  | no |  | 0 | 0 | 0 | 0 | 0 | 0 |  | 1 | 1 | 1 | 0 | 0 | 0
load_220626576 |  | node_1404785_039_15426745_791 |  | AN | 0 | Residential | 0 | 0 | 0 | 0 | 0 | 0 | [24 empty] | 8104401 | no | no |  |  | no |  | 0 | 0 | 0 | 0 | 0 | 0 |  | 1 | 1 | 1 | 0 | 0 | 0
load_220636601 |  | node_1403278_272_15423338_008 |  | AN | 0 | Residential | 14414.4+6140.509j | 0 | 0 | 0 | 0 | 0 | [24 empty] | 8104401 | no | no |  |  | no |  | 0 | 0 | 0 | 0 | 0 | 0 |  | 1 | 1 | 1 | 0 | 0 | 0
load_220647725 |  | node_1432653_361_15469781_232 |  | AN | 0 | Residential | 9784.8+4168.307j | 0 | 0 | 0 | 0 | 0 | [24 empty] | 8104401 | no | no |  |  | no |  | 0 | 0 | 0 | 0 | 0 | 0 |  | 1 | 1 | 1 | 0 | 0 | 0
load_220647793 |  | node_1437240_069_15460636_86 |  | AN | 0 | Residential | 12441.6+5300.099j | 0 | 0 | 0 | 0 | 0 | [24 empty] | 8104401 | no | no |  |  | no |  | 0 | 0 | 0 | 0 | 0 | 0 |  | 1 | 1 | 1 | 0 | 0 | 0
load_220647890 |  | node_1419762_323_15465255_871 |  | AN | 0 | Residential | 5004+2131.695j | 0 | 0 | 0 | 0 | 0 | [24 empty] | 8104401 | no | no |  |  | no |  | 0 | 0 | 0 | 0 | 0 | 0 |  | 1 | 1 | 1 | 0 | 0 | 0
load_220647985 |  | node_1432278_868_15443185_625 |  | AN | 0 | Residential | 252+107.352j | 0 | 0 | 0 | 0 | 0 | [24 empty] | 8104401 | no | no |  |  | no |  | 0 | 0 | 0 | 0 | 0 | 0 |  | 1 | 1 | 1 | 0 | 0 | 0
load_220648026 |  | node_1427927_42_15410013_457 |  | AN | 0 | Residential | 4816.8+2051.948j | 0 | 0 | 0 | 0 | 0 | [24 empty] | 8104401 | no | no |  |  | no |  | 0 | 0 | 0 | 0 | 0 | 0 |  | 1 | 1 | 1 | 0 | 0 | 0
load_220648100 |  | node_1404049_765_15448529_158 |  | AN | 0 | Residential | 93.6+39.873j | 0 | 0 | 0 | 0 | 0 | [24 empty] | 8104401 | no | no |  |  | no |  | 0 | 0 | 0 | 0 | 0 | 0 |  | 1 | 1 | 1 | 0 | 0 | 0
load_220648127 |  | node_1430079_139_15412502_864 |  | AN | 0 | Residential | 5443.2+2318.793j | 0 | 0 | 0 | 0 | 0 | [24 empty] | 8104401 | no | no |  |  | no |  | 0 | 0 | 0 | 0 | 0 | 0 |  | 1 | 1 | 1 | 0 | 0 | 0
load_220648191 |  | node_1433260_096_15419810_437 |  | AN | 0 | Other | 0 | 0 | 0 | 0 | 0 | 0 | [24 empty] | 8104401 | no | no |  |  | no |  | 0 | 0 | 0 | 0 | 0 | 0 |  | 1 | 1 | 1 | 0 | 0 | 0
load_220648193 |  | node_1437342_35_15434945_164 |  | AN | 0 | Residential | 3578.4+1524.392j | 0 | 0 | 0 | 0 | 0 | [24 empty] | 8104401 | no | no |  |  | no |  | 0 | 0 | 0 | 0 | 0 | 0 |  | 1 | 1 | 1 | 0 | 0 | 0
load_220648232 |  | node_1429198_167_15426664_559 |  | AN | 0 | Residential | 0 | 0 | 0 | 0 | 0 | 0 | [24 empty] | 8104401 | no | no |  |  | no |  | 0 | 0 | 0 | 0 | 0 | 0 |  | 1 | 1 | 1 | 0 | 0 | 0
load_220648291 |  | node_1434861_576_15441164_113 |  | AN | 0 | Residential | 6825.6+2907.693j | 0 | 0 | 0 | 0 | 0 | [24 empty] | 8104401 | no | no |  |  | no |  | 0 | 0 | 0 | 0 | 0 | 0 |  | 1 | 1 | 1 | 0 | 0 | 0
load_220648294 |  | node_1430632_709_15438868_253 |  | AN | 0 | Residential | 986.4+420.205j | 0 | 0 | 0 | 0 | 0 | [24 empty] | 8104401 | no | no |  |  | no |  | 0 | 0 | 0 | 0 | 0 | 0 |  | 1 | 1 | 1 | 0 | 0 | 0
load_220648319 |  | node_1427223_292_15473864_066 |  | AN | 0 | Other | 0 | 0 | 0 | 0 | 0 | 0 | [24 empty] | 8104401 | no | no |  |  | no |  | 0 | 0 | 0 | 0 | 0 | 0 |  | 1 | 1 | 1 | 0 | 0 | 0
load_220648519 |  | node_1411418_216_15449154_564 |  | AN | 0 | Residential | 11160+4754.14j | 0 | 0 | 0 | 0 | 0 | [24 empty] | 8104401 | no | no |  |  | no |  | 0 | 0 | 0 | 0 | 0 | 0 |  | 1 | 1 | 1 | 0 | 0 | 0
load_220648532 |  | node_1439745_389_15473596_287 |  | AN | 0 | Other | 0 | 0 | 0 | 0 | 0 | 0 | [24 empty] | 8104401 | no | no |  |  | no |  | 0 | 0 | 0 | 0 | 0 | 0 |  | 1 | 1 | 1 | 0 | 0 | 0
load_220648593 |  | node_1439746_671_15474240_231 |  | AN | 0 | Other | 0 | 0 | 0 | 0 | 0 | 0 | [24 empty] | 8104401 | no | no |  |  | no |  | 0 | 0 | 0 | 0 | 0 | 0 |  | 1 | 1 | 1 | 0 | 0 | 0
load_220648606 |  | node_1439784_8_15473259_486 |  | AN | 0 | Other | 0 | 0 | 0 | 0 | 0 | 0 | [24 empty] | 8104401 | no | no |  |  | no |  | 0 | 0 | 0 | 0 | 0 | 0 |  | 1 | 1 | 1 | 0 | 0 | 0
load_220648666 |  | node_1442761_044_15436753_266 |  | AN | 0 | Residential | 21.6+9.202j | 0 | 0 | 0 | 0 | 0 | [24 empty] | 8104401 | no | no |  |  | no |  | 0 | 0 | 0 | 0 | 0 | 0 |  | 1 | 1 | 1 | 0 | 0 | 0
load_220649835 |  | node_1402006_606_15413190_382 |  | AN | 0 | Other | 0 | 0 | 0 | 0 | 0 | 0 | [24 empty] | 8104401 | no | no |  |  | no |  | 0 | 0 | 0 | 0 | 0 | 0 |  | 1 | 1 | 1 | 0 | 0 | 0
load_220651153 |  | node_1431121_986_15439099_652 |  | AN | 0 | Residential | 86.4+36.806j | 0 | 0 | 0 | 0 | 0 | [24 empty] | 8104401 | no | no |  |  | no |  | 0 | 0 | 0 | 0 | 0 | 0 |  | 1 | 1 | 1 | 0 | 0 | 0
load_220655118 |  | node_1413721_092_15427847_117 |  | AN | 0 | Residential | 0 | 0 | 0 | 0 | 0 | 0 | [24 empty] | 8104401 | no | no |  |  | no |  | 0 | 0 | 0 | 0 | 0 | 0 |  | 1 | 1 | 1 | 0 | 0 | 0
load_220657698 |  | node_1402431_931_15411983_235 |  | AN | 0 | Other | 0 | 0 | 0 | 0 | 0 | 0 | [24 empty] | 8104401 | no | no |  |  | no |  | 0 | 0 | 0 | 0 | 0 | 0 |  | 1 | 1 | 1 | 0 | 0 | 0
load_310002001 |  | node_1428846_357_15431301_082 |  | AN | 0 | Residential | 0 | 0 | 0 | 0 | 0 | 0 | [24 empty] | 8104401 | no | no |  |  | no |  | 0 | 0 | 0 | 0 | 0 | 0 |  | 1 | 1 | 1 | 0 | 0 | 0
load_310005631 |  | node_1408213_091_15434184_897 |  | AN | 0 | Residential | 208.8+88.948j | 0 | 0 | 0 | 0 | 0 | [24 empty] | 8104401 | no | no |  |  | no |  | 0 | 0 | 0 | 0 | 0 | 0 |  | 1 | 1 | 1 | 0 | 0 | 0
load_310005631-L1-1 |  | node_1408213_091_15434184_897 |  | AN | 0 | Other | 0 | 0 | 0 | 0 | 0 | 0 | [24 empty] | 8104401 | no | no |  |  | no |  | 0 | 0 | 0 | 0 | 0 | 0 |  | 1 | 1 | 1 | 0 | 0 | 0
load_310005632 |  | node_1408332_48_15432434_777 |  | AN | 0 | Residential | 8452.8+3600.878j | 0 | 0 | 0 | 0 | 0 | [24 empty] | 8104401 | no | no |  |  | no |  | 0 | 0 | 0 | 0 | 0 | 0 |  | 1 | 1 | 1 | 0 | 0 | 0
load_310005633 |  | node_1400593_863_15428272_632 |  | AN | 0 | Other | 0 | 0 | 0 | 0 | 0 | 0 | [24 empty] | 8104401 | no | no |  |  | no |  | 0 | 0 | 0 | 0 | 0 | 0 |  | 1 | 1 | 1 | 0 | 0 | 0
load_310006825 |  | node_1404521_252_15426827_892 |  | AN | 0 | Residential | 576+245.375j | 0 | 0 | 0 | 0 | 0 | [24 empty] | 8104401 | no | no |  |  | no |  | 0 | 0 | 0 | 0 | 0 | 0 |  | 1 | 1 | 1 | 0 | 0 | 0
load_310006944 |  | node_1433362_139_15429044_299 |  | AN | 0 | Residential | 2966.4+1263.681j | 0 | 0 | 0 | 0 | 0 | [24 empty] | 8104401 | no | no |  |  | no |  | 0 | 0 | 0 | 0 | 0 | 0 |  | 1 | 1 | 1 | 0 | 0 | 0
load_310006953 |  | node_1412512_918_15433560_57 |  | AN | 0 | Residential | 1447.2+616.505j | 0 | 0 | 0 | 0 | 0 | [24 empty] | 8104401 | no | no |  |  | no |  | 0 | 0 | 0 | 0 | 0 | 0 |  | 1 | 1 | 1 | 0 | 0 | 0
load_310008025 |  | node_1416520_436_15431116_129 |  | AN | 0 | Residential | 5918.4+2521.228j | 0 | 0 | 0 | 0 | 0 | [24 empty] | 8104401 | no | no |  |  | no |  | 0 | 0 | 0 | 0 | 0 | 0 |  | 1 | 1 | 1 | 0 | 0 | 0
load_310008027 |  | node_1433778_224_15470528_033 |  | AN | 0 | Residential | 2433.6+1036.709j | 0 | 0 | 0 | 0 | 0 | [24 empty] | 8104401 | no | no |  |  | no |  | 0 | 0 | 0 | 0 | 0 | 0 |  | 1 | 1 | 1 | 0 | 0 | 0
load_310008054 |  | node_1429925_209_15473018_148 |  | AN | 0 | Residential | 5378.4+2291.189j | 0 | 0 | 0 | 0 | 0 | [24 empty] | 8104401 | no | no |  |  | no |  | 0 | 0 | 0 | 0 | 0 | 0 |  | 1 | 1 | 1 | 0 | 0 | 0
load_310008483 |  | node_1410903_341_15436246_651 |  | AN | 0 | Residential | 7178.4+3057.986j | 0 | 0 | 0 | 0 | 0 | [24 empty] | 8104401 | no | no |  |  | no |  | 0 | 0 | 0 | 0 | 0 | 0 |  | 1 | 1 | 1 | 0 | 0 | 0
load_310008497 |  | node_1437919_916_15440031_773 |  | AN | 0 | Residential | 5536.8+2358.667j | 0 | 0 | 0 | 0 | 0 | [24 empty] | 8104401 | no | no |  |  | no |  | 0 | 0 | 0 | 0 | 0 | 0 |  | 1 | 1 | 1 | 0 | 0 | 0
load_310008511 |  | node_1435106_718_15474372_233 |  | AN | 0 | Residential | 5061.6+2156.233j | 0 | 0 | 0 | 0 | 0 | [24 empty] | 8104401 | no | no |  |  | no |  | 0 | 0 | 0 | 0 | 0 | 0 |  | 1 | 1 | 1 | 0 | 0 | 0
load_310008574 |  | node_1404609_627_15428744_802 |  | AN | 0 | Residential | 2152.8+917.089j | 0 | 0 | 0 | 0 | 0 | [24 empty] | 8104401 | no | no |  |  | no |  | 0 | 0 | 0 | 0 | 0 | 0 |  | 1 | 1 | 1 | 0 | 0 | 0
load_310010833 |  | node_1393791_74_15428320_269 |  | AN | 0 | Residential | 4500+1916.992j | 0 | 0 | 0 | 0 | 0 | [24 empty] | 8104401 | no | no |  |  | no |  | 0 | 0 | 0 | 0 | 0 | 0 |  | 1 | 1 | 1 | 0 | 0 | 0
load_310012682 |  | node_1438680_411_15474919_467 |  | AN | 0 | NonResidential | 43.2+18.403j | 0 | 0 | 0 | 0 | 0 | [24 empty] | 8104401 | no | no |  |  | no |  | 0 | 0 | 0 | 0 | 0 | 0 |  | 1 | 1 | 1 | 0 | 0 | 0
load_310017213 |  | node_1434162_722_15425651_629 |  | AN | 0 | Residential | 18748.8+7986.955j | 0 | 0 | 0 | 0 | 0 | [24 empty] | 8104401 | no | no |  |  | no |  | 0 | 0 | 0 | 0 | 0 | 0 |  | 1 | 1 | 1 | 0 | 0 | 0
load_310022369 |  | node_1401186_985_15425101_765 |  | AN | 0 | Residential | 86.4+36.806j | 0 | 0 | 0 | 0 | 0 | [24 empty] | 8104401 | no | no |  |  | no |  | 0 | 0 | 0 | 0 | 0 | 0 |  | 1 | 1 | 1 | 0 | 0 | 0
load_310027999 |  | node_1438423_768_15460654_974 |  | AN | 0 | Residential | 11311.2+4818.551j | 0 | 0 | 0 | 0 | 0 | [24 empty] | 8104401 | no | no |  |  | no |  | 0 | 0 | 0 | 0 | 0 | 0 |  | 1 | 1 | 1 | 0 | 0 | 0
load_310049333 |  | node_1427090_564_15485340_529 |  | BN | 0 | Residential | 0 | 1598.4+680.916j | 0 | 0 | 0 | 0 | [24 empty] | 8104401 | no | no |  |  | no |  | 0 | 0 | 0 | 0 | 0 | 0 |  | 1 | 1 | 1 | 0 | 0 | 0
load_310049334 |  | node_1427097_068_15485321_839 |  | CN | 0 | Residential | 0 | 0 | 1598.4+680.916j | 0 | 0 | 0 | [24 empty] | 8104401 | no | no |  |  | no |  | 0 | 0 | 0 | 0 | 0 | 0 |  | 1 | 1 | 1 | 0 | 0 | 0
load_310059078 |  | node_1435222_256_15475144_26 |  | AN | 0 | Residential | 1065.6+453.944j | 0 | 0 | 0 | 0 | 0 | [24 empty] | 8104401 | no | no |  |  | no |  | 0 | 0 | 0 | 0 | 0 | 0 |  | 1 | 1 | 1 | 0 | 0 | 0
load_310059079 |  | node_1431826_97_15474328_814 |  | AN | 0 | Residential | 259.2+110.419j | 0 | 0 | 0 | 0 | 0 | [24 empty] | 8104401 | no | no |  |  | no |  | 0 | 0 | 0 | 0 | 0 | 0 |  | 1 | 1 | 1 | 0 | 0 | 0
load_310059782 |  | node_1412914_947_15432692_406 |  | AN | 0 | Other | 0 | 0 | 0 | 0 | 0 | 0 | [24 empty] | 8104401 | no | no |  |  | no |  | 0 | 0 | 0 | 0 | 0 | 0 |  | 1 | 1 | 1 | 0 | 0 | 0
load_310060734 |  | node_1422330_587_15435447_424 |  | AN | 0 | Residential | 10173.6+4333.935j | 0 | 0 | 0 | 0 | 0 | [24 empty] | 8104401 | no | no |  |  | no |  | 0 | 0 | 0 | 0 | 0 | 0 |  | 1 | 1 | 1 | 0 | 0 | 0
load_310060735 |  | node_1418387_823_15435950_562 |  | AN | 0 | Residential | 13384.8+5701.901j | 0 | 0 | 0 | 0 | 0 | [24 empty] | 8104401 | no | no |  |  | no |  | 0 | 0 | 0 | 0 | 0 | 0 |  | 1 | 1 | 1 | 0 | 0 | 0
load_310060737 |  | node_1429127_176_15478256_05 |  | AN | 0 | NonResidential | 2800.8+1193.136j | 0 | 0 | 0 | 0 | 0 | [24 empty] | 8104401 | no | no |  |  | no |  | 0 | 0 | 0 | 0 | 0 | 0 |  | 1 | 1 | 1 | 0 | 0 | 0
load_310064637 |  | node_1405746_488_15448237_393 |  | AN | 0 | Residential | 7588.8+3232.815j | 0 | 0 | 0 | 0 | 0 | [24 empty] | 8104401 | no | no |  |  | no |  | 0 | 0 | 0 | 0 | 0 | 0 |  | 1 | 1 | 1 | 0 | 0 | 0
load_310064718 |  | node_1433639_216_15464212_354 |  | AN | 0 | Residential | 4464+1901.656j | 0 | 0 | 0 | 0 | 0 | [24 empty] | 8104401 | no | no |  |  | no |  | 0 | 0 | 0 | 0 | 0 | 0 |  | 1 | 1 | 1 | 0 | 0 | 0
load_310065023 |  | node_1436556_379_15427096_573 |  | AN | 0 | Residential | 21.6+9.202j | 0 | 0 | 0 | 0 | 0 | [24 empty] | 8104401 | no | no |  |  | no |  | 0 | 0 | 0 | 0 | 0 | 0 |  | 1 | 1 | 1 | 0 | 0 | 0
load_311846356 |  | node_1435759_992_15473987_094 |  | AN | 0 | Other | 0 | 0 | 0 | 0 | 0 | 0 | [24 empty] | 8104401 | no | no |  |  | no |  | 0 | 0 | 0 | 0 | 0 | 0 |  | 1 | 1 | 1 | 0 | 0 | 0
load_311857729 |  | node_1419815_917_15463914_299 |  | AN | 0 | Residential | 17870.4+7612.759j | 0 | 0 | 0 | 0 | 0 | [24 empty] | 8104401 | no | no |  |  | no |  | 0 | 0 | 0 | 0 | 0 | 0 |  | 1 | 1 | 1 | 0 | 0 | 0
load_311901545 |  | node_1423454_364_15464781_114 |  | AN | 0 | NonResidential | 2649.6+1128.725j | 0 | 0 | 0 | 0 | 0 | [24 empty] | 8104401 | no | no |  |  | no |  | 0 | 0 | 0 | 0 | 0 | 0 |  | 1 | 1 | 1 | 0 | 0 | 0
load_311902665 |  | node_1438435_811_15460323_885 |  | AN | 0 | Other | 0 | 0 | 0 | 0 | 0 | 0 | [24 empty] | 8104401 | no | no |  |  | no |  | 0 | 0 | 0 | 0 | 0 | 0 |  | 1 | 1 | 1 | 0 | 0 | 0
load_311903956 |  | node_1431190_795_15416527_364 |  | AN | 0 | Residential | 2865.6+1220.74j | 0 | 0 | 0 | 0 | 0 | [24 empty] | 8104401 | no | no |  |  | no |  | 0 | 0 | 0 | 0 | 0 | 0 |  | 1 | 1 | 1 | 0 | 0 | 0
load_311904768 |  | node_1408360_684_15435228_824 |  | AN | 0 | Residential | 19087.2+8131.113j | 0 | 0 | 0 | 0 | 0 | [24 empty] | 8104401 | no | no |  |  | no |  | 0 | 0 | 0 | 0 | 0 | 0 |  | 1 | 1 | 1 | 0 | 0 | 0
load_311913818 |  | node_1419609_634_15465494_824 |  | AN | 0 | Residential | 57.6+24.537j | 0 | 0 | 0 | 0 | 0 | [24 empty] | 8104401 | no | no |  |  | no |  | 0 | 0 | 0 | 0 | 0 | 0 |  | 1 | 1 | 1 | 0 | 0 | 0
load_311919130 |  | node_1437412_892_15433189_897 |  | AN | 0 | Residential | 165.6+70.545j | 0 | 0 | 0 | 0 | 0 | [24 empty] | 8104401 | no | no |  |  | no |  | 0 | 0 | 0 | 0 | 0 | 0 |  | 1 | 1 | 1 | 0 | 0 | 0
load_311919262 |  | node_1425009_199_15459431_231 |  | AN | 0 | Other | 0 | 0 | 0 | 0 | 0 | 0 | [24 empty] | 8104401 | no | no |  |  | no |  | 0 | 0 | 0 | 0 | 0 | 0 |  | 1 | 1 | 1 | 0 | 0 | 0
load_311923078 |  | node_1433093_349_15445743_785 |  | AN | 0 | Other | 0 | 0 | 0 | 0 | 0 | 0 | [24 empty] | 8104401 | no | no |  |  | no |  | 0 | 0 | 0 | 0 | 0 | 0 |  | 1 | 1 | 1 | 0 | 0 | 0
load_311929019 |  | node_1433201_297_15433785_394 |  | AN | 0 | Other | 0 | 0 | 0 | 0 | 0 | 0 | [24 empty] | 8104401 | no | no |  |  | no |  | 0 | 0 | 0 | 0 | 0 | 0 |  | 1 | 1 | 1 | 0 | 0 | 0
load_311982771 |  | node_1402090_045_15423271_444 |  | AN | 0 | Residential | 14803.2+6306.137j | 0 | 0 | 0 | 0 | 0 | [24 empty] | 8104401 | no | no |  |  | no |  | 0 | 0 | 0 | 0 | 0 | 0 |  | 1 | 1 | 1 | 0 | 0 | 0
load_311988630 |  | node_1433017_233_15432770_964 |  | AN | 0 | Other | 0 | 0 | 0 | 0 | 0 | 0 | [24 empty] | 8104401 | no | no |  |  | no |  | 0 | 0 | 0 | 0 | 0 | 0 |  | 1 | 1 | 1 | 0 | 0 | 0
load_311988946 |  | node_1433881_704_15424975_832 |  | AN | 0 | Residential | 9244.8+3938.268j | 0 | 0 | 0 | 0 | 0 | [24 empty] | 8104401 | no | no |  |  | no |  | 0 | 0 | 0 | 0 | 0 | 0 |  | 1 | 1 | 1 | 0 | 0 | 0
load_311990388 |  | node_1460931_868_15432797_753 |  | AN | 0 | Residential | 4860+2070.351j | 0 | 0 | 0 | 0 | 0 | [24 empty] | 8104401 | no | no |  |  | no |  | 0 | 0 | 0 | 0 | 0 | 0 |  | 1 | 1 | 1 | 0 | 0 | 0
load_311993481 |  | node_1439414_719_15427987_482 |  | AN | 0 | Other | 0 | 0 | 0 | 0 | 0 | 0 | [24 empty] | 8104401 | no | no |  |  | no |  | 0 | 0 | 0 | 0 | 0 | 0 |  | 1 | 1 | 1 | 0 | 0 | 0
load_312003320 |  | node_1433290_784_15470274_679 |  | AN | 0 | Residential | 3592.8+1530.526j | 0 | 0 | 0 | 0 | 0 | [24 empty] | 8104401 | no | no |  |  | no |  | 0 | 0 | 0 | 0 | 0 | 0 |  | 1 | 1 | 1 | 0 | 0 | 0
load_312005663 |  | node_1423523_409_15466954_164 |  | AN | 0 | Other | 0 | 0 | 0 | 0 | 0 | 0 | [24 empty] | 8104401 | no | no |  |  | no |  | 0 | 0 | 0 | 0 | 0 | 0 |  | 1 | 1 | 1 | 0 | 0 | 0
load_312011277 |  | node_1431916_542_15417212_964 |  | AN | 0 | NonResidential | 17474.4+7444.063j | 0 | 0 | 0 | 0 | 0 | [24 empty] | 8104401 | no | no |  |  | no |  | 0 | 0 | 0 | 0 | 0 | 0 |  | 1 | 1 | 1 | 0 | 0 | 0
load_312017301 |  | node_1401700_88_15423422_042 |  | AN | 0 | Other | 0 | 0 | 0 | 0 | 0 | 0 | [24 empty] | 8104401 | no | no |  |  | no |  | 0 | 0 | 0 | 0 | 0 | 0 |  | 1 | 1 | 1 | 0 | 0 | 0
load_312020934 |  | node_1405155_108_15428716_956 |  | AN | 0 | Residential | 10684.8+4551.706j | 0 | 0 | 0 | 0 | 0 | [24 empty] | 8104401 | no | no |  |  | no |  | 0 | 0 | 0 | 0 | 0 | 0 |  | 1 | 1 | 1 | 0 | 0 | 0
load_312024065 |  | node_1402599_076_15423041_485 |  | AN | 0 | Residential | 15746.4+6707.938j | 0 | 0 | 0 | 0 | 0 | [24 empty] | 8104401 | no | no |  |  | no |  | 0 | 0 | 0 | 0 | 0 | 0 |  | 1 | 1 | 1 | 0 | 0 | 0
load_312033138 |  | node_1424367_304_15437295_426 |  | AN | 0 | NonResidential | 950.4+404.869j | 0 | 0 | 0 | 0 | 0 | [24 empty] | 8104401 | no | no |  |  | no |  | 0 | 0 | 0 | 0 | 0 | 0 |  | 1 | 1 | 1 | 0 | 0 | 0
load_312035501 |  | node_1440166_696_15477823_913 |  | AN | 0 | Residential | 3211.2+1367.965j | 0 | 0 | 0 | 0 | 0 | [24 empty] | 8104401 | no | no |  |  | no |  | 0 | 0 | 0 | 0 | 0 | 0 |  | 1 | 1 | 1 | 0 | 0 | 0
load_312053325 |  | node_1403356_21_15433456_248 |  | AN | 0 | Residential | 0 | 0 | 0 | 0 | 0 | 0 | [24 empty] | 8104401 | no | no |  |  | no |  | 0 | 0 | 0 | 0 | 0 | 0 |  | 1 | 1 | 1 | 0 | 0 | 0
load_312053842 |  | node_1402838_387_15432338_132 |  | AN | 0 | Other | 0 | 0 | 0 | 0 | 0 | 0 | [24 empty] | 8104401 | no | no |  |  | no |  | 0 | 0 | 0 | 0 | 0 | 0 |  | 1 | 1 | 1 | 0 | 0 | 0
load_312075172 |  | node_1425135_367_15461701_298 |  | AN | 0 | Residential | 3607.2+1536.661j | 0 | 0 | 0 | 0 | 0 | [24 empty] | 8104401 | no | no |  |  | no |  | 0 | 0 | 0 | 0 | 0 | 0 |  | 1 | 1 | 1 | 0 | 0 | 0
load_312078181 |  | node_1428780_251_15451493_327 |  | AN | 0 | Residential | 6955.2+2962.903j | 0 | 0 | 0 | 0 | 0 | [24 empty] | 8104401 | no | no |  |  | no |  | 0 | 0 | 0 | 0 | 0 | 0 |  | 1 | 1 | 1 | 0 | 0 | 0
load_312080163 |  | node_1403008_843_15435011_718 |  | AN | 0 | Residential | 9648+4110.031j | 0 | 0 | 0 | 0 | 0 | [24 empty] | 8104401 | no | no |  |  | no |  | 0 | 0 | 0 | 0 | 0 | 0 |  | 1 | 1 | 1 | 0 | 0 | 0
load_312085775 |  | node_1403507_697_15416696_599 |  | AN | 0 | Residential | 12621.6+5376.779j | 0 | 0 | 0 | 0 | 0 | [24 empty] | 8104401 | no | no |  |  | no |  | 0 | 0 | 0 | 0 | 0 | 0 |  | 1 | 1 | 1 | 0 | 0 | 0
load_312086607 |  | node_1429122_285_15428204_329 |  | AN | 0 | Other | 0 | 0 | 0 | 0 | 0 | 0 | [24 empty] | 8104401 | no | no |  |  | no |  | 0 | 0 | 0 | 0 | 0 | 0 |  | 1 | 1 | 1 | 0 | 0 | 0
load_312092477 |  | node_1402398_732_15423993_839 |  | AN | 0 | Other | 0 | 0 | 0 | 0 | 0 | 0 | [24 empty] | 8104401 | no | no |  |  | no |  | 0 | 0 | 0 | 0 | 0 | 0 |  | 1 | 1 | 1 | 0 | 0 | 0
load_312092477-L-1 |  | node_1402398_732_15423993_839 |  | AN | 0 | Residential | 0 | 0 | 0 | 0 | 0 | 0 | [24 empty] | 8104401 | no | no |  |  | no |  | 0 | 0 | 0 | 0 | 0 | 0 |  | 1 | 1 | 1 | 0 | 0 | 0
load_312101874 |  | node_1434249_818_15462687_614 |  | AN | 0 | Other | 0 | 0 | 0 | 0 | 0 | 0 | [24 empty] | 8104401 | no | no |  |  | no |  | 0 | 0 | 0 | 0 | 0 | 0 |  | 1 | 1 | 1 | 0 | 0 | 0
load_312105100 |  | node_1391521_037_15426076_829 |  | AN | 0 | Other | 0 | 0 | 0 | 0 | 0 | 0 | [24 empty] | 8104401 | no | no |  |  | no |  | 0 | 0 | 0 | 0 | 0 | 0 |  | 1 | 1 | 1 | 0 | 0 | 0
load_312105101 |  | node_1391534_348_15426098_25 |  | BN | 0 | Other | 0 | 0 | 0 | 0 | 0 | 0 | [24 empty] | 8104401 | no | no |  |  | no |  | 0 | 0 | 0 | 0 | 0 | 0 |  | 1 | 1 | 1 | 0 | 0 | 0
load_312105102 |  | node_1391541_065_15426125_702 |  | CN | 0 | Other | 0 | 0 | 0 | 0 | 0 | 0 | [24 empty] | 8104401 | no | no |  |  | no |  | 0 | 0 | 0 | 0 | 0 | 0 |  | 1 | 1 | 1 | 0 | 0 | 0
load_312111924 |  | node_1398730_275_15414996_576 |  | AN | 0 | Other | 0 | 0 | 0 | 0 | 0 | 0 | [24 empty] | 8104401 | no | no |  |  | no |  | 0 | 0 | 0 | 0 | 0 | 0 |  | 1 | 1 | 1 | 0 | 0 | 0
load_312118776 |  | node_1433353_946_15424956_831 |  | AN | 0 | Other | 0 | 0 | 0 | 0 | 0 | 0 | [24 empty] | 8104401 | no | no |  |  | no |  | 0 | 0 | 0 | 0 | 0 | 0 |  | 1 | 1 | 1 | 0 | 0 | 0
load_312120285 |  | node_1401005_293_15425029_08 |  | AN | 0 | Other | 0 | 0 | 0 | 0 | 0 | 0 | [24 empty] | 8104401 | no | no |  |  | no |  | 0 | 0 | 0 | 0 | 0 | 0 |  | 1 | 1 | 1 | 0 | 0 | 0
load_312121415 |  | node_1443818_3_15433271_531 |  | AN | 0 | Other | 0 | 0 | 0 | 0 | 0 | 0 | [24 empty] | 8104401 | no | no |  |  | no |  | 0 | 0 | 0 | 0 | 0 | 0 |  | 1 | 1 | 1 | 0 | 0 | 0
load_312142359 |  | node_1433200_462_15436649_032 |  | AN | 0 | Other | 0 | 0 | 0 | 0 | 0 | 0 | [24 empty] | 8104401 | no | no |  |  | no |  | 0 | 0 | 0 | 0 | 0 | 0 |  | 1 | 1 | 1 | 0 | 0 | 0
load_312142366 |  | node_1438048_717_15436017_977 |  | AN | 0 | Other | 0 | 0 | 0 | 0 | 0 | 0 | [24 empty] | 8104401 | no | no |  |  | no |  | 0 | 0 | 0 | 0 | 0 | 0 |  | 1 | 1 | 1 | 0 | 0 | 0
load_312159398 |  | node_1432142_672_15451765_999 |  | AN | 0 | Other | 0 | 0 | 0 | 0 | 0 | 0 | [24 empty] | 8104401 | no | no |  |  | no |  | 0 | 0 | 0 | 0 | 0 | 0 |  | 1 | 1 | 1 | 0 | 0 | 0

## node
data_type | static
owner_type | feeder
owner | 8104401
object | node
name | groupid | parent | bustype | phases | nominal_voltage | dcircuit | selected | monitored | monitored_fields | class_monitored_fields | played | played_fields | subsystem | x | y | comments | dist_to_slack
node_423X4-220557333 |  |  | PQ | ABCN | 19918.584 | 8104401 | no | no |  |  | no |  |  | 1400802.372 | 15428462.377 |  | -1
node_1391521_037_15426076_829 |  |  | PQ | ABCN | 19918.584 | 8104401 | no | no |  |  | no |  |  | 1391521.037 | 15426076.829 |  | -1
node_1391534_348_15426098_25 |  |  | PQ | ABCN | 19918.584 | 8104401 | no | no |  |  | no |  |  | 1391534.348 | 15426098.25 |  | -1
node_1391541_065_15426125_702 |  |  | PQ | ABCN | 19918.584 | 8104401 | no | no |  |  | no |  |  | 1391541.065 | 15426125.702 |  | -1
node_1391556_38_15428139_301 |  |  | PQ | AN | 19918.584 | 8104401 | no | no |  |  | no |  |  | 1391556.38 | 15428139.301 |  | -1
node_1391737_863_15426337_012 |  |  | PQ | AN | 19918.584 | 8104401 | no | no |  |  | no |  |  | 1391737.863 | 15426337.012 |  | -1
node_1393065_102_15417216_264 |  |  | PQ | AN | 2771.281 | 8104401 | no | no |  |  | no |  |  | 1393065.102 | 15417216.264 |  | -1
node_1393192_115_15427712_561 |  |  | PQ | AN | 19918.584 | 8104401 | no | no |  |  | no |  |  | 1393192.115 | 15427712.561 |  | -1
node_1393222_457_15418682_054 |  |  | PQ | AN | 7199.558 | 8104401 | no | no |  |  | no |  |  | 1393222.457 | 15418682.054 |  | -1
node_1393280_013_15418151_059 |  |  | PQ | AN | 2771.281 | 8104401 | no | no |  |  | no |  |  | 1393280.013 | 15418151.059 |  | -1
node_1393331_762_15417811_651 |  |  | PQ | AN | 2771.281 | 8104401 | no | no |  |  | no |  |  | 1393331.762 | 15417811.651 |  | -1
node_1393493_999_15418325_546 |  |  | PQ | AN | 2771.281 | 8104401 | no | no |  |  | no |  |  | 1393493.999 | 15418325.546 |  | -1
node_1393518_787_15418826_352 |  |  | PQ | AN | 2771.281 | 8104401 | no | no |  |  | no |  |  | 1393518.787 | 15418826.352 |  | -1
node_1393576_473_15428287_274 |  |  | PQ | AN | 19918.584 | 8104401 | no | no |  |  | no |  |  | 1393576.473 | 15428287.274 |  | -1
node_1393581_896_15418996_529 |  |  | PQ | AN | 2771.281 | 8104401 | no | no |  |  | no |  |  | 1393581.896 | 15418996.529 |  | -1
node_1393785_367_15418312_689 |  |  | PQ | AN | 2771.281 | 8104401 | no | no |  |  | no |  |  | 1393785.367 | 15418312.689 |  | -1
node_1393791_74_15428320_269 |  |  | PQ | AN | 19918.584 | 8104401 | no | no |  |  | no |  |  | 1393791.74 | 15428320.269 |  | -1
node_1393798_573_15411206_981 |  |  | PQ | AN | 2771.281 | 8104401 | no | no |  |  | no |  |  | 1393798.573 | 15411206.981 |  | -1
node_1393862_554_15419840_214 |  |  | PQ | AN | 2771.281 | 8104401 | no | no |  |  | no |  |  | 1393862.554 | 15419840.214 |  | -1
node_1393927_024_15427265_359 |  |  | PQ | AN | 19918.584 | 8104401 | no | no |  |  | no |  |  | 1393927.024 | 15427265.359 |  | -1
node_1394004_213_15420268_374 |  |  | PQ | AN | 2771.281 | 8104401 | no | no |  |  | no |  |  | 1394004.213 | 15420268.374 |  | -1
node_1394016_843_15428592_451 |  |  | PQ | AN | 19918.584 | 8104401 | no | no |  |  | no |  |  | 1394016.843 | 15428592.451 |  | -1
node_1394069_381_15428285_603 |  |  | PQ | AN | 19918.584 | 8104401 | no | no |  |  | no |  |  | 1394069.381 | 15428285.603 |  | -1
node_1394085_939_15418157_635 |  |  | PQ | AN | 2771.281 | 8104401 | no | no |  |  | no |  |  | 1394085.939 | 15418157.635 |  | -1
node_1394102_994_15427750_474 |  |  | PQ | AN | 19918.584 | 8104401 | no | no |  |  | no |  |  | 1394102.994 | 15427750.474 |  | -1
node_1394195_858_15411423_307 |  |  | PQ | AN | 2771.281 | 8104401 | no | no |  |  | no |  |  | 1394195.858 | 15411423.307 |  | -1
node_1394269_501_15427359_641 |  |  | PQ | ABCN | 19918.584 | 8104401 | no | no |  |  | no |  |  | 1394269.501 | 15427359.641 |  | -1
node_1394357_436_15429215_452 |  |  | PQ | AN | 2771.281 | 8104401 | no | no |  |  | no |  |  | 1394357.436 | 15429215.452 |  | -1
node_1394384_024_15426655_327 |  |  | PQ | AN | 2771.281 | 8104401 | no | no |  |  | no |  |  | 1394384.024 | 15426655.327 |  | -1
node_1394416_392_15428482_562 |  |  | PQ | AN | 2771.281 | 8104401 | no | no |  |  | no |  |  | 1394416.392 | 15428482.562 |  | -1
node_1394438_076_15428174_005 |  |  | PQ | AN | 2771.281 | 8104401 | no | no |  |  | no |  |  | 1394438.076 | 15428174.005 |  | -1
node_1394452_851_15427944_031 |  |  | PQ | AN | 2771.281 | 8104401 | no | no |  |  | no |  |  | 1394452.851 | 15427944.031 |  | -1
node_1394463_328_15427760_946 |  |  | PQ | AN | 2771.281 | 8104401 | no | no |  |  | no |  |  | 1394463.328 | 15427760.946 |  | -1
node_1394505_213_15411587_712 |  |  | PQ | AN | 2771.281 | 8104401 | no | no |  |  | no |  |  | 1394505.213 | 15411587.712 |  | -1
node_1394508_254_15433797_466 |  |  | PQ | AN | 2771.281 | 8104401 | no | no |  |  | no |  |  | 1394508.254 | 15433797.466 |  | -1
node_1394508_454_15426865_965 |  |  | PQ | AN | 2771.281 | 8104401 | no | no |  |  | no |  |  | 1394508.454 | 15426865.965 |  | -1
node_1394535_187_15427096_951 |  |  | PQ | AN | 2771.281 | 8104401 | no | no |  |  | no |  |  | 1394535.187 | 15427096.951 |  | -1
node_1394539_635_15422302_62 |  |  | PQ | AN | 2771.281 | 8104401 | no | no |  |  | no |  |  | 1394539.635 | 15422302.62 |  | -1
node_1394556_055_15434097_63 |  |  | PQ | AN | 2771.281 | 8104401 | no | no |  |  | no |  |  | 1394556.055 | 15434097.63 |  | -1
node_1394574_407_15425817_192 |  |  | PQ | AN | 2771.281 | 8104401 | no | no |  |  | no |  |  | 1394574.407 | 15425817.192 |  | -1
node_1394615_695_15425582_322 |  |  | PQ | AN | 2771.281 | 8104401 | no | no |  |  | no |  |  | 1394615.695 | 15425582.322 |  | -1
node_1394651_207_15425341_365 |  |  | PQ | AN | 2771.281 | 8104401 | no | no |  |  | no |  |  | 1394651.207 | 15425341.365 |  | -1
node_1394675_099_15423476_388 |  |  | PQ | AN | 2771.281 | 8104401 | no | no |  |  | no |  |  | 1394675.099 | 15423476.388 |  | -1
node_1394771_417_15427379_464 |  |  | PQ | ABCN | 19918.584 | 8104401 | no | no |  |  | no |  |  | 1394771.417 | 15427379.464 |  | -1
node_1394848_557_15411697_578 |  |  | PQ | AN | 2771.281 | 8104401 | no | no |  |  | no |  |  | 1394848.557 | 15411697.578 |  | -1
node_1394866_562_15427234_12 |  |  | PQ | AN | 19918.584 | 8104401 | no | no |  |  | no |  |  | 1394866.562 | 15427234.12 |  | -1
node_1394944_211_15412191_695 |  |  | PQ | AN | 2771.281 | 8104401 | no | no |  |  | no |  |  | 1394944.211 | 15412191.695 |  | -1
node_1395196_392_15427484_724 |  |  | PQ | ABCN | 19918.584 | 8104401 | no | no |  |  | no |  |  | 1395196.392 | 15427484.724 |  | -1
node_1395212_24_15411874_019 |  |  | PQ | AN | 2771.281 | 8104401 | no | no |  |  | no |  |  | 1395212.24 | 15411874.019 |  | -1
node_1395517_371_15427369_313 |  |  | PQ | ABCN | 19918.584 | 8104401 | no | no |  |  | no |  |  | 1395517.371 | 15427369.313 |  | -1
node_1395673_943_15412398_176 |  |  | PQ | AN | 2771.281 | 8104401 | no | no |  |  | no |  |  | 1395673.943 | 15412398.176 |  | -1
node_1395837_758_15427452_348 |  |  | PQ | ABCN | 19918.584 | 8104401 | no | no |  |  | no |  |  | 1395837.758 | 15427452.348 |  | -1
node_1396048_371_15438414_53 |  |  | PQ | AN | 2771.281 | 8104401 | no | no |  |  | no |  |  | 1396048.371 | 15438414.53 |  | -1
node_1396179_722_15427662_898 |  |  | PQ | ABCN | 19918.584 | 8104401 | no | no |  |  | no |  |  | 1396179.722 | 15427662.898 |  | -1
node_1396385_157_15412507_209 |  |  | PQ | AN | 2771.281 | 8104401 | no | no |  |  | no |  |  | 1396385.157 | 15412507.209 |  | -1
node_1396414_117_15431710_121 |  |  | PQ | AN | 2771.281 | 8104401 | no | no |  |  | no |  |  | 1396414.117 | 15431710.121 |  | -1
node_1396515_063_15427672_17 |  |  | PQ | ABCN | 19918.584 | 8104401 | no | no |  |  | no |  |  | 1396515.063 | 15427672.17 |  | -1
node_1396700_817_15418337_933 |  |  | PQ | AN | 2771.281 | 8104401 | no | no |  |  | no |  |  | 1396700.817 | 15418337.933 |  | -1
node_1396827_294_15439334_015 |  |  | PQ | AN | 2771.281 | 8104401 | no | no |  |  | no |  |  | 1396827.294 | 15439334.015 |  | -1
node_1397059_357_15439413_42 |  |  | PQ | AN | 2771.281 | 8104401 | no | no |  |  | no |  |  | 1397059.357 | 15439413.42 |  | -1
node_1397065_165_15439882_927 |  |  | PQ | AN | 2771.281 | 8104401 | no | no |  |  | no |  |  | 1397065.165 | 15439882.927 |  | -1
node_1397106_723_15439714_44 |  |  | PQ | AN | 2771.281 | 8104401 | no | no |  |  | no |  |  | 1397106.723 | 15439714.44 |  | -1
node_1397202_238_15440258_114 |  |  | PQ | AN | 2771.281 | 8104401 | no | no |  |  | no |  |  | 1397202.238 | 15440258.114 |  | -1
node_1397465_61_15440884_214 |  |  | PQ | AN | 2771.281 | 8104401 | no | no |  |  | no |  |  | 1397465.61 | 15440884.214 |  | -1
node_1397545_104_15427708_511 |  |  | PQ | ABCN | 19918.584 | 8104401 | no | no |  |  | no |  |  | 1397545.104 | 15427708.511 |  | -1
node_1397684_023_15419310_984 |  |  | PQ | AN | 2771.281 | 8104401 | no | no |  |  | no |  |  | 1397684.023 | 15419310.984 |  | -1
node_1397715_943_15411834_98 |  |  | PQ | AN | 2771.281 | 8104401 | no | no |  |  | no |  |  | 1397715.943 | 15411834.98 |  | -1
node_1397846_608_15419544_172 |  |  | PQ | AN | 2771.281 | 8104401 | no | no |  |  | no |  |  | 1397846.608 | 15419544.172 |  | -1
node_1397877_375_15442006_589 |  |  | PQ | AD | 2771.281 | 8104401 | no | no |  |  | no |  |  | 1397877.375 | 15442006.589 |  | -1
node_1398031_901_15419592_522 |  |  | PQ | AN | 2771.281 | 8104401 | no | no |  |  | no |  |  | 1398031.901 | 15419592.522 |  | -1
node_1398348_044_15414168_491 |  |  | PQ | AD | 2771.281 | 8104401 | no | no |  |  | no |  |  | 1398348.044 | 15414168.491 |  | -1
node_1398700_354_15427618_409 |  |  | PQ | ABCN | 19918.584 | 8104401 | no | no |  |  | no |  |  | 1398700.354 | 15427618.409 |  | -1
node_1398730_275_15414996_576 |  |  | PQ | AN | 2771.281 | 8104401 | no | no |  |  | no |  |  | 1398730.275 | 15414996.576 |  | -1
node_1398850_866_15449326_438 |  |  | PQ | AD | 2771.281 | 8104401 | no | no |  |  | no |  |  | 1398850.866 | 15449326.438 |  | -1
node_1398863_416_15411778_669 |  |  | PQ | AN | 2771.281 | 8104401 | no | no |  |  | no |  |  | 1398863.416 | 15411778.669 |  | -1
node_1398954_225_15427526_734 |  |  | PQ | ABCN | 19918.584 | 8104401 | no | no |  |  | no |  |  | 1398954.225 | 15427526.734 |  | -1
node_1399122_163_15449360_783 |  |  | PQ | AN | 2771.281 | 8104401 | no | no |  |  | no |  |  | 1399122.163 | 15449360.783 |  | -1
node_1399161_592_15427461_603 |  |  | PQ | ABCN | 19918.584 | 8104401 | no | no |  |  | no |  |  | 1399161.592 | 15427461.603 |  | -1
node_1399236_287_15420038_603 |  |  | PQ | AN | 2771.281 | 8104401 | no | no |  |  | no |  |  | 1399236.287 | 15420038.603 |  | -1
node_1399313_523_15429944_418 |  |  | PQ | AN | 2771.281 | 8104401 | no | no |  |  | no |  |  | 1399313.523 | 15429944.418 |  | -1
node_1399346_953_15427847_544 |  |  | PQ | AN | 2771.281 | 8104401 | no | no |  |  | no |  |  | 1399346.953 | 15427847.544 |  | -1
node_1399368_763_15428716_159 |  |  | PQ | AN | 2771.281 | 8104401 | no | no |  |  | no |  |  | 1399368.763 | 15428716.159 |  | -1
node_1399413_495_15427599_858 |  |  | PQ | AN | 2771.281 | 8104401 | no | no |  |  | no |  |  | 1399413.495 | 15427599.858 |  | -1
node_1399505_271_15449348_762 |  |  | PQ | AN | 2771.281 | 8104401 | no | no |  |  | no |  |  | 1399505.271 | 15449348.762 |  | -1
node_1399758_451_15427474_446 |  |  | PQ | ABCN | 19918.584 | 8104401 | no | no |  |  | no |  |  | 1399758.451 | 15427474.446 |  | -1
node_1399830_323_15412017_671 |  |  | PQ | AN | 2771.281 | 8104401 | no | no |  |  | no |  |  | 1399830.323 | 15412017.671 |  | -1
node_1399870_556_15420049_195 |  |  | PQ | AN | 2771.281 | 8104401 | no | no |  |  | no |  |  | 1399870.556 | 15420049.195 |  | -1
node_1399879_416_15449335_817 |  |  | PQ | AN | 2771.281 | 8104401 | no | no |  |  | no |  |  | 1399879.416 | 15449335.817 |  | -1
node_1399909_35_15415159_115 |  |  | PQ | AN | 2771.281 | 8104401 | no | no |  |  | no |  |  | 1399909.35 | 15415159.115 |  | -1
node_1400172_163_15426284_605 |  |  | PQ | AN | 2771.281 | 8104401 | no | no |  |  | no |  |  | 1400172.163 | 15426284.605 |  | -1
node_1400222_799_15427852_453 |  |  | PQ | ABCN | 19918.584 | 8104401 | no | no |  |  | no |  |  | 1400222.799 | 15427852.453 |  | -1
node_1400278_369_15449337_2 |  |  | PQ | AN | 2771.281 | 8104401 | no | no |  |  | no |  |  | 1400278.369 | 15449337.2 |  | -1
node_1400593_863_15428272_632 |  |  | PQ | ABCN | 19918.584 | 8104401 | no | no |  |  | no |  |  | 1400593.863 | 15428272.632 |  | -1
node_1400604_555_15425087_266 |  |  | PQ | AN | 2771.281 | 8104401 | no | no |  |  | no |  |  | 1400604.555 | 15425087.266 |  | -1
node_1400667_305_15415396_011 |  |  | PQ | AN | 2771.281 | 8104401 | no | no |  |  | no |  |  | 1400667.305 | 15415396.011 |  | -1
node_1400700_105_15440942_687 |  |  | PQ | AN | 2771.281 | 8104401 | no | no |  |  | no |  |  | 1400700.105 | 15440942.687 |  | -1
node_1400980_217_15425231_737 |  |  | PQ | AN | 2771.281 | 8104401 | no | no |  |  | no |  |  | 1400980.217 | 15425231.737 |  | -1
node_1401005_293_15425029_08 |  |  | PQ | AN | 2771.281 | 8104401 | no | no |  |  | no |  |  | 1401005.293 | 15425029.08 |  | -1
node_1401159_365_15420121_54 |  |  | PQ | AN | 2771.281 | 8104401 | no | no |  |  | no |  |  | 1401159.365 | 15420121.54 |  | -1
node_1401186_985_15425101_765 |  |  | PQ | AN | 2771.281 | 8104401 | no | no |  |  | no |  |  | 1401186.985 | 15425101.765 |  | -1
node_1401318_695_15425019_179 |  |  | PQ | AN | 2771.281 | 8104401 | no | no |  |  | no |  |  | 1401318.695 | 15425019.179 |  | -1
node_1401374_353_15415607_32 |  |  | PQ | AN | 2771.281 | 8104401 | no | no |  |  | no |  |  | 1401374.353 | 15415607.32 |  | -1
node_1401423_295_15420072_394 |  |  | PQ | AN | 2771.281 | 8104401 | no | no |  |  | no |  |  | 1401423.295 | 15420072.394 |  | -1
node_1401624_05_15434821_533 |  |  | PQ | AN | 19918.584 | 8104401 | no | no |  |  | no |  |  | 1401624.05 | 15434821.533 |  | -1
node_1401690_633_15420027_668 |  |  | PQ | AN | 2771.281 | 8104401 | no | no |  |  | no |  |  | 1401690.633 | 15420027.668 |  | -1
node_1401700_88_15423422_042 |  |  | PQ | AN | 2771.281 | 8104401 | no | no |  |  | no |  |  | 1401700.88 | 15423422.042 |  | -1
node_1401740_922_15434959_269 |  |  | PQ | AN | 19918.584 | 8104401 | no | no |  |  | no |  |  | 1401740.922 | 15434959.269 |  | -1
node_1401811_494_15415666_964 |  |  | PQ | AN | 2771.281 | 8104401 | no | no |  |  | no |  |  | 1401811.494 | 15415666.964 |  | -1
node_1402006_606_15413190_382 |  |  | PQ | AN | 2771.281 | 8104401 | no | no |  |  | no |  |  | 1402006.606 | 15413190.382 |  | -1
node_1402090_045_15423271_444 |  |  | PQ | AN | 2771.281 | 8104401 | no | no |  |  | no |  |  | 1402090.045 | 15423271.444 |  | -1
node_1402098_713_15424389_786 |  |  | PQ | AN | 2771.281 | 8104401 | no | no |  |  | no |  |  | 1402098.713 | 15424389.786 |  | -1
node_1402133_844_15415679_275 |  |  | PQ | AN | 2771.281 | 8104401 | no | no |  |  | no |  |  | 1402133.844 | 15415679.275 |  | -1
node_1402191_711_15431091_534 |  |  | PQ | ABCN | 19918.584 | 8104401 | no | no |  |  | no |  |  | 1402191.711 | 15431091.534 |  | -1
node_1402233_821_15419930_663 |  |  | PQ | AN | 2771.281 | 8104401 | no | no |  |  | no |  |  | 1402233.821 | 15419930.663 |  | -1
node_1402245_671_15426065_639 |  |  | PQ | AN | 2771.281 | 8104401 | no | no |  |  | no |  |  | 1402245.671 | 15426065.639 |  | -1
node_1402328_159_15431352_794 |  |  | PQ | ABCN | 19918.584 | 8104401 | no | no |  |  | no |  |  | 1402328.159 | 15431352.794 |  | -1
node_1402385_557_15413425_751 |  |  | PQ | AN | 2771.281 | 8104401 | no | no |  |  | no |  |  | 1402385.557 | 15413425.751 |  | -1
node_1402397_498_15439912_545 |  |  | PQ | AN | 2771.281 | 8104401 | no | no |  |  | no |  |  | 1402397.498 | 15439912.545 |  | -1
node_1402398_732_15423993_839 |  |  | PQ | AN | 2771.281 | 8104401 | no | no |  |  | no |  |  | 1402398.732 | 15423993.839 |  | -1
node_1402431_931_15411983_235 |  |  | PQ | AN | 2771.281 | 8104401 | no | no |  |  | no |  |  | 1402431.931 | 15411983.235 |  | -1
node_1402441_687_15421989_643 |  |  | PQ | AN | 2771.281 | 8104401 | no | no |  |  | no |  |  | 1402441.687 | 15421989.643 |  | -1
node_1402599_076_15423041_485 |  |  | PQ | AN | 2771.281 | 8104401 | no | no |  |  | no |  |  | 1402599.076 | 15423041.485 |  | -1
node_1402650_013_15423643_101 |  |  | PQ | AN | 2771.281 | 8104401 | no | no |  |  | no |  |  | 1402650.013 | 15423643.101 |  | -1
node_1402695_181_15432074_211 |  |  | PQ | ABCN | 19918.584 | 8104401 | no | no |  |  | no |  |  | 1402695.181 | 15432074.211 |  | -1
node_1402765_758_15439777_634 |  |  | PQ | AN | 2771.281 | 8104401 | no | no |  |  | no |  |  | 1402765.758 | 15439777.634 |  | -1
node_1402787_981_15417047_914 |  |  | PQ | AN | 2771.281 | 8104401 | no | no |  |  | no |  |  | 1402787.981 | 15417047.914 |  | -1
node_1402838_387_15432338_132 |  |  | PQ | ABCN | 19918.584 | 8104401 | no | no |  |  | no |  |  | 1402838.387 | 15432338.132 |  | -1
node_1402869_726_15423378_161 |  |  | PQ | AN | 2771.281 | 8104401 | no | no |  |  | no |  |  | 1402869.726 | 15423378.161 |  | -1
node_1402933_923_15423265_888 |  |  | PQ | AN | 2771.281 | 8104401 | no | no |  |  | no |  |  | 1402933.923 | 15423265.888 |  | -1
node_1402953_424_15426676_072 |  |  | PQ | AN | 2771.281 | 8104401 | no | no |  |  | no |  |  | 1402953.424 | 15426676.072 |  | -1
node_1403080_104_15411413_508 |  |  | PQ | AN | 2771.281 | 8104401 | no | no |  |  | no |  |  | 1403080.104 | 15411413.508 |  | -1
node_1403136_996_15415717_975 |  |  | PQ | AN | 2771.281 | 8104401 | no | no |  |  | no |  |  | 1403136.996 | 15415717.975 |  | -1
node_1403218_052_15449838_39 |  |  | PQ | AN | 2771.281 | 8104401 | no | no |  |  | no |  |  | 1403218.052 | 15449838.39 |  | -1
node_1403269_46_15439533_701 |  |  | PQ | AN | 2771.281 | 8104401 | no | no |  |  | no |  |  | 1403269.46 | 15439533.701 |  | -1
node_1403278_272_15423338_008 |  |  | PQ | AN | 2771.281 | 8104401 | no | no |  |  | no |  |  | 1403278.272 | 15423338.008 |  | -1
node_1403304_358_15422159_563 |  |  | PQ | AN | 2771.281 | 8104401 | no | no |  |  | no |  |  | 1403304.358 | 15422159.563 |  | -1
node_1403343_998_15427023_508 |  |  | PQ | AN | 2771.281 | 8104401 | no | no |  |  | no |  |  | 1403343.998 | 15427023.508 |  | -1
node_1403356_21_15433456_248 |  |  | PQ | ABCN | 19918.584 | 8104401 | no | no |  |  | no |  |  | 1403356.21 | 15433456.248 |  | -1
node_1403393_501_15421595_025 |  |  | PQ | AN | 2771.281 | 8104401 | no | no |  |  | no |  |  | 1403393.501 | 15421595.025 |  | -1
node_1403395_111_15416035_168 |  |  | PQ | AN | 2771.281 | 8104401 | no | no |  |  | no |  |  | 1403395.111 | 15416035.168 |  | -1
node_1403448_916_15416362_184 |  |  | PQ | AN | 2771.281 | 8104401 | no | no |  |  | no |  |  | 1403448.916 | 15416362.184 |  | -1
node_1403465_544_15420930_885 |  |  | PQ | AN | 2771.281 | 8104401 | no | no |  |  | no |  |  | 1403465.544 | 15420930.885 |  | -1
node_1403479_396_15419567_537 |  |  | PQ | AN | 2771.281 | 8104401 | no | no |  |  | no |  |  | 1403479.396 | 15419567.537 |  | -1
node_1403487_122_15417304_47 |  |  | PQ | AN | 2771.281 | 8104401 | no | no |  |  | no |  |  | 1403487.122 | 15417304.47 |  | -1
node_1403496_184_15439400_613 |  |  | PQ | AN | 2771.281 | 8104401 | no | no |  |  | no |  |  | 1403496.184 | 15439400.613 |  | -1
node_1403500_412_15417766_032 |  |  | PQ | AN | 2771.281 | 8104401 | no | no |  |  | no |  |  | 1403500.412 | 15417766.032 |  | -1
node_1403507_697_15416696_599 |  |  | PQ | AN | 2771.281 | 8104401 | no | no |  |  | no |  |  | 1403507.697 | 15416696.599 |  | -1
node_1403518_247_15414891_461 |  |  | PQ | AN | 2771.281 | 8104401 | no | no |  |  | no |  |  | 1403518.247 | 15414891.461 |  | -1
node_1403518_664_15420402_029 |  |  | PQ | AN | 2771.281 | 8104401 | no | no |  |  | no |  |  | 1403518.664 | 15420402.029 |  | -1
node_1403526_89_15418324_988 |  |  | PQ | AN | 2771.281 | 8104401 | no | no |  |  | no |  |  | 1403526.89 | 15418324.988 |  | -1
node_1403546_19_15418848_059 |  |  | PQ | AN | 2771.281 | 8104401 | no | no |  |  | no |  |  | 1403546.19 | 15418848.059 |  | -1
node_1403628_537_15419329_944 |  |  | PQ | AN | 2771.281 | 8104401 | no | no |  |  | no |  |  | 1403628.537 | 15419329.944 |  | -1
node_1403637_756_15448839_342 |  |  | PQ | AN | 2771.281 | 8104401 | no | no |  |  | no |  |  | 1403637.756 | 15448839.342 |  | -1
node_1403687_628_15449633_519 |  |  | PQ | AN | 2771.281 | 8104401 | no | no |  |  | no |  |  | 1403687.628 | 15449633.519 |  | -1
node_1403761_559_15427254_079 |  |  | PQ | AN | 2771.281 | 8104401 | no | no |  |  | no |  |  | 1403761.559 | 15427254.079 |  | -1
node_1403767_621_15439259_888 |  |  | PQ | AN | 2771.281 | 8104401 | no | no |  |  | no |  |  | 1403767.621 | 15439259.888 |  | -1
node_1403781_75_15427520_591 |  |  | PQ | AN | 2771.281 | 8104401 | no | no |  |  | no |  |  | 1403781.75 | 15427520.591 |  | -1
node_1403838_611_15434787_044 |  |  | PQ | ABCN | 19918.584 | 8104401 | no | no |  |  | no |  |  | 1403838.611 | 15434787.044 |  | -1
node_1403965_259_15441916_262 |  |  | PQ | AN | 2771.281 | 8104401 | no | no |  |  | no |  |  | 1403965.259 | 15441916.262 |  | -1
node_1403996_868_15448813_514 |  |  | PQ | AN | 2771.281 | 8104401 | no | no |  |  | no |  |  | 1403996.868 | 15448813.514 |  | -1
node_1404049_765_15448529_158 |  |  | PQ | AN | 2771.281 | 8104401 | no | no |  |  | no |  |  | 1404049.765 | 15448529.158 |  | -1
node_1404083_933_15427943_028 |  |  | PQ | AN | 2771.281 | 8104401 | no | no |  |  | no |  |  | 1404083.933 | 15427943.028 |  | -1
node_1404088_403_15439072_493 |  |  | PQ | AN | 2771.281 | 8104401 | no | no |  |  | no |  |  | 1404088.403 | 15439072.493 |  | -1
node_1404234_015_15428193_061 |  |  | PQ | AN | 2771.281 | 8104401 | no | no |  |  | no |  |  | 1404234.015 | 15428193.061 |  | -1
node_1404276_861_15417395_622 |  |  | PQ | AN | 2771.281 | 8104401 | no | no |  |  | no |  |  | 1404276.861 | 15417395.622 |  | -1
node_1404448_106_15428499_305 |  |  | PQ | AN | 2771.281 | 8104401 | no | no |  |  | no |  |  | 1404448.106 | 15428499.305 |  | -1
node_1404492_519_15438843_98 |  |  | PQ | AN | 2771.281 | 8104401 | no | no |  |  | no |  |  | 1404492.519 | 15438843.98 |  | -1
node_1404521_252_15426827_892 |  |  | PQ | AN | 2771.281 | 8104401 | no | no |  |  | no |  |  | 1404521.252 | 15426827.892 |  | -1
node_1404601_889_15429399_783 |  |  | PQ | AN | 2771.281 | 8104401 | no | no |  |  | no |  |  | 1404601.889 | 15429399.783 |  | -1
node_1404609_627_15428744_802 |  |  | PQ | AN | 2771.281 | 8104401 | no | no |  |  | no |  |  | 1404609.627 | 15428744.802 |  | -1
node_1404726_288_15429040_725 |  |  | PQ | AN | 2771.281 | 8104401 | no | no |  |  | no |  |  | 1404726.288 | 15429040.725 |  | -1
node_1404785_039_15426745_791 |  |  | PQ | AN | 2771.281 | 8104401 | no | no |  |  | no |  |  | 1404785.039 | 15426745.791 |  | -1
node_1404894_055_15429496_394 |  |  | PQ | AN | 2771.281 | 8104401 | no | no |  |  | no |  |  | 1404894.055 | 15429496.394 |  | -1
node_1404914_806_15437833_219 |  |  | PQ | AN | 2771.281 | 8104401 | no | no |  |  | no |  |  | 1404914.806 | 15437833.219 |  | -1
node_1404985_351_15428683_737 |  |  | PQ | AN | 2771.281 | 8104401 | no | no |  |  | no |  |  | 1404985.351 | 15428683.737 |  | -1
node_1405088_685_15428979_957 |  |  | PQ | AN | 2771.281 | 8104401 | no | no |  |  | no |  |  | 1405088.685 | 15428979.957 |  | -1
node_1405155_108_15428716_956 |  |  | PQ | AN | 2771.281 | 8104401 | no | no |  |  | no |  |  | 1405155.108 | 15428716.956 |  | -1
node_1405245_341_15447569_72 |  |  | PQ | AN | 2771.281 | 8104401 | no | no |  |  | no |  |  | 1405245.341 | 15447569.72 |  | -1
node_1405270_61_15434793_904 |  |  | PQ | ABCN | 19918.584 | 8104401 | no | no |  |  | no |  |  | 1405270.61 | 15434793.904 |  | -1
node_1405340_689_15429257_02 |  |  | PQ | AN | 2771.281 | 8104401 | no | no |  |  | no |  |  | 1405340.689 | 15429257.02 |  | -1
node_1405341_453_15428685_519 |  |  | PQ | AN | 2771.281 | 8104401 | no | no |  |  | no |  |  | 1405341.453 | 15428685.519 |  | -1
node_1405355_018_15427055_687 |  |  | PQ | AN | 2771.281 | 8104401 | no | no |  |  | no |  |  | 1405355.018 | 15427055.687 |  | -1
node_1405523_121_15427272_278 |  |  | PQ | AN | 2771.281 | 8104401 | no | no |  |  | no |  |  | 1405523.121 | 15427272.278 |  | -1
node_1405527_6_15427561_972 |  |  | PQ | AN | 2771.281 | 8104401 | no | no |  |  | no |  |  | 1405527.6 | 15427561.972 |  | -1
node_1405581_824_15428241_487 |  |  | PQ | AN | 2771.281 | 8104401 | no | no |  |  | no |  |  | 1405581.824 | 15428241.487 |  | -1
node_1405624_794_15447930_249 |  |  | PQ | AN | 2771.281 | 8104401 | no | no |  |  | no |  |  | 1405624.794 | 15447930.249 |  | -1
node_1405726_844_15429247_336 |  |  | PQ | AN | 2771.281 | 8104401 | no | no |  |  | no |  |  | 1405726.844 | 15429247.336 |  | -1
node_1405746_488_15448237_393 |  |  | PQ | AN | 2771.281 | 8104401 | no | no |  |  | no |  |  | 1405746.488 | 15448237.393 |  | -1
node_1405952_614_15447793_141 |  |  | PQ | AN | 2771.281 | 8104401 | no | no |  |  | no |  |  | 1405952.614 | 15447793.141 |  | -1
node_1406380_579_15447529_62 |  |  | PQ | AN | 2771.281 | 8104401 | no | no |  |  | no |  |  | 1406380.579 | 15447529.62 |  | -1
node_1406418_284_15435183_977 |  |  | PQ | AN | 19918.584 | 8104401 | no | no |  |  | no |  |  | 1406418.284 | 15435183.977 |  | -1
node_1406493_191_15438548_518 |  |  | PQ | AN | 2771.281 | 8104401 | no | no |  |  | no |  |  | 1406493.191 | 15438548.518 |  | -1
node_1406745_873_15438240_707 |  |  | PQ | AN | 2771.281 | 8104401 | no | no |  |  | no |  |  | 1406745.873 | 15438240.707 |  | -1
node_1406905_412_15438537_268 |  |  | PQ | AN | 2771.281 | 8104401 | no | no |  |  | no |  |  | 1406905.412 | 15438537.268 |  | -1
node_1407494_744_15439571_254 |  |  | PQ | AN | 2771.281 | 8104401 | no | no |  |  | no |  |  | 1407494.744 | 15439571.254 |  | -1
node_1407504_097_15451093_67 |  |  | PQ | AN | 2771.281 | 8104401 | no | no |  |  | no |  |  | 1407504.097 | 15451093.67 |  | -1
node_1407628_508_15434918_271 |  |  | PQ | ABCN | 19918.584 | 8104401 | no | no |  |  | no |  |  | 1407628.508 | 15434918.271 |  | -1
node_1407661_477_15450469_656 |  |  | PQ | AN | 2771.281 | 8104401 | no | no |  |  | no |  |  | 1407661.477 | 15450469.656 |  | -1
node_1407770_257_15447131_521 |  |  | PQ | AN | 2771.281 | 8104401 | no | no |  |  | no |  |  | 1407770.257 | 15447131.521 |  | -1
node_1407838_071_15444799_815 |  |  | PQ | AD | 2771.281 | 8104401 | no | no |  |  | no |  |  | 1407838.071 | 15444799.815 |  | -1
node_1407839_495_15447517_696 |  |  | PQ | AN | 2771.281 | 8104401 | no | no |  |  | no |  |  | 1407839.495 | 15447517.696 |  | -1
node_1407852_093_15451096_379 |  |  | PQ | AN | 2771.281 | 8104401 | no | no |  |  | no |  |  | 1407852.093 | 15451096.379 |  | -1
node_1407860_784_15444992_786 |  |  | PQ | AN | 2771.281 | 8104401 | no | no |  |  | no |  |  | 1407860.784 | 15444992.786 |  | -1
node_1407973_23_15443425_246 |  |  | PQ | AN | 2771.281 | 8104401 | no | no |  |  | no |  |  | 1407973.23 | 15443425.246 |  | -1
node_1407995_148_15446443_414 |  |  | PQ | AN | 2771.281 | 8104401 | no | no |  |  | no |  |  | 1407995.148 | 15446443.414 |  | -1
node_1408023_58_15442771_588 |  |  | PQ | AN | 2771.281 | 8104401 | no | no |  |  | no |  |  | 1408023.58 | 15442771.588 |  | -1
node_1408036_98_15447307_968 |  |  | PQ | AN | 2771.281 | 8104401 | no | no |  |  | no |  |  | 1408036.98 | 15447307.968 |  | -1
node_1408044_405_15442280_015 |  |  | PQ | AN | 2771.281 | 8104401 | no | no |  |  | no |  |  | 1408044.405 | 15442280.015 |  | -1
node_1408121_549_15440794_819 |  |  | PQ | AN | 2771.281 | 8104401 | no | no |  |  | no |  |  | 1408121.549 | 15440794.819 |  | -1
node_1408142_157_15439929_975 |  |  | PQ | AN | 2771.281 | 8104401 | no | no |  |  | no |  |  | 1408142.157 | 15439929.975 |  | -1
node_1408153_952_15440181_808 |  |  | PQ | AN | 2771.281 | 8104401 | no | no |  |  | no |  |  | 1408153.952 | 15440181.808 |  | -1
node_1408207_85_15433124_607 |  |  | PQ | AN | 2771.281 | 8104401 | no | no |  |  | no |  |  | 1408207.85 | 15433124.607 |  | -1
node_1408213_091_15434184_897 |  |  | PQ | AN | 2771.281 | 8104401 | no | no |  |  | no |  |  | 1408213.091 | 15434184.897 |  | -1
node_1408235_623_15434953_693 |  |  | PQ | ABCN | 19918.584 | 8104401 | no | no |  |  | no |  |  | 1408235.623 | 15434953.693 |  | -1
node_1408265_335_15445190_151 |  |  | PQ | AN | 2771.281 | 8104401 | no | no |  |  | no |  |  | 1408265.335 | 15445190.151 |  | -1
node_1408273_309_15438135_828 |  |  | PQ | AN | 2771.281 | 8104401 | no | no |  |  | no |  |  | 1408273.309 | 15438135.828 |  | -1
node_1408332_48_15432434_777 |  |  | PQ | AN | 2771.281 | 8104401 | no | no |  |  | no |  |  | 1408332.48 | 15432434.777 |  | -1
node_1408340_654_15437244_669 |  |  | PQ | AN | 2771.281 | 8104401 | no | no |  |  | no |  |  | 1408340.654 | 15437244.669 |  | -1
node_1408358_099_15437031_001 |  |  | PQ | AN | 2771.281 | 8104401 | no | no |  |  | no |  |  | 1408358.099 | 15437031.001 |  | -1
node_1408360_684_15435228_824 |  |  | PQ | AN | 2771.281 | 8104401 | no | no |  |  | no |  |  | 1408360.684 | 15435228.824 |  | -1
node_1408363_762_15436309_248 |  |  | PQ | AD | 2771.281 | 8104401 | no | no |  |  | no |  |  | 1408363.762 | 15436309.248 |  | -1
node_1408405_851_15436110_945 |  |  | PQ | AN | 2771.281 | 8104401 | no | no |  |  | no |  |  | 1408405.851 | 15436110.945 |  | -1
node_1408423_927_15435741_141 |  |  | PQ | AN | 2771.281 | 8104401 | no | no |  |  | no |  |  | 1408423.927 | 15435741.141 |  | -1
node_1408434_065_15435465_234 |  |  | PQ | AN | 2771.281 | 8104401 | no | no |  |  | no |  |  | 1408434.065 | 15435465.234 |  | -1
node_1408687_363_15435050_897 |  |  | PQ | ABCN | 19918.584 | 8104401 | no | no |  |  | no |  |  | 1408687.363 | 15435050.897 |  | -1
node_1409445_662_15435410_453 |  |  | PQ | ABCN | 19918.584 | 8104401 | no | no |  |  | no |  |  | 1409445.662 | 15435410.453 |  | -1
node_1409478_229_15446382_366 |  |  | PQ | AN | 2771.281 | 8104401 | no | no |  |  | no |  |  | 1409478.229 | 15446382.366 |  | -1
node_1409760_147_15446170_034 |  |  | PQ | AN | 2771.281 | 8104401 | no | no |  |  | no |  |  | 1409760.147 | 15446170.034 |  | -1
node_1409768_877_15447756_46 |  |  | PQ | AN | 2771.281 | 8104401 | no | no |  |  | no |  |  | 1409768.877 | 15447756.46 |  | -1
node_1409911_126_15448012_042 |  |  | PQ | AN | 2771.281 | 8104401 | no | no |  |  | no |  |  | 1409911.126 | 15448012.042 |  | -1
node_1410903_341_15436246_651 |  |  | PQ | ABCN | 19918.584 | 8104401 | no | no |  |  | no |  |  | 1410903.341 | 15436246.651 |  | -1
node_1410964_044_15435653_774 |  |  | PQ | AN | 19918.584 | 8104401 | no | no |  |  | no |  |  | 1410964.044 | 15435653.774 |  | -1
node_1411418_216_15449154_564 |  |  | PQ | AN | 2771.281 | 8104401 | no | no |  |  | no |  |  | 1411418.216 | 15449154.564 |  | -1
node_1411552_246_15433892_088 |  |  | PQ | AN | 19918.584 | 8104401 | no | no |  |  | no |  |  | 1411552.246 | 15433892.088 |  | -1
node_1411744_292_15434376_667 |  |  | PQ | AN | 19918.584 | 8104401 | no | no |  |  | no |  |  | 1411744.292 | 15434376.667 |  | -1
node_1411886_267_15434140_609 |  |  | PQ | AN | 19918.584 | 8104401 | no | no |  |  | no |  |  | 1411886.267 | 15434140.609 |  | -1
node_1412049_395_15432443_727 |  |  | PQ | AN | 19918.584 | 8104401 | no | no |  |  | no |  |  | 1412049.395 | 15432443.727 |  | -1
node_1412123_925_15436576_795 |  |  | PQ | ABCN | 19918.584 | 8104401 | no | no |  |  | no |  |  | 1412123.925 | 15436576.795 |  | -1
node_1412168_411_15448972_272 |  |  | PQ | AN | 2771.281 | 8104401 | no | no |  |  | no |  |  | 1412168.411 | 15448972.272 |  | -1
node_1412252_846_15433817_301 |  |  | PQ | AN | 19918.584 | 8104401 | no | no |  |  | no |  |  | 1412252.846 | 15433817.301 |  | -1
node_1412512_918_15433560_57 |  |  | PQ | AN | 19918.584 | 8104401 | no | no |  |  | no |  |  | 1412512.918 | 15433560.57 |  | -1
node_1412652_357_15449957_234 |  |  | PQ | AN | 2771.281 | 8104401 | no | no |  |  | no |  |  | 1412652.357 | 15449957.234 |  | -1
node_1412772_691_15433356_225 |  |  | PQ | AN | 19918.584 | 8104401 | no | no |  |  | no |  |  | 1412772.691 | 15433356.225 |  | -1
node_1412875_908_15433053_968 |  |  | PQ | AN | 19918.584 | 8104401 | no | no |  |  | no |  |  | 1412875.908 | 15433053.968 |  | -1
node_1412914_947_15432692_406 |  |  | PQ | AN | 19918.584 | 8104401 | no | no |  |  | no |  |  | 1412914.947 | 15432692.406 |  | -1
node_1412969_771_15432388_063 |  |  | PQ | AN | 19918.584 | 8104401 | no | no |  |  | no |  |  | 1412969.771 | 15432388.063 |  | -1
node_1413225_192_15436426_09 |  |  | PQ | ABCN | 19918.584 | 8104401 | no | no |  |  | no |  |  | 1413225.192 | 15436426.09 |  | -1
node_1413273_735_15431564_067 |  |  | PQ | AN | 19918.584 | 8104401 | no | no |  |  | no |  |  | 1413273.735 | 15431564.067 |  | -1
node_1413332_601_15431359_348 |  |  | PQ | AN | 19918.584 | 8104401 | no | no |  |  | no |  |  | 1413332.601 | 15431359.348 |  | -1
node_1413447_166_15449240_499 |  |  | PQ | AN | 2771.281 | 8104401 | no | no |  |  | no |  |  | 1413447.166 | 15449240.499 |  | -1
node_1413459_646_15431075_217 |  |  | PQ | AN | 19918.584 | 8104401 | no | no |  |  | no |  |  | 1413459.646 | 15431075.217 |  | -1
node_1413667_776_15430499_857 |  |  | PQ | AN | 2771.281 | 8104401 | no | no |  |  | no |  |  | 1413667.776 | 15430499.857 |  | -1
node_1413721_092_15427847_117 |  |  | PQ | AN | 2771.281 | 8104401 | no | no |  |  | no |  |  | 1413721.092 | 15427847.117 |  | -1
node_1413792_953_15436372_347 |  |  | PQ | ABCN | 19918.584 | 8104401 | no | no |  |  | no |  |  | 1413792.953 | 15436372.347 |  | -1
node_1413899_449_15429945_116 |  |  | PQ | AN | 2771.281 | 8104401 | no | no |  |  | no |  |  | 1413899.449 | 15429945.116 |  | -1
node_1413925_099_15449900_257 |  |  | PQ | AN | 2771.281 | 8104401 | no | no |  |  | no |  |  | 1413925.099 | 15449900.257 |  | -1
node_1414278_573_15427913_078 |  |  | PQ | AN | 2771.281 | 8104401 | no | no |  |  | no |  |  | 1414278.573 | 15427913.078 |  | -1
node_1414279_31_15436468_84 |  |  | PQ | ABCN | 19918.584 | 8104401 | no | no |  |  | no |  |  | 1414279.31 | 15436468.84 |  | -1
node_1414570_732_15427958_53 |  |  | PQ | AN | 2771.281 | 8104401 | no | no |  |  | no |  |  | 1414570.732 | 15427958.53 |  | -1
node_1414877_553_15427868_231 |  |  | PQ | AN | 2771.281 | 8104401 | no | no |  |  | no |  |  | 1414877.553 | 15427868.231 |  | -1
node_1414879_454_15428421_565 |  |  | PQ | AN | 2771.281 | 8104401 | no | no |  |  | no |  |  | 1414879.454 | 15428421.565 |  | -1
node_1414911_968_15429710_443 |  |  | PQ | AN | 2771.281 | 8104401 | no | no |  |  | no |  |  | 1414911.968 | 15429710.443 |  | -1
node_1415178_483_15436513_783 |  |  | PQ | ABCN | 19918.584 | 8104401 | no | no |  |  | no |  |  | 1415178.483 | 15436513.783 |  | -1
node_1415357_684_15429485_929 |  |  | PQ | AN | 2771.281 | 8104401 | no | no |  |  | no |  |  | 1415357.684 | 15429485.929 |  | -1
node_1415461_125_15427896_558 |  |  | PQ | AN | 2771.281 | 8104401 | no | no |  |  | no |  |  | 1415461.125 | 15427896.558 |  | -1
node_1415492_947_15429785_368 |  |  | PQ | AD | 2771.281 | 8104401 | no | no |  |  | no |  |  | 1415492.947 | 15429785.368 |  | -1
node_1415754_781_15429490_599 |  |  | PQ | AN | 2771.281 | 8104401 | no | no |  |  | no |  |  | 1415754.781 | 15429490.599 |  | -1
node_1415917_375_15429090_439 |  |  | PQ | AN | 2771.281 | 8104401 | no | no |  |  | no |  |  | 1415917.375 | 15429090.439 |  | -1
node_1415944_517_15449426_731 |  |  | PQ | AN | 2771.281 | 8104401 | no | no |  |  | no |  |  | 1415944.517 | 15449426.731 |  | -1
node_1416013_148_15436652_092 |  |  | PQ | ABCN | 19918.584 | 8104401 | no | no |  |  | no |  |  | 1416013.148 | 15436652.092 |  | -1
node_1416042_608_15426785_254 |  |  | PQ | AN | 2771.281 | 8104401 | no | no |  |  | no |  |  | 1416042.608 | 15426785.254 |  | -1
node_1416055_475_15431919_828 |  |  | PQ | AN | 2771.281 | 8104401 | no | no |  |  | no |  |  | 1416055.475 | 15431919.828 |  | -1
node_1416098_28_15428904_589 |  |  | PQ | AN | 2771.281 | 8104401 | no | no |  |  | no |  |  | 1416098.28 | 15428904.589 |  | -1
node_1416213_282_15449419_536 |  |  | PQ | AN | 2771.281 | 8104401 | no | no |  |  | no |  |  | 1416213.282 | 15449419.536 |  | -1
node_1416457_547_15428405_944 |  |  | PQ | AN | 2771.281 | 8104401 | no | no |  |  | no |  |  | 1416457.547 | 15428405.944 |  | -1
node_1416520_436_15431116_129 |  |  | PQ | AN | 2771.281 | 8104401 | no | no |  |  | no |  |  | 1416520.436 | 15431116.129 |  | -1
node_1416521_751_15436165_665 |  |  | PQ | ABCN | 19918.584 | 8104401 | no | no |  |  | no |  |  | 1416521.751 | 15436165.665 |  | -1
node_1416636_866_15449370_308 |  |  | PQ | AN | 2771.281 | 8104401 | no | no |  |  | no |  |  | 1416636.866 | 15449370.308 |  | -1
node_1416956_232_15427961_879 |  |  | PQ | AD | 2771.281 | 8104401 | no | no |  |  | no |  |  | 1416956.232 | 15427961.879 |  | -1
node_1417026_867_15449320_885 |  |  | PQ | AN | 2771.281 | 8104401 | no | no |  |  | no |  |  | 1417026.867 | 15449320.885 |  | -1
node_1417294_466_15429692_052 |  |  | PQ | AN | 2771.281 | 8104401 | no | no |  |  | no |  |  | 1417294.466 | 15429692.052 |  | -1
node_1417484_584_15449332_603 |  |  | PQ | AN | 2771.281 | 8104401 | no | no |  |  | no |  |  | 1417484.584 | 15449332.603 |  | -1
node_1417566_058_15428862_745 |  |  | PQ | AN | 2771.281 | 8104401 | no | no |  |  | no |  |  | 1417566.058 | 15428862.745 |  | -1
node_1417689_738_15460069_258 |  |  | PQ | AN | 2771.281 | 8104401 | no | no |  |  | no |  |  | 1417689.738 | 15460069.258 |  | -1
node_1417798_61_15449416_062 |  |  | PQ | AN | 2771.281 | 8104401 | no | no |  |  | no |  |  | 1417798.61 | 15449416.062 |  | -1
node_1417944_432_15427589_076 |  |  | PQ | AN | 2771.281 | 8104401 | no | no |  |  | no |  |  | 1417944.432 | 15427589.076 |  | -1
node_1417982_931_15428120_12 |  |  | PQ | AN | 2771.281 | 8104401 | no | no |  |  | no |  |  | 1417982.931 | 15428120.12 |  | -1
node_1418062_716_15427377_909 |  |  | PQ | AN | 2771.281 | 8104401 | no | no |  |  | no |  |  | 1418062.716 | 15427377.909 |  | -1
node_1418240_947_15459901_966 |  |  | PQ | AN | 2771.281 | 8104401 | no | no |  |  | no |  |  | 1418240.947 | 15459901.966 |  | -1
node_1418351_56_15426870_368 |  |  | PQ | AN | 2771.281 | 8104401 | no | no |  |  | no |  |  | 1418351.56 | 15426870.368 |  | -1
node_1418387_823_15435950_562 |  |  | PQ | AN | 19918.584 | 8104401 | no | no |  |  | no |  |  | 1418387.823 | 15435950.562 |  | -1
node_1419103_063_15425650_873 |  |  | PQ | AN | 2771.281 | 8104401 | no | no |  |  | no |  |  | 1419103.063 | 15425650.873 |  | -1
node_1419196_299_15464474_47 |  |  | PQ | AN | 2771.281 | 8104401 | no | no |  |  | no |  |  | 1419196.299 | 15464474.47 |  | -1
node_1419283_23_15460441_974 |  |  | PQ | AN | 2771.281 | 8104401 | no | no |  |  | no |  |  | 1419283.23 | 15460441.974 |  | -1
node_1419298_374_15428176_84 |  |  | PQ | AN | 2771.281 | 8104401 | no | no |  |  | no |  |  | 1419298.374 | 15428176.84 |  | -1
node_1419568_06_15460595_082 |  |  | PQ | AN | 2771.281 | 8104401 | no | no |  |  | no |  |  | 1419568.06 | 15460595.082 |  | -1
node_1419609_634_15465494_824 |  |  | PQ | AN | 2771.281 | 8104401 | no | no |  |  | no |  |  | 1419609.634 | 15465494.824 |  | -1
node_1419733_109_15463387_682 |  |  | PQ | AN | 2771.281 | 8104401 | no | no |  |  | no |  |  | 1419733.109 | 15463387.682 |  | -1
node_1419762_323_15465255_871 |  |  | PQ | AN | 2771.281 | 8104401 | no | no |  |  | no |  |  | 1419762.323 | 15465255.871 |  | -1
node_1419814_724_15464182_911 |  |  | PQ | AN | 2771.281 | 8104401 | no | no |  |  | no |  |  | 1419814.724 | 15464182.911 |  | -1
node_1419815_917_15463914_299 |  |  | PQ | AN | 2771.281 | 8104401 | no | no |  |  | no |  |  | 1419815.917 | 15463914.299 |  | -1
node_1419991_746_15428201_214 |  |  | PQ | AN | 2771.281 | 8104401 | no | no |  |  | no |  |  | 1419991.746 | 15428201.214 |  | -1
node_1420031_616_15460721_857 |  |  | PQ | AN | 2771.281 | 8104401 | no | no |  |  | no |  |  | 1420031.616 | 15460721.857 |  | -1
node_1420075_217_15460441_186 |  |  | PQ | AN | 2771.281 | 8104401 | no | no |  |  | no |  |  | 1420075.217 | 15460441.186 |  | -1
node_1420156_795_15423510_448 |  |  | PQ | AN | 2771.281 | 8104401 | no | no |  |  | no |  |  | 1420156.795 | 15423510.448 |  | -1
node_1420193_559_15460035_537 |  |  | PQ | AN | 2771.281 | 8104401 | no | no |  |  | no |  |  | 1420193.559 | 15460035.537 |  | -1
node_1420255_312_15423232_466 |  |  | PQ | AN | 2771.281 | 8104401 | no | no |  |  | no |  |  | 1420255.312 | 15423232.466 |  | -1
node_1420301_651_15424436_924 |  |  | PQ | AN | 2771.281 | 8104401 | no | no |  |  | no |  |  | 1420301.651 | 15424436.924 |  | -1
node_1420344_223_15461146_985 |  |  | PQ | AN | 2771.281 | 8104401 | no | no |  |  | no |  |  | 1420344.223 | 15461146.985 |  | -1
node_1420352_287_15428220_222 |  |  | PQ | AN | 2771.281 | 8104401 | no | no |  |  | no |  |  | 1420352.287 | 15428220.222 |  | -1
node_1420413_631_15448708_33 |  |  | PQ | AN | 2771.281 | 8104401 | no | no |  |  | no |  |  | 1420413.631 | 15448708.33 |  | -1
node_1420528_898_15422702_499 |  |  | PQ | AN | 2771.281 | 8104401 | no | no |  |  | no |  |  | 1420528.898 | 15422702.499 |  | -1
node_1420658_86_15428232_575 |  |  | PQ | AN | 2771.281 | 8104401 | no | no |  |  | no |  |  | 1420658.86 | 15428232.575 |  | -1
node_1420681_716_15452261_684 |  |  | PQ | AN | 2771.281 | 8104401 | no | no |  |  | no |  |  | 1420681.716 | 15452261.684 |  | -1
node_1420741_18_15422526_659 |  |  | PQ | AN | 2771.281 | 8104401 | no | no |  |  | no |  |  | 1420741.18 | 15422526.659 |  | -1
node_1420934_869_15428547_611 |  |  | PQ | AN | 2771.281 | 8104401 | no | no |  |  | no |  |  | 1420934.869 | 15428547.611 |  | -1
node_1421062_109_15463385_656 |  |  | PQ | AN | 2771.281 | 8104401 | no | no |  |  | no |  |  | 1421062.109 | 15463385.656 |  | -1
node_1421208_933_15428857_213 |  |  | PQ | AN | 2771.281 | 8104401 | no | no |  |  | no |  |  | 1421208.933 | 15428857.213 |  | -1
node_1421288_34_15421541_677 |  |  | PQ | AN | 2771.281 | 8104401 | no | no |  |  | no |  |  | 1421288.34 | 15421541.677 |  | -1
node_1421424_211_15461710_475 |  |  | PQ | AN | 2771.281 | 8104401 | no | no |  |  | no |  |  | 1421424.211 | 15461710.475 |  | -1
node_1421430_015_15461717_981 |  |  | PQ | AN | 2771.281 | 8104401 | no | no |  |  | no |  |  | 1421430.015 | 15461717.981 |  | -1
node_1421565_332_15421800_563 |  |  | PQ | AN | 2771.281 | 8104401 | no | no |  |  | no |  |  | 1421565.332 | 15421800.563 |  | -1
node_1421610_514_15463469_086 |  |  | PQ | AN | 2771.281 | 8104401 | no | no |  |  | no |  |  | 1421610.514 | 15463469.086 |  | -1
node_1421787_504_15463442_32 |  |  | PQ | AN | 2771.281 | 8104401 | no | no |  |  | no |  |  | 1421787.504 | 15463442.32 |  | -1
node_1421817_751_15463117_364 |  |  | PQ | AN | 2771.281 | 8104401 | no | no |  |  | no |  |  | 1421817.751 | 15463117.364 |  | -1
node_1421846_481_15462798_77 |  |  | PQ | AN | 2771.281 | 8104401 | no | no |  |  | no |  |  | 1421846.481 | 15462798.77 |  | -1
node_1422141_414_15462625_385 |  |  | PQ | AN | 2771.281 | 8104401 | no | no |  |  | no |  |  | 1422141.414 | 15462625.385 |  | -1
node_1422330_587_15435447_424 |  |  | PQ | AN | 2771.281 | 8104401 | no | no |  |  | no |  |  | 1422330.587 | 15435447.424 |  | -1
node_1422404_481_15434373_205 |  |  | PQ | AN | 2771.281 | 8104401 | no | no |  |  | no |  |  | 1422404.481 | 15434373.205 |  | -1
node_1422432_11_15433987_088 |  |  | PQ | AN | 2771.281 | 8104401 | no | no |  |  | no |  |  | 1422432.11 | 15433987.088 |  | -1
node_1422464_389_15436799_806 |  |  | PQ | AN | 19918.584 | 8104401 | no | no |  |  | no |  |  | 1422464.389 | 15436799.806 |  | -1
node_1422622_358_15432780_371 |  |  | PQ | AN | 2771.281 | 8104401 | no | no |  |  | no |  |  | 1422622.358 | 15432780.371 |  | -1
node_1422640_815_15462666_277 |  |  | PQ | AN | 2771.281 | 8104401 | no | no |  |  | no |  |  | 1422640.815 | 15462666.277 |  | -1
node_1422835_856_15462784_932 |  |  | PQ | AN | 2771.281 | 8104401 | no | no |  |  | no |  |  | 1422835.856 | 15462784.932 |  | -1
node_1423072_793_15462938_477 |  |  | PQ | AN | 2771.281 | 8104401 | no | no |  |  | no |  |  | 1423072.793 | 15462938.477 |  | -1
node_1423244_59_15462467_05 |  |  | PQ | AN | 2771.281 | 8104401 | no | no |  |  | no |  |  | 1423244.59 | 15462467.05 |  | -1
node_1423313_734_15436696_466 |  |  | PQ | ABCN | 19918.584 | 8104401 | no | no |  |  | no |  |  | 1423313.734 | 15436696.466 |  | -1
node_1423366_778_15462727_353 |  |  | PQ | AN | 2771.281 | 8104401 | no | no |  |  | no |  |  | 1423366.778 | 15462727.353 |  | -1
node_1423454_364_15464781_114 |  |  | PQ | AN | 2771.281 | 8104401 | no | no |  |  | no |  |  | 1423454.364 | 15464781.114 |  | -1
node_1423472_985_15465518_152 |  |  | PQ | AN | 2771.281 | 8104401 | no | no |  |  | no |  |  | 1423472.985 | 15465518.152 |  | -1
node_1423474_218_15463006_172 |  |  | PQ | AN | 2771.281 | 8104401 | no | no |  |  | no |  |  | 1423474.218 | 15463006.172 |  | -1
node_1423494_668_15463273_931 |  |  | PQ | AN | 2771.281 | 8104401 | no | no |  |  | no |  |  | 1423494.668 | 15463273.931 |  | -1
node_1423517_691_15466700_885 |  |  | PQ | AN | 2771.281 | 8104401 | no | no |  |  | no |  |  | 1423517.691 | 15466700.885 |  | -1
node_1423523_409_15466954_164 |  |  | PQ | AN | 2771.281 | 8104401 | no | no |  |  | no |  |  | 1423523.409 | 15466954.164 |  | -1
node_1423545_408_15465160_964 |  |  | PQ | AN | 2771.281 | 8104401 | no | no |  |  | no |  |  | 1423545.408 | 15465160.964 |  | -1
node_1423552_402_15464372_43 |  |  | PQ | AN | 2771.281 | 8104401 | no | no |  |  | no |  |  | 1423552.402 | 15464372.43 |  | -1
node_1423555_212_15466161_851 |  |  | PQ | AN | 2771.281 | 8104401 | no | no |  |  | no |  |  | 1423555.212 | 15466161.851 |  | -1
node_1423568_737_15466439_785 |  |  | PQ | AN | 2771.281 | 8104401 | no | no |  |  | no |  |  | 1423568.737 | 15466439.785 |  | -1
node_1423672_997_15463668_385 |  |  | PQ | AN | 2771.281 | 8104401 | no | no |  |  | no |  |  | 1423672.997 | 15463668.385 |  | -1
node_1424033_949_15463018_612 |  |  | PQ | AN | 2771.281 | 8104401 | no | no |  |  | no |  |  | 1424033.949 | 15463018.612 |  | -1
node_1424067_107_15463686_611 |  |  | PQ | AN | 2771.281 | 8104401 | no | no |  |  | no |  |  | 1424067.107 | 15463686.611 |  | -1
node_1424367_304_15437295_426 |  |  | PQ | AN | 19918.584 | 8104401 | no | no |  |  | no |  |  | 1424367.304 | 15437295.426 |  | -1
node_1424627_332_15437074_536 |  |  | PQ | AN | 19918.584 | 8104401 | no | no |  |  | no |  |  | 1424627.332 | 15437074.536 |  | -1
node_1424767_421_15464156_321 |  |  | PQ | AN | 2771.281 | 8104401 | no | no |  |  | no |  |  | 1424767.421 | 15464156.321 |  | -1
node_1424774_641_15436185_662 |  |  | PQ | AN | 19918.584 | 8104401 | no | no |  |  | no |  |  | 1424774.641 | 15436185.662 |  | -1
node_1424994_134_15459697_21 |  |  | PQ | AN | 2771.281 | 8104401 | no | no |  |  | no |  |  | 1424994.134 | 15459697.21 |  | -1
node_1425009_199_15459431_231 |  |  | PQ | AN | 2771.281 | 8104401 | no | no |  |  | no |  |  | 1425009.199 | 15459431.231 |  | -1
node_1425017_107_15459064_314 |  |  | PQ | AN | 2771.281 | 8104401 | no | no |  |  | no |  |  | 1425017.107 | 15459064.314 |  | -1
node_1425027_525_15436593_069 |  |  | PQ | AN | 19918.584 | 8104401 | no | no |  |  | no |  |  | 1425027.525 | 15436593.069 |  | -1
node_1425062_573_15463841_186 |  |  | PQ | AN | 2771.281 | 8104401 | no | no |  |  | no |  |  | 1425062.573 | 15463841.186 |  | -1
node_1425135_367_15461701_298 |  |  | PQ | AN | 2771.281 | 8104401 | no | no |  |  | no |  |  | 1425135.367 | 15461701.298 |  | -1
node_1425148_384_15456666_221 |  |  | PQ | AN | 2771.281 | 8104401 | no | no |  |  | no |  |  | 1425148.384 | 15456666.221 |  | -1
node_1425158_416_15456984_978 |  |  | PQ | AN | 2771.281 | 8104401 | no | no |  |  | no |  |  | 1425158.416 | 15456984.978 |  | -1
node_1425199_121_15464308_704 |  |  | PQ | AN | 2771.281 | 8104401 | no | no |  |  | no |  |  | 1425199.121 | 15464308.704 |  | -1
node_1425782_045_15463835_713 |  |  | PQ | AN | 2771.281 | 8104401 | no | no |  |  | no |  |  | 1425782.045 | 15463835.713 |  | -1
node_1425817_815_15439550_02 |  |  | PQ | AN | 19918.584 | 8104401 | no | no |  |  | no |  |  | 1425817.815 | 15439550.02 |  | -1
node_1425832_618_15464198_718 |  |  | PQ | AN | 2771.281 | 8104401 | no | no |  |  | no |  |  | 1425832.618 | 15464198.718 |  | -1
node_1425863_407_15438667_258 |  |  | PQ | AN | 19918.584 | 8104401 | no | no |  |  | no |  |  | 1425863.407 | 15438667.258 |  | -1
node_1425948_434_15439794_934 |  |  | PQ | AN | 19918.584 | 8104401 | no | no |  |  | no |  |  | 1425948.434 | 15439794.934 |  | -1
node_1425982_147_15464434_05 |  |  | PQ | AN | 2771.281 | 8104401 | no | no |  |  | no |  |  | 1425982.147 | 15464434.05 |  | -1
node_1425983_515_15437953_677 |  |  | PQ | AN | 19918.584 | 8104401 | no | no |  |  | no |  |  | 1425983.515 | 15437953.677 |  | -1
node_1426015_998_15437259_076 |  |  | PQ | AN | 19918.584 | 8104401 | no | no |  |  | no |  |  | 1426015.998 | 15437259.076 |  | -1
node_1426052_626_15464301_082 |  |  | PQ | AN | 2771.281 | 8104401 | no | no |  |  | no |  |  | 1426052.626 | 15464301.082 |  | -1
node_1426272_009_15464740_498 |  |  | PQ | AN | 2771.281 | 8104401 | no | no |  |  | no |  |  | 1426272.009 | 15464740.498 |  | -1
node_1426326_041_15437024_76 |  |  | PQ | ABCN | 19918.584 | 8104401 | no | no |  |  | no |  |  | 1426326.041 | 15437024.76 |  | -1
node_1426728_565_15468315_988 |  |  | PQ | AN | 2771.281 | 8104401 | no | no |  |  | no |  |  | 1426728.565 | 15468315.988 |  | -1
node_1426897_556_15464874_484 |  |  | PQ | AN | 2771.281 | 8104401 | no | no |  |  | no |  |  | 1426897.556 | 15464874.484 |  | -1
node_1427086_627_15485366_588 |  |  | PQ | ABCN | 19918.584 | 8104401 | no | no |  |  | no |  |  | 1427086.627 | 15485366.588 |  | -1
node_1427090_564_15485340_529 |  |  | PQ | ABCN | 19918.584 | 8104401 | no | no |  |  | no |  |  | 1427090.564 | 15485340.529 |  | -1
node_1427097_068_15485321_839 |  |  | PQ | ABCN | 19918.584 | 8104401 | no | no |  |  | no |  |  | 1427097.068 | 15485321.839 |  | -1
node_1427121_521_15485725_422 |  |  | PQ | ABCN | 19918.584 | 8104401 | no | no |  |  | no |  |  | 1427121.521 | 15485725.422 |  | -1
node_1427223_292_15473864_066 |  |  | PQ | AN | 19918.584 | 8104401 | no | no |  |  | no |  |  | 1427223.292 | 15473864.066 |  | -1
node_1427263_614_15474066_993 |  |  | PQ | AN | 19918.584 | 8104401 | no | no |  |  | no |  |  | 1427263.616 | 15474067.001 |  | -1
node_1427335_418_15473231_792 |  |  | PQ | AN | 19918.584 | 8104401 | no | no |  |  | no |  |  | 1427335.418 | 15473231.792 |  | -1
node_1427568_026_15484907_022 |  |  | PQ | ABCN | 19918.584 | 8104401 | no | no |  |  | no |  |  | 1427568.026 | 15484907.022 |  | -1
node_1427927_42_15410013_457 |  |  | PQ | AN | 2771.281 | 8104401 | no | no |  |  | no |  |  | 1427927.42 | 15410013.457 |  | -1
node_1427938_807_15484566_783 |  |  | PQ | ABCN | 19918.584 | 8104401 | no | no |  |  | no |  |  | 1427938.807 | 15484566.783 |  | -1
node_1428196_58_15437206_969 |  |  | PQ | ABCN | 19918.584 | 8104401 | no | no |  |  | no |  |  | 1428196.58 | 15437206.969 |  | -1
node_1428230_481_15465819_764 |  |  | PQ | AN | 2771.281 | 8104401 | no | no |  |  | no |  |  | 1428230.481 | 15465819.764 |  | -1
node_1428404_658_15480759_589 |  |  | PQ | ABCN | 19918.584 | 8104401 | no | no |  |  | no |  |  | 1428404.658 | 15480759.589 |  | -1
node_1428430_428_15481065_996 |  |  | PQ | ABCN | 19918.584 | 8104401 | no | no |  |  | no |  |  | 1428430.428 | 15481065.996 |  | -1
node_1428459_988_15465725_067 |  |  | PQ | AN | 2771.281 | 8104401 | no | no |  |  | no |  |  | 1428459.988 | 15465725.067 |  | -1
node_1428550_594_15478735_221 |  |  | PQ | AN | 19918.584 | 8104401 | no | no |  |  | no |  |  | 1428550.594 | 15478735.221 |  | -1
node_1428551_281_15482829_4 |  |  | PQ | ABCN | 19918.584 | 8104401 | no | no |  |  | no |  |  | 1428551.281 | 15482829.4 |  | -1
node_1428591_195_15465859_975 |  |  | PQ | AN | 2771.281 | 8104401 | no | no |  |  | no |  |  | 1428591.195 | 15465859.975 |  | -1
node_1428598_196_15466362_466 |  |  | PQ | AN | 2771.281 | 8104401 | no | no |  |  | no |  |  | 1428598.196 | 15466362.466 |  | -1
node_1428780_251_15451493_327 |  |  | PQ | AN | 19918.584 | 8104401 | no | no |  |  | no |  |  | 1428780.251 | 15451493.327 |  | -1
node_1428781_15_15474275_474 |  |  | PQ | AN | 19918.584 | 8104401 | no | no |  |  | no |  |  | 1428781.15 | 15474275.474 |  | -1
node_1428832_763_15425850_597 |  |  | PQ | AN | 2771.281 | 8104401 | no | no |  |  | no |  |  | 1428832.763 | 15425850.597 |  | -1
node_1428846_357_15431301_082 |  |  | PQ | AN | 2771.281 | 8104401 | no | no |  |  | no |  |  | 1428846.357 | 15431301.082 |  | -1
node_1428907_563_15465959_795 |  |  | PQ | AN | 2771.281 | 8104401 | no | no |  |  | no |  |  | 1428907.563 | 15465959.795 |  | -1
node_1428954_981_15430805_736 |  |  | PQ | AN | 2771.281 | 8104401 | no | no |  |  | no |  |  | 1428954.981 | 15430805.736 |  | -1
node_1428995_166_15430288_746 |  |  | PQ | AN | 2771.281 | 8104401 | no | no |  |  | no |  |  | 1428995.166 | 15430288.746 |  | -1
node_1429031_693_15429686_126 |  |  | PQ | AN | 2771.281 | 8104401 | no | no |  |  | no |  |  | 1429031.693 | 15429686.126 |  | -1
node_1429045_222_15429373_648 |  |  | PQ | AN | 2771.281 | 8104401 | no | no |  |  | no |  |  | 1429045.222 | 15429373.648 |  | -1
node_1429059_672_15429044_321 |  |  | PQ | AN | 2771.281 | 8104401 | no | no |  |  | no |  |  | 1429059.672 | 15429044.321 |  | -1
node_1429090_174_15474260_825 |  |  | PQ | AN | 19918.584 | 8104401 | no | no |  |  | no |  |  | 1429090.174 | 15474260.825 |  | -1
node_1429090_348_15477565_356 |  |  | PQ | AN | 19918.584 | 8104401 | no | no |  |  | no |  |  | 1429090.348 | 15477565.356 |  | -1
node_1429097_025_15428372_535 |  |  | PQ | AN | 2771.281 | 8104401 | no | no |  |  | no |  |  | 1429097.025 | 15428372.535 |  | -1
node_1429113_437_15428033_345 |  |  | PQ | AN | 2771.281 | 8104401 | no | no |  |  | no |  |  | 1429113.437 | 15428033.345 |  | -1
node_1429122_285_15428204_329 |  |  | PQ | AN | 2771.281 | 8104401 | no | no |  |  | no |  |  | 1429122.285 | 15428204.329 |  | -1
node_1429127_176_15478256_05 |  |  | PQ | ABCN | 19918.584 | 8104401 | no | no |  |  | no |  |  | 1429127.176 | 15478256.05 |  | -1
node_1429134_881_15427693_147 |  |  | PQ | AN | 2771.281 | 8104401 | no | no |  |  | no |  |  | 1429134.881 | 15427693.147 |  | -1
node_1429165_35_15427183_909 |  |  | PQ | AN | 2771.281 | 8104401 | no | no |  |  | no |  |  | 1429165.35 | 15427183.909 |  | -1
node_1429188_042_15409965_279 |  |  | PQ | AN | 2771.281 | 8104401 | no | no |  |  | no |  |  | 1429188.042 | 15409965.279 |  | -1
node_1429198_167_15426664_559 |  |  | PQ | AN | 2771.281 | 8104401 | no | no |  |  | no |  |  | 1429198.167 | 15426664.559 |  | -1
node_1429217_127_15426340_891 |  |  | PQ | AN | 2771.281 | 8104401 | no | no |  |  | no |  |  | 1429217.127 | 15426340.891 |  | -1
node_1429220_304_15424101_242 |  |  | PQ | AN | 2771.281 | 8104401 | no | no |  |  | no |  |  | 1429220.304 | 15424101.242 |  | -1
node_1429313_407_15440323_64 |  |  | PQ | AN | 19918.584 | 8104401 | no | no |  |  | no |  |  | 1429313.407 | 15440323.64 |  | -1
node_1429395_109_15425691_842 |  |  | PQ | AN | 2771.281 | 8104401 | no | no |  |  | no |  |  | 1429395.109 | 15425691.842 |  | -1
node_1429399_687_15468450_558 |  |  | PQ | AN | 2771.281 | 8104401 | no | no |  |  | no |  |  | 1429399.687 | 15468450.558 |  | -1
node_1429416_634_15477591_73 |  |  | PQ | ABCN | 19918.584 | 8104401 | no | no |  |  | no |  |  | 1429416.634 | 15477591.73 |  | -1
node_1429542_695_15424445_728 |  |  | PQ | AN | 2771.281 | 8104401 | no | no |  |  | no |  |  | 1429542.695 | 15424445.728 |  | -1
node_1429557_139_15423657_212 |  |  | PQ | AN | 2771.281 | 8104401 | no | no |  |  | no |  |  | 1429557.139 | 15423657.212 |  | -1
node_1429611_465_15437366_266 |  |  | PQ | ABCN | 19918.584 | 8104401 | no | no |  |  | no |  |  | 1429611.465 | 15437366.266 |  | -1
node_1429622_123_15452325_691 |  |  | PQ | AN | 19918.584 | 8104401 | no | no |  |  | no |  |  | 1429622.123 | 15452325.691 |  | -1
node_1429636_579_15466645_884 |  |  | PQ | AN | 2771.281 | 8104401 | no | no |  |  | no |  |  | 1429636.579 | 15466645.884 |  | -1
node_1429661_097_15440051_386 |  |  | PQ | AN | 19918.584 | 8104401 | no | no |  |  | no |  |  | 1429661.097 | 15440051.386 |  | -1
node_1429674_762_15446610_098 |  |  | PQ | AN | 2771.281 | 8104401 | no | no |  |  | no |  |  | 1429674.762 | 15446610.098 |  | -1
node_1429688_605_15425597_871 |  |  | PQ | AD | 2771.281 | 8104401 | no | no |  |  | no |  |  | 1429688.605 | 15425597.871 |  | -1
node_1429701_53_15452635_602 |  |  | PQ | AN | 19918.584 | 8104401 | no | no |  |  | no |  |  | 1429701.53 | 15452635.602 |  | -1
node_1429735_26_15412704_981 |  |  | PQ | AN | 2771.281 | 8104401 | no | no |  |  | no |  |  | 1429735.26 | 15412704.981 |  | -1
node_1429742_411_15437498_541 |  |  | PQ | ABCN | 19918.584 | 8104401 | no | no |  |  | no |  |  | 1429742.411 | 15437498.541 |  | -1
node_1429744_041_15424712_539 |  |  | PQ | AN | 2771.281 | 8104401 | no | no |  |  | no |  |  | 1429744.041 | 15424712.539 |  | -1
node_1429778_395_15439832_206 |  |  | PQ | AN | 19918.584 | 8104401 | no | no |  |  | no |  |  | 1429778.395 | 15439832.206 |  | -1
node_1429810_053_15412024_343 |  |  | PQ | AN | 2771.281 | 8104401 | no | no |  |  | no |  |  | 1429810.053 | 15412024.343 |  | -1
node_1429863_925_15474209_135 |  |  | PQ | ABCN | 19918.584 | 8104401 | no | no |  |  | no |  |  | 1429863.925 | 15474209.135 |  | -1
node_1429874_453_15472667_383 |  |  | PQ | ABCN | 19918.584 | 8104401 | no | no |  |  | no |  |  | 1429874.453 | 15472667.383 |  | -1
node_1429891_271_15439592_256 |  |  | PQ | AN | 19918.584 | 8104401 | no | no |  |  | no |  |  | 1429891.271 | 15439592.256 |  | -1
node_1429903_896_15412730_729 |  |  | PQ | AN | 2771.281 | 8104401 | no | no |  |  | no |  |  | 1429903.896 | 15412730.729 |  | -1
node_1429925_209_15473018_148 |  |  | PQ | ABCN | 19918.584 | 8104401 | no | no |  |  | no |  |  | 1429925.209 | 15473018.148 |  | -1
node_1429947_487_15445705_164 |  |  | PQ | AN | 2771.281 | 8104401 | no | no |  |  | no |  |  | 1429947.487 | 15445705.164 |  | -1
node_1429963_125_15470070_935 |  |  | PQ | ABCN | 19918.584 | 8104401 | no | no |  |  | no |  |  | 1429963.125 | 15470070.935 |  | -1
node_1429966_442_15475960_669 |  |  | PQ | ABCN | 19918.584 | 8104401 | no | no |  |  | no |  |  | 1429966.442 | 15475960.669 |  | -1
node_1430012_301_15468510_877 |  |  | PQ | AN | 2771.281 | 8104401 | no | no |  |  | no |  |  | 1430012.301 | 15468510.877 |  | -1
node_1430079_139_15412502_864 |  |  | PQ | AN | 2771.281 | 8104401 | no | no |  |  | no |  |  | 1430079.139 | 15412502.864 |  | -1
node_1430114_559_15448112_22 |  |  | PQ | AN | 19918.584 | 8104401 | no | no |  |  | no |  |  | 1430114.559 | 15448112.22 |  | -1
node_1430115_804_15444175_168 |  |  | PQ | AN | 2771.281 | 8104401 | no | no |  |  | no |  |  | 1430115.804 | 15444175.168 |  | -1
node_1430126_117_15444415_311 |  |  | PQ | AN | 2771.281 | 8104401 | no | no |  |  | no |  |  | 1430126.117 | 15444415.311 |  | -1
node_1430140_233_15424728_28 |  |  | PQ | AN | 2771.281 | 8104401 | no | no |  |  | no |  |  | 1430140.233 | 15424728.28 |  | -1
node_1430152_546_15416361_147 |  |  | PQ | AN | 2771.281 | 8104401 | no | no |  |  | no |  |  | 1430152.546 | 15416361.147 |  | -1
node_1430168_353_15437475_327 |  |  | PQ | ABCN | 19918.584 | 8104401 | no | no |  |  | no |  |  | 1430168.353 | 15437475.327 |  | -1
node_1430237_578_15469831_117 |  |  | PQ | AN | 19918.584 | 8104401 | no | no |  |  | no |  |  | 1430237.578 | 15469831.117 |  | -1
node_1430256_149_15472785_482 |  |  | PQ | AN | 19918.584 | 8104401 | no | no |  |  | no |  |  | 1430256.149 | 15472785.482 |  | -1
node_1430277_499_15425005_971 |  |  | PQ | AN | 2771.281 | 8104401 | no | no |  |  | no |  |  | 1430277.499 | 15425005.971 |  | -1
node_1430297_335_15468648_381 |  |  | PQ | AN | 2771.281 | 8104401 | no | no |  |  | no |  |  | 1430297.335 | 15468648.381 |  | -1
node_1430339_067_15439091_492 |  |  | PQ | AN | 19918.584 | 8104401 | no | no |  |  | no |  |  | 1430339.067 | 15439091.492 |  | -1
node_1430401_697_15445062_736 |  |  | PQ | AN | 2771.281 | 8104401 | no | no |  |  | no |  |  | 1430401.697 | 15445062.736 |  | -1
node_1430410_149_15437866_313 |  |  | PQ | AN | 19918.584 | 8104401 | no | no |  |  | no |  |  | 1430410.149 | 15437866.313 |  | -1
node_1430431_201_15414318_675 |  |  | PQ | AN | 2771.281 | 8104401 | no | no |  |  | no |  |  | 1430431.201 | 15414318.675 |  | -1
node_1430558_688_15437489_545 |  |  | PQ | ABCN | 19918.584 | 8104401 | no | no |  |  | no |  |  | 1430558.688 | 15437489.545 |  | -1
node_1430565_228_15474286_385 |  |  | PQ | AN | 19918.584 | 8104401 | no | no |  |  | no |  |  | 1430565.228 | 15474286.385 |  | -1
node_1430628_554_15416122_48 |  |  | PQ | AN | 2771.281 | 8104401 | no | no |  |  | no |  |  | 1430628.554 | 15416122.48 |  | -1
node_1430632_709_15438868_253 |  |  | PQ | AN | 19918.584 | 8104401 | no | no |  |  | no |  |  | 1430632.709 | 15438868.253 |  | -1
node_1430698_756_15445711_242 |  |  | PQ | AN | 2771.281 | 8104401 | no | no |  |  | no |  |  | 1430698.756 | 15445711.242 |  | -1
node_1430706_709_15415944_501 |  |  | PQ | AN | 2771.281 | 8104401 | no | no |  |  | no |  |  | 1430706.709 | 15415944.501 |  | -1
node_1430796_953_15445768_284 |  |  | PQ | AN | 2771.281 | 8104401 | no | no |  |  | no |  |  | 1430796.953 | 15445768.284 |  | -1
node_1430815_316_15443956_348 |  |  | PQ | AN | 2771.281 | 8104401 | no | no |  |  | no |  |  | 1430815.316 | 15443956.348 |  | -1
node_1430829_913_15452028_844 |  |  | PQ | AN | 19918.584 | 8104401 | no | no |  |  | no |  |  | 1430829.913 | 15452028.844 |  | -1
node_1430832_21_15446067_914 |  |  | PQ | AN | 2771.281 | 8104401 | no | no |  |  | no |  |  | 1430832.21 | 15446067.914 |  | -1
node_1430861_047_15468865_564 |  |  | PQ | AN | 2771.281 | 8104401 | no | no |  |  | no |  |  | 1430861.047 | 15468865.564 |  | -1
node_1430902_957_15438892_265 |  |  | PQ | AN | 19918.584 | 8104401 | no | no |  |  | no |  |  | 1430902.957 | 15438892.265 |  | -1
node_1430967_516_15443675_663 |  |  | PQ | AN | 2771.281 | 8104401 | no | no |  |  | no |  |  | 1430967.516 | 15443675.663 |  | -1
node_1430992_41_15470326_717 |  |  | PQ | AN | 19918.584 | 8104401 | no | no |  |  | no |  |  | 1430992.41 | 15470326.717 |  | -1
node_1431094_045_15424732_533 |  |  | PQ | AN | 2771.281 | 8104401 | no | no |  |  | no |  |  | 1431094.045 | 15424732.533 |  | -1
node_1431116_624_15425083_215 |  |  | PQ | AN | 2771.281 | 8104401 | no | no |  |  | no |  |  | 1431116.624 | 15425083.215 |  | -1
node_1431121_986_15439099_652 |  |  | PQ | AN | 19918.584 | 8104401 | no | no |  |  | no |  |  | 1431121.986 | 15439099.652 |  | -1
node_1431123_825_15474375_817 |  |  | PQ | AN | 19918.584 | 8104401 | no | no |  |  | no |  |  | 1431123.825 | 15474375.817 |  | -1
node_1431173_961_15443450_102 |  |  | PQ | AN | 2771.281 | 8104401 | no | no |  |  | no |  |  | 1431173.961 | 15443450.102 |  | -1
node_1431177_844_15448468_064 |  |  | PQ | AN | 19918.584 | 8104401 | no | no |  |  | no |  |  | 1431177.844 | 15448468.064 |  | -1
node_1431190_795_15416527_364 |  |  | PQ | AN | 2771.281 | 8104401 | no | no |  |  | no |  |  | 1431190.795 | 15416527.364 |  | -1
node_1431218_427_15443147_11 |  |  | PQ | AN | 2771.281 | 8104401 | no | no |  |  | no |  |  | 1431218.427 | 15443147.11 |  | -1
node_1431241_437_15437396_664 |  |  | PQ | AN | 19918.584 | 8104401 | no | no |  |  | no |  |  | 1431241.437 | 15437396.664 |  | -1
node_1431350_517_15448207_541 |  |  | PQ | AN | 19918.584 | 8104401 | no | no |  |  | no |  |  | 1431350.517 | 15448207.541 |  | -1
node_1431393_373_15470972_865 |  |  | PQ | AN | 19918.584 | 8104401 | no | no |  |  | no |  |  | 1431393.373 | 15470972.865 |  | -1
node_1431414_306_15442431_495 |  |  | PQ | AN | 2771.281 | 8104401 | no | no |  |  | no |  |  | 1431414.306 | 15442431.495 |  | -1
node_1431441_532_15470647_582 |  |  | PQ | AN | 19918.584 | 8104401 | no | no |  |  | no |  |  | 1431441.532 | 15470647.582 |  | -1
node_1431448_917_15441959_144 |  |  | PQ | AN | 2771.281 | 8104401 | no | no |  |  | no |  |  | 1431448.917 | 15441959.144 |  | -1
node_1431473_453_15437487_88 |  |  | PQ | ABCN | 19918.584 | 8104401 | no | no |  |  | no |  |  | 1431473.453 | 15437487.88 |  | -1
node_1431563_489_15448227_254 |  |  | PQ | AN | 19918.584 | 8104401 | no | no |  |  | no |  |  | 1431563.489 | 15448227.254 |  | -1
node_1431613_633_15424967_373 |  |  | PQ | AN | 2771.281 | 8104401 | no | no |  |  | no |  |  | 1431613.633 | 15424967.373 |  | -1
node_1431639_642_15466408_44 |  |  | PQ | AN | 19918.584 | 8104401 | no | no |  |  | no |  |  | 1431639.642 | 15466408.44 |  | -1
node_1431789_277_15464495_461 |  |  | PQ | AN | 19918.584 | 8104401 | no | no |  |  | no |  |  | 1431789.277 | 15464495.461 |  | -1
node_1431806_475_15463974_798 |  |  | PQ | AN | 19918.584 | 8104401 | no | no |  |  | no |  |  | 1431806.475 | 15463974.798 |  | -1
node_1431823_839_15452614_455 |  |  | PQ | AN | 19918.584 | 8104401 | no | no |  |  | no |  |  | 1431823.839 | 15452614.455 |  | -1
node_1431826_97_15474328_814 |  |  | PQ | AN | 19918.584 | 8104401 | no | no |  |  | no |  |  | 1431826.97 | 15474328.814 |  | -1
node_1431834_933_15416760_113 |  |  | PQ | AN | 2771.281 | 8104401 | no | no |  |  | no |  |  | 1431834.933 | 15416760.113 |  | -1
node_1431916_542_15417212_964 |  |  | PQ | AN | 2771.281 | 8104401 | no | no |  |  | no |  |  | 1431916.542 | 15417212.964 |  | -1
node_1431989_459_15466755_799 |  |  | PQ | AN | 19918.584 | 8104401 | no | no |  |  | no |  |  | 1431989.459 | 15466755.799 |  | -1
node_1432002_073_15454166_518 |  |  | PQ | ABCN | 19918.584 | 8104401 | no | no |  |  | no |  |  | 1432002.073 | 15454166.518 |  | -1
node_1432080_43_15458815_305 |  |  | PQ | ABCN | 19918.584 | 8104401 | no | no |  |  | no |  |  | 1432080.43 | 15458815.305 |  | -1
node_1432100_508_15452288_173 |  |  | PQ | ABCN | 19918.584 | 8104401 | no | no |  |  | no |  |  | 1432100.508 | 15452288.173 |  | -1
node_1432140_991_15425021_956 |  |  | PQ | AN | 2771.281 | 8104401 | no | no |  |  | no |  |  | 1432140.991 | 15425021.956 |  | -1
node_1432142_672_15451765_999 |  |  | PQ | ABCN | 19918.584 | 8104401 | no | no |  |  | no |  |  | 1432142.672 | 15451765.999 |  | -1
node_1432155_754_15469561_832 |  |  | PQ | AN | 2771.281 | 8104401 | no | no |  |  | no |  |  | 1432155.754 | 15469561.832 |  | -1
node_1432164_628_15456963_028 |  |  | PQ | ABCN | 19918.584 | 8104401 | no | no |  |  | no |  |  | 1432164.628 | 15456963.028 |  | -1
node_1432180_13_15456660_636 |  |  | PQ | ABCN | 19918.584 | 8104401 | no | no |  |  | no |  |  | 1432180.13 | 15456660.636 |  | -1
node_1432220_252_15441553_1 |  |  | PQ | AN | 2771.281 | 8104401 | no | no |  |  | no |  |  | 1432220.252 | 15441553.1 |  | -1
node_1432231_429_15449863_732 |  |  | PQ | ABCN | 19918.584 | 8104401 | no | no |  |  | no |  |  | 1432231.429 | 15449863.732 |  | -1
node_1432245_84_15449504_49 |  |  | PQ | ABCN | 19918.584 | 8104401 | no | no |  |  | no |  |  | 1432245.84 | 15449504.49 |  | -1
node_1432258_431_15443391_389 |  |  | PQ | AN | 2771.281 | 8104401 | no | no |  |  | no |  |  | 1432258.431 | 15443391.389 |  | -1
node_1432278_868_15443185_625 |  |  | PQ | AN | 2771.281 | 8104401 | no | no |  |  | no |  |  | 1432278.868 | 15443185.625 |  | -1
node_1432331_246_15448204_951 |  |  | PQ | ABCN | 19918.584 | 8104401 | no | no |  |  | no |  |  | 1432331.246 | 15448204.951 |  | -1
node_1432331_996_15449256_474 |  |  | PQ | ABCN | 19918.584 | 8104401 | no | no |  |  | no |  |  | 1432331.996 | 15449256.474 |  | -1
node_1432369_731_15444154_215 |  |  | PQ | AN | 2771.281 | 8104401 | no | no |  |  | no |  |  | 1432369.731 | 15444154.215 |  | -1
node_1432390_28_15443795_691 |  |  | PQ | AN | 2771.281 | 8104401 | no | no |  |  | no |  |  | 1432390.28 | 15443795.691 |  | -1
node_1432396_998_15447721_354 |  |  | PQ | ABCN | 19918.584 | 8104401 | no | no |  |  | no |  |  | 1432396.998 | 15447721.354 |  | -1
node_1432398_441_15442782_376 |  |  | PQ | AN | 2771.281 | 8104401 | no | no |  |  | no |  |  | 1432398.441 | 15442782.376 |  | -1
node_1432409_008_15448909_365 |  |  | PQ | ABCN | 19918.584 | 8104401 | no | no |  |  | no |  |  | 1432409.008 | 15448909.365 |  | -1
node_1432421_823_15416123_113 |  |  | PQ | AN | 2771.281 | 8104401 | no | no |  |  | no |  |  | 1432421.823 | 15416123.113 |  | -1
node_1432425_589_15448990_966 |  |  | PQ | AN | 19918.584 | 8104401 | no | no |  |  | no |  |  | 1432425.589 | 15448990.966 |  | -1
node_1432436_17_15448571_751 |  |  | PQ | ABCN | 19918.584 | 8104401 | no | no |  |  | no |  |  | 1432436.17 | 15448571.751 |  | -1
node_1432490_027_15440956_024 |  |  | PQ | AN | 2771.281 | 8104401 | no | no |  |  | no |  |  | 1432490.027 | 15440956.024 |  | -1
node_1432493_827_15437598_719 |  |  | PQ | ABCN | 19918.584 | 8104401 | no | no |  |  | no |  |  | 1432493.827 | 15437598.719 |  | -1
node_1432525_123_15469537_649 |  |  | PQ | AN | 2771.281 | 8104401 | no | no |  |  | no |  |  | 1432525.123 | 15469537.649 |  | -1
node_1432542_174_15444510_139 |  |  | PQ | AN | 2771.281 | 8104401 | no | no |  |  | no |  |  | 1432542.174 | 15444510.139 |  | -1
node_1432609_793_15447046_729 |  |  | PQ | ABCN | 19918.584 | 8104401 | no | no |  |  | no |  |  | 1432609.793 | 15447046.729 |  | -1
node_1432613_424_15444881_765 |  |  | PQ | AN | 2771.281 | 8104401 | no | no |  |  | no |  |  | 1432613.424 | 15444881.765 |  | -1
node_1432653_361_15469781_232 |  |  | PQ | AN | 2771.281 | 8104401 | no | no |  |  | no |  |  | 1432653.361 | 15469781.232 |  | -1
node_1432820_847_15463176_496 |  |  | PQ | AN | 19918.584 | 8104401 | no | no |  |  | no |  |  | 1432820.847 | 15463176.496 |  | -1
node_1432945_439_15436129_163 |  |  | PQ | AN | 2771.281 | 8104401 | no | no |  |  | no |  |  | 1432945.439 | 15436129.163 |  | -1
node_1432965_795_15435902_44 |  |  | PQ | AN | 2771.281 | 8104401 | no | no |  |  | no |  |  | 1432965.795 | 15435902.44 |  | -1
node_1432970_775_15434399_805 |  |  | PQ | AN | 2771.281 | 8104401 | no | no |  |  | no |  |  | 1432970.775 | 15434399.805 |  | -1
node_1432977_356_15419385_409 |  |  | PQ | AN | 2771.281 | 8104401 | no | no |  |  | no |  |  | 1432977.356 | 15419385.409 |  | -1
node_1432988_039_15434064_018 |  |  | PQ | AN | 2771.281 | 8104401 | no | no |  |  | no |  |  | 1432988.039 | 15434064.018 |  | -1
node_1432998_114_15416893_704 |  |  | PQ | AN | 2771.281 | 8104401 | no | no |  |  | no |  |  | 1432998.114 | 15416893.704 |  | -1
node_1432999_154_15433740_39 |  |  | PQ | AN | 2771.281 | 8104401 | no | no |  |  | no |  |  | 1432999.154 | 15433740.39 |  | -1
node_1433017_233_15432770_964 |  |  | PQ | AN | 2771.281 | 8104401 | no | no |  |  | no |  |  | 1433017.233 | 15432770.964 |  | -1
node_1433021_265_15433102_046 |  |  | PQ | AN | 2771.281 | 8104401 | no | no |  |  | no |  |  | 1433021.265 | 15433102.046 |  | -1
node_1433045_093_15436397_623 |  |  | PQ | AN | 2771.281 | 8104401 | no | no |  |  | no |  |  | 1433045.093 | 15436397.623 |  | -1
node_1433051_216_15435145_649 |  |  | PQ | AN | 2771.281 | 8104401 | no | no |  |  | no |  |  | 1433051.216 | 15435145.649 |  | -1
node_1433053_285_15461731_481 |  |  | PQ | ABCN | 19918.584 | 8104401 | no | no |  |  | no |  |  | 1433053.285 | 15461731.481 |  | -1
node_1433054_007_15432365_549 |  |  | PQ | AN | 2771.281 | 8104401 | no | no |  |  | no |  |  | 1433054.007 | 15432365.549 |  | -1
node_1433063_263_15418795_634 |  |  | PQ | AN | 2771.281 | 8104401 | no | no |  |  | no |  |  | 1433063.263 | 15418795.634 |  | -1
node_1433070_148_15437629_058 |  |  | PQ | ABCN | 19918.584 | 8104401 | no | no |  |  | no |  |  | 1433070.148 | 15437629.058 |  | -1
node_1433073_06_15431963_268 |  |  | PQ | AN | 2771.281 | 8104401 | no | no |  |  | no |  |  | 1433073.06 | 15431963.268 |  | -1
node_1433093_349_15445743_785 |  |  | PQ | ABCN | 19918.584 | 8104401 | no | no |  |  | no |  |  | 1433093.349 | 15445743.785 |  | -1
node_1433097_288_15431576_119 |  |  | PQ | AN | 2771.281 | 8104401 | no | no |  |  | no |  |  | 1433097.288 | 15431576.119 |  | -1
node_1433109_957_15443826_138 |  |  | PQ | ABCN | 19918.584 | 8104401 | no | no |  |  | no |  |  | 1433109.957 | 15443826.138 |  | -1
node_1433113_738_15445492_972 |  |  | PQ | ABCN | 19918.584 | 8104401 | no | no |  |  | no |  |  | 1433113.738 | 15445492.972 |  | -1
node_1433138_957_15427928_653 |  |  | PQ | AN | 2771.281 | 8104401 | no | no |  |  | no |  |  | 1433138.957 | 15427928.653 |  | -1
node_1433156_085_15448244_551 |  |  | PQ | AN | 19918.584 | 8104401 | no | no |  |  | no |  |  | 1433156.085 | 15448244.551 |  | -1
node_1433179_142_15436781_902 |  |  | PQ | AN | 2771.281 | 8104401 | no | no |  |  | no |  |  | 1433179.142 | 15436781.902 |  | -1
node_1433196_261_15424930_223 |  |  | PQ | AN | 2771.281 | 8104401 | no | no |  |  | no |  |  | 1433196.261 | 15424930.223 |  | -1
node_1433200_462_15436649_032 |  |  | PQ | AN | 2771.281 | 8104401 | no | no |  |  | no |  |  | 1433200.462 | 15436649.032 |  | -1
node_1433201_297_15433785_394 |  |  | PQ | AN | 2771.281 | 8104401 | no | no |  |  | no |  |  | 1433201.297 | 15433785.394 |  | -1
node_1433242_007_15437710_768 |  |  | PQ | ABCN | 19918.584 | 8104401 | no | no |  |  | no |  |  | 1433242.007 | 15437710.768 |  | -1
node_1433246_563_15437710_516 |  |  | PQ | ABCN | 19918.584 | 8104401 | no | no |  |  | no |  |  | 1433246.563 | 15437710.516 |  | -1
node_1433252_211_15437710_811 |  |  | PQ | ABCN | 19918.584 | 8104401 | no | no |  |  | no |  |  | 1433252.211 | 15437710.811 |  | -1
node_1433260_096_15419810_437 |  |  | PQ | AN | 2771.281 | 8104401 | no | no |  |  | no |  |  | 1433260.096 | 15419810.437 |  | -1
node_1433275_458_15430515_624 |  |  | PQ | AN | 2771.281 | 8104401 | no | no |  |  | no |  |  | 1433275.458 | 15430515.624 |  | -1
node_1433290_784_15470274_679 |  |  | PQ | AN | 2771.281 | 8104401 | no | no |  |  | no |  |  | 1433290.784 | 15470274.679 |  | -1
node_1433304_545_15442934_125 |  |  | PQ | ABCN | 19918.584 | 8104401 | no | no |  |  | no |  |  | 1433304.545 | 15442934.125 |  | -1
node_1433335_314_15437389_258 |  |  | PQ | AN | 2771.281 | 8104401 | no | no |  |  | no |  |  | 1433335.314 | 15437389.258 |  | -1
node_1433341_197_15436307_24 |  |  | PQ | AN | 2771.281 | 8104401 | no | no |  |  | no |  |  | 1433341.197 | 15436307.24 |  | -1
node_1433352_41_15428057_677 |  |  | PQ | AN | 2771.281 | 8104401 | no | no |  |  | no |  |  | 1433352.41 | 15428057.677 |  | -1
node_1433353_946_15424956_831 |  |  | PQ | AN | 2771.281 | 8104401 | no | no |  |  | no |  |  | 1433353.946 | 15424956.831 |  | -1
node_1433362_139_15429044_299 |  |  | PQ | AN | 2771.281 | 8104401 | no | no |  |  | no |  |  | 1433362.139 | 15429044.299 |  | -1
node_1433372_55_15427585_952 |  |  | PQ | AN | 2771.281 | 8104401 | no | no |  |  | no |  |  | 1433372.55 | 15427585.952 |  | -1
node_1433405_47_15426983_237 |  |  | PQ | AN | 2771.281 | 8104401 | no | no |  |  | no |  |  | 1433405.47 | 15426983.237 |  | -1
node_1433450_597_15427422_113 |  |  | PQ | AN | 2771.281 | 8104401 | no | no |  |  | no |  |  | 1433450.597 | 15427422.113 |  | -1
node_1433468_997_15427149_238 |  |  | PQ | AN | 2771.281 | 8104401 | no | no |  |  | no |  |  | 1433468.997 | 15427149.238 |  | -1
node_1433478_79_15448257_537 |  |  | PQ | AN | 19918.584 | 8104401 | no | no |  |  | no |  |  | 1433478.79 | 15448257.537 |  | -1
node_1433517_444_15462730_684 |  |  | PQ | ABCN | 19918.584 | 8104401 | no | no |  |  | no |  |  | 1433517.444 | 15462730.684 |  | -1
node_1433526_124_15420806_918 |  |  | PQ | AN | 2771.281 | 8104401 | no | no |  |  | no |  |  | 1433526.124 | 15420806.918 |  | -1
node_1433531_002_15438011_062 |  |  | PQ | ABCN | 19918.584 | 8104401 | no | no |  |  | no |  |  | 1433531.002 | 15438011.062 |  | -1
node_1433561_961_15435813_527 |  |  | PQ | AN | 2771.281 | 8104401 | no | no |  |  | no |  |  | 1433561.961 | 15435813.527 |  | -1
node_1433569_396_15441102_981 |  |  | PQ | AN | 2771.281 | 8104401 | no | no |  |  | no |  |  | 1433569.396 | 15441102.981 |  | -1
node_1433580_427_15441581_022 |  |  | PQ | ABCN | 19918.584 | 8104401 | no | no |  |  | no |  |  | 1433580.427 | 15441581.022 |  | -1
node_1433583_788_15466314_331 |  |  | PQ | ABCN | 19918.584 | 8104401 | no | no |  |  | no |  |  | 1433583.788 | 15466314.331 |  | -1
node_1433600_857_15423953_118 |  |  | PQ | AN | 2771.281 | 8104401 | no | no |  |  | no |  |  | 1433600.857 | 15423953.118 |  | -1
node_1433619_282_15424507_438 |  |  | PQ | AN | 2771.281 | 8104401 | no | no |  |  | no |  |  | 1433619.282 | 15424507.438 |  | -1
node_1433638_91_15466698_924 |  |  | PQ | AN | 19918.584 | 8104401 | no | no |  |  | no |  |  | 1433638.91 | 15466698.924 |  | -1
node_1433639_216_15464212_354 |  |  | PQ | AN | 19918.584 | 8104401 | no | no |  |  | no |  |  | 1433639.216 | 15464212.354 |  | -1
node_1433690_204_15438618_764 |  |  | PQ | ABCN | 19918.584 | 8104401 | no | no |  |  | no |  |  | 1433690.204 | 15438618.764 |  | -1
node_1433690_591_15465282_197 |  |  | PQ | ABCN | 19918.584 | 8104401 | no | no |  |  | no |  |  | 1433690.591 | 15465282.197 |  | -1
node_1433692_764_15463779_655 |  |  | PQ | ABCN | 19918.584 | 8104401 | no | no |  |  | no |  |  | 1433692.764 | 15463779.655 |  | -1
node_1433747_17_15437275_005 |  |  | PQ | AN | 2771.281 | 8104401 | no | no |  |  | no |  |  | 1433747.17 | 15437275.005 |  | -1
node_1433751_375_15439834_21 |  |  | PQ | ABCN | 19918.584 | 8104401 | no | no |  |  | no |  |  | 1433751.375 | 15439834.21 |  | -1
node_1433754_502_15437674_153 |  |  | PQ | ABCN | 2771.281 | 8104401 | no | no |  |  | no |  |  | 1433754.502 | 15437674.153 |  | -1
node_1433777_147_15421104_178 |  |  | PQ | AN | 2771.281 | 8104401 | no | no |  |  | no |  |  | 1433777.147 | 15421104.178 |  | -1
node_1433778_224_15470528_033 |  |  | PQ | AN | 2771.281 | 8104401 | no | no |  |  | no |  |  | 1433778.224 | 15470528.033 |  | -1
node_1433782_304_15421917_503 |  |  | PQ | AN | 2771.281 | 8104401 | no | no |  |  | no |  |  | 1433782.304 | 15421917.503 |  | -1
node_1433784_076_15445265_61 |  |  | PQ | AN | 19918.584 | 8104401 | no | no |  |  | no |  |  | 1433784.076 | 15445265.61 |  | -1
node_1433799_353_15422451_241 |  |  | PQ | AN | 2771.281 | 8104401 | no | no |  |  | no |  |  | 1433799.353 | 15422451.241 |  | -1
node_1433848_433_15421502_136 |  |  | PQ | AN | 2771.281 | 8104401 | no | no |  |  | no |  |  | 1433848.433 | 15421502.136 |  | -1
node_1433867_613_15466423_793 |  |  | PQ | AN | 19918.584 | 8104401 | no | no |  |  | no |  |  | 1433867.613 | 15466423.793 |  | -1
node_1433881_704_15424975_832 |  |  | PQ | AN | 2771.281 | 8104401 | no | no |  |  | no |  |  | 1433881.704 | 15424975.832 |  | -1
node_1433896_875_15440350_337 |  |  | PQ | ABCN | 19918.584 | 8104401 | no | no |  |  | no |  |  | 1433896.875 | 15440350.337 |  | -1
node_1434041_326_15431293_289 |  |  | PQ | AN | 2771.281 | 8104401 | no | no |  |  | no |  |  | 1434041.326 | 15431293.289 |  | -1
node_1434079_283_15437339_578 |  |  | PQ | AN | 2771.281 | 8104401 | no | no |  |  | no |  |  | 1434079.283 | 15437339.578 |  | -1
node_1434096_702_15467807_351 |  |  | PQ | AN | 19918.584 | 8104401 | no | no |  |  | no |  |  | 1434096.702 | 15467807.351 |  | -1
node_1434139_132_15462417_472 |  |  | PQ | AN | 19918.584 | 8104401 | no | no |  |  | no |  |  | 1434139.132 | 15462417.472 |  | -1
node_1434157_488_15439089_415 |  |  | PQ | AN | 19918.584 | 8104401 | no | no |  |  | no |  |  | 1434157.488 | 15439089.415 |  | -1
node_1434162_722_15425651_629 |  |  | PQ | AN | 2771.281 | 8104401 | no | no |  |  | no |  |  | 1434162.722 | 15425651.629 |  | -1
node_1434241_576_15437268_969 |  |  | PQ | ABCN | 2771.281 | 8104401 | no | no |  |  | no |  |  | 1434241.576 | 15437268.969 |  | -1
node_1434249_818_15462687_614 |  |  | PQ | AN | 19918.584 | 8104401 | no | no |  |  | no |  |  | 1434249.818 | 15462687.614 |  | -1
node_1434282_462_15462247_802 |  |  | PQ | AN | 19918.584 | 8104401 | no | no |  |  | no |  |  | 1434282.462 | 15462247.802 |  | -1
node_1434321_968_15474454_234 |  |  | PQ | AN | 2771.281 | 8104401 | no | no |  |  | no |  |  | 1434321.968 | 15474454.234 |  | -1
node_1434323_108_15461464_478 |  |  | PQ | AN | 19918.584 | 8104401 | no | no |  |  | no |  |  | 1434323.108 | 15461464.478 |  | -1
node_1434371_811_15438953_533 |  |  | PQ | AN | 19918.584 | 8104401 | no | no |  |  | no |  |  | 1434371.811 | 15438953.533 |  | -1
node_1434397_477_15471027_118 |  |  | PQ | AN | 2771.281 | 8104401 | no | no |  |  | no |  |  | 1434397.477 | 15471027.118 |  | -1
node_1434491_329_15437158_811 |  |  | PQ | ABCN | 2771.281 | 8104401 | no | no |  |  | no |  |  | 1434491.329 | 15437158.811 |  | -1
node_1434537_605_15424815_318 |  |  | PQ | AN | 2771.281 | 8104401 | no | no |  |  | no |  |  | 1434537.605 | 15424815.318 |  | -1
node_1434539_279_15425355_381 |  |  | PQ | AN | 2771.281 | 8104401 | no | no |  |  | no |  |  | 1434539.279 | 15425355.381 |  | -1
node_1434573_738_15440683_63 |  |  | PQ | AN | 19918.584 | 8104401 | no | no |  |  | no |  |  | 1434573.738 | 15440683.63 |  | -1
node_1434615_858_15474497_945 |  |  | PQ | AN | 2771.281 | 8104401 | no | no |  |  | no |  |  | 1434615.858 | 15474497.945 |  | -1
node_1434622_65_15438455_298 |  |  | PQ | AN | 19918.584 | 8104401 | no | no |  |  | no |  |  | 1434622.65 | 15438455.298 |  | -1
node_1434632_039_15437332_018 |  |  | PQ | ABCN | 2771.281 | 8104401 | no | no |  |  | no |  |  | 1434632.039 | 15437332.018 |  | -1
node_1434733_841_15425179_692 |  |  | PQ | AN | 2771.281 | 8104401 | no | no |  |  | no |  |  | 1434733.841 | 15425179.692 |  | -1
node_1434861_576_15441164_113 |  |  | PQ | AN | 19918.584 | 8104401 | no | no |  |  | no |  |  | 1434861.576 | 15441164.113 |  | -1
node_1434910_053_15437480_899 |  |  | PQ | ABCN | 2771.281 | 8104401 | no | no |  |  | no |  |  | 1434910.053 | 15437480.899 |  | -1
node_1434926_193_15474518_577 |  |  | PQ | AN | 2771.281 | 8104401 | no | no |  |  | no |  |  | 1434926.193 | 15474518.577 |  | -1
node_1435106_718_15474372_233 |  |  | PQ | AN | 2771.281 | 8104401 | no | no |  |  | no |  |  | 1435106.718 | 15474372.233 |  | -1
node_1435204_572_15466176_282 |  |  | PQ | AN | 19918.584 | 8104401 | no | no |  |  | no |  |  | 1435204.572 | 15466176.282 |  | -1
node_1435222_256_15475144_26 |  |  | PQ | AN | 2771.281 | 8104401 | no | no |  |  | no |  |  | 1435222.256 | 15475144.26 |  | -1
node_1435285_845_15425060_361 |  |  | PQ | AN | 2771.281 | 8104401 | no | no |  |  | no |  |  | 1435285.845 | 15425060.361 |  | -1
node_1435331_006_15437405_749 |  |  | PQ | ABCN | 2771.281 | 8104401 | no | no |  |  | no |  |  | 1435331.006 | 15437405.749 |  | -1
node_1435356_009_15437777_286 |  |  | PQ | AN | 2771.281 | 8104401 | no | no |  |  | no |  |  | 1435356.009 | 15437777.286 |  | -1
node_1435453_039_15437623_153 |  |  | PQ | AN | 2771.281 | 8104401 | no | no |  |  | no |  |  | 1435453.039 | 15437623.153 |  | -1
node_1435538_923_15471621_155 |  |  | PQ | AN | 2771.281 | 8104401 | no | no |  |  | no |  |  | 1435538.923 | 15471621.155 |  | -1
node_1435673_24_15461157_549 |  |  | PQ | AN | 19918.584 | 8104401 | no | no |  |  | no |  |  | 1435673.24 | 15461157.549 |  | -1
node_1435759_992_15473987_094 |  |  | PQ | AN | 2771.281 | 8104401 | no | no |  |  | no |  |  | 1435759.992 | 15473987.094 |  | -1
node_1435821_364_15437471_806 |  |  | PQ | ABCN | 2771.281 | 8104401 | no | no |  |  | no |  |  | 1435821.364 | 15437471.806 |  | -1
node_1436153_258_15474477_062 |  |  | PQ | AN | 2771.281 | 8104401 | no | no |  |  | no |  |  | 1436153.258 | 15474477.062 |  | -1
node_1436272_467_15472902_772 |  |  | PQ | AN | 2771.281 | 8104401 | no | no |  |  | no |  |  | 1436272.467 | 15472902.772 |  | -1
node_1436360_717_15437518_906 |  |  | PQ | ABCN | 2771.281 | 8104401 | no | no |  |  | no |  |  | 1436360.717 | 15437518.906 |  | -1
node_1436416_762_15426779_011 |  |  | PQ | AN | 2771.281 | 8104401 | no | no |  |  | no |  |  | 1436416.762 | 15426779.011 |  | -1
node_1436556_379_15427096_573 |  |  | PQ | AN | 2771.281 | 8104401 | no | no |  |  | no |  |  | 1436556.379 | 15427096.573 |  | -1
node_1436619_093_15437505_213 |  |  | PQ | ABCN | 2771.281 | 8104401 | no | no |  |  | no |  |  | 1436619.093 | 15437505.213 |  | -1
node_1436720_018_15437752_948 |  |  | PQ | AN | 2771.281 | 8104401 | no | no |  |  | no |  |  | 1436720.018 | 15437752.948 |  | -1
node_1436842_986_15438070_93 |  |  | PQ | ABCN | 2771.281 | 8104401 | no | no |  |  | no |  |  | 1436842.986 | 15438070.93 |  | -1
node_1436890_459_15438418_921 |  |  | PQ | ABCN | 2771.281 | 8104401 | no | no |  |  | no |  |  | 1436890.459 | 15438418.921 |  | -1
node_1436935_347_15460740_832 |  |  | PQ | AN | 19918.584 | 8104401 | no | no |  |  | no |  |  | 1436935.347 | 15460740.832 |  | -1
node_1437066_965_15435486_861 |  |  | PQ | AN | 2771.281 | 8104401 | no | no |  |  | no |  |  | 1437066.965 | 15435486.861 |  | -1
node_1437183_981_15438866_971 |  |  | PQ | ABCN | 2771.281 | 8104401 | no | no |  |  | no |  |  | 1437183.981 | 15438866.971 |  | -1
node_1437217_636_15437574_506 |  |  | PQ | AN | 2771.281 | 8104401 | no | no |  |  | no |  |  | 1437217.636 | 15437574.506 |  | -1
node_1437225_638_15435111_719 |  |  | PQ | AN | 2771.281 | 8104401 | no | no |  |  | no |  |  | 1437225.638 | 15435111.719 |  | -1
node_1437240_069_15460636_86 |  |  | PQ | AN | 19918.584 | 8104401 | no | no |  |  | no |  |  | 1437240.069 | 15460636.86 |  | -1
node_1437254_055_15435885_44 |  |  | PQ | AN | 2771.281 | 8104401 | no | no |  |  | no |  |  | 1437254.055 | 15435885.44 |  | -1
node_1437301_352_15434557_785 |  |  | PQ | AN | 2771.281 | 8104401 | no | no |  |  | no |  |  | 1437301.352 | 15434557.785 |  | -1
node_1437342_35_15434945_164 |  |  | PQ | AN | 2771.281 | 8104401 | no | no |  |  | no |  |  | 1437342.35 | 15434945.164 |  | -1
node_1437355_417_15439060_182 |  |  | PQ | ABCN | 2771.281 | 8104401 | no | no |  |  | no |  |  | 1437355.417 | 15439060.182 |  | -1
node_1437402_786_15432886_663 |  |  | PQ | AN | 2771.281 | 8104401 | no | no |  |  | no |  |  | 1437402.786 | 15432886.663 |  | -1
node_1437412_892_15433189_897 |  |  | PQ | AN | 2771.281 | 8104401 | no | no |  |  | no |  |  | 1437412.892 | 15433189.897 |  | -1
node_1437414_132_15433213_637 |  |  | PQ | AN | 2771.281 | 8104401 | no | no |  |  | no |  |  | 1437414.132 | 15433213.637 |  | -1
node_1437419_965_15433936_964 |  |  | PQ | AN | 2771.281 | 8104401 | no | no |  |  | no |  |  | 1437419.965 | 15433936.964 |  | -1
node_1437446_486_15433612_668 |  |  | PQ | AN | 2771.281 | 8104401 | no | no |  |  | no |  |  | 1437446.486 | 15433612.668 |  | -1
node_1437513_869_15432164_849 |  |  | PQ | AN | 2771.281 | 8104401 | no | no |  |  | no |  |  | 1437513.869 | 15432164.849 |  | -1
node_1437522_065_15432575_241 |  |  | PQ | AN | 2771.281 | 8104401 | no | no |  |  | no |  |  | 1437522.065 | 15432575.241 |  | -1
node_1437580_852_15460604_537 |  |  | PQ | AN | 19918.584 | 8104401 | no | no |  |  | no |  |  | 1437580.852 | 15460604.537 |  | -1
node_1437594_02_15437154_477 |  |  | PQ | AN | 2771.281 | 8104401 | no | no |  |  | no |  |  | 1437594.02 | 15437154.477 |  | -1
node_1437625_057_15430293_656 |  |  | PQ | AN | 2771.281 | 8104401 | no | no |  |  | no |  |  | 1437625.057 | 15430293.656 |  | -1
node_1437629_338_15431317_801 |  |  | PQ | AN | 2771.281 | 8104401 | no | no |  |  | no |  |  | 1437629.338 | 15431317.801 |  | -1
node_1437647_787_15436902_989 |  |  | PQ | AD | 2771.281 | 8104401 | no | no |  |  | no |  |  | 1437647.787 | 15436902.989 |  | -1
node_1437729_054_15439931_28 |  |  | PQ | ABCN | 2771.281 | 8104401 | no | no |  |  | no |  |  | 1437729.054 | 15439931.28 |  | -1
node_1437779_392_15436814_001 |  |  | PQ | AN | 2771.281 | 8104401 | no | no |  |  | no |  |  | 1437779.392 | 15436814.001 |  | -1
node_1437812_932_15428024_069 |  |  | PQ | AN | 2771.281 | 8104401 | no | no |  |  | no |  |  | 1437812.932 | 15428024.069 |  | -1
node_1437819_026_15427506_009 |  |  | PQ | AN | 2771.281 | 8104401 | no | no |  |  | no |  |  | 1437819.026 | 15427506.009 |  | -1
node_1437919_916_15440031_773 |  |  | PQ | ABCN | 2771.281 | 8104401 | no | no |  |  | no |  |  | 1437919.916 | 15440031.773 |  | -1
node_1438034_788_15429986_316 |  |  | PQ | AN | 2771.281 | 8104401 | no | no |  |  | no |  |  | 1438034.788 | 15429986.316 |  | -1
node_1438048_717_15436017_977 |  |  | PQ | AN | 2771.281 | 8104401 | no | no |  |  | no |  |  | 1438048.717 | 15436017.977 |  | -1
node_1438067_21_15474774_781 |  |  | PQ | AN | 2771.281 | 8104401 | no | no |  |  | no |  |  | 1438067.21 | 15474774.781 |  | -1
node_1438169_956_15428171_766 |  |  | PQ | AN | 2771.281 | 8104401 | no | no |  |  | no |  |  | 1438169.956 | 15428171.766 |  | -1
node_1438282_254_15474417_17 |  |  | PQ | AN | 2771.281 | 8104401 | no | no |  |  | no |  |  | 1438282.254 | 15474417.17 |  | -1
node_1438310_905_15436164_97 |  |  | PQ | AN | 2771.281 | 8104401 | no | no |  |  | no |  |  | 1438310.905 | 15436164.97 |  | -1
node_1438400_447_15428734_864 |  |  | PQ | AN | 2771.281 | 8104401 | no | no |  |  | no |  |  | 1438400.447 | 15428734.864 |  | -1
node_1438423_768_15460654_974 |  |  | PQ | AN | 19918.584 | 8104401 | no | no |  |  | no |  |  | 1438423.768 | 15460654.974 |  | -1
node_1438435_811_15460323_885 |  |  | PQ | AN | 19918.584 | 8104401 | no | no |  |  | no |  |  | 1438435.811 | 15460323.885 |  | -1
node_1438476_929_15428372_343 |  |  | PQ | AN | 2771.281 | 8104401 | no | no |  |  | no |  |  | 1438476.929 | 15428372.343 |  | -1
node_1438551_697_15436268_967 |  |  | PQ | AN | 2771.281 | 8104401 | no | no |  |  | no |  |  | 1438551.697 | 15436268.967 |  | -1
node_1438680_411_15474919_467 |  |  | PQ | AN | 2771.281 | 8104401 | no | no |  |  | no |  |  | 1438680.411 | 15474919.467 |  | -1
node_1438714_25_15429559_679 |  |  | PQ | AN | 2771.281 | 8104401 | no | no |  |  | no |  |  | 1438714.25 | 15429559.679 |  | -1
node_1438742_683_15440937_545 |  |  | PQ | ABCN | 2771.281 | 8104401 | no | no |  |  | no |  |  | 1438742.683 | 15440937.545 |  | -1
node_1438772_244_15435632_286 |  |  | PQ | AN | 2771.281 | 8104401 | no | no |  |  | no |  |  | 1438772.244 | 15435632.286 |  | -1
node_1438801_914_15441105_105 |  |  | PQ | ABCN | 2771.281 | 8104401 | no | no |  |  | no |  |  | 1438801.914 | 15441105.105 |  | -1
node_1438941_126_15441171_225 |  |  | PQ | ABCN | 2771.281 | 8104401 | no | no |  |  | no |  |  | 1438941.126 | 15441171.225 |  | -1
node_1439034_563_15441276_257 |  |  | PQ | ABCN | 2771.281 | 8104401 | no | no |  |  | no |  |  | 1439034.563 | 15441276.257 |  | -1
node_1439040_237_15428403_635 |  |  | PQ | AN | 2771.281 | 8104401 | no | no |  |  | no |  |  | 1439040.237 | 15428403.635 |  | -1
node_1439275_826_15441567_131 |  |  | PQ | ABCN | 2771.281 | 8104401 | no | no |  |  | no |  |  | 1439275.826 | 15441567.131 |  | -1
node_1439298_065_15460729_272 |  |  | PQ | AN | 19918.584 | 8104401 | no | no |  |  | no |  |  | 1439298.065 | 15460729.272 |  | -1
node_1439327_692_15436549_452 |  |  | PQ | AN | 2771.281 | 8104401 | no | no |  |  | no |  |  | 1439327.692 | 15436549.452 |  | -1
node_1439414_719_15427987_482 |  |  | PQ | AN | 2771.281 | 8104401 | no | no |  |  | no |  |  | 1439414.719 | 15427987.482 |  | -1
node_1439462_37_15474680_443 |  |  | PQ | AN | 2771.281 | 8104401 | no | no |  |  | no |  |  | 1439462.37 | 15474680.443 |  | -1
node_1439479_088_15441801_622 |  |  | PQ | ABCN | 2771.281 | 8104401 | no | no |  |  | no |  |  | 1439479.088 | 15441801.622 |  | -1
node_1439503_968_15474841_155 |  |  | PQ | AN | 2771.281 | 8104401 | no | no |  |  | no |  |  | 1439503.968 | 15474841.155 |  | -1
node_1439691_118_15442054_325 |  |  | PQ | AN | 2771.281 | 8104401 | no | no |  |  | no |  |  | 1439691.118 | 15442054.325 |  | -1
node_1439745_389_15473596_287 |  |  | PQ | AN | 2771.281 | 8104401 | no | no |  |  | no |  |  | 1439745.389 | 15473596.287 |  | -1
node_1439746_671_15474240_231 |  |  | PQ | AN | 2771.281 | 8104401 | no | no |  |  | no |  |  | 1439746.671 | 15474240.231 |  | -1
node_1439752_39_15475021_866 |  |  | PQ | AN | 2771.281 | 8104401 | no | no |  |  | no |  |  | 1439752.39 | 15475021.866 |  | -1
node_1439784_8_15473259_486 |  |  | PQ | AN | 2771.281 | 8104401 | no | no |  |  | no |  |  | 1439784.8 | 15473259.486 |  | -1
node_1439800_992_15442217_289 |  |  | PQ | AN | 2771.281 | 8104401 | no | no |  |  | no |  |  | 1439800.992 | 15442217.289 |  | -1
node_1439944_749_15475618_501 |  |  | PQ | AN | 2771.281 | 8104401 | no | no |  |  | no |  |  | 1439944.749 | 15475618.501 |  | -1
node_1440017_021_15476235_951 |  |  | PQ | AN | 2771.281 | 8104401 | no | no |  |  | no |  |  | 1440017.021 | 15476235.951 |  | -1
node_1440051_439_15442493_799 |  |  | PQ | AN | 2771.281 | 8104401 | no | no |  |  | no |  |  | 1440051.439 | 15442493.799 |  | -1
node_1440067_475_15478202_188 |  |  | PQ | AN | 2771.281 | 8104401 | no | no |  |  | no |  |  | 1440067.475 | 15478202.188 |  | -1
node_1440152_282_15435604_322 |  |  | PQ | AN | 2771.281 | 8104401 | no | no |  |  | no |  |  | 1440152.282 | 15435604.322 |  | -1
node_1440166_696_15477823_913 |  |  | PQ | AN | 2771.281 | 8104401 | no | no |  |  | no |  |  | 1440166.696 | 15477823.913 |  | -1
node_1440373_003_15442830_443 |  |  | PQ | AN | 2771.281 | 8104401 | no | no |  |  | no |  |  | 1440373.003 | 15442830.443 |  | -1
node_1440529_144_15474785_616 |  |  | PQ | AN | 2771.281 | 8104401 | no | no |  |  | no |  |  | 1440529.144 | 15474785.616 |  | -1
node_1440578_499_15478167_317 |  |  | PQ | AN | 2771.281 | 8104401 | no | no |  |  | no |  |  | 1440578.499 | 15478167.317 |  | -1
node_1440735_679_15438151_05 |  |  | PQ | AN | 2771.281 | 8104401 | no | no |  |  | no |  |  | 1440735.679 | 15438151.05 |  | -1
node_1441092_001_15443595_91 |  |  | PQ | AN | 2771.281 | 8104401 | no | no |  |  | no |  |  | 1441092.001 | 15443595.91 |  | -1
node_1441319_867_15443890_045 |  |  | PQ | AN | 2771.281 | 8104401 | no | no |  |  | no |  |  | 1441319.867 | 15443890.045 |  | -1
node_1442177_681_15440082_286 |  |  | PQ | AN | 2771.281 | 8104401 | no | no |  |  | no |  |  | 1442177.681 | 15440082.286 |  | -1
node_1442393_387_15433949_228 |  |  | PQ | AN | 2771.281 | 8104401 | no | no |  |  | no |  |  | 1442393.387 | 15433949.228 |  | -1
node_1442743_275_15433952_652 |  |  | PQ | AN | 2771.281 | 8104401 | no | no |  |  | no |  |  | 1442743.275 | 15433952.652 |  | -1
node_1442761_044_15436753_266 |  |  | PQ | AN | 2771.281 | 8104401 | no | no |  |  | no |  |  | 1442761.044 | 15436753.266 |  | -1
node_1442788_05_15439653_776 |  |  | PQ | AN | 2771.281 | 8104401 | no | no |  |  | no |  |  | 1442788.05 | 15439653.776 |  | -1
node_1443549_505_15433387_831 |  |  | PQ | AN | 2771.281 | 8104401 | no | no |  |  | no |  |  | 1443549.505 | 15433387.831 |  | -1
node_1443722_282_15435707_339 |  |  | PQ | AN | 2771.281 | 8104401 | no | no |  |  | no |  |  | 1443722.282 | 15435707.339 |  | -1
node_1443746_193_15434005_744 |  |  | PQ | AN | 2771.281 | 8104401 | no | no |  |  | no |  |  | 1443746.193 | 15434005.744 |  | -1
node_1443817_544_15434310_753 |  |  | PQ | AN | 2771.281 | 8104401 | no | no |  |  | no |  |  | 1443817.544 | 15434310.753 |  | -1
node_1443818_3_15433271_531 |  |  | PQ | AN | 2771.281 | 8104401 | no | no |  |  | no |  |  | 1443818.3 | 15433271.531 |  | -1
node_1443843_337_15422972_369 |  |  | PQ | AN | 2771.281 | 8104401 | no | no |  |  | no |  |  | 1443843.337 | 15422972.369 |  | -1
node_1444053_947_15424970_621 |  |  | PQ | AN | 2771.281 | 8104401 | no | no |  |  | no |  |  | 1444053.947 | 15424970.621 |  | -1
node_1444080_752_15428448_683 |  |  | PQ | AN | 2771.281 | 8104401 | no | no |  |  | no |  |  | 1444080.752 | 15428448.683 |  | -1
node_1444102_103_15428060_893 |  |  | PQ | AN | 2771.281 | 8104401 | no | no |  |  | no |  |  | 1444102.103 | 15428060.893 |  | -1
node_1444128_389_15428710_35 |  |  | PQ | AN | 2771.281 | 8104401 | no | no |  |  | no |  |  | 1444128.389 | 15428710.35 |  | -1
node_1444195_221_15429663_408 |  |  | PQ | AN | 2771.281 | 8104401 | no | no |  |  | no |  |  | 1444195.221 | 15429663.408 |  | -1
node_1444224_666_15429108_379 |  |  | PQ | AN | 2771.281 | 8104401 | no | no |  |  | no |  |  | 1444224.666 | 15429108.379 |  | -1
node_1444247_662_15427058_221 |  |  | PQ | AN | 2771.281 | 8104401 | no | no |  |  | no |  |  | 1444247.662 | 15427058.221 |  | -1
node_1444251_863_15426768_798 |  |  | PQ | AN | 2771.281 | 8104401 | no | no |  |  | no |  |  | 1444251.863 | 15426768.798 |  | -1
node_1444267_498_15426583_359 |  |  | PQ | AN | 2771.281 | 8104401 | no | no |  |  | no |  |  | 1444267.498 | 15426583.359 |  | -1
node_1444298_137_15425636_906 |  |  | PQ | AN | 2771.281 | 8104401 | no | no |  |  | no |  |  | 1444298.137 | 15425636.906 |  | -1
node_1444347_862_15424736_009 |  |  | PQ | AN | 2771.281 | 8104401 | no | no |  |  | no |  |  | 1444347.862 | 15424736.009 |  | -1
node_1444351_713_15425891_779 |  |  | PQ | AN | 2771.281 | 8104401 | no | no |  |  | no |  |  | 1444351.713 | 15425891.779 |  | -1
node_1444391_952_15424089_205 |  |  | PQ | AN | 2771.281 | 8104401 | no | no |  |  | no |  |  | 1444391.952 | 15424089.205 |  | -1
node_1444398_553_15425017_596 |  |  | PQ | AN | 2771.281 | 8104401 | no | no |  |  | no |  |  | 1444398.553 | 15425017.596 |  | -1
node_1444411_958_15423052_792 |  |  | PQ | AN | 2771.281 | 8104401 | no | no |  |  | no |  |  | 1444411.958 | 15423052.792 |  | -1
node_1444467_598_15423765_758 |  |  | PQ | AN | 2771.281 | 8104401 | no | no |  |  | no |  |  | 1444467.598 | 15423765.758 |  | -1
node_1444525_236_15422676_167 |  |  | PQ | AN | 2771.281 | 8104401 | no | no |  |  | no |  |  | 1444525.236 | 15422676.167 |  | -1
node_1444538_857_15429827_459 |  |  | PQ | AN | 2771.281 | 8104401 | no | no |  |  | no |  |  | 1444538.857 | 15429827.459 |  | -1
node_1444539_523_15422349_758 |  |  | PQ | AN | 2771.281 | 8104401 | no | no |  |  | no |  |  | 1444539.523 | 15422349.758 |  | -1
node_1444726_7_15424093_492 |  |  | PQ | AN | 2771.281 | 8104401 | no | no |  |  | no |  |  | 1444726.7 | 15424093.492 |  | -1
node_1444925_631_15432127_226 |  |  | PQ | AN | 2771.281 | 8104401 | no | no |  |  | no |  |  | 1444925.631 | 15432127.226 |  | -1
node_1445820_617_15438152_967 |  |  | PQ | AN | 2771.281 | 8104401 | no | no |  |  | no |  |  | 1445820.617 | 15438152.967 |  | -1
node_1446491_92_15431635_754 |  |  | PQ | AN | 2771.281 | 8104401 | no | no |  |  | no |  |  | 1446491.92 | 15431635.754 |  | -1
node_1448161_378_15436133_907 |  |  | PQ | AN | 2771.281 | 8104401 | no | no |  |  | no |  |  | 1448161.378 | 15436133.907 |  | -1
node_1448619_818_15436209_657 |  |  | PQ | AN | 2771.281 | 8104401 | no | no |  |  | no |  |  | 1448619.818 | 15436209.657 |  | -1
node_1449261_319_15436549_987 |  |  | PQ | AN | 2771.281 | 8104401 | no | no |  |  | no |  |  | 1449261.319 | 15436549.987 |  | -1
node_1450685_33_15436811_957 |  |  | PQ | AN | 2771.281 | 8104401 | no | no |  |  | no |  |  | 1450685.33 | 15436811.957 |  | -1
node_1451474_86_15441124_583 |  |  | PQ | AN | 2771.281 | 8104401 | no | no |  |  | no |  |  | 1451474.86 | 15441124.583 |  | -1
node_1451658_376_15436798_498 |  |  | PQ | AN | 2771.281 | 8104401 | no | no |  |  | no |  |  | 1451658.376 | 15436798.498 |  | -1
node_1452188_808_15440662_814 |  |  | PQ | AN | 2771.281 | 8104401 | no | no |  |  | no |  |  | 1452188.808 | 15440662.814 |  | -1
node_1452391_323_15440510_353 |  |  | PQ | AN | 2771.281 | 8104401 | no | no |  |  | no |  |  | 1452391.323 | 15440510.353 |  | -1
node_1452660_803_15440373_068 |  |  | PQ | AN | 2771.281 | 8104401 | no | no |  |  | no |  |  | 1452660.803 | 15440373.068 |  | -1
node_1452687_154_15439932_717 |  |  | PQ | AN | 2771.281 | 8104401 | no | no |  |  | no |  |  | 1452687.154 | 15439932.717 |  | -1
node_1452971_283_15440144_39 |  |  | PQ | AN | 2771.281 | 8104401 | no | no |  |  | no |  |  | 1452971.283 | 15440144.39 |  | -1
node_1453235_333_15439866_335 |  |  | PQ | AN | 2771.281 | 8104401 | no | no |  |  | no |  |  | 1453235.333 | 15439866.335 |  | -1
node_1453678_174_15436747_2 |  |  | PQ | AN | 2771.281 | 8104401 | no | no |  |  | no |  |  | 1453678.174 | 15436747.2 |  | -1
node_1453888_328_15439480_317 |  |  | PQ | AN | 2771.281 | 8104401 | no | no |  |  | no |  |  | 1453888.328 | 15439480.317 |  | -1
node_1454272_942_15438990_112 |  |  | PQ | AN | 2771.281 | 8104401 | no | no |  |  | no |  |  | 1454272.942 | 15438990.112 |  | -1
node_1454624_361_15436941_192 |  |  | PQ | AN | 2771.281 | 8104401 | no | no |  |  | no |  |  | 1454624.361 | 15436941.192 |  | -1
node_1454628_622_15438666_989 |  |  | PQ | AN | 2771.281 | 8104401 | no | no |  |  | no |  |  | 1454628.622 | 15438666.989 |  | -1
node_1454769_024_15438396_731 |  |  | PQ | AN | 2771.281 | 8104401 | no | no |  |  | no |  |  | 1454769.024 | 15438396.731 |  | -1
node_1454828_114_15436985_871 |  |  | PQ | AN | 2771.281 | 8104401 | no | no |  |  | no |  |  | 1454828.114 | 15436985.871 |  | -1
node_1454968_541_15438011_273 |  |  | PQ | AN | 2771.281 | 8104401 | no | no |  |  | no |  |  | 1454968.541 | 15438011.273 |  | -1
node_1455238_275_15437067_939 |  |  | PQ | AN | 2771.281 | 8104401 | no | no |  |  | no |  |  | 1455238.275 | 15437067.939 |  | -1
node_1455367_684_15434817_347 |  |  | PQ | AN | 2771.281 | 8104401 | no | no |  |  | no |  |  | 1455367.684 | 15434817.347 |  | -1
node_1455407_458_15433610_165 |  |  | PQ | AN | 2771.281 | 8104401 | no | no |  |  | no |  |  | 1455407.458 | 15433610.165 |  | -1
node_1455581_494_15436946_716 |  |  | PQ | AN | 2771.281 | 8104401 | no | no |  |  | no |  |  | 1455581.494 | 15436946.716 |  | -1
node_1455762_485_15436766_906 |  |  | PQ | AN | 2771.281 | 8104401 | no | no |  |  | no |  |  | 1455762.485 | 15436766.906 |  | -1
node_1455792_04_15436476_997 |  |  | PQ | AN | 2771.281 | 8104401 | no | no |  |  | no |  |  | 1455792.04 | 15436476.997 |  | -1
node_1455808_243_15433151_939 |  |  | PQ | AN | 2771.281 | 8104401 | no | no |  |  | no |  |  | 1455808.243 | 15433151.939 |  | -1
node_1455829_858_15436171_702 |  |  | PQ | AN | 2771.281 | 8104401 | no | no |  |  | no |  |  | 1455829.858 | 15436171.702 |  | -1
node_1455926_092_15436954_527 |  |  | PQ | AN | 2771.281 | 8104401 | no | no |  |  | no |  |  | 1455926.092 | 15436954.527 |  | -1
node_1455935_475_15435716_562 |  |  | PQ | AN | 2771.281 | 8104401 | no | no |  |  | no |  |  | 1455935.475 | 15435716.562 |  | -1
node_1455990_107_15436028_69 |  |  | PQ | AN | 2771.281 | 8104401 | no | no |  |  | no |  |  | 1455990.107 | 15436028.69 |  | -1
node_1456001_631_15435040_67 |  |  | PQ | AN | 2771.281 | 8104401 | no | no |  |  | no |  |  | 1456001.631 | 15435040.67 |  | -1
node_1456295_559_15437036_954 |  |  | PQ | AN | 2771.281 | 8104401 | no | no |  |  | no |  |  | 1456295.559 | 15437036.954 |  | -1
node_1456326_005_15435476_882 |  |  | PQ | AN | 2771.281 | 8104401 | no | no |  |  | no |  |  | 1456326.005 | 15435476.882 |  | -1
node_1456865_013_15436995_297 |  |  | PQ | AN | 2771.281 | 8104401 | no | no |  |  | no |  |  | 1456865.013 | 15436995.297 |  | -1
node_1456921_276_15434077_196 |  |  | PQ | AN | 2771.281 | 8104401 | no | no |  |  | no |  |  | 1456921.276 | 15434077.196 |  | -1
node_1457110_216_15437003_139 |  |  | PQ | AN | 2771.281 | 8104401 | no | no |  |  | no |  |  | 1457110.216 | 15437003.139 |  | -1
node_1457358_628_15435837_97 |  |  | PQ | AN | 2771.281 | 8104401 | no | no |  |  | no |  |  | 1457358.628 | 15435837.97 |  | -1
node_1457373_887_15437289_153 |  |  | PQ | AN | 2771.281 | 8104401 | no | no |  |  | no |  |  | 1457373.887 | 15437289.153 |  | -1
node_1457376_735_15436228_967 |  |  | PQ | AN | 2771.281 | 8104401 | no | no |  |  | no |  |  | 1457376.735 | 15436228.967 |  | -1
node_1457409_128_15436869_884 |  |  | PQ | AN | 2771.281 | 8104401 | no | no |  |  | no |  |  | 1457409.128 | 15436869.884 |  | -1
node_1457456_237_15437836_565 |  |  | PQ | AN | 2771.281 | 8104401 | no | no |  |  | no |  |  | 1457456.237 | 15437836.565 |  | -1
node_1457482_389_15437050_009 |  |  | PQ | AN | 2771.281 | 8104401 | no | no |  |  | no |  |  | 1457482.389 | 15437050.009 |  | -1
node_1457538_384_15434858_339 |  |  | PQ | AN | 2771.281 | 8104401 | no | no |  |  | no |  |  | 1457538.384 | 15434858.339 |  | -1
node_1458041_888_15434444_53 |  |  | PQ | AN | 2771.281 | 8104401 | no | no |  |  | no |  |  | 1458041.888 | 15434444.53 |  | -1
node_1458279_72_15434287_732 |  |  | PQ | AN | 2771.281 | 8104401 | no | no |  |  | no |  |  | 1458279.72 | 15434287.732 |  | -1
node_1458756_877_15433964_218 |  |  | PQ | AN | 2771.281 | 8104401 | no | no |  |  | no |  |  | 1458756.877 | 15433964.218 |  | -1
node_1459300_962_15433597_203 |  |  | PQ | AN | 2771.281 | 8104401 | no | no |  |  | no |  |  | 1459300.962 | 15433597.203 |  | -1
node_1459828_089_15433237_826 |  |  | PQ | AN | 2771.281 | 8104401 | no | no |  |  | no |  |  | 1459828.089 | 15433237.826 |  | -1
node_1460113_613_15433066_741 |  |  | PQ | AN | 2771.281 | 8104401 | no | no |  |  | no |  |  | 1460113.613 | 15433066.741 |  | -1
node_1460373_155_15432910_019 |  |  | PQ | AN | 2771.281 | 8104401 | no | no |  |  | no |  |  | 1460373.155 | 15432910.019 |  | -1
node_1460817_851_15433360_508 |  |  | PQ | AN | 2771.281 | 8104401 | no | no |  |  | no |  |  | 1460817.851 | 15433360.508 |  | -1
node_1460931_868_15432797_753 |  |  | PQ | AN | 2771.281 | 8104401 | no | no |  |  | no |  |  | 1460931.868 | 15432797.753 |  | -1
node_8104401_200874747 |  |  | PQ | AD | 2771.281 | 8104401 | no | no |  |  | no |  |  | 1405505.031 | 15447566.964 |  | -1
node_8104401_200874748 |  |  | PQ | AD | 2771.281 | 8104401 | no | no |  |  | no |  |  | 1405735.703 | 15447658.548 |  | -1
node_8104401_200874750 |  |  | PQ | AN | 2771.281 | 8104401 | no | no |  |  | no |  |  | 1405971.427 | 15447766.154 |  | -1
node_8104401_200874752 |  |  | PQ | AD | 2771.281 | 8104401 | no | no |  |  | no |  |  | 1406224.579 | 15447670.206 |  | -1
node_8104401_200874753 |  |  | PQ | AN | 2771.281 | 8104401 | no | no |  |  | no |  |  | 1406389.252 | 15447554.649 |  | -1
node_8104401_200874755 |  |  | PQ | AD | 2771.281 | 8104401 | no | no |  |  | no |  |  | 1406734.815 | 15447449.941 |  | -1
node_8104401_200874756 |  |  | PQ | AD | 2771.281 | 8104401 | no | no |  |  | no |  |  | 1406971.535 | 15447381.453 |  | -1
node_8104401_200874757 |  |  | PQ | AD | 2771.281 | 8104401 | no | no |  |  | no |  |  | 1407422.484 | 15447233.722 |  | -1
node_8104401_200874758 |  |  | PQ | AN | 2771.281 | 8104401 | no | no |  |  | no |  |  | 1407740.996 | 15447144.308 |  | -1
node_8104401_200874759 |  |  | PQ | AD | 2771.281 | 8104401 | no | no |  |  | no |  |  | 1407755.964 | 15446687.747 |  | -1
node_8104401_200874760 |  |  | PQ | AD | 2771.281 | 8104401 | no | no |  |  | no |  |  | 1407765.704 | 15446344.541 |  | -1
node_8104401_200874761 |  |  | PQ | AN | 2771.281 | 8104401 | no | no |  |  | no |  |  | 1407953.868 | 15446426.725 |  | -1
node_8104401_200874762 |  |  | PQ | AD | 2771.281 | 8104401 | no | no |  |  | no |  |  | 1407794.001 | 15445815.696 |  | -1
node_8104401_200874763 |  |  | PQ | AD | 2771.281 | 8104401 | no | no |  |  | no |  |  | 1407818.996 | 15445285.396 |  | -1
node_8104401_200874764 |  |  | PQ | AD | 2771.281 | 8104401 | no | no |  |  | no |  |  | 1407916.556 | 15445178.401 |  | -1
node_8104401_200874765 |  |  | PQ | AN | 2771.281 | 8104401 | no | no |  |  | no |  |  | 1408224.892 | 15445186.338 |  | -1
node_8104401_200874766 |  |  | PQ | AN | 2771.281 | 8104401 | no | no |  |  | no |  |  | 1407825.815 | 15444991.729 |  | -1
node_8104401_200874767 |  |  | PQ | AD | 2771.281 | 8104401 | no | no |  |  | no |  |  | 1407834.404 | 15444808.652 |  | -1
node_8104401_200874768 |  |  | PQ | AD | 2771.281 | 8104401 | no | no |  |  | no |  |  | 1407846.754 | 15444490.666 |  | -1
node_8104401_200874769 |  |  | PQ | AD | 2771.281 | 8104401 | no | no |  |  | no |  |  | 1407938.996 | 15444315.131 |  | -1
node_8104401_200874770 |  |  | PQ | AD | 2771.281 | 8104401 | no | no |  |  | no |  |  | 1407946.44 | 15444058.266 |  | -1
node_8104401_200874771 |  |  | PQ | AD | 2771.281 | 8104401 | no | no |  |  | no |  |  | 1407969.305 | 15443804.001 |  | -1
node_8104401_200874772 |  |  | PQ | AD | 2771.281 | 8104401 | no | no |  |  | no |  |  | 1407886.913 | 15443650.951 |  | -1
node_8104401_200874773 |  |  | PQ | AN | 2771.281 | 8104401 | no | no |  |  | no |  |  | 1407995.011 | 15443451.008 |  | -1
node_8104401_200874775 |  |  | PQ | AD | 2771.281 | 8104401 | no | no |  |  | no |  |  | 1407910.149 | 15443224.568 |  | -1
node_8104401_200874776 |  |  | PQ | AN | 2771.281 | 8104401 | no | no |  |  | no |  |  | 1407989.691 | 15442762.861 |  | -1
node_8104401_200874777 |  |  | PQ | AN | 2771.281 | 8104401 | no | no |  |  | no |  |  | 1408014.92 | 15442278.397 |  | -1
node_8104401_200874778 |  |  | PQ | AD | 2771.281 | 8104401 | no | no |  |  | no |  |  | 1408042.434 | 15441779.073 |  | -1
node_8104401_200874779 |  |  | PQ | AD | 2771.281 | 8104401 | no | no |  |  | no |  |  | 1408070.497 | 15441280.458 |  | -1
node_8104401_200874780 |  |  | PQ | AN | 2771.281 | 8104401 | no | no |  |  | no |  |  | 1408090.66 | 15440792.092 |  | -1
node_8104401_200874781 |  |  | PQ | AN | 2771.281 | 8104401 | no | no |  |  | no |  |  | 1408123.262 | 15440179.523 |  | -1
node_8104401_200874783 |  |  | PQ | AN | 2771.281 | 8104401 | no | no |  |  | no |  |  | 1408120.923 | 15439926.801 |  | -1
node_8104401_200874784 |  |  | PQ | AD | 2771.281 | 8104401 | no | no |  |  | no |  |  | 1408019.411 | 15439897.532 |  | -1
node_8104401_200874785 |  |  | PQ | AD | 2771.281 | 8104401 | no | no |  |  | no |  |  | 1407723.204 | 15439847.406 |  | -1
node_8104401_200874786 |  |  | PQ | AN | 2771.281 | 8104401 | no | no |  |  | no |  |  | 1407510.87 | 15439587.25 |  | -1
node_8104401_200874789 |  |  | PQ | AD | 2771.281 | 8104401 | no | no |  |  | no |  |  | 1408190.405 | 15438485.683 |  | -1
node_8104401_200874790 |  |  | PQ | AN | 2771.281 | 8104401 | no | no |  |  | no |  |  | 1408240.274 | 15438133.856 |  | -1
node_8104401_200874791 |  |  | PQ | AD | 2771.281 | 8104401 | no | no |  |  | no |  |  | 1408302.203 | 15437727.136 |  | -1
node_8104401_200874792 |  |  | PQ | AN | 2771.281 | 8104401 | no | no |  |  | no |  |  | 1408309.324 | 15437230.528 |  | -1
node_8104401_200874794 |  |  | PQ | AN | 2771.281 | 8104401 | no | no |  |  | no |  |  | 1408324.676 | 15437026.722 |  | -1
node_8104401_200874795 |  |  | PQ | AD | 2771.281 | 8104401 | no | no |  |  | no |  |  | 1408342.167 | 15436743.292 |  | -1
node_8104401_200874796 |  |  | PQ | AD | 2771.281 | 8104401 | no | no |  |  | no |  |  | 1408363.503 | 15436314.464 |  | -1
node_8104401_200874797 |  |  | PQ | AN | 2771.281 | 8104401 | no | no |  |  | no |  |  | 1408373.875 | 15436105.868 |  | -1
node_8104401_200874798 |  |  | PQ | AD | 2771.281 | 8104401 | no | no |  |  | no |  |  | 1408379.968 | 15435911.569 |  | -1
node_8104401_200874799 |  |  | PQ | AN | 2771.281 | 8104401 | no | no |  |  | no |  |  | 1408389.742 | 15435737.271 |  | -1
node_8104401_200874800 |  |  | PQ | AN | 2771.281 | 8104401 | no | no |  |  | no |  |  | 1408406.317 | 15435473.918 |  | -1
node_8104401_200874801 |  |  | PQ | AN | 2771.281 | 8104401 | no | no |  |  | no |  |  | 1408374.559 | 15435228.459 |  | -1
node_8104401_200874802 |  |  | PQ | AD | 2771.281 | 8104401 | no | no |  |  | no |  |  | 1408352.675 | 15434603.431 |  | -1
node_8104401_200874803 |  |  | PQ | AN | 2771.281 | 8104401 | no | no |  |  | no |  |  | 1408252.239 | 15434174.907 |  | -1
node_8104401_200874804 |  |  | PQ | AD | 2771.281 | 8104401 | no | no |  |  | no |  |  | 1408230.405 | 15433735.676 |  | -1
node_8104401_200874805 |  |  | PQ | AD | 2771.281 | 8104401 | no | no |  |  | no |  |  | 1408215.102 | 15433249.409 |  | -1
node_8104401_200874806 |  |  | PQ | AN | 2771.281 | 8104401 | no | no |  |  | no |  |  | 1408231.785 | 15433127.633 |  | -1
node_8104401_200874808 |  |  | PQ | AD | 2771.281 | 8104401 | no | no |  |  | no |  |  | 1408277.211 | 15432907.74 |  | -1
node_8104401_200874809 |  |  | PQ | AN | 2771.281 | 8104401 | no | no |  |  | no |  |  | 1408358.478 | 15432455.82 |  | -1
node_8104401_200874825 |  |  | PQ | AN | 2771.281 | 8104401 | no | no |  |  | no |  |  | 1406898.46 | 15438506.317 |  | -1
node_8104401_200874826 |  |  | PQ | AD | 2771.281 | 8104401 | no | no |  |  | no |  |  | 1406695.661 | 15438514.665 |  | -1
node_8104401_200874827 |  |  | PQ | AN | 2771.281 | 8104401 | no | no |  |  | no |  |  | 1406722.805 | 15438268.757 |  | -1
node_8104401_200874829 |  |  | PQ | AN | 2771.281 | 8104401 | no | no |  |  | no |  |  | 1406489.989 | 15438507.132 |  | -1
node_8104401_200874830 |  |  | PQ | AD | 2771.281 | 8104401 | no | no |  |  | no |  |  | 1405971.332 | 15438528.704 |  | -1
node_8104401_200874833 |  |  | PQ | AN | 2771.281 | 8104401 | no | no |  |  | no |  |  | 1408044.954 | 15447278.271 |  | -1
node_8104401_200874835 |  |  | PQ | AD | 2771.281 | 8104401 | no | no |  |  | no |  |  | 1410850.805 | 15448459.221 |  | -1
node_8104401_200874836 |  |  | PQ | AD | 2771.281 | 8104401 | no | no |  |  | no |  |  | 1411180.245 | 15448582.627 |  | -1
node_8104401_200874837 |  |  | PQ | AD | 2771.281 | 8104401 | no | no |  |  | no |  |  | 1411506.939 | 15448732.527 |  | -1
node_8104401_200874838 |  |  | PQ | AN | 2771.281 | 8104401 | no | no |  |  | no |  |  | 1411526.842 | 15448903.436 |  | -1
node_8104401_200874839 |  |  | PQ | AD | 2771.281 | 8104401 | no | no |  |  | no |  |  | 1411848.453 | 15448875.007 |  | -1
node_8104401_200874840 |  |  | PQ | AN | 2771.281 | 8104401 | no | no |  |  | no |  |  | 1412150.244 | 15449003.64 |  | -1
node_8104401_200874841 |  |  | PQ | AD | 2771.281 | 8104401 | no | no |  |  | no |  |  | 1412507.916 | 15449175.016 |  | -1
node_8104401_200874842 |  |  | PQ | AD | 2771.281 | 8104401 | no | no |  |  | no |  |  | 1412744.669 | 15449247.115 |  | -1
node_8104401_200874843 |  |  | PQ | AD | 2771.281 | 8104401 | no | no |  |  | no |  |  | 1412700.005 | 15449591.108 |  | -1
node_8104401_200874844 |  |  | PQ | AN | 2771.281 | 8104401 | no | no |  |  | no |  |  | 1412652.117 | 15449936.543 |  | -1
node_8104401_200874846 |  |  | PQ | AN | 2771.281 | 8104401 | no | no |  |  | no |  |  | 1413433.795 | 15449290.755 |  | -1
node_8104401_200874847 |  |  | PQ | AN | 2771.281 | 8104401 | no | no |  |  | no |  |  | 1413873.987 | 15449305.094 |  | -1
node_8104401_200874848 |  |  | PQ | AD | 2771.281 | 8104401 | no | no |  |  | no |  |  | 1408343.462 | 15447401.41 |  | -1
node_8104401_200874855 |  |  | PQ | AN | 2771.281 | 8104401 | no | no |  |  | no |  |  | 1416230.274 | 15449382.344 |  | -1
node_8104401_200874856 |  |  | PQ | AN | 2771.281 | 8104401 | no | no |  |  | no |  |  | 1416630.437 | 15449340.516 |  | -1
node_8104401_200874858 |  |  | PQ | AN | 2771.281 | 8104401 | no | no |  |  | no |  |  | 1417023.409 | 15449352.226 |  | -1
node_8104401_200874859 |  |  | PQ | AN | 2771.281 | 8104401 | no | no |  |  | no |  |  | 1417477.931 | 15449376.787 |  | -1
node_8104401_200874861 |  |  | PQ | AN | 2771.281 | 8104401 | no | no |  |  | no |  |  | 1417792.704 | 15449384.379 |  | -1
node_8104401_200874863 |  |  | PQ | AD | 2771.281 | 8104401 | no | no |  |  | no |  |  | 1408632.946 | 15447524.168 |  | -1
node_8104401_200874864 |  |  | PQ | AD | 2771.281 | 8104401 | no | no |  |  | no |  |  | 1418012.922 | 15449392.846 |  | -1
node_8104401_200874865 |  |  | PQ | AD | 2771.281 | 8104401 | no | no |  |  | no |  |  | 1418382.108 | 15449400.817 |  | -1
node_8104401_200874866 |  |  | PQ | AD | 2771.281 | 8104401 | no | no |  |  | no |  |  | 1418612.099 | 15449410.977 |  | -1
node_8104401_200874867 |  |  | PQ | AD | 2771.281 | 8104401 | no | no |  |  | no |  |  | 1418943.436 | 15449410.199 |  | -1
node_8104401_200874868 |  |  | PQ | AD | 2771.281 | 8104401 | no | no |  |  | no |  |  | 1419438.588 | 15449447.719 |  | -1
node_8104401_200874869 |  |  | PQ | AD | 2771.281 | 8104401 | no | no |  |  | no |  |  | 1419750.257 | 15449456.115 |  | -1
node_8104401_200874870 |  |  | PQ | AD | 2771.281 | 8104401 | no | no |  |  | no |  |  | 1420110.791 | 15449466.511 |  | -1
node_8104401_200874871 |  |  | PQ | AD | 2771.281 | 8104401 | no | no |  |  | no |  |  | 1420419.59 | 15449474.225 |  | -1
node_8104401_200874872 |  |  | PQ | AD | 2771.281 | 8104401 | no | no |  |  | no |  |  | 1420433.883 | 15449093.707 |  | -1
node_8104401_200874873 |  |  | PQ | AN | 2771.281 | 8104401 | no | no |  |  | no |  |  | 1420445.937 | 15448708.746 |  | -1
node_8104401_200874875 |  |  | PQ | AD | 2771.281 | 8104401 | no | no |  |  | no |  |  | 1420409.522 | 15449874.918 |  | -1
node_8104401_200874876 |  |  | PQ | AD | 2771.281 | 8104401 | no | no |  |  | no |  |  | 1420391.083 | 15450218.02 |  | -1
node_8104401_200874877 |  |  | PQ | AD | 2771.281 | 8104401 | no | no |  |  | no |  |  | 1408921.081 | 15447645.979 |  | -1
node_8104401_200874878 |  |  | PQ | AD | 2771.281 | 8104401 | no | no |  |  | no |  |  | 1420386.466 | 15450553.316 |  | -1
node_8104401_200874879 |  |  | PQ | AD | 2771.281 | 8104401 | no | no |  |  | no |  |  | 1420365.271 | 15450933.04 |  | -1
node_8104401_200874881 |  |  | PQ | AD | 2771.281 | 8104401 | no | no |  |  | no |  |  | 1420450.041 | 15451280.102 |  | -1
node_8104401_200874882 |  |  | PQ | AD | 2771.281 | 8104401 | no | no |  |  | no |  |  | 1420527.473 | 15451608.766 |  | -1
node_8104401_200874883 |  |  | PQ | AD | 2771.281 | 8104401 | no | no |  |  | no |  |  | 1420598.88 | 15451915.64 |  | -1
node_8104401_200874884 |  |  | PQ | AN | 2771.281 | 8104401 | no | no |  |  | no |  |  | 1420674.697 | 15452227.247 |  | -1
node_8104401_200874885 |  |  | PQ | AD | 2771.281 | 8104401 | no | no |  |  | no |  |  | 1409216.906 | 15447787.319 |  | -1
node_8104401_200874886 |  |  | PQ | AD | 2771.281 | 8104401 | no | no |  |  | no |  |  | 1409625.235 | 15447940.839 |  | -1
node_8104401_200874887 |  |  | PQ | AN | 2771.281 | 8104401 | no | no |  |  | no |  |  | 1409742.306 | 15447777.797 |  | -1
node_8104401_200874888 |  |  | PQ | AN | 2771.281 | 8104401 | no | no |  |  | no |  |  | 1409891.524 | 15448048.184 |  | -1
node_8104401_200874889 |  |  | PQ | AD | 2771.281 | 8104401 | no | no |  |  | no |  |  | 1410218.373 | 15448187.43 |  | -1
node_8104401_200874890 |  |  | PQ | AD | 2771.281 | 8104401 | no | no |  |  | no |  |  | 1410530.359 | 15448326.502 |  | -1
node_8104401_200874891 |  |  | PQ | AN | 2771.281 | 8104401 | no | no |  |  | no |  |  | 1407801.111 | 15447521.963 |  | -1
node_8104401_200874892 |  |  | PQ | AD | 2771.281 | 8104401 | no | no |  |  | no |  |  | 1407617.437 | 15450702.74 |  | -1
node_8104401_200874893 |  |  | PQ | AN | 2771.281 | 8104401 | no | no |  |  | no |  |  | 1407530.072 | 15451082.448 |  | -1
node_8104401_200874894 |  |  | PQ | AN | 2771.281 | 8104401 | no | no |  |  | no |  |  | 1407833.325 | 15451100.549 |  | -1
node_8104401_200874895 |  |  | PQ | AD | 2771.281 | 8104401 | no | no |  |  | no |  |  | 1407780.572 | 15447906.754 |  | -1
node_8104401_200874896 |  |  | PQ | AD | 2771.281 | 8104401 | no | no |  |  | no |  |  | 1407764.221 | 15448261.024 |  | -1
node_8104401_200874897 |  |  | PQ | AD | 2771.281 | 8104401 | no | no |  |  | no |  |  | 1407735.234 | 15448626.925 |  | -1
node_8104401_200874898 |  |  | PQ | AD | 2771.281 | 8104401 | no | no |  |  | no |  |  | 1407713.115 | 15448955.24 |  | -1
node_8104401_200874899 |  |  | PQ | AD | 2771.281 | 8104401 | no | no |  |  | no |  |  | 1407696.148 | 15449353.226 |  | -1
node_8104401_200874900 |  |  | PQ | AD | 2771.281 | 8104401 | no | no |  |  | no |  |  | 1407670.859 | 15449728.978 |  | -1
node_8104401_200874901 |  |  | PQ | AD | 2771.281 | 8104401 | no | no |  |  | no |  |  | 1407648.023 | 15450101.56 |  | -1
node_8104401_200874902 |  |  | PQ | AN | 2771.281 | 8104401 | no | no |  |  | no |  |  | 1407629.368 | 15450473.187 |  | -1
node_8104401_200874903 |  |  | PQ | AD | 2771.281 | 8104401 | no | no |  |  | no |  |  | 1429148.666 | 15425876.335 |  | -1
node_8104401_200874904 |  |  | PQ | AN | 2771.281 | 8104401 | no | no |  |  | no |  |  | 1428867.639 | 15425863.819 |  | -1
node_8104401_200874907 |  |  | PQ | AD | 2771.281 | 8104401 | no | no |  |  | no |  |  | 1428908.65 | 15431057.904 |  | -1
node_8104401_200874908 |  |  | PQ | AD | 2771.281 | 8104401 | no | no |  |  | no |  |  | 1422729.97 | 15436027.893 |  | -1
node_8104401_200874910 |  |  | PQ | AD | 2771.281 | 8104401 | no | no |  |  | no |  |  | 1422581.087 | 15433106.456 |  | -1
node_8104401_200874911 |  |  | PQ | AN | 2771.281 | 8104401 | no | no |  |  | no |  |  | 1422653.133 | 15432784.727 |  | -1
node_8104401_200874912 |  |  | PQ | AD | 2771.281 | 8104401 | no | no |  |  | no |  |  | 1422728.394 | 15432477.089 |  | -1
node_8104401_200874913 |  |  | PQ | AD | 2771.281 | 8104401 | no | no |  |  | no |  |  | 1422658.363 | 15432083.316 |  | -1
node_8104401_200874914 |  |  | PQ | AD | 2771.281 | 8104401 | no | no |  |  | no |  |  | 1422611.853 | 15431775.889 |  | -1
node_8104401_200874915 |  |  | PQ | AD | 2771.281 | 8104401 | no | no |  |  | no |  |  | 1422554.977 | 15431339.634 |  | -1
node_8104401_200874916 |  |  | PQ | AD | 2771.281 | 8104401 | no | no |  |  | no |  |  | 1422473.326 | 15431170.312 |  | -1
node_8104401_200874917 |  |  | PQ | AD | 2771.281 | 8104401 | no | no |  |  | no |  |  | 1422355.841 | 15430907.692 |  | -1
node_8104401_200874918 |  |  | PQ | AD | 2771.281 | 8104401 | no | no |  |  | no |  |  | 1422312.266 | 15430816.78 |  | -1
node_8104401_200874919 |  |  | PQ | AD | 2771.281 | 8104401 | no | no |  |  | no |  |  | 1422119.719 | 15430516.758 |  | -1
node_8104401_200874920 |  |  | PQ | AD | 2771.281 | 8104401 | no | no |  |  | no |  |  | 1422533.621 | 15435714.117 |  | -1
node_8104401_200874921 |  |  | PQ | AD | 2771.281 | 8104401 | no | no |  |  | no |  |  | 1421983.422 | 15430188.888 |  | -1
node_8104401_200874922 |  |  | PQ | AD | 2771.281 | 8104401 | no | no |  |  | no |  |  | 1421874.554 | 15429941.438 |  | -1
node_8104401_200874923 |  |  | PQ | AD | 2771.281 | 8104401 | no | no |  |  | no |  |  | 1421798.962 | 15429664.154 |  | -1
node_8104401_200874924 |  |  | PQ | AD | 2771.281 | 8104401 | no | no |  |  | no |  |  | 1421733.431 | 15429411.524 |  | -1
node_8104401_200874925 |  |  | PQ | AD | 2771.281 | 8104401 | no | no |  |  | no |  |  | 1421490.399 | 15429126.977 |  | -1
node_8104401_200874926 |  |  | PQ | AN | 2771.281 | 8104401 | no | no |  |  | no |  |  | 1421238.206 | 15428843.847 |  | -1
node_8104401_200874927 |  |  | PQ | AN | 2771.281 | 8104401 | no | no |  |  | no |  |  | 1420961.244 | 15428528.736 |  | -1
node_8104401_200874928 |  |  | PQ | AN | 2771.281 | 8104401 | no | no |  |  | no |  |  | 1420673.064 | 15428203.849 |  | -1
node_8104401_200874930 |  |  | PQ | AD | 2771.281 | 8104401 | no | no |  |  | no |  |  | 1420924.33 | 15428043.47 |  | -1
node_8104401_200874931 |  |  | PQ | AN | 2771.281 | 8104401 | no | no |  |  | no |  |  | 1420347.284 | 15428187.846 |  | -1
node_8104401_200874933 |  |  | PQ | AN | 2771.281 | 8104401 | no | no |  |  | no |  |  | 1419995.906 | 15428175.593 |  | -1
node_8104401_200874934 |  |  | PQ | AN | 2771.281 | 8104401 | no | no |  |  | no |  |  | 1422364.625 | 15435438.99 |  | -1
node_8104401_200874935 |  |  | PQ | AD | 2771.281 | 8104401 | no | no |  |  | no |  |  | 1419680.643 | 15428161.195 |  | -1
node_8104401_200874936 |  |  | PQ | AN | 2771.281 | 8104401 | no | no |  |  | no |  |  | 1419300.328 | 15428144.175 |  | -1
node_8104401_200874938 |  |  | PQ | AD | 2771.281 | 8104401 | no | no |  |  | no |  |  | 1419037.489 | 15428135.338 |  | -1
node_8104401_200874939 |  |  | PQ | AD | 2771.281 | 8104401 | no | no |  |  | no |  |  | 1418615.014 | 15428113.908 |  | -1
node_8104401_200874940 |  |  | PQ | AD | 2771.281 | 8104401 | no | no |  |  | no |  |  | 1418268.783 | 15428096.25 |  | -1
node_8104401_200874941 |  |  | PQ | AN | 2771.281 | 8104401 | no | no |  |  | no |  |  | 1417980.33 | 15428081.934 |  | -1
node_8104401_200874942 |  |  | PQ | AD | 2771.281 | 8104401 | no | no |  |  | no |  |  | 1417723.974 | 15428076.391 |  | -1
node_8104401_200874943 |  |  | PQ | AD | 2771.281 | 8104401 | no | no |  |  | no |  |  | 1417637.614 | 15428439.992 |  | -1
node_8104401_200874944 |  |  | PQ | AN | 2771.281 | 8104401 | no | no |  |  | no |  |  | 1417532.774 | 15428854.593 |  | -1
node_8104401_200874945 |  |  | PQ | AD | 2771.281 | 8104401 | no | no |  |  | no |  |  | 1417427.303 | 15429287.043 |  | -1
node_8104401_200874946 |  |  | PQ | AD | 2771.281 | 8104401 | no | no |  |  | no |  |  | 1422385.096 | 15435112.024 |  | -1
node_8104401_200874947 |  |  | PQ | AN | 2771.281 | 8104401 | no | no |  |  | no |  |  | 1417329.313 | 15429691.953 |  | -1
node_8104401_200874948 |  |  | PQ | AD | 2771.281 | 8104401 | no | no |  |  | no |  |  | 1417411.031 | 15429999.898 |  | -1
node_8104401_200874949 |  |  | PQ | AD | 2771.281 | 8104401 | no | no |  |  | no |  |  | 1417184.219 | 15430107.755 |  | -1
node_8104401_200874950 |  |  | PQ | AD | 2771.281 | 8104401 | no | no |  |  | no |  |  | 1416830.64 | 15430313.053 |  | -1
node_8104401_200874951 |  |  | PQ | AD | 2771.281 | 8104401 | no | no |  |  | no |  |  | 1416739.559 | 15430608.18 |  | -1
node_8104401_200874952 |  |  | PQ | AD | 2771.281 | 8104401 | no | no |  |  | no |  |  | 1416688.329 | 15430787.977 |  | -1
node_8104401_200874953 |  |  | PQ | AN | 2771.281 | 8104401 | no | no |  |  | no |  |  | 1416490.164 | 15431097.574 |  | -1
node_8104401_200874954 |  |  | PQ | AD | 2771.281 | 8104401 | no | no |  |  | no |  |  | 1416441.94 | 15431302.777 |  | -1
node_8104401_200874955 |  |  | PQ | AD | 2771.281 | 8104401 | no | no |  |  | no |  |  | 1416250.67 | 15431579.766 |  | -1
node_8104401_200874956 |  |  | PQ | AN | 2771.281 | 8104401 | no | no |  |  | no |  |  | 1416078.062 | 15431894.297 |  | -1
node_8104401_200874957 |  |  | PQ | AD | 2771.281 | 8104401 | no | no |  |  | no |  |  | 1422411.764 | 15434742.731 |  | -1
node_8104401_200874958 |  |  | PQ | AN | 2771.281 | 8104401 | no | no |  |  | no |  |  | 1422436.891 | 15434385.89 |  | -1
node_8104401_200874959 |  |  | PQ | AN | 2771.281 | 8104401 | no | no |  |  | no |  |  | 1422463.685 | 15433994.432 |  | -1
node_8104401_200874960 |  |  | PQ | AD | 2771.281 | 8104401 | no | no |  |  | no |  |  | 1422479.317 | 15433762.387 |  | -1
node_8104401_200874961 |  |  | PQ | AD | 2771.281 | 8104401 | no | no |  |  | no |  |  | 1422506.845 | 15433430.927 |  | -1
node_8104401_200875012 |  |  | PQ | AD | 2771.281 | 8104401 | no | no |  |  | no |  |  | 1415463.533 | 15429715.109 |  | -1
node_8104401_200875017 |  |  | PQ | AN | 2771.281 | 8104401 | no | no |  |  | no |  |  | 1415365.969 | 15429511.345 |  | -1
node_8104401_200875018 |  |  | PQ | AD | 2771.281 | 8104401 | no | no |  |  | no |  |  | 1415186.313 | 15429732.217 |  | -1
node_8104401_200875019 |  |  | PQ | AN | 2771.281 | 8104401 | no | no |  |  | no |  |  | 1414915.694 | 15429671.451 |  | -1
node_8104401_200875020 |  |  | PQ | AD | 2771.281 | 8104401 | no | no |  |  | no |  |  | 1414687.002 | 15429654.76 |  | -1
node_8104401_200875021 |  |  | PQ | AD | 2771.281 | 8104401 | no | no |  |  | no |  |  | 1414277.19 | 15429791.947 |  | -1
node_8104401_200875022 |  |  | PQ | AN | 2771.281 | 8104401 | no | no |  |  | no |  |  | 1413876.558 | 15429917.668 |  | -1
node_8104401_200875023 |  |  | PQ | AD | 2771.281 | 8104401 | no | no |  |  | no |  |  | 1413795.542 | 15430143.815 |  | -1
node_8104401_200875024 |  |  | PQ | AN | 2771.281 | 8104401 | no | no |  |  | no |  |  | 1413681.968 | 15430460.118 |  | -1
node_8104401_200875037 |  |  | PQ | AN | 19918.584 | 8104401 | no | no |  |  | no |  |  | 1410982.216 | 15435841.386 |  | -1
node_8104401_200875038 |  |  | PQ | AN | 19918.584 | 8104401 | no | no |  |  | no |  |  | 1410998.053 | 15435659.706 |  | -1
node_8104401_200875039 |  |  | PQ | AN | 19918.584 | 8104401 | no | no |  |  | no |  |  | 1412846.576 | 15433056.789 |  | -1
node_8104401_200875040 |  |  | PQ | AN | 19918.584 | 8104401 | no | no |  |  | no |  |  | 1412810.643 | 15432863.388 |  | -1
node_8104401_200875041 |  |  | PQ | AN | 19918.584 | 8104401 | no | no |  |  | no |  |  | 1412902.045 | 15432639.56 |  | -1
node_8104401_200875042 |  |  | PQ | AN | 19918.584 | 8104401 | no | no |  |  | no |  |  | 1412619.346 | 15432574.523 |  | -1
node_8104401_200875043 |  |  | PQ | AN | 19918.584 | 8104401 | no | no |  |  | no |  |  | 1412333.346 | 15432519.105 |  | -1
node_8104401_200875044 |  |  | PQ | AN | 19918.584 | 8104401 | no | no |  |  | no |  |  | 1412083.602 | 15432469.572 |  | -1
node_8104401_200875046 |  |  | PQ | AN | 19918.584 | 8104401 | no | no |  |  | no |  |  | 1412999.151 | 15432402.755 |  | -1
node_8104401_200875048 |  |  | PQ | AN | 19918.584 | 8104401 | no | no |  |  | no |  |  | 1413091.678 | 15432100.989 |  | -1
node_8104401_200875049 |  |  | PQ | AN | 19918.584 | 8104401 | no | no |  |  | no |  |  | 1413254.526 | 15431845.431 |  | -1
node_8104401_200875050 |  |  | PQ | AN | 19918.584 | 8104401 | no | no |  |  | no |  |  | 1413307.061 | 15431569.809 |  | -1
node_8104401_200875051 |  |  | PQ | AN | 19918.584 | 8104401 | no | no |  |  | no |  |  | 1413365.036 | 15431400.201 |  | -1
node_8104401_200875052 |  |  | PQ | AN | 19918.584 | 8104401 | no | no |  |  | no |  |  | 1413444.682 | 15431105.959 |  | -1
node_8104401_200875054 |  |  | PQ | AN | 19918.584 | 8104401 | no | no |  |  | no |  |  | 1411340.017 | 15434957.139 |  | -1
node_8104401_200875055 |  |  | PQ | AN | 19918.584 | 8104401 | no | no |  |  | no |  |  | 1411560.603 | 15434607.777 |  | -1
node_8104401_200875056 |  |  | PQ | AN | 19918.584 | 8104401 | no | no |  |  | no |  |  | 1411713.798 | 15434358.788 |  | -1
node_8104401_200875057 |  |  | PQ | AN | 19918.584 | 8104401 | no | no |  |  | no |  |  | 1411743.353 | 15434192.929 |  | -1
node_8104401_200875058 |  |  | PQ | AN | 19918.584 | 8104401 | no | no |  |  | no |  |  | 1411576.332 | 15433928.629 |  | -1
node_8104401_200875059 |  |  | PQ | AN | 19918.584 | 8104401 | no | no |  |  | no |  |  | 1411922.274 | 15434164.793 |  | -1
node_8104401_200875060 |  |  | PQ | AN | 19918.584 | 8104401 | no | no |  |  | no |  |  | 1412004.473 | 15434092.841 |  | -1
node_8104401_200875061 |  |  | PQ | AN | 19918.584 | 8104401 | no | no |  |  | no |  |  | 1412281.024 | 15433846.995 |  | -1
node_8104401_200875062 |  |  | PQ | AN | 19918.584 | 8104401 | no | no |  |  | no |  |  | 1412541.656 | 15433596.057 |  | -1
node_8104401_200875063 |  |  | PQ | AN | 19918.584 | 8104401 | no | no |  |  | no |  |  | 1412738.812 | 15433348.606 |  | -1
node_8104401_200875065 |  |  | PQ | AN | 2771.281 | 8104401 | no | no |  |  | no |  |  | 1429250.415 | 15424112.458 |  | -1
node_8104401_200875067 |  |  | PQ | AD | 2771.281 | 8104401 | no | no |  |  | no |  |  | 1417848.824 | 15427844.34 |  | -1
node_8104401_200875068 |  |  | PQ | AN | 2771.281 | 8104401 | no | no |  |  | no |  |  | 1419132.735 | 15425669.96 |  | -1
node_8104401_200875069 |  |  | PQ | AD | 2771.281 | 8104401 | no | no |  |  | no |  |  | 1419286.436 | 15425444.644 |  | -1
node_8104401_200875070 |  |  | PQ | AD | 2771.281 | 8104401 | no | no |  |  | no |  |  | 1419477.441 | 15425257.265 |  | -1
node_8104401_200875071 |  |  | PQ | AD | 2771.281 | 8104401 | no | no |  |  | no |  |  | 1419628.079 | 15424993.951 |  | -1
node_8104401_200875072 |  |  | PQ | AD | 2771.281 | 8104401 | no | no |  |  | no |  |  | 1419788.593 | 15424724.801 |  | -1
node_8104401_200875073 |  |  | PQ | AD | 2771.281 | 8104401 | no | no |  |  | no |  |  | 1419923.329 | 15424440.567 |  | -1
node_8104401_200875074 |  |  | PQ | AD | 2771.281 | 8104401 | no | no |  |  | no |  |  | 1419991.896 | 15424453.606 |  | -1
node_8104401_200875075 |  |  | PQ | AN | 2771.281 | 8104401 | no | no |  |  | no |  |  | 1420277.169 | 15424450.636 |  | -1
node_8104401_200875076 |  |  | PQ | AD | 2771.281 | 8104401 | no | no |  |  | no |  |  | 1420042.813 | 15424132.873 |  | -1
node_8104401_200875077 |  |  | PQ | AD | 2771.281 | 8104401 | no | no |  |  | no |  |  | 1420148.36 | 15423812.152 |  | -1
node_8104401_200875078 |  |  | PQ | AN | 2771.281 | 8104401 | no | no |  |  | no |  |  | 1420193.105 | 15423535.654 |  | -1
node_8104401_200875079 |  |  | PQ | AN | 2771.281 | 8104401 | no | no |  |  | no |  |  | 1420289.47 | 15423256.48 |  | -1
node_8104401_200875080 |  |  | PQ | AN | 2771.281 | 8104401 | no | no |  |  | no |  |  | 1417971.554 | 15427606.553 |  | -1
node_8104401_200875081 |  |  | PQ | AD | 2771.281 | 8104401 | no | no |  |  | no |  |  | 1420460.868 | 15423010.632 |  | -1
node_8104401_200875082 |  |  | PQ | AN | 2771.281 | 8104401 | no | no |  |  | no |  |  | 1420565.095 | 15422730.579 |  | -1
node_8104401_200875083 |  |  | PQ | AN | 2771.281 | 8104401 | no | no |  |  | no |  |  | 1420723.892 | 15422515.422 |  | -1
node_8104401_200875084 |  |  | PQ | AD | 2771.281 | 8104401 | no | no |  |  | no |  |  | 1420838.67 | 15422260.274 |  | -1
node_8104401_200875085 |  |  | PQ | AD | 2771.281 | 8104401 | no | no |  |  | no |  |  | 1421032.567 | 15422044.152 |  | -1
node_8104401_200875086 |  |  | PQ | AD | 2771.281 | 8104401 | no | no |  |  | no |  |  | 1421168.005 | 15421802.582 |  | -1
node_8104401_200875087 |  |  | PQ | AD | 2771.281 | 8104401 | no | no |  |  | no |  |  | 1421207.692 | 15421779.832 |  | -1
node_8104401_200875088 |  |  | PQ | AN | 2771.281 | 8104401 | no | no |  |  | no |  |  | 1421532.605 | 15421800.506 |  | -1
node_8104401_200875089 |  |  | PQ | AN | 2771.281 | 8104401 | no | no |  |  | no |  |  | 1421261.473 | 15421553.655 |  | -1
node_8104401_200875090 |  |  | PQ | AN | 2771.281 | 8104401 | no | no |  |  | no |  |  | 1418092.378 | 15427389.855 |  | -1
node_8104401_200875091 |  |  | PQ | AD | 2771.281 | 8104401 | no | no |  |  | no |  |  | 1418173.46 | 15427259.305 |  | -1
node_8104401_200875092 |  |  | PQ | AN | 2771.281 | 8104401 | no | no |  |  | no |  |  | 1418378.993 | 15426886.601 |  | -1
node_8104401_200875093 |  |  | PQ | AD | 2771.281 | 8104401 | no | no |  |  | no |  |  | 1418522.071 | 15426635.231 |  | -1
node_8104401_200875094 |  |  | PQ | AD | 2771.281 | 8104401 | no | no |  |  | no |  |  | 1418665.76 | 15426379.577 |  | -1
node_8104401_200875095 |  |  | PQ | AD | 2771.281 | 8104401 | no | no |  |  | no |  |  | 1418804.352 | 15426130.16 |  | -1
node_8104401_200875096 |  |  | PQ | AD | 2771.281 | 8104401 | no | no |  |  | no |  |  | 1418969.31 | 15425895.687 |  | -1
node_8104401_200875097 |  |  | PQ | ABCN | 19918.584 | 8104401 | no | no |  |  | no |  |  | 1408679.301 | 15435088.615 |  | -1
node_8104401_200875098 |  |  | PQ | ABCN | 19918.584 | 8104401 | no | no |  |  | no |  |  | 1408962.852 | 15435185.147 |  | -1
node_8104401_200875099 |  |  | PQ | ABCN | 19918.584 | 8104401 | no | no |  |  | no |  |  | 1409251.333 | 15435299.38 |  | -1
node_8104401_200875100 |  |  | PQ | ABCN | 19918.584 | 8104401 | no | no |  |  | no |  |  | 1409432.288 | 15435453.145 |  | -1
node_8104401_200875102 |  |  | PQ | ABCN | 19918.584 | 8104401 | no | no |  |  | no |  |  | 1409634.318 | 15435559.826 |  | -1
node_8104401_200875103 |  |  | PQ | ABCN | 19918.584 | 8104401 | no | no |  |  | no |  |  | 1409794.571 | 15435635.052 |  | -1
node_8104401_200875104 |  |  | PQ | ABCN | 19918.584 | 8104401 | no | no |  |  | no |  |  | 1410086.225 | 15435789.602 |  | -1
node_8104401_200875105 |  |  | PQ | ABCN | 19918.584 | 8104401 | no | no |  |  | no |  |  | 1410364.47 | 15435928.297 |  | -1
node_8104401_200875106 |  |  | PQ | ABCN | 19918.584 | 8104401 | no | no |  |  | no |  |  | 1410643.506 | 15436075.089 |  | -1
node_8104401_200875107 |  |  | PQ | ABCN | 19918.584 | 8104401 | no | no |  |  | no |  |  | 1410926.343 | 15436225.675 |  | -1
node_8104401_200875109 |  |  | PQ | ABCN | 19918.584 | 8104401 | no | no |  |  | no |  |  | 1411215.271 | 15436344.245 |  | -1
node_8104401_200875110 |  |  | PQ | ABCN | 19918.584 | 8104401 | no | no |  |  | no |  |  | 1411512.508 | 15436467.398 |  | -1
node_8104401_200875111 |  |  | PQ | ABCN | 19918.584 | 8104401 | no | no |  |  | no |  |  | 1411802.372 | 15436585.941 |  | -1
node_8104401_200875112 |  |  | PQ | ABCN | 19918.584 | 8104401 | no | no |  |  | no |  |  | 1412120.052 | 15436543.047 |  | -1
node_8104401_200875114 |  |  | PQ | ABCN | 19918.584 | 8104401 | no | no |  |  | no |  |  | 1412420.986 | 15436482.632 |  | -1
node_8104401_200875115 |  |  | PQ | ABCN | 19918.584 | 8104401 | no | no |  |  | no |  |  | 1412636.035 | 15436477.535 |  | -1
node_8104401_200875116 |  |  | PQ | ABCN | 19918.584 | 8104401 | no | no |  |  | no |  |  | 1412931.562 | 15436476.843 |  | -1
node_8104401_200875117 |  |  | PQ | ABCN | 19918.584 | 8104401 | no | no |  |  | no |  |  | 1413227.72 | 15436455.425 |  | -1
node_8104401_200875118 |  |  | PQ | ABCN | 19918.584 | 8104401 | no | no |  |  | no |  |  | 1413530.134 | 15436450.323 |  | -1
node_8104401_200875119 |  |  | PQ | ABCN | 19918.584 | 8104401 | no | no |  |  | no |  |  | 1413794.748 | 15436421.823 |  | -1
node_8104401_200875120 |  |  | PQ | ABCN | 19918.584 | 8104401 | no | no |  |  | no |  |  | 1414066.49 | 15436435.196 |  | -1
node_8104401_200875121 |  |  | PQ | ABCN | 19918.584 | 8104401 | no | no |  |  | no |  |  | 1414287.94 | 15436514.201 |  | -1
node_8104401_200875122 |  |  | PQ | ABCN | 19918.584 | 8104401 | no | no |  |  | no |  |  | 1414618.447 | 15436527.051 |  | -1
node_8104401_200875123 |  |  | PQ | ABCN | 19918.584 | 8104401 | no | no |  |  | no |  |  | 1414966.629 | 15436551.623 |  | -1
node_8104401_200875124 |  |  | PQ | ABCN | 19918.584 | 8104401 | no | no |  |  | no |  |  | 1415178.625 | 15436551.817 |  | -1
node_8104401_200875125 |  |  | PQ | ABCN | 19918.584 | 8104401 | no | no |  |  | no |  |  | 1415449.757 | 15436570.568 |  | -1
node_8104401_200875126 |  |  | PQ | ABCN | 19918.584 | 8104401 | no | no |  |  | no |  |  | 1415724.356 | 15436583.323 |  | -1
node_8104401_200875127 |  |  | PQ | ABCN | 19918.584 | 8104401 | no | no |  |  | no |  |  | 1416007.388 | 15436596.01 |  | -1
node_8104401_200875128 |  |  | PQ | ABCN | 19918.584 | 8104401 | no | no |  |  | no |  |  | 1416231.049 | 15436487.518 |  | -1
node_8104401_200875129 |  |  | PQ | ABCN | 19918.584 | 8104401 | no | no |  |  | no |  |  | 1416442.485 | 15436415.376 |  | -1
node_8104401_200875130 |  |  | PQ | ABCN | 19918.584 | 8104401 | no | no |  |  | no |  |  | 1416546.573 | 15436187.999 |  | -1
node_8104401_200875131 |  |  | PQ | ABCN | 19918.584 | 8104401 | no | no |  |  | no |  |  | 1416779.533 | 15436034.428 |  | -1
node_8104401_200875132 |  |  | PQ | ABCN | 19918.584 | 8104401 | no | no |  |  | no |  |  | 1417010.619 | 15435879.207 |  | -1
node_8104401_200875133 |  |  | PQ | ABCN | 19918.584 | 8104401 | no | no |  |  | no |  |  | 1417282.097 | 15435779.003 |  | -1
node_8104401_200875134 |  |  | PQ | ABCN | 19918.584 | 8104401 | no | no |  |  | no |  |  | 1417559.811 | 15435683.9 |  | -1
node_8104401_200875135 |  |  | PQ | ABCN | 19918.584 | 8104401 | no | no |  |  | no |  |  | 1417824.524 | 15435636.937 |  | -1
node_8104401_200875136 |  |  | PQ | ABCN | 19918.584 | 8104401 | no | no |  |  | no |  |  | 1418145.265 | 15435618.672 |  | -1
node_8104401_200875137 |  |  | PQ | ABCN | 19918.584 | 8104401 | no | no |  |  | no |  |  | 1418443.349 | 15435641.187 |  | -1
node_8104401_200875138 |  |  | PQ | AN | 19918.584 | 8104401 | no | no |  |  | no |  |  | 1418391.173 | 15435918.894 |  | -1
node_8104401_200875139 |  |  | PQ | ABCN | 19918.584 | 8104401 | no | no |  |  | no |  |  | 1418745.117 | 15435712.368 |  | -1
node_8104401_200875140 |  |  | PQ | ABCN | 19918.584 | 8104401 | no | no |  |  | no |  |  | 1419055.606 | 15435791.234 |  | -1
node_8104401_200875141 |  |  | PQ | ABCN | 19918.584 | 8104401 | no | no |  |  | no |  |  | 1419355.765 | 15435862.02 |  | -1
node_8104401_200875142 |  |  | PQ | ABCN | 19918.584 | 8104401 | no | no |  |  | no |  |  | 1419656.123 | 15435934.286 |  | -1
node_8104401_200875143 |  |  | PQ | ABCN | 19918.584 | 8104401 | no | no |  |  | no |  |  | 1419948.417 | 15436004.182 |  | -1
node_8104401_200875144 |  |  | PQ | ABCN | 19918.584 | 8104401 | no | no |  |  | no |  |  | 1420226.37 | 15436074.679 |  | -1
node_8104401_200875145 |  |  | PQ | ABCN | 19918.584 | 8104401 | no | no |  |  | no |  |  | 1420515.591 | 15436145.189 |  | -1
node_8104401_200875146 |  |  | PQ | ABCN | 19918.584 | 8104401 | no | no |  |  | no |  |  | 1420807.747 | 15436220.753 |  | -1
node_8104401_200875147 |  |  | PQ | ABCN | 19918.584 | 8104401 | no | no |  |  | no |  |  | 1421104.479 | 15436295.09 |  | -1
node_8104401_200875148 |  |  | PQ | ABCN | 19918.584 | 8104401 | no | no |  |  | no |  |  | 1421391.576 | 15436339.333 |  | -1
node_8104401_200875149 |  |  | PQ | ABCN | 19918.584 | 8104401 | no | no |  |  | no |  |  | 1421691.56 | 15436411.17 |  | -1
node_8104401_200875151 |  |  | PQ | ABCN | 19918.584 | 8104401 | no | no |  |  | no |  |  | 1422020.507 | 15436482.543 |  | -1
node_8104401_200875152 |  |  | PQ | ABCN | 19918.584 | 8104401 | no | no |  |  | no |  |  | 1422358.964 | 15436525.633 |  | -1
node_8104401_200875153 |  |  | PQ | ABCN | 19918.584 | 8104401 | no | no |  |  | no |  |  | 1422656.281 | 15436569.414 |  | -1
node_8104401_200875154 |  |  | PQ | AN | 19918.584 | 8104401 | no | no |  |  | no |  |  | 1422493.645 | 15436812.275 |  | -1
node_8104401_200875156 |  |  | PQ | ABCN | 19918.584 | 8104401 | no | no |  |  | no |  |  | 1422989.245 | 15436613.418 |  | -1
node_8104401_200875157 |  |  | PQ | ABCN | 19918.584 | 8104401 | no | no |  |  | no |  |  | 1423317.673 | 15436662.259 |  | -1
node_8104401_200875159 |  |  | PQ | ABCN | 19918.584 | 8104401 | no | no |  |  | no |  |  | 1423612.21 | 15436704.364 |  | -1
node_8104401_200875160 |  |  | PQ | ABCN | 19918.584 | 8104401 | no | no |  |  | no |  |  | 1423879.608 | 15436739.025 |  | -1
node_8104401_200875161 |  |  | PQ | ABCN | 19918.584 | 8104401 | no | no |  |  | no |  |  | 1424207.961 | 15436783.091 |  | -1
node_8104401_200875162 |  |  | PQ | ABCN | 19918.584 | 8104401 | no | no |  |  | no |  |  | 1424468.505 | 15436822.024 |  | -1
node_8104401_200875163 |  |  | PQ | AN | 19918.584 | 8104401 | no | no |  |  | no |  |  | 1424605.066 | 15437050.766 |  | -1
node_8104401_200875164 |  |  | PQ | AN | 19918.584 | 8104401 | no | no |  |  | no |  |  | 1424621.203 | 15436506.383 |  | -1
node_8104401_200875165 |  |  | PQ | AN | 19918.584 | 8104401 | no | no |  |  | no |  |  | 1424758.769 | 15436215.072 |  | -1
node_8104401_200875166 |  |  | PQ | ABCN | 19918.584 | 8104401 | no | no |  |  | no |  |  | 1424746.356 | 15436866.737 |  | -1
node_8104401_200875167 |  |  | PQ | ABCN | 19918.584 | 8104401 | no | no |  |  | no |  |  | 1425012.881 | 15436902.305 |  | -1
node_8104401_200875168 |  |  | PQ | AN | 19918.584 | 8104401 | no | no |  |  | no |  |  | 1425022.665 | 15436631.785 |  | -1
node_8104401_200875169 |  |  | PQ | ABCN | 19918.584 | 8104401 | no | no |  |  | no |  |  | 1425312.36 | 15436948.159 |  | -1
node_8104401_200875170 |  |  | PQ | ABCN | 19918.584 | 8104401 | no | no |  |  | no |  |  | 1425667.281 | 15436986.011 |  | -1
node_8104401_200875171 |  |  | PQ | ABCN | 19918.584 | 8104401 | no | no |  |  | no |  |  | 1425991.371 | 15437023.643 |  | -1
node_8104401_200875172 |  |  | PQ | ABCN | 19918.584 | 8104401 | no | no |  |  | no |  |  | 1426316.925 | 15437059.491 |  | -1
node_8104401_200875173 |  |  | PQ | ABCN | 19918.584 | 8104401 | no | no |  |  | no |  |  | 1426635.043 | 15437088.222 |  | -1
node_8104401_200875174 |  |  | PQ | ABCN | 19918.584 | 8104401 | no | no |  |  | no |  |  | 1426953.826 | 15437120.516 |  | -1
node_8104401_200875175 |  |  | PQ | ABCN | 19918.584 | 8104401 | no | no |  |  | no |  |  | 1427247.247 | 15437145.477 |  | -1
node_8104401_200875176 |  |  | PQ | ABCN | 19918.584 | 8104401 | no | no |  |  | no |  |  | 1427547.579 | 15437163.169 |  | -1
node_8104401_200875177 |  |  | PQ | ABCN | 19918.584 | 8104401 | no | no |  |  | no |  |  | 1427867.219 | 15437207.728 |  | -1
node_8104401_200875178 |  |  | PQ | ABCN | 19918.584 | 8104401 | no | no |  |  | no |  |  | 1428191.94 | 15437244.537 |  | -1
node_8104401_200875180 |  |  | PQ | ABCN | 19918.584 | 8104401 | no | no |  |  | no |  |  | 1428539.426 | 15437274.957 |  | -1
node_8104401_200875182 |  |  | PQ | ABCN | 19918.584 | 8104401 | no | no |  |  | no |  |  | 1405715.496 | 15434857.383 |  | -1
node_8104401_200875183 |  |  | PQ | ABCN | 19918.584 | 8104401 | no | no |  |  | no |  |  | 1406034.146 | 15434872.798 |  | -1
node_8104401_200875184 |  |  | PQ | ABCN | 19918.584 | 8104401 | no | no |  |  | no |  |  | 1406364.636 | 15434891.038 |  | -1
node_8104401_200875185 |  |  | PQ | AN | 19918.584 | 8104401 | no | no |  |  | no |  |  | 1406411.792 | 15435150.966 |  | -1
node_8104401_200875186 |  |  | PQ | ABCN | 19918.584 | 8104401 | no | no |  |  | no |  |  | 1406690.028 | 15434909.969 |  | -1
node_8104401_200875187 |  |  | PQ | ABCN | 19918.584 | 8104401 | no | no |  |  | no |  |  | 1406998.204 | 15434927.164 |  | -1
node_8104401_200875188 |  |  | PQ | ABCN | 19918.584 | 8104401 | no | no |  |  | no |  |  | 1407326.976 | 15434929.587 |  | -1
node_8104401_200875189 |  |  | PQ | ABCN | 19918.584 | 8104401 | no | no |  |  | no |  |  | 1407621.512 | 15434956.663 |  | -1
node_8104401_200875191 |  |  | PQ | ABCN | 19918.584 | 8104401 | no | no |  |  | no |  |  | 1407934.148 | 15434969.16 |  | -1
node_8104401_200875192 |  |  | PQ | ABCN | 19918.584 | 8104401 | no | no |  |  | no |  |  | 1408231.95 | 15434990.319 |  | -1
node_8104401_200875193 |  |  | PQ | ABCN | 19918.584 | 8104401 | no | no |  |  | no |  |  | 1408446.357 | 15434998.26 |  | -1
node_8104401_200875195 |  |  | PQ | AN | 19918.584 | 8104401 | no | no |  |  | no |  |  | 1425986.26 | 15437255.551 |  | -1
node_8104401_200875196 |  |  | PQ | AN | 19918.584 | 8104401 | no | no |  |  | no |  |  | 1425915.171 | 15439799.432 |  | -1
node_8104401_200875199 |  |  | PQ | AN | 19918.584 | 8104401 | no | no |  |  | no |  |  | 1425963.357 | 15437607.116 |  | -1
node_8104401_200875200 |  |  | PQ | AN | 19918.584 | 8104401 | no | no |  |  | no |  |  | 1425951.273 | 15437953.743 |  | -1
node_8104401_200875201 |  |  | PQ | AN | 19918.584 | 8104401 | no | no |  |  | no |  |  | 1425889.873 | 15438296.82 |  | -1
node_8104401_200875202 |  |  | PQ | AN | 19918.584 | 8104401 | no | no |  |  | no |  |  | 1425831.004 | 15438659.488 |  | -1
node_8104401_200875203 |  |  | PQ | AN | 19918.584 | 8104401 | no | no |  |  | no |  |  | 1425723.681 | 15438851.54 |  | -1
node_8104401_200875204 |  |  | PQ | AN | 19918.584 | 8104401 | no | no |  |  | no |  |  | 1425875.871 | 15439061.468 |  | -1
node_8104401_200875205 |  |  | PQ | AN | 19918.584 | 8104401 | no | no |  |  | no |  |  | 1425853.395 | 15439299.818 |  | -1
node_8104401_200875206 |  |  | PQ | AN | 19918.584 | 8104401 | no | no |  |  | no |  |  | 1425859.964 | 15439525.819 |  | -1
node_8104401_200875209 |  |  | PQ | AD | 2771.281 | 8104401 | no | no |  |  | no |  |  | 1417308.486 | 15427981.951 |  | -1
node_8104401_200875210 |  |  | PQ | AN | 2771.281 | 8104401 | no | no |  |  | no |  |  | 1414574.482 | 15427934.024 |  | -1
node_8104401_200875211 |  |  | PQ | AN | 2771.281 | 8104401 | no | no |  |  | no |  |  | 1414294.292 | 15427869.539 |  | -1
node_8104401_200875212 |  |  | PQ | AD | 2771.281 | 8104401 | no | no |  |  | no |  |  | 1416979.049 | 15427963.113 |  | -1
node_8104401_200875213 |  |  | PQ | AD | 2771.281 | 8104401 | no | no |  |  | no |  |  | 1416650.999 | 15427945.378 |  | -1
node_8104401_200875214 |  |  | PQ | AD | 2771.281 | 8104401 | no | no |  |  | no |  |  | 1416545.04 | 15428184.719 |  | -1
node_8104401_200875215 |  |  | PQ | AN | 2771.281 | 8104401 | no | no |  |  | no |  |  | 1416434.509 | 15428387.428 |  | -1
node_8104401_200875216 |  |  | PQ | AD | 2771.281 | 8104401 | no | no |  |  | no |  |  | 1416223.598 | 15428629.019 |  | -1
node_8104401_200875217 |  |  | PQ | AN | 2771.281 | 8104401 | no | no |  |  | no |  |  | 1416066.031 | 15428882.011 |  | -1
node_8104401_200875218 |  |  | PQ | AN | 2771.281 | 8104401 | no | no |  |  | no |  |  | 1415942.647 | 15429091.018 |  | -1
node_8104401_200875219 |  |  | PQ | AD | 2771.281 | 8104401 | no | no |  |  | no |  |  | 1415884.748 | 15429302.535 |  | -1
node_8104401_200875220 |  |  | PQ | AN | 2771.281 | 8104401 | no | no |  |  | no |  |  | 1415724.852 | 15429478.79 |  | -1
node_8104401_200875221 |  |  | PQ | AD | 2771.281 | 8104401 | no | no |  |  | no |  |  | 1416356.558 | 15427989.677 |  | -1
node_8104401_200875222 |  |  | PQ | AD | 2771.281 | 8104401 | no | no |  |  | no |  |  | 1416056.679 | 15427984.607 |  | -1
node_8104401_200875223 |  |  | PQ | AD | 2771.281 | 8104401 | no | no |  |  | no |  |  | 1415756.317 | 15427977.175 |  | -1
node_8104401_200875224 |  |  | PQ | AN | 2771.281 | 8104401 | no | no |  |  | no |  |  | 1415464.29 | 15427917.426 |  | -1
node_8104401_200875225 |  |  | PQ | AD | 2771.281 | 8104401 | no | no |  |  | no |  |  | 1415166.786 | 15427950.408 |  | -1
node_8104401_200875226 |  |  | PQ | AN | 2771.281 | 8104401 | no | no |  |  | no |  |  | 1414884.754 | 15427897.551 |  | -1
node_8104401_200875233 |  |  | PQ | AD | 2771.281 | 8104401 | no | no |  |  | no |  |  | 1409365.242 | 15446677.807 |  | -1
node_8104401_200875234 |  |  | PQ | AN | 2771.281 | 8104401 | no | no |  |  | no |  |  | 1409496.148 | 15446408.619 |  | -1
node_8104401_200875235 |  |  | PQ | AN | 2771.281 | 8104401 | no | no |  |  | no |  |  | 1409731.354 | 15446196.126 |  | -1
node_8104401_200875236 |  |  | PQ | AD | 2771.281 | 8104401 | no | no |  |  | no |  |  | 1409010.607 | 15447476.899 |  | -1
node_8104401_200875237 |  |  | PQ | AD | 2771.281 | 8104401 | no | no |  |  | no |  |  | 1409136.859 | 15447190.365 |  | -1
node_8104401_200875238 |  |  | PQ | AD | 2771.281 | 8104401 | no | no |  |  | no |  |  | 1409209.748 | 15446887.296 |  | -1
node_8104401_200878276 |  |  | PQ | AD | 2771.281 | 8104401 | no | no |  |  | no |  |  | 1433291.85 | 15437008.75 |  | -1
node_8104401_200878277 |  |  | PQ | AD | 2771.281 | 8104401 | no | no |  |  | no |  |  | 1433329.23 | 15437131.04 |  | -1
node_8104401_200878278 |  |  | PQ | AD | 2771.281 | 8104401 | no | no |  |  | no |  |  | 1433376.529 | 15437265.017 |  | -1
node_8104401_200878280 |  |  | PQ | AN | 2771.281 | 8104401 | no | no |  |  | no |  |  | 1433362.089 | 15437413.145 |  | -1
node_8104401_200878281 |  |  | PQ | AD | 2771.281 | 8104401 | no | no |  |  | no |  |  | 1433382.326 | 15437487.56 |  | -1
node_8104401_200878283 |  |  | PQ | AN | 2771.281 | 8104401 | no | no |  |  | no |  |  | 1433397.938 | 15437553.904 |  | -1
node_8104401_200878284 |  |  | PQ | AD | 2771.281 | 8104401 | no | no |  |  | no |  |  | 1432703.145 | 15444137.144 |  | -1
node_8104401_200878285 |  |  | PQ | AN | 2771.281 | 8104401 | no | no |  |  | no |  |  | 1432401.86 | 15444132.592 |  | -1
node_8104401_200878287 |  |  | PQ | AN | 2771.281 | 8104401 | no | no |  |  | no |  |  | 1432488.582 | 15444531.613 |  | -1
node_8104401_200878289 |  |  | PQ | AN | 2771.281 | 8104401 | no | no |  |  | no |  |  | 1432554.971 | 15444894.918 |  | -1
node_8104401_200878291 |  |  | PQ | AD | 2771.281 | 8104401 | no | no |  |  | no |  |  | 1432582.787 | 15445024.348 |  | -1
node_8104401_200878294 |  |  | PQ | AN | 2771.281 | 8104401 | no | no |  |  | no |  |  | 1432360.308 | 15443812.424 |  | -1
node_8104401_200878297 |  |  | PQ | AD | 2771.281 | 8104401 | no | no |  |  | no |  |  | 1432319.102 | 15443607.223 |  | -1
node_8104401_200878298 |  |  | PQ | AN | 2771.281 | 8104401 | no | no |  |  | no |  |  | 1432291.355 | 15443394.807 |  | -1
node_8104401_200878299 |  |  | PQ | AN | 2771.281 | 8104401 | no | no |  |  | no |  |  | 1432309.218 | 15443193.769 |  | -1
node_8104401_200878300 |  |  | PQ | AD | 2771.281 | 8104401 | no | no |  |  | no |  |  | 1432420.412 | 15443050.368 |  | -1
node_8104401_200878301 |  |  | PQ | AN | 2771.281 | 8104401 | no | no |  |  | no |  |  | 1432415.216 | 15442804.247 |  | -1
node_8104401_200878302 |  |  | PQ | AN | 2771.281 | 8104401 | no | no |  |  | no |  |  | 1433817.46 | 15421111.214 |  | -1
node_8104401_200878303 |  |  | PQ | AN | 2771.281 | 8104401 | no | no |  |  | no |  |  | 1433818.392 | 15421511.715 |  | -1
node_8104401_200878305 |  |  | PQ | AD | 2771.281 | 8104401 | no | no |  |  | no |  |  | 1433817.043 | 15421681.527 |  | -1
node_8104401_200878306 |  |  | PQ | AN | 2771.281 | 8104401 | no | no |  |  | no |  |  | 1433820.034 | 15421934.602 |  | -1
node_8104401_200878307 |  |  | PQ | AN | 2771.281 | 8104401 | no | no |  |  | no |  |  | 1433770.913 | 15422462.012 |  | -1
node_8104401_200878309 |  |  | PQ | AD | 2771.281 | 8104401 | no | no |  |  | no |  |  | 1433727.737 | 15422988.096 |  | -1
node_8104401_200878310 |  |  | PQ | AD | 2771.281 | 8104401 | no | no |  |  | no |  |  | 1433684.726 | 15423480.628 |  | -1
node_8104401_200878311 |  |  | PQ | AN | 2771.281 | 8104401 | no | no |  |  | no |  |  | 1433639.866 | 15423968.444 |  | -1
node_8104401_200878312 |  |  | PQ | AN | 2771.281 | 8104401 | no | no |  |  | no |  |  | 1433577.856 | 15424513.793 |  | -1
node_8104401_200878314 |  |  | PQ | AD | 2771.281 | 8104401 | no | no |  |  | no |  |  | 1433538.696 | 15424911.924 |  | -1
node_8104401_200878315 |  |  | PQ | AD | 2771.281 | 8104401 | no | no |  |  | no |  |  | 1433555.615 | 15425070.852 |  | -1
node_8104401_200878318 |  |  | PQ | AD | 2771.281 | 8104401 | no | no |  |  | no |  |  | 1433522.837 | 15425600.501 |  | -1
node_8104401_200878320 |  |  | PQ | AD | 2771.281 | 8104401 | no | no |  |  | no |  |  | 1433484.015 | 15426139.803 |  | -1
node_8104401_200878322 |  |  | PQ | AD | 2771.281 | 8104401 | no | no |  |  | no |  |  | 1433454.329 | 15426671.287 |  | -1
node_8104401_200878323 |  |  | PQ | AN | 2771.281 | 8104401 | no | no |  |  | no |  |  | 1433442.978 | 15426988.461 |  | -1
node_8104401_200878324 |  |  | PQ | AN | 2771.281 | 8104401 | no | no |  |  | no |  |  | 1433428.568 | 15427155.927 |  | -1
node_8104401_200878326 |  |  | PQ | AN | 2771.281 | 8104401 | no | no |  |  | no |  |  | 1433416.188 | 15427422.041 |  | -1
node_8104401_200878328 |  |  | PQ | AN | 2771.281 | 8104401 | no | no |  |  | no |  |  | 1433397.631 | 15427592.217 |  | -1
node_8104401_200878329 |  |  | PQ | AD | 2771.281 | 8104401 | no | no |  |  | no |  |  | 1433380.795 | 15427822.803 |  | -1
node_8104401_200878330 |  |  | PQ | AN | 2771.281 | 8104401 | no | no |  |  | no |  |  | 1433169.056 | 15427906.288 |  | -1
node_8104401_200878331 |  |  | PQ | AN | 2771.281 | 8104401 | no | no |  |  | no |  |  | 1433384.963 | 15428062.713 |  | -1
node_8104401_200878332 |  |  | PQ | AD | 2771.281 | 8104401 | no | no |  |  | no |  |  | 1433358.642 | 15428550.42 |  | -1
node_8104401_200878333 |  |  | PQ | AN | 2771.281 | 8104401 | no | no |  |  | no |  |  | 1433327.336 | 15429045.734 |  | -1
node_8104401_200878335 |  |  | PQ | AD | 2771.281 | 8104401 | no | no |  |  | no |  |  | 1433301.085 | 15429534.841 |  | -1
node_8104401_200878336 |  |  | PQ | AD | 2771.281 | 8104401 | no | no |  |  | no |  |  | 1433287.841 | 15429782.811 |  | -1
node_8104401_200878337 |  |  | PQ | AD | 2771.281 | 8104401 | no | no |  |  | no |  |  | 1433277.577 | 15430035.912 |  | -1
node_8104401_200878338 |  |  | PQ | AN | 2771.281 | 8104401 | no | no |  |  | no |  |  | 1433246.865 | 15430511.445 |  | -1
node_8104401_200878340 |  |  | PQ | AD | 2771.281 | 8104401 | no | no |  |  | no |  |  | 1433178.162 | 15430872.127 |  | -1
node_8104401_200878341 |  |  | PQ | AD | 2771.281 | 8104401 | no | no |  |  | no |  |  | 1433151.891 | 15431209.259 |  | -1
node_8104401_200878342 |  |  | PQ | AN | 2771.281 | 8104401 | no | no |  |  | no |  |  | 1433126.875 | 15431582.406 |  | -1
node_8104401_200878345 |  |  | PQ | AD | 2771.281 | 8104401 | no | no |  |  | no |  |  | 1433079.227 | 15432585.449 |  | -1
node_8104401_200878346 |  |  | PQ | AN | 2771.281 | 8104401 | no | no |  |  | no |  |  | 1433062.409 | 15432776.372 |  | -1
node_8104401_200878347 |  |  | PQ | AN | 2771.281 | 8104401 | no | no |  |  | no |  |  | 1433060.687 | 15433110.417 |  | -1
node_8104401_200878348 |  |  | PQ | AD | 2771.281 | 8104401 | no | no |  |  | no |  |  | 1433045.454 | 15433438.998 |  | -1
node_8104401_200878349 |  |  | PQ | AN | 2771.281 | 8104401 | no | no |  |  | no |  |  | 1433031.776 | 15433746.702 |  | -1
node_8104401_200878350 |  |  | PQ | AN | 2771.281 | 8104401 | no | no |  |  | no |  |  | 1433014.325 | 15434070.541 |  | -1
node_8104401_200878351 |  |  | PQ | AN | 2771.281 | 8104401 | no | no |  |  | no |  |  | 1432998.44 | 15434386.156 |  | -1
node_8104401_200878352 |  |  | PQ | AD | 2771.281 | 8104401 | no | no |  |  | no |  |  | 1433047.674 | 15434609.73 |  | -1
node_8104401_200878353 |  |  | PQ | AD | 2771.281 | 8104401 | no | no |  |  | no |  |  | 1433102.57 | 15434816.625 |  | -1
node_8104401_200878354 |  |  | PQ | AN | 2771.281 | 8104401 | no | no |  |  | no |  |  | 1433018.099 | 15435134.601 |  | -1
node_8104401_200878356 |  |  | PQ | AD | 2771.281 | 8104401 | no | no |  |  | no |  |  | 1433016.094 | 15435350.524 |  | -1
node_8104401_200878357 |  |  | PQ | AD | 2771.281 | 8104401 | no | no |  |  | no |  |  | 1433000.045 | 15435619.635 |  | -1
node_8104401_200878358 |  |  | PQ | AN | 2771.281 | 8104401 | no | no |  |  | no |  |  | 1432990.206 | 15435898.64 |  | -1
node_8104401_200878359 |  |  | PQ | AN | 2771.281 | 8104401 | no | no |  |  | no |  |  | 1432982.559 | 15436127.789 |  | -1
node_8104401_200878360 |  |  | PQ | AN | 2771.281 | 8104401 | no | no |  |  | no |  |  | 1433069.936 | 15436379.098 |  | -1
node_8104401_200878361 |  |  | PQ | AD | 2771.281 | 8104401 | no | no |  |  | no |  |  | 1433310.274 | 15436499.931 |  | -1
node_8104401_200878362 |  |  | PQ | AN | 2771.281 | 8104401 | no | no |  |  | no |  |  | 1433372.253 | 15436324.65 |  | -1
node_8104401_200878363 |  |  | PQ | AD | 2771.281 | 8104401 | no | no |  |  | no |  |  | 1433478.15 | 15436030.551 |  | -1
node_8104401_200878364 |  |  | PQ | AN | 2771.281 | 8104401 | no | no |  |  | no |  |  | 1433546.577 | 15435843.991 |  | -1
node_8104401_200878366 |  |  | PQ | AN | 2771.281 | 8104401 | no | no |  |  | no |  |  | 1433165.309 | 15436649.351 |  | -1
node_8104401_200878367 |  |  | PQ | AN | 2771.281 | 8104401 | no | no |  |  | no |  |  | 1433208.901 | 15436773.205 |  | -1
node_8104401_200878371 |  |  | PQ | AD | 2771.281 | 8104401 | no | no |  |  | no |  |  | 1434237.385 | 15425123.592 |  | -1
node_8104401_200878372 |  |  | PQ | AN | 2771.281 | 8104401 | no | no |  |  | no |  |  | 1434733.561 | 15425154.213 |  | -1
node_8104401_200878373 |  |  | PQ | AN | 2771.281 | 8104401 | no | no |  |  | no |  |  | 1434550.515 | 15424858.784 |  | -1
node_8104401_200878374 |  |  | PQ | AD | 2771.281 | 8104401 | no | no |  |  | no |  |  | 1434914.98 | 15425101.549 |  | -1
node_8104401_200878375 |  |  | PQ | AD | 2771.281 | 8104401 | no | no |  |  | no |  |  | 1435105.988 | 15425092.591 |  | -1
node_8104401_200878376 |  |  | PQ | AN | 2771.281 | 8104401 | no | no |  |  | no |  |  | 1435253.383 | 15425066.224 |  | -1
node_8104401_200878378 |  |  | PQ | AD | 2771.281 | 8104401 | no | no |  |  | no |  |  | 1433561.872 | 15437360.303 |  | -1
node_8104401_200878379 |  |  | PQ | AN | 2771.281 | 8104401 | no | no |  |  | no |  |  | 1433753.242 | 15437309.721 |  | -1
node_8104401_200878382 |  |  | PQ | AN | 2771.281 | 8104401 | no | no |  |  | no |  |  | 1434112.079 | 15437339.315 |  | -1
node_8104401_200878383 |  |  | PQ | AN | 2771.281 | 8104401 | no | no |  |  | no |  |  | 1443568.021 | 15433416.24 |  | -1
node_8104401_200878384 |  |  | PQ | ABCN | 2771.281 | 8104401 | no | no |  |  | no |  |  | 1433608.848 | 15437703.109 |  | -1
node_8104401_200878385 |  |  | PQ | ABCD | 2771.281 | 8104401 | no | no |  |  | no |  |  | 1433667.224 | 15437695.597 |  | -1
node_8104401_200878386 |  |  | PQ | ABCD | 2771.281 | 8104401 | no | no |  |  | no |  |  | 1435143.483 | 15437440.1 |  | -1
node_8104401_200878387 |  |  | PQ | ABCN | 2771.281 | 8104401 | no | no |  |  | no |  |  | 1435331.277 | 15437438.545 |  | -1
node_8104401_200878388 |  |  | PQ | ABCD | 2771.281 | 8104401 | no | no |  |  | no |  |  | 1435529.897 | 15437433.429 |  | -1
node_8104401_200878389 |  |  | PQ | AN | 2771.281 | 8104401 | no | no |  |  | no |  |  | 1435425.007 | 15437606.128 |  | -1
node_8104401_200878390 |  |  | PQ | AN | 2771.281 | 8104401 | no | no |  |  | no |  |  | 1435328.255 | 15437759.813 |  | -1
node_8104401_200878392 |  |  | PQ | ABCD | 2771.281 | 8104401 | no | no |  |  | no |  |  | 1435631.559 | 15437433.435 |  | -1
node_8104401_200878394 |  |  | PQ | ABCN | 2771.281 | 8104401 | no | no |  |  | no |  |  | 1435825.967 | 15437439.334 |  | -1
node_8104401_200878396 |  |  | PQ | ABCD | 2771.281 | 8104401 | no | no |  |  | no |  |  | 1436217.301 | 15437488.184 |  | -1
node_8104401_200878398 |  |  | PQ | ABCN | 2771.281 | 8104401 | no | no |  |  | no |  |  | 1436382.151 | 15437494.083 |  | -1
node_8104401_200878399 |  |  | PQ | AD | 2771.281 | 8104401 | no | no |  |  | no |  |  | 1436384.209 | 15437472.763 |  | -1
node_8104401_200878400 |  |  | PQ | AD | 2771.281 | 8104401 | no | no |  |  | no |  |  | 1436396.81 | 15437222.453 |  | -1
node_8104401_200878401 |  |  | PQ | AD | 2771.281 | 8104401 | no | no |  |  | no |  |  | 1436497.475 | 15436966.298 |  | -1
node_8104401_200878407 |  |  | PQ | ABCN | 2771.281 | 8104401 | no | no |  |  | no |  |  | 1436612.956 | 15437537.431 |  | -1
node_8104401_200878408 |  |  | PQ | AN | 2771.281 | 8104401 | no | no |  |  | no |  |  | 1436705.426 | 15437723.576 |  | -1
node_8104401_200878409 |  |  | PQ | ABCD | 2771.281 | 8104401 | no | no |  |  | no |  |  | 1436969.968 | 15437605.911 |  | -1
node_8104401_200878410 |  |  | PQ | AN | 2771.281 | 8104401 | no | no |  |  | no |  |  | 1437184.424 | 15437580.069 |  | -1
node_8104401_200878411 |  |  | PQ | ABCN | 2771.281 | 8104401 | no | no |  |  | no |  |  | 1433746.662 | 15437705.773 |  | -1
node_8104401_200878412 |  |  | PQ | AD | 2771.281 | 8104401 | no | no |  |  | no |  |  | 1437327.284 | 15437233.532 |  | -1
node_8104401_200878413 |  |  | PQ | AN | 2771.281 | 8104401 | no | no |  |  | no |  |  | 1437559.105 | 15437165.079 |  | -1
node_8104401_200878414 |  |  | PQ | AD | 2771.281 | 8104401 | no | no |  |  | no |  |  | 1437647.847 | 15436902.927 |  | -1
node_8104401_200878415 |  |  | PQ | AN | 2771.281 | 8104401 | no | no |  |  | no |  |  | 1437749.968 | 15436792.108 |  | -1
node_8104401_200878418 |  |  | PQ | AD | 2771.281 | 8104401 | no | no |  |  | no |  |  | 1438072.096 | 15436451.197 |  | -1
node_8104401_200878419 |  |  | PQ | AN | 2771.281 | 8104401 | no | no |  |  | no |  |  | 1438312.987 | 15436197.731 |  | -1
node_8104401_200878420 |  |  | PQ | AN | 2771.281 | 8104401 | no | no |  |  | no |  |  | 1438533.592 | 15436300.708 |  | -1
node_8104401_200878422 |  |  | PQ | AD | 2771.281 | 8104401 | no | no |  |  | no |  |  | 1438784.724 | 15436395.666 |  | -1
node_8104401_200878423 |  |  | PQ | AD | 2771.281 | 8104401 | no | no |  |  | no |  |  | 1438775.609 | 15435976.878 |  | -1
node_8104401_200878424 |  |  | PQ | AN | 2771.281 | 8104401 | no | no |  |  | no |  |  | 1438766.579 | 15435667.172 |  | -1
node_8104401_200878427 |  |  | PQ | AD | 2771.281 | 8104401 | no | no |  |  | no |  |  | 1439641.879 | 15436195.685 |  | -1
node_8104401_200878430 |  |  | PQ | AD | 2771.281 | 8104401 | no | no |  |  | no |  |  | 1440432.593 | 15435386.278 |  | -1
node_8104401_200878431 |  |  | PQ | AD | 2771.281 | 8104401 | no | no |  |  | no |  |  | 1440712.84 | 15435134.674 |  | -1
node_8104401_200878432 |  |  | PQ | ABCD | 2771.281 | 8104401 | no | no |  |  | no |  |  | 1433912.669 | 15437707.412 |  | -1
node_8104401_200878433 |  |  | PQ | AD | 2771.281 | 8104401 | no | no |  |  | no |  |  | 1440956.902 | 15434916.051 |  | -1
node_8104401_200878434 |  |  | PQ | AD | 2771.281 | 8104401 | no | no |  |  | no |  |  | 1441231.394 | 15434670.23 |  | -1
node_8104401_200878435 |  |  | PQ | AD | 2771.281 | 8104401 | no | no |  |  | no |  |  | 1441379.399 | 15434466.699 |  | -1
node_8104401_200878438 |  |  | PQ | AD | 2771.281 | 8104401 | no | no |  |  | no |  |  | 1442017.448 | 15434037.347 |  | -1
node_8104401_200878439 |  |  | PQ | AN | 2771.281 | 8104401 | no | no |  |  | no |  |  | 1442394.386 | 15433978.292 |  | -1
node_8104401_200878440 |  |  | PQ | AN | 2771.281 | 8104401 | no | no |  |  | no |  |  | 1442732.147 | 15433926.226 |  | -1
node_8104401_200878441 |  |  | PQ | AD | 2771.281 | 8104401 | no | no |  |  | no |  |  | 1442990.596 | 15433770.105 |  | -1
node_8104401_200878442 |  |  | PQ | AD | 2771.281 | 8104401 | no | no |  |  | no |  |  | 1443291.856 | 15433589.025 |  | -1
node_8104401_200878443 |  |  | PQ | AN | 2771.281 | 8104401 | no | no |  |  | no |  |  | 1443797.073 | 15433227.934 |  | -1
node_8104401_200878444 |  |  | PQ | ABCD | 2771.281 | 8104401 | no | no |  |  | no |  |  | 1434031.924 | 15437576.253 |  | -1
node_8104401_200878445 |  |  | PQ | AD | 2771.281 | 8104401 | no | no |  |  | no |  |  | 1444072.352 | 15432997.853 |  | -1
node_8104401_200878446 |  |  | PQ | AD | 2771.281 | 8104401 | no | no |  |  | no |  |  | 1444320.438 | 15432809.191 |  | -1
node_8104401_200878447 |  |  | PQ | AD | 2771.281 | 8104401 | no | no |  |  | no |  |  | 1444498.856 | 15432603.378 |  | -1
node_8104401_200878448 |  |  | PQ | AD | 2771.281 | 8104401 | no | no |  |  | no |  |  | 1444644.139 | 15432364.522 |  | -1
node_8104401_200878449 |  |  | PQ | AN | 2771.281 | 8104401 | no | no |  |  | no |  |  | 1444947.214 | 15432160.666 |  | -1
node_8104401_200878450 |  |  | PQ | AD | 2771.281 | 8104401 | no | no |  |  | no |  |  | 1445128.132 | 15432035.222 |  | -1
node_8104401_200878452 |  |  | PQ | AD | 2771.281 | 8104401 | no | no |  |  | no |  |  | 1445817.325 | 15431950.39 |  | -1
node_8104401_200878453 |  |  | PQ | AD | 2771.281 | 8104401 | no | no |  |  | no |  |  | 1446070.329 | 15431916.911 |  | -1
node_8104401_200878454 |  |  | PQ | AN | 2771.281 | 8104401 | no | no |  |  | no |  |  | 1446465.437 | 15431655.938 |  | -1
node_8104401_200878455 |  |  | PQ | ABCD | 2771.281 | 8104401 | no | no |  |  | no |  |  | 1434113.211 | 15437480.207 |  | -1
node_8104401_200878456 |  |  | PQ | ABCN | 2771.281 | 8104401 | no | no |  |  | no |  |  | 1434261.727 | 15437294.846 |  | -1
node_8104401_200878457 |  |  | PQ | ABCN | 2771.281 | 8104401 | no | no |  |  | no |  |  | 1434488.337 | 15437191.472 |  | -1
node_8104401_200878458 |  |  | PQ | ABCN | 2771.281 | 8104401 | no | no |  |  | no |  |  | 1434649.39 | 15437304.186 |  | -1
node_8104401_200878460 |  |  | PQ | ABCD | 2771.281 | 8104401 | no | no |  |  | no |  |  | 1434822.888 | 15437399.944 |  | -1
node_8104401_200878461 |  |  | PQ | ABCN | 2771.281 | 8104401 | no | no |  |  | no |  |  | 1434917.208 | 15437448.892 |  | -1
node_8104401_200878462 |  |  | PQ | AN | 19918.584 | 8104401 | no | no |  |  | no |  |  | 1434036.549 | 15439226.943 |  | -1
node_8104401_200878463 |  |  | PQ | AN | 19918.584 | 8104401 | no | no |  |  | no |  |  | 1434177.639 | 15439113.589 |  | -1
node_8104401_200878464 |  |  | PQ | AN | 19918.584 | 8104401 | no | no |  |  | no |  |  | 1434339.928 | 15438936.072 |  | -1
node_8104401_200878465 |  |  | PQ | AN | 19918.584 | 8104401 | no | no |  |  | no |  |  | 1434449.223 | 15438726.298 |  | -1
node_8104401_200878467 |  |  | PQ | AN | 19918.584 | 8104401 | no | no |  |  | no |  |  | 1434637.657 | 15438497.642 |  | -1
node_8104401_200878470 |  |  | PQ | AN | 2771.281 | 8104401 | no | no |  |  | no |  |  | 1433561.41 | 15441076.359 |  | -1
node_8104401_200878471 |  |  | PQ | AD | 2771.281 | 8104401 | no | no |  |  | no |  |  | 1433241.324 | 15441055.043 |  | -1
node_8104401_200878472 |  |  | PQ | AD | 2771.281 | 8104401 | no | no |  |  | no |  |  | 1432880.324 | 15441014.769 |  | -1
node_8104401_200878473 |  |  | PQ | AD | 2771.281 | 8104401 | no | no |  |  | no |  |  | 1432570.945 | 15441003.128 |  | -1
node_8104401_200878474 |  |  | PQ | AN | 2771.281 | 8104401 | no | no |  |  | no |  |  | 1432518.536 | 15440986.367 |  | -1
node_8104401_200878475 |  |  | PQ | AD | 2771.281 | 8104401 | no | no |  |  | no |  |  | 1432352.536 | 15441133.422 |  | -1
node_8104401_200878477 |  |  | PQ | AD | 2771.281 | 8104401 | no | no |  |  | no |  |  | 1432193.926 | 15441291.144 |  | -1
node_8104401_200878478 |  |  | PQ | AD | 2771.281 | 8104401 | no | no |  |  | no |  |  | 1431813.609 | 15441653.116 |  | -1
node_8104401_200878479 |  |  | PQ | AN | 2771.281 | 8104401 | no | no |  |  | no |  |  | 1431477.471 | 15441972.19 |  | -1
node_8104401_200878480 |  |  | PQ | AD | 2771.281 | 8104401 | no | no |  |  | no |  |  | 1431431.456 | 15442197.686 |  | -1
node_8104401_200878481 |  |  | PQ | AN | 2771.281 | 8104401 | no | no |  |  | no |  |  | 1431386.834 | 15442449.212 |  | -1
node_8104401_200878482 |  |  | PQ | AD | 2771.281 | 8104401 | no | no |  |  | no |  |  | 1431340.192 | 15442661.402 |  | -1
node_8104401_200878483 |  |  | PQ | AN | 2771.281 | 8104401 | no | no |  |  | no |  |  | 1431255.89 | 15443164.924 |  | -1
node_8104401_200878486 |  |  | PQ | AN | 2771.281 | 8104401 | no | no |  |  | no |  |  | 1431213.62 | 15443463.667 |  | -1
node_8104401_200878488 |  |  | PQ | AN | 2771.281 | 8104401 | no | no |  |  | no |  |  | 1430993.577 | 15443698.699 |  | -1
node_8104401_200878491 |  |  | PQ | AN | 2771.281 | 8104401 | no | no |  |  | no |  |  | 1430842.693 | 15444002.838 |  | -1
node_8104401_200878495 |  |  | PQ | AD | 2771.281 | 8104401 | no | no |  |  | no |  |  | 1430558.161 | 15444060.273 |  | -1
node_8104401_200878496 |  |  | PQ | AD | 2771.281 | 8104401 | no | no |  |  | no |  |  | 1430267.675 | 15444105.017 |  | -1
node_8104401_200878497 |  |  | PQ | AN | 2771.281 | 8104401 | no | no |  |  | no |  |  | 1430137.546 | 15444200.344 |  | -1
node_8104401_200878499 |  |  | PQ | AN | 2771.281 | 8104401 | no | no |  |  | no |  |  | 1430091.685 | 15444400.592 |  | -1
node_8104401_200878500 |  |  | PQ | AD | 2771.281 | 8104401 | no | no |  |  | no |  |  | 1430004.443 | 15444662.676 |  | -1
node_8104401_200878501 |  |  | PQ | AD | 2771.281 | 8104401 | no | no |  |  | no |  |  | 1430019.443 | 15444874.051 |  | -1
node_8104401_200878502 |  |  | PQ | AD | 2771.281 | 8104401 | no | no |  |  | no |  |  | 1430238.684 | 15444870.157 |  | -1
node_8104401_200878504 |  |  | PQ | AN | 2771.281 | 8104401 | no | no |  |  | no |  |  | 1430359.636 | 15445065.741 |  | -1
node_8104401_200878507 |  |  | PQ | AD | 2771.281 | 8104401 | no | no |  |  | no |  |  | 1430727.068 | 15445652.239 |  | -1
node_8104401_200878508 |  |  | PQ | AN | 2771.281 | 8104401 | no | no |  |  | no |  |  | 1430763.484 | 15445770.947 |  | -1
node_8104401_200878509 |  |  | PQ | AD | 2771.281 | 8104401 | no | no |  |  | no |  |  | 1430802.961 | 15445885.634 |  | -1
node_8104401_200878510 |  |  | PQ | AN | 2771.281 | 8104401 | no | no |  |  | no |  |  | 1430839.47 | 15446041.47 |  | -1
node_8104401_200878511 |  |  | PQ | AN | 2771.281 | 8104401 | no | no |  |  | no |  |  | 1433175.943 | 15424905.734 |  | -1
node_8104401_200878513 |  |  | PQ | AD | 2771.281 | 8104401 | no | no |  |  | no |  |  | 1429908.608 | 15424797.651 |  | -1
node_8104401_200878516 |  |  | PQ | AN | 2771.281 | 8104401 | no | no |  |  | no |  |  | 1429411.276 | 15425720.504 |  | -1
node_8104401_200878517 |  |  | PQ | AD | 2771.281 | 8104401 | no | no |  |  | no |  |  | 1429206.611 | 15426039.626 |  | -1
node_8104401_200878518 |  |  | PQ | AN | 2771.281 | 8104401 | no | no |  |  | no |  |  | 1429190.565 | 15426346.927 |  | -1
node_8104401_200878520 |  |  | PQ | AN | 2771.281 | 8104401 | no | no |  |  | no |  |  | 1429170.074 | 15426671.373 |  | -1
node_8104401_200878521 |  |  | PQ | AN | 2771.281 | 8104401 | no | no |  |  | no |  |  | 1429130.913 | 15427194.529 |  | -1
node_8104401_200878522 |  |  | PQ | AN | 2771.281 | 8104401 | no | no |  |  | no |  |  | 1429105.194 | 15427694.655 |  | -1
node_8104401_200878524 |  |  | PQ | AN | 2771.281 | 8104401 | no | no |  |  | no |  |  | 1429085.754 | 15428036.052 |  | -1
node_8104401_200878525 |  |  | PQ | AD | 2771.281 | 8104401 | no | no |  |  | no |  |  | 1432892.527 | 15425051.213 |  | -1
node_8104401_200878526 |  |  | PQ | AN | 2771.281 | 8104401 | no | no |  |  | no |  |  | 1429069.21 | 15428377.914 |  | -1
node_8104401_200878527 |  |  | PQ | AD | 2771.281 | 8104401 | no | no |  |  | no |  |  | 1429051.59 | 15428720.127 |  | -1
node_8104401_200878528 |  |  | PQ | AN | 2771.281 | 8104401 | no | no |  |  | no |  |  | 1429034.897 | 15429046.306 |  | -1
node_8104401_200878529 |  |  | PQ | AN | 2771.281 | 8104401 | no | no |  |  | no |  |  | 1428998.464 | 15429380.715 |  | -1
node_8104401_200878530 |  |  | PQ | AN | 2771.281 | 8104401 | no | no |  |  | no |  |  | 1428998.316 | 15429691.906 |  | -1
node_8104401_200878531 |  |  | PQ | AD | 2771.281 | 8104401 | no | no |  |  | no |  |  | 1428980.4 | 15429999.133 |  | -1
node_8104401_200878532 |  |  | PQ | AN | 2771.281 | 8104401 | no | no |  |  | no |  |  | 1428963.965 | 15430288.423 |  | -1
node_8104401_200878533 |  |  | PQ | AD | 2771.281 | 8104401 | no | no |  |  | no |  |  | 1428944.248 | 15430527.965 |  | -1
node_8104401_200878534 |  |  | PQ | AN | 2771.281 | 8104401 | no | no |  |  | no |  |  | 1428929.339 | 15430801.483 |  | -1
node_8104401_200878535 |  |  | PQ | AD | 2771.281 | 8104401 | no | no |  |  | no |  |  | 1432376.36 | 15425012.449 |  | -1
node_8104401_200878536 |  |  | PQ | AN | 2771.281 | 8104401 | no | no |  |  | no |  |  | 1428898.483 | 15431310.858 |  | -1
node_8104401_200878537 |  |  | PQ | AN | 2771.281 | 8104401 | no | no |  |  | no |  |  | 1432140.049 | 15424990.691 |  | -1
node_8104401_200878538 |  |  | PQ | AD | 2771.281 | 8104401 | no | no |  |  | no |  |  | 1431872.394 | 15424964.387 |  | -1
node_8104401_200878539 |  |  | PQ | AN | 2771.281 | 8104401 | no | no |  |  | no |  |  | 1431614.724 | 15424947.433 |  | -1
node_8104401_200878540 |  |  | PQ | AD | 2771.281 | 8104401 | no | no |  |  | no |  |  | 1431271.533 | 15424908.903 |  | -1
node_8104401_200878541 |  |  | PQ | AN | 2771.281 | 8104401 | no | no |  |  | no |  |  | 1430968.336 | 15424825.414 |  | -1
node_8104401_200878542 |  |  | PQ | AD | 2771.281 | 8104401 | no | no |  |  | no |  |  | 1430715.906 | 15424856.027 |  | -1
node_8104401_200878543 |  |  | PQ | AD | 2771.281 | 8104401 | no | no |  |  | no |  |  | 1430343.631 | 15424814.423 |  | -1
node_8104401_200878544 |  |  | PQ | ABCD | 2771.281 | 8104401 | no | no |  |  | no |  |  | 1436844.041 | 15437854.449 |  | -1
node_8104401_200878545 |  |  | PQ | ABCD | 2771.281 | 8104401 | no | no |  |  | no |  |  | 1438492.514 | 15440697.836 |  | -1
node_8104401_200878547 |  |  | PQ | ABCN | 2771.281 | 8104401 | no | no |  |  | no |  |  | 1438717.782 | 15440967.123 |  | -1
node_8104401_200878549 |  |  | PQ | ABCN | 2771.281 | 8104401 | no | no |  |  | no |  |  | 1438827.615 | 15441089.488 |  | -1
node_8104401_200878551 |  |  | PQ | ABCN | 2771.281 | 8104401 | no | no |  |  | no |  |  | 1438915.54 | 15441191.829 |  | -1
node_8104401_200878552 |  |  | PQ | ABCN | 2771.281 | 8104401 | no | no |  |  | no |  |  | 1439009.033 | 15441305.787 |  | -1
node_8104401_200878553 |  |  | PQ | ABCN | 2771.281 | 8104401 | no | no |  |  | no |  |  | 1439256.145 | 15441590.389 |  | -1
node_8104401_200878555 |  |  | PQ | ABCN | 2771.281 | 8104401 | no | no |  |  | no |  |  | 1439455.996 | 15441825.563 |  | -1
node_8104401_200878556 |  |  | PQ | AN | 2771.281 | 8104401 | no | no |  |  | no |  |  | 1439665.286 | 15442071.056 |  | -1
node_8104401_200878557 |  |  | PQ | AN | 2771.281 | 8104401 | no | no |  |  | no |  |  | 1439771.31 | 15442242.386 |  | -1
node_8104401_200878558 |  |  | PQ | AN | 2771.281 | 8104401 | no | no |  |  | no |  |  | 1440028.019 | 15442517.11 |  | -1
node_8104401_200878559 |  |  | PQ | AN | 2771.281 | 8104401 | no | no |  |  | no |  |  | 1440348.506 | 15442857.855 |  | -1
node_8104401_200878560 |  |  | PQ | AD | 2771.281 | 8104401 | no | no |  |  | no |  |  | 1440588.235 | 15443109.699 |  | -1
node_8104401_200878561 |  |  | PQ | ABCN | 2771.281 | 8104401 | no | no |  |  | no |  |  | 1436869.501 | 15438065.51 |  | -1
node_8104401_200878563 |  |  | PQ | ABCN | 2771.281 | 8104401 | no | no |  |  | no |  |  | 1436917.503 | 15438395.792 |  | -1
node_8104401_200878566 |  |  | PQ | AD | 2771.281 | 8104401 | no | no |  |  | no |  |  | 1440828.058 | 15443363.983 |  | -1
node_8104401_200878567 |  |  | PQ | AN | 2771.281 | 8104401 | no | no |  |  | no |  |  | 1441068.904 | 15443620.406 |  | -1
node_8104401_200878568 |  |  | PQ | AN | 2771.281 | 8104401 | no | no |  |  | no |  |  | 1441304.64 | 15443861.013 |  | -1
node_8104401_200878569 |  |  | PQ | ABCD | 2771.281 | 8104401 | no | no |  |  | no |  |  | 1437057.611 | 15438624.617 |  | -1
node_8104401_200878570 |  |  | PQ | ABCN | 2771.281 | 8104401 | no | no |  |  | no |  |  | 1437207.62 | 15438849.128 |  | -1
node_8104401_200878572 |  |  | PQ | ABCN | 2771.281 | 8104401 | no | no |  |  | no |  |  | 1437325.6 | 15439077.163 |  | -1
node_8104401_200878573 |  |  | PQ | ABCD | 2771.281 | 8104401 | no | no |  |  | no |  |  | 1437475.84 | 15439373.467 |  | -1
node_8104401_200878574 |  |  | PQ | ABCD | 2771.281 | 8104401 | no | no |  |  | no |  |  | 1437610.246 | 15439630.195 |  | -1
node_8104401_200878575 |  |  | PQ | ABCN | 2771.281 | 8104401 | no | no |  |  | no |  |  | 1437754.76 | 15439912.949 |  | -1
node_8104401_200878576 |  |  | PQ | ABCN | 2771.281 | 8104401 | no | no |  |  | no |  |  | 1437891.389 | 15440060.932 |  | -1
node_8104401_200878580 |  |  | PQ | ABCD | 2771.281 | 8104401 | no | no |  |  | no |  |  | 1438044.356 | 15440171.534 |  | -1
node_8104401_200878581 |  |  | PQ | ABCD | 2771.281 | 8104401 | no | no |  |  | no |  |  | 1438267.274 | 15440431.245 |  | -1
node_8104401_200878584 |  |  | PQ | AD | 2771.281 | 8104401 | no | no |  |  | no |  |  | 1439720.957 | 15436756.918 |  | -1
node_8104401_200878585 |  |  | PQ | AN | 2771.281 | 8104401 | no | no |  |  | no |  |  | 1440768.305 | 15438157.807 |  | -1
node_8104401_200878586 |  |  | PQ | AD | 2771.281 | 8104401 | no | no |  |  | no |  |  | 1441094.514 | 15438179.511 |  | -1
node_8104401_200878587 |  |  | PQ | AD | 2771.281 | 8104401 | no | no |  |  | no |  |  | 1441355.249 | 15438174.256 |  | -1
node_8104401_200878592 |  |  | PQ | AD | 2771.281 | 8104401 | no | no |  |  | no |  |  | 1440024.861 | 15437071.199 |  | -1
node_8104401_200878603 |  |  | PQ | AD | 2771.281 | 8104401 | no | no |  |  | no |  |  | 1445172.999 | 15439269.043 |  | -1
node_8104401_200878604 |  |  | PQ | AD | 2771.281 | 8104401 | no | no |  |  | no |  |  | 1440324.143 | 15437369.769 |  | -1
node_8104401_200878606 |  |  | PQ | AD | 2771.281 | 8104401 | no | no |  |  | no |  |  | 1445219.073 | 15438947.058 |  | -1
node_8104401_200878607 |  |  | PQ | AD | 2771.281 | 8104401 | no | no |  |  | no |  |  | 1445341.4 | 15438640.486 |  | -1
node_8104401_200878608 |  |  | PQ | AD | 2771.281 | 8104401 | no | no |  |  | no |  |  | 1445512.751 | 15438202.788 |  | -1
node_8104401_200878609 |  |  | PQ | AN | 2771.281 | 8104401 | no | no |  |  | no |  |  | 1445813.343 | 15438124.43 |  | -1
node_8104401_200878611 |  |  | PQ | AD | 2771.281 | 8104401 | no | no |  |  | no |  |  | 1446229.785 | 15438028.027 |  | -1
node_8104401_200878612 |  |  | PQ | AD | 2771.281 | 8104401 | no | no |  |  | no |  |  | 1446593.087 | 15437879.757 |  | -1
node_8104401_200878613 |  |  | PQ | AD | 2771.281 | 8104401 | no | no |  |  | no |  |  | 1446853.229 | 15437587.265 |  | -1
node_8104401_200878614 |  |  | PQ | AD | 2771.281 | 8104401 | no | no |  |  | no |  |  | 1447116.467 | 15437264.667 |  | -1
node_8104401_200878615 |  |  | PQ | AD | 2771.281 | 8104401 | no | no |  |  | no |  |  | 1447404.193 | 15436920.848 |  | -1
node_8104401_200878616 |  |  | PQ | AD | 2771.281 | 8104401 | no | no |  |  | no |  |  | 1447673.688 | 15436593.526 |  | -1
node_8104401_200878617 |  |  | PQ | AD | 2771.281 | 8104401 | no | no |  |  | no |  |  | 1440597.326 | 15437645.166 |  | -1
node_8104401_200878618 |  |  | PQ | AD | 2771.281 | 8104401 | no | no |  |  | no |  |  | 1447910.689 | 15436387.177 |  | -1
node_8104401_200878619 |  |  | PQ | AN | 2771.281 | 8104401 | no | no |  |  | no |  |  | 1448163.911 | 15436163.231 |  | -1
node_8104401_200878620 |  |  | PQ | AN | 2771.281 | 8104401 | no | no |  |  | no |  |  | 1448614.721 | 15436241.909 |  | -1
node_8104401_200878621 |  |  | PQ | AD | 2771.281 | 8104401 | no | no |  |  | no |  |  | 1448969.172 | 15436299.537 |  | -1
node_8104401_200878622 |  |  | PQ | AN | 2771.281 | 8104401 | no | no |  |  | no |  |  | 1449268.537 | 15436523.696 |  | -1
node_8104401_200878624 |  |  | PQ | AD | 2771.281 | 8104401 | no | no |  |  | no |  |  | 1449673.478 | 15436418.498 |  | -1
node_8104401_200878625 |  |  | PQ | AD | 2771.281 | 8104401 | no | no |  |  | no |  |  | 1450028.536 | 15436484.626 |  | -1
node_8104401_200878626 |  |  | PQ | AD | 2771.281 | 8104401 | no | no |  |  | no |  |  | 1450348.73 | 15436622.09 |  | -1
node_8104401_200878627 |  |  | PQ | AN | 2771.281 | 8104401 | no | no |  |  | no |  |  | 1450695.454 | 15436781.769 |  | -1
node_8104401_200878629 |  |  | PQ | AD | 2771.281 | 8104401 | no | no |  |  | no |  |  | 1440880.476 | 15437950.468 |  | -1
node_8104401_200878630 |  |  | PQ | AD | 2771.281 | 8104401 | no | no |  |  | no |  |  | 1451321.648 | 15436816.744 |  | -1
node_8104401_200878631 |  |  | PQ | AN | 2771.281 | 8104401 | no | no |  |  | no |  |  | 1451655.538 | 15436833.685 |  | -1
node_8104401_200878632 |  |  | PQ | AD | 2771.281 | 8104401 | no | no |  |  | no |  |  | 1452012.125 | 15436851.762 |  | -1
node_8104401_200878633 |  |  | PQ | AD | 2771.281 | 8104401 | no | no |  |  | no |  |  | 1452314.129 | 15436871.484 |  | -1
node_8104401_200878634 |  |  | PQ | AD | 2771.281 | 8104401 | no | no |  |  | no |  |  | 1452653.74 | 15436879.272 |  | -1
node_8104401_200878635 |  |  | PQ | AD | 2771.281 | 8104401 | no | no |  |  | no |  |  | 1453002.212 | 15436909.529 |  | -1
node_8104401_200878636 |  |  | PQ | AD | 2771.281 | 8104401 | no | no |  |  | no |  |  | 1453240.243 | 15436938.834 |  | -1
node_8104401_200878637 |  |  | PQ | AN | 2771.281 | 8104401 | no | no |  |  | no |  |  | 1453677.481 | 15436775.772 |  | -1
node_8104401_200878638 |  |  | PQ | AD | 2771.281 | 8104401 | no | no |  |  | no |  |  | 1453987.343 | 15436851.422 |  | -1
node_8104401_200878639 |  |  | PQ | AD | 2771.281 | 8104401 | no | no |  |  | no |  |  | 1454336.133 | 15436915.13 |  | -1
node_8104401_200878640 |  |  | PQ | AN | 2771.281 | 8104401 | no | no |  |  | no |  |  | 1454617.673 | 15436975.333 |  | -1
node_8104401_200878641 |  |  | PQ | AN | 2771.281 | 8104401 | no | no |  |  | no |  |  | 1454825.823 | 15437018.501 |  | -1
node_8104401_200878642 |  |  | PQ | AN | 2771.281 | 8104401 | no | no |  |  | no |  |  | 1455232.762 | 15437109.249 |  | -1
node_8104401_200878644 |  |  | PQ | AN | 2771.281 | 8104401 | no | no |  |  | no |  |  | 1455583.718 | 15436976.118 |  | -1
node_8104401_200878646 |  |  | PQ | AD | 2771.281 | 8104401 | no | no |  |  | no |  |  | 1455767.419 | 15436981.648 |  | -1
node_8104401_200878647 |  |  | PQ | AD | 2771.281 | 8104401 | no | no |  |  | no |  |  | 1455793.439 | 15436982.42 |  | -1
node_8104401_200878648 |  |  | PQ | AN | 2771.281 | 8104401 | no | no |  |  | no |  |  | 1455927.749 | 15436987.932 |  | -1
node_8104401_200878650 |  |  | PQ | AN | 2771.281 | 8104401 | no | no |  |  | no |  |  | 1456296.521 | 15437001.702 |  | -1
node_8104401_200878653 |  |  | PQ | AD | 2771.281 | 8104401 | no | no |  |  | no |  |  | 1456670.8 | 15437019.242 |  | -1
node_8104401_200878654 |  |  | PQ | AN | 2771.281 | 8104401 | no | no |  |  | no |  |  | 1456864.215 | 15437022.115 |  | -1
node_8104401_200878655 |  |  | PQ | AN | 2771.281 | 8104401 | no | no |  |  | no |  |  | 1457109.135 | 15437032.616 |  | -1
node_8104401_200878656 |  |  | PQ | AD | 2771.281 | 8104401 | no | no |  |  | no |  |  | 1457390.24 | 15437045.083 |  | -1
node_8104401_200878657 |  |  | PQ | AN | 2771.281 | 8104401 | no | no |  |  | no |  |  | 1457446.054 | 15436868.654 |  | -1
node_8104401_200878658 |  |  | PQ | AN | 2771.281 | 8104401 | no | no |  |  | no |  |  | 1457405.398 | 15437288.572 |  | -1
node_8104401_200878659 |  |  | PQ | AD | 2771.281 | 8104401 | no | no |  |  | no |  |  | 1457475.542 | 15437518.47 |  | -1
node_8104401_200878660 |  |  | PQ | AN | 2771.281 | 8104401 | no | no |  |  | no |  |  | 1457475.194 | 15437824.716 |  | -1
node_8104401_200878661 |  |  | PQ | AD | 2771.281 | 8104401 | no | no |  |  | no |  |  | 1457464.981 | 15438017.776 |  | -1
node_8104401_200878662 |  |  | PQ | AD | 2771.281 | 8104401 | no | no |  |  | no |  |  | 1457463.454 | 15438214.307 |  | -1
node_8104401_200878664 |  |  | PQ | AD | 2771.281 | 8104401 | no | no |  |  | no |  |  | 1457426.87 | 15436612.954 |  | -1
node_8104401_200878665 |  |  | PQ | AN | 2771.281 | 8104401 | no | no |  |  | no |  |  | 1457407.637 | 15436230.738 |  | -1
node_8104401_200878666 |  |  | PQ | AD | 2771.281 | 8104401 | no | no |  |  | no |  |  | 1457394.71 | 15435971.614 |  | -1
node_8104401_200878667 |  |  | PQ | AN | 2771.281 | 8104401 | no | no |  |  | no |  |  | 1457392.816 | 15435836.773 |  | -1
node_8104401_200878668 |  |  | PQ | AD | 2771.281 | 8104401 | no | no |  |  | no |  |  | 1457384.119 | 15435489.936 |  | -1
node_8104401_200878669 |  |  | PQ | AD | 2771.281 | 8104401 | no | no |  |  | no |  |  | 1457360.039 | 15435162.539 |  | -1
node_8104401_200878671 |  |  | PQ | AN | 2771.281 | 8104401 | no | no |  |  | no |  |  | 1457516.21 | 15434840.316 |  | -1
node_8104401_200878672 |  |  | PQ | AD | 2771.281 | 8104401 | no | no |  |  | no |  |  | 1457333.74 | 15434702.215 |  | -1
node_8104401_200878673 |  |  | PQ | AD | 2771.281 | 8104401 | no | no |  |  | no |  |  | 1457044.659 | 15434589.853 |  | -1
node_8104401_200878674 |  |  | PQ | AD | 2771.281 | 8104401 | no | no |  |  | no |  |  | 1457066.126 | 15434523.125 |  | -1
node_8104401_200878675 |  |  | PQ | AD | 2771.281 | 8104401 | no | no |  |  | no |  |  | 1456922.343 | 15434350.803 |  | -1
node_8104401_200878676 |  |  | PQ | AN | 2771.281 | 8104401 | no | no |  |  | no |  |  | 1456916.479 | 15434109.797 |  | -1
node_8104401_200878677 |  |  | PQ | AD | 2771.281 | 8104401 | no | no |  |  | no |  |  | 1455154.902 | 15437349.008 |  | -1
node_8104401_200878678 |  |  | PQ | AN | 2771.281 | 8104401 | no | no |  |  | no |  |  | 1453252.257 | 15439895.567 |  | -1
node_8104401_200878680 |  |  | PQ | AN | 2771.281 | 8104401 | no | no |  |  | no |  |  | 1452951.304 | 15440118.975 |  | -1
node_8104401_200878681 |  |  | PQ | AN | 2771.281 | 8104401 | no | no |  |  | no |  |  | 1452645.182 | 15440352.186 |  | -1
node_8104401_200878682 |  |  | PQ | AN | 2771.281 | 8104401 | no | no |  |  | no |  |  | 1452378.336 | 15440486.854 |  | -1
node_8104401_200878683 |  |  | PQ | AN | 2771.281 | 8104401 | no | no |  |  | no |  |  | 1452182.192 | 15440638.367 |  | -1
node_8104401_200878684 |  |  | PQ | AD | 2771.281 | 8104401 | no | no |  |  | no |  |  | 1451803.621 | 15440951.683 |  | -1
node_8104401_200878685 |  |  | PQ | AN | 2771.281 | 8104401 | no | no |  |  | no |  |  | 1451504.057 | 15441104.407 |  | -1
node_8104401_200878686 |  |  | PQ | AD | 2771.281 | 8104401 | no | no |  |  | no |  |  | 1455026.337 | 15437728.74 |  | -1
node_8104401_200878687 |  |  | PQ | AN | 2771.281 | 8104401 | no | no |  |  | no |  |  | 1454938.94 | 15438000.23 |  | -1
node_8104401_200878688 |  |  | PQ | AN | 2771.281 | 8104401 | no | no |  |  | no |  |  | 1454800.579 | 15438407.324 |  | -1
node_8104401_200878690 |  |  | PQ | AN | 2771.281 | 8104401 | no | no |  |  | no |  |  | 1454604.432 | 15438645.217 |  | -1
node_8104401_200878691 |  |  | PQ | AD | 2771.281 | 8104401 | no | no |  |  | no |  |  | 1454487.542 | 15438834.027 |  | -1
node_8104401_200878692 |  |  | PQ | AD | 2771.281 | 8104401 | no | no |  |  | no |  |  | 1454369.051 | 15438954.804 |  | -1
node_8104401_200878693 |  |  | PQ | AN | 2771.281 | 8104401 | no | no |  |  | no |  |  | 1454294.425 | 15439014.92 |  | -1
node_8104401_200878695 |  |  | PQ | AN | 2771.281 | 8104401 | no | no |  |  | no |  |  | 1453872.007 | 15439453.49 |  | -1
node_8104401_200878696 |  |  | PQ | AD | 2771.281 | 8104401 | no | no |  |  | no |  |  | 1453625.864 | 15439632.83 |  | -1
node_8104401_200878699 |  |  | PQ | AD | 2771.281 | 8104401 | no | no |  |  | no |  |  | 1445193.058 | 15431814.396 |  | -1
node_8104401_200878700 |  |  | PQ | AN | 2771.281 | 8104401 | no | no |  |  | no |  |  | 1444094.966 | 15428721.556 |  | -1
node_8104401_200878702 |  |  | PQ | AN | 2771.281 | 8104401 | no | no |  |  | no |  |  | 1444115.408 | 15428450.794 |  | -1
node_8104401_200878704 |  |  | PQ | AN | 2771.281 | 8104401 | no | no |  |  | no |  |  | 1444149.387 | 15428070.475 |  | -1
node_8104401_200878706 |  |  | PQ | AD | 2771.281 | 8104401 | no | no |  |  | no |  |  | 1444194.619 | 15427664.593 |  | -1
node_8104401_200878707 |  |  | PQ | AD | 2771.281 | 8104401 | no | no |  |  | no |  |  | 1444237.008 | 15427375.343 |  | -1
node_8104401_200878708 |  |  | PQ | AN | 2771.281 | 8104401 | no | no |  |  | no |  |  | 1444270.827 | 15427058.688 |  | -1
node_8104401_200878709 |  |  | PQ | AN | 2771.281 | 8104401 | no | no |  |  | no |  |  | 1444283.179 | 15426766.952 |  | -1
node_8104401_200878710 |  |  | PQ | AN | 2771.281 | 8104401 | no | no |  |  | no |  |  | 1444292.883 | 15426581.432 |  | -1
node_8104401_200878711 |  |  | PQ | AD | 2771.281 | 8104401 | no | no |  |  | no |  |  | 1444302.514 | 15426311.528 |  | -1
node_8104401_200878712 |  |  | PQ | AN | 2771.281 | 8104401 | no | no |  |  | no |  |  | 1444307.903 | 15425898.911 |  | -1
node_8104401_200878714 |  |  | PQ | AN | 2771.281 | 8104401 | no | no |  |  | no |  |  | 1444330.063 | 15425630.561 |  | -1
node_8104401_200878715 |  |  | PQ | AD | 2771.281 | 8104401 | no | no |  |  | no |  |  | 1445085.191 | 15431458.396 |  | -1
node_8104401_200878716 |  |  | PQ | AD | 2771.281 | 8104401 | no | no |  |  | no |  |  | 1444345.022 | 15425337.781 |  | -1
node_8104401_200878717 |  |  | PQ | AN | 2771.281 | 8104401 | no | no |  |  | no |  |  | 1444366.377 | 15425006.597 |  | -1
node_8104401_200878718 |  |  | PQ | AN | 2771.281 | 8104401 | no | no |  |  | no |  |  | 1444077.751 | 15424966.721 |  | -1
node_8104401_200878719 |  |  | PQ | AN | 2771.281 | 8104401 | no | no |  |  | no |  |  | 1444379.856 | 15424736.47 |  | -1
node_8104401_200878720 |  |  | PQ | AD | 2771.281 | 8104401 | no | no |  |  | no |  |  | 1444395.341 | 15424384.865 |  | -1
node_8104401_200878721 |  |  | PQ | AN | 2771.281 | 8104401 | no | no |  |  | no |  |  | 1444413.666 | 15424063.056 |  | -1
node_8104401_200878723 |  |  | PQ | AN | 2771.281 | 8104401 | no | no |  |  | no |  |  | 1444430.919 | 15423757.125 |  | -1
node_8104401_200878725 |  |  | PQ | AD | 2771.281 | 8104401 | no | no |  |  | no |  |  | 1444445.452 | 15423453.983 |  | -1
node_8104401_200878726 |  |  | PQ | AD | 2771.281 | 8104401 | no | no |  |  | no |  |  | 1444467.382 | 15423118.324 |  | -1
node_8104401_200878727 |  |  | PQ | AN | 2771.281 | 8104401 | no | no |  |  | no |  |  | 1444402.343 | 15423081.985 |  | -1
node_8104401_200878728 |  |  | PQ | AN | 2771.281 | 8104401 | no | no |  |  | no |  |  | 1444491.129 | 15422677.475 |  | -1
node_8104401_200878730 |  |  | PQ | AN | 2771.281 | 8104401 | no | no |  |  | no |  |  | 1444514.332 | 15422349.865 |  | -1
node_8104401_200878731 |  |  | PQ | AD | 2771.281 | 8104401 | no | no |  |  | no |  |  | 1444998.958 | 15431098.093 |  | -1
node_8104401_200878732 |  |  | PQ | AD | 2771.281 | 8104401 | no | no |  |  | no |  |  | 1444920.171 | 15430837.812 |  | -1
node_8104401_200878733 |  |  | PQ | AD | 2771.281 | 8104401 | no | no |  |  | no |  |  | 1444823.21 | 15430509.707 |  | -1
node_8104401_200878734 |  |  | PQ | AD | 2771.281 | 8104401 | no | no |  |  | no |  |  | 1444727.422 | 15430159.495 |  | -1
node_8104401_200878735 |  |  | PQ | AN | 2771.281 | 8104401 | no | no |  |  | no |  |  | 1444566.776 | 15429814.088 |  | -1
node_8104401_200878738 |  |  | PQ | AN | 2771.281 | 8104401 | no | no |  |  | no |  |  | 1444477.531 | 15429638.614 |  | -1
node_8104401_200878739 |  |  | PQ | AD | 2771.281 | 8104401 | no | no |  |  | no |  |  | 1444381.662 | 15429399.76 |  | -1
node_8104401_200878740 |  |  | PQ | AN | 2771.281 | 8104401 | no | no |  |  | no |  |  | 1444253.756 | 15429101.698 |  | -1
node_8104401_200878741 |  |  | PQ | AN | 2771.281 | 8104401 | no | no |  |  | no |  |  | 1437432.038 | 15432891.664 |  | -1
node_8104401_200878743 |  |  | PQ | AN | 2771.281 | 8104401 | no | no |  |  | no |  |  | 1437379.969 | 15433212.473 |  | -1
node_8104401_200878744 |  |  | PQ | AN | 2771.281 | 8104401 | no | no |  |  | no |  |  | 1437489.282 | 15432576.178 |  | -1
node_8104401_200878746 |  |  | PQ | AN | 2771.281 | 8104401 | no | no |  |  | no |  |  | 1437548.231 | 15432168.894 |  | -1
node_8104401_200878747 |  |  | PQ | AD | 2771.281 | 8104401 | no | no |  |  | no |  |  | 1437602.915 | 15431772.097 |  | -1
node_8104401_200878748 |  |  | PQ | AN | 2771.281 | 8104401 | no | no |  |  | no |  |  | 1437669.956 | 15431318.943 |  | -1
node_8104401_200878749 |  |  | PQ | AD | 2771.281 | 8104401 | no | no |  |  | no |  |  | 1437779.809 | 15430934.036 |  | -1
node_8104401_200878750 |  |  | PQ | AD | 2771.281 | 8104401 | no | no |  |  | no |  |  | 1437862.668 | 15430645.502 |  | -1
node_8104401_200878751 |  |  | PQ | AD | 2771.281 | 8104401 | no | no |  |  | no |  |  | 1437961 | 15430316.45 |  | -1
node_8104401_200878752 |  |  | PQ | AN | 2771.281 | 8104401 | no | no |  |  | no |  |  | 1437663.844 | 15430304.991 |  | -1
node_8104401_200878753 |  |  | PQ | AN | 2771.281 | 8104401 | no | no |  |  | no |  |  | 1438066.179 | 15429994.737 |  | -1
node_8104401_200878754 |  |  | PQ | AD | 2771.281 | 8104401 | no | no |  |  | no |  |  | 1438177.043 | 15429665.174 |  | -1
node_8104401_200878755 |  |  | PQ | AD | 2771.281 | 8104401 | no | no |  |  | no |  |  | 1438211.193 | 15429562.614 |  | -1
node_8104401_200878756 |  |  | PQ | AD | 2771.281 | 8104401 | no | no |  |  | no |  |  | 1438410.55 | 15429562.81 |  | -1
node_8104401_200878757 |  |  | PQ | AN | 2771.281 | 8104401 | no | no |  |  | no |  |  | 1438679.094 | 15429561.75 |  | -1
node_8104401_200878758 |  |  | PQ | AD | 2771.281 | 8104401 | no | no |  |  | no |  |  | 1437810.207 | 15435954.874 |  | -1
node_8104401_200878759 |  |  | PQ | AD | 2771.281 | 8104401 | no | no |  |  | no |  |  | 1438305.387 | 15429306.852 |  | -1
node_8104401_200878760 |  |  | PQ | AD | 2771.281 | 8104401 | no | no |  |  | no |  |  | 1438408.201 | 15428984.552 |  | -1
node_8104401_200878761 |  |  | PQ | AN | 2771.281 | 8104401 | no | no |  |  | no |  |  | 1438432.266 | 15428740.139 |  | -1
node_8104401_200878762 |  |  | PQ | AN | 2771.281 | 8104401 | no | no |  |  | no |  |  | 1438468.02 | 15428407.165 |  | -1
node_8104401_200878763 |  |  | PQ | AD | 2771.281 | 8104401 | no | no |  |  | no |  |  | 1438679.933 | 15428525.293 |  | -1
node_8104401_200878764 |  |  | PQ | AN | 2771.281 | 8104401 | no | no |  |  | no |  |  | 1439016.732 | 15428365.029 |  | -1
node_8104401_200878765 |  |  | PQ | AN | 2771.281 | 8104401 | no | no |  |  | no |  |  | 1438149.261 | 15428199.899 |  | -1
node_8104401_200878767 |  |  | PQ | AN | 2771.281 | 8104401 | no | no |  |  | no |  |  | 1437827.066 | 15428003.187 |  | -1
node_8104401_200878768 |  |  | PQ | AD | 2771.281 | 8104401 | no | no |  |  | no |  |  | 1437803.051 | 15427887.354 |  | -1
node_8104401_200878769 |  |  | PQ | AN | 2771.281 | 8104401 | no | no |  |  | no |  |  | 1437823.719 | 15427539.904 |  | -1
node_8104401_200878770 |  |  | PQ | AD | 2771.281 | 8104401 | no | no |  |  | no |  |  | 1437567.599 | 15427924.6 |  | -1
node_8104401_200878771 |  |  | PQ | AD | 2771.281 | 8104401 | no | no |  |  | no |  |  | 1437335.925 | 15427703.405 |  | -1
node_8104401_200878772 |  |  | PQ | AD | 2771.281 | 8104401 | no | no |  |  | no |  |  | 1437096.991 | 15427612.116 |  | -1
node_8104401_200878773 |  |  | PQ | AD | 2771.281 | 8104401 | no | no |  |  | no |  |  | 1436861.096 | 15427549.621 |  | -1
node_8104401_200878774 |  |  | PQ | AD | 2771.281 | 8104401 | no | no |  |  | no |  |  | 1437546.369 | 15435642.476 |  | -1
node_8104401_200878775 |  |  | PQ | AN | 2771.281 | 8104401 | no | no |  |  | no |  |  | 1437283.271 | 15435866.316 |  | -1
node_8104401_200878776 |  |  | PQ | AD | 2771.281 | 8104401 | no | no |  |  | no |  |  | 1436749.603 | 15427351.665 |  | -1
node_8104401_200878777 |  |  | PQ | AN | 2771.281 | 8104401 | no | no |  |  | no |  |  | 1436603.414 | 15427104.82 |  | -1
node_8104401_200878778 |  |  | PQ | AN | 2771.281 | 8104401 | no | no |  |  | no |  |  | 1436437.757 | 15426814.948 |  | -1
node_8104401_200878779 |  |  | PQ | AD | 2771.281 | 8104401 | no | no |  |  | no |  |  | 1437283.767 | 15435326.605 |  | -1
node_8104401_200878780 |  |  | PQ | AN | 2771.281 | 8104401 | no | no |  |  | no |  |  | 1437083.299 | 15435461.933 |  | -1
node_8104401_200878781 |  |  | PQ | AN | 2771.281 | 8104401 | no | no |  |  | no |  |  | 1437201.596 | 15435150.231 |  | -1
node_8104401_200878782 |  |  | PQ | AN | 2771.281 | 8104401 | no | no |  |  | no |  |  | 1437309.058 | 15434941.705 |  | -1
node_8104401_200878784 |  |  | PQ | AN | 2771.281 | 8104401 | no | no |  |  | no |  |  | 1437337.994 | 15434571.1 |  | -1
node_8104401_200878785 |  |  | PQ | AD | 2771.281 | 8104401 | no | no |  |  | no |  |  | 1437357.634 | 15434285.666 |  | -1
node_8104401_200878786 |  |  | PQ | AN | 2771.281 | 8104401 | no | no |  |  | no |  |  | 1437369.301 | 15433930.635 |  | -1
node_8104401_200878789 |  |  | PQ | AN | 2771.281 | 8104401 | no | no |  |  | no |  |  | 1437404.819 | 15433619.043 |  | -1
node_8104401_200878791 |  |  | PQ | AD | 2771.281 | 8104401 | no | no |  |  | no |  |  | 1432550.438 | 15441324.211 |  | -1
node_8104401_200878792 |  |  | PQ | AD | 2771.281 | 8104401 | no | no |  |  | no |  |  | 1432442.791 | 15441422.31 |  | -1
node_8104401_200878793 |  |  | PQ | AN | 2771.281 | 8104401 | no | no |  |  | no |  |  | 1432269.349 | 15441583.646 |  | -1
node_8104401_200878797 |  |  | PQ | AD | 2771.281 | 8104401 | no | no |  |  | no |  |  | 1443637.108 | 15433713.252 |  | -1
node_8104401_200878798 |  |  | PQ | AN | 2771.281 | 8104401 | no | no |  |  | no |  |  | 1443712.811 | 15434017.503 |  | -1
node_8104401_200878799 |  |  | PQ | AN | 2771.281 | 8104401 | no | no |  |  | no |  |  | 1443779.162 | 15434314.16 |  | -1
node_8104401_200878800 |  |  | PQ | AD | 2771.281 | 8104401 | no | no |  |  | no |  |  | 1443774.134 | 15434671.37 |  | -1
node_8104401_200878801 |  |  | PQ | AD | 2771.281 | 8104401 | no | no |  |  | no |  |  | 1443772.593 | 15434966.994 |  | -1
node_8104401_200878802 |  |  | PQ | AD | 2771.281 | 8104401 | no | no |  |  | no |  |  | 1443779.581 | 15435330.689 |  | -1
node_8104401_200878803 |  |  | PQ | AN | 2771.281 | 8104401 | no | no |  |  | no |  |  | 1443724.24 | 15435673.439 |  | -1
node_8104401_200878804 |  |  | PQ | AD | 2771.281 | 8104401 | no | no |  |  | no |  |  | 1429696.504 | 15425188.273 |  | -1
node_8104401_200878805 |  |  | PQ | AD | 2771.281 | 8104401 | no | no |  |  | no |  |  | 1429706.168 | 15424781.844 |  | -1
node_8104401_200878807 |  |  | PQ | AN | 2771.281 | 8104401 | no | no |  |  | no |  |  | 1430122.286 | 15424761.716 |  | -1
node_8104401_200878808 |  |  | PQ | AN | 2771.281 | 8104401 | no | no |  |  | no |  |  | 1429704.635 | 15424723.056 |  | -1
node_8104401_200878809 |  |  | PQ | AN | 2771.281 | 8104401 | no | no |  |  | no |  |  | 1429568.01 | 15424436.761 |  | -1
node_8104401_200878810 |  |  | PQ | AD | 2771.281 | 8104401 | no | no |  |  | no |  |  | 1429429.944 | 15424135.768 |  | -1
node_8104401_200878811 |  |  | PQ | AN | 2771.281 | 8104401 | no | no |  |  | no |  |  | 1429552.755 | 15423695.703 |  | -1
node_8104401_200878813 |  |  | PQ | ABCN | 19918.584 | 8104401 | no | no |  |  | no |  |  | 1428797.328 | 15437310.584 |  | -1
node_8104401_200878814 |  |  | PQ | ABCN | 19918.584 | 8104401 | no | no |  |  | no |  |  | 1429039.305 | 15437340.266 |  | -1
node_8104401_200878815 |  |  | PQ | ABCN | 19918.584 | 8104401 | no | no |  |  | no |  |  | 1429299.382 | 15437366.528 |  | -1
node_8104401_200878816 |  |  | PQ | ABCN | 19918.584 | 8104401 | no | no |  |  | no |  |  | 1429601.484 | 15437400.187 |  | -1
node_8104401_200878818 |  |  | PQ | ABCN | 19918.584 | 8104401 | no | no |  |  | no |  |  | 1429753.557 | 15437469.057 |  | -1
node_8104401_200878819 |  |  | PQ | ABCN | 19918.584 | 8104401 | no | no |  |  | no |  |  | 1429955.618 | 15437489.571 |  | -1
node_8104401_200878820 |  |  | PQ | ABCN | 19918.584 | 8104401 | no | no |  |  | no |  |  | 1430164.279 | 15437514.749 |  | -1
node_8104401_200878821 |  |  | PQ | ABCN | 19918.584 | 8104401 | no | no |  |  | no |  |  | 1430358.119 | 15437519.18 |  | -1
node_8104401_200878822 |  |  | PQ | ABCN | 19918.584 | 8104401 | no | no |  |  | no |  |  | 1430558.545 | 15437527.614 |  | -1
node_8104401_200878823 |  |  | PQ | ABCN | 19918.584 | 8104401 | no | no |  |  | no |  |  | 1430883.292 | 15437539.984 |  | -1
node_8104401_200878824 |  |  | PQ | ABCN | 19918.584 | 8104401 | no | no |  |  | no |  |  | 1431233.739 | 15437553.124 |  | -1
node_8104401_200878825 |  |  | PQ | AN | 19918.584 | 8104401 | no | no |  |  | no |  |  | 1431239.745 | 15437433.652 |  | -1
node_8104401_200878826 |  |  | PQ | ABCN | 19918.584 | 8104401 | no | no |  |  | no |  |  | 1431469.528 | 15437523.318 |  | -1
node_8104401_200878828 |  |  | PQ | ABCN | 19918.584 | 8104401 | no | no |  |  | no |  |  | 1431696.699 | 15437538.195 |  | -1
node_8104401_200878829 |  |  | PQ | ABCN | 19918.584 | 8104401 | no | no |  |  | no |  |  | 1431888.209 | 15437551.72 |  | -1
node_8104401_200878830 |  |  | PQ | ABCN | 19918.584 | 8104401 | no | no |  |  | no |  |  | 1432121.524 | 15437565.099 |  | -1
node_8104401_200878831 |  |  | PQ | ABCN | 19918.584 | 8104401 | no | no |  |  | no |  |  | 1432329.096 | 15437623.608 |  | -1
node_8104401_200878832 |  |  | PQ | ABCN | 19918.584 | 8104401 | no | no |  |  | no |  |  | 1432478.18 | 15437629.081 |  | -1
node_8104401_200878833 |  |  | PQ | ABCN | 19918.584 | 8104401 | no | no |  |  | no |  |  | 1432694.249 | 15437649.943 |  | -1
node_8104401_200878834 |  |  | PQ | ABCN | 19918.584 | 8104401 | no | no |  |  | no |  |  | 1432869.5 | 15437658.46 |  | -1
node_8104401_200878835 |  |  | PQ | ABCN | 19918.584 | 8104401 | no | no |  |  | no |  |  | 1433067.66 | 15437670.852 |  | -1
node_8104401_200878836 |  |  | PQ | ABCN | 19918.584 | 8104401 | no | no |  |  | no |  |  | 1433245.962 | 15437679.085 |  | -1
node_8104401_200878839 |  |  | PQ | ABCN | 19918.584 | 8104401 | no | no |  |  | no |  |  | 1433437.216 | 15437694.523 |  | -1
node_8104401_200878840 |  |  | PQ | ABCN | 19918.584 | 8104401 | no | no |  |  | no |  |  | 1433461.839 | 15437825.77 |  | -1
node_8104401_200878842 |  |  | PQ | ABCN | 19918.584 | 8104401 | no | no |  |  | no |  |  | 1433503.808 | 15438018.486 |  | -1
node_8104401_200878843 |  |  | PQ | ABCN | 19918.584 | 8104401 | no | no |  |  | no |  |  | 1433538.812 | 15438214.2 |  | -1
node_8104401_200878845 |  |  | PQ | ABCN | 19918.584 | 8104401 | no | no |  |  | no |  |  | 1433621.077 | 15438407.006 |  | -1
node_8104401_200878846 |  |  | PQ | ABCN | 19918.584 | 8104401 | no | no |  |  | no |  |  | 1433654.006 | 15438626.999 |  | -1
node_8104401_200878847 |  |  | PQ | ABCN | 19918.584 | 8104401 | no | no |  |  | no |  |  | 1433691.849 | 15438813.83 |  | -1
node_8104401_200878848 |  |  | PQ | ABCN | 19918.584 | 8104401 | no | no |  |  | no |  |  | 1433742.664 | 15439057.285 |  | -1
node_8104401_200878849 |  |  | PQ | ABCN | 19918.584 | 8104401 | no | no |  |  | no |  |  | 1433758.405 | 15439212.472 |  | -1
node_8104401_200878850 |  |  | PQ | ABCN | 19918.584 | 8104401 | no | no |  |  | no |  |  | 1433794.334 | 15439433.831 |  | -1
node_8104401_200878852 |  |  | PQ | ABCN | 19918.584 | 8104401 | no | no |  |  | no |  |  | 1433745.425 | 15439642.671 |  | -1
node_8104401_200878853 |  |  | PQ | ABCN | 19918.584 | 8104401 | no | no |  |  | no |  |  | 1433772.416 | 15439829.953 |  | -1
node_8104401_200878854 |  |  | PQ | ABCN | 19918.584 | 8104401 | no | no |  |  | no |  |  | 1433920.566 | 15440121.644 |  | -1
node_8104401_200878855 |  |  | PQ | ABCN | 19918.584 | 8104401 | no | no |  |  | no |  |  | 1433867.017 | 15440340.474 |  | -1
node_8104401_200878857 |  |  | PQ | ABCN | 19918.584 | 8104401 | no | no |  |  | no |  |  | 1433774.523 | 15440678.2 |  | -1
node_8104401_200878858 |  |  | PQ | ABCN | 19918.584 | 8104401 | no | no |  |  | no |  |  | 1433688.506 | 15441040.759 |  | -1
node_8104401_200878859 |  |  | PQ | ABCN | 19918.584 | 8104401 | no | no |  |  | no |  |  | 1433618.246 | 15441313.651 |  | -1
node_8104401_200878860 |  |  | PQ | ABCN | 19918.584 | 8104401 | no | no |  |  | no |  |  | 1433548.377 | 15441575.577 |  | -1
node_8104401_200878861 |  |  | PQ | ABCN | 19918.584 | 8104401 | no | no |  |  | no |  |  | 1433499.213 | 15441842.631 |  | -1
node_8104401_200878862 |  |  | PQ | ABCN | 19918.584 | 8104401 | no | no |  |  | no |  |  | 1433442.711 | 15442107.627 |  | -1
node_8104401_200878863 |  |  | PQ | ABCN | 19918.584 | 8104401 | no | no |  |  | no |  |  | 1433390.176 | 15442362.497 |  | -1
node_8104401_200878864 |  |  | PQ | ABCN | 19918.584 | 8104401 | no | no |  |  | no |  |  | 1433338.622 | 15442622.873 |  | -1
node_8104401_200878865 |  |  | PQ | ABCN | 19918.584 | 8104401 | no | no |  |  | no |  |  | 1433271.951 | 15442930.532 |  | -1
node_8104401_200878866 |  |  | PQ | ABCN | 19918.584 | 8104401 | no | no |  |  | no |  |  | 1433191.258 | 15443257.709 |  | -1
node_8104401_200878867 |  |  | PQ | ABCN | 19918.584 | 8104401 | no | no |  |  | no |  |  | 1433168.795 | 15443520.591 |  | -1
node_8104401_200878868 |  |  | PQ | ABCN | 19918.584 | 8104401 | no | no |  |  | no |  |  | 1433141.808 | 15443830.844 |  | -1
node_8104401_200878870 |  |  | PQ | ABCN | 19918.584 | 8104401 | no | no |  |  | no |  |  | 1433114.802 | 15444144.123 |  | -1
node_8104401_200878872 |  |  | PQ | ABCN | 19918.584 | 8104401 | no | no |  |  | no |  |  | 1433093.502 | 15444416.79 |  | -1
node_8104401_200878873 |  |  | PQ | ABCN | 19918.584 | 8104401 | no | no |  |  | no |  |  | 1433071.723 | 15444649.517 |  | -1
node_8104401_200878874 |  |  | PQ | ABCN | 19918.584 | 8104401 | no | no |  |  | no |  |  | 1433044.448 | 15444964.823 |  | -1
node_8104401_200878875 |  |  | PQ | ABCN | 19918.584 | 8104401 | no | no |  |  | no |  |  | 1433017.7 | 15445238.766 |  | -1
node_8104401_200878876 |  |  | PQ | AN | 19918.584 | 8104401 | no | no |  |  | no |  |  | 1433088.953 | 15445226.111 |  | -1
node_8104401_200878877 |  |  | PQ | ABCN | 19918.584 | 8104401 | no | no |  |  | no |  |  | 1433087.643 | 15445495.968 |  | -1
node_8104401_200878878 |  |  | PQ | ABCN | 19918.584 | 8104401 | no | no |  |  | no |  |  | 1433056.402 | 15445727.608 |  | -1
node_8104401_200878879 |  |  | PQ | ABCN | 19918.584 | 8104401 | no | no |  |  | no |  |  | 1432950.615 | 15446056.911 |  | -1
node_8104401_200878880 |  |  | PQ | ABCN | 19918.584 | 8104401 | no | no |  |  | no |  |  | 1432850.897 | 15446388.725 |  | -1
node_8104401_200878881 |  |  | PQ | ABCN | 19918.584 | 8104401 | no | no |  |  | no |  |  | 1432747.845 | 15446724.828 |  | -1
node_8104401_200878882 |  |  | PQ | ABCN | 19918.584 | 8104401 | no | no |  |  | no |  |  | 1432640.323 | 15447063.117 |  | -1
node_8104401_200878884 |  |  | PQ | ABCN | 19918.584 | 8104401 | no | no |  |  | no |  |  | 1432529.438 | 15447401.496 |  | -1
node_8104401_200878885 |  |  | PQ | ABCN | 19918.584 | 8104401 | no | no |  |  | no |  |  | 1432432.036 | 15447732.348 |  | -1
node_8104401_200878887 |  |  | PQ | ABCN | 19918.584 | 8104401 | no | no |  |  | no |  |  | 1432390.758 | 15447980.267 |  | -1
node_8104401_200878888 |  |  | PQ | ABCN | 19918.584 | 8104401 | no | no |  |  | no |  |  | 1432352.493 | 15448232.238 |  | -1
node_8104401_200878889 |  |  | PQ | AN | 19918.584 | 8104401 | no | no |  |  | no |  |  | 1432498.261 | 15448239.832 |  | -1
node_8104401_200878890 |  |  | PQ | AN | 19918.584 | 8104401 | no | no |  |  | no |  |  | 1432819.071 | 15448259.708 |  | -1
node_8104401_200878891 |  |  | PQ | AN | 19918.584 | 8104401 | no | no |  |  | no |  |  | 1433156.015 | 15448281.609 |  | -1
node_8104401_200878892 |  |  | PQ | AN | 19918.584 | 8104401 | no | no |  |  | no |  |  | 1433479.672 | 15448297.535 |  | -1
node_8104401_200878893 |  |  | PQ | ABCN | 19918.584 | 8104401 | no | no |  |  | no |  |  | 1432403.639 | 15448582.726 |  | -1
node_8104401_200878895 |  |  | PQ | ABCN | 19918.584 | 8104401 | no | no |  |  | no |  |  | 1432380.984 | 15448924.57 |  | -1
node_8104401_200878897 |  |  | PQ | AN | 19918.584 | 8104401 | no | no |  |  | no |  |  | 1432434.627 | 15448963.323 |  | -1
node_8104401_200878898 |  |  | PQ | AN | 19918.584 | 8104401 | no | no |  |  | no |  |  | 1432729.147 | 15449020.847 |  | -1
node_8104401_200878899 |  |  | PQ | ABCN | 19918.584 | 8104401 | no | no |  |  | no |  |  | 1432294.36 | 15449247.778 |  | -1
node_8104401_200878900 |  |  | PQ | ABCN | 19918.584 | 8104401 | no | no |  |  | no |  |  | 1432286.168 | 15449506.561 |  | -1
node_8104401_200878902 |  |  | PQ | ABCN | 19918.584 | 8104401 | no | no |  |  | no |  |  | 1432265.331 | 15449865.456 |  | -1
node_8104401_200878905 |  |  | PQ | ABCN | 19918.584 | 8104401 | no | no |  |  | no |  |  | 1432245.884 | 15450218.025 |  | -1
node_8104401_200878907 |  |  | PQ | ABCN | 19918.584 | 8104401 | no | no |  |  | no |  |  | 1432227.871 | 15450565.739 |  | -1
node_8104401_200878908 |  |  | PQ | ABCN | 19918.584 | 8104401 | no | no |  |  | no |  |  | 1432210.1 | 15450908.429 |  | -1
node_8104401_200878909 |  |  | PQ | ABCN | 19918.584 | 8104401 | no | no |  |  | no |  |  | 1432193.083 | 15451249.548 |  | -1
node_8104401_200878910 |  |  | PQ | ABCN | 19918.584 | 8104401 | no | no |  |  | no |  |  | 1432174.001 | 15451590.65 |  | -1
node_8104401_200878911 |  |  | PQ | ABCN | 19918.584 | 8104401 | no | no |  |  | no |  |  | 1432152.83 | 15451960.19 |  | -1
node_8104401_200878912 |  |  | PQ | ABCN | 19918.584 | 8104401 | no | no |  |  | no |  |  | 1432132.41 | 15452291.627 |  | -1
node_8104401_200878914 |  |  | PQ | ABCN | 19918.584 | 8104401 | no | no |  |  | no |  |  | 1432113.488 | 15452625.325 |  | -1
node_8104401_200878915 |  |  | PQ | ABCN | 19918.584 | 8104401 | no | no |  |  | no |  |  | 1432100.883 | 15452849.425 |  | -1
node_8104401_200878916 |  |  | PQ | ABCN | 19918.584 | 8104401 | no | no |  |  | no |  |  | 1432090.997 | 15453079.956 |  | -1
node_8104401_200878917 |  |  | PQ | ABCN | 19918.584 | 8104401 | no | no |  |  | no |  |  | 1432074.724 | 15453347.252 |  | -1
node_8104401_200878918 |  |  | PQ | ABCN | 19918.584 | 8104401 | no | no |  |  | no |  |  | 1432059.791 | 15453617.477 |  | -1
node_8104401_200878919 |  |  | PQ | ABCN | 19918.584 | 8104401 | no | no |  |  | no |  |  | 1432044.988 | 15453893.066 |  | -1
node_8104401_200878920 |  |  | PQ | ABCN | 19918.584 | 8104401 | no | no |  |  | no |  |  | 1432029.567 | 15454172.298 |  | -1
node_8104401_200878922 |  |  | PQ | ABCN | 19918.584 | 8104401 | no | no |  |  | no |  |  | 1432013.154 | 15454503.654 |  | -1
node_8104401_200878924 |  |  | PQ | ABCN | 19918.584 | 8104401 | no | no |  |  | no |  |  | 1431996.086 | 15454780.98 |  | -1
node_8104401_200878925 |  |  | PQ | AN | 2771.281 | 8104401 | no | no |  |  | no |  |  | 1455400.097 | 15434806.959 |  | -1
node_8104401_200878926 |  |  | PQ | AN | 2771.281 | 8104401 | no | no |  |  | no |  |  | 1455436 | 15433614.356 |  | -1
node_8104401_200878927 |  |  | PQ | AD | 2771.281 | 8104401 | no | no |  |  | no |  |  | 1455772.57 | 15434441.447 |  | -1
node_8104401_200878928 |  |  | PQ | AN | 2771.281 | 8104401 | no | no |  |  | no |  |  | 1455798.498 | 15436783.875 |  | -1
node_8104401_200878929 |  |  | PQ | AD | 2771.281 | 8104401 | no | no |  |  | no |  |  | 1455857.966 | 15434599.131 |  | -1
node_8104401_200878930 |  |  | PQ | AD | 2771.281 | 8104401 | no | no |  |  | no |  |  | 1455842.549 | 15434169.663 |  | -1
node_8104401_200878931 |  |  | PQ | AD | 2771.281 | 8104401 | no | no |  |  | no |  |  | 1455840.968 | 15433888.166 |  | -1
node_8104401_200878932 |  |  | PQ | AD | 2771.281 | 8104401 | no | no |  |  | no |  |  | 1455861.263 | 15433639.453 |  | -1
node_8104401_200878933 |  |  | PQ | AD | 2771.281 | 8104401 | no | no |  |  | no |  |  | 1455837.891 | 15433430.037 |  | -1
node_8104401_200878934 |  |  | PQ | AN | 2771.281 | 8104401 | no | no |  |  | no |  |  | 1455810.395 | 15433179.676 |  | -1
node_8104401_200878935 |  |  | PQ | AD | 2771.281 | 8104401 | no | no |  |  | no |  |  | 1455809.647 | 15436625.061 |  | -1
node_8104401_200878936 |  |  | PQ | AN | 2771.281 | 8104401 | no | no |  |  | no |  |  | 1455825.301 | 15436482.376 |  | -1
node_8104401_200878938 |  |  | PQ | AN | 2771.281 | 8104401 | no | no |  |  | no |  |  | 1455860.711 | 15436180.44 |  | -1
node_8104401_200878939 |  |  | PQ | AN | 2771.281 | 8104401 | no | no |  |  | no |  |  | 1455957.527 | 15436018.732 |  | -1
node_8104401_200878940 |  |  | PQ | AN | 2771.281 | 8104401 | no | no |  |  | no |  |  | 1455969.296 | 15435722.65 |  | -1
node_8104401_200878941 |  |  | PQ | AD | 2771.281 | 8104401 | no | no |  |  | no |  |  | 1455979.127 | 15435299.008 |  | -1
node_8104401_200878942 |  |  | PQ | AN | 2771.281 | 8104401 | no | no |  |  | no |  |  | 1456293.15 | 15435472.104 |  | -1
node_8104401_200878943 |  |  | PQ | AN | 2771.281 | 8104401 | no | no |  |  | no |  |  | 1455970.046 | 15435043.727 |  | -1
node_8104401_200878944 |  |  | PQ | AD | 2771.281 | 8104401 | no | no |  |  | no |  |  | 1455868.918 | 15434850.529 |  | -1
node_8104401_200878945 |  |  | PQ | AD | 2771.281 | 8104401 | no | no |  |  | no |  |  | 1457675.353 | 15434730.885 |  | -1
node_8104401_200878946 |  |  | PQ | AN | 2771.281 | 8104401 | no | no |  |  | no |  |  | 1459928.011 | 15433229.409 |  | -1
node_8104401_200878947 |  |  | PQ | AN | 2771.281 | 8104401 | no | no |  |  | no |  |  | 1460151.569 | 15433084.707 |  | -1
node_8104401_200878948 |  |  | PQ | AN | 2771.281 | 8104401 | no | no |  |  | no |  |  | 1460402.236 | 15432924.147 |  | -1
node_8104401_200878949 |  |  | PQ | AD | 2771.281 | 8104401 | no | no |  |  | no |  |  | 1460601.505 | 15432951.817 |  | -1
node_8104401_200878950 |  |  | PQ | AN | 2771.281 | 8104401 | no | no |  |  | no |  |  | 1460768.319 | 15433330.367 |  | -1
node_8104401_200878951 |  |  | PQ | AD | 2771.281 | 8104401 | no | no |  |  | no |  |  | 1457834.546 | 15434626.77 |  | -1
node_8104401_200878952 |  |  | PQ | AN | 2771.281 | 8104401 | no | no |  |  | no |  |  | 1458062.038 | 15434473.607 |  | -1
node_8104401_200878954 |  |  | PQ | AN | 2771.281 | 8104401 | no | no |  |  | no |  |  | 1458299.055 | 15434319.286 |  | -1
node_8104401_200878956 |  |  | PQ | AD | 2771.281 | 8104401 | no | no |  |  | no |  |  | 1458540.542 | 15434151.292 |  | -1
node_8104401_200878957 |  |  | PQ | AN | 2771.281 | 8104401 | no | no |  |  | no |  |  | 1458774.476 | 15433991.323 |  | -1
node_8104401_200878959 |  |  | PQ | AD | 2771.281 | 8104401 | no | no |  |  | no |  |  | 1459025.71 | 15433822.147 |  | -1
node_8104401_200878960 |  |  | PQ | AN | 2771.281 | 8104401 | no | no |  |  | no |  |  | 1459317.352 | 15433625.012 |  | -1
node_8104401_200878962 |  |  | PQ | AD | 2771.281 | 8104401 | no | no |  |  | no |  |  | 1459591.486 | 15433441.894 |  | -1
node_8104401_200878964 |  |  | PQ | AN | 19918.584 | 8104401 | no | no |  |  | no |  |  | 1432044.084 | 15452597.496 |  | -1
node_8104401_200878965 |  |  | PQ | AN | 19918.584 | 8104401 | no | no |  |  | no |  |  | 1431829.996 | 15452576.372 |  | -1
node_8104401_200878966 |  |  | PQ | AN | 19918.584 | 8104401 | no | no |  |  | no |  |  | 1431503.774 | 15452548.598 |  | -1
node_8104401_200878967 |  |  | PQ | AN | 19918.584 | 8104401 | no | no |  |  | no |  |  | 1431136.538 | 15452474.029 |  | -1
node_8104401_200878968 |  |  | PQ | AN | 19918.584 | 8104401 | no | no |  |  | no |  |  | 1430794.22 | 15452444.57 |  | -1
node_8104401_200878969 |  |  | PQ | AN | 19918.584 | 8104401 | no | no |  |  | no |  |  | 1430391.106 | 15452406.338 |  | -1
node_8104401_200878970 |  |  | PQ | AN | 19918.584 | 8104401 | no | no |  |  | no |  |  | 1429993.386 | 15452371.156 |  | -1
node_8104401_200878971 |  |  | PQ | AN | 19918.584 | 8104401 | no | no |  |  | no |  |  | 1429652.631 | 15452340.258 |  | -1
node_8104401_200878972 |  |  | PQ | AN | 19918.584 | 8104401 | no | no |  |  | no |  |  | 1429747.603 | 15452425.796 |  | -1
node_8104401_200878973 |  |  | PQ | AN | 19918.584 | 8104401 | no | no |  |  | no |  |  | 1429712.271 | 15452605.859 |  | -1
node_8104401_200878974 |  |  | PQ | AN | 19918.584 | 8104401 | no | no |  |  | no |  |  | 1434021.487 | 15440068.812 |  | -1
node_8104401_200878975 |  |  | PQ | AN | 19918.584 | 8104401 | no | no |  |  | no |  |  | 1434196.015 | 15440283.724 |  | -1
node_8104401_200878976 |  |  | PQ | AN | 19918.584 | 8104401 | no | no |  |  | no |  |  | 1434374.067 | 15440494.649 |  | -1
node_8104401_200878977 |  |  | PQ | AN | 19918.584 | 8104401 | no | no |  |  | no |  |  | 1434547.732 | 15440706.332 |  | -1
node_8104401_200878978 |  |  | PQ | AN | 19918.584 | 8104401 | no | no |  |  | no |  |  | 1434718.02 | 15440916.318 |  | -1
node_8104401_200878979 |  |  | PQ | AN | 19918.584 | 8104401 | no | no |  |  | no |  |  | 1434839.615 | 15441136.648 |  | -1
node_8104401_200878980 |  |  | PQ | AN | 19918.584 | 8104401 | no | no |  |  | no |  |  | 1432090.115 | 15448251.089 |  | -1
node_8104401_200878981 |  |  | PQ | AN | 19918.584 | 8104401 | no | no |  |  | no |  |  | 1431826.484 | 15448222.762 |  | -1
node_8104401_200878982 |  |  | PQ | AN | 19918.584 | 8104401 | no | no |  |  | no |  |  | 1431572.654 | 15448195.914 |  | -1
node_8104401_200878983 |  |  | PQ | AN | 19918.584 | 8104401 | no | no |  |  | no |  |  | 1431354.126 | 15448177.751 |  | -1
node_8104401_200878984 |  |  | PQ | AN | 19918.584 | 8104401 | no | no |  |  | no |  |  | 1431129.897 | 15448153.416 |  | -1
node_8104401_200878985 |  |  | PQ | AN | 19918.584 | 8104401 | no | no |  |  | no |  |  | 1430794.402 | 15448102.488 |  | -1
node_8104401_200878986 |  |  | PQ | AN | 19918.584 | 8104401 | no | no |  |  | no |  |  | 1430457.155 | 15448088.988 |  | -1
node_8104401_200878987 |  |  | PQ | AN | 19918.584 | 8104401 | no | no |  |  | no |  |  | 1430150.232 | 15448124.453 |  | -1
node_8104401_200878988 |  |  | PQ | AD | 2771.281 | 8104401 | no | no |  |  | no |  |  | 1430140.464 | 15445090.501 |  | -1
node_8104401_200878989 |  |  | PQ | AD | 2771.281 | 8104401 | no | no |  |  | no |  |  | 1430093.061 | 15445366.552 |  | -1
node_8104401_200878990 |  |  | PQ | AN | 2771.281 | 8104401 | no | no |  |  | no |  |  | 1429969.255 | 15445723.18 |  | -1
node_8104401_200878991 |  |  | PQ | AD | 2771.281 | 8104401 | no | no |  |  | no |  |  | 1430290.558 | 15445778.246 |  | -1
node_8104401_200878992 |  |  | PQ | AD | 2771.281 | 8104401 | no | no |  |  | no |  |  | 1430526.244 | 15445673.22 |  | -1
node_8104401_200878993 |  |  | PQ | AN | 2771.281 | 8104401 | no | no |  |  | no |  |  | 1430682.696 | 15445681.056 |  | -1
node_8104401_200878994 |  |  | PQ | AD | 2771.281 | 8104401 | no | no |  |  | no |  |  | 1429843.956 | 15446072.182 |  | -1
node_8104401_200878995 |  |  | PQ | AD | 2771.281 | 8104401 | no | no |  |  | no |  |  | 1429759.225 | 15446356.899 |  | -1
node_8104401_200878996 |  |  | PQ | AN | 2771.281 | 8104401 | no | no |  |  | no |  |  | 1429674.351 | 15446589.265 |  | -1
node_8104401_200878997 |  |  | PQ | AD | 2771.281 | 8104401 | no | no |  |  | no |  |  | 1441311.911 | 15438218.23 |  | -1
node_8104401_200878998 |  |  | PQ | AD | 2771.281 | 8104401 | no | no |  |  | no |  |  | 1441477.305 | 15438400.361 |  | -1
node_8104401_200878999 |  |  | PQ | AD | 2771.281 | 8104401 | no | no |  |  | no |  |  | 1441653.561 | 15438570.428 |  | -1
node_8104401_200879000 |  |  | PQ | AD | 2771.281 | 8104401 | no | no |  |  | no |  |  | 1441853.655 | 15438710.707 |  | -1
node_8104401_200879001 |  |  | PQ | AD | 2771.281 | 8104401 | no | no |  |  | no |  |  | 1441990.127 | 15438944.95 |  | -1
node_8104401_200879002 |  |  | PQ | AD | 2771.281 | 8104401 | no | no |  |  | no |  |  | 1442175.421 | 15439142.042 |  | -1
node_8104401_200879003 |  |  | PQ | AD | 2771.281 | 8104401 | no | no |  |  | no |  |  | 1442412.909 | 15439244.749 |  | -1
node_8104401_200879004 |  |  | PQ | AD | 2771.281 | 8104401 | no | no |  |  | no |  |  | 1442576.938 | 15439240.368 |  | -1
node_8104401_200879006 |  |  | PQ | AD | 2771.281 | 8104401 | no | no |  |  | no |  |  | 1442687.242 | 15439500.054 |  | -1
node_8104401_200879007 |  |  | PQ | AN | 2771.281 | 8104401 | no | no |  |  | no |  |  | 1442740.953 | 15439666.552 |  | -1
node_8104401_200879010 |  |  | PQ | AN | 19918.584 | 8104401 | no | no |  |  | no |  |  | 1430394.921 | 15437554.427 |  | -1
node_8104401_200879011 |  |  | PQ | AN | 19918.584 | 8104401 | no | no |  |  | no |  |  | 1430376.445 | 15437867.974 |  | -1
node_8104401_200879012 |  |  | PQ | AN | 19918.584 | 8104401 | no | no |  |  | no |  |  | 1430362.247 | 15438132.274 |  | -1
node_8104401_200879013 |  |  | PQ | AN | 19918.584 | 8104401 | no | no |  |  | no |  |  | 1430346.386 | 15438399.991 |  | -1
node_8104401_200879014 |  |  | PQ | AN | 19918.584 | 8104401 | no | no |  |  | no |  |  | 1430303.523 | 15438689.976 |  | -1
node_8104401_200879015 |  |  | PQ | AN | 19918.584 | 8104401 | no | no |  |  | no |  |  | 1430361.773 | 15438950.563 |  | -1
node_8104401_200879016 |  |  | PQ | AN | 19918.584 | 8104401 | no | no |  |  | no |  |  | 1430631.916 | 15438888.742 |  | -1
node_8104401_200879017 |  |  | PQ | AN | 19918.584 | 8104401 | no | no |  |  | no |  |  | 1430902.698 | 15438915.008 |  | -1
node_8104401_200879019 |  |  | PQ | AN | 19918.584 | 8104401 | no | no |  |  | no |  |  | 1430317.709 | 15439067.709 |  | -1
node_8104401_200879020 |  |  | PQ | AN | 19918.584 | 8104401 | no | no |  |  | no |  |  | 1430050.345 | 15439137.709 |  | -1
node_8104401_200879021 |  |  | PQ | AN | 19918.584 | 8104401 | no | no |  |  | no |  |  | 1429876.864 | 15439341.044 |  | -1
node_8104401_200879022 |  |  | PQ | AN | 19918.584 | 8104401 | no | no |  |  | no |  |  | 1429860.68 | 15439604.107 |  | -1
node_8104401_200879023 |  |  | PQ | AN | 19918.584 | 8104401 | no | no |  |  | no |  |  | 1429743.977 | 15439827.074 |  | -1
node_8104401_200879024 |  |  | PQ | AN | 19918.584 | 8104401 | no | no |  |  | no |  |  | 1429633.895 | 15440031.589 |  | -1
node_8104401_200879025 |  |  | PQ | AN | 19918.584 | 8104401 | no | no |  |  | no |  |  | 1429423.858 | 15440191.781 |  | -1
node_8104401_200879026 |  |  | PQ | AN | 19918.584 | 8104401 | no | no |  |  | no |  |  | 1429326.255 | 15440299.103 |  | -1
node_8104401_200879960 |  |  | PQ | AD | 2771.281 | 8104401 | no | no |  |  | no |  |  | 1427240.945 | 15465165.689 |  | -1
node_8104401_200879961 |  |  | PQ | AD | 2771.281 | 8104401 | no | no |  |  | no |  |  | 1427506.156 | 15465299.677 |  | -1
node_8104401_200879962 |  |  | PQ | AD | 2771.281 | 8104401 | no | no |  |  | no |  |  | 1427756.47 | 15465445.431 |  | -1
node_8104401_200879963 |  |  | PQ | AD | 2771.281 | 8104401 | no | no |  |  | no |  |  | 1427896.655 | 15465143.311 |  | -1
node_8104401_200879964 |  |  | PQ | AD | 2771.281 | 8104401 | no | no |  |  | no |  |  | 1427991.839 | 15464928.44 |  | -1
node_8104401_200879965 |  |  | PQ | AD | 2771.281 | 8104401 | no | no |  |  | no |  |  | 1428167.242 | 15464537.741 |  | -1
node_8104401_200879966 |  |  | PQ | AD | 2771.281 | 8104401 | no | no |  |  | no |  |  | 1427957.691 | 15465545.648 |  | -1
node_8104401_200879967 |  |  | PQ | AN | 2771.281 | 8104401 | no | no |  |  | no |  |  | 1428239.825 | 15465788.644 |  | -1
node_8104401_200879968 |  |  | PQ | AN | 2771.281 | 8104401 | no | no |  |  | no |  |  | 1428452.354 | 15465759.072 |  | -1
node_8104401_200879969 |  |  | PQ | AN | 2771.281 | 8104401 | no | no |  |  | no |  |  | 1428600.587 | 15465830.176 |  | -1
node_8104401_200879970 |  |  | PQ | AN | 2771.281 | 8104401 | no | no |  |  | no |  |  | 1428910.875 | 15465986.385 |  | -1
node_8104401_200879971 |  |  | PQ | AD | 2771.281 | 8104401 | no | no |  |  | no |  |  | 1428827.987 | 15466125.65 |  | -1
node_8104401_200879972 |  |  | PQ | AN | 2771.281 | 8104401 | no | no |  |  | no |  |  | 1428620.379 | 15466339.767 |  | -1
node_8104401_200879974 |  |  | PQ | AD | 2771.281 | 8104401 | no | no |  |  | no |  |  | 1429062.729 | 15466204.516 |  | -1
node_8104401_200879975 |  |  | PQ | AD | 2771.281 | 8104401 | no | no |  |  | no |  |  | 1429196.233 | 15466386 |  | -1
node_8104401_200879976 |  |  | PQ | AD | 2771.281 | 8104401 | no | no |  |  | no |  |  | 1429332.267 | 15466573.289 |  | -1
node_8104401_200879977 |  |  | PQ | AD | 2771.281 | 8104401 | no | no |  |  | no |  |  | 1429444.878 | 15466726.964 |  | -1
node_8104401_200879978 |  |  | PQ | AN | 2771.281 | 8104401 | no | no |  |  | no |  |  | 1429599.223 | 15466658.624 |  | -1
node_8104401_200879979 |  |  | PQ | AD | 2771.281 | 8104401 | no | no |  |  | no |  |  | 1429605.025 | 15466974.556 |  | -1
node_8104401_200879980 |  |  | PQ | AD | 2771.281 | 8104401 | no | no |  |  | no |  |  | 1429760.796 | 15467220.374 |  | -1
node_8104401_200879982 |  |  | PQ | AD | 2771.281 | 8104401 | no | no |  |  | no |  |  | 1430082.63 | 15467717.105 |  | -1
node_8104401_200880009 |  |  | PQ | AD | 2771.281 | 8104401 | no | no |  |  | no |  |  | 1433497.726 | 15470342.933 |  | -1
node_8104401_200880013 |  |  | PQ | AN | 2771.281 | 8104401 | no | no |  |  | no |  |  | 1434371.132 | 15471057.581 |  | -1
node_8104401_200880018 |  |  | PQ | AD | 2771.281 | 8104401 | no | no |  |  | no |  |  | 1435110.253 | 15471747.46 |  | -1
node_8104401_200880019 |  |  | PQ | AD | 2771.281 | 8104401 | no | no |  |  | no |  |  | 1435319.354 | 15471683.653 |  | -1
node_8104401_200880020 |  |  | PQ | AN | 2771.281 | 8104401 | no | no |  |  | no |  |  | 1435501.951 | 15471640.652 |  | -1
node_8104401_200880021 |  |  | PQ | AD | 2771.281 | 8104401 | no | no |  |  | no |  |  | 1435286.928 | 15472014.329 |  | -1
node_8104401_200880022 |  |  | PQ | AD | 2771.281 | 8104401 | no | no |  |  | no |  |  | 1435433.698 | 15472169.89 |  | -1
node_8104401_200880023 |  |  | PQ | AD | 2771.281 | 8104401 | no | no |  |  | no |  |  | 1435584.901 | 15472368.931 |  | -1
node_8104401_200880025 |  |  | PQ | AD | 2771.281 | 8104401 | no | no |  |  | no |  |  | 1435751.361 | 15472576.217 |  | -1
node_8104401_200880026 |  |  | PQ | AD | 2771.281 | 8104401 | no | no |  |  | no |  |  | 1435898.016 | 15472690.496 |  | -1
node_8104401_200880027 |  |  | PQ | AD | 2771.281 | 8104401 | no | no |  |  | no |  |  | 1436066.291 | 15472798.571 |  | -1
node_8104401_200880028 |  |  | PQ | AN | 2771.281 | 8104401 | no | no |  |  | no |  |  | 1436243.606 | 15472921.44 |  | -1
node_8104401_200880029 |  |  | PQ | AD | 2771.281 | 8104401 | no | no |  |  | no |  |  | 1436216.021 | 15473138.76 |  | -1
node_8104401_200880030 |  |  | PQ | AD | 2771.281 | 8104401 | no | no |  |  | no |  |  | 1436179.202 | 15473503.222 |  | -1
node_8104401_200880031 |  |  | PQ | AD | 2771.281 | 8104401 | no | no |  |  | no |  |  | 1436128.262 | 15473932.717 |  | -1
node_8104401_200880032 |  |  | PQ | AN | 2771.281 | 8104401 | no | no |  |  | no |  |  | 1436120.804 | 15474479.725 |  | -1
node_8104401_200880035 |  |  | PQ | AD | 2771.281 | 8104401 | no | no |  |  | no |  |  | 1436704.482 | 15473035.174 |  | -1
node_8104401_200880036 |  |  | PQ | AD | 2771.281 | 8104401 | no | no |  |  | no |  |  | 1436898.684 | 15473233.992 |  | -1
node_8104401_200880040 |  |  | PQ | AD | 2771.281 | 8104401 | no | no |  |  | no |  |  | 1437448.539 | 15473810.769 |  | -1
node_8104401_200880041 |  |  | PQ | AD | 2771.281 | 8104401 | no | no |  |  | no |  |  | 1437659.522 | 15473978.373 |  | -1
node_8104401_200880043 |  |  | PQ | AD | 2771.281 | 8104401 | no | no |  |  | no |  |  | 1438081.12 | 15474292.478 |  | -1
node_8104401_200880045 |  |  | PQ | AN | 2771.281 | 8104401 | no | no |  |  | no |  |  | 1438260.037 | 15474444.732 |  | -1
node_8104401_200880046 |  |  | PQ | AN | 2771.281 | 8104401 | no | no |  |  | no |  |  | 1430834.197 | 15468898.085 |  | -1
node_8104401_200880047 |  |  | PQ | AD | 2771.281 | 8104401 | no | no |  |  | no |  |  | 1438541.303 | 15474699.88 |  | -1
node_8104401_200880048 |  |  | PQ | AN | 2771.281 | 8104401 | no | no |  |  | no |  |  | 1438670.775 | 15474883.313 |  | -1
node_8104401_200880049 |  |  | PQ | AD | 2771.281 | 8104401 | no | no |  |  | no |  |  | 1438405.915 | 15474725.262 |  | -1
node_8104401_200880050 |  |  | PQ | AN | 2771.281 | 8104401 | no | no |  |  | no |  |  | 1438097.459 | 15474774.885 |  | -1
node_8104401_200880051 |  |  | PQ | AD | 2771.281 | 8104401 | no | no |  |  | no |  |  | 1438774.684 | 15474738.498 |  | -1
node_8104401_200880052 |  |  | PQ | AD | 2771.281 | 8104401 | no | no |  |  | no |  |  | 1439017.634 | 15474693.242 |  | -1
node_8104401_200880053 |  |  | PQ | AD | 2771.281 | 8104401 | no | no |  |  | no |  |  | 1439235.501 | 15474775.643 |  | -1
node_8104401_200880054 |  |  | PQ | AN | 2771.281 | 8104401 | no | no |  |  | no |  |  | 1439485.29 | 15474872.464 |  | -1
node_8104401_200880056 |  |  | PQ | AN | 2771.281 | 8104401 | no | no |  |  | no |  |  | 1439729.329 | 15475058.733 |  | -1
node_8104401_200880057 |  |  | PQ | AD | 2771.281 | 8104401 | no | no |  |  | no |  |  | 1439863.85 | 15475325.007 |  | -1
node_8104401_200880058 |  |  | PQ | AN | 2771.281 | 8104401 | no | no |  |  | no |  |  | 1439903.486 | 15475624.07 |  | -1
node_8104401_200880060 |  |  | PQ | AD | 2771.281 | 8104401 | no | no |  |  | no |  |  | 1439904.565 | 15475919.05 |  | -1
node_8104401_200880061 |  |  | PQ | AN | 2771.281 | 8104401 | no | no |  |  | no |  |  | 1439975.85 | 15476235.071 |  | -1
node_8104401_200880062 |  |  | PQ | AD | 2771.281 | 8104401 | no | no |  |  | no |  |  | 1440060.967 | 15476570.104 |  | -1
node_8104401_200880063 |  |  | PQ | AD | 2771.281 | 8104401 | no | no |  |  | no |  |  | 1440155.519 | 15476838.231 |  | -1
node_8104401_200880064 |  |  | PQ | AD | 2771.281 | 8104401 | no | no |  |  | no |  |  | 1440250.913 | 15477105.059 |  | -1
node_8104401_200880065 |  |  | PQ | AD | 2771.281 | 8104401 | no | no |  |  | no |  |  | 1440338.408 | 15477356.733 |  | -1
node_8104401_200880066 |  |  | PQ | AD | 2771.281 | 8104401 | no | no |  |  | no |  |  | 1431069.105 | 15469045.446 |  | -1
node_8104401_200880067 |  |  | PQ | AD | 2771.281 | 8104401 | no | no |  |  | no |  |  | 1431330.591 | 15469211.212 |  | -1
node_8104401_200880068 |  |  | PQ | AD | 2771.281 | 8104401 | no | no |  |  | no |  |  | 1440433.203 | 15477630.096 |  | -1
node_8104401_200880069 |  |  | PQ | AD | 2771.281 | 8104401 | no | no |  |  | no |  |  | 1440515.25 | 15477931.344 |  | -1
node_8104401_200880070 |  |  | PQ | AN | 2771.281 | 8104401 | no | no |  |  | no |  |  | 1440574.014 | 15478142.218 |  | -1
node_8104401_200880072 |  |  | PQ | AD | 2771.281 | 8104401 | no | no |  |  | no |  |  | 1440188.811 | 15478413.478 |  | -1
node_8104401_200880073 |  |  | PQ | AN | 2771.281 | 8104401 | no | no |  |  | no |  |  | 1440098.305 | 15478221.468 |  | -1
node_8104401_200880074 |  |  | PQ | AD | 2771.281 | 8104401 | no | no |  |  | no |  |  | 1440855.311 | 15478083.086 |  | -1
node_8104401_200880075 |  |  | PQ | AD | 2771.281 | 8104401 | no | no |  |  | no |  |  | 1441081.049 | 15478209.039 |  | -1
node_8104401_200880076 |  |  | PQ | AD | 2771.281 | 8104401 | no | no |  |  | no |  |  | 1431539.452 | 15469311.163 |  | -1
node_8104401_200880077 |  |  | PQ | AD | 2771.281 | 8104401 | no | no |  |  | no |  |  | 1431808.588 | 15469444.188 |  | -1
node_8104401_200880078 |  |  | PQ | AN | 2771.281 | 8104401 | no | no |  |  | no |  |  | 1432131.436 | 15469594.826 |  | -1
node_8104401_200880079 |  |  | PQ | AD | 2771.281 | 8104401 | no | no |  |  | no |  |  | 1432417.406 | 15469731.907 |  | -1
node_8104401_200880080 |  |  | PQ | AN | 2771.281 | 8104401 | no | no |  |  | no |  |  | 1432504.454 | 15469568.254 |  | -1
node_8104401_200880081 |  |  | PQ | AN | 2771.281 | 8104401 | no | no |  |  | no |  |  | 1432640.623 | 15469815.719 |  | -1
node_8104401_200880082 |  |  | PQ | AD | 2771.281 | 8104401 | no | no |  |  | no |  |  | 1432859.418 | 15469906.261 |  | -1
node_8104401_200880083 |  |  | PQ | AN | 19918.584 | 8104401 | no | no |  |  | no |  |  | 1431594.735 | 15466872.405 |  | -1
node_8104401_200880084 |  |  | PQ | AN | 19918.584 | 8104401 | no | no |  |  | no |  |  | 1431778.446 | 15463996.332 |  | -1
node_8104401_200880086 |  |  | PQ | AN | 19918.584 | 8104401 | no | no |  |  | no |  |  | 1431633.053 | 15466618.762 |  | -1
node_8104401_200880087 |  |  | PQ | AN | 19918.584 | 8104401 | no | no |  |  | no |  |  | 1431955.034 | 15466742.23 |  | -1
node_8104401_200880088 |  |  | PQ | AN | 19918.584 | 8104401 | no | no |  |  | no |  |  | 1431674.743 | 15466419.585 |  | -1
node_8104401_200880089 |  |  | PQ | AN | 19918.584 | 8104401 | no | no |  |  | no |  |  | 1431687.4 | 15466049.171 |  | -1
node_8104401_200880090 |  |  | PQ | AN | 19918.584 | 8104401 | no | no |  |  | no |  |  | 1431704.847 | 15465637.34 |  | -1
node_8104401_200880091 |  |  | PQ | AN | 19918.584 | 8104401 | no | no |  |  | no |  |  | 1431723.736 | 15465294.293 |  | -1
node_8104401_200880092 |  |  | PQ | AN | 19918.584 | 8104401 | no | no |  |  | no |  |  | 1431737.457 | 15464918.975 |  | -1
node_8104401_200880093 |  |  | PQ | AN | 19918.584 | 8104401 | no | no |  |  | no |  |  | 1431754.998 | 15464496.608 |  | -1
node_8104401_200880095 |  |  | PQ | AN | 19918.584 | 8104401 | no | no |  |  | no |  |  | 1431773.095 | 15464189.83 |  | -1
node_8104401_200880096 |  |  | PQ | AN | 19918.584 | 8104401 | no | no |  |  | no |  |  | 1438686.952 | 15460723.673 |  | -1
node_8104401_200880097 |  |  | PQ | AN | 19918.584 | 8104401 | no | no |  |  | no |  |  | 1438983.271 | 15460727.404 |  | -1
node_8104401_200880098 |  |  | PQ | AN | 19918.584 | 8104401 | no | no |  |  | no |  |  | 1439275.095 | 15460746.122 |  | -1
node_8104401_200880099 |  |  | PQ | AN | 19918.584 | 8104401 | no | no |  |  | no |  |  | 1433597.113 | 15462309.531 |  | -1
node_8104401_200880100 |  |  | PQ | AN | 19918.584 | 8104401 | no | no |  |  | no |  |  | 1435684.251 | 15461189.425 |  | -1
node_8104401_200880101 |  |  | PQ | AN | 19918.584 | 8104401 | no | no |  |  | no |  |  | 1436139.558 | 15461044.423 |  | -1
node_8104401_200880102 |  |  | PQ | AN | 19918.584 | 8104401 | no | no |  |  | no |  |  | 1436587.025 | 15460895.946 |  | -1
node_8104401_200880103 |  |  | PQ | AN | 19918.584 | 8104401 | no | no |  |  | no |  |  | 1436943.138 | 15460777.184 |  | -1
node_8104401_200880104 |  |  | PQ | AN | 19918.584 | 8104401 | no | no |  |  | no |  |  | 1437248.288 | 15460672.427 |  | -1
node_8104401_200880105 |  |  | PQ | AN | 19918.584 | 8104401 | no | no |  |  | no |  |  | 1437579.49 | 15460647.951 |  | -1
node_8104401_200880106 |  |  | PQ | AN | 19918.584 | 8104401 | no | no |  |  | no |  |  | 1437900.92 | 15460661.684 |  | -1
node_8104401_200880107 |  |  | PQ | AN | 19918.584 | 8104401 | no | no |  |  | no |  |  | 1438145.415 | 15460673.385 |  | -1
node_8104401_200880108 |  |  | PQ | AN | 19918.584 | 8104401 | no | no |  |  | no |  |  | 1438398.863 | 15460689.098 |  | -1
node_8104401_200880109 |  |  | PQ | AN | 19918.584 | 8104401 | no | no |  |  | no |  |  | 1433923.463 | 15462275.315 |  | -1
node_8104401_200880110 |  |  | PQ | AN | 19918.584 | 8104401 | no | no |  |  | no |  |  | 1434254.733 | 15462238.937 |  | -1
node_8104401_200880111 |  |  | PQ | AN | 19918.584 | 8104401 | no | no |  |  | no |  |  | 1434183.999 | 15462383.685 |  | -1
node_8104401_200880112 |  |  | PQ | AN | 19918.584 | 8104401 | no | no |  |  | no |  |  | 1434284.798 | 15461984.483 |  | -1
node_8104401_200880113 |  |  | PQ | AN | 19918.584 | 8104401 | no | no |  |  | no |  |  | 1434315.355 | 15461741.482 |  | -1
node_8104401_200880114 |  |  | PQ | AN | 19918.584 | 8104401 | no | no |  |  | no |  |  | 1434342.979 | 15461489.791 |  | -1
node_8104401_200880115 |  |  | PQ | AN | 19918.584 | 8104401 | no | no |  |  | no |  |  | 1434740.775 | 15461418.571 |  | -1
node_8104401_200880116 |  |  | PQ | AN | 19918.584 | 8104401 | no | no |  |  | no |  |  | 1435016.201 | 15461382.438 |  | -1
node_8104401_200880117 |  |  | PQ | AN | 19918.584 | 8104401 | no | no |  |  | no |  |  | 1435320.387 | 15461310.193 |  | -1
node_8104401_200880138 |  |  | PQ | AN | 19918.584 | 8104401 | no | no |  |  | no |  |  | 1433150.933 | 15467484.434 |  | -1
node_8104401_200880139 |  |  | PQ | AN | 19918.584 | 8104401 | no | no |  |  | no |  |  | 1433457.536 | 15467606.385 |  | -1
node_8104401_200880140 |  |  | PQ | AN | 19918.584 | 8104401 | no | no |  |  | no |  |  | 1433780.844 | 15467733.083 |  | -1
node_8104401_200880141 |  |  | PQ | AN | 19918.584 | 8104401 | no | no |  |  | no |  |  | 1434082.433 | 15467845.189 |  | -1
node_8104401_200880143 |  |  | PQ | ABCN | 19918.584 | 8104401 | no | no |  |  | no |  |  | 1432063.135 | 15455149.584 |  | -1
node_8104401_200880144 |  |  | PQ | ABCN | 19918.584 | 8104401 | no | no |  |  | no |  |  | 1432129.829 | 15455494.064 |  | -1
node_8104401_200880145 |  |  | PQ | ABCN | 19918.584 | 8104401 | no | no |  |  | no |  |  | 1432185.57 | 15455803.18 |  | -1
node_8104401_200880146 |  |  | PQ | ABCN | 19918.584 | 8104401 | no | no |  |  | no |  |  | 1432164.289 | 15456137.32 |  | -1
node_8104401_200880147 |  |  | PQ | ABCN | 19918.584 | 8104401 | no | no |  |  | no |  |  | 1432154.39 | 15456413.989 |  | -1
node_8104401_200880148 |  |  | PQ | ABCN | 19918.584 | 8104401 | no | no |  |  | no |  |  | 1432146.912 | 15456670.717 |  | -1
node_8104401_200880149 |  |  | PQ | ABCN | 19918.584 | 8104401 | no | no |  |  | no |  |  | 1432126.646 | 15456963.425 |  | -1
node_8104401_200880150 |  |  | PQ | ABCN | 19918.584 | 8104401 | no | no |  |  | no |  |  | 1432118.292 | 15457262.508 |  | -1
node_8104401_200880151 |  |  | PQ | ABCN | 19918.584 | 8104401 | no | no |  |  | no |  |  | 1432103.469 | 15457552.757 |  | -1
node_8104401_200880152 |  |  | PQ | ABCN | 19918.584 | 8104401 | no | no |  |  | no |  |  | 1432086.388 | 15457846.862 |  | -1
node_8104401_200880153 |  |  | PQ | ABCN | 19918.584 | 8104401 | no | no |  |  | no |  |  | 1432072.07 | 15458141.663 |  | -1
node_8104401_200880154 |  |  | PQ | ABCN | 19918.584 | 8104401 | no | no |  |  | no |  |  | 1432056.884 | 15458482.912 |  | -1
node_8104401_200880155 |  |  | PQ | ABCN | 19918.584 | 8104401 | no | no |  |  | no |  |  | 1432042.848 | 15458820.212 |  | -1
node_8104401_200880157 |  |  | PQ | ABCN | 19918.584 | 8104401 | no | no |  |  | no |  |  | 1432027.351 | 15459182.592 |  | -1
node_8104401_200880158 |  |  | PQ | ABCN | 19918.584 | 8104401 | no | no |  |  | no |  |  | 1432014.871 | 15459457.76 |  | -1
node_8104401_200880159 |  |  | PQ | ABCN | 19918.584 | 8104401 | no | no |  |  | no |  |  | 1432110.206 | 15459786.462 |  | -1
node_8104401_200880160 |  |  | PQ | ABCN | 19918.584 | 8104401 | no | no |  |  | no |  |  | 1432240.607 | 15460059.013 |  | -1
node_8104401_200880161 |  |  | PQ | ABCN | 19918.584 | 8104401 | no | no |  |  | no |  |  | 1432368.299 | 15460340.266 |  | -1
node_8104401_200880162 |  |  | PQ | ABCN | 19918.584 | 8104401 | no | no |  |  | no |  |  | 1432502.761 | 15460623.704 |  | -1
node_8104401_200880163 |  |  | PQ | ABCN | 19918.584 | 8104401 | no | no |  |  | no |  |  | 1432630.482 | 15460915.773 |  | -1
node_8104401_200880164 |  |  | PQ | ABCN | 19918.584 | 8104401 | no | no |  |  | no |  |  | 1432755.853 | 15461191.988 |  | -1
node_8104401_200880165 |  |  | PQ | ABCN | 19918.584 | 8104401 | no | no |  |  | no |  |  | 1432880.301 | 15461466.712 |  | -1
node_8104401_200880166 |  |  | PQ | ABCN | 19918.584 | 8104401 | no | no |  |  | no |  |  | 1433009.342 | 15461737.431 |  | -1
node_8104401_200880167 |  |  | PQ | ABCN | 19918.584 | 8104401 | no | no |  |  | no |  |  | 1433145.534 | 15462023.689 |  | -1
node_8104401_200880168 |  |  | PQ | ABCN | 19918.584 | 8104401 | no | no |  |  | no |  |  | 1433292.326 | 15462339.549 |  | -1
node_8104401_200880169 |  |  | PQ | AN | 19918.584 | 8104401 | no | no |  |  | no |  |  | 1433070.217 | 15462592.609 |  | -1
node_8104401_200880170 |  |  | PQ | AN | 19918.584 | 8104401 | no | no |  |  | no |  |  | 1432856.285 | 15462751.708 |  | -1
node_8104401_200880171 |  |  | PQ | AN | 19918.584 | 8104401 | no | no |  |  | no |  |  | 1432602.497 | 15462920.38 |  | -1
node_8104401_200880172 |  |  | PQ | AN | 19918.584 | 8104401 | no | no |  |  | no |  |  | 1432795.119 | 15463148.416 |  | -1
node_8104401_200880173 |  |  | PQ | ABCN | 19918.584 | 8104401 | no | no |  |  | no |  |  | 1433434.866 | 15462499.58 |  | -1
node_8104401_200880174 |  |  | PQ | ABCN | 19918.584 | 8104401 | no | no |  |  | no |  |  | 1433488.086 | 15462736.928 |  | -1
node_8104401_200880176 |  |  | PQ | ABCN | 19918.584 | 8104401 | no | no |  |  | no |  |  | 1433543.039 | 15462977.944 |  | -1
node_8104401_200880177 |  |  | PQ | ABCN | 19918.584 | 8104401 | no | no |  |  | no |  |  | 1433598.422 | 15463220.518 |  | -1
node_8104401_200880179 |  |  | PQ | ABCN | 19918.584 | 8104401 | no | no |  |  | no |  |  | 1433628.52 | 15463501.424 |  | -1
node_8104401_200880180 |  |  | PQ | ABCN | 19918.584 | 8104401 | no | no |  |  | no |  |  | 1433653.475 | 15463784.521 |  | -1
node_8104401_200880182 |  |  | PQ | ABCN | 19918.584 | 8104401 | no | no |  |  | no |  |  | 1433693.888 | 15464071.618 |  | -1
node_8104401_200880183 |  |  | PQ | ABCN | 19918.584 | 8104401 | no | no |  |  | no |  |  | 1433697.315 | 15464384.274 |  | -1
node_8104401_200880184 |  |  | PQ | ABCN | 19918.584 | 8104401 | no | no |  |  | no |  |  | 1433684.52 | 15464707.101 |  | -1
node_8104401_200880185 |  |  | PQ | ABCN | 19918.584 | 8104401 | no | no |  |  | no |  |  | 1433670.928 | 15464986.552 |  | -1
node_8104401_200880186 |  |  | PQ | ABCN | 19918.584 | 8104401 | no | no |  |  | no |  |  | 1433658.529 | 15465280.112 |  | -1
node_8104401_200880187 |  |  | PQ | ABCN | 19918.584 | 8104401 | no | no |  |  | no |  |  | 1433646.585 | 15465587.015 |  | -1
node_8104401_200880188 |  |  | PQ | ABCN | 19918.584 | 8104401 | no | no |  |  | no |  |  | 1433575.949 | 15465835.417 |  | -1
node_8104401_200880189 |  |  | PQ | ABCN | 19918.584 | 8104401 | no | no |  |  | no |  |  | 1433566.072 | 15466072.157 |  | -1
node_8104401_200880190 |  |  | PQ | ABCN | 19918.584 | 8104401 | no | no |  |  | no |  |  | 1433547.116 | 15466315.22 |  | -1
node_8104401_200880191 |  |  | PQ | ABCN | 19918.584 | 8104401 | no | no |  |  | no |  |  | 1433526.065 | 15466535.532 |  | -1
node_8104401_200880192 |  |  | PQ | ABCN | 19918.584 | 8104401 | no | no |  |  | no |  |  | 1433519.173 | 15466774.509 |  | -1
node_8104401_200880193 |  |  | PQ | AN | 19918.584 | 8104401 | no | no |  |  | no |  |  | 1433617.166 | 15466707.353 |  | -1
node_8104401_200880194 |  |  | PQ | ABCN | 19918.584 | 8104401 | no | no |  |  | no |  |  | 1433327.821 | 15466968.299 |  | -1
node_8104401_200880195 |  |  | PQ | ABCN | 19918.584 | 8104401 | no | no |  |  | no |  |  | 1433128.858 | 15467183.743 |  | -1
node_8104401_200880196 |  |  | PQ | ABCN | 19918.584 | 8104401 | no | no |  |  | no |  |  | 1432851.242 | 15467371.785 |  | -1
node_8104401_200880197 |  |  | PQ | ABCN | 19918.584 | 8104401 | no | no |  |  | no |  |  | 1432571.175 | 15467316.791 |  | -1
node_8104401_200880198 |  |  | PQ | ABCN | 19918.584 | 8104401 | no | no |  |  | no |  |  | 1432262.691 | 15467243.511 |  | -1
node_8104401_200880199 |  |  | PQ | ABCN | 19918.584 | 8104401 | no | no |  |  | no |  |  | 1431976.307 | 15467177.543 |  | -1
node_8104401_200880200 |  |  | PQ | ABCN | 19918.584 | 8104401 | no | no |  |  | no |  |  | 1431643.62 | 15467166.014 |  | -1
node_8104401_200880202 |  |  | PQ | ABCN | 19918.584 | 8104401 | no | no |  |  | no |  |  | 1431379.415 | 15467319.614 |  | -1
node_8104401_200880203 |  |  | PQ | ABCN | 19918.584 | 8104401 | no | no |  |  | no |  |  | 1431077.354 | 15467485.564 |  | -1
node_8104401_200880204 |  |  | PQ | ABCN | 19918.584 | 8104401 | no | no |  |  | no |  |  | 1430809.258 | 15467633.821 |  | -1
node_8104401_200880205 |  |  | PQ | ABCN | 19918.584 | 8104401 | no | no |  |  | no |  |  | 1430566.883 | 15467766.963 |  | -1
node_8104401_200880206 |  |  | PQ | ABCN | 19918.584 | 8104401 | no | no |  |  | no |  |  | 1430321.372 | 15467903.265 |  | -1
node_8104401_200880207 |  |  | PQ | ABCN | 19918.584 | 8104401 | no | no |  |  | no |  |  | 1430065.65 | 15468055.9 |  | -1
node_8104401_200880209 |  |  | PQ | ABCN | 19918.584 | 8104401 | no | no |  |  | no |  |  | 1430059.688 | 15468222.544 |  | -1
node_8104401_200880210 |  |  | PQ | AN | 2771.281 | 8104401 | no | no |  |  | no |  |  | 1430027.068 | 15468476.635 |  | -1
node_8104401_200880212 |  |  | PQ | ABCN | 19918.584 | 8104401 | no | no |  |  | no |  |  | 1430041.852 | 15468775.433 |  | -1
node_8104401_200880213 |  |  | PQ | ABCN | 19918.584 | 8104401 | no | no |  |  | no |  |  | 1430064.428 | 15469120.058 |  | -1
node_8104401_200880214 |  |  | PQ | ABCN | 19918.584 | 8104401 | no | no |  |  | no |  |  | 1430084.276 | 15469361.47 |  | -1
node_8104401_200880215 |  |  | PQ | ABCN | 19918.584 | 8104401 | no | no |  |  | no |  |  | 1430098.255 | 15469635.751 |  | -1
node_8104401_200880217 |  |  | PQ | ABCN | 19918.584 | 8104401 | no | no |  |  | no |  |  | 1430072.318 | 15469831.41 |  | -1
node_8104401_200880218 |  |  | PQ | ABCN | 19918.584 | 8104401 | no | no |  |  | no |  |  | 1429999.269 | 15470065.941 |  | -1
node_8104401_200880219 |  |  | PQ | ABCN | 19918.584 | 8104401 | no | no |  |  | no |  |  | 1430008.02 | 15470339.968 |  | -1
node_8104401_200880220 |  |  | PQ | ABCN | 19918.584 | 8104401 | no | no |  |  | no |  |  | 1429998.933 | 15470660.979 |  | -1
node_8104401_200880221 |  |  | PQ | ABCN | 19918.584 | 8104401 | no | no |  |  | no |  |  | 1429983.599 | 15470984.412 |  | -1
node_8104401_200880222 |  |  | PQ | ABCN | 19918.584 | 8104401 | no | no |  |  | no |  |  | 1429967.205 | 15471338.222 |  | -1
node_8104401_200880223 |  |  | PQ | ABCN | 19918.584 | 8104401 | no | no |  |  | no |  |  | 1429953.848 | 15471672.188 |  | -1
node_8104401_200880224 |  |  | PQ | ABCN | 19918.584 | 8104401 | no | no |  |  | no |  |  | 1429936.846 | 15472018.274 |  | -1
node_8104401_200880225 |  |  | PQ | ABCN | 19918.584 | 8104401 | no | no |  |  | no |  |  | 1429922.956 | 15472332.004 |  | -1
node_8104401_200880226 |  |  | PQ | ABCN | 19918.584 | 8104401 | no | no |  |  | no |  |  | 1429908.01 | 15472669.565 |  | -1
node_8104401_200880227 |  |  | PQ | ABCN | 19918.584 | 8104401 | no | no |  |  | no |  |  | 1429889.979 | 15473012.63 |  | -1
node_8104401_200880228 |  |  | PQ | ABCN | 19918.584 | 8104401 | no | no |  |  | no |  |  | 1429877.081 | 15473387.292 |  | -1
node_8104401_200880229 |  |  | PQ | ABCN | 19918.584 | 8104401 | no | no |  |  | no |  |  | 1429859.915 | 15473700.382 |  | -1
node_8104401_200880230 |  |  | PQ | ABCN | 19918.584 | 8104401 | no | no |  |  | no |  |  | 1429848.619 | 15473955.642 |  | -1
node_8104401_200880231 |  |  | PQ | ABCN | 19918.584 | 8104401 | no | no |  |  | no |  |  | 1429840.326 | 15474223.812 |  | -1
node_8104401_200880234 |  |  | PQ | ABCN | 19918.584 | 8104401 | no | no |  |  | no |  |  | 1429855.533 | 15474572.908 |  | -1
node_8104401_200880235 |  |  | PQ | ABCN | 19918.584 | 8104401 | no | no |  |  | no |  |  | 1429875.27 | 15474911.733 |  | -1
node_8104401_200880236 |  |  | PQ | ABCN | 19918.584 | 8104401 | no | no |  |  | no |  |  | 1429894.166 | 15475259.404 |  | -1
node_8104401_200880237 |  |  | PQ | ABCN | 19918.584 | 8104401 | no | no |  |  | no |  |  | 1429905.852 | 15475589.776 |  | -1
node_8104401_200880238 |  |  | PQ | ABCN | 19918.584 | 8104401 | no | no |  |  | no |  |  | 1429936.525 | 15475949.521 |  | -1
node_8104401_200880239 |  |  | PQ | ABCN | 19918.584 | 8104401 | no | no |  |  | no |  |  | 1429823.936 | 15476280.723 |  | -1
node_8104401_200880240 |  |  | PQ | ABCN | 19918.584 | 8104401 | no | no |  |  | no |  |  | 1429707.209 | 15476616.428 |  | -1
node_8104401_200880241 |  |  | PQ | ABCN | 19918.584 | 8104401 | no | no |  |  | no |  |  | 1429601.503 | 15476939.464 |  | -1
node_8104401_200880242 |  |  | PQ | ABCN | 19918.584 | 8104401 | no | no |  |  | no |  |  | 1429494.756 | 15477271.177 |  | -1
node_8104401_200880243 |  |  | PQ | ABCN | 19918.584 | 8104401 | no | no |  |  | no |  |  | 1429384.694 | 15477586.924 |  | -1
node_8104401_200880244 |  |  | PQ | ABCN | 19918.584 | 8104401 | no | no |  |  | no |  |  | 1429271.168 | 15477915.418 |  | -1
node_8104401_200880245 |  |  | PQ | ABCN | 19918.584 | 8104401 | no | no |  |  | no |  |  | 1429157.119 | 15478267.469 |  | -1
node_8104401_200880246 |  |  | PQ | ABCN | 19918.584 | 8104401 | no | no |  |  | no |  |  | 1429044.901 | 15478600.534 |  | -1
node_8104401_200880247 |  |  | PQ | ABCN | 19918.584 | 8104401 | no | no |  |  | no |  |  | 1428939.437 | 15478908.089 |  | -1
node_8104401_200880248 |  |  | PQ | AN | 19918.584 | 8104401 | no | no |  |  | no |  |  | 1428880.416 | 15478875.98 |  | -1
node_8104401_200880249 |  |  | PQ | AN | 19918.584 | 8104401 | no | no |  |  | no |  |  | 1428580.652 | 15478748.645 |  | -1
node_8104401_200880250 |  |  | PQ | ABCN | 19918.584 | 8104401 | no | no |  |  | no |  |  | 1428846.232 | 15479188.585 |  | -1
node_8104401_200880251 |  |  | PQ | ABCN | 19918.584 | 8104401 | no | no |  |  | no |  |  | 1428764.981 | 15479432.501 |  | -1
node_8104401_200880252 |  |  | PQ | ABCN | 19918.584 | 8104401 | no | no |  |  | no |  |  | 1428673.163 | 15479712.038 |  | -1
node_8104401_200880253 |  |  | PQ | ABCN | 19918.584 | 8104401 | no | no |  |  | no |  |  | 1428581.229 | 15479988.569 |  | -1
node_8104401_200880254 |  |  | PQ | ABCN | 19918.584 | 8104401 | no | no |  |  | no |  |  | 1428493.825 | 15480231.391 |  | -1
node_8104401_200880255 |  |  | PQ | ABCN | 19918.584 | 8104401 | no | no |  |  | no |  |  | 1428469.122 | 15480497.101 |  | -1
node_8104401_200880256 |  |  | PQ | ABCN | 19918.584 | 8104401 | no | no |  |  | no |  |  | 1428441.91 | 15480766.909 |  | -1
node_8104401_200880257 |  |  | PQ | ABCN | 19918.584 | 8104401 | no | no |  |  | no |  |  | 1428419.563 | 15481038.85 |  | -1
node_8104401_200880260 |  |  | PQ | ABCN | 19918.584 | 8104401 | no | no |  |  | no |  |  | 1428315.243 | 15481309.921 |  | -1
node_8104401_200880261 |  |  | PQ | ABCN | 19918.584 | 8104401 | no | no |  |  | no |  |  | 1428222.181 | 15481556.675 |  | -1
node_8104401_200880262 |  |  | PQ | ABCN | 19918.584 | 8104401 | no | no |  |  | no |  |  | 1428123.114 | 15481812.996 |  | -1
node_8104401_200880263 |  |  | PQ | ABCN | 19918.584 | 8104401 | no | no |  |  | no |  |  | 1428156.127 | 15482115.26 |  | -1
node_8104401_200880264 |  |  | PQ | ABCN | 19918.584 | 8104401 | no | no |  |  | no |  |  | 1428183.672 | 15482384.627 |  | -1
node_8104401_200880265 |  |  | PQ | ABCN | 19918.584 | 8104401 | no | no |  |  | no |  |  | 1428321.785 | 15482637.989 |  | -1
node_8104401_200880266 |  |  | PQ | ABCN | 19918.584 | 8104401 | no | no |  |  | no |  |  | 1428522.29 | 15482844.144 |  | -1
node_8104401_200880268 |  |  | PQ | ABCN | 19918.584 | 8104401 | no | no |  |  | no |  |  | 1428531.852 | 15483075.774 |  | -1
node_8104401_200880269 |  |  | PQ | ABCN | 19918.584 | 8104401 | no | no |  |  | no |  |  | 1428547.534 | 15483304.489 |  | -1
node_8104401_200880270 |  |  | PQ | ABCN | 19918.584 | 8104401 | no | no |  |  | no |  |  | 1428561.631 | 15483549.722 |  | -1
node_8104401_200880271 |  |  | PQ | ABCN | 19918.584 | 8104401 | no | no |  |  | no |  |  | 1428583.196 | 15483891.385 |  | -1
node_8104401_200880272 |  |  | PQ | ABCN | 19918.584 | 8104401 | no | no |  |  | no |  |  | 1428609.086 | 15484234.759 |  | -1
node_8104401_200880273 |  |  | PQ | ABCN | 19918.584 | 8104401 | no | no |  |  | no |  |  | 1428383.884 | 15484374.292 |  | -1
node_8104401_200880274 |  |  | PQ | ABCN | 19918.584 | 8104401 | no | no |  |  | no |  |  | 1428134.138 | 15484541.731 |  | -1
node_8104401_200880275 |  |  | PQ | ABCN | 19918.584 | 8104401 | no | no |  |  | no |  |  | 1427924.179 | 15484536.168 |  | -1
node_8104401_200880277 |  |  | PQ | ABCN | 19918.584 | 8104401 | no | no |  |  | no |  |  | 1427715.568 | 15484755.52 |  | -1
node_8104401_200880278 |  |  | PQ | ABCN | 19918.584 | 8104401 | no | no |  |  | no |  |  | 1427546.751 | 15484886.281 |  | -1
node_8104401_200880280 |  |  | PQ | ABCN | 19918.584 | 8104401 | no | no |  |  | no |  |  | 1427361.272 | 15485042.294 |  | -1
node_8104401_200880281 |  |  | PQ | ABCN | 19918.584 | 8104401 | no | no |  |  | no |  |  | 1427182.301 | 15485183.769 |  | -1
node_8104401_200880282 |  |  | PQ | ABCN | 19918.584 | 8104401 | no | no |  |  | no |  |  | 1427162.438 | 15485372.179 |  | -1
node_8104401_200880284 |  |  | PQ | ABCN | 19918.584 | 8104401 | no | no |  |  | no |  |  | 1427123.761 | 15485701.145 |  | -1
node_8104401_200880294 |  |  | PQ | AN | 2771.281 | 8104401 | no | no |  |  | no |  |  | 1435747.722 | 15474443.829 |  | -1
node_8104401_200880295 |  |  | PQ | AD | 2771.281 | 8104401 | no | no |  |  | no |  |  | 1435396.762 | 15474424.817 |  | -1
node_8104401_200880296 |  |  | PQ | AN | 2771.281 | 8104401 | no | no |  |  | no |  |  | 1435109.85 | 15474393.388 |  | -1
node_8104401_200880298 |  |  | PQ | AN | 2771.281 | 8104401 | no | no |  |  | no |  |  | 1434951.621 | 15474490.01 |  | -1
node_8104401_200880299 |  |  | PQ | AN | 2771.281 | 8104401 | no | no |  |  | no |  |  | 1434610.684 | 15474478.632 |  | -1
node_8104401_200880300 |  |  | PQ | AN | 2771.281 | 8104401 | no | no |  |  | no |  |  | 1434355.6 | 15474462.503 |  | -1
node_8104401_200880301 |  |  | PQ | AN | 2771.281 | 8104401 | no | no |  |  | no |  |  | 1439779.278 | 15474236.351 |  | -1
node_8104401_200880302 |  |  | PQ | AN | 2771.281 | 8104401 | no | no |  |  | no |  |  | 1439771.805 | 15473592.799 |  | -1
node_8104401_200880303 |  |  | PQ | AN | 2771.281 | 8104401 | no | no |  |  | no |  |  | 1439782.152 | 15473291.543 |  | -1
node_8104401_200880304 |  |  | PQ | AD | 2771.281 | 8104401 | no | no |  |  | no |  |  | 1439466.323 | 15474771.443 |  | -1
node_8104401_200880305 |  |  | PQ | AN | 2771.281 | 8104401 | no | no |  |  | no |  |  | 1439463.525 | 15474711.925 |  | -1
node_8104401_200880306 |  |  | PQ | AD | 2771.281 | 8104401 | no | no |  |  | no |  |  | 1439798.36 | 15474793.444 |  | -1
node_8104401_200880308 |  |  | PQ | AD | 2771.281 | 8104401 | no | no |  |  | no |  |  | 1440172.722 | 15474802.51 |  | -1
node_8104401_200880309 |  |  | PQ | AN | 2771.281 | 8104401 | no | no |  |  | no |  |  | 1440516.259 | 15474813.307 |  | -1
node_8104401_200880311 |  |  | PQ | AN | 19918.584 | 8104401 | no | no |  |  | no |  |  | 1433680.917 | 15466564.756 |  | -1
node_8104401_200880312 |  |  | PQ | AN | 19918.584 | 8104401 | no | no |  |  | no |  |  | 1433878.73 | 15466452.686 |  | -1
node_8104401_200880313 |  |  | PQ | AN | 19918.584 | 8104401 | no | no |  |  | no |  |  | 1434146.889 | 15466415.985 |  | -1
node_8104401_200880314 |  |  | PQ | AN | 19918.584 | 8104401 | no | no |  |  | no |  |  | 1434407.759 | 15466364.607 |  | -1
node_8104401_200880315 |  |  | PQ | AN | 19918.584 | 8104401 | no | no |  |  | no |  |  | 1434653.961 | 15466303.868 |  | -1
node_8104401_200880316 |  |  | PQ | AN | 19918.584 | 8104401 | no | no |  |  | no |  |  | 1434914.809 | 15466256.642 |  | -1
node_8104401_200880317 |  |  | PQ | AN | 19918.584 | 8104401 | no | no |  |  | no |  |  | 1435167.518 | 15466188.763 |  | -1
node_8104401_200880319 |  |  | PQ | AD | 2771.281 | 8104401 | no | no |  |  | no |  |  | 1429710.875 | 15468403.608 |  | -1
node_8104401_200880320 |  |  | PQ | AN | 2771.281 | 8104401 | no | no |  |  | no |  |  | 1429404.332 | 15468422.717 |  | -1
node_8104401_200880322 |  |  | PQ | AD | 2771.281 | 8104401 | no | no |  |  | no |  |  | 1429052.157 | 15468393.174 |  | -1
node_8104401_200880323 |  |  | PQ | AD | 2771.281 | 8104401 | no | no |  |  | no |  |  | 1428755.093 | 15468372.314 |  | -1
node_8104401_200880324 |  |  | PQ | AD | 2771.281 | 8104401 | no | no |  |  | no |  |  | 1428421.79 | 15468347.448 |  | -1
node_8104401_200880325 |  |  | PQ | AD | 2771.281 | 8104401 | no | no |  |  | no |  |  | 1428081.946 | 15468315.986 |  | -1
node_8104401_200880326 |  |  | PQ | AD | 2771.281 | 8104401 | no | no |  |  | no |  |  | 1427738.312 | 15468316.291 |  | -1
node_8104401_200880327 |  |  | PQ | AD | 2771.281 | 8104401 | no | no |  |  | no |  |  | 1427433.415 | 15468321.677 |  | -1
node_8104401_200880328 |  |  | PQ | AN | 19918.584 | 8104401 | no | no |  |  | no |  |  | 1427331.599 | 15473261.964 |  | -1
node_8104401_200880329 |  |  | PQ | AN | 19918.584 | 8104401 | no | no |  |  | no |  |  | 1429476.455 | 15474216.171 |  | -1
node_8104401_200880330 |  |  | PQ | AN | 19918.584 | 8104401 | no | no |  |  | no |  |  | 1429091.137 | 15474218.503 |  | -1
node_8104401_200880331 |  |  | PQ | AN | 19918.584 | 8104401 | no | no |  |  | no |  |  | 1428767.689 | 15474228.112 |  | -1
node_8104401_200880333 |  |  | PQ | AN | 19918.584 | 8104401 | no | no |  |  | no |  |  | 1428500.519 | 15474233.999 |  | -1
node_8104401_200880334 |  |  | PQ | AN | 19918.584 | 8104401 | no | no |  |  | no |  |  | 1428248.079 | 15474219.843 |  | -1
node_8104401_200880335 |  |  | PQ | AN | 19918.584 | 8104401 | no | no |  |  | no |  |  | 1427980.679 | 15474209.171 |  | -1
node_8104401_200880336 |  |  | PQ | AN | 19918.584 | 8104401 | no | no |  |  | no |  |  | 1427700.945 | 15474183.056 |  | -1
node_8104401_200880337 |  |  | PQ | AN | 19918.584 | 8104401 | no | no |  |  | no |  |  | 1427441.498 | 15474119.074 |  | -1
node_8104401_200880339 |  |  | PQ | AN | 19918.584 | 8104401 | no | no |  |  | no |  |  | 1427227.671 | 15473892.599 |  | -1
node_8104401_200880340 |  |  | PQ | AN | 19918.584 | 8104401 | no | no |  |  | no |  |  | 1430169.382 | 15474306.855 |  | -1
node_8104401_200880341 |  |  | PQ | AN | 19918.584 | 8104401 | no | no |  |  | no |  |  | 1430567.218 | 15474335.357 |  | -1
node_8104401_200880342 |  |  | PQ | AN | 19918.584 | 8104401 | no | no |  |  | no |  |  | 1430842.933 | 15474296.441 |  | -1
node_8104401_200880343 |  |  | PQ | AN | 19918.584 | 8104401 | no | no |  |  | no |  |  | 1431110.245 | 15474359.355 |  | -1
node_8104401_200880345 |  |  | PQ | AN | 19918.584 | 8104401 | no | no |  |  | no |  |  | 1430270.78 | 15469808.041 |  | -1
node_8104401_200880346 |  |  | PQ | AN | 19918.584 | 8104401 | no | no |  |  | no |  |  | 1430503.704 | 15470008.459 |  | -1
node_8104401_200880347 |  |  | PQ | AN | 19918.584 | 8104401 | no | no |  |  | no |  |  | 1430733.258 | 15470173.675 |  | -1
node_8104401_200880348 |  |  | PQ | AN | 19918.584 | 8104401 | no | no |  |  | no |  |  | 1430969.049 | 15470354.864 |  | -1
node_8104401_200880349 |  |  | PQ | AN | 19918.584 | 8104401 | no | no |  |  | no |  |  | 1431168.322 | 15470555.062 |  | -1
node_8104401_200880350 |  |  | PQ | AN | 19918.584 | 8104401 | no | no |  |  | no |  |  | 1431413.541 | 15470663.133 |  | -1
node_8104401_200880351 |  |  | PQ | AN | 19918.584 | 8104401 | no | no |  |  | no |  |  | 1431389.668 | 15470938.199 |  | -1
node_8104401_200880541 |  |  | PQ | AN | 2771.281 | 8104401 | no | no |  |  | no |  |  | 1423252.372 | 15462488.309 |  | -1
node_8104401_200880609 |  |  | PQ | AD | 2771.281 | 8104401 | no | no |  |  | no |  |  | 1417245.338 | 15459906.596 |  | -1
node_8104401_200880610 |  |  | PQ | AD | 2771.281 | 8104401 | no | no |  |  | no |  |  | 1417496.71 | 15460030.655 |  | -1
node_8104401_200880611 |  |  | PQ | AN | 2771.281 | 8104401 | no | no |  |  | no |  |  | 1417689.167 | 15460031.582 |  | -1
node_8104401_200880612 |  |  | PQ | AD | 2771.281 | 8104401 | no | no |  |  | no |  |  | 1417933.898 | 15460039.572 |  | -1
node_8104401_200880613 |  |  | PQ | AN | 2771.281 | 8104401 | no | no |  |  | no |  |  | 1418241.097 | 15459926.074 |  | -1
node_8104401_200880615 |  |  | PQ | AD | 2771.281 | 8104401 | no | no |  |  | no |  |  | 1418540.218 | 15459955.835 |  | -1
node_8104401_200880616 |  |  | PQ | AD | 2771.281 | 8104401 | no | no |  |  | no |  |  | 1418763.696 | 15460117.299 |  | -1
node_8104401_200880617 |  |  | PQ | AD | 2771.281 | 8104401 | no | no |  |  | no |  |  | 1419023.332 | 15460258.846 |  | -1
node_8104401_200880618 |  |  | PQ | AN | 2771.281 | 8104401 | no | no |  |  | no |  |  | 1419299.72 | 15460405.685 |  | -1
node_8104401_200880621 |  |  | PQ | AN | 2771.281 | 8104401 | no | no |  |  | no |  |  | 1419576.766 | 15460572.583 |  | -1
node_8104401_200880622 |  |  | PQ | AD | 2771.281 | 8104401 | no | no |  |  | no |  |  | 1419774.877 | 15460590.611 |  | -1
node_8104401_200880623 |  |  | PQ | AN | 2771.281 | 8104401 | no | no |  |  | no |  |  | 1420004.848 | 15460726.78 |  | -1
node_8104401_200880624 |  |  | PQ | AN | 2771.281 | 8104401 | no | no |  |  | no |  |  | 1420045.105 | 15460431.821 |  | -1
node_8104401_200880626 |  |  | PQ | AN | 2771.281 | 8104401 | no | no |  |  | no |  |  | 1420186.046 | 15460071.373 |  | -1
node_8104401_200880631 |  |  | PQ | AD | 2771.281 | 8104401 | no | no |  |  | no |  |  | 1420170.921 | 15460944.134 |  | -1
node_8104401_200880632 |  |  | PQ | AN | 2771.281 | 8104401 | no | no |  |  | no |  |  | 1420366.23 | 15461118.029 |  | -1
node_8104401_200880634 |  |  | PQ | AD | 2771.281 | 8104401 | no | no |  |  | no |  |  | 1420621.961 | 15461344.924 |  | -1
node_8104401_200880635 |  |  | PQ | AD | 2771.281 | 8104401 | no | no |  |  | no |  |  | 1420870.88 | 15461342.881 |  | -1
node_8104401_200880636 |  |  | PQ | AD | 2771.281 | 8104401 | no | no |  |  | no |  |  | 1421128.396 | 15461536.893 |  | -1
node_8104401_200880637 |  |  | PQ | AN | 2771.281 | 8104401 | no | no |  |  | no |  |  | 1421410.328 | 15461741.611 |  | -1
node_8104401_200880638 |  |  | PQ | AD | 2771.281 | 8104401 | no | no |  |  | no |  |  | 1421541.821 | 15461929.435 |  | -1
node_8104401_200880639 |  |  | PQ | AD | 2771.281 | 8104401 | no | no |  |  | no |  |  | 1421759.723 | 15462031.717 |  | -1
node_8104401_200880640 |  |  | PQ | AD | 2771.281 | 8104401 | no | no |  |  | no |  |  | 1421962.315 | 15462132.983 |  | -1
node_8104401_200880642 |  |  | PQ | AD | 2771.281 | 8104401 | no | no |  |  | no |  |  | 1422318.96 | 15462386.137 |  | -1
node_8104401_200880643 |  |  | PQ | AN | 2771.281 | 8104401 | no | no |  |  | no |  |  | 1422658.309 | 15462641.036 |  | -1
node_8104401_200880644 |  |  | PQ | AN | 2771.281 | 8104401 | no | no |  |  | no |  |  | 1422851.262 | 15462755.8 |  | -1
node_8104401_200880645 |  |  | PQ | AN | 2771.281 | 8104401 | no | no |  |  | no |  |  | 1423097.344 | 15462914.425 |  | -1
node_8104401_200880646 |  |  | PQ | AN | 2771.281 | 8104401 | no | no |  |  | no |  |  | 1423337.3 | 15462731.914 |  | -1
node_8104401_200880647 |  |  | PQ | AN | 2771.281 | 8104401 | no | no |  |  | no |  |  | 1423456.348 | 15462966.069 |  | -1
node_8104401_200880648 |  |  | PQ | AD | 2771.281 | 8104401 | no | no |  |  | no |  |  | 1423402.275 | 15463162.785 |  | -1
node_8104401_200880649 |  |  | PQ | AN | 2771.281 | 8104401 | no | no |  |  | no |  |  | 1423513.86 | 15463247.441 |  | -1
node_8104401_200880650 |  |  | PQ | AD | 2771.281 | 8104401 | no | no |  |  | no |  |  | 1423686.337 | 15463369.328 |  | -1
node_8104401_200880651 |  |  | PQ | AN | 2771.281 | 8104401 | no | no |  |  | no |  |  | 1424091.473 | 15463657.732 |  | -1
node_8104401_200880652 |  |  | PQ | AD | 2771.281 | 8104401 | no | no |  |  | no |  |  | 1424612.193 | 15464031.942 |  | -1
node_8104401_200880653 |  |  | PQ | AN | 2771.281 | 8104401 | no | no |  |  | no |  |  | 1424780.413 | 15464125.017 |  | -1
node_8104401_200880654 |  |  | PQ | AD | 2771.281 | 8104401 | no | no |  |  | no |  |  | 1424941.008 | 15464209.769 |  | -1
node_8104401_200880655 |  |  | PQ | AN | 2771.281 | 8104401 | no | no |  |  | no |  |  | 1425053.409 | 15463871.875 |  | -1
node_8104401_200880656 |  |  | PQ | AN | 2771.281 | 8104401 | no | no |  |  | no |  |  | 1425210.034 | 15464271.147 |  | -1
node_8104401_200880657 |  |  | PQ | AD | 2771.281 | 8104401 | no | no |  |  | no |  |  | 1425450.431 | 15464331.857 |  | -1
node_8104401_200880658 |  |  | PQ | AN | 2771.281 | 8104401 | no | no |  |  | no |  |  | 1425965.957 | 15464466.008 |  | -1
node_8104401_200880659 |  |  | PQ | AN | 2771.281 | 8104401 | no | no |  |  | no |  |  | 1426291.707 | 15464705.218 |  | -1
node_8104401_200880660 |  |  | PQ | AD | 2771.281 | 8104401 | no | no |  |  | no |  |  | 1426675.071 | 15464843.975 |  | -1
node_8104401_200880661 |  |  | PQ | AN | 2771.281 | 8104401 | no | no |  |  | no |  |  | 1426873.129 | 15464890.679 |  | -1
node_8104401_200880662 |  |  | PQ | AD | 2771.281 | 8104401 | no | no |  |  | no |  |  | 1426654.684 | 15464643.569 |  | -1
node_8104401_200880663 |  |  | PQ | AD | 2771.281 | 8104401 | no | no |  |  | no |  |  | 1426380.906 | 15464418.987 |  | -1
node_8104401_200880664 |  |  | PQ | AN | 2771.281 | 8104401 | no | no |  |  | no |  |  | 1426070.441 | 15464274.057 |  | -1
node_8104401_200880665 |  |  | PQ | AN | 2771.281 | 8104401 | no | no |  |  | no |  |  | 1425848.658 | 15464171.501 |  | -1
node_8104401_200880666 |  |  | PQ | AD | 2771.281 | 8104401 | no | no |  |  | no |  |  | 1425648.391 | 15464078.287 |  | -1
node_8104401_200880667 |  |  | PQ | AN | 2771.281 | 8104401 | no | no |  |  | no |  |  | 1425767.275 | 15463857.935 |  | -1
node_8104401_200880668 |  |  | PQ | AD | 2771.281 | 8104401 | no | no |  |  | no |  |  | 1427060.033 | 15465124.681 |  | -1
node_8104401_200880864 |  |  | PQ | AN | 2771.281 | 8104401 | no | no |  |  | no |  |  | 1423639.799 | 15463663.429 |  | -1
node_8104401_200880866 |  |  | PQ | AN | 2771.281 | 8104401 | no | no |  |  | no |  |  | 1423486.322 | 15466681.073 |  | -1
node_8104401_200880868 |  |  | PQ | AD | 2771.281 | 8104401 | no | no |  |  | no |  |  | 1423542.262 | 15464011.957 |  | -1
node_8104401_200880869 |  |  | PQ | AN | 2771.281 | 8104401 | no | no |  |  | no |  |  | 1423523.497 | 15464368.709 |  | -1
node_8104401_200880870 |  |  | PQ | AN | 2771.281 | 8104401 | no | no |  |  | no |  |  | 1423514.512 | 15464772.035 |  | -1
node_8104401_200880871 |  |  | PQ | AN | 2771.281 | 8104401 | no | no |  |  | no |  |  | 1423506.934 | 15465147.751 |  | -1
node_8104401_200880872 |  |  | PQ | AN | 2771.281 | 8104401 | no | no |  |  | no |  |  | 1423508.389 | 15465530.37 |  | -1
node_8104401_200880876 |  |  | PQ | AD | 2771.281 | 8104401 | no | no |  |  | no |  |  | 1423509.82 | 15465885.142 |  | -1
node_8104401_200880877 |  |  | PQ | AN | 2771.281 | 8104401 | no | no |  |  | no |  |  | 1423520.603 | 15466157.009 |  | -1
node_8104401_200880878 |  |  | PQ | AN | 2771.281 | 8104401 | no | no |  |  | no |  |  | 1423532.466 | 15466433.67 |  | -1
node_8104401_200881170 |  |  | PQ | AD | 2771.281 | 8104401 | no | no |  |  | no |  |  | 1421842.823 | 15462430.264 |  | -1
node_8104401_200881171 |  |  | PQ | AD | 2771.281 | 8104401 | no | no |  |  | no |  |  | 1421833.869 | 15462516.411 |  | -1
node_8104401_200881172 |  |  | PQ | AN | 2771.281 | 8104401 | no | no |  |  | no |  |  | 1422113.943 | 15462613.989 |  | -1
node_8104401_200881173 |  |  | PQ | AD | 2771.281 | 8104401 | no | no |  |  | no |  |  | 1420083.029 | 15463432.951 |  | -1
node_8104401_200881174 |  |  | PQ | AN | 2771.281 | 8104401 | no | no |  |  | no |  |  | 1419754.753 | 15463411.385 |  | -1
node_8104401_200881175 |  |  | PQ | AD | 2771.281 | 8104401 | no | no |  |  | no |  |  | 1419746.465 | 15463613.644 |  | -1
node_8104401_200881176 |  |  | PQ | AD | 2771.281 | 8104401 | no | no |  |  | no |  |  | 1419729.746 | 15463916.352 |  | -1
node_8104401_200881177 |  |  | PQ | AN | 2771.281 | 8104401 | no | no |  |  | no |  |  | 1419774.549 | 15464190.173 |  | -1
node_8104401_200881178 |  |  | PQ | AD | 2771.281 | 8104401 | no | no |  |  | no |  |  | 1419767.346 | 15464474.952 |  | -1
node_8104401_200881179 |  |  | PQ | AD | 2771.281 | 8104401 | no | no |  |  | no |  |  | 1419526.336 | 15464470.521 |  | -1
node_8104401_200881180 |  |  | PQ | AN | 2771.281 | 8104401 | no | no |  |  | no |  |  | 1419228.538 | 15464478.935 |  | -1
node_8104401_200881181 |  |  | PQ | AD | 2771.281 | 8104401 | no | no |  |  | no |  |  | 1419760.791 | 15464743.749 |  | -1
node_8104401_200881182 |  |  | PQ | AD | 2771.281 | 8104401 | no | no |  |  | no |  |  | 1419741.161 | 15465018.28 |  | -1
node_8104401_200881183 |  |  | PQ | AN | 2771.281 | 8104401 | no | no |  |  | no |  |  | 1419728.562 | 15465249.783 |  | -1
node_8104401_200881185 |  |  | PQ | AN | 2771.281 | 8104401 | no | no |  |  | no |  |  | 1421813.195 | 15462800.378 |  | -1
node_8104401_200881192 |  |  | PQ | AN | 2771.281 | 8104401 | no | no |  |  | no |  |  | 1421787.241 | 15463118.083 |  | -1
node_8104401_200881193 |  |  | PQ | AN | 2771.281 | 8104401 | no | no |  |  | no |  |  | 1421764.688 | 15463421.579 |  | -1
node_8104401_200881194 |  |  | PQ | AN | 2771.281 | 8104401 | no | no |  |  | no |  |  | 1421605.963 | 15463436.473 |  | -1
node_8104401_200881195 |  |  | PQ | AD | 2771.281 | 8104401 | no | no |  |  | no |  |  | 1421397.758 | 15463462.252 |  | -1
node_8104401_200881197 |  |  | PQ | AN | 2771.281 | 8104401 | no | no |  |  | no |  |  | 1421063.784 | 15463419.247 |  | -1
node_8104401_200881198 |  |  | PQ | AD | 2771.281 | 8104401 | no | no |  |  | no |  |  | 1420743.791 | 15463474.445 |  | -1
node_8104401_200881200 |  |  | PQ | AD | 2771.281 | 8104401 | no | no |  |  | no |  |  | 1420419.33 | 15463453.684 |  | -1
node_8104401_200881202 |  |  | PQ | AD | 2771.281 | 8104401 | no | no |  |  | no |  |  | 1423834.702 | 15463181.105 |  | -1
node_8104401_200881203 |  |  | PQ | AD | 2771.281 | 8104401 | no | no |  |  | no |  |  | 1424977.76 | 15461275.765 |  | -1
node_8104401_200881204 |  |  | PQ | AD | 2771.281 | 8104401 | no | no |  |  | no |  |  | 1424999.495 | 15460942.712 |  | -1
node_8104401_200881205 |  |  | PQ | AD | 2771.281 | 8104401 | no | no |  |  | no |  |  | 1425007.297 | 15460608.971 |  | -1
node_8104401_200881206 |  |  | PQ | AD | 2771.281 | 8104401 | no | no |  |  | no |  |  | 1425011.245 | 15460318.46 |  | -1
node_8104401_200881207 |  |  | PQ | AD | 2771.281 | 8104401 | no | no |  |  | no |  |  | 1425047.187 | 15460023.704 |  | -1
node_8104401_200881208 |  |  | PQ | AN | 2771.281 | 8104401 | no | no |  |  | no |  |  | 1425013.368 | 15459688.331 |  | -1
node_8104401_200881209 |  |  | PQ | AN | 2771.281 | 8104401 | no | no |  |  | no |  |  | 1425039.559 | 15459397.969 |  | -1
node_8104401_200881210 |  |  | PQ | AN | 2771.281 | 8104401 | no | no |  |  | no |  |  | 1425044.053 | 15459071.508 |  | -1
node_8104401_200881211 |  |  | PQ | AD | 2771.281 | 8104401 | no | no |  |  | no |  |  | 1425098.255 | 15458773.072 |  | -1
node_8104401_200881212 |  |  | PQ | AD | 2771.281 | 8104401 | no | no |  |  | no |  |  | 1425074.4 | 15458441.883 |  | -1
node_8104401_200881213 |  |  | PQ | AN | 2771.281 | 8104401 | no | no |  |  | no |  |  | 1424008.867 | 15462993.553 |  | -1
node_8104401_200881215 |  |  | PQ | AD | 2771.281 | 8104401 | no | no |  |  | no |  |  | 1425085.475 | 15458159.432 |  | -1
node_8104401_200881216 |  |  | PQ | AD | 2771.281 | 8104401 | no | no |  |  | no |  |  | 1425087.076 | 15457873.226 |  | -1
node_8104401_200881217 |  |  | PQ | AD | 2771.281 | 8104401 | no | no |  |  | no |  |  | 1425114.074 | 15457588.592 |  | -1
node_8104401_200881218 |  |  | PQ | AD | 2771.281 | 8104401 | no | no |  |  | no |  |  | 1425131.041 | 15457288.93 |  | -1
node_8104401_200881219 |  |  | PQ | AN | 2771.281 | 8104401 | no | no |  |  | no |  |  | 1425179.549 | 15456989.684 |  | -1
node_8104401_200881221 |  |  | PQ | AN | 2771.281 | 8104401 | no | no |  |  | no |  |  | 1425145.652 | 15456699.23 |  | -1
node_8104401_200881222 |  |  | PQ | AD | 2771.281 | 8104401 | no | no |  |  | no |  |  | 1424153.062 | 15462772.836 |  | -1
node_8104401_200881223 |  |  | PQ | AD | 2771.281 | 8104401 | no | no |  |  | no |  |  | 1424402.757 | 15462634.136 |  | -1
node_8104401_200881224 |  |  | PQ | AD | 2771.281 | 8104401 | no | no |  |  | no |  |  | 1424669.949 | 15462475.907 |  | -1
node_8104401_200881225 |  |  | PQ | AD | 2771.281 | 8104401 | no | no |  |  | no |  |  | 1424798.713 | 15462271.232 |  | -1
node_8104401_200881226 |  |  | PQ | AD | 2771.281 | 8104401 | no | no |  |  | no |  |  | 1424918.627 | 15462059.437 |  | -1
node_8104401_200881227 |  |  | PQ | AD | 2771.281 | 8104401 | no | no |  |  | no |  |  | 1424928.403 | 15461783.288 |  | -1
node_8104401_200881228 |  |  | PQ | AN | 2771.281 | 8104401 | no | no |  |  | no |  |  | 1424993.484 | 15461497.695 |  | -1
node_8104401_200881229 |  |  | PQ | AN | 2771.281 | 8104401 | no | no |  |  | no |  |  | 1426764.386 | 15468320.263 |  | -1
node_8104401_200881230 |  |  | PQ | AD | 2771.281 | 8104401 | no | no |  |  | no |  |  | 1427115.392 | 15468326.206 |  | -1
node_8104401_200881561 |  |  | PQ | AD | 2771.281 | 8104401 | no | no |  |  | no |  |  | 1430359.031 | 15413807.634 |  | -1
node_8104401_200881562 |  |  | PQ | AD | 2771.281 | 8104401 | no | no |  |  | no |  |  | 1430415.983 | 15414104.445 |  | -1
node_8104401_200881563 |  |  | PQ | AN | 2771.281 | 8104401 | no | no |  |  | no |  |  | 1430458.812 | 15414315.198 |  | -1
node_8104401_200881564 |  |  | PQ | AD | 2771.281 | 8104401 | no | no |  |  | no |  |  | 1430520.39 | 15414590.535 |  | -1
node_8104401_200881565 |  |  | PQ | AD | 2771.281 | 8104401 | no | no |  |  | no |  |  | 1430582.831 | 15414909.743 |  | -1
node_8104401_200881566 |  |  | PQ | AD | 2771.281 | 8104401 | no | no |  |  | no |  |  | 1430702.337 | 15415216.541 |  | -1
node_8104401_200881567 |  |  | PQ | AD | 2771.281 | 8104401 | no | no |  |  | no |  |  | 1430845.121 | 15415603.337 |  | -1
node_8104401_200881568 |  |  | PQ | AD | 2771.281 | 8104401 | no | no |  |  | no |  |  | 1430986.091 | 15415980.249 |  | -1
node_8104401_200881569 |  |  | PQ | AD | 2771.281 | 8104401 | no | no |  |  | no |  |  | 1431125.077 | 15416357.028 |  | -1
node_8104401_200881571 |  |  | PQ | AN | 2771.281 | 8104401 | no | no |  |  | no |  |  | 1430739.242 | 15415948.649 |  | -1
node_8104401_200881580 |  |  | PQ | AN | 2771.281 | 8104401 | no | no |  |  | no |  |  | 1433002.497 | 15419367.988 |  | -1
node_8104401_200881582 |  |  | PQ | AN | 2771.281 | 8104401 | no | no |  |  | no |  |  | 1433285.018 | 15419787.383 |  | -1
node_8104401_200881586 |  |  | PQ | AD | 2771.281 | 8104401 | no | no |  |  | no |  |  | 1433809.415 | 15420736.247 |  | -1
node_8104401_200881587 |  |  | PQ | AN | 2771.281 | 8104401 | no | no |  |  | no |  |  | 1433563.919 | 15420788.252 |  | -1
node_8104401_200881919 |  |  | PQ | AD | 2771.281 | 8104401 | no | no |  |  | no |  |  | 1430140.144 | 15413617.315 |  | -1
node_8104401_200881920 |  |  | PQ | AD | 2771.281 | 8104401 | no | no |  |  | no |  |  | 1428879.545 | 15410343.153 |  | -1
node_8104401_200881921 |  |  | PQ | AD | 2771.281 | 8104401 | no | no |  |  | no |  |  | 1428667.69 | 15410185.413 |  | -1
node_8104401_200881922 |  |  | PQ | AD | 2771.281 | 8104401 | no | no |  |  | no |  |  | 1428927.902 | 15410029.882 |  | -1
node_8104401_200881924 |  |  | PQ | AN | 2771.281 | 8104401 | no | no |  |  | no |  |  | 1429155.225 | 15409973.93 |  | -1
node_8104401_200881925 |  |  | PQ | AD | 2771.281 | 8104401 | no | no |  |  | no |  |  | 1428415.226 | 15410109.108 |  | -1
node_8104401_200881926 |  |  | PQ | AD | 2771.281 | 8104401 | no | no |  |  | no |  |  | 1428130.093 | 15410021.444 |  | -1
node_8104401_200881927 |  |  | PQ | AN | 2771.281 | 8104401 | no | no |  |  | no |  |  | 1427956.906 | 15410014.789 |  | -1
node_8104401_200881928 |  |  | PQ | AD | 2771.281 | 8104401 | no | no |  |  | no |  |  | 1430119.214 | 15413346.154 |  | -1
node_8104401_200881929 |  |  | PQ | AD | 2771.281 | 8104401 | no | no |  |  | no |  |  | 1430094.322 | 15413001.539 |  | -1
node_8104401_200881930 |  |  | PQ | AD | 2771.281 | 8104401 | no | no |  |  | no |  |  | 1430074.512 | 15412769.83 |  | -1
node_8104401_200881931 |  |  | PQ | AN | 2771.281 | 8104401 | no | no |  |  | no |  |  | 1429913.235 | 15412699.29 |  | -1
node_8104401_200881932 |  |  | PQ | AN | 2771.281 | 8104401 | no | no |  |  | no |  |  | 1429740.266 | 15412672.569 |  | -1
node_8104401_200881934 |  |  | PQ | AD | 2771.281 | 8104401 | no | no |  |  | no |  |  | 1429487.127 | 15412650.781 |  | -1
node_8104401_200881935 |  |  | PQ | AN | 2771.281 | 8104401 | no | no |  |  | no |  |  | 1430050.593 | 15412527.859 |  | -1
node_8104401_200881938 |  |  | PQ | AN | 2771.281 | 8104401 | no | no |  |  | no |  |  | 1429840.198 | 15412009.999 |  | -1
node_8104401_200881939 |  |  | PQ | AD | 2771.281 | 8104401 | no | no |  |  | no |  |  | 1429422.526 | 15411243.616 |  | -1
node_8104401_200881940 |  |  | PQ | AD | 2771.281 | 8104401 | no | no |  |  | no |  |  | 1429301.729 | 15411008.576 |  | -1
node_8104401_200881941 |  |  | PQ | AD | 2771.281 | 8104401 | no | no |  |  | no |  |  | 1429184.046 | 15410779.089 |  | -1
node_8104401_200881942 |  |  | PQ | AD | 2771.281 | 8104401 | no | no |  |  | no |  |  | 1429093.399 | 15410503.905 |  | -1
node_8104401_200882068 |  |  | PQ | AN | 2771.281 | 8104401 | no | no |  |  | no |  |  | 1431832.002 | 15416728.997 |  | -1
node_8104401_200882069 |  |  | PQ | AD | 2771.281 | 8104401 | no | no |  |  | no |  |  | 1431983.761 | 15416612.61 |  | -1
node_8104401_200882071 |  |  | PQ | AN | 2771.281 | 8104401 | no | no |  |  | no |  |  | 1432396.051 | 15416142.627 |  | -1
node_8104401_200882072 |  |  | PQ | AD | 2771.281 | 8104401 | no | no |  |  | no |  |  | 1432323.777 | 15416803.361 |  | -1
node_8104401_200882073 |  |  | PQ | AN | 2771.281 | 8104401 | no | no |  |  | no |  |  | 1432962.132 | 15416888.18 |  | -1
node_8104401_200882248 |  |  | PQ | AD | 2771.281 | 8104401 | no | no |  |  | no |  |  | 1430823.608 | 15416144.704 |  | -1
node_8104401_200882249 |  |  | PQ | AD | 2771.281 | 8104401 | no | no |  |  | no |  |  | 1430693.081 | 15416019.2 |  | -1
node_8104401_200882250 |  |  | PQ | AN | 2771.281 | 8104401 | no | no |  |  | no |  |  | 1430622.164 | 15416095.503 |  | -1
node_8104401_200882251 |  |  | PQ | AD | 2771.281 | 8104401 | no | no |  |  | no |  |  | 1430459.971 | 15415952.238 |  | -1
node_8104401_200882252 |  |  | PQ | AD | 2771.281 | 8104401 | no | no |  |  | no |  |  | 1430187.716 | 15416122.409 |  | -1
node_8104401_200882253 |  |  | PQ | AN | 2771.281 | 8104401 | no | no |  |  | no |  |  | 1430158.375 | 15416327.49 |  | -1
node_8104401_200882602 |  |  | PQ | AD | 2771.281 | 8104401 | no | no |  |  | no |  |  | 1400888.185 | 15449291.26 |  | -1
node_8104401_200882603 |  |  | PQ | AD | 2771.281 | 8104401 | no | no |  |  | no |  |  | 1401253.421 | 15449376.332 |  | -1
node_8104401_200882604 |  |  | PQ | AD | 2771.281 | 8104401 | no | no |  |  | no |  |  | 1401505.48 | 15449430.858 |  | -1
node_8104401_200882605 |  |  | PQ | AD | 2771.281 | 8104401 | no | no |  |  | no |  |  | 1401747.903 | 15449485.349 |  | -1
node_8104401_200882606 |  |  | PQ | AD | 2771.281 | 8104401 | no | no |  |  | no |  |  | 1402050.25 | 15449543.444 |  | -1
node_8104401_200882607 |  |  | PQ | AD | 2771.281 | 8104401 | no | no |  |  | no |  |  | 1402330.855 | 15449608.068 |  | -1
node_8104401_200882608 |  |  | PQ | AD | 2771.281 | 8104401 | no | no |  |  | no |  |  | 1402537.155 | 15449655.444 |  | -1
node_8104401_200882610 |  |  | PQ | AN | 2771.281 | 8104401 | no | no |  |  | no |  |  | 1403222.527 | 15449809.118 |  | -1
node_8104401_200882611 |  |  | PQ | AD | 2771.281 | 8104401 | no | no |  |  | no |  |  | 1403479.83 | 15449757.597 |  | -1
node_8104401_200882612 |  |  | PQ | AN | 2771.281 | 8104401 | no | no |  |  | no |  |  | 1403662.503 | 15449609.104 |  | -1
node_8104401_200882613 |  |  | PQ | AD | 2771.281 | 8104401 | no | no |  |  | no |  |  | 1403803.369 | 15449370.526 |  | -1
node_8104401_200882614 |  |  | PQ | AD | 2771.281 | 8104401 | no | no |  |  | no |  |  | 1403887.187 | 15449076.053 |  | -1
node_8104401_200882615 |  |  | PQ | AN | 2771.281 | 8104401 | no | no |  |  | no |  |  | 1403963.779 | 15448799.517 |  | -1
node_8104401_200882616 |  |  | PQ | AN | 2771.281 | 8104401 | no | no |  |  | no |  |  | 1404014.876 | 15448516.534 |  | -1
node_8104401_200882618 |  |  | PQ | AD | 2771.281 | 8104401 | no | no |  |  | no |  |  | 1404057.681 | 15448241.042 |  | -1
node_8104401_200882619 |  |  | PQ | AD | 2771.281 | 8104401 | no | no |  |  | no |  |  | 1404046.449 | 15447939.527 |  | -1
node_8104401_200882620 |  |  | PQ | AD | 2771.281 | 8104401 | no | no |  |  | no |  |  | 1404225.927 | 15447739.666 |  | -1
node_8104401_200882622 |  |  | PQ | AD | 2771.281 | 8104401 | no | no |  |  | no |  |  | 1404403.88 | 15447527.052 |  | -1
node_8104401_200882623 |  |  | PQ | AD | 2771.281 | 8104401 | no | no |  |  | no |  |  | 1404642.257 | 15447434.364 |  | -1
node_8104401_200882624 |  |  | PQ | AD | 2771.281 | 8104401 | no | no |  |  | no |  |  | 1404955.484 | 15447483.356 |  | -1
node_8104401_200882625 |  |  | PQ | AN | 2771.281 | 8104401 | no | no |  |  | no |  |  | 1405250.813 | 15447532.516 |  | -1
node_8104401_200882626 |  |  | PQ | AD | 2771.281 | 8104401 | no | no |  |  | no |  |  | 1398870.255 | 15449326.335 |  | -1
node_8104401_200882628 |  |  | PQ | AN | 2771.281 | 8104401 | no | no |  |  | no |  |  | 1399501.659 | 15449316.294 |  | -1
node_8104401_200882629 |  |  | PQ | AN | 2771.281 | 8104401 | no | no |  |  | no |  |  | 1399873.801 | 15449309.736 |  | -1
node_8104401_200882630 |  |  | PQ | AD | 2771.281 | 8104401 | no | no |  |  | no |  |  | 1400070.144 | 15449307.512 |  | -1
node_8104401_200882631 |  |  | PQ | AN | 2771.281 | 8104401 | no | no |  |  | no |  |  | 1400278.058 | 15449301.379 |  | -1
node_8104401_200882632 |  |  | PQ | AD | 2771.281 | 8104401 | no | no |  |  | no |  |  | 1400580.031 | 15449299.086 |  | -1
node_8104401_200882637 |  |  | PQ | AD | 2771.281 | 8104401 | no | no |  |  | no |  |  | 1394551.556 | 15434699.815 |  | -1
node_8104401_200882638 |  |  | PQ | AD | 2771.281 | 8104401 | no | no |  |  | no |  |  | 1394633.616 | 15434953.781 |  | -1
node_8104401_200882639 |  |  | PQ | AD | 2771.281 | 8104401 | no | no |  |  | no |  |  | 1394702.657 | 15435193.696 |  | -1
node_8104401_200882640 |  |  | PQ | AD | 2771.281 | 8104401 | no | no |  |  | no |  |  | 1394809.047 | 15435462.309 |  | -1
node_8104401_200882641 |  |  | PQ | AD | 2771.281 | 8104401 | no | no |  |  | no |  |  | 1394916.592 | 15435742.323 |  | -1
node_8104401_200882642 |  |  | PQ | AD | 2771.281 | 8104401 | no | no |  |  | no |  |  | 1395019.471 | 15436005.34 |  | -1
node_8104401_200882643 |  |  | PQ | AD | 2771.281 | 8104401 | no | no |  |  | no |  |  | 1395122.059 | 15436284.065 |  | -1
node_8104401_200882644 |  |  | PQ | AD | 2771.281 | 8104401 | no | no |  |  | no |  |  | 1395237.59 | 15436546.22 |  | -1
node_8104401_200882645 |  |  | PQ | AD | 2771.281 | 8104401 | no | no |  |  | no |  |  | 1395358.718 | 15436816.827 |  | -1
node_8104401_200882646 |  |  | PQ | AD | 2771.281 | 8104401 | no | no |  |  | no |  |  | 1395471.453 | 15437072.287 |  | -1
node_8104401_200882647 |  |  | PQ | AD | 2771.281 | 8104401 | no | no |  |  | no |  |  | 1395583.483 | 15437335.421 |  | -1
node_8104401_200882648 |  |  | PQ | AD | 2771.281 | 8104401 | no | no |  |  | no |  |  | 1395688.997 | 15437571.417 |  | -1
node_8104401_200882649 |  |  | PQ | AD | 2771.281 | 8104401 | no | no |  |  | no |  |  | 1395801.284 | 15437835.963 |  | -1
node_8104401_200882650 |  |  | PQ | AD | 2771.281 | 8104401 | no | no |  |  | no |  |  | 1396000.25 | 15438084.241 |  | -1
node_8104401_200882651 |  |  | PQ | AN | 2771.281 | 8104401 | no | no |  |  | no |  |  | 1396077.665 | 15438403.282 |  | -1
node_8104401_200882652 |  |  | PQ | AD | 2771.281 | 8104401 | no | no |  |  | no |  |  | 1396253.581 | 15438621.93 |  | -1
node_8104401_200882653 |  |  | PQ | AD | 2771.281 | 8104401 | no | no |  |  | no |  |  | 1396435.384 | 15438845.583 |  | -1
node_8104401_200882654 |  |  | PQ | AD | 2771.281 | 8104401 | no | no |  |  | no |  |  | 1396646.004 | 15439083.052 |  | -1
node_8104401_200882655 |  |  | PQ | AN | 2771.281 | 8104401 | no | no |  |  | no |  |  | 1396845.157 | 15439314.027 |  | -1
node_8104401_200882657 |  |  | PQ | AN | 2771.281 | 8104401 | no | no |  |  | no |  |  | 1397035.116 | 15439434.375 |  | -1
node_8104401_200882658 |  |  | PQ | AN | 2771.281 | 8104401 | no | no |  |  | no |  |  | 1397077.665 | 15439716.447 |  | -1
node_8104401_200882659 |  |  | PQ | AN | 2771.281 | 8104401 | no | no |  |  | no |  |  | 1397095.567 | 15439881.759 |  | -1
node_8104401_200882661 |  |  | PQ | AN | 2771.281 | 8104401 | no | no |  |  | no |  |  | 1397174.236 | 15440267.155 |  | -1
node_8104401_200882662 |  |  | PQ | AD | 2771.281 | 8104401 | no | no |  |  | no |  |  | 1397247.326 | 15440639.983 |  | -1
node_8104401_200882663 |  |  | PQ | AN | 2771.281 | 8104401 | no | no |  |  | no |  |  | 1397438.087 | 15440898.003 |  | -1
node_8104401_200882664 |  |  | PQ | AD | 2771.281 | 8104401 | no | no |  |  | no |  |  | 1397435.553 | 15441115.703 |  | -1
node_8104401_200882665 |  |  | PQ | AD | 2771.281 | 8104401 | no | no |  |  | no |  |  | 1397576.68 | 15441402.532 |  | -1
node_8104401_200882666 |  |  | PQ | AD | 2771.281 | 8104401 | no | no |  |  | no |  |  | 1397711.898 | 15441667.731 |  | -1
node_8104401_200882667 |  |  | PQ | AD | 2771.281 | 8104401 | no | no |  |  | no |  |  | 1397858.226 | 15441966.803 |  | -1
node_8104401_200882857 |  |  | PQ | AN | 2771.281 | 8104401 | no | no |  |  | no |  |  | 1400724.65 | 15440977.511 |  | -1
node_8104401_200882858 |  |  | PQ | AN | 2771.281 | 8104401 | no | no |  |  | no |  |  | 1404920.008 | 15437863.939 |  | -1
node_8104401_200882859 |  |  | PQ | AN | 2771.281 | 8104401 | no | no |  |  | no |  |  | 1403962.034 | 15441887.33 |  | -1
node_8104401_200882860 |  |  | PQ | AN | 2771.281 | 8104401 | no | no |  |  | no |  |  | 1403752.373 | 15439226.783 |  | -1
node_8104401_200882861 |  |  | PQ | AN | 2771.281 | 8104401 | no | no |  |  | no |  |  | 1403469.386 | 15439393.132 |  | -1
node_8104401_200882862 |  |  | PQ | AN | 2771.281 | 8104401 | no | no |  |  | no |  |  | 1403265.967 | 15439509.132 |  | -1
node_8104401_200882863 |  |  | PQ | AD | 2771.281 | 8104401 | no | no |  |  | no |  |  | 1403046.109 | 15439587.947 |  | -1
node_8104401_200882864 |  |  | PQ | AN | 2771.281 | 8104401 | no | no |  |  | no |  |  | 1402754.837 | 15439755.722 |  | -1
node_8104401_200882865 |  |  | PQ | AN | 2771.281 | 8104401 | no | no |  |  | no |  |  | 1402413.748 | 15439942.112 |  | -1
node_8104401_200882867 |  |  | PQ | AD | 2771.281 | 8104401 | no | no |  |  | no |  |  | 1402023.448 | 15440158.436 |  | -1
node_8104401_200882868 |  |  | PQ | AD | 2771.281 | 8104401 | no | no |  |  | no |  |  | 1401579.125 | 15440447.454 |  | -1
node_8104401_200882869 |  |  | PQ | AD | 2771.281 | 8104401 | no | no |  |  | no |  |  | 1401344.205 | 15440592.626 |  | -1
node_8104401_200882870 |  |  | PQ | AD | 2771.281 | 8104401 | no | no |  |  | no |  |  | 1401107.853 | 15440750.252 |  | -1
node_8104401_200882871 |  |  | PQ | AD | 2771.281 | 8104401 | no | no |  |  | no |  |  | 1400921.495 | 15440946.213 |  | -1
node_8104401_200882872 |  |  | PQ | AD | 2771.281 | 8104401 | no | no |  |  | no |  |  | 1400824.704 | 15441098.869 |  | -1
node_8104401_200882873 |  |  | PQ | AD | 2771.281 | 8104401 | no | no |  |  | no |  |  | 1405405.79 | 15438533.584 |  | -1
node_8104401_200882874 |  |  | PQ | AD | 2771.281 | 8104401 | no | no |  |  | no |  |  | 1404933.991 | 15438541.333 |  | -1
node_8104401_200882875 |  |  | PQ | AD | 2771.281 | 8104401 | no | no |  |  | no |  |  | 1404938.763 | 15438463.517 |  | -1
node_8104401_200882876 |  |  | PQ | AN | 2771.281 | 8104401 | no | no |  |  | no |  |  | 1404474.594 | 15438814.809 |  | -1
node_8104401_200882877 |  |  | PQ | AN | 2771.281 | 8104401 | no | no |  |  | no |  |  | 1404072.923 | 15439043.531 |  | -1
node_8104401_200882878 |  |  | PQ | AN | 19918.584 | 8104401 | no | no |  |  | no |  |  | 1403202.066 | 15434815.816 |  | -1
node_8104401_200882879 |  |  | PQ | AN | 19918.584 | 8104401 | no | no |  |  | no |  |  | 1403004.737 | 15434962.302 |  | -1
node_8104401_200882880 |  |  | PQ | AN | 19918.584 | 8104401 | no | no |  |  | no |  |  | 1402804.11 | 15434954.772 |  | -1
node_8104401_200882881 |  |  | PQ | AN | 19918.584 | 8104401 | no | no |  |  | no |  |  | 1402603.886 | 15434948.337 |  | -1
node_8104401_200882882 |  |  | PQ | AN | 19918.584 | 8104401 | no | no |  |  | no |  |  | 1402250.084 | 15434939.042 |  | -1
node_8104401_200882883 |  |  | PQ | AN | 19918.584 | 8104401 | no | no |  |  | no |  |  | 1401892.902 | 15434933.851 |  | -1
node_8104401_200882884 |  |  | PQ | AN | 19918.584 | 8104401 | no | no |  |  | no |  |  | 1401755.666 | 15434923.258 |  | -1
node_8104401_200882885 |  |  | PQ | AN | 19918.584 | 8104401 | no | no |  |  | no |  |  | 1401652.875 | 15434840.734 |  | -1
node_8104401_200886405 |  |  | PQ | AN | 7199.558 | 8104401 | no | no |  |  | no |  |  | 1393175.169 | 15418487.605 |  | -1
node_8104401_200886406 |  |  | PQ | AN | 7199.558 | 8104401 | no | no |  |  | no |  |  | 1393252.327 | 15418698.844 |  | -1
node_8104401_200886412 |  |  | PQ | AN | 7199.558 | 8104401 | no | no |  |  | no |  |  | 1393388.102 | 15418633.818 |  | -1
node_8104401_200886444 |  |  | PQ | AN | 2771.281 | 8104401 | no | no |  |  | no |  |  | 1394960.481 | 15412167.325 |  | -1
node_8104401_200886447 |  |  | PQ | AD | 2771.281 | 8104401 | no | no |  |  | no |  |  | 1399184.994 | 15414675.686 |  | -1
node_8104401_200886448 |  |  | PQ | AD | 2771.281 | 8104401 | no | no |  |  | no |  |  | 1398927.31 | 15414553.669 |  | -1
node_8104401_200886449 |  |  | PQ | AD | 2771.281 | 8104401 | no | no |  |  | no |  |  | 1398609.53 | 15414410.938 |  | -1
node_8104401_200886450 |  |  | PQ | AD | 2771.281 | 8104401 | no | no |  |  | no |  |  | 1398369.506 | 15414187.782 |  | -1
node_8104401_200886451 |  |  | PQ | AD | 2771.281 | 8104401 | no | no |  |  | no |  |  | 1398103.486 | 15413948.677 |  | -1
node_8104401_200886452 |  |  | PQ | AD | 2771.281 | 8104401 | no | no |  |  | no |  |  | 1397862.103 | 15413716.843 |  | -1
node_8104401_200886453 |  |  | PQ | AD | 2771.281 | 8104401 | no | no |  |  | no |  |  | 1397605.795 | 15413475.484 |  | -1
node_8104401_200886454 |  |  | PQ | AD | 2771.281 | 8104401 | no | no |  |  | no |  |  | 1397336.126 | 15413227.882 |  | -1
node_8104401_200886456 |  |  | PQ | AD | 2771.281 | 8104401 | no | no |  |  | no |  |  | 1397081.982 | 15412983.838 |  | -1
node_8104401_200886457 |  |  | PQ | AD | 2771.281 | 8104401 | no | no |  |  | no |  |  | 1396878.893 | 15412800.697 |  | -1
node_8104401_200886458 |  |  | PQ | AD | 2771.281 | 8104401 | no | no |  |  | no |  |  | 1396680.375 | 15412615.908 |  | -1
node_8104401_200886459 |  |  | PQ | AN | 2771.281 | 8104401 | no | no |  |  | no |  |  | 1396394.639 | 15412486.552 |  | -1
node_8104401_200886460 |  |  | PQ | AD | 2771.281 | 8104401 | no | no |  |  | no |  |  | 1396123.677 | 15412346.988 |  | -1
node_8104401_200886461 |  |  | PQ | AD | 2771.281 | 8104401 | no | no |  |  | no |  |  | 1395830.483 | 15412208.372 |  | -1
node_8104401_200886462 |  |  | PQ | AN | 2771.281 | 8104401 | no | no |  |  | no |  |  | 1395695.339 | 15412367.293 |  | -1
node_8104401_200886463 |  |  | PQ | AD | 2771.281 | 8104401 | no | no |  |  | no |  |  | 1395524.788 | 15412060.169 |  | -1
node_8104401_200886464 |  |  | PQ | AN | 2771.281 | 8104401 | no | no |  |  | no |  |  | 1395201.918 | 15411898.36 |  | -1
node_8104401_200886465 |  |  | PQ | AD | 2771.281 | 8104401 | no | no |  |  | no |  |  | 1395109.012 | 15412006.217 |  | -1
node_8104401_200886466 |  |  | PQ | AN | 2771.281 | 8104401 | no | no |  |  | no |  |  | 1394833.21 | 15411733.264 |  | -1
node_8104401_200886468 |  |  | PQ | AN | 2771.281 | 8104401 | no | no |  |  | no |  |  | 1394517.759 | 15411560.126 |  | -1
node_8104401_200886469 |  |  | PQ | AN | 2771.281 | 8104401 | no | no |  |  | no |  |  | 1394208.681 | 15411390.227 |  | -1
node_8104401_200886471 |  |  | PQ | AN | 2771.281 | 8104401 | no | no |  |  | no |  |  | 1393825.346 | 15411223.401 |  | -1
node_8104401_200886475 |  |  | PQ | AN | 19918.584 | 8104401 | no | no |  |  | no |  |  | 1399604.105 | 15427285.272 |  | -1
node_8104401_200886476 |  |  | PQ | AD | 2771.281 | 8104401 | no | no |  |  | no |  |  | 1399664.556 | 15427140.875 |  | -1
node_8104401_200886477 |  |  | PQ | AD | 2771.281 | 8104401 | no | no |  |  | no |  |  | 1399757.244 | 15426928.051 |  | -1
node_8104401_200886478 |  |  | PQ | AD | 2771.281 | 8104401 | no | no |  |  | no |  |  | 1399909.635 | 15426566.466 |  | -1
node_8104401_200886479 |  |  | PQ | AD | 2771.281 | 8104401 | no | no |  |  | no |  |  | 1400002.819 | 15426453.435 |  | -1
node_8104401_200886480 |  |  | PQ | AN | 2771.281 | 8104401 | no | no |  |  | no |  |  | 1400142.892 | 15426264.775 |  | -1
node_8104401_200886482 |  |  | PQ | AD | 2771.281 | 8104401 | no | no |  |  | no |  |  | 1400459.282 | 15425847.245 |  | -1
node_8104401_200886483 |  |  | PQ | AD | 2771.281 | 8104401 | no | no |  |  | no |  |  | 1400710.541 | 15425527.051 |  | -1
node_8104401_200886484 |  |  | PQ | AN | 2771.281 | 8104401 | no | no |  |  | no |  |  | 1400959.56 | 15425206.068 |  | -1
node_8104401_200886485 |  |  | PQ | AN | 2771.281 | 8104401 | no | no |  |  | no |  |  | 1401197.081 | 15425112.42 |  | -1
node_8104401_200886486 |  |  | PQ | AN | 2771.281 | 8104401 | no | no |  |  | no |  |  | 1401336.358 | 15425055.559 |  | -1
node_8104401_200886488 |  |  | PQ | AD | 2771.281 | 8104401 | no | no |  |  | no |  |  | 1401716.854 | 15424740.235 |  | -1
node_8104401_200886489 |  |  | PQ | AN | 2771.281 | 8104401 | no | no |  |  | no |  |  | 1402126.341 | 15424409.126 |  | -1
node_8104401_200886491 |  |  | PQ | AN | 2771.281 | 8104401 | no | no |  |  | no |  |  | 1402416.428 | 15424013.378 |  | -1
node_8104401_200886492 |  |  | PQ | AN | 2771.281 | 8104401 | no | no |  |  | no |  |  | 1402675.334 | 15423662.902 |  | -1
node_8104401_200886494 |  |  | PQ | AN | 2771.281 | 8104401 | no | no |  |  | no |  |  | 1402961.92 | 15423274.377 |  | -1
node_8104401_200886496 |  |  | PQ | AD | 2771.281 | 8104401 | no | no |  |  | no |  |  | 1402994.073 | 15423354.231 |  | -1
node_8104401_200886498 |  |  | PQ | AN | 2771.281 | 8104401 | no | no |  |  | no |  |  | 1403270.727 | 15422156.731 |  | -1
node_8104401_200886499 |  |  | PQ | AD | 2771.281 | 8104401 | no | no |  |  | no |  |  | 1402906.159 | 15422053.252 |  | -1
node_8104401_200886500 |  |  | PQ | AN | 2771.281 | 8104401 | no | no |  |  | no |  |  | 1402487.521 | 15421929.146 |  | -1
node_8104401_200886502 |  |  | PQ | AN | 2771.281 | 8104401 | no | no |  |  | no |  |  | 1403426.133 | 15421597.782 |  | -1
node_8104401_200886503 |  |  | PQ | AD | 2771.281 | 8104401 | no | no |  |  | no |  |  | 1403439.128 | 15421396.957 |  | -1
node_8104401_200886504 |  |  | PQ | AN | 2771.281 | 8104401 | no | no |  |  | no |  |  | 1403496.49 | 15420937.133 |  | -1
node_8104401_200886505 |  |  | PQ | AN | 2771.281 | 8104401 | no | no |  |  | no |  |  | 1403553.634 | 15420412.332 |  | -1
node_8104401_200886506 |  |  | PQ | AD | 2771.281 | 8104401 | no | no |  |  | no |  |  | 1403615.262 | 15419854.966 |  | -1
node_8104401_200886507 |  |  | PQ | AN | 2771.281 | 8104401 | no | no |  |  | no |  |  | 1403591.742 | 15419339.324 |  | -1
node_8104401_200886511 |  |  | PQ | AN | 2771.281 | 8104401 | no | no |  |  | no |  |  | 1403572.16 | 15418834.041 |  | -1
node_8104401_200886514 |  |  | PQ | AN | 2771.281 | 8104401 | no | no |  |  | no |  |  | 1403551.391 | 15418331.742 |  | -1
node_8104401_200886515 |  |  | PQ | AN | 2771.281 | 8104401 | no | no |  |  | no |  |  | 1403520.653 | 15417768.857 |  | -1
node_8104401_200886517 |  |  | PQ | AN | 2771.281 | 8104401 | no | no |  |  | no |  |  | 1403506.907 | 15417302.315 |  | -1
node_8104401_200886518 |  |  | PQ | AD | 2771.281 | 8104401 | no | no |  |  | no |  |  | 1403613.837 | 15417334.269 |  | -1
node_8104401_200886519 |  |  | PQ | AD | 2771.281 | 8104401 | no | no |  |  | no |  |  | 1403893.201 | 15417367.423 |  | -1
node_8104401_200886520 |  |  | PQ | AN | 2771.281 | 8104401 | no | no |  |  | no |  |  | 1404236.18 | 15417381.97 |  | -1
node_8104401_200886522 |  |  | PQ | AD | 2771.281 | 8104401 | no | no |  |  | no |  |  | 1403519.476 | 15417026.778 |  | -1
node_8104401_200886523 |  |  | PQ | AD | 2771.281 | 8104401 | no | no |  |  | no |  |  | 1403271.829 | 15417034.193 |  | -1
node_8104401_200886524 |  |  | PQ | AD | 2771.281 | 8104401 | no | no |  |  | no |  |  | 1403023.857 | 15417043.088 |  | -1
node_8104401_200886525 |  |  | PQ | AN | 2771.281 | 8104401 | no | no |  |  | no |  |  | 1402816.84 | 15417048.31 |  | -1
node_8104401_200886526 |  |  | PQ | AN | 2771.281 | 8104401 | no | no |  |  | no |  |  | 1403476.225 | 15416706.555 |  | -1
node_8104401_200886528 |  |  | PQ | AN | 2771.281 | 8104401 | no | no |  |  | no |  |  | 1403421.547 | 15416368.473 |  | -1
node_8104401_200886530 |  |  | PQ | AN | 2771.281 | 8104401 | no | no |  |  | no |  |  | 1403367.851 | 15416045.854 |  | -1
node_8104401_200886533 |  |  | PQ | AN | 2771.281 | 8104401 | no | no |  |  | no |  |  | 1403152.083 | 15415690.21 |  | -1
node_8104401_200886537 |  |  | PQ | AN | 2771.281 | 8104401 | no | no |  |  | no |  |  | 1401825.55 | 15415629.605 |  | -1
node_8104401_200886538 |  |  | PQ | AN | 2771.281 | 8104401 | no | no |  |  | no |  |  | 1402126.8 | 15415644.4 |  | -1
node_8104401_200886541 |  |  | PQ | AN | 2771.281 | 8104401 | no | no |  |  | no |  |  | 1401358.963 | 15415584.065 |  | -1
node_8104401_200886544 |  |  | PQ | AN | 2771.281 | 8104401 | no | no |  |  | no |  |  | 1400676.516 | 15415366.248 |  | -1
node_8104401_200886605 |  |  | PQ | AN | 19918.584 | 8104401 | no | no |  |  | no |  |  | 1394083.915 | 15427553.14 |  | -1
node_8104401_200886607 |  |  | PQ | AN | 19918.584 | 8104401 | no | no |  |  | no |  |  | 1394067.371 | 15427746.911 |  | -1
node_8104401_200886608 |  |  | PQ | AN | 19918.584 | 8104401 | no | no |  |  | no |  |  | 1394061.945 | 15427826.939 |  | -1
node_8104401_200886609 |  |  | PQ | AN | 19918.584 | 8104401 | no | no |  |  | no |  |  | 1394051.097 | 15427981.498 |  | -1
node_8104401_200886610 |  |  | PQ | AN | 19918.584 | 8104401 | no | no |  |  | no |  |  | 1394040.915 | 15428170.426 |  | -1
node_8104401_200886611 |  |  | PQ | AN | 19918.584 | 8104401 | no | no |  |  | no |  |  | 1394033.518 | 15428282.309 |  | -1
node_8104401_200886612 |  |  | PQ | AN | 19918.584 | 8104401 | no | no |  |  | no |  |  | 1393948.35 | 15428264.521 |  | -1
node_8104401_200886613 |  |  | PQ | AN | 19918.584 | 8104401 | no | no |  |  | no |  |  | 1393786.326 | 15428295.501 |  | -1
node_8104401_200886614 |  |  | PQ | AN | 19918.584 | 8104401 | no | no |  |  | no |  |  | 1393609.27 | 15428287.344 |  | -1
node_8104401_200886615 |  |  | PQ | AN | 19918.584 | 8104401 | no | no |  |  | no |  |  | 1394015.44 | 15428559.824 |  | -1
node_8104401_200886616 |  |  | PQ | AD | 2771.281 | 8104401 | no | no |  |  | no |  |  | 1394460.022 | 15427450.484 |  | -1
node_8104401_200886617 |  |  | PQ | AN | 2771.281 | 8104401 | no | no |  |  | no |  |  | 1394444.024 | 15427579.67 |  | -1
node_8104401_200886618 |  |  | PQ | AD | 2771.281 | 8104401 | no | no |  |  | no |  |  | 1394055.012 | 15429635.516 |  | -1
node_8104401_200886619 |  |  | PQ | AD | 2771.281 | 8104401 | no | no |  |  | no |  |  | 1393929.382 | 15429854.648 |  | -1
node_8104401_200886620 |  |  | PQ | AD | 2771.281 | 8104401 | no | no |  |  | no |  |  | 1393806.543 | 15430091.226 |  | -1
node_8104401_200886621 |  |  | PQ | AD | 2771.281 | 8104401 | no | no |  |  | no |  |  | 1393678.319 | 15430395.938 |  | -1
node_8104401_200886622 |  |  | PQ | AD | 2771.281 | 8104401 | no | no |  |  | no |  |  | 1393675.626 | 15430669.76 |  | -1
node_8104401_200886623 |  |  | PQ | AD | 2771.281 | 8104401 | no | no |  |  | no |  |  | 1393653.629 | 15430963.9 |  | -1
node_8104401_200886624 |  |  | PQ | AD | 2771.281 | 8104401 | no | no |  |  | no |  |  | 1393636.31 | 15431254.08 |  | -1
node_8104401_200886625 |  |  | PQ | AD | 2771.281 | 8104401 | no | no |  |  | no |  |  | 1393618.036 | 15431532.021 |  | -1
node_8104401_200886626 |  |  | PQ | AD | 2771.281 | 8104401 | no | no |  |  | no |  |  | 1393642.489 | 15431844.391 |  | -1
node_8104401_200886627 |  |  | PQ | AD | 2771.281 | 8104401 | no | no |  |  | no |  |  | 1393812.786 | 15432105.897 |  | -1
node_8104401_200886628 |  |  | PQ | AN | 2771.281 | 8104401 | no | no |  |  | no |  |  | 1394433.455 | 15427757.874 |  | -1
node_8104401_200886629 |  |  | PQ | AD | 2771.281 | 8104401 | no | no |  |  | no |  |  | 1393919.475 | 15432382.155 |  | -1
node_8104401_200886630 |  |  | PQ | AD | 2771.281 | 8104401 | no | no |  |  | no |  |  | 1394037.961 | 15432678.554 |  | -1
node_8104401_200886631 |  |  | PQ | AD | 2771.281 | 8104401 | no | no |  |  | no |  |  | 1394141.833 | 15432948.991 |  | -1
node_8104401_200886632 |  |  | PQ | AD | 2771.281 | 8104401 | no | no |  |  | no |  |  | 1394255.617 | 15433239.377 |  | -1
node_8104401_200886633 |  |  | PQ | AD | 2771.281 | 8104401 | no | no |  |  | no |  |  | 1394365.593 | 15433530.625 |  | -1
node_8104401_200886634 |  |  | PQ | AN | 2771.281 | 8104401 | no | no |  |  | no |  |  | 1394477.227 | 15433804.682 |  | -1
node_8104401_200886635 |  |  | PQ | AN | 2771.281 | 8104401 | no | no |  |  | no |  |  | 1394515.616 | 15434100.69 |  | -1
node_8104401_200886636 |  |  | PQ | AD | 2771.281 | 8104401 | no | no |  |  | no |  |  | 1394553.604 | 15434396.443 |  | -1
node_8104401_200886637 |  |  | PQ | AN | 2771.281 | 8104401 | no | no |  |  | no |  |  | 1394418.175 | 15427936.936 |  | -1
node_8104401_200886638 |  |  | PQ | AN | 2771.281 | 8104401 | no | no |  |  | no |  |  | 1394403.226 | 15428175.028 |  | -1
node_8104401_200886639 |  |  | PQ | AN | 2771.281 | 8104401 | no | no |  |  | no |  |  | 1394386.321 | 15428471.684 |  | -1
node_8104401_200886640 |  |  | PQ | AD | 2771.281 | 8104401 | no | no |  |  | no |  |  | 1394355.071 | 15428732.756 |  | -1
node_8104401_200886641 |  |  | PQ | AD | 2771.281 | 8104401 | no | no |  |  | no |  |  | 1394275.111 | 15428987.509 |  | -1
node_8104401_200886642 |  |  | PQ | AN | 2771.281 | 8104401 | no | no |  |  | no |  |  | 1394321.271 | 15429213.264 |  | -1
node_8104401_200886643 |  |  | PQ | AD | 2771.281 | 8104401 | no | no |  |  | no |  |  | 1394179.471 | 15429404.388 |  | -1
node_8104401_200886644 |  |  | PQ | AD | 2771.281 | 8104401 | no | no |  |  | no |  |  | 1394472.942 | 15427342.54 |  | -1
node_8104401_200886645 |  |  | PQ | AD | 2771.281 | 8104401 | no | no |  |  | no |  |  | 1394743.668 | 15424801.543 |  | -1
node_8104401_200886646 |  |  | PQ | AD | 2771.281 | 8104401 | no | no |  |  | no |  |  | 1394778.667 | 15424404.248 |  | -1
node_8104401_200886647 |  |  | PQ | AD | 2771.281 | 8104401 | no | no |  |  | no |  |  | 1394882.115 | 15423865.052 |  | -1
node_8104401_200886648 |  |  | PQ | AN | 2771.281 | 8104401 | no | no |  |  | no |  |  | 1394708.593 | 15423477.924 |  | -1
node_8104401_200886649 |  |  | PQ | AD | 2771.281 | 8104401 | no | no |  |  | no |  |  | 1394684.273 | 15422975.434 |  | -1
node_8104401_200886650 |  |  | PQ | AD | 2771.281 | 8104401 | no | no |  |  | no |  |  | 1394605.889 | 15422475.727 |  | -1
node_8104401_200886651 |  |  | PQ | AN | 2771.281 | 8104401 | no | no |  |  | no |  |  | 1394575.253 | 15422307.52 |  | -1
node_8104401_200886652 |  |  | PQ | AD | 2771.281 | 8104401 | no | no |  |  | no |  |  | 1394533.592 | 15422058.643 |  | -1
node_8104401_200886654 |  |  | PQ | AD | 2771.281 | 8104401 | no | no |  |  | no |  |  | 1394445.062 | 15421499.687 |  | -1
node_8104401_200886656 |  |  | PQ | AD | 2771.281 | 8104401 | no | no |  |  | no |  |  | 1394315.891 | 15421104.079 |  | -1
node_8104401_200886657 |  |  | PQ | AD | 2771.281 | 8104401 | no | no |  |  | no |  |  | 1394185.306 | 15420713.506 |  | -1
node_8104401_200886658 |  |  | PQ | AD | 2771.281 | 8104401 | no | no |  |  | no |  |  | 1394482.174 | 15427251.96 |  | -1
node_8104401_200886659 |  |  | PQ | AN | 2771.281 | 8104401 | no | no |  |  | no |  |  | 1394029.9 | 15420259.264 |  | -1
node_8104401_200886660 |  |  | PQ | AN | 2771.281 | 8104401 | no | no |  |  | no |  |  | 1393895.638 | 15419830.516 |  | -1
node_8104401_200886661 |  |  | PQ | AD | 2771.281 | 8104401 | no | no |  |  | no |  |  | 1393758.745 | 15419435.255 |  | -1
node_8104401_200886662 |  |  | PQ | AN | 2771.281 | 8104401 | no | no |  |  | no |  |  | 1393617.661 | 15418998.698 |  | -1
node_8104401_200886663 |  |  | PQ | AD | 2771.281 | 8104401 | no | no |  |  | no |  |  | 1393696.422 | 15418893.573 |  | -1
node_8104401_200886664 |  |  | PQ | AN | 2771.281 | 8104401 | no | no |  |  | no |  |  | 1393551.477 | 15418841.745 |  | -1
node_8104401_200886665 |  |  | PQ | AD | 2771.281 | 8104401 | no | no |  |  | no |  |  | 1393592.342 | 15418633.47 |  | -1
node_8104401_200886666 |  |  | PQ | AD | 2771.281 | 8104401 | no | no |  |  | no |  |  | 1393544.525 | 15418508.706 |  | -1
node_8104401_200886667 |  |  | PQ | AN | 7199.558 | 8104401 | no | no |  |  | no |  |  | 1393432.788 | 15418525.793 |  | -1
node_8104401_200886668 |  |  | PQ | AN | 2771.281 | 8104401 | no | no |  |  | no |  |  | 1393796.17 | 15418346.954 |  | -1
node_8104401_200886669 |  |  | PQ | AN | 2771.281 | 8104401 | no | no |  |  | no |  |  | 1394053.334 | 15418173.871 |  | -1
node_8104401_200886670 |  |  | PQ | AN | 2771.281 | 8104401 | no | no |  |  | no |  |  | 1393492.101 | 15418352.814 |  | -1
node_8104401_200886672 |  |  | PQ | AN | 2771.281 | 8104401 | no | no |  |  | no |  |  | 1393314.171 | 15418126.677 |  | -1
node_8104401_200886674 |  |  | PQ | AD | 2771.281 | 8104401 | no | no |  |  | no |  |  | 1393254.659 | 15417932.881 |  | -1
node_8104401_200886675 |  |  | PQ | AN | 2771.281 | 8104401 | no | no |  |  | no |  |  | 1393301.306 | 15417810.996 |  | -1
node_8104401_200886676 |  |  | PQ | AD | 2771.281 | 8104401 | no | no |  |  | no |  |  | 1393187.532 | 15417512.939 |  | -1
node_8104401_200886677 |  |  | PQ | AN | 2771.281 | 8104401 | no | no |  |  | no |  |  | 1394507.261 | 15427094.266 |  | -1
node_8104401_200886679 |  |  | PQ | AN | 2771.281 | 8104401 | no | no |  |  | no |  |  | 1393087.05 | 15417215.723 |  | -1
node_8104401_200886681 |  |  | PQ | AD | 2771.281 | 8104401 | no | no |  |  | no |  |  | 1394519.512 | 15426970.709 |  | -1
node_8104401_200886682 |  |  | PQ | AN | 2771.281 | 8104401 | no | no |  |  | no |  |  | 1394538.268 | 15426860.619 |  | -1
node_8104401_200886685 |  |  | PQ | AD | 2771.281 | 8104401 | no | no |  |  | no |  |  | 1394511.333 | 15426701.665 |  | -1
node_8104401_200886686 |  |  | PQ | AN | 2771.281 | 8104401 | no | no |  |  | no |  |  | 1394403.779 | 15426698.072 |  | -1
node_8104401_200886688 |  |  | PQ | AD | 2771.281 | 8104401 | no | no |  |  | no |  |  | 1394505.618 | 15426449.758 |  | -1
node_8104401_200886689 |  |  | PQ | AD | 2771.281 | 8104401 | no | no |  |  | no |  |  | 1394536.523 | 15426265.263 |  | -1
node_8104401_200886690 |  |  | PQ | AD | 2771.281 | 8104401 | no | no |  |  | no |  |  | 1394574.097 | 15426067.725 |  | -1
node_8104401_200886691 |  |  | PQ | AN | 2771.281 | 8104401 | no | no |  |  | no |  |  | 1394613.006 | 15425823.949 |  | -1
node_8104401_200886693 |  |  | PQ | AN | 2771.281 | 8104401 | no | no |  |  | no |  |  | 1394653.319 | 15425585.871 |  | -1
node_8104401_200886695 |  |  | PQ | AN | 2771.281 | 8104401 | no | no |  |  | no |  |  | 1394692.361 | 15425339.432 |  | -1
node_8104401_200886698 |  |  | PQ | AD | 2771.281 | 8104401 | no | no |  |  | no |  |  | 1401305.417 | 15425382.167 |  | -1
node_8104401_200886700 |  |  | PQ | AN | 2771.281 | 8104401 | no | no |  |  | no |  |  | 1402226.009 | 15426087.695 |  | -1
node_8104401_200886701 |  |  | PQ | AD | 2771.281 | 8104401 | no | no |  |  | no |  |  | 1402535.734 | 15426323.022 |  | -1
node_8104401_200886702 |  |  | PQ | AN | 2771.281 | 8104401 | no | no |  |  | no |  |  | 1402928.622 | 15426681.461 |  | -1
node_8104401_200886703 |  |  | PQ | AN | 2771.281 | 8104401 | no | no |  |  | no |  |  | 1403337.237 | 15427046.524 |  | -1
node_8104401_200886706 |  |  | PQ | AN | 2771.281 | 8104401 | no | no |  |  | no |  |  | 1403735.566 | 15427269.595 |  | -1
node_8104401_200886707 |  |  | PQ | AN | 2771.281 | 8104401 | no | no |  |  | no |  |  | 1403807.745 | 15427495.085 |  | -1
node_8104401_200886708 |  |  | PQ | AD | 2771.281 | 8104401 | no | no |  |  | no |  |  | 1403925.448 | 15427713.653 |  | -1
node_8104401_200886709 |  |  | PQ | AN | 2771.281 | 8104401 | no | no |  |  | no |  |  | 1404044.098 | 15427957.091 |  | -1
node_8104401_200886710 |  |  | PQ | AD | 2771.281 | 8104401 | no | no |  |  | no |  |  | 1404148.103 | 15428128.797 |  | -1
node_8104401_200886711 |  |  | PQ | AN | 2771.281 | 8104401 | no | no |  |  | no |  |  | 1404188.41 | 15428213.142 |  | -1
node_8104401_200886712 |  |  | PQ | AD | 2771.281 | 8104401 | no | no |  |  | no |  |  | 1404292.211 | 15428322.252 |  | -1
node_8104401_200886713 |  |  | PQ | AN | 2771.281 | 8104401 | no | no |  |  | no |  |  | 1404418.084 | 15428512.74 |  | -1
node_8104401_200886714 |  |  | PQ | AD | 2771.281 | 8104401 | no | no |  |  | no |  |  | 1404499.023 | 15428639.899 |  | -1
node_8104401_200886715 |  |  | PQ | AN | 2771.281 | 8104401 | no | no |  |  | no |  |  | 1404571.687 | 15428763.803 |  | -1
node_8104401_200886716 |  |  | PQ | AD | 2771.281 | 8104401 | no | no |  |  | no |  |  | 1404654.673 | 15428893.805 |  | -1
node_8104401_200886717 |  |  | PQ | AN | 2771.281 | 8104401 | no | no |  |  | no |  |  | 1404754.832 | 15429017.726 |  | -1
node_8104401_200886718 |  |  | PQ | AD | 2771.281 | 8104401 | no | no |  |  | no |  |  | 1405026.792 | 15429216.162 |  | -1
node_8104401_200886719 |  |  | PQ | AN | 2771.281 | 8104401 | no | no |  |  | no |  |  | 1404861.564 | 15429507.519 |  | -1
node_8104401_200886720 |  |  | PQ | AD | 2771.281 | 8104401 | no | no |  |  | no |  |  | 1404791.115 | 15429592.808 |  | -1
node_8104401_200886721 |  |  | PQ | AN | 2771.281 | 8104401 | no | no |  |  | no |  |  | 1404620.158 | 15429427.207 |  | -1
node_8104401_200886722 |  |  | PQ | AN | 2771.281 | 8104401 | no | no |  |  | no |  |  | 1405322.898 | 15429311.952 |  | -1
node_8104401_200886723 |  |  | PQ | AD | 2771.281 | 8104401 | no | no |  |  | no |  |  | 1405538.542 | 15429477.733 |  | -1
node_8104401_200886743 |  |  | PQ | AN | 2771.281 | 8104401 | no | no |  |  | no |  |  | 1402418.102 | 15413406.223 |  | -1
node_8104401_200886749 |  |  | PQ | AD | 2771.281 | 8104401 | no | no |  |  | no |  |  | 1402532.562 | 15411744.509 |  | -1
node_8104401_200886751 |  |  | PQ | AD | 2771.281 | 8104401 | no | no |  |  | no |  |  | 1402771.548 | 15411534.294 |  | -1
node_8104401_200886752 |  |  | PQ | AN | 2771.281 | 8104401 | no | no |  |  | no |  |  | 1403051.609 | 15411433.038 |  | -1
node_8104401_200886901 |  |  | PQ | AD | 2771.281 | 8104401 | no | no |  |  | no |  |  | 1393762.801 | 15431831.768 |  | -1
node_8104401_200886902 |  |  | PQ | AD | 2771.281 | 8104401 | no | no |  |  | no |  |  | 1394165.76 | 15431766.287 |  | -1
node_8104401_200886903 |  |  | PQ | AD | 2771.281 | 8104401 | no | no |  |  | no |  |  | 1394331.551 | 15431757.529 |  | -1
node_8104401_200886904 |  |  | PQ | AD | 2771.281 | 8104401 | no | no |  |  | no |  |  | 1394427.158 | 15431751.157 |  | -1
node_8104401_200886905 |  |  | PQ | AD | 2771.281 | 8104401 | no | no |  |  | no |  |  | 1394783.794 | 15431725.331 |  | -1
node_8104401_200886906 |  |  | PQ | AD | 2771.281 | 8104401 | no | no |  |  | no |  |  | 1395157.499 | 15431704.815 |  | -1
node_8104401_200886907 |  |  | PQ | AD | 2771.281 | 8104401 | no | no |  |  | no |  |  | 1395575.508 | 15431670.176 |  | -1
node_8104401_200886908 |  |  | PQ | AD | 2771.281 | 8104401 | no | no |  |  | no |  |  | 1395796.23 | 15431649.149 |  | -1
node_8104401_200886909 |  |  | PQ | AD | 2771.281 | 8104401 | no | no |  |  | no |  |  | 1396074.443 | 15431673.077 |  | -1
node_8104401_200886910 |  |  | PQ | AN | 2771.281 | 8104401 | no | no |  |  | no |  |  | 1396368.624 | 15431703.951 |  | -1
node_8104401_200886911 |  |  | PQ | AN | 2771.281 | 8104401 | no | no |  |  | no |  |  | 1399448.184 | 15427609.734 |  | -1
node_8104401_200886912 |  |  | PQ | AD | 2771.281 | 8104401 | no | no |  |  | no |  |  | 1399338.264 | 15428115.131 |  | -1
node_8104401_200886913 |  |  | PQ | AN | 2771.281 | 8104401 | no | no |  |  | no |  |  | 1399344.888 | 15427883.155 |  | -1
node_8104401_200886914 |  |  | PQ | AD | 2771.281 | 8104401 | no | no |  |  | no |  |  | 1399328.266 | 15428572.488 |  | -1
node_8104401_200886915 |  |  | PQ | AN | 2771.281 | 8104401 | no | no |  |  | no |  |  | 1399320.824 | 15428725.778 |  | -1
node_8104401_200886916 |  |  | PQ | AD | 2771.281 | 8104401 | no | no |  |  | no |  |  | 1399323.611 | 15428960.354 |  | -1
node_8104401_200886917 |  |  | PQ | AD | 2771.281 | 8104401 | no | no |  |  | no |  |  | 1399309.562 | 15429390.363 |  | -1
node_8104401_200886918 |  |  | PQ | AN | 2771.281 | 8104401 | no | no |  |  | no |  |  | 1399306.331 | 15429915.205 |  | -1
node_8104401_200886999 |  |  | PQ | AD | 2771.281 | 8104401 | no | no |  |  | no |  |  | 1405052.019 | 15429119.931 |  | -1
node_8104401_200887000 |  |  | PQ | AD | 2771.281 | 8104401 | no | no |  |  | no |  |  | 1405485.726 | 15428143.645 |  | -1
node_8104401_200887001 |  |  | PQ | AD | 2771.281 | 8104401 | no | no |  |  | no |  |  | 1405520.672 | 15427944.673 |  | -1
node_8104401_200887002 |  |  | PQ | AD | 2771.281 | 8104401 | no | no |  |  | no |  |  | 1405490.565 | 15427728.555 |  | -1
node_8104401_200887003 |  |  | PQ | AN | 2771.281 | 8104401 | no | no |  |  | no |  |  | 1405486.862 | 15427563.754 |  | -1
node_8104401_200887005 |  |  | PQ | AD | 2771.281 | 8104401 | no | no |  |  | no |  |  | 1405482.597 | 15427398.419 |  | -1
node_8104401_200887006 |  |  | PQ | AN | 2771.281 | 8104401 | no | no |  |  | no |  |  | 1405489.891 | 15427275.111 |  | -1
node_8104401_200887007 |  |  | PQ | AN | 2771.281 | 8104401 | no | no |  |  | no |  |  | 1405329.297 | 15427079.839 |  | -1
node_8104401_200887009 |  |  | PQ | AD | 2771.281 | 8104401 | no | no |  |  | no |  |  | 1405222.843 | 15426919.925 |  | -1
node_8104401_200887010 |  |  | PQ | AD | 2771.281 | 8104401 | no | no |  |  | no |  |  | 1404957.656 | 15426780.096 |  | -1
node_8104401_200887012 |  |  | PQ | AN | 2771.281 | 8104401 | no | no |  |  | no |  |  | 1404546.489 | 15426829.639 |  | -1
node_8104401_200887013 |  |  | PQ | AN | 2771.281 | 8104401 | no | no |  |  | no |  |  | 1405073.438 | 15428996.076 |  | -1
node_8104401_200887014 |  |  | PQ | AD | 2771.281 | 8104401 | no | no |  |  | no |  |  | 1405053.422 | 15428877.342 |  | -1
node_8104401_200887015 |  |  | PQ | AN | 2771.281 | 8104401 | no | no |  |  | no |  |  | 1404993.634 | 15428698.359 |  | -1
node_8104401_200887016 |  |  | PQ | AN | 2771.281 | 8104401 | no | no |  |  | no |  |  | 1405136.832 | 15428682.538 |  | -1
node_8104401_200887017 |  |  | PQ | AN | 2771.281 | 8104401 | no | no |  |  | no |  |  | 1405333.669 | 15428673.119 |  | -1
node_8104401_200887018 |  |  | PQ | AD | 2771.281 | 8104401 | no | no |  |  | no |  |  | 1405506.622 | 15428608.332 |  | -1
node_8104401_200887019 |  |  | PQ | AD | 2771.281 | 8104401 | no | no |  |  | no |  |  | 1405549.603 | 15428396.911 |  | -1
node_8104401_200887020 |  |  | PQ | AN | 2771.281 | 8104401 | no | no |  |  | no |  |  | 1405548.181 | 15428245.054 |  | -1
node_8104401_200887024 |  |  | PQ | AD | 2771.281 | 8104401 | no | no |  |  | no |  |  | 1403483.21 | 15419854.856 |  | -1
node_8104401_200887025 |  |  | PQ | AN | 2771.281 | 8104401 | no | no |  |  | no |  |  | 1403479.031 | 15419599.782 |  | -1
node_8104401_200887026 |  |  | PQ | AD | 2771.281 | 8104401 | no | no |  |  | no |  |  | 1402779.247 | 15419854.271 |  | -1
node_8104401_200887027 |  |  | PQ | AD | 2771.281 | 8104401 | no | no |  |  | no |  |  | 1398480.821 | 15420560.638 |  | -1
node_8104401_200887028 |  |  | PQ | AD | 2771.281 | 8104401 | no | no |  |  | no |  |  | 1398445.727 | 15420511.141 |  | -1
node_8104401_200887029 |  |  | PQ | AD | 2771.281 | 8104401 | no | no |  |  | no |  |  | 1398445.944 | 15420304.002 |  | -1
node_8104401_200887030 |  |  | PQ | AD | 2771.281 | 8104401 | no | no |  |  | no |  |  | 1398457.785 | 15420064.754 |  | -1
node_8104401_200887032 |  |  | PQ | AD | 2771.281 | 8104401 | no | no |  |  | no |  |  | 1398200.436 | 15419840.091 |  | -1
node_8104401_200887033 |  |  | PQ | AN | 2771.281 | 8104401 | no | no |  |  | no |  |  | 1398011.775 | 15419616.136 |  | -1
node_8104401_200887034 |  |  | PQ | AN | 2771.281 | 8104401 | no | no |  |  | no |  |  | 1397870.578 | 15419521.058 |  | -1
node_8104401_200887035 |  |  | PQ | AN | 2771.281 | 8104401 | no | no |  |  | no |  |  | 1397706.2 | 15419297.187 |  | -1
node_8104401_200887036 |  |  | PQ | AD | 2771.281 | 8104401 | no | no |  |  | no |  |  | 1398744.442 | 15420515.243 |  | -1
node_8104401_200887037 |  |  | PQ | AD | 2771.281 | 8104401 | no | no |  |  | no |  |  | 1399013.661 | 15420469.949 |  | -1
node_8104401_200887038 |  |  | PQ | AD | 2771.281 | 8104401 | no | no |  |  | no |  |  | 1399285.819 | 15420415.728 |  | -1
node_8104401_200887039 |  |  | PQ | AD | 2771.281 | 8104401 | no | no |  |  | no |  |  | 1399549.702 | 15420366.884 |  | -1
node_8104401_200887040 |  |  | PQ | AD | 2771.281 | 8104401 | no | no |  |  | no |  |  | 1399817.256 | 15420319.243 |  | -1
node_8104401_200887041 |  |  | PQ | AN | 2771.281 | 8104401 | no | no |  |  | no |  |  | 1399848.171 | 15420067.277 |  | -1
node_8104401_200887042 |  |  | PQ | AD | 2771.281 | 8104401 | no | no |  |  | no |  |  | 1399557.67 | 15420101.837 |  | -1
node_8104401_200887043 |  |  | PQ | AN | 2771.281 | 8104401 | no | no |  |  | no |  |  | 1399264.827 | 15420045.365 |  | -1
node_8104401_200887044 |  |  | PQ | AD | 2771.281 | 8104401 | no | no |  |  | no |  |  | 1400084.998 | 15420274.581 |  | -1
node_8104401_200887045 |  |  | PQ | AD | 2771.281 | 8104401 | no | no |  |  | no |  |  | 1400360.377 | 15420225.049 |  | -1
node_8104401_200887046 |  |  | PQ | AD | 2771.281 | 8104401 | no | no |  |  | no |  |  | 1400619.439 | 15420178.104 |  | -1
node_8104401_200887047 |  |  | PQ | AD | 2771.281 | 8104401 | no | no |  |  | no |  |  | 1400875.099 | 15420135.304 |  | -1
node_8104401_200887048 |  |  | PQ | AN | 2771.281 | 8104401 | no | no |  |  | no |  |  | 1401150.892 | 15420085.993 |  | -1
node_8104401_200887050 |  |  | PQ | AN | 2771.281 | 8104401 | no | no |  |  | no |  |  | 1401419.922 | 15420042.617 |  | -1
node_8104401_200887051 |  |  | PQ | AN | 2771.281 | 8104401 | no | no |  |  | no |  |  | 1401683.419 | 15419995.603 |  | -1
node_8104401_200887052 |  |  | PQ | AD | 2771.281 | 8104401 | no | no |  |  | no |  |  | 1401949.63 | 15419948.431 |  | -1
node_8104401_200887053 |  |  | PQ | AN | 2771.281 | 8104401 | no | no |  |  | no |  |  | 1402223.7 | 15419898.589 |  | -1
node_8104401_200887054 |  |  | PQ | AD | 2771.281 | 8104401 | no | no |  |  | no |  |  | 1402453.544 | 15419857.617 |  | -1
node_8104401_200887055 |  |  | PQ | AD | 2771.281 | 8104401 | no | no |  |  | no |  |  | 1400822.073 | 15425026.836 |  | -1
node_8104401_200887056 |  |  | PQ | AN | 2771.281 | 8104401 | no | no |  |  | no |  |  | 1400587.383 | 15425059.957 |  | -1
node_8104401_200887060 |  |  | PQ | AD | 2771.281 | 8104401 | no | no |  |  | no |  |  | 1397515.751 | 15412934.761 |  | -1
node_8104401_200887061 |  |  | PQ | AD | 2771.281 | 8104401 | no | no |  |  | no |  |  | 1399173.647 | 15411837.628 |  | -1
node_8104401_200887062 |  |  | PQ | AD | 2771.281 | 8104401 | no | no |  |  | no |  |  | 1399484.537 | 15411925.918 |  | -1
node_8104401_200887063 |  |  | PQ | AN | 2771.281 | 8104401 | no | no |  |  | no |  |  | 1399798.062 | 15412017.393 |  | -1
node_8104401_200887064 |  |  | PQ | AD | 2771.281 | 8104401 | no | no |  |  | no |  |  | 1397520.851 | 15412618.288 |  | -1
node_8104401_200887065 |  |  | PQ | AD | 2771.281 | 8104401 | no | no |  |  | no |  |  | 1397518.14 | 15412323.305 |  | -1
node_8104401_200887066 |  |  | PQ | AD | 2771.281 | 8104401 | no | no |  |  | no |  |  | 1397518.668 | 15411997.865 |  | -1
node_8104401_200887067 |  |  | PQ | AN | 2771.281 | 8104401 | no | no |  |  | no |  |  | 1397736.079 | 15411859.269 |  | -1
node_8104401_200887068 |  |  | PQ | AD | 2771.281 | 8104401 | no | no |  |  | no |  |  | 1397928.077 | 15411734.043 |  | -1
node_8104401_200887069 |  |  | PQ | AD | 2771.281 | 8104401 | no | no |  |  | no |  |  | 1398234.715 | 15411740.211 |  | -1
node_8104401_200887070 |  |  | PQ | AD | 2771.281 | 8104401 | no | no |  |  | no |  |  | 1398517.031 | 15411748.499 |  | -1
node_8104401_200887071 |  |  | PQ | AN | 2771.281 | 8104401 | no | no |  |  | no |  |  | 1398866.464 | 15411751.662 |  | -1
node_8104401_200887088 |  |  | PQ | ABCN | 19918.584 | 8104401 | no | no |  |  | no |  |  | 1391421.731 | 15425938.509 |  | -1
node_8104401_200887089 |  |  | PQ | ABCN | 19918.584 | 8104401 | no | no |  |  | no |  |  | 1391456.906 | 15427397.922 |  | -1
node_8104401_200887090 |  |  | PQ | AN | 19918.584 | 8104401 | no | no |  |  | no |  |  | 1391493.498 | 15427643.262 |  | -1
node_8104401_200887091 |  |  | PQ | AN | 19918.584 | 8104401 | no | no |  |  | no |  |  | 1391525.525 | 15427884.856 |  | -1
node_8104401_200887092 |  |  | PQ | AN | 19918.584 | 8104401 | no | no |  |  | no |  |  | 1391548.182 | 15428100.272 |  | -1
node_8104401_200887093 |  |  | PQ | ABCN | 19918.584 | 8104401 | no | no |  |  | no |  |  | 1391669.031 | 15427355.283 |  | -1
node_8104401_200887094 |  |  | PQ | ABCN | 19918.584 | 8104401 | no | no |  |  | no |  |  | 1391902.756 | 15427302.612 |  | -1
node_8104401_200887095 |  |  | PQ | ABCN | 19918.584 | 8104401 | no | no |  |  | no |  |  | 1392143.665 | 15427310.573 |  | -1
node_8104401_200887096 |  |  | PQ | ABCN | 19918.584 | 8104401 | no | no |  |  | no |  |  | 1392388.792 | 15427322.446 |  | -1
node_8104401_200887097 |  |  | PQ | ABCN | 19918.584 | 8104401 | no | no |  |  | no |  |  | 1392634.687 | 15427332.184 |  | -1
node_8104401_200887098 |  |  | PQ | ABCN | 19918.584 | 8104401 | no | no |  |  | no |  |  | 1392876.258 | 15427339.946 |  | -1
node_8104401_200887099 |  |  | PQ | ABCN | 19918.584 | 8104401 | no | no |  |  | no |  |  | 1393117.641 | 15427346.603 |  | -1
node_8104401_200887100 |  |  | PQ | AN | 19918.584 | 8104401 | no | no |  |  | no |  |  | 1393145.586 | 15427431.669 |  | -1
node_8104401_200887101 |  |  | PQ | AN | 19918.584 | 8104401 | no | no |  |  | no |  |  | 1393184.317 | 15427685.408 |  | -1
node_8104401_200887102 |  |  | PQ | ABCN | 19918.584 | 8104401 | no | no |  |  | no |  |  | 1393362.367 | 15427357.063 |  | -1
node_8104401_200887103 |  |  | PQ | ABCN | 19918.584 | 8104401 | no | no |  |  | no |  |  | 1393607.155 | 15427366.86 |  | -1
node_8104401_200887104 |  |  | PQ | ABCN | 19918.584 | 8104401 | no | no |  |  | no |  |  | 1391501.793 | 15425936.647 |  | -1
node_8104401_200887105 |  |  | PQ | ABCN | 19918.584 | 8104401 | no | no |  |  | no |  |  | 1393852.728 | 15427375.889 |  | -1
node_8104401_200887106 |  |  | PQ | ABCN | 19918.584 | 8104401 | no | no |  |  | no |  |  | 1394092.526 | 15427380.309 |  | -1
node_8104401_200887107 |  |  | PQ | AN | 19918.584 | 8104401 | no | no |  |  | no |  |  | 1394069.455 | 15427285.881 |  | -1
node_8104401_200887108 |  |  | PQ | AN | 19918.584 | 8104401 | no | no |  |  | no |  |  | 1393952.431 | 15427244.758 |  | -1
node_8104401_200887110 |  |  | PQ | ABCN | 19918.584 | 8104401 | no | no |  |  | no |  |  | 1394267.504 | 15427388.595 |  | -1
node_8104401_200887111 |  |  | PQ | ABCN | 19918.584 | 8104401 | no | no |  |  | no |  |  | 1394375.404 | 15427384.301 |  | -1
node_8104401_200887112 |  |  | PQ | ABCN | 19918.584 | 8104401 | no | no |  |  | no |  |  | 1394592.499 | 15427403.782 |  | -1
node_8104401_200887113 |  |  | PQ | ABCN | 19918.584 | 8104401 | no | no |  |  | no |  |  | 1394671.96 | 15427403.941 |  | -1
node_8104401_200887114 |  |  | PQ | ABCN | 19918.584 | 8104401 | no | no |  |  | no |  |  | 1394786.879 | 15427403.811 |  | -1
node_8104401_200887115 |  |  | PQ | AN | 19918.584 | 8104401 | no | no |  |  | no |  |  | 1394841.951 | 15427231.46 |  | -1
node_8104401_200887119 |  |  | PQ | ABCN | 19918.584 | 8104401 | no | no |  |  | no |  |  | 1394873.898 | 15427413.297 |  | -1
node_8104401_200887120 |  |  | PQ | ABCN | 19918.584 | 8104401 | no | no |  |  | no |  |  | 1394985.833 | 15427408.995 |  | -1
node_8104401_200887122 |  |  | PQ | ABCN | 19918.584 | 8104401 | no | no |  |  | no |  |  | 1395189.409 | 15427455.285 |  | -1
node_8104401_200887123 |  |  | PQ | ABCN | 19918.584 | 8104401 | no | no |  |  | no |  |  | 1391486.508 | 15426140.6 |  | -1
node_8104401_200887124 |  |  | PQ | AN | 19918.584 | 8104401 | no | no |  |  | no |  |  | 1391738.1 | 15426305.866 |  | -1
node_8104401_200887125 |  |  | PQ | ABCN | 19918.584 | 8104401 | no | no |  |  | no |  |  | 1395359.177 | 15427401.766 |  | -1
node_8104401_200887126 |  |  | PQ | ABCN | 19918.584 | 8104401 | no | no |  |  | no |  |  | 1395512.964 | 15427397.218 |  | -1
node_8104401_200887127 |  |  | PQ | ABCN | 19918.584 | 8104401 | no | no |  |  | no |  |  | 1395631.658 | 15427387.123 |  | -1
node_8104401_200887128 |  |  | PQ | ABCN | 19918.584 | 8104401 | no | no |  |  | no |  |  | 1395820.35 | 15427489.78 |  | -1
node_8104401_200887129 |  |  | PQ | ABCN | 19918.584 | 8104401 | no | no |  |  | no |  |  | 1395936.535 | 15427540.334 |  | -1
node_8104401_200887131 |  |  | PQ | ABCN | 19918.584 | 8104401 | no | no |  |  | no |  |  | 1396157.684 | 15427678.232 |  | -1
node_8104401_200887132 |  |  | PQ | ABCN | 19918.584 | 8104401 | no | no |  |  | no |  |  | 1396306.368 | 15427772.689 |  | -1
node_8104401_200887133 |  |  | PQ | ABCN | 19918.584 | 8104401 | no | no |  |  | no |  |  | 1396526.095 | 15427705.675 |  | -1
node_8104401_200887134 |  |  | PQ | ABCN | 19918.584 | 8104401 | no | no |  |  | no |  |  | 1396675.545 | 15427648.435 |  | -1
node_8104401_200887135 |  |  | PQ | ABCN | 19918.584 | 8104401 | no | no |  |  | no |  |  | 1396989.175 | 15427664.62 |  | -1
node_8104401_200887136 |  |  | PQ | ABCN | 19918.584 | 8104401 | no | no |  |  | no |  |  | 1397249.679 | 15427718.009 |  | -1
node_8104401_200887137 |  |  | PQ | ABCN | 19918.584 | 8104401 | no | no |  |  | no |  |  | 1391474.866 | 15426341.044 |  | -1
node_8104401_200887138 |  |  | PQ | ABCN | 19918.584 | 8104401 | no | no |  |  | no |  |  | 1397544.504 | 15427741.464 |  | -1
node_8104401_200887139 |  |  | PQ | ABCN | 19918.584 | 8104401 | no | no |  |  | no |  |  | 1397786.494 | 15427756.854 |  | -1
node_8104401_200887140 |  |  | PQ | ABCN | 19918.584 | 8104401 | no | no |  |  | no |  |  | 1398044.922 | 15427773.285 |  | -1
node_8104401_200887141 |  |  | PQ | ABCN | 19918.584 | 8104401 | no | no |  |  | no |  |  | 1398243.429 | 15427789.42 |  | -1
node_8104401_200887143 |  |  | PQ | ABCN | 19918.584 | 8104401 | no | no |  |  | no |  |  | 1398501.375 | 15427710.717 |  | -1
node_8104401_200887144 |  |  | PQ | ABCN | 19918.584 | 8104401 | no | no |  |  | no |  |  | 1398708.376 | 15427646.661 |  | -1
node_8104401_200887145 |  |  | PQ | ABCN | 19918.584 | 8104401 | no | no |  |  | no |  |  | 1398964.638 | 15427569.023 |  | -1
node_8104401_200887146 |  |  | PQ | ABCN | 19918.584 | 8104401 | no | no |  |  | no |  |  | 1399173.849 | 15427489.515 |  | -1
node_8104401_200887147 |  |  | PQ | ABCN | 19918.584 | 8104401 | no | no |  |  | no |  |  | 1399294.514 | 15427451.157 |  | -1
node_8104401_200887148 |  |  | PQ | AD | 2771.281 | 8104401 | no | no |  |  | no |  |  | 1399567.545 | 15427358.601 |  | -1
node_8104401_200887150 |  |  | PQ | ABCN | 19918.584 | 8104401 | no | no |  |  | no |  |  | 1391465.004 | 15426558.281 |  | -1
node_8104401_200887151 |  |  | PQ | ABCN | 19918.584 | 8104401 | no | no |  |  | no |  |  | 1399743.291 | 15427499.938 |  | -1
node_8104401_200887152 |  |  | PQ | ABCN | 19918.584 | 8104401 | no | no |  |  | no |  |  | 1399984.84 | 15427704.796 |  | -1
node_8104401_200887153 |  |  | PQ | ABCN | 19918.584 | 8104401 | no | no |  |  | no |  |  | 1400199.039 | 15427876.382 |  | -1
node_8104401_200887154 |  |  | PQ | ABCN | 19918.584 | 8104401 | no | no |  |  | no |  |  | 1400417.039 | 15428056.8 |  | -1
node_8104401_200887155 |  |  | PQ | ABCN | 19918.584 | 8104401 | no | no |  |  | no |  |  | 1400630.393 | 15428229.844 |  | -1
node_8104401_200887159 |  |  | PQ | ABCN | 19918.584 | 8104401 | no | no |  |  | no |  |  | 1400800.758 | 15428459.911 |  | -1
node_8104401_200887160 |  |  | PQ | ABCN | 19918.584 | 8104401 | no | no |  |  | no |  |  | 1400940.536 | 15428673.54 |  | -1
node_8104401_200887161 |  |  | PQ | ABCN | 19918.584 | 8104401 | no | no |  |  | no |  |  | 1401074.561 | 15428897.614 |  | -1
node_8104401_200887163 |  |  | PQ | ABCN | 19918.584 | 8104401 | no | no |  |  | no |  |  | 1401213.911 | 15429147.36 |  | -1
node_8104401_200887164 |  |  | PQ | ABCN | 19918.584 | 8104401 | no | no |  |  | no |  |  | 1401363.433 | 15429421.666 |  | -1
node_8104401_200887165 |  |  | PQ | ABCN | 19918.584 | 8104401 | no | no |  |  | no |  |  | 1391453.954 | 15426767.473 |  | -1
node_8104401_200887166 |  |  | PQ | ABCN | 19918.584 | 8104401 | no | no |  |  | no |  |  | 1401493.828 | 15429671.382 |  | -1
node_8104401_200887167 |  |  | PQ | ABCN | 19918.584 | 8104401 | no | no |  |  | no |  |  | 1401626.539 | 15429922.579 |  | -1
node_8104401_200887168 |  |  | PQ | ABCN | 19918.584 | 8104401 | no | no |  |  | no |  |  | 1401735.938 | 15430137.64 |  | -1
node_8104401_200887169 |  |  | PQ | ABCN | 19918.584 | 8104401 | no | no |  |  | no |  |  | 1401842.327 | 15430365.704 |  | -1
node_8104401_200887170 |  |  | PQ | ABCN | 19918.584 | 8104401 | no | no |  |  | no |  |  | 1401966.229 | 15430587.255 |  | -1
node_8104401_200887171 |  |  | PQ | ABCN | 19918.584 | 8104401 | no | no |  |  | no |  |  | 1402094.636 | 15430834.745 |  | -1
node_8104401_200887182 |  |  | PQ | ABCN | 19918.584 | 8104401 | no | no |  |  | no |  |  | 1402222.577 | 15431073.105 |  | -1
node_8104401_200887198 |  |  | PQ | ABCN | 19918.584 | 8104401 | no | no |  |  | no |  |  | 1402369.435 | 15431328.864 |  | -1
node_8104401_200887212 |  |  | PQ | ABCN | 19918.584 | 8104401 | no | no |  |  | no |  |  | 1402477.513 | 15431576.369 |  | -1
node_8104401_200887214 |  |  | PQ | ABCN | 19918.584 | 8104401 | no | no |  |  | no |  |  | 1402601.167 | 15431818.955 |  | -1
node_8104401_200887215 |  |  | PQ | ABCN | 19918.584 | 8104401 | no | no |  |  | no |  |  | 1391446.137 | 15426927.849 |  | -1
node_8104401_200887216 |  |  | PQ | ABCN | 19918.584 | 8104401 | no | no |  |  | no |  |  | 1402725.358 | 15432055.811 |  | -1
node_8104401_200887218 |  |  | PQ | ABCN | 19918.584 | 8104401 | no | no |  |  | no |  |  | 1402872.483 | 15432304.903 |  | -1
node_8104401_200887219 |  |  | PQ | ABCN | 19918.584 | 8104401 | no | no |  |  | no |  |  | 1403002.446 | 15432474.575 |  | -1
node_8104401_200887220 |  |  | PQ | ABCN | 19918.584 | 8104401 | no | no |  |  | no |  |  | 1403125.715 | 15432719.538 |  | -1
node_8104401_200887221 |  |  | PQ | ABCN | 19918.584 | 8104401 | no | no |  |  | no |  |  | 1403266.274 | 15432961.224 |  | -1
node_8104401_200887222 |  |  | PQ | ABCN | 19918.584 | 8104401 | no | no |  |  | no |  |  | 1403399.202 | 15433195.438 |  | -1
node_8104401_200887223 |  |  | PQ | ABCN | 19918.584 | 8104401 | no | no |  |  | no |  |  | 1403381.985 | 15433454.991 |  | -1
node_8104401_200887224 |  |  | PQ | ABCN | 19918.584 | 8104401 | no | no |  |  | no |  |  | 1403371.557 | 15433721.229 |  | -1
node_8104401_200887225 |  |  | PQ | ABCN | 19918.584 | 8104401 | no | no |  |  | no |  |  | 1403354.463 | 15433973.467 |  | -1
node_8104401_200887226 |  |  | PQ | ABCN | 19918.584 | 8104401 | no | no |  |  | no |  |  | 1403339.655 | 15434227.054 |  | -1
node_8104401_200887227 |  |  | PQ | ABCN | 19918.584 | 8104401 | no | no |  |  | no |  |  | 1391436.09 | 15427085.222 |  | -1
node_8104401_200887228 |  |  | PQ | ABCN | 19918.584 | 8104401 | no | no |  |  | no |  |  | 1403324.965 | 15434477.577 |  | -1
node_8104401_200887229 |  |  | PQ | ABCN | 19918.584 | 8104401 | no | no |  |  | no |  |  | 1403308.747 | 15434734.148 |  | -1
node_8104401_200887230 |  |  | PQ | ABCN | 19918.584 | 8104401 | no | no |  |  | no |  |  | 1403572.33 | 15434742.199 |  | -1
node_8104401_200887231 |  |  | PQ | ABCN | 19918.584 | 8104401 | no | no |  |  | no |  |  | 1403842.136 | 15434753.529 |  | -1
node_8104401_200887233 |  |  | PQ | ABCN | 19918.584 | 8104401 | no | no |  |  | no |  |  | 1404117.407 | 15434776.087 |  | -1
node_8104401_200887234 |  |  | PQ | ABCN | 19918.584 | 8104401 | no | no |  |  | no |  |  | 1404400.781 | 15434789.034 |  | -1
node_8104401_200887235 |  |  | PQ | ABCN | 19918.584 | 8104401 | no | no |  |  | no |  |  | 1404671.907 | 15434802.355 |  | -1
node_8104401_200887236 |  |  | PQ | ABCN | 19918.584 | 8104401 | no | no |  |  | no |  |  | 1404946.434 | 15434812.546 |  | -1
node_8104401_200887237 |  |  | PQ | ABCN | 19918.584 | 8104401 | no | no |  |  | no |  |  | 1405269.639 | 15434828.72 |  | -1
node_8104401_200887238 |  |  | PQ | ABCN | 19918.584 | 8104401 | no | no |  |  | no |  |  | 1405404.73 | 15434842.215 |  | -1
node_8104401_200887239 |  |  | PQ | ABCN | 19918.584 | 8104401 | no | no |  |  | no |  |  | 1391446.446 | 15427242.993 |  | -1
node_8104401_200887240 |  |  | PQ | AD | 2771.281 | 8104401 | no | no |  |  | no |  |  | 1402609.253 | 15413647.607 |  | -1
node_8104401_200887241 |  |  | PQ | AD | 2771.281 | 8104401 | no | no |  |  | no |  |  | 1402798.951 | 15413899.706 |  | -1
node_8104401_200887242 |  |  | PQ | AD | 2771.281 | 8104401 | no | no |  |  | no |  |  | 1402985.985 | 15414117.399 |  | -1
node_8104401_200887243 |  |  | PQ | AD | 2771.281 | 8104401 | no | no |  |  | no |  |  | 1403183.301 | 15414369.34 |  | -1
node_8104401_200887244 |  |  | PQ | AD | 2771.281 | 8104401 | no | no |  |  | no |  |  | 1403292.356 | 15414626.921 |  | -1
node_8104401_200887245 |  |  | PQ | AD | 2771.281 | 8104401 | no | no |  |  | no |  |  | 1403257.595 | 15414849.955 |  | -1
node_8104401_200887246 |  |  | PQ | AN | 2771.281 | 8104401 | no | no |  |  | no |  |  | 1403491.838 | 15414894.34 |  | -1
node_8104401_200887247 |  |  | PQ | AD | 2771.281 | 8104401 | no | no |  |  | no |  |  | 1403282.526 | 15415145.91 |  | -1
node_8104401_200887248 |  |  | PQ | AD | 2771.281 | 8104401 | no | no |  |  | no |  |  | 1403299.077 | 15415433.499 |  | -1
node_8104401_200887355 |  |  | PQ | AD | 2771.281 | 8104401 | no | no |  |  | no |  |  | 1397519.29 | 15419021.401 |  | -1
node_8104401_200887356 |  |  | PQ | AD | 2771.281 | 8104401 | no | no |  |  | no |  |  | 1397246.863 | 15418894.069 |  | -1
node_8104401_200887357 |  |  | PQ | AD | 2771.281 | 8104401 | no | no |  |  | no |  |  | 1397048.037 | 15418659.694 |  | -1
node_8104401_200887358 |  |  | PQ | AD | 2771.281 | 8104401 | no | no |  |  | no |  |  | 1396772.532 | 15418533.733 |  | -1
node_8104401_200887359 |  |  | PQ | AN | 2771.281 | 8104401 | no | no |  |  | no |  |  | 1396708.051 | 15418370.428 |  | -1
node_8104401_200909287 |  |  | PQ | AN | 2771.281 | 8104401 | no | no |  |  | no |  |  | 1408431.713 | 15435086.271 |  | -1
node_8104401_200909296 |  |  | PQ | AN | 19918.584 | 8104401 | no | no |  |  | no |  |  | 1433839.004 | 15448368.133 |  | -1
node_8104401_200909299 |  |  | PQ | AN | 2771.281 | 8104401 | no | no |  |  | no |  |  | 1441344.278 | 15438115.469 |  | -1
node_8104401_200909300 |  |  | PQ | AD | 2771.281 | 8104401 | no | no |  |  | no |  |  | 1457403.477 | 15438390.41 |  | -1
node_8104401_200909301 |  |  | PQ | AD | 2771.281 | 8104401 | no | no |  |  | no |  |  | 1455703.416 | 15434668.04 |  | -1
node_8104401_200909302 |  |  | PQ | AD | 2771.281 | 8104401 | no | no |  |  | no |  |  | 1439798.199 | 15474503.022 |  | -1
node_8104401_200909355 |  |  | PQ | AD | 2771.281 | 8104401 | no | no |  |  | no |  |  | 1403196.068 | 15439937.508 |  | -1
node_8104401_200909356 |  |  | PQ | AD | 2771.281 | 8104401 | no | no |  |  | no |  |  | 1404928.273 | 15438081.916 |  | -1
node_8104401_200909378 |  |  | PQ | ABCN | 19918.584 | 8104401 | no | no |  |  | no |  |  | 1399499.806 | 15427390.22 |  | -1
node_8104401_200909379 |  |  | PQ | AD | 2771.281 | 8104401 | no | no |  |  | no |  |  | 1399685.323 | 15427216.775 |  | -1
node_8104401_200940887 |  |  | PQ | AD | 2771.281 | 8104401 | no | no |  |  | no |  |  | 1433917.338 | 15425099.536 |  | -1
node_8104401_200940888 |  |  | PQ | AD | 2771.281 | 8104401 | no | no |  |  | no |  |  | 1433991.857 | 15425365.21 |  | -1
node_8104401_200940889 |  |  | PQ | AN | 2771.281 | 8104401 | no | no |  |  | no |  |  | 1419679.504 | 15465508.948 |  | -1
node_8104401_200940890 |  |  | PQ | AD | 2771.281 | 8104401 | no | no |  |  | no |  |  | 1419668.954 | 15465747.348 |  | -1
node_8104401_200940891 |  |  | PQ | AD | 2771.281 | 8104401 | no | no |  |  | no |  |  | 1419660.774 | 15465995.889 |  | -1
node_8104401_200940893 |  |  | PQ | AD | 2771.281 | 8104401 | no | no |  |  | no |  |  | 1419655.493 | 15466226.623 |  | -1
node_8104401_200940894 |  |  | PQ | AD | 2771.281 | 8104401 | no | no |  |  | no |  |  | 1419659.661 | 15466509.077 |  | -1
node_8104401_200940895 |  |  | PQ | AD | 2771.281 | 8104401 | no | no |  |  | no |  |  | 1419642.38 | 15466786.732 |  | -1
node_8104401_200943339 |  |  | PQ | AD | 2771.281 | 8104401 | no | no |  |  | no |  |  | 1433540.589 | 15425110.911 |  | -1
node_8104401_200943340 |  |  | PQ | AD | 2771.281 | 8104401 | no | no |  |  | no |  |  | 1433534.515 | 15425359.366 |  | -1
node_8104401_200943341 |  |  | PQ | AD | 2771.281 | 8104401 | no | no |  |  | no |  |  | 1433509.943 | 15425870.611 |  | -1
node_8104401_200943342 |  |  | PQ | AD | 2771.281 | 8104401 | no | no |  |  | no |  |  | 1433477.266 | 15426404.098 |  | -1
node_8104401_200943343 |  |  | PQ | AN | 2771.281 | 8104401 | no | no |  |  | no |  |  | 1433105.479 | 15431973.496 |  | -1
node_8104401_200943344 |  |  | PQ | AN | 2771.281 | 8104401 | no | no |  |  | no |  |  | 1433085.023 | 15432362.892 |  | -1
node_8104401_200946838 |  |  | PQ | AD | 2771.281 | 8104401 | no | no |  |  | no |  |  | 1423439.763 | 15465598.398 |  | -1
node_8104401_200946839 |  |  | PQ | AD | 2771.281 | 8104401 | no | no |  |  | no |  |  | 1423296.102 | 15465737.15 |  | -1
node_8104401_200946869 |  |  | PQ | AN | 19918.584 | 8104401 | no | no |  |  | no |  |  | 1429350.686 | 15477579.239 |  | -1
node_8104401_200949238 |  |  | PQ | AD | 2771.281 | 8104401 | no | no |  |  | no |  |  | 1408053.716 | 15441507.934 |  | -1
node_8104401_200950727 |  |  | PQ | AD | 2771.281 | 8104401 | no | no |  |  | no |  |  | 1408166.6 | 15438978.854 |  | -1
node_8104401_200950728 |  |  | PQ | AD | 2771.281 | 8104401 | no | no |  |  | no |  |  | 1408134.233 | 15439487.487 |  | -1
node_8104401_200951625 |  |  | PQ | ABCN | 19918.584 | 8104401 | no | no |  |  | no |  |  | 1433422.875 | 15437828.944 |  | -1
node_8104401_200951628 |  |  | PQ | ABCN | 19918.584 | 8104401 | no | no |  |  | no |  |  | 1427166.934 | 15485706.932 |  | -1
node_8104401_200952592 |  |  | PQ | AD | 2771.281 | 8104401 | no | no |  |  | no |  |  | 1402887.941 | 15449733.802 |  | -1
node_8104401_200952667 |  |  | PQ | AD | 2771.281 | 8104401 | no | no |  |  | no |  |  | 1407289.037 | 15438500.432 |  | -1
node_8104401_200952668 |  |  | PQ | AD | 2771.281 | 8104401 | no | no |  |  | no |  |  | 1407729.41 | 15438485.581 |  | -1
node_8104401_200954927 |  |  | PQ | ABCN | 19918.584 | 8104401 | no | no |  |  | no |  |  | 1429109.45 | 15437152.061 |  | -1
node_8104401_200954928 |  |  | PQ | ABCN | 19918.584 | 8104401 | no | no |  |  | no |  |  | 1427070.917 | 15485678.617 |  | -1
node_8104401_200957017 |  |  | PQ | AN | 2771.281 | 8104401 | no | no |  |  | no |  |  | 1442756.173 | 15439783.474 |  | -1
node_8104401_200960592 |  |  | PQ | AD | 2771.281 | 8104401 | no | no |  |  | no |  |  | 1445556.733 | 15431977.159 |  | -1
node_8104401_200961161 |  |  | PQ | AD | 2771.281 | 8104401 | no | no |  |  | no |  |  | 1403872.006 | 15448822.608 |  | -1
node_8104401_200961162 |  |  | PQ | AN | 2771.281 | 8104401 | no | no |  |  | no |  |  | 1403670.459 | 15448836.867 |  | -1
node_8104401_200961731 |  |  | PQ | AD | 2771.281 | 8104401 | no | no |  |  | no |  |  | 1401809.195 | 15425703.996 |  | -1
node_8104401_200961732 |  |  | PQ | AD | 2771.281 | 8104401 | no | no |  |  | no |  |  | 1402006.562 | 15425880.945 |  | -1
node_8104401_200963319 |  |  | PQ | AD | 2771.281 | 8104401 | no | no |  |  | no |  |  | 1403313.435 | 15415712.036 |  | -1
node_8104401_200964070 |  |  | PQ | AD | 2771.281 | 8104401 | no | no |  |  | no |  |  | 1429924.614 | 15467470.475 |  | -1
node_8104401_200966775 |  |  | PQ | AN | 19918.584 | 8104401 | no | no |  |  | no |  |  | 1411023.713 | 15435459.362 |  | -1
node_8104401_200970870 |  |  | PQ | AN | 19918.584 | 8104401 | no | no |  |  | no |  |  | 1431172.686 | 15448435.675 |  | -1
node_8104401_200972224 |  |  | PQ | AN | 2771.281 | 8104401 | no | no |  |  | no |  |  | 1444229.91 | 15429665.624 |  | -1
node_8104401_200972430 |  |  | PQ | AN | 2771.281 | 8104401 | no | no |  |  | no |  |  | 1444688.281 | 15424091.962 |  | -1
node_8104401_200972591 |  |  | PQ | AN | 2771.281 | 8104401 | no | no |  |  | no |  |  | 1443869.904 | 15422983.035 |  | -1
node_8104401_200972930 |  |  | PQ | AN | 2771.281 | 8104401 | no | no |  |  | no |  |  | 1413919.733 | 15449868.839 |  | -1
node_8104401_200972948 |  |  | PQ | AN | 19918.584 | 8104401 | no | no |  |  | no |  |  | 1433750.193 | 15445262.601 |  | -1
node_8104401_200972949 |  |  | PQ | AN | 19918.584 | 8104401 | no | no |  |  | no |  |  | 1430829.837 | 15452062.497 |  | -1
node_8104401_200974685 |  |  | PQ | AN | 19918.584 | 8104401 | no | no |  |  | no |  |  | 1429113.437 | 15477522.154 |  | -1
node_8104401_200977049 |  |  | PQ | AN | 2771.281 | 8104401 | no | no |  |  | no |  |  | 1457452.462 | 15437046.784 |  | -1
node_8104401_200977358 |  |  | PQ | AN | 2771.281 | 8104401 | no | no |  |  | no |  |  | 1402876.956 | 15423386.582 |  | -1
node_8104401_200977786 |  |  | PQ | AD | 2771.281 | 8104401 | no | no |  |  | no |  |  | 1450998.83 | 15436798.634 |  | -1
node_8104401_200978424 |  |  | PQ | AD | 2771.281 | 8104401 | no | no |  |  | no |  |  | 1441645.017 | 15434097.122 |  | -1
node_8104401_200978529 |  |  | PQ | AN | 2771.281 | 8104401 | no | no |  |  | no |  |  | 1440169.145 | 15435624.221 |  | -1
node_8104401_200978530 |  |  | PQ | AN | 2771.281 | 8104401 | no | no |  |  | no |  |  | 1439352.017 | 15436522.118 |  | -1
node_8104401_200978635 |  |  | PQ | AD | 2771.281 | 8104401 | no | no |  |  | no |  |  | 1439868.338 | 15435954.64 |  | -1
node_8104401_200978878 |  |  | PQ | AN | 2771.281 | 8104401 | no | no |  |  | no |  |  | 1414871.79 | 15428393.911 |  | -1
node_8104401_200981907 |  |  | PQ | AD | 2771.281 | 8104401 | no | no |  |  | no |  |  | 1402875.111 | 15415634.734 |  | -1
node_8104401_200981908 |  |  | PQ | AD | 2771.281 | 8104401 | no | no |  |  | no |  |  | 1402659.739 | 15415610.41 |  | -1
node_8104401_200982201 |  |  | PQ | AD | 2771.281 | 8104401 | no | no |  |  | no |  |  | 1402392.466 | 15415603.514 |  | -1
node_8104401_200982202 |  |  | PQ | AD | 2771.281 | 8104401 | no | no |  |  | no |  |  | 1401604.806 | 15415562.094 |  | -1
node_8104401_200982203 |  |  | PQ | AD | 2771.281 | 8104401 | no | no |  |  | no |  |  | 1401118.095 | 15415505.215 |  | -1
node_8104401_200982204 |  |  | PQ | AD | 2771.281 | 8104401 | no | no |  |  | no |  |  | 1400855.508 | 15415424.334 |  | -1
node_8104401_200982205 |  |  | PQ | AD | 2771.281 | 8104401 | no | no |  |  | no |  |  | 1400203.408 | 15415258.019 |  | -1
node_8104401_200982206 |  |  | PQ | AD | 2771.281 | 8104401 | no | no |  |  | no |  |  | 1400448.534 | 15415260.975 |  | -1
node_8104401_200982207 |  |  | PQ | AN | 2771.281 | 8104401 | no | no |  |  | no |  |  | 1399993.447 | 15415167.192 |  | -1
node_8104401_200982208 |  |  | PQ | AD | 2771.281 | 8104401 | no | no |  |  | no |  |  | 1399778.991 | 15415007.67 |  | -1
node_8104401_200982209 |  |  | PQ | AD | 2771.281 | 8104401 | no | no |  |  | no |  |  | 1399561.581 | 15414836.808 |  | -1
node_8104401_200983573 |  |  | PQ | AN | 2771.281 | 8104401 | no | no |  |  | no |  |  | 1442207.165 | 15440070.209 |  | -1
node_8104401_200983582 |  |  | PQ | AN | 19918.584 | 8104401 | no | no |  |  | no |  |  | 1430214.948 | 15472763.971 |  | -1
node_8104401_200985972 |  |  | PQ | AN | 2771.281 | 8104401 | no | no |  |  | no |  |  | 1430285.235 | 15424956.608 |  | -1
node_8104401_200987742 |  |  | PQ | AD | 2771.281 | 8104401 | no | no |  |  | no |  |  | 1437936.035 | 15474094.163 |  | -1
node_8104401_201008962 |  |  | PQ | AN | 2771.281 | 8104401 | no | no |  |  | no |  |  | 1405662.724 | 15447943.078 |  | -1
node_8104401_201010447 |  |  | PQ | AD | 2771.281 | 8104401 | no | no |  |  | no |  |  | 1452881.657 | 15440172.294 |  | -1
node_8104401_201010448 |  |  | PQ | AN | 2771.281 | 8104401 | no | no |  |  | no |  |  | 1452734.547 | 15439927.625 |  | -1
node_8104401_201013702 |  |  | PQ | AN | 2771.281 | 8104401 | no | no |  |  | no |  |  | 1433753.243 | 15470558.089 |  | -1
node_8104401_201013720 |  |  | PQ | AD | 2771.281 | 8104401 | no | no |  |  | no |  |  | 1434084.681 | 15470827.411 |  | -1
node_8104401_201013817 |  |  | PQ | AN | 2771.281 | 8104401 | no | no |  |  | no |  |  | 1430300.743 | 15468624.983 |  | -1
node_8104401_201013818 |  |  | PQ | AD | 2771.281 | 8104401 | no | no |  |  | no |  |  | 1433068.294 | 15470011.044 |  | -1
node_8104401_201013819 |  |  | PQ | AN | 2771.281 | 8104401 | no | no |  |  | no |  |  | 1433327.976 | 15470204.049 |  | -1
node_8104401_201013820 |  |  | PQ | AD | 2771.281 | 8104401 | no | no |  |  | no |  |  | 1434669.809 | 15471320.991 |  | -1
node_8104401_201013821 |  |  | PQ | AD | 2771.281 | 8104401 | no | no |  |  | no |  |  | 1434959.239 | 15471608.475 |  | -1
node_8104401_201013822 |  |  | PQ | AD | 2771.281 | 8104401 | no | no |  |  | no |  |  | 1430559.779 | 15468743.235 |  | -1
node_8104401_201013823 |  |  | PQ | AD | 2771.281 | 8104401 | no | no |  |  | no |  |  | 1437072.017 | 15473394.909 |  | -1
node_8104401_201013824 |  |  | PQ | AD | 2771.281 | 8104401 | no | no |  |  | no |  |  | 1437252.813 | 15473618.922 |  | -1
node_8104401_201016715 |  |  | PQ | AN | 2771.281 | 8104401 | no | no |  |  | no |  |  | 1399122.216 | 15449325.266 |  | -1
node_8104401_201018268 |  |  | PQ | AD | 2771.281 | 8104401 | no | no |  |  | no |  |  | 1433208.994 | 15431393.992 |  | -1
node_8104401_201018269 |  |  | PQ | AD | 2771.281 | 8104401 | no | no |  |  | no |  |  | 1433469.786 | 15431402.856 |  | -1
node_8104401_201018270 |  |  | PQ | AD | 2771.281 | 8104401 | no | no |  |  | no |  |  | 1433619.003 | 15431411.956 |  | -1
node_8104401_201018271 |  |  | PQ | AD | 2771.281 | 8104401 | no | no |  |  | no |  |  | 1433815.108 | 15431477.615 |  | -1
node_8104401_201018272 |  |  | PQ | AN | 2771.281 | 8104401 | no | no |  |  | no |  |  | 1434004.673 | 15431291.297 |  | -1
node_8104401_201018293 |  |  | PQ | AN | 2771.281 | 8104401 | no | no |  |  | no |  |  | 1438028.796 | 15436057.684 |  | -1
node_8104401_201038473 |  |  | PQ | AD | 2771.281 | 8104401 | no | no |  |  | no |  |  | 1434543.331 | 15425148.918 |  | -1
node_8104401_201038474 |  |  | PQ | AN | 2771.281 | 8104401 | no | no |  |  | no |  |  | 1434507.098 | 15425316.805 |  | -1
node_8104401_201041315 |  |  | PQ | AD | 2771.281 | 8104401 | no | no |  |  | no |  |  | 1414054.43 | 15449313.025 |  | -1
node_8104401_201041316 |  |  | PQ | AD | 2771.281 | 8104401 | no | no |  |  | no |  |  | 1414260.234 | 15449285.226 |  | -1
node_8104401_201041318 |  |  | PQ | AD | 2771.281 | 8104401 | no | no |  |  | no |  |  | 1414530.248 | 15449294.084 |  | -1
node_8104401_201041319 |  |  | PQ | AD | 2771.281 | 8104401 | no | no |  |  | no |  |  | 1414823.76 | 15449300.721 |  | -1
node_8104401_201041320 |  |  | PQ | AD | 2771.281 | 8104401 | no | no |  |  | no |  |  | 1415101.257 | 15449318.701 |  | -1
node_8104401_201041321 |  |  | PQ | AD | 2771.281 | 8104401 | no | no |  |  | no |  |  | 1415379.915 | 15449330.447 |  | -1
node_8104401_201041322 |  |  | PQ | AD | 2771.281 | 8104401 | no | no |  |  | no |  |  | 1415656.165 | 15449344.179 |  | -1
node_8104401_201041323 |  |  | PQ | AN | 2771.281 | 8104401 | no | no |  |  | no |  |  | 1415938.515 | 15449352.899 |  | -1
node_8104401_201041325 |  |  | PQ | AD | 2771.281 | 8104401 | no | no |  |  | no |  |  | 1413088.239 | 15449267.085 |  | -1
node_8104401_201042634 |  |  | PQ | AN | 2771.281 | 8104401 | no | no |  |  | no |  |  | 1405702.572 | 15429280.876 |  | -1
node_8104401_201044988 |  |  | PQ | AD | 2771.281 | 8104401 | no | no |  |  | no |  |  | 1444456.438 | 15422086.945 |  | -1
node_8104401_201044989 |  |  | PQ | AD | 2771.281 | 8104401 | no | no |  |  | no |  |  | 1444466.98 | 15421884.73 |  | -1
node_8104401_201046399 |  |  | PQ | AN | 2771.281 | 8104401 | no | no |  |  | no |  |  | 1416029.938 | 15426820.179 |  | -1
node_8104401_201046818 |  |  | PQ | AN | 2771.281 | 8104401 | no | no |  |  | no |  |  | 1442751.695 | 15436870.58 |  | -1
node_8104401_201047972 |  |  | PQ | AN | 2771.281 | 8104401 | no | no |  |  | no |  |  | 1403246.646 | 15423340.995 |  | -1
node_8104401_201047992 |  |  | PQ | AN | 2771.281 | 8104401 | no | no |  |  | no |  |  | 1411442.07 | 15449123.95 |  | -1
node_8104401_201048918 |  |  | PQ | AN | 2771.281 | 8104401 | no | no |  |  | no |  |  | 1404785.496 | 15426785.494 |  | -1
node_8104401_201056450 |  |  | PQ | AN | 2771.281 | 8104401 | no | no |  |  | no |  |  | 1435755.408 | 15474020.499 |  | -1
node_8104401_201060378 |  |  | PQ | AD | 2771.281 | 8104401 | no | no |  |  | no |  |  | 1402421.857 | 15413297.108 |  | -1
node_8104401_201060379 |  |  | PQ | AD | 2771.281 | 8104401 | no | no |  |  | no |  |  | 1402482.226 | 15413341.689 |  | -1
node_8104401_201060380 |  |  | PQ | AD | 2771.281 | 8104401 | no | no |  |  | no |  |  | 1402231.007 | 15413257.734 |  | -1
node_8104401_201060381 |  |  | PQ | AN | 2771.281 | 8104401 | no | no |  |  | no |  |  | 1402038.019 | 15413199.81 |  | -1
node_8104401_201060998 |  |  | PQ | AD | 2771.281 | 8104401 | no | no |  |  | no |  |  | 1443047.657 | 15439034.793 |  | -1
node_8104401_201060999 |  |  | PQ | AD | 2771.281 | 8104401 | no | no |  |  | no |  |  | 1444052.081 | 15439166.788 |  | -1
node_8104401_201061000 |  |  | PQ | AD | 2771.281 | 8104401 | no | no |  |  | no |  |  | 1444560.434 | 15439287.853 |  | -1
node_8104401_201061060 |  |  | PQ | ABCD | 2771.281 | 8104401 | no | no |  |  | no |  |  | 1435973.753 | 15437477.271 |  | -1
node_8104401_201061129 |  |  | PQ | AD | 2771.281 | 8104401 | no | no |  |  | no |  |  | 1433117.001 | 15433164.94 |  | -1
node_8104401_201061193 |  |  | PQ | AN | 2771.281 | 8104401 | no | no |  |  | no |  |  | 1434059.427 | 15425625.82 |  | -1
node_8104401_201061217 |  |  | PQ | AD | 2771.281 | 8104401 | no | no |  |  | no |  |  | 1442789.083 | 15439124.729 |  | -1
node_8104401_201061218 |  |  | PQ | AD | 2771.281 | 8104401 | no | no |  |  | no |  |  | 1443310.745 | 15438965.663 |  | -1
node_8104401_201061284 |  |  | PQ | AD | 2771.281 | 8104401 | no | no |  |  | no |  |  | 1443850.002 | 15439029.734 |  | -1
node_8104401_201061285 |  |  | PQ | AD | 2771.281 | 8104401 | no | no |  |  | no |  |  | 1444313.672 | 15439181.783 |  | -1
node_8104401_201061286 |  |  | PQ | AD | 2771.281 | 8104401 | no | no |  |  | no |  |  | 1444809.241 | 15439334.024 |  | -1
node_8104401_201061341 |  |  | PQ | AD | 2771.281 | 8104401 | no | no |  |  | no |  |  | 1443594.332 | 15438954.251 |  | -1
node_8104401_201062069 |  |  | PQ | AN | 19918.584 | 8104401 | no | no |  |  | no |  |  | 1431098.299 | 15439122.338 |  | -1
node_8104401_201064255 |  |  | PQ | AN | 2771.281 | 8104401 | no | no |  |  | no |  |  | 1431227.835 | 15416492.921 |  | -1
node_8104401_201064256 |  |  | PQ | AD | 2771.281 | 8104401 | no | no |  |  | no |  |  | 1431405.37 | 15416562.487 |  | -1
node_8104401_201064257 |  |  | PQ | AD | 2771.281 | 8104401 | no | no |  |  | no |  |  | 1431608.111 | 15416734.66 |  | -1
node_8104401_201064307 |  |  | PQ | AD | 2771.281 | 8104401 | no | no |  |  | no |  |  | 1431761.029 | 15416955.144 |  | -1
node_8104401_201064308 |  |  | PQ | AN | 2771.281 | 8104401 | no | no |  |  | no |  |  | 1431842.891 | 15417208.05 |  | -1
node_8104401_201064309 |  |  | PQ | AD | 2771.281 | 8104401 | no | no |  |  | no |  |  | 1431875.269 | 15417514.35 |  | -1
node_8104401_201064310 |  |  | PQ | AD | 2771.281 | 8104401 | no | no |  |  | no |  |  | 1431974.018 | 15417722.117 |  | -1
node_8104401_201064311 |  |  | PQ | AD | 2771.281 | 8104401 | no | no |  |  | no |  |  | 1432167.628 | 15417910.615 |  | -1
node_8104401_201064312 |  |  | PQ | AD | 2771.281 | 8104401 | no | no |  |  | no |  |  | 1432342.729 | 15418135.954 |  | -1
node_8104401_201064313 |  |  | PQ | AD | 2771.281 | 8104401 | no | no |  |  | no |  |  | 1432435.307 | 15418384.052 |  | -1
node_8104401_201064314 |  |  | PQ | AD | 2771.281 | 8104401 | no | no |  |  | no |  |  | 1432551.852 | 15418653.594 |  | -1
node_8104401_201064315 |  |  | PQ | AD | 2771.281 | 8104401 | no | no |  |  | no |  |  | 1432698.69 | 15418881.877 |  | -1
node_8104401_201064316 |  |  | PQ | AD | 2771.281 | 8104401 | no | no |  |  | no |  |  | 1432845.726 | 15419125.65 |  | -1
node_8104401_201064317 |  |  | PQ | AD | 2771.281 | 8104401 | no | no |  |  | no |  |  | 1433030.901 | 15419316.361 |  | -1
node_8104401_201064318 |  |  | PQ | AD | 2771.281 | 8104401 | no | no |  |  | no |  |  | 1433196.021 | 15419535.702 |  | -1
node_8104401_201064319 |  |  | PQ | AD | 2771.281 | 8104401 | no | no |  |  | no |  |  | 1433352.242 | 15419750.937 |  | -1
node_8104401_201064320 |  |  | PQ | AD | 2771.281 | 8104401 | no | no |  |  | no |  |  | 1433512.317 | 15419974.109 |  | -1
node_8104401_201064321 |  |  | PQ | AD | 2771.281 | 8104401 | no | no |  |  | no |  |  | 1433655.752 | 15420209.548 |  | -1
node_8104401_201064322 |  |  | PQ | AD | 2771.281 | 8104401 | no | no |  |  | no |  |  | 1433738.247 | 15420474.006 |  | -1
node_8104401_201064421 |  |  | PQ | AD | 2771.281 | 8104401 | no | no |  |  | no |  |  | 1432948.62 | 15418993.227 |  | -1
node_8104401_201065548 |  |  | PQ | AD | 2771.281 | 8104401 | no | no |  |  | no |  |  | 1414001.69 | 15427864.632 |  | -1
node_8104401_201065549 |  |  | PQ | AN | 2771.281 | 8104401 | no | no |  |  | no |  |  | 1413753.826 | 15427849.161 |  | -1
node_8104401_201068849 |  |  | PQ | AD | 2771.281 | 8104401 | no | no |  |  | no |  |  | 1402432.667 | 15412997.685 |  | -1
node_8104401_201068850 |  |  | PQ | AD | 2771.281 | 8104401 | no | no |  |  | no |  |  | 1402444.567 | 15412650.554 |  | -1
node_8104401_201068851 |  |  | PQ | AD | 2771.281 | 8104401 | no | no |  |  | no |  |  | 1402450.118 | 15412328.47 |  | -1
node_8104401_201068852 |  |  | PQ | AN | 2771.281 | 8104401 | no | no |  |  | no |  |  | 1402466.018 | 15411992.896 |  | -1
node_8104401_201069313 |  |  | PQ | AD | 2771.281 | 8104401 | no | no |  |  | no |  |  | 1432128.784 | 15416323.49 |  | -1
node_8104401_310009743 |  |  | PQ | AN | 2771.281 | 8104401 | no | no |  |  | no |  |  | 1419792.705 | 15463906.131 |  | -1
node_8104401_310010409 |  |  | PQ | AD | 2771.281 | 8104401 | no | no |  |  | no |  |  | 1415400.281 | 15429577.968 |  | -1
node_8104401_310014695 |  |  | PQ | AD | 2771.281 | 8104401 | no | no |  |  | no |  |  | 1430548.642 | 15424749.942 |  | -1
node_8104401_310014840 |  |  | PQ | AN | 2771.281 | 8104401 | no | no |  |  | no |  |  | 1431064.785 | 15425000.271 |  | -1
node_8104401_310027946 |  |  | PQ | AD | 2771.281 | 8104401 | no | no |  |  | no |  |  | 1435295.152 | 15474505.372 |  | -1
node_8104401_310027949 |  |  | PQ | AD | 2771.281 | 8104401 | no | no |  |  | no |  |  | 1435280.438 | 15474706.458 |  | -1
node_8104401_310027950 |  |  | PQ | AD | 2771.281 | 8104401 | no | no |  |  | no |  |  | 1435333.279 | 15474884.482 |  | -1
node_8104401_310027952 |  |  | PQ | AN | 2771.281 | 8104401 | no | no |  |  | no |  |  | 1435279.647 | 15475116.435 |  | -1
node_8104401_310027957 |  |  | PQ | AN | 19918.584 | 8104401 | no | no |  |  | no |  |  | 1431374.834 | 15474333.825 |  | -1
node_8104401_310027958 |  |  | PQ | AN | 19918.584 | 8104401 | no | no |  |  | no |  |  | 1431644.284 | 15474382.503 |  | -1
node_8104401_310027960 |  |  | PQ | AN | 19918.584 | 8104401 | no | no |  |  | no |  |  | 1431862.503 | 15474362.299 |  | -1
node_8104401_310052774 |  |  | PQ | AN | 2771.281 | 8104401 | no | no |  |  | no |  |  | 1405762.076 | 15448163.109 |  | -1
node_8104401_310061805 |  |  | PQ | AN | 19918.584 | 8104401 | no | no |  |  | no |  |  | 1433660.511 | 15464199.209 |  | -1
node_8104401_311893253 |  |  | PQ | AD | 2771.281 | 8104401 | no | no |  |  | no |  |  | 1403123.682 | 15422694.302 |  | -1
node_8104401_311893400 |  |  | PQ | AD | 2771.281 | 8104401 | no | no |  |  | no |  |  | 1403051.199 | 15422945.289 |  | -1
node_8104401_311893402 |  |  | PQ | AD | 2771.281 | 8104401 | no | no |  |  | no |  |  | 1402681.664 | 15422874.653 |  | -1
node_8104401_311893405 |  |  | PQ | AN | 2771.281 | 8104401 | no | no |  |  | no |  |  | 1402597.947 | 15422972.966 |  | -1
node_8104401_311893406 |  |  | PQ | AD | 2771.281 | 8104401 | no | no |  |  | no |  |  | 1402325.323 | 15423005.048 |  | -1
node_8104401_311893407 |  |  | PQ | AN | 2771.281 | 8104401 | no | no |  |  | no |  |  | 1402081.761 | 15423214.139 |  | -1
node_8104401_311902586 |  |  | PQ | AN | 19918.584 | 8104401 | no | no |  |  | no |  |  | 1438381.503 | 15460639.317 |  | -1
node_8104401_311902587 |  |  | PQ | AN | 19918.584 | 8104401 | no | no |  |  | no |  |  | 1438398.22 | 15460327.078 |  | -1
node_8104401_311912876 |  |  | PQ | AN | 2771.281 | 8104401 | no | no |  |  | no |  |  | 1433083.014 | 15444143.712 |  | -1
node_8104401_311912878 |  |  | PQ | AN | 2771.281 | 8104401 | no | no |  |  | no |  |  | 1433661.811 | 15441047.856 |  | -1
node_8104401_311912882 |  |  | PQ | AN | 2771.281 | 8104401 | no | no |  |  | no |  |  | 1430068.556 | 15468002.875 |  | -1
node_8104401_311912887 |  |  | PQ | AN | 2771.281 | 8104401 | no | no |  |  | no |  |  | 1422951.014 | 15436526.303 |  | -1
node_8104401_311929015 |  |  | PQ | AN | 2771.281 | 8104401 | no | no |  |  | no |  |  | 1433179.461 | 15433764.201 |  | -1
node_8104401_311933667 |  |  | PQ | AD | 2771.281 | 8104401 | no | no |  |  | no |  |  | 1433690.545 | 15420762.109 |  | -1
node_8104401_311933668 |  |  | PQ | AD | 2771.281 | 8104401 | no | no |  |  | no |  |  | 1429719.299 | 15411748.238 |  | -1
node_8104401_311933671 |  |  | PQ | AD | 2771.281 | 8104401 | no | no |  |  | no |  |  | 1431455.903 | 15416582.209 |  | -1
node_8104401_311988940 |  |  | PQ | AN | 2771.281 | 8104401 | no | no |  |  | no |  |  | 1433896.626 | 15425029.012 |  | -1
node_8104401_311990385 |  |  | PQ | AN | 2771.281 | 8104401 | no | no |  |  | no |  |  | 1460851.925 | 15432830.889 |  | -1
node_8104401_311993479 |  |  | PQ | AD | 2771.281 | 8104401 | no | no |  |  | no |  |  | 1439179.015 | 15428177.781 |  | -1
node_8104401_311993480 |  |  | PQ | AN | 2771.281 | 8104401 | no | no |  |  | no |  |  | 1439355.589 | 15428005.015 |  | -1
node_8104401_312004322 |  |  | PQ | AN | 2771.281 | 8104401 | no | no |  |  | no |  |  | 1423475.432 | 15466837.498 |  | -1
node_8104401_312004323 |  |  | PQ | AN | 2771.281 | 8104401 | no | no |  |  | no |  |  | 1423510.103 | 15466902.405 |  | -1
node_8104401_312007436 |  |  | PQ | ABCN | 19918.584 | 8104401 | no | no |  |  | no |  |  | 1430056.904 | 15468446.884 |  | -1
node_8104401_312007437 |  |  | PQ | AD | 2771.281 | 8104401 | no | no |  |  | no |  |  | 1430042.254 | 15468346.676 |  | -1
node_8104401_312017298 |  |  | PQ | AD | 2771.281 | 8104401 | no | no |  |  | no |  |  | 1401860.875 | 15423220.98 |  | -1
node_8104401_312017299 |  |  | PQ | AN | 2771.281 | 8104401 | no | no |  |  | no |  |  | 1401717.424 | 15423315.671 |  | -1
node_8104401_312033099 |  |  | PQ | AN | 19918.584 | 8104401 | no | no |  |  | no |  |  | 1424732.81 | 15436959.965 |  | -1
node_8104401_312033109 |  |  | PQ | AN | 19918.584 | 8104401 | no | no |  |  | no |  |  | 1424871.386 | 15437096.498 |  | -1
node_8104401_312033112 |  |  | PQ | AN | 19918.584 | 8104401 | no | no |  |  | no |  |  | 1424968.306 | 15437237.759 |  | -1
node_8104401_312033123 |  |  | PQ | AN | 19918.584 | 8104401 | no | no |  |  | no |  |  | 1424432.325 | 15437290.714 |  | -1
node_8104401_312035499 |  |  | PQ | AD | 2771.281 | 8104401 | no | no |  |  | no |  |  | 1440322.281 | 15477857.222 |  | -1
node_8104401_312035500 |  |  | PQ | AN | 2771.281 | 8104401 | no | no |  |  | no |  |  | 1440223.611 | 15477833.166 |  | -1
node_8104401_312054837 |  |  | PQ | AD | 2771.281 | 8104401 | no | no |  |  | no |  |  | 1428354.937 | 15464208.594 |  | -1
node_8104401_312054838 |  |  | PQ | AD | 2771.281 | 8104401 | no | no |  |  | no |  |  | 1428324.397 | 15464438.614 |  | -1
node_8104401_312071414 |  |  | PQ | AD | 2771.281 | 8104401 | no | no |  |  | no |  |  | 1396255.653 | 15412414.964 |  | -1
node_8104401_312075171 |  |  | PQ | AN | 2771.281 | 8104401 | no | no |  |  | no |  |  | 1425134.534 | 15461667.322 |  | -1
node_8104401_312076742 |  |  | PQ | AD | 2771.281 | 8104401 | no | no |  |  | no |  |  | 1436427.1 | 15472984.076 |  | -1
node_8104401_312078163 |  |  | PQ | AN | 19918.584 | 8104401 | no | no |  |  | no |  |  | 1429367.609 | 15452369.333 |  | -1
node_8104401_312078164 |  |  | PQ | AN | 19918.584 | 8104401 | no | no |  |  | no |  |  | 1429086.412 | 15452326.854 |  | -1
node_8104401_312078165 |  |  | PQ | AN | 19918.584 | 8104401 | no | no |  |  | no |  |  | 1428827.86 | 15452306.709 |  | -1
node_8104401_312078176 |  |  | PQ | AN | 19918.584 | 8104401 | no | no |  |  | no |  |  | 1428879.385 | 15452228.425 |  | -1
node_8104401_312078177 |  |  | PQ | AN | 19918.584 | 8104401 | no | no |  |  | no |  |  | 1428822.022 | 15451538.453 |  | -1
node_8104401_312085774 |  |  | PQ | AN | 2771.281 | 8104401 | no | no |  |  | no |  |  | 1433028.633 | 15418764.652 |  | -1
node_8104401_312086606 |  |  | PQ | AN | 2771.281 | 8104401 | no | no |  |  | no |  |  | 1429077.881 | 15428198.742 |  | -1
node_8104401_312101872 |  |  | PQ | AN | 19918.584 | 8104401 | no | no |  |  | no |  |  | 1434246.784 | 15462656.909 |  | -1
node_8104401_312108001 |  |  | PQ | AN | 19918.584 | 8104401 | no | no |  |  | no |  |  | 1434281.568 | 15462343.466 |  | -1
node_8104401_312111921 |  |  | PQ | AN | 2771.281 | 8104401 | no | no |  |  | no |  |  | 1398618.253 | 15414531.696 |  | -1
node_8104401_312111922 |  |  | PQ | AN | 2771.281 | 8104401 | no | no |  |  | no |  |  | 1398729.726 | 15414944.566 |  | -1
node_8104401_312118775 |  |  | PQ | AN | 2771.281 | 8104401 | no | no |  |  | no |  |  | 1433355.561 | 15424908.798 |  | -1
node_8104401_312120284 |  |  | PQ | AN | 2771.281 | 8104401 | no | no |  |  | no |  |  | 1400971.398 | 15425028.741 |  | -1
node_8104401_312133993 |  |  | PQ | ABCN | 19918.584 | 8104401 | no | no |  |  | no |  |  | 1432164.538 | 15451755.83 |  | -1
node_220386037 |  |  | PQ | ABCN | 19918.584 | 8104401 | no | no |  |  | no |  |  | 1433576.835 | 15437701.507 |  | -1
node_220386044 |  |  | PQ | AN | 19918.584 | 8104401 | no | no |  |  | no |  |  | 1433403.677 | 15437578.441 |  | -1
node_220386098 |  |  | PQ | AD | 19918.584 | 8104401 | no | no |  |  | no |  |  | 1430046.428 | 15468316.956 |  | -1
node_220386099 |  |  | PQ | AN | 19918.584 | 8104401 | no | no |  |  | no |  |  | 1430066.94 | 15468032.209 |  | -1
node_220387510 |  |  | PQ | AD | 19918.584 | 8104401 | no | no |  |  | no |  |  | 1399652.836 | 15427247.966 |  | -1
node_220387514 |  |  | PQ | AD | 2771.281 | 8104401 | no | no |  |  | no |  |  | 1393534.796 | 15418510.194 |  | -1
node_220417527 |  |  | PQ | AD | 2771.281 | 8104401 | no | no |  |  | no |  |  | 1433300.806 | 15429529.762 |  | -1
node_220436586 |  |  | PQ | AN | 19918.584 | 8104401 | no | no |  |  | no |  |  | 1422970.669 | 15436570.885 |  | -1
node_220436587 |  |  | PQ | AN | 19918.584 | 8104401 | no | no |  |  | no |  |  | 1408436.49 | 15435051.63 |  | -1
node_220436612 |  |  | PQ | AN | 19918.584 | 8104401 | no | no |  |  | no |  |  | 1433676.738 | 15441043.618 |  | -1
node_220436613 |  |  | PQ | AN | 19918.584 | 8104401 | no | no |  |  | no |  |  | 1433100.626 | 15444144.09 |  | -1
node_220436636 |  |  | PQ | AN | 19918.584 | 8104401 | no | no |  |  | no |  |  | 1394436.748 | 15427558.957 |  | -1
node_220463631 |  |  | PQ | AN | 7199.558 | 8104401 | no | no |  |  | no |  |  | 1393439.988 | 15418524.692 |  | -1
node_220465135 |  |  | PQ | AN | 2771.281 | 8104401 | no | no |  |  | no |  |  | 1433400.867 | 15437566.611 |  | -1
node_220465136 |  |  | PQ | AN | 2771.281 | 8104401 | no | no |  |  | no |  |  | 1430067.691 | 15468020.442 |  | -1
node_220465179 |  |  | PQ | ABCN | 2771.281 | 8104401 | no | no |  |  | no |  |  | 1433593.599 | 15437702.346 |  | -1
node_220465228 |  |  | PQ | AD | 2771.281 | 8104401 | no | no |  |  | no |  |  | 1399663.561 | 15427237.499 |  | -1
node_220523526 |  |  | PQ | AN | 2771.281 | 8104401 | no | no |  |  | no |  |  | 1408434.613 | 15435064.181 |  | -1
node_220523533 |  |  | PQ | AN | 2771.281 | 8104401 | no | no |  |  | no |  |  | 1422961.423 | 15436549.655 |  | -1
node_220523536 |  |  | PQ | AN | 2771.281 | 8104401 | no | no |  |  | no |  |  | 1394440.612 | 15427569.958 |  | -1
node_220523594 |  |  | PQ | AN | 2771.281 | 8104401 | no | no |  |  | no |  |  | 1433670.37 | 15441045.426 |  | -1
node_220523595 |  |  | PQ | AN | 2771.281 | 8104401 | no | no |  |  | no |  |  | 1433091.393 | 15444143.857 |  | -1
node_220595046 |  |  | PQ | AD | 2771.281 | 8104401 | no | no |  |  | no |  |  | 1430044.26 | 15468332.39 |  | -1
node_220607537 |  |  | PQ | AD | 2771.281 | 8104401 | no | no |  |  | no |  |  | 1433301.491 | 15429517.251 |  | -1
node_220607566 |  |  | PQ | AD | 2771.281 | 8104401 | no | no |  |  | no |  |  | 1437330.781 | 15437229.925 |  | -1
node_220607851 |  |  | PQ | AN | 19918.584 | 8104401 | no | no |  |  | no |  |  | 1427264.02 | 15474062.19 |  | -1
node_220607915 |  |  | PQ | AN | 19918.584 | 8104401 | no | no |  |  | no |  |  | 1427263.598 | 15474067.186 |  | -1
node_311907770 |  |  | PQ | AD | 2771.281 | 8104401 | no | no |  |  | no |  |  | 1393444.84 | 15418523.95 |  | -1
node_312007032 |  |  | PQ | ABCN | 19918.584 | 8104401 | no | no |  |  | no |  |  | 1427122.695 | 15485712.694 |  | -1
node_312097341 |  |  | PQ | ABCN | 19918.584 | 8104401 | no | no |  |  | no |  |  | 1400808.364 | 15428471.534 |  | -1
node_SOURCE_8104401 |  |  | SWING | ABCN | 19918.584 | 8104401 | no | no |  |  | no |  |  | 1391425.733 | 15425798.106 |  | -1
node_intto1_423X4-220557333 |  |  | PQ | ABCN | 19918.584 | 8104401 | no | no |  |  | no |  |  | 1400802.372 | 15428462.377 |  | -1
node_intto1_1397877_375_15442006_589 |  |  | PQ | AD | 2771.281 | 8104401 | no | no |  |  | no |  |  | 1397877.375 | 15442006.589 |  | -1
node_intto1_1398850_866_15449326_438 |  |  | PQ | AD | 2771.281 | 8104401 | no | no |  |  | no |  |  | 1398850.866 | 15449326.438 |  | -1
node_intto1_1427121_521_15485725_422 |  |  | PQ | ABCN | 19918.584 | 8104401 | no | no |  |  | no |  |  | 1427121.521 | 15485725.422 |  | -1
node_intto1_8104401_200874756 |  |  | PQ | AD | 2771.281 | 8104401 | no | no |  |  | no |  |  | 1406971.535 | 15447381.453 |  | -1
node_intto1_8104401_200874758 |  |  | PQ | AD | 2771.281 | 8104401 | no | no |  |  | no |  |  | 1407740.996 | 15447144.308 |  | -1
node_intto1_8104401_200874759 |  |  | PQ | AD | 2771.281 | 8104401 | no | no |  |  | no |  |  | 1407755.964 | 15446687.747 |  | -1
node_intto1_8104401_200874771 |  |  | PQ | AD | 2771.281 | 8104401 | no | no |  |  | no |  |  | 1407969.305 | 15443804.001 |  | -1
node_intto1_8104401_200874800 |  |  | PQ | AD | 2771.281 | 8104401 | no | no |  |  | no |  |  | 1408406.317 | 15435473.918 |  | -1
node_intto1_8104401_200874804 |  |  | PQ | AD | 2771.281 | 8104401 | no | no |  |  | no |  |  | 1408230.405 | 15433735.676 |  | -1
node_intto1_8104401_200874838 |  |  | PQ | AD | 2771.281 | 8104401 | no | no |  |  | no |  |  | 1411526.842 | 15448903.436 |  | -1
node_intto1_8104401_200874843 |  |  | PQ | AD | 2771.281 | 8104401 | no | no |  |  | no |  |  | 1412700.005 | 15449591.108 |  | -1
node_intto1_8104401_200874920 |  |  | PQ | AD | 2771.281 | 8104401 | no | no |  |  | no |  |  | 1422533.621 | 15435714.117 |  | -1
node_intto1_8104401_200874944 |  |  | PQ | AD | 2771.281 | 8104401 | no | no |  |  | no |  |  | 1417532.774 | 15428854.593 |  | -1
node_intto1_8104401_200875038 |  |  | PQ | AN | 19918.584 | 8104401 | no | no |  |  | no |  |  | 1410998.053 | 15435659.706 |  | -1
node_intto1_8104401_200875091 |  |  | PQ | AD | 2771.281 | 8104401 | no | no |  |  | no |  |  | 1418173.46 | 15427259.305 |  | -1
node_intto1_8104401_200875116 |  |  | PQ | ABCN | 19918.584 | 8104401 | no | no |  |  | no |  |  | 1412931.562 | 15436476.843 |  | -1
node_intto1_8104401_200875192 |  |  | PQ | ABCN | 19918.584 | 8104401 | no | no |  |  | no |  |  | 1408231.95 | 15434990.319 |  | -1
node_intto1_8104401_200875199 |  |  | PQ | AN | 19918.584 | 8104401 | no | no |  |  | no |  |  | 1425963.357 | 15437607.116 |  | -1
node_intto1_8104401_200875214 |  |  | PQ | AD | 2771.281 | 8104401 | no | no |  |  | no |  |  | 1416545.04 | 15428184.719 |  | -1
node_intto1_8104401_200875221 |  |  | PQ | AD | 2771.281 | 8104401 | no | no |  |  | no |  |  | 1416356.558 | 15427989.677 |  | -1
node_intto1_8104401_200875237 |  |  | PQ | AD | 2771.281 | 8104401 | no | no |  |  | no |  |  | 1409136.859 | 15447190.365 |  | -1
node_intto1_8104401_200878280 |  |  | PQ | AD | 2771.281 | 8104401 | no | no |  |  | no |  |  | 1433362.089 | 15437413.145 |  | -1
node_intto1_8104401_200878285 |  |  | PQ | AD | 2771.281 | 8104401 | no | no |  |  | no |  |  | 1432401.86 | 15444132.592 |  | -1
node_intto1_8104401_200878307 |  |  | PQ | AD | 2771.281 | 8104401 | no | no |  |  | no |  |  | 1433770.913 | 15422462.012 |  | -1
node_intto1_8104401_200878315 |  |  | PQ | AD | 2771.281 | 8104401 | no | no |  |  | no |  |  | 1433555.615 | 15425070.852 |  | -1
node_intto1_8104401_200878336 |  |  | PQ | AD | 2771.281 | 8104401 | no | no |  |  | no |  |  | 1433287.841 | 15429782.811 |  | -1
node_intto1_8104401_200878361 |  |  | PQ | AD | 2771.281 | 8104401 | no | no |  |  | no |  |  | 1433310.274 | 15436499.931 |  | -1
node_intto1_8104401_200878379 |  |  | PQ | AD | 2771.281 | 8104401 | no | no |  |  | no |  |  | 1433753.242 | 15437309.721 |  | -1
node_intto1_8104401_200878382 |  |  | PQ | AD | 2771.281 | 8104401 | no | no |  |  | no |  |  | 1434112.079 | 15437339.315 |  | -1
node_intto1_8104401_200878410 |  |  | PQ | AD | 2771.281 | 8104401 | no | no |  |  | no |  |  | 1437184.424 | 15437580.069 |  | -1
node_intto1_8104401_200878412 |  |  | PQ | AD | 2771.281 | 8104401 | no | no |  |  | no |  |  | 1437327.284 | 15437233.532 |  | -1
node_intto1_8104401_200878413 |  |  | PQ | AD | 2771.281 | 8104401 | no | no |  |  | no |  |  | 1437559.105 | 15437165.079 |  | -1
node_intto1_8104401_200878423 |  |  | PQ | AD | 2771.281 | 8104401 | no | no |  |  | no |  |  | 1438775.609 | 15435976.878 |  | -1
node_intto1_8104401_200878427 |  |  | PQ | AD | 2771.281 | 8104401 | no | no |  |  | no |  |  | 1439641.879 | 15436195.685 |  | -1
node_intto1_8104401_200878432 |  |  | PQ | ABCD | 2771.281 | 8104401 | no | no |  |  | no |  |  | 1433912.669 | 15437707.412 |  | -1
node_intto1_8104401_200878463 |  |  | PQ | AN | 19918.584 | 8104401 | no | no |  |  | no |  |  | 1434177.639 | 15439113.589 |  | -1
node_intto1_8104401_200878471 |  |  | PQ | AD | 2771.281 | 8104401 | no | no |  |  | no |  |  | 1433241.324 | 15441055.043 |  | -1
node_intto1_8104401_200878480 |  |  | PQ | AD | 2771.281 | 8104401 | no | no |  |  | no |  |  | 1431431.456 | 15442197.686 |  | -1
node_intto1_8104401_200878517 |  |  | PQ | AD | 2771.281 | 8104401 | no | no |  |  | no |  |  | 1429206.611 | 15426039.626 |  | -1
node_intto1_8104401_200878544 |  |  | PQ | ABCD | 2771.281 | 8104401 | no | no |  |  | no |  |  | 1436844.041 | 15437854.449 |  | -1
node_intto1_8104401_200878612 |  |  | PQ | AD | 2771.281 | 8104401 | no | no |  |  | no |  |  | 1446593.087 | 15437879.757 |  | -1
node_intto1_8104401_200878655 |  |  | PQ | AD | 2771.281 | 8104401 | no | no |  |  | no |  |  | 1457109.135 | 15437032.616 |  | -1
node_intto1_8104401_200878672 |  |  | PQ | AD | 2771.281 | 8104401 | no | no |  |  | no |  |  | 1457333.74 | 15434702.215 |  | -1
node_intto1_8104401_200878687 |  |  | PQ | AD | 2771.281 | 8104401 | no | no |  |  | no |  |  | 1454938.94 | 15438000.23 |  | -1
node_intto1_8104401_200878715 |  |  | PQ | AD | 2771.281 | 8104401 | no | no |  |  | no |  |  | 1445085.191 | 15431458.396 |  | -1
node_intto1_8104401_200878751 |  |  | PQ | AD | 2771.281 | 8104401 | no | no |  |  | no |  |  | 1437961 | 15430316.45 |  | -1
node_intto1_8104401_200878758 |  |  | PQ | AD | 2771.281 | 8104401 | no | no |  |  | no |  |  | 1437810.207 | 15435954.874 |  | -1
node_intto1_8104401_200878797 |  |  | PQ | AD | 2771.281 | 8104401 | no | no |  |  | no |  |  | 1443637.108 | 15433713.252 |  | -1
node_intto1_8104401_200878809 |  |  | PQ | AD | 2771.281 | 8104401 | no | no |  |  | no |  |  | 1429568.01 | 15424436.761 |  | -1
node_intto1_8104401_200878814 |  |  | PQ | ABCN | 19918.584 | 8104401 | no | no |  |  | no |  |  | 1429039.305 | 15437340.266 |  | -1
node_intto1_8104401_200878825 |  |  | PQ | AN | 19918.584 | 8104401 | no | no |  |  | no |  |  | 1431239.745 | 15437433.652 |  | -1
node_intto1_8104401_200878842 |  |  | PQ | ABCN | 19918.584 | 8104401 | no | no |  |  | no |  |  | 1433503.808 | 15438018.486 |  | -1
node_intto1_8104401_200878872 |  |  | PQ | ABCN | 19918.584 | 8104401 | no | no |  |  | no |  |  | 1433093.502 | 15444416.79 |  | -1
node_intto1_8104401_200878879 |  |  | PQ | ABCN | 19918.584 | 8104401 | no | no |  |  | no |  |  | 1432950.615 | 15446056.911 |  | -1
node_intto1_8104401_200878890 |  |  | PQ | AN | 19918.584 | 8104401 | no | no |  |  | no |  |  | 1432819.071 | 15448259.708 |  | -1
node_intto1_8104401_200878915 |  |  | PQ | ABCN | 19918.584 | 8104401 | no | no |  |  | no |  |  | 1432100.883 | 15452849.425 |  | -1
node_intto1_8104401_200878926 |  |  | PQ | AD | 2771.281 | 8104401 | no | no |  |  | no |  |  | 1455436 | 15433614.356 |  | -1
node_intto1_8104401_200878928 |  |  | PQ | AD | 2771.281 | 8104401 | no | no |  |  | no |  |  | 1455798.498 | 15436783.875 |  | -1
node_intto1_8104401_200878951 |  |  | PQ | AD | 2771.281 | 8104401 | no | no |  |  | no |  |  | 1457834.546 | 15434626.77 |  | -1
node_intto1_8104401_200878965 |  |  | PQ | AN | 19918.584 | 8104401 | no | no |  |  | no |  |  | 1431829.996 | 15452576.372 |  | -1
node_intto1_8104401_200878974 |  |  | PQ | AN | 19918.584 | 8104401 | no | no |  |  | no |  |  | 1434021.487 | 15440068.812 |  | -1
node_intto1_8104401_200878980 |  |  | PQ | AN | 19918.584 | 8104401 | no | no |  |  | no |  |  | 1432090.115 | 15448251.089 |  | -1
node_intto1_8104401_200878997 |  |  | PQ | AD | 2771.281 | 8104401 | no | no |  |  | no |  |  | 1441311.911 | 15438218.23 |  | -1
node_intto1_8104401_200879011 |  |  | PQ | AN | 19918.584 | 8104401 | no | no |  |  | no |  |  | 1430376.445 | 15437867.974 |  | -1
node_intto1_8104401_200879963 |  |  | PQ | AD | 2771.281 | 8104401 | no | no |  |  | no |  |  | 1427896.655 | 15465143.311 |  | -1
node_intto1_8104401_200880029 |  |  | PQ | AD | 2771.281 | 8104401 | no | no |  |  | no |  |  | 1436216.021 | 15473138.76 |  | -1
node_intto1_8104401_200880052 |  |  | PQ | AD | 2771.281 | 8104401 | no | no |  |  | no |  |  | 1439017.634 | 15474693.242 |  | -1
node_intto1_8104401_200880053 |  |  | PQ | AD | 2771.281 | 8104401 | no | no |  |  | no |  |  | 1439235.501 | 15474775.643 |  | -1
node_intto1_8104401_200880063 |  |  | PQ | AD | 2771.281 | 8104401 | no | no |  |  | no |  |  | 1440155.519 | 15476838.231 |  | -1
node_intto1_8104401_200880083 |  |  | PQ | AN | 19918.584 | 8104401 | no | no |  |  | no |  |  | 1431594.735 | 15466872.405 |  | -1
node_intto1_8104401_200880109 |  |  | PQ | AN | 19918.584 | 8104401 | no | no |  |  | no |  |  | 1433923.463 | 15462275.315 |  | -1
node_intto1_8104401_200880111 |  |  | PQ | AN | 19918.584 | 8104401 | no | no |  |  | no |  |  | 1434183.999 | 15462383.685 |  | -1
node_intto1_8104401_200880139 |  |  | PQ | AN | 19918.584 | 8104401 | no | no |  |  | no |  |  | 1433457.536 | 15467606.385 |  | -1
node_intto1_8104401_200880169 |  |  | PQ | AN | 19918.584 | 8104401 | no | no |  |  | no |  |  | 1433070.217 | 15462592.609 |  | -1
node_intto1_8104401_200880206 |  |  | PQ | ABCN | 19918.584 | 8104401 | no | no |  |  | no |  |  | 1430321.372 | 15467903.265 |  | -1
node_intto1_8104401_200880240 |  |  | PQ | ABCN | 19918.584 | 8104401 | no | no |  |  | no |  |  | 1429707.209 | 15476616.428 |  | -1
node_intto1_8104401_200880284 |  |  | PQ | ABCN | 19918.584 | 8104401 | no | no |  |  | no |  |  | 1427123.761 | 15485701.145 |  | -1
node_intto1_8104401_200880304 |  |  | PQ | AD | 2771.281 | 8104401 | no | no |  |  | no |  |  | 1439466.323 | 15474771.443 |  | -1
node_intto1_8104401_200880308 |  |  | PQ | AD | 2771.281 | 8104401 | no | no |  |  | no |  |  | 1440172.722 | 15474802.51 |  | -1
node_intto1_8104401_200880312 |  |  | PQ | AN | 19918.584 | 8104401 | no | no |  |  | no |  |  | 1433878.73 | 15466452.686 |  | -1
node_intto1_8104401_200880319 |  |  | PQ | AD | 2771.281 | 8104401 | no | no |  |  | no |  |  | 1429710.875 | 15468403.608 |  | -1
node_intto1_8104401_200880322 |  |  | PQ | AD | 2771.281 | 8104401 | no | no |  |  | no |  |  | 1429052.157 | 15468393.174 |  | -1
node_intto1_8104401_200880330 |  |  | PQ | AN | 19918.584 | 8104401 | no | no |  |  | no |  |  | 1429091.137 | 15474218.503 |  | -1
node_intto1_8104401_200880341 |  |  | PQ | AN | 19918.584 | 8104401 | no | no |  |  | no |  |  | 1430567.218 | 15474335.357 |  | -1
node_intto1_8104401_200880345 |  |  | PQ | AN | 19918.584 | 8104401 | no | no |  |  | no |  |  | 1430270.78 | 15469808.041 |  | -1
node_intto1_8104401_200880624 |  |  | PQ | AD | 2771.281 | 8104401 | no | no |  |  | no |  |  | 1420045.105 | 15460431.821 |  | -1
node_intto1_8104401_200880646 |  |  | PQ | AD | 2771.281 | 8104401 | no | no |  |  | no |  |  | 1423337.3 | 15462731.914 |  | -1
node_intto1_8104401_200880650 |  |  | PQ | AD | 2771.281 | 8104401 | no | no |  |  | no |  |  | 1423686.337 | 15463369.328 |  | -1
node_intto1_8104401_200880664 |  |  | PQ | AD | 2771.281 | 8104401 | no | no |  |  | no |  |  | 1426070.441 | 15464274.057 |  | -1
node_intto1_8104401_200881170 |  |  | PQ | AD | 2771.281 | 8104401 | no | no |  |  | no |  |  | 1421842.823 | 15462430.264 |  | -1
node_intto1_8104401_200881179 |  |  | PQ | AD | 2771.281 | 8104401 | no | no |  |  | no |  |  | 1419526.336 | 15464470.521 |  | -1
node_intto1_8104401_200881568 |  |  | PQ | AD | 2771.281 | 8104401 | no | no |  |  | no |  |  | 1430986.091 | 15415980.249 |  | -1
node_intto1_8104401_200881931 |  |  | PQ | AD | 2771.281 | 8104401 | no | no |  |  | no |  |  | 1429913.235 | 15412699.29 |  | -1
node_intto1_8104401_200881938 |  |  | PQ | AD | 2771.281 | 8104401 | no | no |  |  | no |  |  | 1429840.198 | 15412009.999 |  | -1
node_intto1_8104401_200882610 |  |  | PQ | AD | 2771.281 | 8104401 | no | no |  |  | no |  |  | 1403222.527 | 15449809.118 |  | -1
node_intto1_8104401_200882875 |  |  | PQ | AD | 2771.281 | 8104401 | no | no |  |  | no |  |  | 1404938.763 | 15438463.517 |  | -1
node_intto1_8104401_200882879 |  |  | PQ | AN | 19918.584 | 8104401 | no | no |  |  | no |  |  | 1403004.737 | 15434962.302 |  | -1
node_intto1_8104401_200886457 |  |  | PQ | AD | 2771.281 | 8104401 | no | no |  |  | no |  |  | 1396878.893 | 15412800.697 |  | -1
node_intto1_8104401_200886465 |  |  | PQ | AD | 2771.281 | 8104401 | no | no |  |  | no |  |  | 1395109.012 | 15412006.217 |  | -1
node_intto1_8104401_200886477 |  |  | PQ | AD | 2771.281 | 8104401 | no | no |  |  | no |  |  | 1399757.244 | 15426928.051 |  | -1
node_intto1_8104401_200886486 |  |  | PQ | AD | 2771.281 | 8104401 | no | no |  |  | no |  |  | 1401336.358 | 15425055.559 |  | -1
node_intto1_8104401_200886496 |  |  | PQ | AD | 2771.281 | 8104401 | no | no |  |  | no |  |  | 1402994.073 | 15423354.231 |  | -1
node_intto1_8104401_200886533 |  |  | PQ | AD | 2771.281 | 8104401 | no | no |  |  | no |  |  | 1403152.083 | 15415690.21 |  | -1
node_intto1_8104401_200886607 |  |  | PQ | AN | 19918.584 | 8104401 | no | no |  |  | no |  |  | 1394067.371 | 15427746.911 |  | -1
node_intto1_8104401_200886637 |  |  | PQ | AD | 2771.281 | 8104401 | no | no |  |  | no |  |  | 1394418.175 | 15427936.936 |  | -1
node_intto1_8104401_200886658 |  |  | PQ | AD | 2771.281 | 8104401 | no | no |  |  | no |  |  | 1394482.174 | 15427251.96 |  | -1
node_intto1_8104401_200886698 |  |  | PQ | AD | 2771.281 | 8104401 | no | no |  |  | no |  |  | 1401305.417 | 15425382.167 |  | -1
node_intto1_8104401_200886743 |  |  | PQ | AD | 2771.281 | 8104401 | no | no |  |  | no |  |  | 1402418.102 | 15413406.223 |  | -1
node_intto1_8104401_200886901 |  |  | PQ | AD | 2771.281 | 8104401 | no | no |  |  | no |  |  | 1393762.801 | 15431831.768 |  | -1
node_intto1_8104401_200886911 |  |  | PQ | AD | 2771.281 | 8104401 | no | no |  |  | no |  |  | 1399448.184 | 15427609.734 |  | -1
node_intto1_8104401_200887013 |  |  | PQ | AD | 2771.281 | 8104401 | no | no |  |  | no |  |  | 1405073.438 | 15428996.076 |  | -1
node_intto1_8104401_200887024 |  |  | PQ | AD | 2771.281 | 8104401 | no | no |  |  | no |  |  | 1403483.21 | 15419854.856 |  | -1
node_intto1_8104401_200887052 |  |  | PQ | AD | 2771.281 | 8104401 | no | no |  |  | no |  |  | 1401949.63 | 15419948.431 |  | -1
node_intto1_8104401_200887055 |  |  | PQ | AD | 2771.281 | 8104401 | no | no |  |  | no |  |  | 1400822.073 | 15425026.836 |  | -1
node_intto1_8104401_200887060 |  |  | PQ | AD | 2771.281 | 8104401 | no | no |  |  | no |  |  | 1397515.751 | 15412934.761 |  | -1
node_intto1_8104401_200887091 |  |  | PQ | AN | 19918.584 | 8104401 | no | no |  |  | no |  |  | 1391525.525 | 15427884.856 |  | -1
node_intto1_8104401_200887100 |  |  | PQ | AN | 19918.584 | 8104401 | no | no |  |  | no |  |  | 1393145.586 | 15427431.669 |  | -1
node_intto1_8104401_200887105 |  |  | PQ | ABCN | 19918.584 | 8104401 | no | no |  |  | no |  |  | 1393852.728 | 15427375.889 |  | -1
node_intto1_8104401_200887113 |  |  | PQ | ABCN | 19918.584 | 8104401 | no | no |  |  | no |  |  | 1394671.96 | 15427403.941 |  | -1
node_intto1_8104401_200887143 |  |  | PQ | ABCN | 19918.584 | 8104401 | no | no |  |  | no |  |  | 1398501.375 | 15427710.717 |  | -1
node_intto1_8104401_200887161 |  |  | PQ | ABCN | 19918.584 | 8104401 | no | no |  |  | no |  |  | 1401074.561 | 15428897.614 |  | -1
node_intto1_8104401_200887165 |  |  | PQ | ABCN | 19918.584 | 8104401 | no | no |  |  | no |  |  | 1391453.954 | 15426767.473 |  | -1
node_intto1_8104401_200909299 |  |  | PQ | AD | 2771.281 | 8104401 | no | no |  |  | no |  |  | 1441344.278 | 15438115.469 |  | -1
node_intto1_8104401_200909300 |  |  | PQ | AD | 2771.281 | 8104401 | no | no |  |  | no |  |  | 1457403.477 | 15438390.41 |  | -1
node_intto1_8104401_200909301 |  |  | PQ | AD | 2771.281 | 8104401 | no | no |  |  | no |  |  | 1455703.416 | 15434668.04 |  | -1
node_intto1_8104401_200909355 |  |  | PQ | AD | 2771.281 | 8104401 | no | no |  |  | no |  |  | 1403196.068 | 15439937.508 |  | -1
node_intto1_8104401_200940887 |  |  | PQ | AD | 2771.281 | 8104401 | no | no |  |  | no |  |  | 1433917.338 | 15425099.536 |  | -1
node_intto1_8104401_200943340 |  |  | PQ | AD | 2771.281 | 8104401 | no | no |  |  | no |  |  | 1433534.515 | 15425359.366 |  | -1
node_intto1_8104401_200951625 |  |  | PQ | ABCN | 19918.584 | 8104401 | no | no |  |  | no |  |  | 1433422.875 | 15437828.944 |  | -1
node_intto1_8104401_200951628 |  |  | PQ | ABCN | 19918.584 | 8104401 | no | no |  |  | no |  |  | 1427166.934 | 15485706.932 |  | -1
node_intto1_8104401_200952668 |  |  | PQ | AD | 2771.281 | 8104401 | no | no |  |  | no |  |  | 1407729.41 | 15438485.581 |  | -1
node_intto1_8104401_200960592 |  |  | PQ | AD | 2771.281 | 8104401 | no | no |  |  | no |  |  | 1445556.733 | 15431977.159 |  | -1
node_intto1_8104401_200964070 |  |  | PQ | AD | 2771.281 | 8104401 | no | no |  |  | no |  |  | 1429924.614 | 15467470.475 |  | -1
node_intto1_8104401_200972430 |  |  | PQ | AN | 2771.281 | 8104401 | no | no |  |  | no |  |  | 1444688.281 | 15424091.962 |  | -1
node_intto1_8104401_200972591 |  |  | PQ | AN | 2771.281 | 8104401 | no | no |  |  | no |  |  | 1443869.904 | 15422983.035 |  | -1
node_intto1_8104401_200972930 |  |  | PQ | AN | 2771.281 | 8104401 | no | no |  |  | no |  |  | 1413919.733 | 15449868.839 |  | -1
node_intto1_8104401_200972949 |  |  | PQ | AN | 19918.584 | 8104401 | no | no |  |  | no |  |  | 1430829.837 | 15452062.497 |  | -1
node_intto1_8104401_200981907 |  |  | PQ | AD | 2771.281 | 8104401 | no | no |  |  | no |  |  | 1402875.111 | 15415634.734 |  | -1
node_intto1_8104401_200983573 |  |  | PQ | AN | 2771.281 | 8104401 | no | no |  |  | no |  |  | 1442207.165 | 15440070.209 |  | -1
node_intto1_8104401_200983582 |  |  | PQ | AN | 19918.584 | 8104401 | no | no |  |  | no |  |  | 1430214.948 | 15472763.971 |  | -1
node_intto1_8104401_201013702 |  |  | PQ | AD | 2771.281 | 8104401 | no | no |  |  | no |  |  | 1433753.243 | 15470558.089 |  | -1
node_intto1_8104401_201013817 |  |  | PQ | AD | 2771.281 | 8104401 | no | no |  |  | no |  |  | 1430300.743 | 15468624.983 |  | -1
node_intto1_8104401_201018269 |  |  | PQ | AD | 2771.281 | 8104401 | no | no |  |  | no |  |  | 1433469.786 | 15431402.856 |  | -1
node_intto1_8104401_201041320 |  |  | PQ | AD | 2771.281 | 8104401 | no | no |  |  | no |  |  | 1415101.257 | 15449318.701 |  | -1
node_intto1_8104401_201042634 |  |  | PQ | AD | 2771.281 | 8104401 | no | no |  |  | no |  |  | 1405702.572 | 15429280.876 |  | -1
node_intto1_8104401_201046399 |  |  | PQ | AD | 2771.281 | 8104401 | no | no |  |  | no |  |  | 1416029.938 | 15426820.179 |  | -1
node_intto1_8104401_201064255 |  |  | PQ | AD | 2771.281 | 8104401 | no | no |  |  | no |  |  | 1431227.835 | 15416492.921 |  | -1
node_intto1_8104401_311893402 |  |  | PQ | AD | 2771.281 | 8104401 | no | no |  |  | no |  |  | 1402681.664 | 15422874.653 |  | -1
node_intto1_8104401_311929015 |  |  | PQ | AD | 2771.281 | 8104401 | no | no |  |  | no |  |  | 1433179.461 | 15433764.201 |  | -1
node_intto1_8104401_312033109 |  |  | PQ | AN | 19918.584 | 8104401 | no | no |  |  | no |  |  | 1424871.386 | 15437096.498 |  | -1
node_intto1_8104401_312033123 |  |  | PQ | AN | 19918.584 | 8104401 | no | no |  |  | no |  |  | 1424432.325 | 15437290.714 |  | -1
node_intto1_8104401_312054838 |  |  | PQ | AD | 2771.281 | 8104401 | no | no |  |  | no |  |  | 1428324.397 | 15464438.614 |  | -1
node_intto1_8104401_312075171 |  |  | PQ | AN | 2771.281 | 8104401 | no | no |  |  | no |  |  | 1425134.534 | 15461667.322 |  | -1
node_intto1_8104401_312078176 |  |  | PQ | AN | 19918.584 | 8104401 | no | no |  |  | no |  |  | 1428879.385 | 15452228.425 |  | -1
node_intto1_8104401_312118775 |  |  | PQ | AD | 2771.281 | 8104401 | no | no |  |  | no |  |  | 1433355.561 | 15424908.798 |  | -1
node_intto1_220386037 |  |  | PQ | ABCN | 19918.584 | 8104401 | no | no |  |  | no |  |  | 1433576.835 | 15437701.507 |  | -1
node_intto1_220386044 |  |  | PQ | AN | 19918.584 | 8104401 | no | no |  |  | no |  |  | 1433403.677 | 15437578.441 |  | -1
node_intto1_220386098 |  |  | PQ | AD | 19918.584 | 8104401 | no | no |  |  | no |  |  | 1430046.428 | 15468316.956 |  | -1
node_intto1_220386099 |  |  | PQ | AN | 19918.584 | 8104401 | no | no |  |  | no |  |  | 1430066.94 | 15468032.209 |  | -1
node_intto1_220387510 |  |  | PQ | AD | 19918.584 | 8104401 | no | no |  |  | no |  |  | 1399652.836 | 15427247.966 |  | -1
node_intto1_220387514 |  |  | PQ | AD | 2771.281 | 8104401 | no | no |  |  | no |  |  | 1393534.796 | 15418510.194 |  | -1
node_intto1_220417527 |  |  | PQ | AD | 2771.281 | 8104401 | no | no |  |  | no |  |  | 1433300.806 | 15429529.762 |  | -1
node_intto1_220436586 |  |  | PQ | AN | 19918.584 | 8104401 | no | no |  |  | no |  |  | 1422970.669 | 15436570.885 |  | -1
node_intto1_220436587 |  |  | PQ | AN | 19918.584 | 8104401 | no | no |  |  | no |  |  | 1408436.49 | 15435051.63 |  | -1
node_intto1_220436612 |  |  | PQ | AN | 19918.584 | 8104401 | no | no |  |  | no |  |  | 1433676.738 | 15441043.618 |  | -1
node_intto1_220436613 |  |  | PQ | AN | 19918.584 | 8104401 | no | no |  |  | no |  |  | 1433100.626 | 15444144.09 |  | -1
node_intto1_220436636 |  |  | PQ | AN | 19918.584 | 8104401 | no | no |  |  | no |  |  | 1394436.748 | 15427558.957 |  | -1
node_intto1_220463631 |  |  | PQ | AD | 2771.281 | 8104401 | no | no |  |  | no |  |  | 1393439.988 | 15418524.692 |  | -1
node_intto1_220465135 |  |  | PQ | AN | 19918.584 | 8104401 | no | no |  |  | no |  |  | 1433400.867 | 15437566.611 |  | -1
node_intto1_220465136 |  |  | PQ | AN | 19918.584 | 8104401 | no | no |  |  | no |  |  | 1430067.691 | 15468020.442 |  | -1
node_intto1_220465179 |  |  | PQ | ABCN | 19918.584 | 8104401 | no | no |  |  | no |  |  | 1433593.599 | 15437702.346 |  | -1
node_intto1_220465228 |  |  | PQ | AD | 19918.584 | 8104401 | no | no |  |  | no |  |  | 1399663.561 | 15427237.499 |  | -1
node_intto1_220523526 |  |  | PQ | AN | 19918.584 | 8104401 | no | no |  |  | no |  |  | 1408434.613 | 15435064.181 |  | -1
node_intto1_220523533 |  |  | PQ | AN | 19918.584 | 8104401 | no | no |  |  | no |  |  | 1422961.423 | 15436549.655 |  | -1
node_intto1_220523536 |  |  | PQ | AN | 19918.584 | 8104401 | no | no |  |  | no |  |  | 1394440.612 | 15427569.958 |  | -1
node_intto1_220523594 |  |  | PQ | AN | 19918.584 | 8104401 | no | no |  |  | no |  |  | 1433670.37 | 15441045.426 |  | -1
node_intto1_220523595 |  |  | PQ | AN | 19918.584 | 8104401 | no | no |  |  | no |  |  | 1433091.393 | 15444143.857 |  | -1
node_intto1_220595046 |  |  | PQ | AD | 19918.584 | 8104401 | no | no |  |  | no |  |  | 1430044.26 | 15468332.39 |  | -1
node_intto1_220607537 |  |  | PQ | AD | 2771.281 | 8104401 | no | no |  |  | no |  |  | 1433301.491 | 15429517.251 |  | -1
node_intto1_220607566 |  |  | PQ | AD | 2771.281 | 8104401 | no | no |  |  | no |  |  | 1437330.781 | 15437229.925 |  | -1
node_intto1_220607851 |  |  | PQ | AN | 19918.584 | 8104401 | no | no |  |  | no |  |  | 1427264.02 | 15474062.19 |  | -1
node_intto1_220607915 |  |  | PQ | AN | 19918.584 | 8104401 | no | no |  |  | no |  |  | 1427263.598 | 15474067.186 |  | -1
node_intto1_311907770 |  |  | PQ | AD | 2771.281 | 8104401 | no | no |  |  | no |  |  | 1393444.84 | 15418523.95 |  | -1
node_intto1_312007032 |  |  | PQ | ABCN | 19918.584 | 8104401 | no | no |  |  | no |  |  | 1427122.695 | 15485712.694 |  | -1
node_intto1_312097341 |  |  | PQ | ABCN | 19918.584 | 8104401 | no | no |  |  | no |  |  | 1400808.364 | 15428471.534 |  | -1

## overhead_line
data_type | static
owner_type | feeder
owner | 8104401
object | overhead_line
name | groupid | phases | fr | to | length | configuration | dcircuit | selected | monitored | monitored_fields | class_monitored_fields | played | played_fields | comments | R | X | B | lim_kw
oh_line_8104401_200874747 |  | AD | node_8104401_200874748 | node_8104401_200874747 | 248.188 | bal_1P_1/0AA | 8104401 | no | no |  |  | no |  |  | 0 | 0 | 0 | 0
oh_line_8104401_200874748 |  | AD | node_8104401_200874750 | node_8104401_200874748 | 259.123 | bal_1P_1/0AA | 8104401 | no | no |  |  | no |  |  | 0 | 0 | 0 | 0
oh_line_8104401_200874750 |  | AD | node_8104401_200874752 | node_8104401_200874750 | 270.725 | bal_1P_1/0AA | 8104401 | no | no |  |  | no |  |  | 0 | 0 | 0 | 0
oh_line_8104401_200874752 |  | AD | node_8104401_200874753 | node_8104401_200874752 | 201.173 | bal_1P_1/0AA | 8104401 | no | no |  |  | no |  |  | 0 | 0 | 0 | 0
oh_line_8104401_200874753 |  | AD | node_8104401_200874755 | node_8104401_200874753 | 361.079 | bal_1P_8ACW | 8104401 | no | no |  |  | no |  |  | 0 | 0 | 0 | 0
oh_line_8104401_200874755 |  | AD | node_8104401_200874756 | node_8104401_200874755 | 246.428 | bal_1P_8ACW | 8104401 | no | no |  |  | no |  |  | 0 | 0 | 0 | 0
oh_line_8104401_200874756 |  | AD | node_8104401_200874757 | node_intto1_8104401_200874756 | 474.531 | bal_1P_8ACW | 8104401 | no | no |  |  | no |  |  | 0 | 0 | 0 | 0
oh_line_8104401_200874757 |  | AD | node_8104401_200874758 | node_8104401_200874757 | 330.824 | bal_1P_8ACW | 8104401 | no | no |  |  | no |  |  | 0 | 0 | 0 | 0
oh_line_8104401_200874758 |  | AD | node_8104401_200874759 | node_intto1_8104401_200874758 | 456.807 | bal_1P_8ACW | 8104401 | no | no |  |  | no |  |  | 0 | 0 | 0 | 0
oh_line_8104401_200874759 |  | AD | node_8104401_200874760 | node_intto1_8104401_200874759 | 343.344 | bal_1P_8ACW | 8104401 | no | no |  |  | no |  |  | 0 | 0 | 0 | 0
oh_line_8104401_200874760 |  | AD | node_8104401_200874762 | node_8104401_200874760 | 529.601 | bal_1P_8ACW | 8104401 | no | no |  |  | no |  |  | 0 | 0 | 0 | 0
oh_line_8104401_200874761 |  | AD | node_8104401_200874760 | node_8104401_200874761 | 205.328 | bal_1P_1/0AA | 8104401 | no | no |  |  | no |  |  | 0 | 0 | 0 | 0
oh_line_8104401_200874762 |  | AD | node_8104401_200874763 | node_8104401_200874762 | 530.889 | bal_1P_8ACW | 8104401 | no | no |  |  | no |  |  | 0 | 0 | 0 | 0
oh_line_8104401_200874763 |  | AD | node_8104401_200874766 | node_8104401_200874763 | 293.746 | bal_1P_8ACW | 8104401 | no | no |  |  | no |  |  | 0 | 0 | 0 | 0
oh_line_8104401_200874764 |  | AD | node_8104401_200874763 | node_8104401_200874764 | 144.795 | bal_1P_1/0AC | 8104401 | no | no |  |  | no |  |  | 0 | 0 | 0 | 0
oh_line_8104401_200874765 |  | AD | node_8104401_200874764 | node_8104401_200874765 | 308.438 | bal_1P_1/0AC | 8104401 | no | no |  |  | no |  |  | 0 | 0 | 0 | 0
oh_line_8104401_200874766 |  | AD | node_8104401_200874767 | node_8104401_200874766 | 183.278 | bal_1P_8ACW | 8104401 | no | no |  |  | no |  |  | 0 | 0 | 0 | 0
oh_line_8104401_200874767-1 |  | AD | node_8104401_200874768 | node_1407838_071_15444799_815 | 309.271 | bal_1P_8ACW | 8104401 | no | no |  |  | no |  |  | 0 | 0 | 0 | 0
oh_line_8104401_200874767-2 |  | AD | node_1407838_071_15444799_815 | node_8104401_200874767 | 9.568 | bal_1P_8ACW | 8104401 | no | no |  |  | no |  |  | 0 | 0 | 0 | 0
oh_line_8104401_200874768 |  | AD | node_8104401_200874769 | node_8104401_200874768 | 198.295 | bal_1P_8ACW | 8104401 | no | no |  |  | no |  |  | 0 | 0 | 0 | 0
oh_line_8104401_200874769 |  | AD | node_8104401_200874770 | node_8104401_200874769 | 256.973 | bal_1P_8ACW | 8104401 | no | no |  |  | no |  |  | 0 | 0 | 0 | 0
oh_line_8104401_200874770 |  | AD | node_8104401_200874771 | node_8104401_200874770 | 255.291 | bal_1P_8ACW | 8104401 | no | no |  |  | no |  |  | 0 | 0 | 0 | 0
oh_line_8104401_200874771 |  | AD | node_8104401_200874772 | node_intto1_8104401_200874771 | 173.818 | bal_1P_8ACW | 8104401 | no | no |  |  | no |  |  | 0 | 0 | 0 | 0
oh_line_8104401_200874772 |  | AD | node_8104401_200874775 | node_8104401_200874772 | 427.015 | bal_1P_8ACW | 8104401 | no | no |  |  | no |  |  | 0 | 0 | 0 | 0
oh_line_8104401_200874773 |  | AD | node_8104401_200874772 | node_8104401_200874773 | 227.293 | bal_1P_1/0AA | 8104401 | no | no |  |  | no |  |  | 0 | 0 | 0 | 0
oh_line_8104401_200874775 |  | AD | node_8104401_200874776 | node_8104401_200874775 | 468.509 | bal_1P_8ACW | 8104401 | no | no |  |  | no |  |  | 0 | 0 | 0 | 0
oh_line_8104401_200874776 |  | AD | node_8104401_200874777 | node_8104401_200874776 | 485.121 | bal_1P_8ACW | 8104401 | no | no |  |  | no |  |  | 0 | 0 | 0 | 0
oh_line_8104401_200874777 |  | AD | node_8104401_200874778 | node_8104401_200874777 | 500.081 | bal_1P_8ACW | 8104401 | no | no |  |  | no |  |  | 0 | 0 | 0 | 0
oh_line_8104401_200874778 |  | AD | node_8104401_200949238 | node_8104401_200874778 | 271.374 | bal_1P_8ACW | 8104401 | no | no |  |  | no |  |  | 0 | 0 | 0 | 0
oh_line_8104401_200874779 |  | AD | node_8104401_200874780 | node_8104401_200874779 | 488.782 | bal_1P_8ACW | 8104401 | no | no |  |  | no |  |  | 0 | 0 | 0 | 0
oh_line_8104401_200874780 |  | AD | node_8104401_200874781 | node_8104401_200874780 | 613.436 | bal_1P_8ACW | 8104401 | no | no |  |  | no |  |  | 0 | 0 | 0 | 0
oh_line_8104401_200874781 |  | AD | node_8104401_200874783 | node_8104401_200874781 | 252.733 | bal_1P_8ACW | 8104401 | no | no |  |  | no |  |  | 0 | 0 | 0 | 0
oh_line_8104401_200874783 |  | AD | node_8104401_200950728 | node_8104401_200874783 | 439.516 | bal_1P_8ACW | 8104401 | no | no |  |  | no |  |  | 0 | 0 | 0 | 0
oh_line_8104401_200874784 |  | AD | node_8104401_200874783 | node_8104401_200874784 | 105.648 | bal_1P_1/0AA | 8104401 | no | no |  |  | no |  |  | 0 | 0 | 0 | 0
oh_line_8104401_200874785 |  | AD | node_8104401_200874784 | node_8104401_200874785 | 300.418 | bal_1P_1/0AA | 8104401 | no | no |  |  | no |  |  | 0 | 0 | 0 | 0
oh_line_8104401_200874786 |  | AD | node_8104401_200874785 | node_8104401_200874786 | 335.808 | bal_1P_1/0AA | 8104401 | no | no |  |  | no |  |  | 0 | 0 | 0 | 0
oh_line_8104401_200874789 |  | AD | node_8104401_200874790 | node_8104401_200874789 | 355.344 | bal_1P_8ACW | 8104401 | no | no |  |  | no |  |  | 0 | 0 | 0 | 0
oh_line_8104401_200874790 |  | AD | node_8104401_200874791 | node_8104401_200874790 | 411.407 | bal_1P_8ACW | 8104401 | no | no |  |  | no |  |  | 0 | 0 | 0 | 0
oh_line_8104401_200874791 |  | AD | node_8104401_200874792 | node_8104401_200874791 | 496.659 | bal_1P_8ACW | 8104401 | no | no |  |  | no |  |  | 0 | 0 | 0 | 0
oh_line_8104401_200874792 |  | AD | node_8104401_200874794 | node_8104401_200874792 | 204.383 | bal_1P_8ACW | 8104401 | no | no |  |  | no |  |  | 0 | 0 | 0 | 0
oh_line_8104401_200874794 |  | AD | node_8104401_200874795 | node_8104401_200874794 | 283.97 | bal_1P_8ACW | 8104401 | no | no |  |  | no |  |  | 0 | 0 | 0 | 0
oh_line_8104401_200874795 |  | AD | node_8104401_200874796 | node_8104401_200874795 | 429.358 | bal_1P_8ACW | 8104401 | no | no |  |  | no |  |  | 0 | 0 | 0 | 0
oh_line_8104401_200874796-1 |  | AD | node_8104401_200874797 | node_1408363_762_15436309_248 | 203.631 | bal_1P_8ACW | 8104401 | no | no |  |  | no |  |  | 0 | 0 | 0 | 0
oh_line_8104401_200874796-2 |  | AD | node_1408363_762_15436309_248 | node_8104401_200874796 | 5.222 | bal_1P_8ACW | 8104401 | no | no |  |  | no |  |  | 0 | 0 | 0 | 0
oh_line_8104401_200874797 |  | AD | node_8104401_200874798 | node_8104401_200874797 | 194.395 | bal_1P_8ACW | 8104401 | no | no |  |  | no |  |  | 0 | 0 | 0 | 0
oh_line_8104401_200874798 |  | AD | node_8104401_200874799 | node_8104401_200874798 | 174.572 | bal_1P_8ACW | 8104401 | no | no |  |  | no |  |  | 0 | 0 | 0 | 0
oh_line_8104401_200874799 |  | AD | node_8104401_200874800 | node_8104401_200874799 | 263.874 | bal_1P_8ACW | 8104401 | no | no |  |  | no |  |  | 0 | 0 | 0 | 0
oh_line_8104401_200874800 |  | AD | node_8104401_200874801 | node_intto1_8104401_200874800 | 247.504 | bal_1P_8ACW | 8104401 | no | no |  |  | no |  |  | 0 | 0 | 0 | 0
oh_line_8104401_200874801 |  | AD | node_8104401_200909287 | node_8104401_200874801 | 153.246 | bal_1P_1/0AC | 8104401 | no | no |  |  | no |  |  | 0 | 0 | 0 | 0
oh_line_8104401_200874802 |  | AD | node_8104401_200909287 | node_8104401_200874802 | 489.266 | bal_1P_1/0AC | 8104401 | no | no |  |  | no |  |  | 0 | 0 | 0 | 0
oh_line_8104401_200874803 |  | AD | node_8104401_200874802 | node_8104401_200874803 | 440.137 | bal_1P_1/0AC | 8104401 | no | no |  |  | no |  |  | 0 | 0 | 0 | 0
oh_line_8104401_200874804 |  | AD | node_8104401_200874803 | node_intto1_8104401_200874804 | 439.773 | bal_1P_8ACW | 8104401 | no | no |  |  | no |  |  | 0 | 0 | 0 | 0
oh_line_8104401_200874805 |  | AD | node_8104401_200874804 | node_8104401_200874805 | 486.509 | bal_1P_8ACW | 8104401 | no | no |  |  | no |  |  | 0 | 0 | 0 | 0
oh_line_8104401_200874806 |  | AD | node_8104401_200874805 | node_8104401_200874806 | 122.913 | bal_1P_8ACW | 8104401 | no | no |  |  | no |  |  | 0 | 0 | 0 | 0
oh_line_8104401_200874808 |  | AD | node_8104401_200874806 | node_8104401_200874808 | 224.536 | bal_1P_8ACW | 8104401 | no | no |  |  | no |  |  | 0 | 0 | 0 | 0
oh_line_8104401_200874809 |  | AD | node_8104401_200874808 | node_8104401_200874809 | 459.169 | bal_1P_8ACW | 8104401 | no | no |  |  | no |  |  | 0 | 0 | 0 | 0
oh_line_8104401_200874825 |  | AD | node_8104401_200952667 | node_8104401_200874825 | 390.621 | bal_1P_8ACW | 8104401 | no | no |  |  | no |  |  | 0 | 0 | 0 | 0
oh_line_8104401_200874826 |  | AD | node_8104401_200874825 | node_8104401_200874826 | 202.971 | bal_1P_8ACW | 8104401 | no | no |  |  | no |  |  | 0 | 0 | 0 | 0
oh_line_8104401_200874827 |  | AD | node_8104401_200874826 | node_8104401_200874827 | 247.401 | bal_1P_1/0AA | 8104401 | no | no |  |  | no |  |  | 0 | 0 | 0 | 0
oh_line_8104401_200874829 |  | AD | node_8104401_200874826 | node_8104401_200874829 | 205.81 | bal_1P_8ACW | 8104401 | no | no |  |  | no |  |  | 0 | 0 | 0 | 0
oh_line_8104401_200874830 |  | AD | node_8104401_200874829 | node_8104401_200874830 | 519.105 | bal_1P_8ACW | 8104401 | no | no |  |  | no |  |  | 0 | 0 | 0 | 0
oh_line_8104401_200874833 |  | AD | node_8104401_200874758 | node_8104401_200874833 | 332.169 | bal_1P_4AC | 8104401 | no | no |  |  | no |  |  | 0 | 0 | 0 | 0
oh_line_8104401_200874835 |  | AD | node_8104401_200874890 | node_8104401_200874835 | 346.843 | bal_1P_4AC | 8104401 | no | no |  |  | no |  |  | 0 | 0 | 0 | 0
oh_line_8104401_200874836 |  | AD | node_8104401_200874835 | node_8104401_200874836 | 351.794 | bal_1P_4AC | 8104401 | no | no |  |  | no |  |  | 0 | 0 | 0 | 0
oh_line_8104401_200874837 |  | AD | node_8104401_200874836 | node_8104401_200874837 | 359.443 | bal_1P_4AC | 8104401 | no | no |  |  | no |  |  | 0 | 0 | 0 | 0
oh_line_8104401_200874838 |  | AD | node_8104401_200874837 | node_intto1_8104401_200874838 | 173.692 | bal_1P_1/0AA | 8104401 | no | no |  |  | no |  |  | 0 | 0 | 0 | 0
oh_line_8104401_200874839 |  | AD | node_8104401_200874837 | node_8104401_200874839 | 370.044 | bal_1P_4AC | 8104401 | no | no |  |  | no |  |  | 0 | 0 | 0 | 0
oh_line_8104401_200874840 |  | AD | node_8104401_200874839 | node_8104401_200874840 | 328.061 | bal_1P_4AC | 8104401 | no | no |  |  | no |  |  | 0 | 0 | 0 | 0
oh_line_8104401_200874841 |  | AD | node_8104401_200874840 | node_8104401_200874841 | 396.61 | bal_1P_4AC | 8104401 | no | no |  |  | no |  |  | 0 | 0 | 0 | 0
oh_line_8104401_200874842 |  | AD | node_8104401_200874841 | node_8104401_200874842 | 247.488 | bal_1P_4AC | 8104401 | no | no |  |  | no |  |  | 0 | 0 | 0 | 0
oh_line_8104401_200874843 |  | AD | node_8104401_200874842 | node_intto1_8104401_200874843 | 346.881 | bal_1P_1/0AA | 8104401 | no | no |  |  | no |  |  | 0 | 0 | 0 | 0
oh_line_8104401_200874844 |  | AD | node_8104401_200874843 | node_8104401_200874844 | 348.739 | bal_1P_1/0AA | 8104401 | no | no |  |  | no |  |  | 0 | 0 | 0 | 0
oh_line_8104401_200874846 |  | AD | node_8104401_201041325 | node_8104401_200874846 | 346.366 | bal_1P_4AC | 8104401 | no | no |  |  | no |  |  | 0 | 0 | 0 | 0
oh_line_8104401_200874847 |  | AD | node_8104401_200874846 | node_8104401_200874847 | 440.426 | bal_1P_4AC | 8104401 | no | no |  |  | no |  |  | 0 | 0 | 0 | 0
oh_line_8104401_200874848 |  | AD | node_8104401_200874833 | node_8104401_200874848 | 322.909 | bal_1P_4AC | 8104401 | no | no |  |  | no |  |  | 0 | 0 | 0 | 0
oh_line_8104401_200874855 |  | AD | node_8104401_201041323 | node_8104401_200874855 | 293.241 | bal_1P_1/0AA | 8104401 | no | no |  |  | no |  |  | 0 | 0 | 0 | 0
oh_line_8104401_200874856 |  | AD | node_8104401_200874855 | node_8104401_200874856 | 402.344 | bal_1P_2AC | 8104401 | no | no |  |  | no |  |  | 0 | 0 | 0 | 0
oh_line_8104401_200874858 |  | AD | node_8104401_200874856 | node_8104401_200874858 | 393.146 | bal_1P_2AC | 8104401 | no | no |  |  | no |  |  | 0 | 0 | 0 | 0
oh_line_8104401_200874859 |  | AD | node_8104401_200874858 | node_8104401_200874859 | 455.185 | bal_1P_2AC | 8104401 | no | no |  |  | no |  |  | 0 | 0 | 0 | 0
oh_line_8104401_200874861 |  | AD | node_8104401_200874859 | node_8104401_200874861 | 314.865 | bal_1P_2AC | 8104401 | no | no |  |  | no |  |  | 0 | 0 | 0 | 0
oh_line_8104401_200874863 |  | AD | node_8104401_200874848 | node_8104401_200874863 | 314.437 | bal_1P_4AC | 8104401 | no | no |  |  | no |  |  | 0 | 0 | 0 | 0
oh_line_8104401_200874864 |  | AD | node_8104401_200874861 | node_8104401_200874864 | 220.38 | bal_1P_2AC | 8104401 | no | no |  |  | no |  |  | 0 | 0 | 0 | 0
oh_line_8104401_200874865 |  | AD | node_8104401_200874864 | node_8104401_200874865 | 369.273 | bal_1P_2AC | 8104401 | no | no |  |  | no |  |  | 0 | 0 | 0 | 0
oh_line_8104401_200874866 |  | AD | node_8104401_200874865 | node_8104401_200874866 | 230.215 | bal_1P_2AC | 8104401 | no | no |  |  | no |  |  | 0 | 0 | 0 | 0
oh_line_8104401_200874867 |  | AD | node_8104401_200874866 | node_8104401_200874867 | 331.338 | bal_1P_2AC | 8104401 | no | no |  |  | no |  |  | 0 | 0 | 0 | 0
oh_line_8104401_200874868 |  | AD | node_8104401_200874867 | node_8104401_200874868 | 496.571 | bal_1P_2AC | 8104401 | no | no |  |  | no |  |  | 0 | 0 | 0 | 0
oh_line_8104401_200874869 |  | AD | node_8104401_200874868 | node_8104401_200874869 | 311.783 | bal_1P_2AC | 8104401 | no | no |  |  | no |  |  | 0 | 0 | 0 | 0
oh_line_8104401_200874870 |  | AD | node_8104401_200874869 | node_8104401_200874870 | 360.684 | bal_1P_2AC | 8104401 | no | no |  |  | no |  |  | 0 | 0 | 0 | 0
oh_line_8104401_200874871 |  | AD | node_8104401_200874870 | node_8104401_200874871 | 308.895 | bal_1P_2AC | 8104401 | no | no |  |  | no |  |  | 0 | 0 | 0 | 0
oh_line_8104401_200874872 |  | AD | node_8104401_200874871 | node_8104401_200874872 | 380.785 | bal_1P_2AC | 8104401 | no | no |  |  | no |  |  | 0 | 0 | 0 | 0
oh_line_8104401_200874873 |  | AD | node_8104401_200874872 | node_8104401_200874873 | 385.15 | bal_1P_2AC | 8104401 | no | no |  |  | no |  |  | 0 | 0 | 0 | 0
oh_line_8104401_200874875 |  | AD | node_8104401_200874871 | node_8104401_200874875 | 400.82 | bal_1P_2AC | 8104401 | no | no |  |  | no |  |  | 0 | 0 | 0 | 0
oh_line_8104401_200874876 |  | AD | node_8104401_200874875 | node_8104401_200874876 | 343.598 | bal_1P_2AC | 8104401 | no | no |  |  | no |  |  | 0 | 0 | 0 | 0
oh_line_8104401_200874877 |  | AD | node_8104401_200874863 | node_8104401_200874877 | 312.825 | bal_1P_4AC | 8104401 | no | no |  |  | no |  |  | 0 | 0 | 0 | 0
oh_line_8104401_200874878 |  | AD | node_8104401_200874876 | node_8104401_200874878 | 335.327 | bal_1P_2AC | 8104401 | no | no |  |  | no |  |  | 0 | 0 | 0 | 0
oh_line_8104401_200874879 |  | AD | node_8104401_200874878 | node_8104401_200874879 | 380.315 | bal_1P_2AC | 8104401 | no | no |  |  | no |  |  | 0 | 0 | 0 | 0
oh_line_8104401_200874881 |  | AD | node_8104401_200874879 | node_8104401_200874881 | 357.265 | bal_1P_2AC | 8104401 | no | no |  |  | no |  |  | 0 | 0 | 0 | 0
oh_line_8104401_200874882 |  | AD | node_8104401_200874881 | node_8104401_200874882 | 337.662 | bal_1P_2AC | 8104401 | no | no |  |  | no |  |  | 0 | 0 | 0 | 0
oh_line_8104401_200874883 |  | AD | node_8104401_200874882 | node_8104401_200874883 | 315.073 | bal_1P_2AC | 8104401 | no | no |  |  | no |  |  | 0 | 0 | 0 | 0
oh_line_8104401_200874884 |  | AD | node_8104401_200874883 | node_8104401_200874884 | 320.697 | bal_1P_2AC | 8104401 | no | no |  |  | no |  |  | 0 | 0 | 0 | 0
oh_line_8104401_200874885 |  | AD | node_8104401_200874877 | node_8104401_200874885 | 327.856 | bal_1P_4AC | 8104401 | no | no |  |  | no |  |  | 0 | 0 | 0 | 0
oh_line_8104401_200874886 |  | AD | node_8104401_200874885 | node_8104401_200874886 | 436.235 | bal_1P_4AC | 8104401 | no | no |  |  | no |  |  | 0 | 0 | 0 | 0
oh_line_8104401_200874887 |  | AD | node_8104401_200874886 | node_8104401_200874887 | 200.719 | bal_1P_1/0AA | 8104401 | no | no |  |  | no |  |  | 0 | 0 | 0 | 0
oh_line_8104401_200874888 |  | AD | node_8104401_200874886 | node_8104401_200874888 | 287.111 | bal_1P_4AC | 8104401 | no | no |  |  | no |  |  | 0 | 0 | 0 | 0
oh_line_8104401_200874889 |  | AD | node_8104401_200874888 | node_8104401_200874889 | 355.274 | bal_1P_4AC | 8104401 | no | no |  |  | no |  |  | 0 | 0 | 0 | 0
oh_line_8104401_200874890 |  | AD | node_8104401_200874889 | node_8104401_200874890 | 341.579 | bal_1P_4AC | 8104401 | no | no |  |  | no |  |  | 0 | 0 | 0 | 0
oh_line_8104401_200874891 |  | AD | node_8104401_200874758 | node_8104401_200874891 | 382.41 | bal_1P_4AC | 8104401 | no | no |  |  | no |  |  | 0 | 0 | 0 | 0
oh_line_8104401_200874892 |  | AD | node_8104401_200874902 | node_8104401_200874892 | 229.863 | bal_1P_2AC | 8104401 | no | no |  |  | no |  |  | 0 | 0 | 0 | 0
oh_line_8104401_200874893 |  | AD | node_8104401_200874892 | node_8104401_200874893 | 389.629 | bal_1P_2AC | 8104401 | no | no |  |  | no |  |  | 0 | 0 | 0 | 0
oh_line_8104401_200874894 |  | AD | node_8104401_200874893 | node_8104401_200874894 | 303.793 | bal_1P_1/0AA | 8104401 | no | no |  |  | no |  |  | 0 | 0 | 0 | 0
oh_line_8104401_200874895 |  | AD | node_8104401_200874891 | node_8104401_200874895 | 385.338 | bal_1P_4AC | 8104401 | no | no |  |  | no |  |  | 0 | 0 | 0 | 0
oh_line_8104401_200874896 |  | AD | node_8104401_200874895 | node_8104401_200874896 | 354.647 | bal_1P_4AC | 8104401 | no | no |  |  | no |  |  | 0 | 0 | 0 | 0
oh_line_8104401_200874897 |  | AD | node_8104401_200874896 | node_8104401_200874897 | 367.047 | bal_1P_4AC | 8104401 | no | no |  |  | no |  |  | 0 | 0 | 0 | 0
oh_line_8104401_200874898 |  | AD | node_8104401_200874897 | node_8104401_200874898 | 329.059 | bal_1P_4AC | 8104401 | no | no |  |  | no |  |  | 0 | 0 | 0 | 0
oh_line_8104401_200874899 |  | AD | node_8104401_200874898 | node_8104401_200874899 | 398.347 | bal_1P_4AC | 8104401 | no | no |  |  | no |  |  | 0 | 0 | 0 | 0
oh_line_8104401_200874900 |  | AD | node_8104401_200874899 | node_8104401_200874900 | 376.602 | bal_1P_4AC | 8104401 | no | no |  |  | no |  |  | 0 | 0 | 0 | 0
oh_line_8104401_200874901 |  | AD | node_8104401_200874900 | node_8104401_200874901 | 373.282 | bal_1P_4AC | 8104401 | no | no |  |  | no |  |  | 0 | 0 | 0 | 0
oh_line_8104401_200874902 |  | AD | node_8104401_200874901 | node_8104401_200874902 | 372.095 | bal_1P_4AC | 8104401 | no | no |  |  | no |  |  | 0 | 0 | 0 | 0
oh_line_8104401_200874903 |  | AD | node_8104401_200878517 | node_8104401_200874903 | 173.267 | bal_1P_1/0AA | 8104401 | no | no |  |  | no |  |  | 0 | 0 | 0 | 0
oh_line_8104401_200874904 |  | AD | node_8104401_200874903 | node_8104401_200874904 | 281.305 | bal_1P_1/0AA | 8104401 | no | no |  |  | no |  |  | 0 | 0 | 0 | 0
oh_line_8104401_200874907 |  | AD | node_8104401_200878534 | node_8104401_200874907 | 257.254 | bal_1P_1/0AA | 8104401 | no | no |  |  | no |  |  | 0 | 0 | 0 | 0
oh_line_8104401_200874908 |  | AD | node_8104401_311912887 | node_8104401_200874908 | 545.227 | bal_1P_1/0AC | 8104401 | no | no |  |  | no |  |  | 0 | 0 | 0 | 0
oh_line_8104401_200874910 |  | AD | node_8104401_200874961 | node_8104401_200874910 | 332.856 | bal_1P_4AC | 8104401 | no | no |  |  | no |  |  | 0 | 0 | 0 | 0
oh_line_8104401_200874911 |  | AD | node_8104401_200874910 | node_8104401_200874911 | 329.697 | bal_1P_4AC | 8104401 | no | no |  |  | no |  |  | 0 | 0 | 0 | 0
oh_line_8104401_200874912 |  | AD | node_8104401_200874911 | node_8104401_200874912 | 316.711 | bal_1P_4AC | 8104401 | no | no |  |  | no |  |  | 0 | 0 | 0 | 0
oh_line_8104401_200874913 |  | AD | node_8104401_200874912 | node_8104401_200874913 | 399.952 | bal_1P_4AC | 8104401 | no | no |  |  | no |  |  | 0 | 0 | 0 | 0
oh_line_8104401_200874914 |  | AD | node_8104401_200874913 | node_8104401_200874914 | 310.926 | bal_1P_4AC | 8104401 | no | no |  |  | no |  |  | 0 | 0 | 0 | 0
oh_line_8104401_200874915 |  | AD | node_8104401_200874914 | node_8104401_200874915 | 439.947 | bal_1P_4AC | 8104401 | no | no |  |  | no |  |  | 0 | 0 | 0 | 0
oh_line_8104401_200874916 |  | AD | node_8104401_200874915 | node_8104401_200874916 | 187.981 | bal_1P_4AC | 8104401 | no | no |  |  | no |  |  | 0 | 0 | 0 | 0
oh_line_8104401_200874917 |  | AD | node_8104401_200874916 | node_8104401_200874917 | 287.701 | bal_1P_4AC | 8104401 | no | no |  |  | no |  |  | 0 | 0 | 0 | 0
oh_line_8104401_200874918 |  | AD | node_8104401_200874917 | node_8104401_200874918 | 100.816 | bal_1P_4AC | 8104401 | no | no |  |  | no |  |  | 0 | 0 | 0 | 0
oh_line_8104401_200874919 |  | AD | node_8104401_200874918 | node_8104401_200874919 | 356.493 | bal_1P_4AC | 8104401 | no | no |  |  | no |  |  | 0 | 0 | 0 | 0
oh_line_8104401_200874920 |  | AD | node_8104401_200874908 | node_intto1_8104401_200874920 | 370.147 | bal_1P_1/0AC | 8104401 | no | no |  |  | no |  |  | 0 | 0 | 0 | 0
oh_line_8104401_200874921 |  | AD | node_8104401_200874919 | node_8104401_200874921 | 355.072 | bal_1P_4AC | 8104401 | no | no |  |  | no |  |  | 0 | 0 | 0 | 0
oh_line_8104401_200874922 |  | AD | node_8104401_200874921 | node_8104401_200874922 | 270.34 | bal_1P_4AC | 8104401 | no | no |  |  | no |  |  | 0 | 0 | 0 | 0
oh_line_8104401_200874923 |  | AD | node_8104401_200874922 | node_8104401_200874923 | 287.403 | bal_1P_4AC | 8104401 | no | no |  |  | no |  |  | 0 | 0 | 0 | 0
oh_line_8104401_200874924 |  | AD | node_8104401_200874923 | node_8104401_200874924 | 260.991 | bal_1P_4AC | 8104401 | no | no |  |  | no |  |  | 0 | 0 | 0 | 0
oh_line_8104401_200874925 |  | AD | node_8104401_200874924 | node_8104401_200874925 | 374.208 | bal_1P_4AC | 8104401 | no | no |  |  | no |  |  | 0 | 0 | 0 | 0
oh_line_8104401_200874926 |  | AD | node_8104401_200874925 | node_8104401_200874926 | 379.162 | bal_1P_4AC | 8104401 | no | no |  |  | no |  |  | 0 | 0 | 0 | 0
oh_line_8104401_200874927 |  | AD | node_8104401_200874926 | node_8104401_200874927 | 419.527 | bal_1P_4AC | 8104401 | no | no |  |  | no |  |  | 0 | 0 | 0 | 0
oh_line_8104401_200874928 |  | AD | node_8104401_200874927 | node_8104401_200874928 | 434.28 | bal_1P_4AC | 8104401 | no | no |  |  | no |  |  | 0 | 0 | 0 | 0
oh_line_8104401_200874930 |  | AD | node_8104401_200874928 | node_8104401_200874930 | 298.087 | bal_1P_1/0AC | 8104401 | no | no |  |  | no |  |  | 0 | 0 | 0 | 0
oh_line_8104401_200874931 |  | AD | node_8104401_200874928 | node_8104401_200874931 | 326.172 | bal_1P_4AC | 8104401 | no | no |  |  | no |  |  | 0 | 0 | 0 | 0
oh_line_8104401_200874933 |  | AD | node_8104401_200874931 | node_8104401_200874933 | 351.592 | bal_1P_4AC | 8104401 | no | no |  |  | no |  |  | 0 | 0 | 0 | 0
oh_line_8104401_200874934 |  | AD | node_8104401_200874920 | node_8104401_200874934 | 322.885 | bal_1P_4AC | 8104401 | no | no |  |  | no |  |  | 0 | 0 | 0 | 0
oh_line_8104401_200874935 |  | AD | node_8104401_200874933 | node_8104401_200874935 | 315.592 | bal_1P_4AC | 8104401 | no | no |  |  | no |  |  | 0 | 0 | 0 | 0
oh_line_8104401_200874936 |  | AD | node_8104401_200874935 | node_8104401_200874936 | 380.695 | bal_1P_4AC | 8104401 | no | no |  |  | no |  |  | 0 | 0 | 0 | 0
oh_line_8104401_200874938 |  | AD | node_8104401_200874936 | node_8104401_200874938 | 262.988 | bal_1P_4AC | 8104401 | no | no |  |  | no |  |  | 0 | 0 | 0 | 0
oh_line_8104401_200874939 |  | AD | node_8104401_200874938 | node_8104401_200874939 | 423.018 | bal_1P_4AC | 8104401 | no | no |  |  | no |  |  | 0 | 0 | 0 | 0
oh_line_8104401_200874940 |  | AD | node_8104401_200874939 | node_8104401_200874940 | 346.681 | bal_1P_4AC | 8104401 | no | no |  |  | no |  |  | 0 | 0 | 0 | 0
oh_line_8104401_200874941 |  | AD | node_8104401_200874940 | node_8104401_200874941 | 288.809 | bal_1P_4AC | 8104401 | no | no |  |  | no |  |  | 0 | 0 | 0 | 0
oh_line_8104401_200874942 |  | AD | node_8104401_200874941 | node_8104401_200874942 | 257.107 | bal_1P_4AC | 8104401 | no | no |  |  | no |  |  | 0 | 0 | 0 | 0
oh_line_8104401_200874943 |  | AD | node_8104401_200874942 | node_8104401_200874943 | 373.716 | bal_1P_4AC | 8104401 | no | no |  |  | no |  |  | 0 | 0 | 0 | 0
oh_line_8104401_200874944 |  | AD | node_8104401_200874943 | node_intto1_8104401_200874944 | 427.651 | bal_1P_4AC | 8104401 | no | no |  |  | no |  |  | 0 | 0 | 0 | 0
oh_line_8104401_200874945 |  | AD | node_8104401_200874944 | node_8104401_200874945 | 445.126 | bal_1P_4AC | 8104401 | no | no |  |  | no |  |  | 0 | 0 | 0 | 0
oh_line_8104401_200874946 |  | AD | node_8104401_200874934 | node_8104401_200874946 | 327.606 | bal_1P_4AC | 8104401 | no | no |  |  | no |  |  | 0 | 0 | 0 | 0
oh_line_8104401_200874947 |  | AD | node_8104401_200874945 | node_8104401_200874947 | 416.598 | bal_1P_4AC | 8104401 | no | no |  |  | no |  |  | 0 | 0 | 0 | 0
oh_line_8104401_200874948 |  | AD | node_8104401_200874947 | node_8104401_200874948 | 318.603 | bal_1P_2AC | 8104401 | no | no |  |  | no |  |  | 0 | 0 | 0 | 0
oh_line_8104401_200874949 |  | AD | node_8104401_200874948 | node_8104401_200874949 | 251.151 | bal_1P_2AC | 8104401 | no | no |  |  | no |  |  | 0 | 0 | 0 | 0
oh_line_8104401_200874950 |  | AD | node_8104401_200874949 | node_8104401_200874950 | 408.858 | bal_1P_2AC | 8104401 | no | no |  |  | no |  |  | 0 | 0 | 0 | 0
oh_line_8104401_200874951 |  | AD | node_8104401_200874950 | node_8104401_200874951 | 308.862 | bal_1P_2AC | 8104401 | no | no |  |  | no |  |  | 0 | 0 | 0 | 0
oh_line_8104401_200874952 |  | AD | node_8104401_200874951 | node_8104401_200874952 | 186.953 | bal_1P_2AC | 8104401 | no | no |  |  | no |  |  | 0 | 0 | 0 | 0
oh_line_8104401_200874953 |  | AD | node_8104401_200874952 | node_8104401_200874953 | 367.587 | bal_1P_2AC | 8104401 | no | no |  |  | no |  |  | 0 | 0 | 0 | 0
oh_line_8104401_200874954 |  | AD | node_8104401_200874953 | node_8104401_200874954 | 210.794 | bal_1P_2AC | 8104401 | no | no |  |  | no |  |  | 0 | 0 | 0 | 0
oh_line_8104401_200874955 |  | AD | node_8104401_200874954 | node_8104401_200874955 | 336.611 | bal_1P_2AC | 8104401 | no | no |  |  | no |  |  | 0 | 0 | 0 | 0
oh_line_8104401_200874956 |  | AD | node_8104401_200874955 | node_8104401_200874956 | 358.78 | bal_1P_2AC | 8104401 | no | no |  |  | no |  |  | 0 | 0 | 0 | 0
oh_line_8104401_200874957 |  | AD | node_8104401_200874946 | node_8104401_200874957 | 370.255 | bal_1P_4AC | 8104401 | no | no |  |  | no |  |  | 0 | 0 | 0 | 0
oh_line_8104401_200874958 |  | AD | node_8104401_200874957 | node_8104401_200874958 | 357.725 | bal_1P_4AC | 8104401 | no | no |  |  | no |  |  | 0 | 0 | 0 | 0
oh_line_8104401_200874959 |  | AD | node_8104401_200874958 | node_8104401_200874959 | 392.374 | bal_1P_4AC | 8104401 | no | no |  |  | no |  |  | 0 | 0 | 0 | 0
oh_line_8104401_200874960 |  | AD | node_8104401_200874959 | node_8104401_200874960 | 232.571 | bal_1P_4AC | 8104401 | no | no |  |  | no |  |  | 0 | 0 | 0 | 0
oh_line_8104401_200874961 |  | AD | node_8104401_200874960 | node_8104401_200874961 | 332.601 | bal_1P_4AC | 8104401 | no | no |  |  | no |  |  | 0 | 0 | 0 | 0
oh_line_8104401_200875012 |  | AD | node_8104401_200875012 | node_1415492_947_15429785_368 | 76.168 | bal_1P_2AC | 8104401 | no | no |  |  | no |  |  | 0 | 0 | 0 | 0
oh_line_8104401_200875017 |  | AD | node_8104401_310010409 | node_8104401_200875017 | 74.94 | bal_1P_2AC | 8104401 | no | no |  |  | no |  |  | 0 | 0 | 0 | 0
oh_line_8104401_200875018 |  | AD | node_1415492_947_15429785_368 | node_8104401_200875018 | 311.206 | bal_1P_2AC | 8104401 | no | no |  |  | no |  |  | 0 | 0 | 0 | 0
oh_line_8104401_200875019 |  | AD | node_8104401_200875018 | node_8104401_200875019 | 277.357 | bal_1P_2AC | 8104401 | no | no |  |  | no |  |  | 0 | 0 | 0 | 0
oh_line_8104401_200875020 |  | AD | node_8104401_200875019 | node_8104401_200875020 | 229.3 | bal_1P_2AC | 8104401 | no | no |  |  | no |  |  | 0 | 0 | 0 | 0
oh_line_8104401_200875021 |  | AD | node_8104401_200875020 | node_8104401_200875021 | 432.165 | bal_1P_2AC | 8104401 | no | no |  |  | no |  |  | 0 | 0 | 0 | 0
oh_line_8104401_200875022 |  | AD | node_8104401_200875021 | node_8104401_200875022 | 419.895 | bal_1P_2AC | 8104401 | no | no |  |  | no |  |  | 0 | 0 | 0 | 0
oh_line_8104401_200875023 |  | AD | node_8104401_200875022 | node_8104401_200875023 | 240.221 | bal_1P_2AC | 8104401 | no | no |  |  | no |  |  | 0 | 0 | 0 | 0
oh_line_8104401_200875024 |  | AD | node_8104401_200875023 | node_8104401_200875024 | 336.075 | bal_1P_2AC | 8104401 | no | no |  |  | no |  |  | 0 | 0 | 0 | 0
oh_line_8104401_200875037 |  | AN | node_8104401_200875107 | node_8104401_200875037 | 388.33 | bal_1P_2AC_2AC(N) | 8104401 | no | no |  |  | no |  |  | 0 | 0 | 0 | 0
oh_line_8104401_200875038 |  | AN | node_8104401_200875037 | node_intto1_8104401_200875038 | 182.369 | bal_1P_2AC_2AC(N) | 8104401 | no | no |  |  | no |  |  | 0 | 0 | 0 | 0
oh_line_8104401_200875039 |  | AN | node_8104401_200875063 | node_8104401_200875039 | 311.079 | bal_1P_2AC_2AC(N) | 8104401 | no | no |  |  | no |  |  | 0 | 0 | 0 | 0
oh_line_8104401_200875040 |  | AN | node_8104401_200875039 | node_8104401_200875040 | 196.711 | bal_1P_2AC_2AC(N) | 8104401 | no | no |  |  | no |  |  | 0 | 0 | 0 | 0
oh_line_8104401_200875041 |  | AN | node_8104401_200875040 | node_8104401_200875041 | 241.771 | bal_1P_2AC_2AC(N) | 8104401 | no | no |  |  | no |  |  | 0 | 0 | 0 | 0
oh_line_8104401_200875042 |  | AN | node_8104401_200875041 | node_8104401_200875042 | 290.084 | bal_1P_1/0AC_1/0AC(N) | 8104401 | no | no |  |  | no |  |  | 0 | 0 | 0 | 0
oh_line_8104401_200875043 |  | AN | node_8104401_200875042 | node_8104401_200875043 | 291.319 | bal_1P_1/0AC_1/0AC(N) | 8104401 | no | no |  |  | no |  |  | 0 | 0 | 0 | 0
oh_line_8104401_200875044 |  | AN | node_8104401_200875043 | node_8104401_200875044 | 254.609 | bal_1P_1/0AC_1/0AC(N) | 8104401 | no | no |  |  | no |  |  | 0 | 0 | 0 | 0
oh_line_8104401_200875046 |  | AN | node_8104401_200875041 | node_8104401_200875046 | 255.942 | bal_1P_2AC_2AC(N) | 8104401 | no | no |  |  | no |  |  | 0 | 0 | 0 | 0
oh_line_8104401_200875048 |  | AN | node_8104401_200875046 | node_8104401_200875048 | 315.632 | bal_1P_2AC_2AC(N) | 8104401 | no | no |  |  | no |  |  | 0 | 0 | 0 | 0
oh_line_8104401_200875049 |  | AN | node_8104401_200875048 | node_8104401_200875049 | 303.034 | bal_1P_2AC_2AC(N) | 8104401 | no | no |  |  | no |  |  | 0 | 0 | 0 | 0
oh_line_8104401_200875050 |  | AN | node_8104401_200875049 | node_8104401_200875050 | 280.584 | bal_1P_2AC_2AC(N) | 8104401 | no | no |  |  | no |  |  | 0 | 0 | 0 | 0
oh_line_8104401_200875051 |  | AN | node_8104401_200875050 | node_8104401_200875051 | 179.243 | bal_1P_2AC_2AC(N) | 8104401 | no | no |  |  | no |  |  | 0 | 0 | 0 | 0
oh_line_8104401_200875052 |  | AN | node_8104401_200875051 | node_8104401_200875052 | 304.83 | bal_1P_1/0AA_1/0AA(N) | 8104401 | no | no |  |  | no |  |  | 0 | 0 | 0 | 0
oh_line_8104401_200875054 |  | AN | node_8104401_200966775 | node_8104401_200875054 | 593.529 | bal_1P_2AC_2AC(N) | 8104401 | no | no |  |  | no |  |  | 0 | 0 | 0 | 0
oh_line_8104401_200875055 |  | AN | node_8104401_200875054 | node_8104401_200875055 | 413.172 | bal_1P_2AC_2AC(N) | 8104401 | no | no |  |  | no |  |  | 0 | 0 | 0 | 0
oh_line_8104401_200875056 |  | AN | node_8104401_200875055 | node_8104401_200875056 | 292.343 | bal_1P_2AC_2AC(N) | 8104401 | no | no |  |  | no |  |  | 0 | 0 | 0 | 0
oh_line_8104401_200875057 |  | AN | node_8104401_200875056 | node_8104401_200875057 | 168.471 | bal_1P_1/0AA_1/0AA(N) | 8104401 | no | no |  |  | no |  |  | 0 | 0 | 0 | 0
oh_line_8104401_200875058 |  | AN | node_8104401_200875057 | node_8104401_200875058 | 312.651 | bal_1P_1/0AA_1/0AA(N) | 8104401 | no | no |  |  | no |  |  | 0 | 0 | 0 | 0
oh_line_8104401_200875059 |  | AN | node_8104401_200875056 | node_8104401_200875059 | 284.774 | bal_1P_2AC_2AC(N) | 8104401 | no | no |  |  | no |  |  | 0 | 0 | 0 | 0
oh_line_8104401_200875060 |  | AN | node_8104401_200875059 | node_8104401_200875060 | 109.241 | bal_1P_2AC_2AC(N) | 8104401 | no | no |  |  | no |  |  | 0 | 0 | 0 | 0
oh_line_8104401_200875061 |  | AN | node_8104401_200875060 | node_8104401_200875061 | 370.028 | bal_1P_2AC_2AC(N) | 8104401 | no | no |  |  | no |  |  | 0 | 0 | 0 | 0
oh_line_8104401_200875062 |  | AN | node_8104401_200875061 | node_8104401_200875062 | 361.8 | bal_1P_2AC_2AC(N) | 8104401 | no | no |  |  | no |  |  | 0 | 0 | 0 | 0
oh_line_8104401_200875063 |  | AN | node_8104401_200875062 | node_8104401_200875063 | 316.391 | bal_1P_2AC_2AC(N) | 8104401 | no | no |  |  | no |  |  | 0 | 0 | 0 | 0
oh_line_8104401_200875065 |  | AD | node_8104401_200878810 | node_8104401_200875065 | 181.036 | bal_1P_1/0AA | 8104401 | no | no |  |  | no |  |  | 0 | 0 | 0 | 0
oh_line_8104401_200875067 |  | AD | node_8104401_200874942 | node_8104401_200875067 | 263.505 | bal_1P_2AC | 8104401 | no | no |  |  | no |  |  | 0 | 0 | 0 | 0
oh_line_8104401_200875068 |  | AD | node_8104401_200875096 | node_8104401_200875068 | 278.676 | bal_1P_1/0AC | 8104401 | no | no |  |  | no |  |  | 0 | 0 | 0 | 0
oh_line_8104401_200875069 |  | AD | node_8104401_200875068 | node_8104401_200875069 | 272.747 | bal_1P_1/0AC | 8104401 | no | no |  |  | no |  |  | 0 | 0 | 0 | 0
oh_line_8104401_200875070 |  | AD | node_8104401_200875069 | node_8104401_200875070 | 267.571 | bal_1P_1/0AC | 8104401 | no | no |  |  | no |  |  | 0 | 0 | 0 | 0
oh_line_8104401_200875071 |  | AD | node_8104401_200875070 | node_8104401_200875071 | 303.357 | bal_1P_1/0AC | 8104401 | no | no |  |  | no |  |  | 0 | 0 | 0 | 0
oh_line_8104401_200875072 |  | AD | node_8104401_200875071 | node_8104401_200875072 | 313.379 | bal_1P_1/0AC | 8104401 | no | no |  |  | no |  |  | 0 | 0 | 0 | 0
oh_line_8104401_200875073 |  | AD | node_8104401_200875072 | node_8104401_200875073 | 314.551 | bal_1P_1/0AC | 8104401 | no | no |  |  | no |  |  | 0 | 0 | 0 | 0
oh_line_8104401_200875074 |  | AD | node_8104401_200875073 | node_8104401_200875074 | 69.796 | bal_1P_1/0AA | 8104401 | no | no |  |  | no |  |  | 0 | 0 | 0 | 0
oh_line_8104401_200875075 |  | AD | node_8104401_200875074 | node_8104401_200875075 | 285.289 | bal_1P_1/0AA | 8104401 | no | no |  |  | no |  |  | 0 | 0 | 0 | 0
oh_line_8104401_200875076 |  | AD | node_8104401_200875073 | node_8104401_200875076 | 330.079 | bal_1P_1/0AC | 8104401 | no | no |  |  | no |  |  | 0 | 0 | 0 | 0
oh_line_8104401_200875077 |  | AD | node_8104401_200875076 | node_8104401_200875077 | 337.642 | bal_1P_1/0AC | 8104401 | no | no |  |  | no |  |  | 0 | 0 | 0 | 0
oh_line_8104401_200875078 |  | AD | node_8104401_200875077 | node_8104401_200875078 | 280.094 | bal_1P_1/0AC | 8104401 | no | no |  |  | no |  |  | 0 | 0 | 0 | 0
oh_line_8104401_200875079 |  | AD | node_8104401_200875078 | node_8104401_200875079 | 295.338 | bal_1P_1/0AC | 8104401 | no | no |  |  | no |  |  | 0 | 0 | 0 | 0
oh_line_8104401_200875080 |  | AD | node_8104401_200875067 | node_8104401_200875080 | 267.592 | bal_1P_2AC | 8104401 | no | no |  |  | no |  |  | 0 | 0 | 0 | 0
oh_line_8104401_200875081 |  | AD | node_8104401_200875079 | node_8104401_200875081 | 299.697 | bal_1P_1/0AA | 8104401 | no | no |  |  | no |  |  | 0 | 0 | 0 | 0
oh_line_8104401_200875082 |  | AD | node_8104401_200875081 | node_8104401_200875082 | 298.82 | bal_1P_1/0AA | 8104401 | no | no |  |  | no |  |  | 0 | 0 | 0 | 0
oh_line_8104401_200875083 |  | AD | node_8104401_200875082 | node_8104401_200875083 | 267.412 | bal_1P_1/0AA | 8104401 | no | no |  |  | no |  |  | 0 | 0 | 0 | 0
oh_line_8104401_200875084 |  | AD | node_8104401_200875083 | node_8104401_200875084 | 279.776 | bal_1P_1/0AA | 8104401 | no | no |  |  | no |  |  | 0 | 0 | 0 | 0
oh_line_8104401_200875085 |  | AD | node_8104401_200875084 | node_8104401_200875085 | 290.353 | bal_1P_1/0AA | 8104401 | no | no |  |  | no |  |  | 0 | 0 | 0 | 0
oh_line_8104401_200875086 |  | AD | node_8104401_200875085 | node_8104401_200875086 | 276.946 | bal_1P_1/0AA | 8104401 | no | no |  |  | no |  |  | 0 | 0 | 0 | 0
oh_line_8104401_200875087 |  | AD | node_8104401_200875086 | node_8104401_200875087 | 45.745 | bal_1P_1/0AA | 8104401 | no | no |  |  | no |  |  | 0 | 0 | 0 | 0
oh_line_8104401_200875088 |  | AD | node_8104401_200875087 | node_8104401_200875088 | 325.57 | bal_1P_1/0AA | 8104401 | no | no |  |  | no |  |  | 0 | 0 | 0 | 0
oh_line_8104401_200875089 |  | AD | node_8104401_200875086 | node_8104401_200875089 | 265.897 | bal_1P_1/0AA | 8104401 | no | no |  |  | no |  |  | 0 | 0 | 0 | 0
oh_line_8104401_200875090 |  | AD | node_8104401_200875080 | node_8104401_200875090 | 248.106 | bal_1P_2AC | 8104401 | no | no |  |  | no |  |  | 0 | 0 | 0 | 0
oh_line_8104401_200875091 |  | AD | node_8104401_200875090 | node_intto1_8104401_200875091 | 153.68 | bal_1P_2AC | 8104401 | no | no |  |  | no |  |  | 0 | 0 | 0 | 0
oh_line_8104401_200875092 |  | AD | node_8104401_200875091 | node_8104401_200875092 | 425.62 | bal_1P_2AC | 8104401 | no | no |  |  | no |  |  | 0 | 0 | 0 | 0
oh_line_8104401_200875093 |  | AD | node_8104401_200875092 | node_8104401_200875093 | 289.237 | bal_1P_1/0AC | 8104401 | no | no |  |  | no |  |  | 0 | 0 | 0 | 0
oh_line_8104401_200875094 |  | AD | node_8104401_200875093 | node_8104401_200875094 | 293.267 | bal_1P_1/0AC | 8104401 | no | no |  |  | no |  |  | 0 | 0 | 0 | 0
oh_line_8104401_200875095 |  | AD | node_8104401_200875094 | node_8104401_200875095 | 285.335 | bal_1P_1/0AC | 8104401 | no | no |  |  | no |  |  | 0 | 0 | 0 | 0
oh_line_8104401_200875096 |  | AD | node_8104401_200875095 | node_8104401_200875096 | 286.686 | bal_1P_1/0AC | 8104401 | no | no |  |  | no |  |  | 0 | 0 | 0 | 0
oh_line_8104401_200875097 |  | ABCN | node_8104401_200875193 | node_8104401_200875097 | 249.853 | bal_3P_4/0AC_1/0AC(N) | 8104401 | no | no |  |  | no |  |  | 0 | 0 | 0 | 0
oh_line_8104401_200875098 |  | ABCN | node_8104401_200875097 | node_8104401_200875098 | 299.532 | bal_3P_4/0AC_1/0AC(N) | 8104401 | no | no |  |  | no |  |  | 0 | 0 | 0 | 0
oh_line_8104401_200875099 |  | ABCN | node_8104401_200875098 | node_8104401_200875099 | 310.275 | bal_3P_4/0AC_1/0AC(N) | 8104401 | no | no |  |  | no |  |  | 0 | 0 | 0 | 0
oh_line_8104401_200875100 |  | ABCN | node_8104401_200875099 | node_8104401_200875100 | 237.463 | bal_3P_4/0AC_1/0AC(N) | 8104401 | no | no |  |  | no |  |  | 0 | 0 | 0 | 0
oh_line_8104401_200875102 |  | ABCN | node_8104401_200875100 | node_8104401_200875102 | 228.467 | bal_3P_4/0AC_1/0AC(N) | 8104401 | no | no |  |  | no |  |  | 0 | 0 | 0 | 0
oh_line_8104401_200875103 |  | ABCN | node_8104401_200875102 | node_8104401_200875103 | 177.031 | bal_3P_4/0AC_1/0AC(N) | 8104401 | no | no |  |  | no |  |  | 0 | 0 | 0 | 0
oh_line_8104401_200875104 |  | ABCN | node_8104401_200875103 | node_8104401_200875104 | 330.072 | bal_3P_4/0AC_1/0AC(N) | 8104401 | no | no |  |  | no |  |  | 0 | 0 | 0 | 0
oh_line_8104401_200875105 |  | ABCN | node_8104401_200875104 | node_8104401_200875105 | 310.897 | bal_3P_4/0AC_1/0AC(N) | 8104401 | no | no |  |  | no |  |  | 0 | 0 | 0 | 0
oh_line_8104401_200875106 |  | ABCN | node_8104401_200875105 | node_8104401_200875106 | 315.292 | bal_3P_4/0AC_1/0AC(N) | 8104401 | no | no |  |  | no |  |  | 0 | 0 | 0 | 0
oh_line_8104401_200875107 |  | ABCN | node_8104401_200875106 | node_8104401_200875107 | 320.426 | bal_3P_4/0AC_1/0AC(N) | 8104401 | no | no |  |  | no |  |  | 0 | 0 | 0 | 0
oh_line_8104401_200875109 |  | ABCN | node_8104401_200875107 | node_8104401_200875109 | 312.311 | bal_3P_4/0AC_1/0AC(N) | 8104401 | no | no |  |  | no |  |  | 0 | 0 | 0 | 0
oh_line_8104401_200875110 |  | ABCN | node_8104401_200875109 | node_8104401_200875110 | 321.74 | bal_3P_4/0AC_1/0AC(N) | 8104401 | no | no |  |  | no |  |  | 0 | 0 | 0 | 0
oh_line_8104401_200875111 |  | ABCN | node_8104401_200875110 | node_8104401_200875111 | 313.167 | bal_3P_4/0AC_1/0AC(N) | 8104401 | no | no |  |  | no |  |  | 0 | 0 | 0 | 0
oh_line_8104401_200875112 |  | ABCN | node_8104401_200875111 | node_8104401_200875112 | 320.563 | bal_3P_4/0AC_1/0AC(N) | 8104401 | no | no |  |  | no |  |  | 0 | 0 | 0 | 0
oh_line_8104401_200875114 |  | ABCN | node_8104401_200875112 | node_8104401_200875114 | 306.939 | bal_3P_4/0AC_1/0AC(N) | 8104401 | no | no |  |  | no |  |  | 0 | 0 | 0 | 0
oh_line_8104401_200875115 |  | ABCN | node_8104401_200875114 | node_8104401_200875115 | 215.109 | bal_3P_4/0AC_1/0AC(N) | 8104401 | no | no |  |  | no |  |  | 0 | 0 | 0 | 0
oh_line_8104401_200875116 |  | ABCN | node_8104401_200875115 | node_intto1_8104401_200875116 | 298.04 | bal_3P_4/0AC_1/0AC(N) | 8104401 | no | no |  |  | no |  |  | 0 | 0 | 0 | 0
oh_line_8104401_200875117 |  | ABCN | node_8104401_200875116 | node_8104401_200875117 | 296.932 | bal_3P_4/0AC_1/0AC(N) | 8104401 | no | no |  |  | no |  |  | 0 | 0 | 0 | 0
oh_line_8104401_200875118 |  | ABCN | node_8104401_200875117 | node_8104401_200875118 | 302.457 | bal_3P_4/0AC_1/0AC(N) | 8104401 | no | no |  |  | no |  |  | 0 | 0 | 0 | 0
oh_line_8104401_200875119 |  | ABCN | node_8104401_200875118 | node_8104401_200875119 | 266.144 | bal_3P_4/0AC_1/0AC(N) | 8104401 | no | no |  |  | no |  |  | 0 | 0 | 0 | 0
oh_line_8104401_200875120 |  | ABCN | node_8104401_200875119 | node_8104401_200875120 | 272.071 | bal_3P_4/0AC_1/0AC(N) | 8104401 | no | no |  |  | no |  |  | 0 | 0 | 0 | 0
oh_line_8104401_200875121 |  | ABCN | node_8104401_200875120 | node_8104401_200875121 | 235.121 | bal_3P_4/0AC_1/0AC(N) | 8104401 | no | no |  |  | no |  |  | 0 | 0 | 0 | 0
oh_line_8104401_200875122 |  | ABCN | node_8104401_200875121 | node_8104401_200875122 | 330.757 | bal_3P_4/0AC_1/0AC(N) | 8104401 | no | no |  |  | no |  |  | 0 | 0 | 0 | 0
oh_line_8104401_200875123 |  | ABCN | node_8104401_200875122 | node_8104401_200875123 | 349.048 | bal_3P_4/0AC_1/0AC(N) | 8104401 | no | no |  |  | no |  |  | 0 | 0 | 0 | 0
oh_line_8104401_200875124 |  | ABCN | node_8104401_200875123 | node_8104401_200875124 | 211.996 | bal_3P_4/0AC_1/0AC(N) | 8104401 | no | no |  |  | no |  |  | 0 | 0 | 0 | 0
oh_line_8104401_200875125 |  | ABCN | node_8104401_200875124 | node_8104401_200875125 | 271.781 | bal_3P_4/0AC_1/0AC(N) | 8104401 | no | no |  |  | no |  |  | 0 | 0 | 0 | 0
oh_line_8104401_200875126 |  | ABCN | node_8104401_200875125 | node_8104401_200875126 | 274.895 | bal_3P_4/0AC_1/0AC(N) | 8104401 | no | no |  |  | no |  |  | 0 | 0 | 0 | 0
oh_line_8104401_200875127 |  | ABCN | node_8104401_200875126 | node_8104401_200875127 | 283.316 | bal_3P_4/0AC_1/0AC(N) | 8104401 | no | no |  |  | no |  |  | 0 | 0 | 0 | 0
oh_line_8104401_200875128 |  | ABCN | node_8104401_200875127 | node_8104401_200875128 | 248.586 | bal_3P_4/0AC_1/0AC(N) | 8104401 | no | no |  |  | no |  |  | 0 | 0 | 0 | 0
oh_line_8104401_200875129 |  | ABCN | node_8104401_200875128 | node_8104401_200875129 | 223.404 | bal_3P_4/0AC_1/0AC(N) | 8104401 | no | no |  |  | no |  |  | 0 | 0 | 0 | 0
oh_line_8104401_200875130 |  | ABCN | node_8104401_200875129 | node_8104401_200875130 | 250.07 | bal_3P_4/0AC_1/0AC(N) | 8104401 | no | no |  |  | no |  |  | 0 | 0 | 0 | 0
oh_line_8104401_200875131 |  | ABCN | node_8104401_200875130 | node_8104401_200875131 | 279.024 | bal_3P_4/0AC_1/0AC(N) | 8104401 | no | no |  |  | no |  |  | 0 | 0 | 0 | 0
oh_line_8104401_200875132 |  | ABCN | node_8104401_200875131 | node_8104401_200875132 | 278.378 | bal_3P_4/0AC_1/0AC(N) | 8104401 | no | no |  |  | no |  |  | 0 | 0 | 0 | 0
oh_line_8104401_200875133 |  | ABCN | node_8104401_200875132 | node_8104401_200875133 | 289.381 | bal_3P_4/0AC_1/0AC(N) | 8104401 | no | no |  |  | no |  |  | 0 | 0 | 0 | 0
oh_line_8104401_200875134 |  | ABCN | node_8104401_200875133 | node_8104401_200875134 | 293.547 | bal_3P_4/0AC_1/0AC(N) | 8104401 | no | no |  |  | no |  |  | 0 | 0 | 0 | 0
oh_line_8104401_200875135 |  | ABCN | node_8104401_200875134 | node_8104401_200875135 | 268.847 | bal_3P_4/0AC_1/0AC(N) | 8104401 | no | no |  |  | no |  |  | 0 | 0 | 0 | 0
oh_line_8104401_200875136 |  | ABCN | node_8104401_200875135 | node_8104401_200875136 | 321.261 | bal_3P_4/0AC_1/0AC(N) | 8104401 | no | no |  |  | no |  |  | 0 | 0 | 0 | 0
oh_line_8104401_200875137 |  | ABCN | node_8104401_200875136 | node_8104401_200875137 | 298.932 | bal_3P_4/0AC_1/0AC(N) | 8104401 | no | no |  |  | no |  |  | 0 | 0 | 0 | 0
oh_line_8104401_200875138 |  | AN | node_8104401_200875137 | node_8104401_200875138 | 282.566 | bal_1P_4/0AC_1/0AC(N) | 8104401 | no | no |  |  | no |  |  | 0 | 0 | 0 | 0
oh_line_8104401_200875139 |  | ABCN | node_8104401_200875137 | node_8104401_200875139 | 310.05 | bal_3P_4/0AC_1/0AC(N) | 8104401 | no | no |  |  | no |  |  | 0 | 0 | 0 | 0
oh_line_8104401_200875140 |  | ABCN | node_8104401_200875139 | node_8104401_200875140 | 320.349 | bal_3P_4/0AC_1/0AC(N) | 8104401 | no | no |  |  | no |  |  | 0 | 0 | 0 | 0
oh_line_8104401_200875141 |  | ABCN | node_8104401_200875140 | node_8104401_200875141 | 308.393 | bal_3P_4/0AC_1/0AC(N) | 8104401 | no | no |  |  | no |  |  | 0 | 0 | 0 | 0
oh_line_8104401_200875142 |  | ABCN | node_8104401_200875141 | node_8104401_200875142 | 308.929 | bal_3P_4/0AC_1/0AC(N) | 8104401 | no | no |  |  | no |  |  | 0 | 0 | 0 | 0
oh_line_8104401_200875143 |  | ABCN | node_8104401_200875142 | node_8104401_200875143 | 300.534 | bal_3P_4/0AC_1/0AC(N) | 8104401 | no | no |  |  | no |  |  | 0 | 0 | 0 | 0
oh_line_8104401_200875144 |  | ABCN | node_8104401_200875143 | node_8104401_200875144 | 286.754 | bal_3P_4/0AC_1/0AC(N) | 8104401 | no | no |  |  | no |  |  | 0 | 0 | 0 | 0
oh_line_8104401_200875145 |  | ABCN | node_8104401_200875144 | node_8104401_200875145 | 297.692 | bal_3P_4/0AC_1/0AC(N) | 8104401 | no | no |  |  | no |  |  | 0 | 0 | 0 | 0
oh_line_8104401_200875146 |  | ABCN | node_8104401_200875145 | node_8104401_200875146 | 301.77 | bal_3P_4/0AC_1/0AC(N) | 8104401 | no | no |  |  | no |  |  | 0 | 0 | 0 | 0
oh_line_8104401_200875147 |  | ABCN | node_8104401_200875146 | node_8104401_200875147 | 305.901 | bal_3P_4/0AC_1/0AC(N) | 8104401 | no | no |  |  | no |  |  | 0 | 0 | 0 | 0
oh_line_8104401_200875148 |  | ABCN | node_8104401_200875147 | node_8104401_200875148 | 290.486 | bal_3P_4/0AC_1/0AC(N) | 8104401 | no | no |  |  | no |  |  | 0 | 0 | 0 | 0
oh_line_8104401_200875149 |  | ABCN | node_8104401_200875148 | node_8104401_200875149 | 308.466 | bal_3P_4/0AC_1/0AC(N) | 8104401 | no | no |  |  | no |  |  | 0 | 0 | 0 | 0
oh_line_8104401_200875151 |  | ABCN | node_8104401_200875149 | node_8104401_200875151 | 336.601 | bal_3P_4/0AC_1/0AC(N) | 8104401 | no | no |  |  | no |  |  | 0 | 0 | 0 | 0
oh_line_8104401_200875152 |  | ABCN | node_8104401_200875151 | node_8104401_200875152 | 341.188 | bal_3P_4/0AC_1/0AC(N) | 8104401 | no | no |  |  | no |  |  | 0 | 0 | 0 | 0
oh_line_8104401_200875153 |  | ABCN | node_8104401_200875152 | node_8104401_200875153 | 300.524 | bal_3P_4/0AC_1/0AC(N) | 8104401 | no | no |  |  | no |  |  | 0 | 0 | 0 | 0
oh_line_8104401_200875154 |  | AN | node_8104401_200875153 | node_8104401_200875154 | 292.288 | bal_1P_4/0AC_1/0AC(N) | 8104401 | no | no |  |  | no |  |  | 0 | 0 | 0 | 0
oh_line_8104401_200875156 |  | ABCN | node_8104401_200875153 | node_8104401_200875156 | 335.859 | bal_3P_4/0AC_1/0AC(N) | 8104401 | no | no |  |  | no |  |  | 0 | 0 | 0 | 0
oh_line_8104401_200875157 |  | ABCN | node_8104401_200875156 | node_8104401_200875157 | 332.039 | bal_3P_4/0AC_1/0AC(N) | 8104401 | no | no |  |  | no |  |  | 0 | 0 | 0 | 0
oh_line_8104401_200875159 |  | ABCN | node_8104401_200875157 | node_8104401_200875159 | 297.532 | bal_3P_4/0AC_1/0AC(N) | 8104401 | no | no |  |  | no |  |  | 0 | 0 | 0 | 0
oh_line_8104401_200875160 |  | ABCN | node_8104401_200875159 | node_8104401_200875160 | 269.635 | bal_3P_4/0AC_1/0AC(N) | 8104401 | no | no |  |  | no |  |  | 0 | 0 | 0 | 0
oh_line_8104401_200875161 |  | ABCN | node_8104401_200875160 | node_8104401_200875161 | 331.297 | bal_3P_4/0AC_1/0AC(N) | 8104401 | no | no |  |  | no |  |  | 0 | 0 | 0 | 0
oh_line_8104401_200875162 |  | ABCN | node_8104401_200875161 | node_8104401_200875162 | 263.437 | bal_3P_4/0AC_1/0AC(N) | 8104401 | no | no |  |  | no |  |  | 0 | 0 | 0 | 0
oh_line_8104401_200875163 |  | AN | node_8104401_200875162 | node_8104401_200875163 | 266.405 | bal_1P_4/0AC_1/0AC(N) | 8104401 | no | no |  |  | no |  |  | 0 | 0 | 0 | 0
oh_line_8104401_200875164 |  | AN | node_8104401_200875162 | node_8104401_200875164 | 350.636 | bal_1P_4/0AC_1/0AC(N) | 8104401 | no | no |  |  | no |  |  | 0 | 0 | 0 | 0
oh_line_8104401_200875165 |  | AN | node_8104401_200875164 | node_8104401_200875165 | 322.159 | bal_1P_4/0AC_1/0AC(N) | 8104401 | no | no |  |  | no |  |  | 0 | 0 | 0 | 0
oh_line_8104401_200875166 |  | ABCN | node_8104401_200875162 | node_8104401_200875166 | 281.426 | bal_3P_4/0AC_1/0AC(N) | 8104401 | no | no |  |  | no |  |  | 0 | 0 | 0 | 0
oh_line_8104401_200875167 |  | ABCN | node_8104401_200875166 | node_8104401_200875167 | 268.887 | bal_3P_4/0AC_1/0AC(N) | 8104401 | no | no |  |  | no |  |  | 0 | 0 | 0 | 0
oh_line_8104401_200875168 |  | AN | node_8104401_200875167 | node_8104401_200875168 | 270.697 | bal_1P_1/0AA_1/0AA(N) | 8104401 | no | no |  |  | no |  |  | 0 | 0 | 0 | 0
oh_line_8104401_200875169 |  | ABCN | node_8104401_200875167 | node_8104401_200875169 | 302.969 | bal_3P_4/0AC_1/0AC(N) | 8104401 | no | no |  |  | no |  |  | 0 | 0 | 0 | 0
oh_line_8104401_200875170 |  | ABCN | node_8104401_200875169 | node_8104401_200875170 | 356.933 | bal_3P_4/0AC_1/0AC(N) | 8104401 | no | no |  |  | no |  |  | 0 | 0 | 0 | 0
oh_line_8104401_200875171 |  | ABCN | node_8104401_200875170 | node_8104401_200875171 | 326.267 | bal_3P_4/0AC_1/0AC(N) | 8104401 | no | no |  |  | no |  |  | 0 | 0 | 0 | 0
oh_line_8104401_200875172 |  | ABCN | node_8104401_200875171 | node_8104401_200875172 | 327.522 | bal_3P_4/0AC_1/0AC(N) | 8104401 | no | no |  |  | no |  |  | 0 | 0 | 0 | 0
oh_line_8104401_200875173 |  | ABCN | node_8104401_200875172 | node_8104401_200875173 | 319.413 | bal_3P_4/0AC_1/0AC(N) | 8104401 | no | no |  |  | no |  |  | 0 | 0 | 0 | 0
oh_line_8104401_200875174 |  | ABCN | node_8104401_200875173 | node_8104401_200875174 | 320.415 | bal_3P_4/0AC_1/0AC(N) | 8104401 | no | no |  |  | no |  |  | 0 | 0 | 0 | 0
oh_line_8104401_200875175 |  | ABCN | node_8104401_200875174 | node_8104401_200875175 | 294.481 | bal_3P_4/0AC_1/0AC(N) | 8104401 | no | no |  |  | no |  |  | 0 | 0 | 0 | 0
oh_line_8104401_200875176 |  | ABCN | node_8104401_200875175 | node_8104401_200875176 | 300.853 | bal_3P_4/0AC_1/0AC(N) | 8104401 | no | no |  |  | no |  |  | 0 | 0 | 0 | 0
oh_line_8104401_200875177 |  | ABCN | node_8104401_200875176 | node_8104401_200875177 | 322.73 | bal_3P_4/0AC_1/0AC(N) | 8104401 | no | no |  |  | no |  |  | 0 | 0 | 0 | 0
oh_line_8104401_200875178 |  | ABCN | node_8104401_200875177 | node_8104401_200875178 | 326.801 | bal_3P_4/0AC_1/0AC(N) | 8104401 | no | no |  |  | no |  |  | 0 | 0 | 0 | 0
oh_line_8104401_200875180 |  | ABCN | node_8104401_200875178 | node_8104401_200875180 | 348.814 | bal_3P_4/0AC_1/0AC(N) | 8104401 | no | no |  |  | no |  |  | 0 | 0 | 0 | 0
oh_line_8104401_200875182 |  | ABCN | node_8104401_200887238 | node_8104401_200875182 | 311.135 | bal_3P_4/0AC_1/0AC(N) | 8104401 | no | no |  |  | no |  |  | 0 | 0 | 0 | 0
oh_line_8104401_200875183 |  | ABCN | node_8104401_200875182 | node_8104401_200875183 | 319.023 | bal_3P_4/0AC_1/0AC(N) | 8104401 | no | no |  |  | no |  |  | 0 | 0 | 0 | 0
oh_line_8104401_200875184 |  | ABCN | node_8104401_200875183 | node_8104401_200875184 | 330.993 | bal_3P_4/0AC_1/0AC(N) | 8104401 | no | no |  |  | no |  |  | 0 | 0 | 0 | 0
oh_line_8104401_200875185 |  | AN | node_8104401_200875184 | node_8104401_200875185 | 264.171 | bal_1P_1/0AA_1/0AA(N) | 8104401 | no | no |  |  | no |  |  | 0 | 0 | 0 | 0
oh_line_8104401_200875186 |  | ABCN | node_8104401_200875184 | node_8104401_200875186 | 325.943 | bal_3P_4/0AC_1/0AC(N) | 8104401 | no | no |  |  | no |  |  | 0 | 0 | 0 | 0
oh_line_8104401_200875187 |  | ABCN | node_8104401_200875186 | node_8104401_200875187 | 308.655 | bal_3P_4/0AC_1/0AC(N) | 8104401 | no | no |  |  | no |  |  | 0 | 0 | 0 | 0
oh_line_8104401_200875188 |  | ABCN | node_8104401_200875187 | node_8104401_200875188 | 328.781 | bal_3P_4/0AC_1/0AC(N) | 8104401 | no | no |  |  | no |  |  | 0 | 0 | 0 | 0
oh_line_8104401_200875189 |  | ABCN | node_8104401_200875188 | node_8104401_200875189 | 295.778 | bal_3P_4/0AC_1/0AC(N) | 8104401 | no | no |  |  | no |  |  | 0 | 0 | 0 | 0
oh_line_8104401_200875191 |  | ABCN | node_8104401_200875189 | node_8104401_200875191 | 312.886 | bal_3P_4/0AC_1/0AC(N) | 8104401 | no | no |  |  | no |  |  | 0 | 0 | 0 | 0
oh_line_8104401_200875192 |  | ABCN | node_8104401_200875191 | node_intto1_8104401_200875192 | 298.552 | bal_3P_4/0AC_1/0AC(N) | 8104401 | no | no |  |  | no |  |  | 0 | 0 | 0 | 0
oh_line_8104401_200875193 |  | ABCN | node_8104401_200875192 | node_8104401_200875193 | 214.554 | bal_3P_4/0AC_1/0AC(N) | 8104401 | no | no |  |  | no |  |  | 0 | 0 | 0 | 0
oh_line_8104401_200875195 |  | AN | node_8104401_200875171 | node_8104401_200875195 | 231.964 | bal_1P_4/0AC_1/0AC(N) | 8104401 | no | no |  |  | no |  |  | 0 | 0 | 0 | 0
oh_line_8104401_200875196 |  | AN | node_8104401_200875206 | node_8104401_200875196 | 279.127 | bal_1P_1/0AA_1/0AA(N) | 8104401 | no | no |  |  | no |  |  | 0 | 0 | 0 | 0
oh_line_8104401_200875199 |  | AN | node_8104401_200875195 | node_intto1_8104401_200875199 | 352.311 | bal_1P_4/0AC_1/0AC(N) | 8104401 | no | no |  |  | no |  |  | 0 | 0 | 0 | 0
oh_line_8104401_200875200 |  | AN | node_8104401_200875199 | node_8104401_200875200 | 346.837 | bal_1P_4/0AC_1/0AC(N) | 8104401 | no | no |  |  | no |  |  | 0 | 0 | 0 | 0
oh_line_8104401_200875201 |  | AN | node_8104401_200875200 | node_8104401_200875201 | 348.528 | bal_1P_4/0AC_1/0AC(N) | 8104401 | no | no |  |  | no |  |  | 0 | 0 | 0 | 0
oh_line_8104401_200875202 |  | AN | node_8104401_200875201 | node_8104401_200875202 | 367.415 | bal_1P_4/0AC_1/0AC(N) | 8104401 | no | no |  |  | no |  |  | 0 | 0 | 0 | 0
oh_line_8104401_200875203 |  | AN | node_8104401_200875202 | node_8104401_200875203 | 220.004 | bal_1P_1/0AC_1/0AC(N) | 8104401 | no | no |  |  | no |  |  | 0 | 0 | 0 | 0
oh_line_8104401_200875204 |  | AN | node_8104401_200875203 | node_8104401_200875204 | 259.291 | bal_1P_1/0AC_1/0AC(N) | 8104401 | no | no |  |  | no |  |  | 0 | 0 | 0 | 0
oh_line_8104401_200875205 |  | AN | node_8104401_200875204 | node_8104401_200875205 | 239.408 | bal_1P_1/0AC_1/0AC(N) | 8104401 | no | no |  |  | no |  |  | 0 | 0 | 0 | 0
oh_line_8104401_200875206 |  | AN | node_8104401_200875205 | node_8104401_200875206 | 226.096 | bal_1P_1/0AC_1/0AC(N) | 8104401 | no | no |  |  | no |  |  | 0 | 0 | 0 | 0
oh_line_8104401_200875209 |  | AD | node_8104401_200874942 | node_8104401_200875209 | 426.086 | bal_1P_1/0AA | 8104401 | no | no |  |  | no |  |  | 0 | 0 | 0 | 0
oh_line_8104401_200875210 |  | AD | node_8104401_200875226 | node_8104401_200875210 | 312.408 | bal_1P_1/0AA | 8104401 | no | no |  |  | no |  |  | 0 | 0 | 0 | 0
oh_line_8104401_200875211 |  | AD | node_8104401_200875210 | node_8104401_200875211 | 287.515 | bal_1P_1/0AA | 8104401 | no | no |  |  | no |  |  | 0 | 0 | 0 | 0
oh_line_8104401_200875212 |  | AD | node_8104401_200875209 | node_8104401_200875212 | 329.975 | bal_1P_1/0AA | 8104401 | no | no |  |  | no |  |  | 0 | 0 | 0 | 0
oh_line_8104401_200875213-1 |  | AD | node_8104401_200875212 | node_1416956_232_15427961_879 | 22.85 | bal_1P_1/0AA | 8104401 | no | no |  |  | no |  |  | 0 | 0 | 0 | 0
oh_line_8104401_200875213-2 |  | AD | node_1416956_232_15427961_879 | node_8104401_200875213 | 305.679 | bal_1P_1/0AA | 8104401 | no | no |  |  | no |  |  | 0 | 0 | 0 | 0
oh_line_8104401_200875214 |  | AD | node_8104401_200875213 | node_intto1_8104401_200875214 | 261.746 | bal_1P_1/0AA | 8104401 | no | no |  |  | no |  |  | 0 | 0 | 0 | 0
oh_line_8104401_200875215 |  | AD | node_8104401_200875214 | node_8104401_200875215 | 230.886 | bal_1P_1/0AA | 8104401 | no | no |  |  | no |  |  | 0 | 0 | 0 | 0
oh_line_8104401_200875216 |  | AD | node_8104401_200875215 | node_8104401_200875216 | 320.702 | bal_1P_1/0AA | 8104401 | no | no |  |  | no |  |  | 0 | 0 | 0 | 0
oh_line_8104401_200875217 |  | AD | node_8104401_200875216 | node_8104401_200875217 | 298.047 | bal_1P_1/0AA | 8104401 | no | no |  |  | no |  |  | 0 | 0 | 0 | 0
oh_line_8104401_200875218 |  | AD | node_8104401_200875217 | node_8104401_200875218 | 242.71 | bal_1P_1/0AA | 8104401 | no | no |  |  | no |  |  | 0 | 0 | 0 | 0
oh_line_8104401_200875219 |  | AD | node_8104401_200875218 | node_8104401_200875219 | 219.298 | bal_1P_1/0AA | 8104401 | no | no |  |  | no |  |  | 0 | 0 | 0 | 0
oh_line_8104401_200875220 |  | AD | node_8104401_200875219 | node_8104401_200875220 | 237.976 | bal_1P_1/0AA | 8104401 | no | no |  |  | no |  |  | 0 | 0 | 0 | 0
oh_line_8104401_200875221 |  | AD | node_8104401_200875213 | node_intto1_8104401_200875221 | 297.754 | bal_1P_1/0AA | 8104401 | no | no |  |  | no |  |  | 0 | 0 | 0 | 0
oh_line_8104401_200875222 |  | AD | node_8104401_200875221 | node_8104401_200875222 | 299.922 | bal_1P_1/0AA | 8104401 | no | no |  |  | no |  |  | 0 | 0 | 0 | 0
oh_line_8104401_200875223 |  | AD | node_8104401_200875222 | node_8104401_200875223 | 300.454 | bal_1P_1/0AA | 8104401 | no | no |  |  | no |  |  | 0 | 0 | 0 | 0
oh_line_8104401_200875224 |  | AD | node_8104401_200875223 | node_8104401_200875224 | 298.077 | bal_1P_1/0AA | 8104401 | no | no |  |  | no |  |  | 0 | 0 | 0 | 0
oh_line_8104401_200875225 |  | AD | node_8104401_200875224 | node_8104401_200875225 | 299.326 | bal_1P_1/0AA | 8104401 | no | no |  |  | no |  |  | 0 | 0 | 0 | 0
oh_line_8104401_200875226 |  | AD | node_8104401_200875225 | node_8104401_200875226 | 286.942 | bal_1P_1/0AA | 8104401 | no | no |  |  | no |  |  | 0 | 0 | 0 | 0
oh_line_8104401_200875233 |  | AD | node_8104401_200875238 | node_8104401_200875233 | 260.89 | bal_1P_1/0AA | 8104401 | no | no |  |  | no |  |  | 0 | 0 | 0 | 0
oh_line_8104401_200875234 |  | AD | node_8104401_200875233 | node_8104401_200875234 | 299.33 | bal_1P_1/0AA | 8104401 | no | no |  |  | no |  |  | 0 | 0 | 0 | 0
oh_line_8104401_200875235 |  | AD | node_8104401_200875234 | node_8104401_200875235 | 316.978 | bal_1P_1/0AA | 8104401 | no | no |  |  | no |  |  | 0 | 0 | 0 | 0
oh_line_8104401_200875236 |  | AD | node_8104401_200874877 | node_8104401_200875236 | 191.319 | bal_1P_1/0AA | 8104401 | no | no |  |  | no |  |  | 0 | 0 | 0 | 0
oh_line_8104401_200875237 |  | AD | node_8104401_200875236 | node_intto1_8104401_200875237 | 313.116 | bal_1P_1/0AA | 8104401 | no | no |  |  | no |  |  | 0 | 0 | 0 | 0
oh_line_8104401_200875238 |  | AD | node_8104401_200875237 | node_8104401_200875238 | 311.711 | bal_1P_1/0AA | 8104401 | no | no |  |  | no |  |  | 0 | 0 | 0 | 0
oh_line_8104401_200878276 |  | AD | node_8104401_200878277 | node_8104401_200878276 | 127.876 | bal_1P_2AC | 8104401 | no | no |  |  | no |  |  | 0 | 0 | 0 | 0
oh_line_8104401_200878277 |  | AD | node_8104401_200878278 | node_8104401_200878277 | 142.081 | bal_1P_2AC | 8104401 | no | no |  |  | no |  |  | 0 | 0 | 0 | 0
oh_line_8104401_200878278 |  | AD | node_8104401_200878280 | node_8104401_200878278 | 148.83 | bal_1P_4CU | 8104401 | no | no |  |  | no |  |  | 0 | 0 | 0 | 0
oh_line_8104401_200878280 |  | AD | node_8104401_200878281 | node_intto1_8104401_200878280 | 77.118 | bal_1P_1/0AC | 8104401 | no | no |  |  | no |  |  | 0 | 0 | 0 | 0
oh_line_8104401_200878281 |  | AD | node_8104401_200878283 | node_8104401_200878281 | 68.156 | bal_1P_1/0AC | 8104401 | no | no |  |  | no |  |  | 0 | 0 | 0 | 0
oh_line_8104401_200878283-1 |  | AN | node_8104401_200878839 | node_intto1_220386044 | 120.83 | bal_1P_4/0AC_1/0AC(N) | 8104401 | no | no |  |  | no |  |  | 0 | 0 | 0 | 0
oh_line_8104401_200878283-2 |  | AN | node_220386044 | node_intto1_220465135 | 12.159 | bal_1P_4/0AC_1/0AC(N) | 8104401 | no | no |  |  | no |  |  | 0 | 0 | 0 | 0
oh_line_8104401_200878283-3 |  | AN | node_220465135 | node_8104401_200878283 | 13.04 | bal_1P_4/0AC_1/0AC(N) | 8104401 | no | no |  |  | no |  |  | 0 | 0 | 0 | 0
oh_line_8104401_200878284 |  | AD | node_8104401_311912876 | node_8104401_200878284 | 379.926 | bal_1P_1/0AC | 8104401 | no | no |  |  | no |  |  | 0 | 0 | 0 | 0
oh_line_8104401_200878285 |  | AD | node_8104401_200878284 | node_intto1_8104401_200878285 | 301.319 | bal_1P_2AC | 8104401 | no | no |  |  | no |  |  | 0 | 0 | 0 | 0
oh_line_8104401_200878287 |  | AD | node_8104401_200878285 | node_8104401_200878287 | 408.336 | bal_1P_2AC | 8104401 | no | no |  |  | no |  |  | 0 | 0 | 0 | 0
oh_line_8104401_200878289 |  | AD | node_8104401_200878287 | node_8104401_200878289 | 369.321 | bal_1P_2AC | 8104401 | no | no |  |  | no |  |  | 0 | 0 | 0 | 0
oh_line_8104401_200878291 |  | AD | node_8104401_200878289 | node_8104401_200878291 | 132.385 | bal_1P_4AC | 8104401 | no | no |  |  | no |  |  | 0 | 0 | 0 | 0
oh_line_8104401_200878294 |  | AD | node_8104401_200878285 | node_8104401_200878294 | 322.853 | bal_1P_2AC | 8104401 | no | no |  |  | no |  |  | 0 | 0 | 0 | 0
oh_line_8104401_200878297 |  | AD | node_8104401_200878294 | node_8104401_200878297 | 209.298 | bal_1P_2AC | 8104401 | no | no |  |  | no |  |  | 0 | 0 | 0 | 0
oh_line_8104401_200878298 |  | AD | node_8104401_200878297 | node_8104401_200878298 | 214.22 | bal_1P_2AC | 8104401 | no | no |  |  | no |  |  | 0 | 0 | 0 | 0
oh_line_8104401_200878299 |  | AD | node_8104401_200878298 | node_8104401_200878299 | 201.83 | bal_1P_1/0AA | 8104401 | no | no |  |  | no |  |  | 0 | 0 | 0 | 0
oh_line_8104401_200878300 |  | AD | node_8104401_200878299 | node_8104401_200878300 | 181.461 | bal_1P_1/0AA | 8104401 | no | no |  |  | no |  |  | 0 | 0 | 0 | 0
oh_line_8104401_200878301 |  | AD | node_8104401_200878300 | node_8104401_200878301 | 246.175 | bal_1P_1/0AA | 8104401 | no | no |  |  | no |  |  | 0 | 0 | 0 | 0
oh_line_8104401_200878302 |  | AD | node_8104401_200878303 | node_8104401_200878302 | 400.502 | bal_1P_2AC | 8104401 | no | no |  |  | no |  |  | 0 | 0 | 0 | 0
oh_line_8104401_200878303 |  | AD | node_8104401_200878305 | node_8104401_200878303 | 169.817 | bal_1P_2AC | 8104401 | no | no |  |  | no |  |  | 0 | 0 | 0 | 0
oh_line_8104401_200878305 |  | AD | node_8104401_200878306 | node_8104401_200878305 | 253.092 | bal_1P_2AC | 8104401 | no | no |  |  | no |  |  | 0 | 0 | 0 | 0
oh_line_8104401_200878306 |  | AD | node_8104401_200878307 | node_8104401_200878306 | 529.693 | bal_1P_2AC | 8104401 | no | no |  |  | no |  |  | 0 | 0 | 0 | 0
oh_line_8104401_200878307 |  | AD | node_8104401_200878309 | node_intto1_8104401_200878307 | 527.853 | bal_1P_2AC | 8104401 | no | no |  |  | no |  |  | 0 | 0 | 0 | 0
oh_line_8104401_200878309 |  | AD | node_8104401_200878310 | node_8104401_200878309 | 494.406 | bal_1P_2AC | 8104401 | no | no |  |  | no |  |  | 0 | 0 | 0 | 0
oh_line_8104401_200878310 |  | AD | node_8104401_200878311 | node_8104401_200878310 | 489.875 | bal_1P_2AC | 8104401 | no | no |  |  | no |  |  | 0 | 0 | 0 | 0
oh_line_8104401_200878311 |  | AD | node_8104401_200878312 | node_8104401_200878311 | 548.863 | bal_1P_2AC | 8104401 | no | no |  |  | no |  |  | 0 | 0 | 0 | 0
oh_line_8104401_200878312 |  | AD | node_8104401_200878314 | node_8104401_200878312 | 400.052 | bal_1P_2AC | 8104401 | no | no |  |  | no |  |  | 0 | 0 | 0 | 0
oh_line_8104401_200878314 |  | AD | node_8104401_200878315 | node_8104401_200878314 | 159.826 | bal_1P_2AC | 8104401 | no | no |  |  | no |  |  | 0 | 0 | 0 | 0
oh_line_8104401_200878315 |  | AD | node_8104401_200943339 | node_intto1_8104401_200878315 | 42.786 | bal_1P_2AC | 8104401 | no | no |  |  | no |  |  | 0 | 0 | 0 | 0
oh_line_8104401_200878318 |  | AD | node_8104401_200943341 | node_8104401_200878318 | 270.417 | bal_1P_2AC | 8104401 | no | no |  |  | no |  |  | 0 | 0 | 0 | 0
oh_line_8104401_200878320 |  | AD | node_8104401_200943342 | node_8104401_200878320 | 264.381 | bal_1P_2AC | 8104401 | no | no |  |  | no |  |  | 0 | 0 | 0 | 0
oh_line_8104401_200878322 |  | AD | node_8104401_200878323 | node_8104401_200878322 | 317.377 | bal_1P_2AC | 8104401 | no | no |  |  | no |  |  | 0 | 0 | 0 | 0
oh_line_8104401_200878323 |  | AD | node_8104401_200878324 | node_8104401_200878323 | 168.085 | bal_1P_2AC | 8104401 | no | no |  |  | no |  |  | 0 | 0 | 0 | 0
oh_line_8104401_200878324 |  | AD | node_8104401_200878326 | node_8104401_200878324 | 266.402 | bal_1P_2AC | 8104401 | no | no |  |  | no |  |  | 0 | 0 | 0 | 0
oh_line_8104401_200878326 |  | AD | node_8104401_200878328 | node_8104401_200878326 | 171.185 | bal_1P_2AC | 8104401 | no | no |  |  | no |  |  | 0 | 0 | 0 | 0
oh_line_8104401_200878328 |  | AD | node_8104401_200878329 | node_8104401_200878328 | 231.2 | bal_1P_2AC | 8104401 | no | no |  |  | no |  |  | 0 | 0 | 0 | 0
oh_line_8104401_200878329 |  | AD | node_8104401_200878331 | node_8104401_200878329 | 239.946 | bal_1P_2AC | 8104401 | no | no |  |  | no |  |  | 0 | 0 | 0 | 0
oh_line_8104401_200878330 |  | AD | node_8104401_200878329 | node_8104401_200878330 | 227.603 | bal_1P_1/0AA | 8104401 | no | no |  |  | no |  |  | 0 | 0 | 0 | 0
oh_line_8104401_200878331 |  | AD | node_8104401_200878332 | node_8104401_200878331 | 488.416 | bal_1P_2AC | 8104401 | no | no |  |  | no |  |  | 0 | 0 | 0 | 0
oh_line_8104401_200878332 |  | AD | node_8104401_200878333 | node_8104401_200878332 | 496.302 | bal_1P_2AC | 8104401 | no | no |  |  | no |  |  | 0 | 0 | 0 | 0
oh_line_8104401_200878333-1 |  | AD | node_220607537 | node_8104401_200878333 | 472.225 | bal_1P_2AC | 8104401 | no | no |  |  | no |  |  | 0 | 0 | 0 | 0
oh_line_8104401_200878333-2 |  | AD | node_8104401_200878335 | node_intto1_220417527 | 5.087 | bal_1P_2AC | 8104401 | no | no |  |  | no |  |  | 0 | 0 | 0 | 0
oh_line_8104401_200878333-3 |  | AD | node_220417527 | node_intto1_220607537 | 12.53 | bal_1P_2AC | 8104401 | no | no |  |  | no |  |  | 0 | 0 | 0 | 0
oh_line_8104401_200878335 |  | AD | node_8104401_200878336 | node_8104401_200878335 | 248.323 | bal_1P_2AC | 8104401 | no | no |  |  | no |  |  | 0 | 0 | 0 | 0
oh_line_8104401_200878336 |  | AD | node_8104401_200878337 | node_intto1_8104401_200878336 | 253.309 | bal_1P_2AC | 8104401 | no | no |  |  | no |  |  | 0 | 0 | 0 | 0
oh_line_8104401_200878337 |  | AD | node_8104401_200878338 | node_8104401_200878337 | 476.523 | bal_1P_2AC | 8104401 | no | no |  |  | no |  |  | 0 | 0 | 0 | 0
oh_line_8104401_200878338 |  | AD | node_8104401_200878340 | node_8104401_200878338 | 367.167 | bal_1P_2AC | 8104401 | no | no |  |  | no |  |  | 0 | 0 | 0 | 0
oh_line_8104401_200878340 |  | AD | node_8104401_200878341 | node_8104401_200878340 | 338.154 | bal_1P_2AC | 8104401 | no | no |  |  | no |  |  | 0 | 0 | 0 | 0
oh_line_8104401_200878341 |  | AD | node_8104401_200878342 | node_8104401_200878341 | 373.985 | bal_1P_2AC | 8104401 | no | no |  |  | no |  |  | 0 | 0 | 0 | 0
oh_line_8104401_200878342 |  | AD | node_8104401_200943343 | node_8104401_200878342 | 391.675 | bal_1P_2AC | 8104401 | no | no |  |  | no |  |  | 0 | 0 | 0 | 0
oh_line_8104401_200878345 |  | AD | node_8104401_200878346 | node_8104401_200878345 | 191.662 | bal_1P_2AC | 8104401 | no | no |  |  | no |  |  | 0 | 0 | 0 | 0
oh_line_8104401_200878346 |  | AD | node_8104401_200878347 | node_8104401_200878346 | 334.05 | bal_1P_2AC | 8104401 | no | no |  |  | no |  |  | 0 | 0 | 0 | 0
oh_line_8104401_200878347 |  | AD | node_8104401_200878348 | node_8104401_200878347 | 328.934 | bal_1P_2AC | 8104401 | no | no |  |  | no |  |  | 0 | 0 | 0 | 0
oh_line_8104401_200878348 |  | AD | node_8104401_200878349 | node_8104401_200878348 | 308.008 | bal_1P_2AC | 8104401 | no | no |  |  | no |  |  | 0 | 0 | 0 | 0
oh_line_8104401_200878349 |  | AD | node_8104401_200878350 | node_8104401_200878349 | 324.309 | bal_1P_4/0AC | 8104401 | no | no |  |  | no |  |  | 0 | 0 | 0 | 0
oh_line_8104401_200878350 |  | AD | node_8104401_200878351 | node_8104401_200878350 | 316.015 | bal_1P_4/0AC | 8104401 | no | no |  |  | no |  |  | 0 | 0 | 0 | 0
oh_line_8104401_200878351 |  | AD | node_8104401_200878352 | node_8104401_200878351 | 228.931 | bal_1P_2AC | 8104401 | no | no |  |  | no |  |  | 0 | 0 | 0 | 0
oh_line_8104401_200878352 |  | AD | node_8104401_200878353 | node_8104401_200878352 | 214.054 | bal_1P_2AC | 8104401 | no | no |  |  | no |  |  | 0 | 0 | 0 | 0
oh_line_8104401_200878353 |  | AD | node_8104401_200878354 | node_8104401_200878353 | 329.004 | bal_1P_2AC | 8104401 | no | no |  |  | no |  |  | 0 | 0 | 0 | 0
oh_line_8104401_200878354 |  | AD | node_8104401_200878356 | node_8104401_200878354 | 215.933 | bal_1P_2AC | 8104401 | no | no |  |  | no |  |  | 0 | 0 | 0 | 0
oh_line_8104401_200878356 |  | AD | node_8104401_200878357 | node_8104401_200878356 | 269.589 | bal_1P_2AC | 8104401 | no | no |  |  | no |  |  | 0 | 0 | 0 | 0
oh_line_8104401_200878357 |  | AD | node_8104401_200878358 | node_8104401_200878357 | 279.179 | bal_1P_2AC | 8104401 | no | no |  |  | no |  |  | 0 | 0 | 0 | 0
oh_line_8104401_200878358 |  | AD | node_8104401_200878359 | node_8104401_200878358 | 229.277 | bal_1P_2AC | 8104401 | no | no |  |  | no |  |  | 0 | 0 | 0 | 0
oh_line_8104401_200878359 |  | AD | node_8104401_200878360 | node_8104401_200878359 | 266.066 | bal_1P_2AC | 8104401 | no | no |  |  | no |  |  | 0 | 0 | 0 | 0
oh_line_8104401_200878360 |  | AD | node_8104401_200878366 | node_8104401_200878360 | 286.588 | bal_1P_2AC | 8104401 | no | no |  |  | no |  |  | 0 | 0 | 0 | 0
oh_line_8104401_200878361 |  | AD | node_8104401_200878360 | node_intto1_8104401_200878361 | 269.004 | bal_1P_2AC | 8104401 | no | no |  |  | no |  |  | 0 | 0 | 0 | 0
oh_line_8104401_200878362 |  | AD | node_8104401_200878361 | node_8104401_200878362 | 185.915 | bal_1P_2AC | 8104401 | no | no |  |  | no |  |  | 0 | 0 | 0 | 0
oh_line_8104401_200878363 |  | AD | node_8104401_200878362 | node_8104401_200878363 | 312.584 | bal_1P_2AC | 8104401 | no | no |  |  | no |  |  | 0 | 0 | 0 | 0
oh_line_8104401_200878364 |  | AD | node_8104401_200878363 | node_8104401_200878364 | 198.713 | bal_1P_2AC | 8104401 | no | no |  |  | no |  |  | 0 | 0 | 0 | 0
oh_line_8104401_200878366 |  | AD | node_8104401_200878367 | node_8104401_200878366 | 131.302 | bal_1P_2AC | 8104401 | no | no |  |  | no |  |  | 0 | 0 | 0 | 0
oh_line_8104401_200878367 |  | AD | node_8104401_200878276 | node_8104401_200878367 | 249.723 | bal_1P_2AC | 8104401 | no | no |  |  | no |  |  | 0 | 0 | 0 | 0
oh_line_8104401_200878371 |  | AD | node_8104401_200940887 | node_8104401_200878371 | 320.95 | bal_1P_2AC | 8104401 | no | no |  |  | no |  |  | 0 | 0 | 0 | 0
oh_line_8104401_200878372 |  | AD | node_8104401_201038473 | node_8104401_200878372 | 190.303 | bal_1P_2AC | 8104401 | no | no |  |  | no |  |  | 0 | 0 | 0 | 0
oh_line_8104401_200878373 |  | AD | node_8104401_200878372 | node_8104401_200878373 | 347.54 | bal_1P_1/0AA | 8104401 | no | no |  |  | no |  |  | 0 | 0 | 0 | 0
oh_line_8104401_200878374 |  | AD | node_8104401_200878372 | node_8104401_200878374 | 188.908 | bal_1P_1/0AA | 8104401 | no | no |  |  | no |  |  | 0 | 0 | 0 | 0
oh_line_8104401_200878375 |  | AD | node_8104401_200878374 | node_8104401_200878375 | 191.218 | bal_1P_1/0AA | 8104401 | no | no |  |  | no |  |  | 0 | 0 | 0 | 0
oh_line_8104401_200878376 |  | AD | node_8104401_200878375 | node_8104401_200878376 | 149.735 | bal_1P_1/0AA | 8104401 | no | no |  |  | no |  |  | 0 | 0 | 0 | 0
oh_line_8104401_200878378 |  | AD | node_8104401_200878280 | node_8104401_200878378 | 206.654 | bal_1P_1/0AC | 8104401 | no | no |  |  | no |  |  | 0 | 0 | 0 | 0
oh_line_8104401_200878379 |  | AD | node_8104401_200878378 | node_intto1_8104401_200878379 | 197.942 | bal_1P_1/0AC | 8104401 | no | no |  |  | no |  |  | 0 | 0 | 0 | 0
oh_line_8104401_200878382 |  | AD | node_8104401_200878455 | node_intto1_8104401_200878382 | 140.897 | bal_1P_1/0AC | 8104401 | no | no |  |  | no |  |  | 0 | 0 | 0 | 0
oh_line_8104401_200878383 |  | AD | node_8104401_200878442 | node_8104401_200878383 | 325.764 | bal_1P_4AC | 8104401 | no | no |  |  | no |  |  | 0 | 0 | 0 | 0
oh_line_8104401_200878384-1 |  | ABCN | node_220465179 | node_8104401_200878384 | 15.268 | bal_3P_4/0AA_1/0AC(N) | 8104401 | no | no |  |  | no |  |  | 0 | 0 | 0 | 0
oh_line_8104401_200878384-2 |  | ABCN | node_220386037 | node_intto1_220465179 | 16.785 | bal_3P_4/0AA_1/0AC(N) | 8104401 | no | no |  |  | no |  |  | 0 | 0 | 0 | 0
oh_line_8104401_200878384-3 |  | ABCN | node_8104401_200878839 | node_intto1_220386037 | 139.794 | bal_3P_4/0AA_1/0AC(N) | 8104401 | no | no |  |  | no |  |  | 0 | 0 | 0 | 0
oh_line_8104401_200878385 |  | ABCD | node_8104401_200878384 | node_8104401_200878385 | 58.858 | bal_3P_4/0AA | 8104401 | no | no |  |  | no |  |  | 0 | 0 | 0 | 0
oh_line_8104401_200878386 |  | ABCD | node_8104401_200878461 | node_8104401_200878386 | 226.446 | bal_3P_4/0AL | 8104401 | no | no |  |  | no |  |  | 0 | 0 | 0 | 0
oh_line_8104401_200878387 |  | ABCD | node_8104401_200878386 | node_8104401_200878387 | 187.801 | bal_3P_4/0AL | 8104401 | no | no |  |  | no |  |  | 0 | 0 | 0 | 0
oh_line_8104401_200878388 |  | ABCD | node_8104401_200878387 | node_8104401_200878388 | 198.685 | bal_3P_4/0AL | 8104401 | no | no |  |  | no |  |  | 0 | 0 | 0 | 0
oh_line_8104401_200878389 |  | AD | node_8104401_200878388 | node_8104401_200878389 | 202.057 | bal_1P_2AC | 8104401 | no | no |  |  | no |  |  | 0 | 0 | 0 | 0
oh_line_8104401_200878390 |  | AD | node_8104401_200878389 | node_8104401_200878390 | 181.605 | bal_1P_2AC | 8104401 | no | no |  |  | no |  |  | 0 | 0 | 0 | 0
oh_line_8104401_200878392 |  | ABCD | node_8104401_200878388 | node_8104401_200878392 | 101.663 | bal_3P_4/0AA | 8104401 | no | no |  |  | no |  |  | 0 | 0 | 0 | 0
oh_line_8104401_200878394 |  | ABCD | node_8104401_200878392 | node_8104401_200878394 | 194.497 | bal_3P_4/0AA | 8104401 | no | no |  |  | no |  |  | 0 | 0 | 0 | 0
oh_line_8104401_200878396 |  | ABCD | node_8104401_201061060 | node_8104401_200878396 | 243.792 | bal_3P_4/0AA | 8104401 | no | no |  |  | no |  |  | 0 | 0 | 0 | 0
oh_line_8104401_200878398 |  | ABCD | node_8104401_200878396 | node_8104401_200878398 | 164.956 | bal_3P_4/0AA | 8104401 | no | no |  |  | no |  |  | 0 | 0 | 0 | 0
oh_line_8104401_200878399 |  | AD | node_8104401_200878398 | node_8104401_200878399 | 21.419 | bal_1P_1/0AA | 8104401 | no | no |  |  | no |  |  | 0 | 0 | 0 | 0
oh_line_8104401_200878400 |  | AD | node_8104401_200878399 | node_8104401_200878400 | 250.628 | bal_1P_1/0AA | 8104401 | no | no |  |  | no |  |  | 0 | 0 | 0 | 0
oh_line_8104401_200878401 |  | AD | node_8104401_200878400 | node_8104401_200878401 | 275.225 | bal_1P_1/0AA | 8104401 | no | no |  |  | no |  |  | 0 | 0 | 0 | 0
oh_line_8104401_200878407 |  | ABCD | node_8104401_200878398 | node_8104401_200878407 | 234.84 | bal_3P_4/0AC | 8104401 | no | no |  |  | no |  |  | 0 | 0 | 0 | 0
oh_line_8104401_200878408 |  | AD | node_8104401_200878407 | node_8104401_200878408 | 207.848 | bal_1P_4CU | 8104401 | no | no |  |  | no |  |  | 0 | 0 | 0 | 0
oh_line_8104401_200878409 |  | ABCD | node_8104401_200878407 | node_8104401_200878409 | 363.521 | bal_3P_4/0AC | 8104401 | no | no |  |  | no |  |  | 0 | 0 | 0 | 0
oh_line_8104401_200878410 |  | AD | node_8104401_200878409 | node_intto1_8104401_200878410 | 216.007 | bal_1P_1/0AA | 8104401 | no | no |  |  | no |  |  | 0 | 0 | 0 | 0
oh_line_8104401_200878411 |  | ABCD | node_8104401_200878385 | node_8104401_200878411 | 80.087 | bal_3P_4/0AA | 8104401 | no | no |  |  | no |  |  | 0 | 0 | 0 | 0
oh_line_8104401_200878412 |  | AD | node_8104401_200878409 | node_intto1_8104401_200878412 | 516.082 | bal_1P_2AC | 8104401 | no | no |  |  | no |  |  | 0 | 0 | 0 | 0
oh_line_8104401_200878413 |  | AD | node_8104401_200878412 | node_intto1_8104401_200878413 | 241.716 | bal_1P_2AC | 8104401 | no | no |  |  | no |  |  | 0 | 0 | 0 | 0
oh_line_8104401_200878414-1 |  | AD | node_1437647_787_15436902_989 | node_8104401_200878414 | 0.086 | bal_1P_2AC | 8104401 | no | no |  |  | no |  |  | 0 | 0 | 0 | 0
oh_line_8104401_200878414-2 |  | AD | node_220607566 | node_1437647_787_15436902_989 | 455.39 | bal_1P_2AC | 8104401 | no | no |  |  | no |  |  | 0 | 0 | 0 | 0
oh_line_8104401_200878414-3 |  | AD | node_8104401_200878412 | node_intto1_220607566 | 5.024 | bal_1P_2AC | 8104401 | no | no |  |  | no |  |  | 0 | 0 | 0 | 0
oh_line_8104401_200878415 |  | AD | node_8104401_200878414 | node_8104401_200878415 | 150.697 | bal_1P_2AC | 8104401 | no | no |  |  | no |  |  | 0 | 0 | 0 | 0
oh_line_8104401_200878418 |  | AD | node_8104401_200878415 | node_8104401_200878418 | 469.027 | bal_1P_2AC | 8104401 | no | no |  |  | no |  |  | 0 | 0 | 0 | 0
oh_line_8104401_200878419 |  | AD | node_8104401_200878418 | node_8104401_200878419 | 349.677 | bal_1P_2AC | 8104401 | no | no |  |  | no |  |  | 0 | 0 | 0 | 0
oh_line_8104401_200878420 |  | AD | node_8104401_200878419 | node_8104401_200878420 | 243.456 | bal_1P_2AC | 8104401 | no | no |  |  | no |  |  | 0 | 0 | 0 | 0
oh_line_8104401_200878422 |  | AD | node_8104401_200878420 | node_8104401_200878422 | 268.485 | bal_1P_2AC | 8104401 | no | no |  |  | no |  |  | 0 | 0 | 0 | 0
oh_line_8104401_200878423 |  | AD | node_8104401_200878422 | node_intto1_8104401_200878423 | 418.888 | bal_1P_2AC | 8104401 | no | no |  |  | no |  |  | 0 | 0 | 0 | 0
oh_line_8104401_200878424 |  | AD | node_8104401_200878423 | node_8104401_200878424 | 309.837 | bal_1P_2AC | 8104401 | no | no |  |  | no |  |  | 0 | 0 | 0 | 0
oh_line_8104401_200878427 |  | AD | node_8104401_200978530 | node_intto1_8104401_200878427 | 436.648 | bal_1P_2AC | 8104401 | no | no |  |  | no |  |  | 0 | 0 | 0 | 0
oh_line_8104401_200878430 |  | AD | node_8104401_200978529 | node_8104401_200878430 | 354.995 | bal_1P_4AC | 8104401 | no | no |  |  | no |  |  | 0 | 0 | 0 | 0
oh_line_8104401_200878431 |  | AD | node_8104401_200878430 | node_8104401_200878431 | 376.621 | bal_1P_4AC | 8104401 | no | no |  |  | no |  |  | 0 | 0 | 0 | 0
oh_line_8104401_200878432 |  | ABCD | node_8104401_200878411 | node_intto1_8104401_200878432 | 166.015 | bal_3P_4/0AA | 8104401 | no | no |  |  | no |  |  | 0 | 0 | 0 | 0
oh_line_8104401_200878433 |  | AD | node_8104401_200878431 | node_8104401_200878433 | 327.662 | bal_1P_4AC | 8104401 | no | no |  |  | no |  |  | 0 | 0 | 0 | 0
oh_line_8104401_200878434 |  | AD | node_8104401_200878433 | node_8104401_200878434 | 368.474 | bal_1P_4AC | 8104401 | no | no |  |  | no |  |  | 0 | 0 | 0 | 0
oh_line_8104401_200878435 |  | AD | node_8104401_200878434 | node_8104401_200878435 | 251.656 | bal_1P_4AC | 8104401 | no | no |  |  | no |  |  | 0 | 0 | 0 | 0
oh_line_8104401_200878438 |  | AD | node_8104401_200978424 | node_8104401_200878438 | 377.197 | bal_1P_4AC | 8104401 | no | no |  |  | no |  |  | 0 | 0 | 0 | 0
oh_line_8104401_200878439 |  | AD | node_8104401_200878438 | node_8104401_200878439 | 381.537 | bal_1P_4AC | 8104401 | no | no |  |  | no |  |  | 0 | 0 | 0 | 0
oh_line_8104401_200878440 |  | AD | node_8104401_200878439 | node_8104401_200878440 | 341.75 | bal_1P_4AC | 8104401 | no | no |  |  | no |  |  | 0 | 0 | 0 | 0
oh_line_8104401_200878441 |  | AD | node_8104401_200878440 | node_8104401_200878441 | 301.943 | bal_1P_4AC | 8104401 | no | no |  |  | no |  |  | 0 | 0 | 0 | 0
oh_line_8104401_200878442 |  | AD | node_8104401_200878441 | node_8104401_200878442 | 351.493 | bal_1P_4AC | 8104401 | no | no |  |  | no |  |  | 0 | 0 | 0 | 0
oh_line_8104401_200878443 |  | AD | node_8104401_200878383 | node_8104401_200878443 | 296.519 | bal_1P_4AC | 8104401 | no | no |  |  | no |  |  | 0 | 0 | 0 | 0
oh_line_8104401_200878444 |  | ABCD | node_8104401_200878432 | node_8104401_200878444 | 177.27 | bal_3P_4/0AL | 8104401 | no | no |  |  | no |  |  | 0 | 0 | 0 | 0
oh_line_8104401_200878445 |  | AD | node_8104401_200878443 | node_8104401_200878445 | 358.77 | bal_1P_4AC | 8104401 | no | no |  |  | no |  |  | 0 | 0 | 0 | 0
oh_line_8104401_200878446 |  | AD | node_8104401_200878445 | node_8104401_200878446 | 311.673 | bal_1P_4AC | 8104401 | no | no |  |  | no |  |  | 0 | 0 | 0 | 0
oh_line_8104401_200878447 |  | AD | node_8104401_200878446 | node_8104401_200878447 | 272.382 | bal_1P_4AC | 8104401 | no | no |  |  | no |  |  | 0 | 0 | 0 | 0
oh_line_8104401_200878448 |  | AD | node_8104401_200878447 | node_8104401_200878448 | 279.57 | bal_1P_2AC | 8104401 | no | no |  |  | no |  |  | 0 | 0 | 0 | 0
oh_line_8104401_200878449 |  | AD | node_8104401_200878448 | node_8104401_200878449 | 365.256 | bal_1P_2AC | 8104401 | no | no |  |  | no |  |  | 0 | 0 | 0 | 0
oh_line_8104401_200878450 |  | AD | node_8104401_200878449 | node_8104401_200878450 | 220.154 | bal_1P_2AC | 8104401 | no | no |  |  | no |  |  | 0 | 0 | 0 | 0
oh_line_8104401_200878452 |  | AD | node_8104401_200960592 | node_8104401_200878452 | 261.964 | bal_1P_4AC | 8104401 | no | no |  |  | no |  |  | 0 | 0 | 0 | 0
oh_line_8104401_200878453 |  | AD | node_8104401_200878452 | node_8104401_200878453 | 255.209 | bal_1P_4AC | 8104401 | no | no |  |  | no |  |  | 0 | 0 | 0 | 0
oh_line_8104401_200878454 |  | AD | node_8104401_200878453 | node_8104401_200878454 | 473.516 | bal_1P_4AC | 8104401 | no | no |  |  | no |  |  | 0 | 0 | 0 | 0
oh_line_8104401_200878455 |  | ABCD | node_8104401_200878444 | node_8104401_200878455 | 125.827 | bal_3P_4/0AL | 8104401 | no | no |  |  | no |  |  | 0 | 0 | 0 | 0
oh_line_8104401_200878456 |  | ABCD | node_8104401_200878455 | node_8104401_200878456 | 237.52 | bal_3P_4/0AL | 8104401 | no | no |  |  | no |  |  | 0 | 0 | 0 | 0
oh_line_8104401_200878457 |  | ABCD | node_8104401_200878456 | node_8104401_200878457 | 249.075 | bal_3P_4/0AL | 8104401 | no | no |  |  | no |  |  | 0 | 0 | 0 | 0
oh_line_8104401_200878458 |  | ABCD | node_8104401_200878457 | node_8104401_200878458 | 196.577 | bal_3P_4/0AL | 8104401 | no | no |  |  | no |  |  | 0 | 0 | 0 | 0
oh_line_8104401_200878460 |  | ABCD | node_8104401_200878458 | node_8104401_200878460 | 198.169 | bal_3P_4/0AL | 8104401 | no | no |  |  | no |  |  | 0 | 0 | 0 | 0
oh_line_8104401_200878461 |  | ABCD | node_8104401_200878460 | node_8104401_200878461 | 106.264 | bal_3P_4/0AL | 8104401 | no | no |  |  | no |  |  | 0 | 0 | 0 | 0
oh_line_8104401_200878462 |  | AN | node_8104401_200878850 | node_8104401_200878462 | 318.545 | bal_1P_4/0AC_1/0AC(N) | 8104401 | no | no |  |  | no |  |  | 0 | 0 | 0 | 0
oh_line_8104401_200878463 |  | AN | node_8104401_200878462 | node_intto1_8104401_200878463 | 180.984 | bal_1P_4/0AC_1/0AC(N) | 8104401 | no | no |  |  | no |  |  | 0 | 0 | 0 | 0
oh_line_8104401_200878464 |  | AN | node_8104401_200878463 | node_8104401_200878464 | 240.52 | bal_1P_4/0AC_1/0AC(N) | 8104401 | no | no |  |  | no |  |  | 0 | 0 | 0 | 0
oh_line_8104401_200878465 |  | AN | node_8104401_200878464 | node_8104401_200878465 | 236.539 | bal_1P_4/0AC_1/0AC(N) | 8104401 | no | no |  |  | no |  |  | 0 | 0 | 0 | 0
oh_line_8104401_200878467 |  | AN | node_8104401_200878465 | node_8104401_200878467 | 296.295 | bal_1P_4/0AC_1/0AC(N) | 8104401 | no | no |  |  | no |  |  | 0 | 0 | 0 | 0
oh_line_8104401_200878470 |  | AD | node_8104401_311912878 | node_8104401_200878470 | 104.368 | bal_1P_1/0AC | 8104401 | no | no |  |  | no |  |  | 0 | 0 | 0 | 0
oh_line_8104401_200878471 |  | AD | node_8104401_200878470 | node_intto1_8104401_200878471 | 320.795 | bal_1P_1/0AA | 8104401 | no | no |  |  | no |  |  | 0 | 0 | 0 | 0
oh_line_8104401_200878472 |  | AD | node_8104401_200878471 | node_8104401_200878472 | 363.239 | bal_1P_1/0AA | 8104401 | no | no |  |  | no |  |  | 0 | 0 | 0 | 0
oh_line_8104401_200878473 |  | AD | node_8104401_200878472 | node_8104401_200878473 | 309.598 | bal_1P_1/0AA | 8104401 | no | no |  |  | no |  |  | 0 | 0 | 0 | 0
oh_line_8104401_200878474 |  | AD | node_8104401_200878473 | node_8104401_200878474 | 55.024 | bal_1P_1/0AA | 8104401 | no | no |  |  | no |  |  | 0 | 0 | 0 | 0
oh_line_8104401_200878475 |  | AD | node_8104401_200878474 | node_8104401_200878475 | 221.768 | bal_1P_2AC | 8104401 | no | no |  |  | no |  |  | 0 | 0 | 0 | 0
oh_line_8104401_200878477 |  | AD | node_8104401_200878475 | node_8104401_200878477 | 223.682 | bal_1P_2AC | 8104401 | no | no |  |  | no |  |  | 0 | 0 | 0 | 0
oh_line_8104401_200878478 |  | AD | node_8104401_200878477 | node_8104401_200878478 | 525.038 | bal_1P_2AC | 8104401 | no | no |  |  | no |  |  | 0 | 0 | 0 | 0
oh_line_8104401_200878479 |  | AD | node_8104401_200878478 | node_8104401_200878479 | 463.462 | bal_1P_2AC | 8104401 | no | no |  |  | no |  |  | 0 | 0 | 0 | 0
oh_line_8104401_200878480 |  | AD | node_8104401_200878479 | node_intto1_8104401_200878480 | 230.143 | bal_1P_2AC | 8104401 | no | no |  |  | no |  |  | 0 | 0 | 0 | 0
oh_line_8104401_200878481 |  | AD | node_8104401_200878480 | node_8104401_200878481 | 255.454 | bal_1P_2AC | 8104401 | no | no |  |  | no |  |  | 0 | 0 | 0 | 0
oh_line_8104401_200878482 |  | AD | node_8104401_200878481 | node_8104401_200878482 | 217.256 | bal_1P_2AC | 8104401 | no | no |  |  | no |  |  | 0 | 0 | 0 | 0
oh_line_8104401_200878483 |  | AD | node_8104401_200878482 | node_8104401_200878483 | 510.53 | bal_1P_2AC | 8104401 | no | no |  |  | no |  |  | 0 | 0 | 0 | 0
oh_line_8104401_200878486 |  | AD | node_8104401_200878483 | node_8104401_200878486 | 301.719 | bal_1P_2AC | 8104401 | no | no |  |  | no |  |  | 0 | 0 | 0 | 0
oh_line_8104401_200878488 |  | AD | node_8104401_200878486 | node_8104401_200878488 | 321.961 | bal_1P_2AC | 8104401 | no | no |  |  | no |  |  | 0 | 0 | 0 | 0
oh_line_8104401_200878491 |  | AD | node_8104401_200878488 | node_8104401_200878491 | 339.509 | bal_1P_2AC | 8104401 | no | no |  |  | no |  |  | 0 | 0 | 0 | 0
oh_line_8104401_200878495 |  | AD | node_8104401_200878491 | node_8104401_200878495 | 290.271 | bal_1P_2AC | 8104401 | no | no |  |  | no |  |  | 0 | 0 | 0 | 0
oh_line_8104401_200878496 |  | AD | node_8104401_200878495 | node_8104401_200878496 | 293.912 | bal_1P_2AC | 8104401 | no | no |  |  | no |  |  | 0 | 0 | 0 | 0
oh_line_8104401_200878497 |  | AD | node_8104401_200878496 | node_8104401_200878497 | 161.31 | bal_1P_2AC | 8104401 | no | no |  |  | no |  |  | 0 | 0 | 0 | 0
oh_line_8104401_200878499 |  | AD | node_8104401_200878497 | node_8104401_200878499 | 205.432 | bal_1P_2AC | 8104401 | no | no |  |  | no |  |  | 0 | 0 | 0 | 0
oh_line_8104401_200878500 |  | AD | node_8104401_200878499 | node_8104401_200878500 | 276.224 | bal_1P_2AC | 8104401 | no | no |  |  | no |  |  | 0 | 0 | 0 | 0
oh_line_8104401_200878501 |  | AD | node_8104401_200878500 | node_8104401_200878501 | 211.907 | bal_1P_2AC | 8104401 | no | no |  |  | no |  |  | 0 | 0 | 0 | 0
oh_line_8104401_200878502 |  | AD | node_8104401_200878501 | node_8104401_200878502 | 219.275 | bal_1P_1/0AA | 8104401 | no | no |  |  | no |  |  | 0 | 0 | 0 | 0
oh_line_8104401_200878504 |  | AD | node_8104401_200878502 | node_8104401_200878504 | 229.962 | bal_1P_1/0AA | 8104401 | no | no |  |  | no |  |  | 0 | 0 | 0 | 0
oh_line_8104401_200878507 |  | AD | node_8104401_200878993 | node_8104401_200878507 | 52.908 | bal_1P_1/0AA | 8104401 | no | no |  |  | no |  |  | 0 | 0 | 0 | 0
oh_line_8104401_200878508 |  | AD | node_8104401_200878507 | node_8104401_200878508 | 124.168 | bal_1P_1/0AA | 8104401 | no | no |  |  | no |  |  | 0 | 0 | 0 | 0
oh_line_8104401_200878509 |  | AD | node_8104401_200878508 | node_8104401_200878509 | 121.291 | bal_1P_1/0AA | 8104401 | no | no |  |  | no |  |  | 0 | 0 | 0 | 0
oh_line_8104401_200878510 |  | AD | node_8104401_200878509 | node_8104401_200878510 | 160.056 | bal_1P_1/0AA | 8104401 | no | no |  |  | no |  |  | 0 | 0 | 0 | 0
oh_line_8104401_200878511 |  | AD | node_8104401_312118775 | node_8104401_200878511 | 179.644 | bal_1P_4AC | 8104401 | no | no |  |  | no |  |  | 0 | 0 | 0 | 0
oh_line_8104401_200878513 |  | AD | node_8104401_200878513 | node_8104401_200878805 | 203.056 | bal_1P_2AC | 8104401 | no | no |  |  | no |  |  | 0 | 0 | 0 | 0
oh_line_8104401_200878516 |  | AD | node_1429688_605_15425597_871 | node_8104401_200878516 | 303.233 | bal_1P_4AC | 8104401 | no | no |  |  | no |  |  | 0 | 0 | 0 | 0
oh_line_8104401_200878517 |  | AD | node_8104401_200878516 | node_intto1_8104401_200878517 | 379.114 | bal_1P_4AC | 8104401 | no | no |  |  | no |  |  | 0 | 0 | 0 | 0
oh_line_8104401_200878518 |  | AD | node_8104401_200878517 | node_8104401_200878518 | 307.719 | bal_1P_4AC | 8104401 | no | no |  |  | no |  |  | 0 | 0 | 0 | 0
oh_line_8104401_200878520 |  | AD | node_8104401_200878518 | node_8104401_200878520 | 325.093 | bal_1P_4AC | 8104401 | no | no |  |  | no |  |  | 0 | 0 | 0 | 0
oh_line_8104401_200878521 |  | AD | node_8104401_200878520 | node_8104401_200878521 | 524.62 | bal_1P_2AC | 8104401 | no | no |  |  | no |  |  | 0 | 0 | 0 | 0
oh_line_8104401_200878522 |  | AD | node_8104401_200878521 | node_8104401_200878522 | 500.787 | bal_1P_2AC | 8104401 | no | no |  |  | no |  |  | 0 | 0 | 0 | 0
oh_line_8104401_200878524 |  | AD | node_8104401_200878522 | node_8104401_200878524 | 341.95 | bal_1P_2AC | 8104401 | no | no |  |  | no |  |  | 0 | 0 | 0 | 0
oh_line_8104401_200878525 |  | AD | node_8104401_200878511 | node_8104401_200878525 | 318.573 | bal_1P_4AC | 8104401 | no | no |  |  | no |  |  | 0 | 0 | 0 | 0
oh_line_8104401_200878526 |  | AD | node_8104401_312086606 | node_8104401_200878526 | 179.382 | bal_1P_2AC | 8104401 | no | no |  |  | no |  |  | 0 | 0 | 0 | 0
oh_line_8104401_200878527 |  | AD | node_8104401_200878526 | node_8104401_200878527 | 342.667 | bal_1P_2AC | 8104401 | no | no |  |  | no |  |  | 0 | 0 | 0 | 0
oh_line_8104401_200878528 |  | AD | node_8104401_200878527 | node_8104401_200878528 | 326.606 | bal_1P_2AC | 8104401 | no | no |  |  | no |  |  | 0 | 0 | 0 | 0
oh_line_8104401_200878529 |  | AD | node_8104401_200878528 | node_8104401_200878529 | 336.387 | bal_1P_2AC | 8104401 | no | no |  |  | no |  |  | 0 | 0 | 0 | 0
oh_line_8104401_200878530 |  | AD | node_8104401_200878529 | node_8104401_200878530 | 311.192 | bal_1P_1/0AC | 8104401 | no | no |  |  | no |  |  | 0 | 0 | 0 | 0
oh_line_8104401_200878531 |  | AD | node_8104401_200878530 | node_8104401_200878531 | 307.748 | bal_1P_1/0AC | 8104401 | no | no |  |  | no |  |  | 0 | 0 | 0 | 0
oh_line_8104401_200878532 |  | AD | node_8104401_200878531 | node_8104401_200878532 | 289.757 | bal_1P_1/0AC | 8104401 | no | no |  |  | no |  |  | 0 | 0 | 0 | 0
oh_line_8104401_200878533 |  | AD | node_8104401_200878532 | node_8104401_200878533 | 240.351 | bal_1P_1/0AC | 8104401 | no | no |  |  | no |  |  | 0 | 0 | 0 | 0
oh_line_8104401_200878534 |  | AD | node_8104401_200878533 | node_8104401_200878534 | 273.925 | bal_1P_1/0AC | 8104401 | no | no |  |  | no |  |  | 0 | 0 | 0 | 0
oh_line_8104401_200878535 |  | AD | node_8104401_200878525 | node_8104401_200878535 | 517.621 | bal_1P_4AC | 8104401 | no | no |  |  | no |  |  | 0 | 0 | 0 | 0
oh_line_8104401_200878536 |  | AD | node_8104401_200874907 | node_8104401_200878536 | 253.158 | bal_1P_1/0AA | 8104401 | no | no |  |  | no |  |  | 0 | 0 | 0 | 0
oh_line_8104401_200878537 |  | AD | node_8104401_200878535 | node_8104401_200878537 | 237.31 | bal_1P_4AC | 8104401 | no | no |  |  | no |  |  | 0 | 0 | 0 | 0
oh_line_8104401_200878538 |  | AD | node_8104401_200878537 | node_8104401_200878538 | 268.945 | bal_1P_4AC | 8104401 | no | no |  |  | no |  |  | 0 | 0 | 0 | 0
oh_line_8104401_200878539 |  | AD | node_8104401_200878538 | node_8104401_200878539 | 258.227 | bal_1P_4AC | 8104401 | no | no |  |  | no |  |  | 0 | 0 | 0 | 0
oh_line_8104401_200878540 |  | AD | node_8104401_200878539 | node_8104401_200878540 | 345.347 | bal_1P_4AC | 8104401 | no | no |  |  | no |  |  | 0 | 0 | 0 | 0
oh_line_8104401_200878541 |  | AD | node_8104401_200878540 | node_8104401_200878541 | 314.482 | bal_1P_1/0AA | 8104401 | no | no |  |  | no |  |  | 0 | 0 | 0 | 0
oh_line_8104401_200878542 |  | AD | node_8104401_200878541 | node_8104401_200878542 | 254.28 | bal_1P_1/0AA | 8104401 | no | no |  |  | no |  |  | 0 | 0 | 0 | 0
oh_line_8104401_200878543 |  | AD | node_8104401_310014695 | node_8104401_200878543 | 214.912 | bal_1P_1/0AA | 8104401 | no | no |  |  | no |  |  | 0 | 0 | 0 | 0
oh_line_8104401_200878544 |  | ABCD | node_8104401_200878409 | node_intto1_8104401_200878544 | 278.619 | bal_3P_1/0AC | 8104401 | no | no |  |  | no |  |  | 0 | 0 | 0 | 0
oh_line_8104401_200878545 |  | ABCD | node_8104401_200878581 | node_8104401_200878545 | 349.004 | bal_3P_2AC | 8104401 | no | no |  |  | no |  |  | 0 | 0 | 0 | 0
oh_line_8104401_200878547 |  | ABCD | node_8104401_200878545 | node_8104401_200878547 | 351.086 | bal_3P_2AC | 8104401 | no | no |  |  | no |  |  | 0 | 0 | 0 | 0
oh_line_8104401_200878549 |  | ABCD | node_8104401_200878547 | node_8104401_200878549 | 164.428 | bal_3P_2AC | 8104401 | no | no |  |  | no |  |  | 0 | 0 | 0 | 0
oh_line_8104401_200878551 |  | ABCD | node_8104401_200878549 | node_8104401_200878551 | 134.924 | bal_3P_2AC | 8104401 | no | no |  |  | no |  |  | 0 | 0 | 0 | 0
oh_line_8104401_200878552 |  | ABCD | node_8104401_200878551 | node_8104401_200878552 | 147.402 | bal_3P_2AC | 8104401 | no | no |  |  | no |  |  | 0 | 0 | 0 | 0
oh_line_8104401_200878553 |  | ABCD | node_8104401_200878552 | node_8104401_200878553 | 376.912 | bal_3P_2AC | 8104401 | no | no |  |  | no |  |  | 0 | 0 | 0 | 0
oh_line_8104401_200878555 |  | ABCD | node_8104401_200878553 | node_8104401_200878555 | 308.621 | bal_3P_2AC | 8104401 | no | no |  |  | no |  |  | 0 | 0 | 0 | 0
oh_line_8104401_200878556 |  | AD | node_8104401_200878555 | node_8104401_200878556 | 322.597 | bal_1P_2AC | 8104401 | no | no |  |  | no |  |  | 0 | 0 | 0 | 0
oh_line_8104401_200878557 |  | AD | node_8104401_200878556 | node_8104401_200878557 | 201.482 | bal_1P_2AC | 8104401 | no | no |  |  | no |  |  | 0 | 0 | 0 | 0
oh_line_8104401_200878558 |  | AD | node_8104401_200878557 | node_8104401_200878558 | 375.997 | bal_1P_2AC | 8104401 | no | no |  |  | no |  |  | 0 | 0 | 0 | 0
oh_line_8104401_200878559 |  | AD | node_8104401_200878558 | node_8104401_200878559 | 467.781 | bal_1P_2AC | 8104401 | no | no |  |  | no |  |  | 0 | 0 | 0 | 0
oh_line_8104401_200878560 |  | AD | node_8104401_200878559 | node_8104401_200878560 | 347.7 | bal_1P_2AC | 8104401 | no | no |  |  | no |  |  | 0 | 0 | 0 | 0
oh_line_8104401_200878561 |  | ABCD | node_8104401_200878544 | node_8104401_200878561 | 212.591 | bal_3P_1/0AC | 8104401 | no | no |  |  | no |  |  | 0 | 0 | 0 | 0
oh_line_8104401_200878563 |  | ABCD | node_8104401_200878561 | node_8104401_200878563 | 333.752 | bal_3P_1/0AC | 8104401 | no | no |  |  | no |  |  | 0 | 0 | 0 | 0
oh_line_8104401_200878566 |  | AD | node_8104401_200878560 | node_8104401_200878566 | 349.536 | bal_1P_2AC | 8104401 | no | no |  |  | no |  |  | 0 | 0 | 0 | 0
oh_line_8104401_200878567 |  | AD | node_8104401_200878566 | node_8104401_200878567 | 351.794 | bal_1P_2AC | 8104401 | no | no |  |  | no |  |  | 0 | 0 | 0 | 0
oh_line_8104401_200878568 |  | AD | node_8104401_200878567 | node_8104401_200878568 | 336.843 | bal_1P_1/0AA | 8104401 | no | no |  |  | no |  |  | 0 | 0 | 0 | 0
oh_line_8104401_200878569 |  | ABCD | node_8104401_200878563 | node_8104401_200878569 | 268.312 | bal_3P_1/0AC | 8104401 | no | no |  |  | no |  |  | 0 | 0 | 0 | 0
oh_line_8104401_200878570 |  | ABCD | node_8104401_200878569 | node_8104401_200878570 | 270.015 | bal_3P_1/0AC | 8104401 | no | no |  |  | no |  |  | 0 | 0 | 0 | 0
oh_line_8104401_200878572 |  | ABCD | node_8104401_200878570 | node_8104401_200878572 | 256.748 | bal_3P_1/0AC | 8104401 | no | no |  |  | no |  |  | 0 | 0 | 0 | 0
oh_line_8104401_200878573 |  | ABCD | node_8104401_200878572 | node_8104401_200878573 | 332.217 | bal_3P_1/0AC | 8104401 | no | no |  |  | no |  |  | 0 | 0 | 0 | 0
oh_line_8104401_200878574 |  | ABCD | node_8104401_200878573 | node_8104401_200878574 | 289.783 | bal_3P_1/0AC | 8104401 | no | no |  |  | no |  |  | 0 | 0 | 0 | 0
oh_line_8104401_200878575 |  | ABCD | node_8104401_200878574 | node_8104401_200878575 | 317.544 | bal_3P_1/0AC | 8104401 | no | no |  |  | no |  |  | 0 | 0 | 0 | 0
oh_line_8104401_200878576 |  | ABCD | node_8104401_200878575 | node_8104401_200878576 | 201.411 | bal_3P_2AC | 8104401 | no | no |  |  | no |  |  | 0 | 0 | 0 | 0
oh_line_8104401_200878580 |  | ABCD | node_8104401_200878576 | node_8104401_200878580 | 188.764 | bal_3P_2AC | 8104401 | no | no |  |  | no |  |  | 0 | 0 | 0 | 0
oh_line_8104401_200878581 |  | ABCD | node_8104401_200878580 | node_8104401_200878581 | 342.26 | bal_3P_2AC | 8104401 | no | no |  |  | no |  |  | 0 | 0 | 0 | 0
oh_line_8104401_200878584 |  | AD | node_8104401_200978530 | node_8104401_200878584 | 437.319 | bal_1P_2AC | 8104401 | no | no |  |  | no |  |  | 0 | 0 | 0 | 0
oh_line_8104401_200878585 |  | AD | node_8104401_200878586 | node_8104401_200878585 | 326.931 | bal_1P_2AC | 8104401 | no | no |  |  | no |  |  | 0 | 0 | 0 | 0
oh_line_8104401_200878586 |  | AD | node_8104401_200878629 | node_8104401_200878586 | 313.486 | bal_1P_2AC | 8104401 | no | no |  |  | no |  |  | 0 | 0 | 0 | 0
oh_line_8104401_200878587 |  | AD | node_8104401_200878586 | node_8104401_200878587 | 260.788 | bal_1P_2AC | 8104401 | no | no |  |  | no |  |  | 0 | 0 | 0 | 0
oh_line_8104401_200878592 |  | AD | node_8104401_200878584 | node_8104401_200878592 | 437.185 | bal_1P_2AC | 8104401 | no | no |  |  | no |  |  | 0 | 0 | 0 | 0
oh_line_8104401_200878603 |  | AD | node_8104401_201061286 | node_8104401_200878603 | 369.516 | bal_1P_4AC | 8104401 | no | no |  |  | no |  |  | 0 | 0 | 0 | 0
oh_line_8104401_200878604 |  | AD | node_8104401_200878592 | node_8104401_200878604 | 422.745 | bal_1P_2AC | 8104401 | no | no |  |  | no |  |  | 0 | 0 | 0 | 0
oh_line_8104401_200878606 |  | AD | node_8104401_200878603 | node_8104401_200878606 | 325.264 | bal_1P_4AC | 8104401 | no | no |  |  | no |  |  | 0 | 0 | 0 | 0
oh_line_8104401_200878607 |  | AD | node_8104401_200878606 | node_8104401_200878607 | 330.076 | bal_1P_4AC | 8104401 | no | no |  |  | no |  |  | 0 | 0 | 0 | 0
oh_line_8104401_200878608 |  | AD | node_8104401_200878607 | node_8104401_200878608 | 470.043 | bal_1P_4AC | 8104401 | no | no |  |  | no |  |  | 0 | 0 | 0 | 0
oh_line_8104401_200878609 |  | AD | node_8104401_200878608 | node_8104401_200878609 | 310.638 | bal_1P_4AC | 8104401 | no | no |  |  | no |  |  | 0 | 0 | 0 | 0
oh_line_8104401_200878611 |  | AD | node_8104401_200878609 | node_8104401_200878611 | 427.455 | bal_1P_4AC | 8104401 | no | no |  |  | no |  |  | 0 | 0 | 0 | 0
oh_line_8104401_200878612 |  | AD | node_8104401_200878611 | node_intto1_8104401_200878612 | 392.393 | bal_1P_4AC | 8104401 | no | no |  |  | no |  |  | 0 | 0 | 0 | 0
oh_line_8104401_200878613 |  | AD | node_8104401_200878612 | node_8104401_200878613 | 391.44 | bal_1P_4AC | 8104401 | no | no |  |  | no |  |  | 0 | 0 | 0 | 0
oh_line_8104401_200878614 |  | AD | node_8104401_200878613 | node_8104401_200878614 | 416.369 | bal_1P_4AC | 8104401 | no | no |  |  | no |  |  | 0 | 0 | 0 | 0
oh_line_8104401_200878615 |  | AD | node_8104401_200878614 | node_8104401_200878615 | 448.328 | bal_1P_4AC | 8104401 | no | no |  |  | no |  |  | 0 | 0 | 0 | 0
oh_line_8104401_200878616 |  | AD | node_8104401_200878615 | node_8104401_200878616 | 423.99 | bal_1P_4AC | 8104401 | no | no |  |  | no |  |  | 0 | 0 | 0 | 0
oh_line_8104401_200878617 |  | AD | node_8104401_200878604 | node_8104401_200878617 | 387.908 | bal_1P_2AC | 8104401 | no | no |  |  | no |  |  | 0 | 0 | 0 | 0
oh_line_8104401_200878618 |  | AD | node_8104401_200878616 | node_8104401_200878618 | 314.245 | bal_1P_4AC | 8104401 | no | no |  |  | no |  |  | 0 | 0 | 0 | 0
oh_line_8104401_200878619 |  | AD | node_8104401_200878618 | node_8104401_200878619 | 338.043 | bal_1P_4AC | 8104401 | no | no |  |  | no |  |  | 0 | 0 | 0 | 0
oh_line_8104401_200878620 |  | AD | node_8104401_200878619 | node_8104401_200878620 | 457.624 | bal_1P_4AC | 8104401 | no | no |  |  | no |  |  | 0 | 0 | 0 | 0
oh_line_8104401_200878621 |  | AD | node_8104401_200878620 | node_8104401_200878621 | 359.105 | bal_1P_4AC | 8104401 | no | no |  |  | no |  |  | 0 | 0 | 0 | 0
oh_line_8104401_200878622 |  | AD | node_8104401_200878621 | node_8104401_200878622 | 373.988 | bal_1P_4AC | 8104401 | no | no |  |  | no |  |  | 0 | 0 | 0 | 0
oh_line_8104401_200878624 |  | AD | node_8104401_200878622 | node_8104401_200878624 | 418.382 | bal_1P_4AC | 8104401 | no | no |  |  | no |  |  | 0 | 0 | 0 | 0
oh_line_8104401_200878625 |  | AD | node_8104401_200878624 | node_8104401_200878625 | 361.163 | bal_1P_4AC | 8104401 | no | no |  |  | no |  |  | 0 | 0 | 0 | 0
oh_line_8104401_200878626 |  | AD | node_8104401_200878625 | node_8104401_200878626 | 348.455 | bal_1P_4AC | 8104401 | no | no |  |  | no |  |  | 0 | 0 | 0 | 0
oh_line_8104401_200878627 |  | AD | node_8104401_200878626 | node_8104401_200878627 | 381.727 | bal_1P_4AC | 8104401 | no | no |  |  | no |  |  | 0 | 0 | 0 | 0
oh_line_8104401_200878629 |  | AD | node_8104401_200878617 | node_8104401_200878629 | 416.393 | bal_1P_2AC | 8104401 | no | no |  |  | no |  |  | 0 | 0 | 0 | 0
oh_line_8104401_200878630 |  | AD | node_8104401_200977786 | node_8104401_200878630 | 323.326 | bal_1P_4AC | 8104401 | no | no |  |  | no |  |  | 0 | 0 | 0 | 0
oh_line_8104401_200878631 |  | AD | node_8104401_200878630 | node_8104401_200878631 | 334.32 | bal_1P_4AC | 8104401 | no | no |  |  | no |  |  | 0 | 0 | 0 | 0
oh_line_8104401_200878632 |  | AD | node_8104401_200878631 | node_8104401_200878632 | 357.045 | bal_1P_4AC | 8104401 | no | no |  |  | no |  |  | 0 | 0 | 0 | 0
oh_line_8104401_200878633 |  | AD | node_8104401_200878632 | node_8104401_200878633 | 302.647 | bal_1P_4AC | 8104401 | no | no |  |  | no |  |  | 0 | 0 | 0 | 0
oh_line_8104401_200878634 |  | AD | node_8104401_200878633 | node_8104401_200878634 | 339.7 | bal_1P_4AC | 8104401 | no | no |  |  | no |  |  | 0 | 0 | 0 | 0
oh_line_8104401_200878635 |  | AD | node_8104401_200878634 | node_8104401_200878635 | 349.783 | bal_1P_4AC | 8104401 | no | no |  |  | no |  |  | 0 | 0 | 0 | 0
oh_line_8104401_200878636 |  | AD | node_8104401_200878635 | node_8104401_200878636 | 239.828 | bal_1P_4AC | 8104401 | no | no |  |  | no |  |  | 0 | 0 | 0 | 0
oh_line_8104401_200878637 |  | AD | node_8104401_200878636 | node_8104401_200878637 | 466.654 | bal_1P_4AC | 8104401 | no | no |  |  | no |  |  | 0 | 0 | 0 | 0
oh_line_8104401_200878638 |  | AD | node_8104401_200878637 | node_8104401_200878638 | 318.963 | bal_1P_4AC | 8104401 | no | no |  |  | no |  |  | 0 | 0 | 0 | 0
oh_line_8104401_200878639 |  | AD | node_8104401_200878638 | node_8104401_200878639 | 354.56 | bal_1P_4AC | 8104401 | no | no |  |  | no |  |  | 0 | 0 | 0 | 0
oh_line_8104401_200878640 |  | AD | node_8104401_200878639 | node_8104401_200878640 | 287.906 | bal_1P_4AC | 8104401 | no | no |  |  | no |  |  | 0 | 0 | 0 | 0
oh_line_8104401_200878641 |  | AD | node_8104401_200878640 | node_8104401_200878641 | 212.579 | bal_1P_4AC | 8104401 | no | no |  |  | no |  |  | 0 | 0 | 0 | 0
oh_line_8104401_200878642 |  | AD | node_8104401_200878641 | node_8104401_200878642 | 416.934 | bal_1P_4AC | 8104401 | no | no |  |  | no |  |  | 0 | 0 | 0 | 0
oh_line_8104401_200878644 |  | AD | node_8104401_200878642 | node_8104401_200878644 | 375.359 | bal_1P_4AC | 8104401 | no | no |  |  | no |  |  | 0 | 0 | 0 | 0
oh_line_8104401_200878646 |  | AD | node_8104401_200878644 | node_8104401_200878646 | 183.784 | bal_1P_2AC | 8104401 | no | no |  |  | no |  |  | 0 | 0 | 0 | 0
oh_line_8104401_200878647 |  | AD | node_8104401_200878646 | node_8104401_200878647 | 26.031 | bal_1P_4AC | 8104401 | no | no |  |  | no |  |  | 0 | 0 | 0 | 0
oh_line_8104401_200878648 |  | AD | node_8104401_200878647 | node_8104401_200878648 | 134.423 | bal_1P_4AC | 8104401 | no | no |  |  | no |  |  | 0 | 0 | 0 | 0
oh_line_8104401_200878650 |  | AD | node_8104401_200878648 | node_8104401_200878650 | 369.028 | bal_1P_4AC | 8104401 | no | no |  |  | no |  |  | 0 | 0 | 0 | 0
oh_line_8104401_200878653 |  | AD | node_8104401_200878650 | node_8104401_200878653 | 374.69 | bal_1P_4AC | 8104401 | no | no |  |  | no |  |  | 0 | 0 | 0 | 0
oh_line_8104401_200878654 |  | AD | node_8104401_200878653 | node_8104401_200878654 | 193.436 | bal_1P_4AC | 8104401 | no | no |  |  | no |  |  | 0 | 0 | 0 | 0
oh_line_8104401_200878655 |  | AD | node_8104401_200878654 | node_intto1_8104401_200878655 | 246.219 | bal_1P_4AC | 8104401 | no | no |  |  | no |  |  | 0 | 0 | 0 | 0
oh_line_8104401_200878656 |  | AD | node_8104401_200878655 | node_8104401_200878656 | 281.382 | bal_1P_4AC | 8104401 | no | no |  |  | no |  |  | 0 | 0 | 0 | 0
oh_line_8104401_200878657 |  | AD | node_8104401_200977049 | node_8104401_200878657 | 178.246 | bal_1P_4AC | 8104401 | no | no |  |  | no |  |  | 0 | 0 | 0 | 0
oh_line_8104401_200878658 |  | AD | node_8104401_200977049 | node_8104401_200878658 | 246.326 | bal_1P_4AC | 8104401 | no | no |  |  | no |  |  | 0 | 0 | 0 | 0
oh_line_8104401_200878659 |  | AD | node_8104401_200878658 | node_8104401_200878659 | 240.36 | bal_1P_1/0AA | 8104401 | no | no |  |  | no |  |  | 0 | 0 | 0 | 0
oh_line_8104401_200878660 |  | AD | node_8104401_200878659 | node_8104401_200878660 | 306.247 | bal_1P_1/0AA | 8104401 | no | no |  |  | no |  |  | 0 | 0 | 0 | 0
oh_line_8104401_200878661 |  | AD | node_8104401_200878660 | node_8104401_200878661 | 193.33 | bal_1P_1/0AA | 8104401 | no | no |  |  | no |  |  | 0 | 0 | 0 | 0
oh_line_8104401_200878662 |  | AD | node_8104401_200878661 | node_8104401_200878662 | 196.536 | bal_1P_1/0AA | 8104401 | no | no |  |  | no |  |  | 0 | 0 | 0 | 0
oh_line_8104401_200878664 |  | AD | node_8104401_200878657 | node_8104401_200878664 | 256.419 | bal_1P_4AC | 8104401 | no | no |  |  | no |  |  | 0 | 0 | 0 | 0
oh_line_8104401_200878665 |  | AD | node_8104401_200878664 | node_8104401_200878665 | 382.699 | bal_1P_4AC | 8104401 | no | no |  |  | no |  |  | 0 | 0 | 0 | 0
oh_line_8104401_200878666 |  | AD | node_8104401_200878665 | node_8104401_200878666 | 259.446 | bal_1P_4AC | 8104401 | no | no |  |  | no |  |  | 0 | 0 | 0 | 0
oh_line_8104401_200878667 |  | AD | node_8104401_200878666 | node_8104401_200878667 | 134.855 | bal_1P_4AC | 8104401 | no | no |  |  | no |  |  | 0 | 0 | 0 | 0
oh_line_8104401_200878668 |  | AD | node_8104401_200878667 | node_8104401_200878668 | 346.946 | bal_1P_4AC | 8104401 | no | no |  |  | no |  |  | 0 | 0 | 0 | 0
oh_line_8104401_200878669 |  | AD | node_8104401_200878668 | node_8104401_200878669 | 328.282 | bal_1P_4AC | 8104401 | no | no |  |  | no |  |  | 0 | 0 | 0 | 0
oh_line_8104401_200878671 |  | AD | node_8104401_200878669 | node_8104401_200878671 | 358.073 | bal_1P_4AC | 8104401 | no | no |  |  | no |  |  | 0 | 0 | 0 | 0
oh_line_8104401_200878672 |  | AD | node_8104401_200878671 | node_intto1_8104401_200878672 | 228.839 | bal_1P_1/0AC | 8104401 | no | no |  |  | no |  |  | 0 | 0 | 0 | 0
oh_line_8104401_200878673 |  | AD | node_8104401_200878672 | node_8104401_200878673 | 310.15 | bal_1P_1/0AA | 8104401 | no | no |  |  | no |  |  | 0 | 0 | 0 | 0
oh_line_8104401_200878674 |  | AD | node_8104401_200878673 | node_8104401_200878674 | 70.096 | bal_1P_1/0AA | 8104401 | no | no |  |  | no |  |  | 0 | 0 | 0 | 0
oh_line_8104401_200878675 |  | AD | node_8104401_200878674 | node_8104401_200878675 | 224.429 | bal_1P_1/0AA | 8104401 | no | no |  |  | no |  |  | 0 | 0 | 0 | 0
oh_line_8104401_200878676 |  | AD | node_8104401_200878675 | node_8104401_200878676 | 241.078 | bal_1P_1/0AA | 8104401 | no | no |  |  | no |  |  | 0 | 0 | 0 | 0
oh_line_8104401_200878677 |  | AD | node_8104401_200878642 | node_8104401_200878677 | 252.085 | bal_1P_4AC | 8104401 | no | no |  |  | no |  |  | 0 | 0 | 0 | 0
oh_line_8104401_200878678 |  | AD | node_8104401_200878696 | node_8104401_200878678 | 456.741 | bal_1P_6ACW | 8104401 | no | no |  |  | no |  |  | 0 | 0 | 0 | 0
oh_line_8104401_200878680 |  | AD | node_8104401_200878678 | node_8104401_200878680 | 374.812 | bal_1P_6ACW | 8104401 | no | no |  |  | no |  |  | 0 | 0 | 0 | 0
oh_line_8104401_200878681 |  | AD | node_8104401_201010447 | node_8104401_200878681 | 297.122 | bal_1P_6ACW | 8104401 | no | no |  |  | no |  |  | 0 | 0 | 0 | 0
oh_line_8104401_200878682 |  | AD | node_8104401_200878681 | node_8104401_200878682 | 298.902 | bal_1P_2AC | 8104401 | no | no |  |  | no |  |  | 0 | 0 | 0 | 0
oh_line_8104401_200878683 |  | AD | node_8104401_200878682 | node_8104401_200878683 | 247.848 | bal_1P_2AC | 8104401 | no | no |  |  | no |  |  | 0 | 0 | 0 | 0
oh_line_8104401_200878684 |  | AD | node_8104401_200878683 | node_8104401_200878684 | 491.408 | bal_1P_2AC | 8104401 | no | no |  |  | no |  |  | 0 | 0 | 0 | 0
oh_line_8104401_200878685 |  | AD | node_8104401_200878684 | node_8104401_200878685 | 336.249 | bal_1P_2AC | 8104401 | no | no |  |  | no |  |  | 0 | 0 | 0 | 0
oh_line_8104401_200878686 |  | AD | node_8104401_200878677 | node_8104401_200878686 | 400.905 | bal_1P_4AC | 8104401 | no | no |  |  | no |  |  | 0 | 0 | 0 | 0
oh_line_8104401_200878687 |  | AD | node_8104401_200878686 | node_intto1_8104401_200878687 | 285.211 | bal_1P_4AC | 8104401 | no | no |  |  | no |  |  | 0 | 0 | 0 | 0
oh_line_8104401_200878688 |  | AD | node_8104401_200878687 | node_8104401_200878688 | 429.965 | bal_1P_4AC | 8104401 | no | no |  |  | no |  |  | 0 | 0 | 0 | 0
oh_line_8104401_200878690 |  | AD | node_8104401_200878688 | node_8104401_200878690 | 308.329 | bal_1P_4AC | 8104401 | no | no |  |  | no |  |  | 0 | 0 | 0 | 0
oh_line_8104401_200878691 |  | AD | node_8104401_200878690 | node_8104401_200878691 | 222.065 | bal_1P_4AC | 8104401 | no | no |  |  | no |  |  | 0 | 0 | 0 | 0
oh_line_8104401_200878692 |  | AD | node_8104401_200878691 | node_8104401_200878692 | 169.195 | bal_1P_6CCW | 8104401 | no | no |  |  | no |  |  | 0 | 0 | 0 | 0
oh_line_8104401_200878693 |  | AD | node_8104401_200878692 | node_8104401_200878693 | 95.828 | bal_1P_6CCW | 8104401 | no | no |  |  | no |  |  | 0 | 0 | 0 | 0
oh_line_8104401_200878695 |  | AD | node_8104401_200878693 | node_8104401_200878695 | 608.918 | bal_1P_6ACW | 8104401 | no | no |  |  | no |  |  | 0 | 0 | 0 | 0
oh_line_8104401_200878696 |  | AD | node_8104401_200878695 | node_8104401_200878696 | 304.548 | bal_1P_6ACW | 8104401 | no | no |  |  | no |  |  | 0 | 0 | 0 | 0
oh_line_8104401_200878699 |  | AD | node_8104401_200878450 | node_8104401_200878699 | 230.173 | bal_1P_4AC | 8104401 | no | no |  |  | no |  |  | 0 | 0 | 0 | 0
oh_line_8104401_200878700 |  | AD | node_8104401_200878740 | node_8104401_200878700 | 411.973 | bal_1P_4AC | 8104401 | no | no |  |  | no |  |  | 0 | 0 | 0 | 0
oh_line_8104401_200878702 |  | AD | node_8104401_200878700 | node_8104401_200878702 | 271.533 | bal_1P_4AC | 8104401 | no | no |  |  | no |  |  | 0 | 0 | 0 | 0
oh_line_8104401_200878704 |  | AD | node_8104401_200878702 | node_8104401_200878704 | 381.833 | bal_1P_4AC | 8104401 | no | no |  |  | no |  |  | 0 | 0 | 0 | 0
oh_line_8104401_200878706 |  | AD | node_8104401_200878704 | node_8104401_200878706 | 408.395 | bal_1P_4AC | 8104401 | no | no |  |  | no |  |  | 0 | 0 | 0 | 0
oh_line_8104401_200878707 |  | AD | node_8104401_200878706 | node_8104401_200878707 | 292.34 | bal_1P_4AC | 8104401 | no | no |  |  | no |  |  | 0 | 0 | 0 | 0
oh_line_8104401_200878708 |  | AD | node_8104401_200878707 | node_8104401_200878708 | 318.456 | bal_1P_4AC | 8104401 | no | no |  |  | no |  |  | 0 | 0 | 0 | 0
oh_line_8104401_200878709 |  | AD | node_8104401_200878708 | node_8104401_200878709 | 291.998 | bal_1P_4AC | 8104401 | no | no |  |  | no |  |  | 0 | 0 | 0 | 0
oh_line_8104401_200878710 |  | AD | node_8104401_200878709 | node_8104401_200878710 | 185.774 | bal_1P_4AC | 8104401 | no | no |  |  | no |  |  | 0 | 0 | 0 | 0
oh_line_8104401_200878711 |  | AD | node_8104401_200878710 | node_8104401_200878711 | 270.076 | bal_1P_4AC | 8104401 | no | no |  |  | no |  |  | 0 | 0 | 0 | 0
oh_line_8104401_200878712 |  | AD | node_8104401_200878711 | node_8104401_200878712 | 412.652 | bal_1P_4AC | 8104401 | no | no |  |  | no |  |  | 0 | 0 | 0 | 0
oh_line_8104401_200878714 |  | AD | node_8104401_200878712 | node_8104401_200878714 | 269.264 | bal_1P_2AC | 8104401 | no | no |  |  | no |  |  | 0 | 0 | 0 | 0
oh_line_8104401_200878715 |  | AD | node_8104401_200878699 | node_intto1_8104401_200878715 | 371.983 | bal_1P_4AC | 8104401 | no | no |  |  | no |  |  | 0 | 0 | 0 | 0
oh_line_8104401_200878716 |  | AD | node_8104401_200878714 | node_8104401_200878716 | 293.162 | bal_1P_2AC | 8104401 | no | no |  |  | no |  |  | 0 | 0 | 0 | 0
oh_line_8104401_200878717 |  | AD | node_8104401_200878716 | node_8104401_200878717 | 331.872 | bal_1P_2AC | 8104401 | no | no |  |  | no |  |  | 0 | 0 | 0 | 0
oh_line_8104401_200878718 |  | AD | node_8104401_200878717 | node_8104401_200878718 | 291.367 | bal_1P_1/0AA | 8104401 | no | no |  |  | no |  |  | 0 | 0 | 0 | 0
oh_line_8104401_200878719 |  | AD | node_8104401_200878717 | node_8104401_200878719 | 270.462 | bal_1P_2AC | 8104401 | no | no |  |  | no |  |  | 0 | 0 | 0 | 0
oh_line_8104401_200878720 |  | AD | node_8104401_200878719 | node_8104401_200878720 | 351.946 | bal_1P_2AC | 8104401 | no | no |  |  | no |  |  | 0 | 0 | 0 | 0
oh_line_8104401_200878721 |  | AD | node_8104401_200878720 | node_8104401_200878721 | 322.33 | bal_1P_2AC | 8104401 | no | no |  |  | no |  |  | 0 | 0 | 0 | 0
oh_line_8104401_200878723 |  | AD | node_8104401_200878721 | node_8104401_200878723 | 306.417 | bal_1P_2AC | 8104401 | no | no |  |  | no |  |  | 0 | 0 | 0 | 0
oh_line_8104401_200878725 |  | AD | node_8104401_200878723 | node_8104401_200878725 | 303.49 | bal_1P_2AC | 8104401 | no | no |  |  | no |  |  | 0 | 0 | 0 | 0
oh_line_8104401_200878726 |  | AD | node_8104401_200878725 | node_8104401_200878726 | 336.375 | bal_1P_2AC | 8104401 | no | no |  |  | no |  |  | 0 | 0 | 0 | 0
oh_line_8104401_200878727 |  | AD | node_8104401_200878726 | node_8104401_200878727 | 74.502 | bal_1P_1/0AA | 8104401 | no | no |  |  | no |  |  | 0 | 0 | 0 | 0
oh_line_8104401_200878728 |  | AD | node_8104401_200878726 | node_8104401_200878728 | 441.489 | bal_1P_2AC | 8104401 | no | no |  |  | no |  |  | 0 | 0 | 0 | 0
oh_line_8104401_200878730 |  | AD | node_8104401_200878728 | node_8104401_200878730 | 328.43 | bal_1P_2AC | 8104401 | no | no |  |  | no |  |  | 0 | 0 | 0 | 0
oh_line_8104401_200878731 |  | AD | node_8104401_200878715 | node_8104401_200878731 | 370.478 | bal_1P_4AC | 8104401 | no | no |  |  | no |  |  | 0 | 0 | 0 | 0
oh_line_8104401_200878732 |  | AD | node_8104401_200878731 | node_8104401_200878732 | 271.944 | bal_1P_4AC | 8104401 | no | no |  |  | no |  |  | 0 | 0 | 0 | 0
oh_line_8104401_200878733 |  | AD | node_8104401_200878732 | node_8104401_200878733 | 342.132 | bal_1P_4AC | 8104401 | no | no |  |  | no |  |  | 0 | 0 | 0 | 0
oh_line_8104401_200878734 |  | AD | node_8104401_200878733 | node_8104401_200878734 | 363.076 | bal_1P_4AC | 8104401 | no | no |  |  | no |  |  | 0 | 0 | 0 | 0
oh_line_8104401_200878735 |  | AD | node_8104401_200878734 | node_8104401_200878735 | 380.937 | bal_1P_4AC | 8104401 | no | no |  |  | no |  |  | 0 | 0 | 0 | 0
oh_line_8104401_200878738 |  | AD | node_8104401_200878735 | node_8104401_200878738 | 196.865 | bal_1P_4AC | 8104401 | no | no |  |  | no |  |  | 0 | 0 | 0 | 0
oh_line_8104401_200878739 |  | AD | node_8104401_200878738 | node_8104401_200878739 | 257.376 | bal_1P_4AC | 8104401 | no | no |  |  | no |  |  | 0 | 0 | 0 | 0
oh_line_8104401_200878740 |  | AD | node_8104401_200878739 | node_8104401_200878740 | 324.347 | bal_1P_4AC | 8104401 | no | no |  |  | no |  |  | 0 | 0 | 0 | 0
oh_line_8104401_200878741 |  | AD | node_8104401_200878743 | node_8104401_200878741 | 325.007 | bal_1P_2AC | 8104401 | no | no |  |  | no |  |  | 0 | 0 | 0 | 0
oh_line_8104401_200878743 |  | AD | node_8104401_200878789 | node_8104401_200878743 | 407.329 | bal_1P_4AC | 8104401 | no | no |  |  | no |  |  | 0 | 0 | 0 | 0
oh_line_8104401_200878744 |  | AD | node_8104401_200878741 | node_8104401_200878744 | 320.637 | bal_1P_2AC | 8104401 | no | no |  |  | no |  |  | 0 | 0 | 0 | 0
oh_line_8104401_200878746 |  | AD | node_8104401_200878744 | node_8104401_200878746 | 411.528 | bal_1P_2AC | 8104401 | no | no |  |  | no |  |  | 0 | 0 | 0 | 0
oh_line_8104401_200878747 |  | AD | node_8104401_200878746 | node_8104401_200878747 | 400.547 | bal_1P_2AC | 8104401 | no | no |  |  | no |  |  | 0 | 0 | 0 | 0
oh_line_8104401_200878748 |  | AD | node_8104401_200878747 | node_8104401_200878748 | 458.086 | bal_1P_2AC | 8104401 | no | no |  |  | no |  |  | 0 | 0 | 0 | 0
oh_line_8104401_200878749 |  | AD | node_8104401_200878748 | node_8104401_200878749 | 400.276 | bal_1P_2AC | 8104401 | no | no |  |  | no |  |  | 0 | 0 | 0 | 0
oh_line_8104401_200878750 |  | AD | node_8104401_200878749 | node_8104401_200878750 | 300.196 | bal_1P_2AC | 8104401 | no | no |  |  | no |  |  | 0 | 0 | 0 | 0
oh_line_8104401_200878751 |  | AD | node_8104401_200878750 | node_intto1_8104401_200878751 | 343.429 | bal_1P_2AC | 8104401 | no | no |  |  | no |  |  | 0 | 0 | 0 | 0
oh_line_8104401_200878752 |  | AD | node_8104401_200878751 | node_8104401_200878752 | 297.377 | bal_1P_2AC | 8104401 | no | no |  |  | no |  |  | 0 | 0 | 0 | 0
oh_line_8104401_200878753 |  | AD | node_8104401_200878751 | node_8104401_200878753 | 338.47 | bal_1P_2AC | 8104401 | no | no |  |  | no |  |  | 0 | 0 | 0 | 0
oh_line_8104401_200878754 |  | AD | node_8104401_200878753 | node_8104401_200878754 | 347.711 | bal_1P_2AC | 8104401 | no | no |  |  | no |  |  | 0 | 0 | 0 | 0
oh_line_8104401_200878755 |  | AD | node_8104401_200878754 | node_8104401_200878755 | 108.096 | bal_1P_2AC | 8104401 | no | no |  |  | no |  |  | 0 | 0 | 0 | 0
oh_line_8104401_200878756 |  | AD | node_8104401_200878755 | node_8104401_200878756 | 199.357 | bal_1P_1/0AA | 8104401 | no | no |  |  | no |  |  | 0 | 0 | 0 | 0
oh_line_8104401_200878757 |  | AD | node_8104401_200878756 | node_8104401_200878757 | 268.546 | bal_1P_1/0AA | 8104401 | no | no |  |  | no |  |  | 0 | 0 | 0 | 0
oh_line_8104401_200878758 |  | AD | node_8104401_201018293 | node_intto1_8104401_200878758 | 241.56 | bal_1P_4AC | 8104401 | no | no |  |  | no |  |  | 0 | 0 | 0 | 0
oh_line_8104401_200878759 |  | AD | node_8104401_200878755 | node_8104401_200878759 | 272.556 | bal_1P_2AC | 8104401 | no | no |  |  | no |  |  | 0 | 0 | 0 | 0
oh_line_8104401_200878760 |  | AD | node_8104401_200878759 | node_8104401_200878760 | 338.302 | bal_1P_2AC | 8104401 | no | no |  |  | no |  |  | 0 | 0 | 0 | 0
oh_line_8104401_200878761 |  | AD | node_8104401_200878760 | node_8104401_200878761 | 245.594 | bal_1P_2AC | 8104401 | no | no |  |  | no |  |  | 0 | 0 | 0 | 0
oh_line_8104401_200878762 |  | AD | node_8104401_200878761 | node_8104401_200878762 | 334.888 | bal_1P_2AC | 8104401 | no | no |  |  | no |  |  | 0 | 0 | 0 | 0
oh_line_8104401_200878763 |  | AD | node_8104401_200878762 | node_8104401_200878763 | 242.613 | bal_1P_1/0AA | 8104401 | no | no |  |  | no |  |  | 0 | 0 | 0 | 0
oh_line_8104401_200878764 |  | AD | node_8104401_200878763 | node_8104401_200878764 | 372.986 | bal_1P_1/0AA | 8104401 | no | no |  |  | no |  |  | 0 | 0 | 0 | 0
oh_line_8104401_200878765 |  | AD | node_8104401_200878762 | node_8104401_200878765 | 380.219 | bal_1P_2AC | 8104401 | no | no |  |  | no |  |  | 0 | 0 | 0 | 0
oh_line_8104401_200878767 |  | AD | node_8104401_200878765 | node_8104401_200878767 | 377.499 | bal_1P_2AC | 8104401 | no | no |  |  | no |  |  | 0 | 0 | 0 | 0
oh_line_8104401_200878768 |  | AD | node_8104401_200878767 | node_8104401_200878768 | 118.297 | bal_1P_1/0AC | 8104401 | no | no |  |  | no |  |  | 0 | 0 | 0 | 0
oh_line_8104401_200878769 |  | AD | node_8104401_200878768 | node_8104401_200878769 | 348.064 | bal_1P_1/0AC | 8104401 | no | no |  |  | no |  |  | 0 | 0 | 0 | 0
oh_line_8104401_200878770 |  | AD | node_8104401_200878767 | node_8104401_200878770 | 271.106 | bal_1P_2AC | 8104401 | no | no |  |  | no |  |  | 0 | 0 | 0 | 0
oh_line_8104401_200878771 |  | AD | node_8104401_200878770 | node_8104401_200878771 | 320.313 | bal_1P_2AC | 8104401 | no | no |  |  | no |  |  | 0 | 0 | 0 | 0
oh_line_8104401_200878772 |  | AD | node_8104401_200878771 | node_8104401_200878772 | 255.779 | bal_1P_2AC | 8104401 | no | no |  |  | no |  |  | 0 | 0 | 0 | 0
oh_line_8104401_200878773 |  | AD | node_8104401_200878772 | node_8104401_200878773 | 244.034 | bal_1P_2AC | 8104401 | no | no |  |  | no |  |  | 0 | 0 | 0 | 0
oh_line_8104401_200878774 |  | AD | node_8104401_200878758 | node_8104401_200878774 | 408.904 | bal_1P_4AC | 8104401 | no | no |  |  | no |  |  | 0 | 0 | 0 | 0
oh_line_8104401_200878775 |  | AD | node_8104401_200878774 | node_8104401_200878775 | 345.434 | bal_1P_2AC | 8104401 | no | no |  |  | no |  |  | 0 | 0 | 0 | 0
oh_line_8104401_200878776 |  | AD | node_8104401_200878773 | node_8104401_200878776 | 227.194 | bal_1P_2AC | 8104401 | no | no |  |  | no |  |  | 0 | 0 | 0 | 0
oh_line_8104401_200878777 |  | AD | node_8104401_200878776 | node_8104401_200878777 | 286.887 | bal_1P_2AC | 8104401 | no | no |  |  | no |  |  | 0 | 0 | 0 | 0
oh_line_8104401_200878778 |  | AD | node_8104401_200878777 | node_8104401_200878778 | 333.868 | bal_1P_2AC | 8104401 | no | no |  |  | no |  |  | 0 | 0 | 0 | 0
oh_line_8104401_200878779 |  | AD | node_8104401_200878774 | node_8104401_200878779 | 410.773 | bal_1P_4AC | 8104401 | no | no |  |  | no |  |  | 0 | 0 | 0 | 0
oh_line_8104401_200878780 |  | AD | node_8104401_200878779 | node_8104401_200878780 | 241.871 | bal_1P_1/0AC | 8104401 | no | no |  |  | no |  |  | 0 | 0 | 0 | 0
oh_line_8104401_200878781 |  | AD | node_8104401_200878780 | node_8104401_200878781 | 333.396 | bal_1P_1/0AA | 8104401 | no | no |  |  | no |  |  | 0 | 0 | 0 | 0
oh_line_8104401_200878782 |  | AD | node_8104401_200878779 | node_8104401_200878782 | 385.73 | bal_1P_4AC | 8104401 | no | no |  |  | no |  |  | 0 | 0 | 0 | 0
oh_line_8104401_200878784 |  | AD | node_8104401_200878782 | node_8104401_200878784 | 371.733 | bal_1P_4AC | 8104401 | no | no |  |  | no |  |  | 0 | 0 | 0 | 0
oh_line_8104401_200878785 |  | AD | node_8104401_200878784 | node_8104401_200878785 | 286.109 | bal_1P_4AC | 8104401 | no | no |  |  | no |  |  | 0 | 0 | 0 | 0
oh_line_8104401_200878786 |  | AD | node_8104401_200878785 | node_8104401_200878786 | 355.223 | bal_1P_4AC | 8104401 | no | no |  |  | no |  |  | 0 | 0 | 0 | 0
oh_line_8104401_200878789 |  | AD | node_8104401_200878786 | node_8104401_200878789 | 313.61 | bal_1P_4AC | 8104401 | no | no |  |  | no |  |  | 0 | 0 | 0 | 0
oh_line_8104401_200878791 |  | AD | node_8104401_200878474 | node_8104401_200878791 | 339.346 | bal_1P_8DCW | 8104401 | no | no |  |  | no |  |  | 0 | 0 | 0 | 0
oh_line_8104401_200878792 |  | AD | node_8104401_200878791 | node_8104401_200878792 | 145.641 | bal_1P_8DCW | 8104401 | no | no |  |  | no |  |  | 0 | 0 | 0 | 0
oh_line_8104401_200878793 |  | AD | node_8104401_200878792 | node_8104401_200878793 | 236.878 | bal_1P_8DCW | 8104401 | no | no |  |  | no |  |  | 0 | 0 | 0 | 0
oh_line_8104401_200878797 |  | AD | node_8104401_200878383 | node_intto1_8104401_200878797 | 304.941 | bal_1P_4AC | 8104401 | no | no |  |  | no |  |  | 0 | 0 | 0 | 0
oh_line_8104401_200878798 |  | AD | node_8104401_200878797 | node_8104401_200878798 | 313.528 | bal_1P_4AC | 8104401 | no | no |  |  | no |  |  | 0 | 0 | 0 | 0
oh_line_8104401_200878799 |  | AD | node_8104401_200878798 | node_8104401_200878799 | 303.986 | bal_1P_4AC | 8104401 | no | no |  |  | no |  |  | 0 | 0 | 0 | 0
oh_line_8104401_200878800 |  | AD | node_8104401_200878799 | node_8104401_200878800 | 357.245 | bal_1P_4AC | 8104401 | no | no |  |  | no |  |  | 0 | 0 | 0 | 0
oh_line_8104401_200878801 |  | AD | node_8104401_200878800 | node_8104401_200878801 | 295.629 | bal_1P_4AC | 8104401 | no | no |  |  | no |  |  | 0 | 0 | 0 | 0
oh_line_8104401_200878802 |  | AD | node_8104401_200878801 | node_8104401_200878802 | 363.761 | bal_1P_4AC | 8104401 | no | no |  |  | no |  |  | 0 | 0 | 0 | 0
oh_line_8104401_200878803 |  | AD | node_8104401_200878802 | node_8104401_200878803 | 347.189 | bal_1P_1/0AA | 8104401 | no | no |  |  | no |  |  | 0 | 0 | 0 | 0
oh_line_8104401_200878804 |  | AD | node_8104401_200878804 | node_1429688_605_15425597_871 | 409.674 | bal_1P_2AC | 8104401 | no | no |  |  | no |  |  | 0 | 0 | 0 | 0
oh_line_8104401_200878805 |  | AD | node_8104401_200878805 | node_8104401_200878804 | 406.544 | bal_1P_2AC | 8104401 | no | no |  |  | no |  |  | 0 | 0 | 0 | 0
oh_line_8104401_200878807-1 |  | AD | node_8104401_200878543 | node_8104401_200878807 | 227.534 | bal_1P_1/0AA | 8104401 | no | no |  |  | no |  |  | 0 | 0 | 0 | 0
oh_line_8104401_200878807-2 |  | AD | node_8104401_200878807 | node_8104401_200878513 | 216.679 | bal_1P_1/0AA | 8104401 | no | no |  |  | no |  |  | 0 | 0 | 0 | 0
oh_line_8104401_200878808 |  | AD | node_8104401_200878805 | node_8104401_200878808 | 58.808 | bal_1P_2AC | 8104401 | no | no |  |  | no |  |  | 0 | 0 | 0 | 0
oh_line_8104401_200878809 |  | AD | node_8104401_200878808 | node_intto1_8104401_200878809 | 317.224 | bal_1P_2AC | 8104401 | no | no |  |  | no |  |  | 0 | 0 | 0 | 0
oh_line_8104401_200878810 |  | AD | node_8104401_200878809 | node_8104401_200878810 | 331.149 | bal_1P_2AC | 8104401 | no | no |  |  | no |  |  | 0 | 0 | 0 | 0
oh_line_8104401_200878811 |  | AD | node_8104401_200878810 | node_8104401_200878811 | 456.88 | bal_1P_2AC | 8104401 | no | no |  |  | no |  |  | 0 | 0 | 0 | 0
oh_line_8104401_200878813 |  | ABCN | node_8104401_200875180 | node_8104401_200878813 | 260.352 | bal_3P_4/0AC_1/0AC(N) | 8104401 | no | no |  |  | no |  |  | 0 | 0 | 0 | 0
oh_line_8104401_200878814 |  | ABCN | node_8104401_200878813 | node_intto1_8104401_200878814 | 243.793 | bal_3P_4/0AC_1/0AC(N) | 8104401 | no | no |  |  | no |  |  | 0 | 0 | 0 | 0
oh_line_8104401_200878815 |  | ABCN | node_8104401_200878814 | node_8104401_200878815 | 261.399 | bal_3P_4/0AC_1/0AC(N) | 8104401 | no | no |  |  | no |  |  | 0 | 0 | 0 | 0
oh_line_8104401_200878816 |  | ABCN | node_8104401_200878815 | node_8104401_200878816 | 303.971 | bal_3P_4/0AC_1/0AC(N) | 8104401 | no | no |  |  | no |  |  | 0 | 0 | 0 | 0
oh_line_8104401_200878818 |  | ABCN | node_8104401_200878816 | node_8104401_200878818 | 166.941 | bal_3P_4/0AC_1/0AC(N) | 8104401 | no | no |  |  | no |  |  | 0 | 0 | 0 | 0
oh_line_8104401_200878819 |  | ABCN | node_8104401_200878818 | node_8104401_200878819 | 203.1 | bal_3P_4/0AC_1/0AC(N) | 8104401 | no | no |  |  | no |  |  | 0 | 0 | 0 | 0
oh_line_8104401_200878820 |  | ABCN | node_8104401_200878819 | node_8104401_200878820 | 210.174 | bal_3P_4/0AC_1/0AC(N) | 8104401 | no | no |  |  | no |  |  | 0 | 0 | 0 | 0
oh_line_8104401_200878821 |  | ABCN | node_8104401_200878820 | node_8104401_200878821 | 193.891 | bal_3P_4/0AC_1/0AC(N) | 8104401 | no | no |  |  | no |  |  | 0 | 0 | 0 | 0
oh_line_8104401_200878822 |  | ABCN | node_8104401_200878821 | node_8104401_200878822 | 200.603 | bal_3P_4/0AC_1/0AC(N) | 8104401 | no | no |  |  | no |  |  | 0 | 0 | 0 | 0
oh_line_8104401_200878823 |  | ABCN | node_8104401_200878822 | node_8104401_200878823 | 324.983 | bal_3P_4/0AC_1/0AC(N) | 8104401 | no | no |  |  | no |  |  | 0 | 0 | 0 | 0
oh_line_8104401_200878824 |  | ABCN | node_8104401_200878823 | node_8104401_200878824 | 350.693 | bal_3P_4/0AC_1/0AC(N) | 8104401 | no | no |  |  | no |  |  | 0 | 0 | 0 | 0
oh_line_8104401_200878825 |  | AN | node_8104401_200878824 | node_intto1_8104401_200878825 | 119.623 | bal_1P_4/0AC_1/0AC(N) | 8104401 | no | no |  |  | no |  |  | 0 | 0 | 0 | 0
oh_line_8104401_200878826 |  | ABCN | node_8104401_200878824 | node_8104401_200878826 | 237.666 | bal_3P_4/0AC_1/0AC(N) | 8104401 | no | no |  |  | no |  |  | 0 | 0 | 0 | 0
oh_line_8104401_200878828 |  | ABCN | node_8104401_200878826 | node_8104401_200878828 | 227.658 | bal_3P_4/0AC_1/0AC(N) | 8104401 | no | no |  |  | no |  |  | 0 | 0 | 0 | 0
oh_line_8104401_200878829 |  | ABCN | node_8104401_200878828 | node_8104401_200878829 | 191.987 | bal_3P_4/0AC_1/0AC(N) | 8104401 | no | no |  |  | no |  |  | 0 | 0 | 0 | 0
oh_line_8104401_200878830 |  | ABCN | node_8104401_200878829 | node_8104401_200878830 | 233.698 | bal_3P_4/0AC_1/0AC(N) | 8104401 | no | no |  |  | no |  |  | 0 | 0 | 0 | 0
oh_line_8104401_200878831 |  | ABCN | node_8104401_200878830 | node_8104401_200878831 | 215.66 | bal_3P_4/0AC_1/0AC(N) | 8104401 | no | no |  |  | no |  |  | 0 | 0 | 0 | 0
oh_line_8104401_200878832 |  | ABCN | node_8104401_200878831 | node_8104401_200878832 | 149.185 | bal_3P_4/0AC_1/0AC(N) | 8104401 | no | no |  |  | no |  |  | 0 | 0 | 0 | 0
oh_line_8104401_200878833 |  | ABCN | node_8104401_200878832 | node_8104401_200878833 | 217.074 | bal_3P_4/0AC_1/0AC(N) | 8104401 | no | no |  |  | no |  |  | 0 | 0 | 0 | 0
oh_line_8104401_200878834 |  | ABCN | node_8104401_200878833 | node_8104401_200878834 | 175.457 | bal_3P_4/0AC_1/0AC(N) | 8104401 | no | no |  |  | no |  |  | 0 | 0 | 0 | 0
oh_line_8104401_200878835 |  | ABCN | node_8104401_200878834 | node_8104401_200878835 | 198.547 | bal_3P_4/0AC_1/0AC(N) | 8104401 | no | no |  |  | no |  |  | 0 | 0 | 0 | 0
oh_line_8104401_200878836 |  | ABCN | node_8104401_200878835 | node_8104401_200878836 | 178.492 | bal_3P_4/0AC_1/0AC(N) | 8104401 | no | no |  |  | no |  |  | 0 | 0 | 0 | 0
oh_line_8104401_200878839 |  | ABCN | node_8104401_200878836 | node_8104401_200878839 | 191.876 | bal_3P_4/0AC_1/0AC(N) | 8104401 | no | no |  |  | no |  |  | 0 | 0 | 0 | 0
oh_line_8104401_200878840 |  | ABCN | node_8104401_200878839 | node_8104401_200878840 | 133.537 | bal_3P_4/0AC_1/0AC(N) | 8104401 | no | no |  |  | no |  |  | 0 | 0 | 0 | 0
oh_line_8104401_200878842 |  | ABCN | node_8104401_200878840 | node_intto1_8104401_200878842 | 197.234 | bal_3P_4/0AC_1/0AC(N) | 8104401 | no | no |  |  | no |  |  | 0 | 0 | 0 | 0
oh_line_8104401_200878843 |  | ABCN | node_8104401_200878842 | node_8104401_200878843 | 198.82 | bal_3P_4/0AC_1/0AC(N) | 8104401 | no | no |  |  | no |  |  | 0 | 0 | 0 | 0
oh_line_8104401_200878845 |  | ABCN | node_8104401_200878843 | node_8104401_200878845 | 209.623 | bal_3P_4/0AC_1/0AC(N) | 8104401 | no | no |  |  | no |  |  | 0 | 0 | 0 | 0
oh_line_8104401_200878846 |  | ABCN | node_8104401_200878845 | node_8104401_200878846 | 222.444 | bal_3P_4/0AC_1/0AC(N) | 8104401 | no | no |  |  | no |  |  | 0 | 0 | 0 | 0
oh_line_8104401_200878847 |  | ABCN | node_8104401_200878846 | node_8104401_200878847 | 190.625 | bal_3P_4/0AC_1/0AC(N) | 8104401 | no | no |  |  | no |  |  | 0 | 0 | 0 | 0
oh_line_8104401_200878848 |  | ABCN | node_8104401_200878847 | node_8104401_200878848 | 248.702 | bal_3P_4/0AC_1/0AC(N) | 8104401 | no | no |  |  | no |  |  | 0 | 0 | 0 | 0
oh_line_8104401_200878849 |  | ABCN | node_8104401_200878848 | node_8104401_200878849 | 155.983 | bal_3P_4/0AC_1/0AC(N) | 8104401 | no | no |  |  | no |  |  | 0 | 0 | 0 | 0
oh_line_8104401_200878850 |  | ABCN | node_8104401_200878849 | node_8104401_200878850 | 224.256 | bal_3P_4/0AC_1/0AC(N) | 8104401 | no | no |  |  | no |  |  | 0 | 0 | 0 | 0
oh_line_8104401_200878852 |  | ABCN | node_8104401_200878850 | node_8104401_200878852 | 214.49 | bal_3P_4/0AC_1/0AC(N) | 8104401 | no | no |  |  | no |  |  | 0 | 0 | 0 | 0
oh_line_8104401_200878853 |  | ABCN | node_8104401_200878852 | node_8104401_200878853 | 189.217 | bal_3P_4/0AC_1/0AC(N) | 8104401 | no | no |  |  | no |  |  | 0 | 0 | 0 | 0
oh_line_8104401_200878854 |  | ABCN | node_8104401_200878853 | node_8104401_200878854 | 327.157 | bal_3P_4/0AC_1/0AC(N) | 8104401 | no | no |  |  | no |  |  | 0 | 0 | 0 | 0
oh_line_8104401_200878855 |  | ABCN | node_8104401_200878854 | node_8104401_200878855 | 225.287 | bal_3P_4/0AC_1/0AC(N) | 8104401 | no | no |  |  | no |  |  | 0 | 0 | 0 | 0
oh_line_8104401_200878857 |  | ABCN | node_8104401_200878855 | node_8104401_200878857 | 350.162 | bal_3P_4/0AC_1/0AC(N) | 8104401 | no | no |  |  | no |  |  | 0 | 0 | 0 | 0
oh_line_8104401_200878858 |  | ABCN | node_8104401_200878857 | node_8104401_200878858 | 372.623 | bal_3P_4/0AC_1/0AC(N) | 8104401 | no | no |  |  | no |  |  | 0 | 0 | 0 | 0
oh_line_8104401_200878859 |  | ABCN | node_8104401_200878858 | node_8104401_200878859 | 281.792 | bal_3P_4/0AC_1/0AC(N) | 8104401 | no | no |  |  | no |  |  | 0 | 0 | 0 | 0
oh_line_8104401_200878860 |  | ABCN | node_8104401_200878859 | node_8104401_200878860 | 271.085 | bal_3P_4/0AC_1/0AC(N) | 8104401 | no | no |  |  | no |  |  | 0 | 0 | 0 | 0
oh_line_8104401_200878861 |  | ABCN | node_8104401_200878860 | node_8104401_200878861 | 271.542 | bal_3P_4/0AC_1/0AC(N) | 8104401 | no | no |  |  | no |  |  | 0 | 0 | 0 | 0
oh_line_8104401_200878862 |  | ABCN | node_8104401_200878861 | node_8104401_200878862 | 270.952 | bal_3P_4/0AC_1/0AC(N) | 8104401 | no | no |  |  | no |  |  | 0 | 0 | 0 | 0
oh_line_8104401_200878863 |  | ABCN | node_8104401_200878862 | node_8104401_200878863 | 260.228 | bal_3P_4/0AC_1/0AC(N) | 8104401 | no | no |  |  | no |  |  | 0 | 0 | 0 | 0
oh_line_8104401_200878864 |  | ABCN | node_8104401_200878863 | node_8104401_200878864 | 265.431 | bal_3P_4/0AC_1/0AC(N) | 8104401 | no | no |  |  | no |  |  | 0 | 0 | 0 | 0
oh_line_8104401_200878865 |  | ABCN | node_8104401_200878864 | node_8104401_200878865 | 314.8 | bal_3P_4/0AC_1/0AC(N) | 8104401 | no | no |  |  | no |  |  | 0 | 0 | 0 | 0
oh_line_8104401_200878866 |  | ABCN | node_8104401_200878865 | node_8104401_200878866 | 336.981 | bal_3P_4/0AC_1/0AC(N) | 8104401 | no | no |  |  | no |  |  | 0 | 0 | 0 | 0
oh_line_8104401_200878867 |  | ABCN | node_8104401_200878866 | node_8104401_200878867 | 263.84 | bal_3P_4/0AC_1/0AC(N) | 8104401 | no | no |  |  | no |  |  | 0 | 0 | 0 | 0
oh_line_8104401_200878868 |  | ABCN | node_8104401_200878867 | node_8104401_200878868 | 311.424 | bal_3P_4/0AC_1/0AC(N) | 8104401 | no | no |  |  | no |  |  | 0 | 0 | 0 | 0
oh_line_8104401_200878870 |  | ABCN | node_8104401_200878868 | node_8104401_200878870 | 314.441 | bal_3P_4/0AC_1/0AC(N) | 8104401 | no | no |  |  | no |  |  | 0 | 0 | 0 | 0
oh_line_8104401_200878872 |  | ABCN | node_8104401_200878870 | node_intto1_8104401_200878872 | 273.497 | bal_3P_4/0AC_1/0AC(N) | 8104401 | no | no |  |  | no |  |  | 0 | 0 | 0 | 0
oh_line_8104401_200878873 |  | ABCN | node_8104401_200878872 | node_8104401_200878873 | 233.743 | bal_3P_4/0AC_1/0AC(N) | 8104401 | no | no |  |  | no |  |  | 0 | 0 | 0 | 0
oh_line_8104401_200878874 |  | ABCN | node_8104401_200878873 | node_8104401_200878874 | 316.484 | bal_3P_4/0AC_1/0AC(N) | 8104401 | no | no |  |  | no |  |  | 0 | 0 | 0 | 0
oh_line_8104401_200878875 |  | ABCN | node_8104401_200878874 | node_8104401_200878875 | 275.246 | bal_3P_4/0AC_1/0AC(N) | 8104401 | no | no |  |  | no |  |  | 0 | 0 | 0 | 0
oh_line_8104401_200878876 |  | AN | node_8104401_200878875 | node_8104401_200878876 | 72.368 | bal_1P_1/0AA_1/0AA(N) | 8104401 | no | no |  |  | no |  |  | 0 | 0 | 0 | 0
oh_line_8104401_200878877 |  | ABCN | node_8104401_200878875 | node_8104401_200878877 | 266.543 | bal_3P_4/0AC_1/0AC(N) | 8104401 | no | no |  |  | no |  |  | 0 | 0 | 0 | 0
oh_line_8104401_200878878 |  | ABCN | node_8104401_200878877 | node_8104401_200878878 | 233.737 | bal_3P_4/0AC_1/0AC(N) | 8104401 | no | no |  |  | no |  |  | 0 | 0 | 0 | 0
oh_line_8104401_200878879 |  | ABCN | node_8104401_200878878 | node_intto1_8104401_200878879 | 345.878 | bal_3P_4/0AC_1/0AC(N) | 8104401 | no | no |  |  | no |  |  | 0 | 0 | 0 | 0
oh_line_8104401_200878880 |  | ABCN | node_8104401_200878879 | node_8104401_200878880 | 346.474 | bal_3P_4/0AC_1/0AC(N) | 8104401 | no | no |  |  | no |  |  | 0 | 0 | 0 | 0
oh_line_8104401_200878881 |  | ABCN | node_8104401_200878880 | node_8104401_200878881 | 351.546 | bal_3P_4/0AC_1/0AC(N) | 8104401 | no | no |  |  | no |  |  | 0 | 0 | 0 | 0
oh_line_8104401_200878882 |  | ABCN | node_8104401_200878881 | node_8104401_200878882 | 354.966 | bal_3P_4/0AC_1/0AC(N) | 8104401 | no | no |  |  | no |  |  | 0 | 0 | 0 | 0
oh_line_8104401_200878884 |  | ABCN | node_8104401_200878882 | node_8104401_200878884 | 356.084 | bal_3P_4/0AC_1/0AC(N) | 8104401 | no | no |  |  | no |  |  | 0 | 0 | 0 | 0
oh_line_8104401_200878885 |  | ABCN | node_8104401_200878884 | node_8104401_200878885 | 344.892 | bal_3P_4/0AC_1/0AC(N) | 8104401 | no | no |  |  | no |  |  | 0 | 0 | 0 | 0
oh_line_8104401_200878887 |  | ABCN | node_8104401_200878885 | node_8104401_200878887 | 251.331 | bal_3P_4/0AC_1/0AC(N) | 8104401 | no | no |  |  | no |  |  | 0 | 0 | 0 | 0
oh_line_8104401_200878888 |  | ABCN | node_8104401_200878887 | node_8104401_200878888 | 254.86 | bal_3P_4/0AC_1/0AC(N) | 8104401 | no | no |  |  | no |  |  | 0 | 0 | 0 | 0
oh_line_8104401_200878889 |  | AN | node_8104401_200878888 | node_8104401_200878889 | 145.965 | bal_1P_2AC_2AC(N) | 8104401 | no | no |  |  | no |  |  | 0 | 0 | 0 | 0
oh_line_8104401_200878890 |  | AN | node_8104401_200878889 | node_intto1_8104401_200878890 | 321.425 | bal_1P_2AC_2AC(N) | 8104401 | no | no |  |  | no |  |  | 0 | 0 | 0 | 0
oh_line_8104401_200878891 |  | AN | node_8104401_200878890 | node_8104401_200878891 | 337.655 | bal_1P_2AC_2AC(N) | 8104401 | no | no |  |  | no |  |  | 0 | 0 | 0 | 0
oh_line_8104401_200878892 |  | AN | node_8104401_200878891 | node_8104401_200878892 | 324.049 | bal_1P_2AC_2AC(N) | 8104401 | no | no |  |  | no |  |  | 0 | 0 | 0 | 0
oh_line_8104401_200878893 |  | ABCN | node_8104401_200878888 | node_8104401_200878893 | 354.201 | bal_3P_4/0AC_1/0AC(N) | 8104401 | no | no |  |  | no |  |  | 0 | 0 | 0 | 0
oh_line_8104401_200878895 |  | ABCN | node_8104401_200878893 | node_8104401_200878895 | 342.594 | bal_3P_4/0AC_1/0AC(N) | 8104401 | no | no |  |  | no |  |  | 0 | 0 | 0 | 0
oh_line_8104401_200878897 |  | AN | node_8104401_200878895 | node_8104401_200878897 | 66.177 | bal_1P_1/0AA_1/0AA(N) | 8104401 | no | no |  |  | no |  |  | 0 | 0 | 0 | 0
oh_line_8104401_200878898 |  | AN | node_8104401_200878897 | node_8104401_200878898 | 300.085 | bal_1P_1/0AA_1/0AA(N) | 8104401 | no | no |  |  | no |  |  | 0 | 0 | 0 | 0
oh_line_8104401_200878899 |  | ABCN | node_8104401_200878895 | node_8104401_200878899 | 334.615 | bal_3P_4/0AC_1/0AC(N) | 8104401 | no | no |  |  | no |  |  | 0 | 0 | 0 | 0
oh_line_8104401_200878900 |  | ABCN | node_8104401_200878899 | node_8104401_200878900 | 258.912 | bal_3P_4/0AC_1/0AC(N) | 8104401 | no | no |  |  | no |  |  | 0 | 0 | 0 | 0
oh_line_8104401_200878902 |  | ABCN | node_8104401_200878900 | node_8104401_200878902 | 359.5 | bal_3P_4/0AC_1/0AC(N) | 8104401 | no | no |  |  | no |  |  | 0 | 0 | 0 | 0
oh_line_8104401_200878905 |  | ABCN | node_8104401_200878902 | node_8104401_200878905 | 353.105 | bal_3P_4/0AC_1/0AC(N) | 8104401 | no | no |  |  | no |  |  | 0 | 0 | 0 | 0
oh_line_8104401_200878907 |  | ABCN | node_8104401_200878905 | node_8104401_200878907 | 348.18 | bal_3P_4/0AC_1/0AC(N) | 8104401 | no | no |  |  | no |  |  | 0 | 0 | 0 | 0
oh_line_8104401_200878908 |  | ABCN | node_8104401_200878907 | node_8104401_200878908 | 343.15 | bal_3P_4/0AC_1/0AC(N) | 8104401 | no | no |  |  | no |  |  | 0 | 0 | 0 | 0
oh_line_8104401_200878909 |  | ABCN | node_8104401_200878908 | node_8104401_200878909 | 341.543 | bal_3P_4/0AC_1/0AC(N) | 8104401 | no | no |  |  | no |  |  | 0 | 0 | 0 | 0
oh_line_8104401_200878910 |  | ABCN | node_8104401_200878909 | node_8104401_200878910 | 341.636 | bal_3P_4/0AC_1/0AC(N) | 8104401 | no | no |  |  | no |  |  | 0 | 0 | 0 | 0
oh_line_8104401_200878911 |  | ABCN | node_8104401_312133993 | node_8104401_200878911 | 204.695 | bal_3P_4/0AC_1/0AC(N) | 8104401 | no | no |  |  | no |  |  | 0 | 0 | 0 | 0
oh_line_8104401_200878912 |  | ABCN | node_8104401_200878911 | node_8104401_200878912 | 332.066 | bal_3P_4/0AC_1/0AC(N) | 8104401 | no | no |  |  | no |  |  | 0 | 0 | 0 | 0
oh_line_8104401_200878914 |  | ABCN | node_8104401_200878912 | node_8104401_200878914 | 334.233 | bal_3P_4/0AC_1/0AC(N) | 8104401 | no | no |  |  | no |  |  | 0 | 0 | 0 | 0
oh_line_8104401_200878915 |  | ABCN | node_8104401_200878914 | node_intto1_8104401_200878915 | 224.455 | bal_3P_4/0AC_1/0AC(N) | 8104401 | no | no |  |  | no |  |  | 0 | 0 | 0 | 0
oh_line_8104401_200878916 |  | ABCN | node_8104401_200878915 | node_8104401_200878916 | 230.743 | bal_3P_4/0AC_1/0AC(N) | 8104401 | no | no |  |  | no |  |  | 0 | 0 | 0 | 0
oh_line_8104401_200878917 |  | ABCN | node_8104401_200878916 | node_8104401_200878917 | 267.791 | bal_3P_4/0AC_1/0AC(N) | 8104401 | no | no |  |  | no |  |  | 0 | 0 | 0 | 0
oh_line_8104401_200878918 |  | ABCN | node_8104401_200878917 | node_8104401_200878918 | 270.638 | bal_3P_4/0AC_1/0AC(N) | 8104401 | no | no |  |  | no |  |  | 0 | 0 | 0 | 0
oh_line_8104401_200878919 |  | ABCN | node_8104401_200878918 | node_8104401_200878919 | 275.986 | bal_3P_4/0AC_1/0AC(N) | 8104401 | no | no |  |  | no |  |  | 0 | 0 | 0 | 0
oh_line_8104401_200878920 |  | ABCN | node_8104401_200878919 | node_8104401_200878920 | 279.657 | bal_3P_4/0AC_1/0AC(N) | 8104401 | no | no |  |  | no |  |  | 0 | 0 | 0 | 0
oh_line_8104401_200878922 |  | ABCN | node_8104401_200878920 | node_8104401_200878922 | 331.763 | bal_3P_4/0AC_1/0AC(N) | 8104401 | no | no |  |  | no |  |  | 0 | 0 | 0 | 0
oh_line_8104401_200878924 |  | ABCN | node_8104401_200878922 | node_8104401_200878924 | 277.85 | bal_3P_4/0AC_1/0AC(N) | 8104401 | no | no |  |  | no |  |  | 0 | 0 | 0 | 0
oh_line_8104401_200878925 |  | AD | node_8104401_200909301 | node_8104401_200878925 | 333.618 | bal_1P_1/0AA | 8104401 | no | no |  |  | no |  |  | 0 | 0 | 0 | 0
oh_line_8104401_200878926 |  | AD | node_8104401_200878932 | node_intto1_8104401_200878926 | 426.003 | bal_1P_1/0AA | 8104401 | no | no |  |  | no |  |  | 0 | 0 | 0 | 0
oh_line_8104401_200878927 |  | AD | node_8104401_200878929 | node_8104401_200878927 | 179.322 | bal_1P_1/0AA | 8104401 | no | no |  |  | no |  |  | 0 | 0 | 0 | 0
oh_line_8104401_200878928 |  | AD | node_8104401_200878646 | node_intto1_8104401_200878928 | 200.2 | bal_1P_2AC | 8104401 | no | no |  |  | no |  |  | 0 | 0 | 0 | 0
oh_line_8104401_200878929 |  | AD | node_8104401_200878944 | node_8104401_200878929 | 251.637 | bal_1P_1/0AA | 8104401 | no | no |  |  | no |  |  | 0 | 0 | 0 | 0
oh_line_8104401_200878930 |  | AD | node_8104401_200878927 | node_8104401_200878930 | 280.649 | bal_1P_1/0AA | 8104401 | no | no |  |  | no |  |  | 0 | 0 | 0 | 0
oh_line_8104401_200878931 |  | AD | node_8104401_200878930 | node_8104401_200878931 | 281.502 | bal_1P_1/0AA | 8104401 | no | no |  |  | no |  |  | 0 | 0 | 0 | 0
oh_line_8104401_200878932 |  | AD | node_8104401_200878931 | node_8104401_200878932 | 249.539 | bal_1P_1/0AA | 8104401 | no | no |  |  | no |  |  | 0 | 0 | 0 | 0
oh_line_8104401_200878933 |  | AD | node_8104401_200878932 | node_8104401_200878933 | 210.716 | bal_1P_1/0AA | 8104401 | no | no |  |  | no |  |  | 0 | 0 | 0 | 0
oh_line_8104401_200878934 |  | AD | node_8104401_200878933 | node_8104401_200878934 | 251.866 | bal_1P_1/0AA | 8104401 | no | no |  |  | no |  |  | 0 | 0 | 0 | 0
oh_line_8104401_200878935 |  | AD | node_8104401_200878928 | node_8104401_200878935 | 159.204 | bal_1P_2AC | 8104401 | no | no |  |  | no |  |  | 0 | 0 | 0 | 0
oh_line_8104401_200878936 |  | AD | node_8104401_200878935 | node_8104401_200878936 | 143.541 | bal_1P_2AC | 8104401 | no | no |  |  | no |  |  | 0 | 0 | 0 | 0
oh_line_8104401_200878938 |  | AD | node_8104401_200878936 | node_8104401_200878938 | 304.006 | bal_1P_2AC | 8104401 | no | no |  |  | no |  |  | 0 | 0 | 0 | 0
oh_line_8104401_200878939 |  | AD | node_8104401_200878938 | node_8104401_200878939 | 188.475 | bal_1P_2AC | 8104401 | no | no |  |  | no |  |  | 0 | 0 | 0 | 0
oh_line_8104401_200878940 |  | AD | node_8104401_200878939 | node_8104401_200878940 | 296.315 | bal_1P_2AC | 8104401 | no | no |  |  | no |  |  | 0 | 0 | 0 | 0
oh_line_8104401_200878941 |  | AD | node_8104401_200878940 | node_8104401_200878941 | 423.756 | bal_1P_2AC | 8104401 | no | no |  |  | no |  |  | 0 | 0 | 0 | 0
oh_line_8104401_200878942 |  | AD | node_8104401_200878941 | node_8104401_200878942 | 358.571 | bal_1P_2AC | 8104401 | no | no |  |  | no |  |  | 0 | 0 | 0 | 0
oh_line_8104401_200878943 |  | AD | node_8104401_200878941 | node_8104401_200878943 | 255.443 | bal_1P_2AC | 8104401 | no | no |  |  | no |  |  | 0 | 0 | 0 | 0
oh_line_8104401_200878944 |  | AD | node_8104401_200878943 | node_8104401_200878944 | 218.065 | bal_1P_1/0AA | 8104401 | no | no |  |  | no |  |  | 0 | 0 | 0 | 0
oh_line_8104401_200878945 |  | AD | node_8104401_200878671 | node_8104401_200878945 | 193.137 | bal_1P_1/0AC | 8104401 | no | no |  |  | no |  |  | 0 | 0 | 0 | 0
oh_line_8104401_200878946 |  | AD | node_8104401_200878962 | node_8104401_200878946 | 397.993 | bal_1P_1/0AC | 8104401 | no | no |  |  | no |  |  | 0 | 0 | 0 | 0
oh_line_8104401_200878947 |  | AD | node_8104401_200878946 | node_8104401_200878947 | 266.302 | bal_1P_1/0AC | 8104401 | no | no |  |  | no |  |  | 0 | 0 | 0 | 0
oh_line_8104401_200878948 |  | AD | node_8104401_200878947 | node_8104401_200878948 | 297.68 | bal_1P_1/0AC | 8104401 | no | no |  |  | no |  |  | 0 | 0 | 0 | 0
oh_line_8104401_200878949 |  | AD | node_8104401_200878948 | node_8104401_200878949 | 201.181 | bal_1P_1/0AC | 8104401 | no | no |  |  | no |  |  | 0 | 0 | 0 | 0
oh_line_8104401_200878950 |  | AD | node_8104401_200878949 | node_8104401_200878950 | 413.675 | bal_1P_1/0AC | 8104401 | no | no |  |  | no |  |  | 0 | 0 | 0 | 0
oh_line_8104401_200878951 |  | AD | node_8104401_200878945 | node_intto1_8104401_200878951 | 190.216 | bal_1P_1/0AC | 8104401 | no | no |  |  | no |  |  | 0 | 0 | 0 | 0
oh_line_8104401_200878952 |  | AD | node_8104401_200878951 | node_8104401_200878952 | 274.247 | bal_1P_1/0AC | 8104401 | no | no |  |  | no |  |  | 0 | 0 | 0 | 0
oh_line_8104401_200878954 |  | AD | node_8104401_200878952 | node_8104401_200878954 | 282.829 | bal_1P_1/0AC | 8104401 | no | no |  |  | no |  |  | 0 | 0 | 0 | 0
oh_line_8104401_200878956 |  | AD | node_8104401_200878954 | node_8104401_200878956 | 294.173 | bal_1P_1/0AC | 8104401 | no | no |  |  | no |  |  | 0 | 0 | 0 | 0
oh_line_8104401_200878957 |  | AD | node_8104401_200878956 | node_8104401_200878957 | 283.399 | bal_1P_1/0AC | 8104401 | no | no |  |  | no |  |  | 0 | 0 | 0 | 0
oh_line_8104401_200878959 |  | AD | node_8104401_200878957 | node_8104401_200878959 | 302.885 | bal_1P_1/0AC | 8104401 | no | no |  |  | no |  |  | 0 | 0 | 0 | 0
oh_line_8104401_200878960 |  | AD | node_8104401_200878959 | node_8104401_200878960 | 352.019 | bal_1P_1/0AC | 8104401 | no | no |  |  | no |  |  | 0 | 0 | 0 | 0
oh_line_8104401_200878962 |  | AD | node_8104401_200878960 | node_8104401_200878962 | 329.669 | bal_1P_1/0AC | 8104401 | no | no |  |  | no |  |  | 0 | 0 | 0 | 0
oh_line_8104401_200878964 |  | AN | node_8104401_200878914 | node_8104401_200878964 | 74.776 | bal_1P_2AC_2AC(N) | 8104401 | no | no |  |  | no |  |  | 0 | 0 | 0 | 0
oh_line_8104401_200878965 |  | AN | node_8104401_200878964 | node_intto1_8104401_200878965 | 215.127 | bal_1P_2AC_2AC(N) | 8104401 | no | no |  |  | no |  |  | 0 | 0 | 0 | 0
oh_line_8104401_200878966 |  | AN | node_8104401_200878965 | node_8104401_200878966 | 327.402 | bal_1P_2AC_2AC(N) | 8104401 | no | no |  |  | no |  |  | 0 | 0 | 0 | 0
oh_line_8104401_200878967 |  | AN | node_8104401_200878966 | node_8104401_200878967 | 374.73 | bal_1P_2AC_2AC(N) | 8104401 | no | no |  |  | no |  |  | 0 | 0 | 0 | 0
oh_line_8104401_200878968 |  | AN | node_8104401_200878967 | node_8104401_200878968 | 343.583 | bal_1P_2AC_2AC(N) | 8104401 | no | no |  |  | no |  |  | 0 | 0 | 0 | 0
oh_line_8104401_200878969 |  | AN | node_8104401_200878968 | node_8104401_200878969 | 404.923 | bal_1P_2AC_2AC(N) | 8104401 | no | no |  |  | no |  |  | 0 | 0 | 0 | 0
oh_line_8104401_200878970 |  | AN | node_8104401_200878969 | node_8104401_200878970 | 399.274 | bal_1P_2AC_2AC(N) | 8104401 | no | no |  |  | no |  |  | 0 | 0 | 0 | 0
oh_line_8104401_200878971 |  | AN | node_8104401_200878970 | node_8104401_200878971 | 342.152 | bal_1P_2AC_2AC(N) | 8104401 | no | no |  |  | no |  |  | 0 | 0 | 0 | 0
oh_line_8104401_200878972 |  | AN | node_8104401_200878971 | node_8104401_200878972 | 127.814 | bal_1P_1/0AA_1/0AA(N) | 8104401 | no | no |  |  | no |  |  | 0 | 0 | 0 | 0
oh_line_8104401_200878973 |  | AN | node_8104401_200878972 | node_8104401_200878973 | 183.497 | bal_1P_1/0AA_1/0AA(N) | 8104401 | no | no |  |  | no |  |  | 0 | 0 | 0 | 0
oh_line_8104401_200878974 |  | AN | node_8104401_200878854 | node_intto1_8104401_200878974 | 113.914 | bal_1P_1/0AA_1/0AA(N) | 8104401 | no | no |  |  | no |  |  | 0 | 0 | 0 | 0
oh_line_8104401_200878975 |  | AN | node_8104401_200878974 | node_8104401_200878975 | 276.852 | bal_1P_1/0AA_1/0AA(N) | 8104401 | no | no |  |  | no |  |  | 0 | 0 | 0 | 0
oh_line_8104401_200878976 |  | AN | node_8104401_200878975 | node_8104401_200878976 | 276.028 | bal_1P_1/0AA_1/0AA(N) | 8104401 | no | no |  |  | no |  |  | 0 | 0 | 0 | 0
oh_line_8104401_200878977 |  | AN | node_8104401_200878976 | node_8104401_200878977 | 273.806 | bal_1P_1/0AA_1/0AA(N) | 8104401 | no | no |  |  | no |  |  | 0 | 0 | 0 | 0
oh_line_8104401_200878978 |  | AN | node_8104401_200878977 | node_8104401_200878978 | 270.355 | bal_1P_1/0AA_1/0AA(N) | 8104401 | no | no |  |  | no |  |  | 0 | 0 | 0 | 0
oh_line_8104401_200878979 |  | AN | node_8104401_200878978 | node_8104401_200878979 | 251.656 | bal_1P_1/0AA_1/0AA(N) | 8104401 | no | no |  |  | no |  |  | 0 | 0 | 0 | 0
oh_line_8104401_200878980 |  | AN | node_8104401_200878888 | node_intto1_8104401_200878980 | 263.055 | bal_1P_1/0AA_1/0AA(N) | 8104401 | no | no |  |  | no |  |  | 0 | 0 | 0 | 0
oh_line_8104401_200878981 |  | AN | node_8104401_200878980 | node_8104401_200878981 | 265.148 | bal_1P_1/0AA_1/0AA(N) | 8104401 | no | no |  |  | no |  |  | 0 | 0 | 0 | 0
oh_line_8104401_200878982 |  | AN | node_8104401_200878981 | node_8104401_200878982 | 255.246 | bal_1P_1/0AA_1/0AA(N) | 8104401 | no | no |  |  | no |  |  | 0 | 0 | 0 | 0
oh_line_8104401_200878983 |  | AN | node_8104401_200878982 | node_8104401_200878983 | 219.281 | bal_1P_1/0AA_1/0AA(N) | 8104401 | no | no |  |  | no |  |  | 0 | 0 | 0 | 0
oh_line_8104401_200878984 |  | AN | node_8104401_200878983 | node_8104401_200878984 | 225.546 | bal_1P_1/0AA_1/0AA(N) | 8104401 | no | no |  |  | no |  |  | 0 | 0 | 0 | 0
oh_line_8104401_200878985 |  | AN | node_8104401_200878984 | node_8104401_200878985 | 339.338 | bal_1P_1/0AA_1/0AA(N) | 8104401 | no | no |  |  | no |  |  | 0 | 0 | 0 | 0
oh_line_8104401_200878986 |  | AN | node_8104401_200878985 | node_8104401_200878986 | 337.516 | bal_1P_1/0AA_1/0AA(N) | 8104401 | no | no |  |  | no |  |  | 0 | 0 | 0 | 0
oh_line_8104401_200878987 |  | AN | node_8104401_200878986 | node_8104401_200878987 | 308.966 | bal_1P_1/0AA_1/0AA(N) | 8104401 | no | no |  |  | no |  |  | 0 | 0 | 0 | 0
oh_line_8104401_200878988 |  | AD | node_8104401_200878501 | node_8104401_200878988 | 247.985 | bal_1P_2AC | 8104401 | no | no |  |  | no |  |  | 0 | 0 | 0 | 0
oh_line_8104401_200878989 |  | AD | node_8104401_200878988 | node_8104401_200878989 | 280.091 | bal_1P_2AC | 8104401 | no | no |  |  | no |  |  | 0 | 0 | 0 | 0
oh_line_8104401_200878990 |  | AD | node_8104401_200878989 | node_8104401_200878990 | 377.506 | bal_1P_2AC | 8104401 | no | no |  |  | no |  |  | 0 | 0 | 0 | 0
oh_line_8104401_200878991 |  | AD | node_8104401_200878990 | node_8104401_200878991 | 325.987 | bal_1P_1/0AC | 8104401 | no | no |  |  | no |  |  | 0 | 0 | 0 | 0
oh_line_8104401_200878992 |  | AD | node_8104401_200878991 | node_8104401_200878992 | 258.028 | bal_1P_1/0AC | 8104401 | no | no |  |  | no |  |  | 0 | 0 | 0 | 0
oh_line_8104401_200878993 |  | AD | node_8104401_200878992 | node_8104401_200878993 | 156.649 | bal_1P_1/0AC | 8104401 | no | no |  |  | no |  |  | 0 | 0 | 0 | 0
oh_line_8104401_200878994 |  | AD | node_8104401_200878990 | node_8104401_200878994 | 370.814 | bal_1P_2AC | 8104401 | no | no |  |  | no |  |  | 0 | 0 | 0 | 0
oh_line_8104401_200878995 |  | AD | node_8104401_200878994 | node_8104401_200878995 | 297.057 | bal_1P_2AC | 8104401 | no | no |  |  | no |  |  | 0 | 0 | 0 | 0
oh_line_8104401_200878996 |  | AD | node_8104401_200878995 | node_8104401_200878996 | 247.382 | bal_1P_2AC | 8104401 | no | no |  |  | no |  |  | 0 | 0 | 0 | 0
oh_line_8104401_200878997 |  | AD | node_8104401_200878587 | node_intto1_8104401_200878997 | 61.742 | bal_1P_1/0AA | 8104401 | no | no |  |  | no |  |  | 0 | 0 | 0 | 0
oh_line_8104401_200878998 |  | AD | node_8104401_200878997 | node_8104401_200878998 | 246.022 | bal_1P_1/0AA | 8104401 | no | no |  |  | no |  |  | 0 | 0 | 0 | 0
oh_line_8104401_200878999 |  | AD | node_8104401_200878998 | node_8104401_200878999 | 244.926 | bal_1P_1/0AA | 8104401 | no | no |  |  | no |  |  | 0 | 0 | 0 | 0
oh_line_8104401_200879000 |  | AD | node_8104401_200878999 | node_8104401_200879000 | 244.368 | bal_1P_1/0AA | 8104401 | no | no |  |  | no |  |  | 0 | 0 | 0 | 0
oh_line_8104401_200879001 |  | AD | node_8104401_200879000 | node_8104401_200879001 | 271.099 | bal_1P_1/0AA | 8104401 | no | no |  |  | no |  |  | 0 | 0 | 0 | 0
oh_line_8104401_200879002 |  | AD | node_8104401_200879001 | node_8104401_200879002 | 270.517 | bal_1P_1/0AA | 8104401 | no | no |  |  | no |  |  | 0 | 0 | 0 | 0
oh_line_8104401_200879003 |  | AD | node_8104401_200879002 | node_8104401_200879003 | 258.746 | bal_1P_1/0AA | 8104401 | no | no |  |  | no |  |  | 0 | 0 | 0 | 0
oh_line_8104401_200879004 |  | AD | node_8104401_200879003 | node_8104401_200879004 | 164.087 | bal_1P_1/0AA | 8104401 | no | no |  |  | no |  |  | 0 | 0 | 0 | 0
oh_line_8104401_200879006 |  | AD | node_8104401_200879004 | node_8104401_200879006 | 282.142 | bal_1P_1/0AA | 8104401 | no | no |  |  | no |  |  | 0 | 0 | 0 | 0
oh_line_8104401_200879007 |  | AD | node_8104401_200879006 | node_8104401_200879007 | 174.947 | bal_1P_1/0AA | 8104401 | no | no |  |  | no |  |  | 0 | 0 | 0 | 0
oh_line_8104401_200879010 |  | AN | node_8104401_200878821 | node_8104401_200879010 | 50.958 | bal_1P_1/0AA_1/0AA(N) | 8104401 | no | no |  |  | no |  |  | 0 | 0 | 0 | 0
oh_line_8104401_200879011 |  | AN | node_8104401_200879010 | node_intto1_8104401_200879011 | 314.091 | bal_1P_1/0AA_1/0AA(N) | 8104401 | no | no |  |  | no |  |  | 0 | 0 | 0 | 0
oh_line_8104401_200879012 |  | AN | node_8104401_200879011 | node_8104401_200879012 | 264.68 | bal_1P_1/0AA_1/0AA(N) | 8104401 | no | no |  |  | no |  |  | 0 | 0 | 0 | 0
oh_line_8104401_200879013 |  | AN | node_8104401_200879012 | node_8104401_200879013 | 268.187 | bal_1P_1/0AA_1/0AA(N) | 8104401 | no | no |  |  | no |  |  | 0 | 0 | 0 | 0
oh_line_8104401_200879014 |  | AN | node_8104401_200879013 | node_8104401_200879014 | 293.135 | bal_1P_1/0AA_1/0AA(N) | 8104401 | no | no |  |  | no |  |  | 0 | 0 | 0 | 0
oh_line_8104401_200879015 |  | AN | node_8104401_200879014 | node_8104401_200879015 | 267.019 | bal_1P_1/0AA_1/0AA(N) | 8104401 | no | no |  |  | no |  |  | 0 | 0 | 0 | 0
oh_line_8104401_200879016 |  | AN | node_8104401_200879015 | node_8104401_200879016 | 277.127 | bal_1P_1/0AA_1/0AA(N) | 8104401 | no | no |  |  | no |  |  | 0 | 0 | 0 | 0
oh_line_8104401_200879017 |  | AN | node_8104401_200879016 | node_8104401_200879017 | 272.052 | bal_1P_1/0AA_1/0AA(N) | 8104401 | no | no |  |  | no |  |  | 0 | 0 | 0 | 0
oh_line_8104401_200879019 |  | AN | node_8104401_200879015 | node_8104401_200879019 | 125.159 | bal_1P_1/0AA_1/0AA(N) | 8104401 | no | no |  |  | no |  |  | 0 | 0 | 0 | 0
oh_line_8104401_200879020 |  | AN | node_8104401_200879019 | node_8104401_200879020 | 276.376 | bal_1P_1/0AA_1/0AA(N) | 8104401 | no | no |  |  | no |  |  | 0 | 0 | 0 | 0
oh_line_8104401_200879021 |  | AN | node_8104401_200879020 | node_8104401_200879021 | 267.284 | bal_1P_1/0AA_1/0AA(N) | 8104401 | no | no |  |  | no |  |  | 0 | 0 | 0 | 0
oh_line_8104401_200879022 |  | AN | node_8104401_200879021 | node_8104401_200879022 | 263.56 | bal_1P_1/0AA_1/0AA(N) | 8104401 | no | no |  |  | no |  |  | 0 | 0 | 0 | 0
oh_line_8104401_200879023 |  | AN | node_8104401_200879022 | node_8104401_200879023 | 251.662 | bal_1P_1/0AA_1/0AA(N) | 8104401 | no | no |  |  | no |  |  | 0 | 0 | 0 | 0
oh_line_8104401_200879024 |  | AN | node_8104401_200879023 | node_8104401_200879024 | 232.26 | bal_1P_1/0AA_1/0AA(N) | 8104401 | no | no |  |  | no |  |  | 0 | 0 | 0 | 0
oh_line_8104401_200879025 |  | AN | node_8104401_200879024 | node_8104401_200879025 | 264.153 | bal_1P_1/0AA_1/0AA(N) | 8104401 | no | no |  |  | no |  |  | 0 | 0 | 0 | 0
oh_line_8104401_200879026 |  | AN | node_8104401_200879025 | node_8104401_200879026 | 145.067 | bal_1P_1/0AA_1/0AA(N) | 8104401 | no | no |  |  | no |  |  | 0 | 0 | 0 | 0
oh_line_8104401_200879960 |  | AD | node_8104401_200879961 | node_8104401_200879960 | 297.136 | bal_1P_4/0AA | 8104401 | no | no |  |  | no |  |  | 0 | 0 | 0 | 0
oh_line_8104401_200879961 |  | AD | node_8104401_200879962 | node_8104401_200879961 | 289.657 | bal_1P_4/0AA | 8104401 | no | no |  |  | no |  |  | 0 | 0 | 0 | 0
oh_line_8104401_200879962 |  | AD | node_8104401_200879966 | node_8104401_200879962 | 224.796 | bal_1P_4/0AA | 8104401 | no | no |  |  | no |  |  | 0 | 0 | 0 | 0
oh_line_8104401_200879963 |  | AD | node_8104401_200879962 | node_intto1_8104401_200879963 | 333.059 | bal_1P_1/0AC | 8104401 | no | no |  |  | no |  |  | 0 | 0 | 0 | 0
oh_line_8104401_200879964 |  | AD | node_8104401_200879963 | node_8104401_200879964 | 235.01 | bal_1P_1/0AC | 8104401 | no | no |  |  | no |  |  | 0 | 0 | 0 | 0
oh_line_8104401_200879965 |  | AD | node_8104401_200879964 | node_8104401_200879965 | 428.266 | bal_1P_1/0AC | 8104401 | no | no |  |  | no |  |  | 0 | 0 | 0 | 0
oh_line_8104401_200879966 |  | AD | node_8104401_200879967 | node_8104401_200879966 | 372.353 | bal_1P_4/0AA | 8104401 | no | no |  |  | no |  |  | 0 | 0 | 0 | 0
oh_line_8104401_200879967 |  | AD | node_8104401_200879968 | node_8104401_200879967 | 214.576 | bal_1P_4/0AA | 8104401 | no | no |  |  | no |  |  | 0 | 0 | 0 | 0
oh_line_8104401_200879968 |  | AD | node_8104401_200879969 | node_8104401_200879968 | 164.405 | bal_1P_4/0AA | 8104401 | no | no |  |  | no |  |  | 0 | 0 | 0 | 0
oh_line_8104401_200879969 |  | AD | node_8104401_200879970 | node_8104401_200879969 | 347.39 | bal_1P_4/0AA | 8104401 | no | no |  |  | no |  |  | 0 | 0 | 0 | 0
oh_line_8104401_200879970 |  | AD | node_8104401_200879974 | node_8104401_200879970 | 265.783 | bal_1P_4/0AA | 8104401 | no | no |  |  | no |  |  | 0 | 0 | 0 | 0
oh_line_8104401_200879971 |  | AD | node_8104401_200879970 | node_8104401_200879971 | 162.066 | bal_1P_1/0AA | 8104401 | no | no |  |  | no |  |  | 0 | 0 | 0 | 0
oh_line_8104401_200879972 |  | AD | node_8104401_200879971 | node_8104401_200879972 | 298.24 | bal_1P_1/0AC | 8104401 | no | no |  |  | no |  |  | 0 | 0 | 0 | 0
oh_line_8104401_200879974 |  | AD | node_8104401_200879975 | node_8104401_200879974 | 225.3 | bal_1P_4/0AA | 8104401 | no | no |  |  | no |  |  | 0 | 0 | 0 | 0
oh_line_8104401_200879975 |  | AD | node_8104401_200879976 | node_8104401_200879975 | 231.478 | bal_1P_4/0AA | 8104401 | no | no |  |  | no |  |  | 0 | 0 | 0 | 0
oh_line_8104401_200879976 |  | AD | node_8104401_200879977 | node_8104401_200879976 | 190.518 | bal_1P_4/0AA | 8104401 | no | no |  |  | no |  |  | 0 | 0 | 0 | 0
oh_line_8104401_200879977 |  | AD | node_8104401_200879979 | node_8104401_200879977 | 294.871 | bal_1P_4/0AA | 8104401 | no | no |  |  | no |  |  | 0 | 0 | 0 | 0
oh_line_8104401_200879978 |  | AD | node_8104401_200879977 | node_8104401_200879978 | 168.798 | bal_1P_1/0AA | 8104401 | no | no |  |  | no |  |  | 0 | 0 | 0 | 0
oh_line_8104401_200879979 |  | AD | node_8104401_200879980 | node_8104401_200879979 | 291.017 | bal_1P_4/0AA | 8104401 | no | no |  |  | no |  |  | 0 | 0 | 0 | 0
oh_line_8104401_200879980 |  | AD | node_8104401_200964070 | node_8104401_200879980 | 298.976 | bal_1P_4/0AA | 8104401 | no | no |  |  | no |  |  | 0 | 0 | 0 | 0
oh_line_8104401_200879982 |  | AD | node_8104401_311912882 | node_8104401_200879982 | 286.116 | bal_1P_2AC | 8104401 | no | no |  |  | no |  |  | 0 | 0 | 0 | 0
oh_line_8104401_200880009 |  | AD | node_8104401_201013819 | node_8104401_200880009 | 219.326 | bal_1P_4AC | 8104401 | no | no |  |  | no |  |  | 0 | 0 | 0 | 0
oh_line_8104401_200880013 |  | AD | node_8104401_201013720 | node_8104401_200880013 | 367.467 | bal_1P_4AC | 8104401 | no | no |  |  | no |  |  | 0 | 0 | 0 | 0
oh_line_8104401_200880018 |  | AD | node_8104401_201013821 | node_8104401_200880018 | 205.236 | bal_1P_4AC | 8104401 | no | no |  |  | no |  |  | 0 | 0 | 0 | 0
oh_line_8104401_200880019 |  | AD | node_8104401_200880018 | node_8104401_200880019 | 218.62 | bal_1P_1/0AC | 8104401 | no | no |  |  | no |  |  | 0 | 0 | 0 | 0
oh_line_8104401_200880020 |  | AD | node_8104401_200880019 | node_8104401_200880020 | 187.591 | bal_1P_1/0AC | 8104401 | no | no |  |  | no |  |  | 0 | 0 | 0 | 0
oh_line_8104401_200880021 |  | AD | node_8104401_200880018 | node_8104401_200880021 | 320.052 | bal_1P_4/0AA | 8104401 | no | no |  |  | no |  |  | 0 | 0 | 0 | 0
oh_line_8104401_200880022 |  | AD | node_8104401_200880021 | node_8104401_200880022 | 213.871 | bal_1P_4/0AA | 8104401 | no | no |  |  | no |  |  | 0 | 0 | 0 | 0
oh_line_8104401_200880023 |  | AD | node_8104401_200880022 | node_8104401_200880023 | 249.959 | bal_1P_4/0AA | 8104401 | no | no |  |  | no |  |  | 0 | 0 | 0 | 0
oh_line_8104401_200880025 |  | AD | node_8104401_200880023 | node_8104401_200880025 | 265.85 | bal_1P_4/0AA | 8104401 | no | no |  |  | no |  |  | 0 | 0 | 0 | 0
oh_line_8104401_200880026 |  | AD | node_8104401_200880025 | node_8104401_200880026 | 185.923 | bal_1P_4/0AA | 8104401 | no | no |  |  | no |  |  | 0 | 0 | 0 | 0
oh_line_8104401_200880027 |  | AD | node_8104401_200880026 | node_8104401_200880027 | 199.992 | bal_1P_4/0AA | 8104401 | no | no |  |  | no |  |  | 0 | 0 | 0 | 0
oh_line_8104401_200880028 |  | AD | node_8104401_200880027 | node_8104401_200880028 | 215.725 | bal_1P_4/0AA | 8104401 | no | no |  |  | no |  |  | 0 | 0 | 0 | 0
oh_line_8104401_200880029 |  | AD | node_8104401_200880028 | node_intto1_8104401_200880029 | 219.064 | bal_1P_2AC | 8104401 | no | no |  |  | no |  |  | 0 | 0 | 0 | 0
oh_line_8104401_200880030 |  | AD | node_8104401_200880029 | node_8104401_200880030 | 366.317 | bal_1P_2AC | 8104401 | no | no |  |  | no |  |  | 0 | 0 | 0 | 0
oh_line_8104401_200880031 |  | AD | node_8104401_200880030 | node_8104401_200880031 | 432.504 | bal_1P_2AC | 8104401 | no | no |  |  | no |  |  | 0 | 0 | 0 | 0
oh_line_8104401_200880032 |  | AD | node_8104401_200880031 | node_8104401_200880032 | 547.06 | bal_1P_2AC | 8104401 | no | no |  |  | no |  |  | 0 | 0 | 0 | 0
oh_line_8104401_200880035 |  | AD | node_8104401_312076742 | node_8104401_200880035 | 282.049 | bal_1P_4/0AA | 8104401 | no | no |  |  | no |  |  | 0 | 0 | 0 | 0
oh_line_8104401_200880036 |  | AD | node_8104401_200880035 | node_8104401_200880036 | 277.926 | bal_1P_4/0AA | 8104401 | no | no |  |  | no |  |  | 0 | 0 | 0 | 0
oh_line_8104401_200880040 |  | AD | node_8104401_201013824 | node_8104401_200880040 | 274.069 | bal_1P_4/0AA | 8104401 | no | no |  |  | no |  |  | 0 | 0 | 0 | 0
oh_line_8104401_200880041 |  | AD | node_8104401_200880040 | node_8104401_200880041 | 269.452 | bal_1P_4/0AA | 8104401 | no | no |  |  | no |  |  | 0 | 0 | 0 | 0
oh_line_8104401_200880043 |  | AD | node_8104401_200987742 | node_8104401_200880043 | 245.721 | bal_1P_4/0AA | 8104401 | no | no |  |  | no |  |  | 0 | 0 | 0 | 0
oh_line_8104401_200880045 |  | AD | node_8104401_200880043 | node_8104401_200880045 | 234.931 | bal_1P_4/0AA | 8104401 | no | no |  |  | no |  |  | 0 | 0 | 0 | 0
oh_line_8104401_200880046 |  | AD | node_8104401_201013822 | node_8104401_200880046 | 315.093 | bal_1P_4AC | 8104401 | no | no |  |  | no |  |  | 0 | 0 | 0 | 0
oh_line_8104401_200880047 |  | AD | node_8104401_200880045 | node_8104401_200880047 | 379.752 | bal_1P_4/0AA | 8104401 | no | no |  |  | no |  |  | 0 | 0 | 0 | 0
oh_line_8104401_200880048 |  | AD | node_8104401_200880047 | node_8104401_200880048 | 224.523 | bal_1P_2AC | 8104401 | no | no |  |  | no |  |  | 0 | 0 | 0 | 0
oh_line_8104401_200880049 |  | AD | node_8104401_200880047 | node_8104401_200880049 | 137.747 | bal_1P_4AC | 8104401 | no | no |  |  | no |  |  | 0 | 0 | 0 | 0
oh_line_8104401_200880050 |  | AD | node_8104401_200880049 | node_8104401_200880050 | 312.423 | bal_1P_4AC | 8104401 | no | no |  |  | no |  |  | 0 | 0 | 0 | 0
oh_line_8104401_200880051 |  | AD | node_8104401_200880047 | node_8104401_200880051 | 236.554 | bal_1P_4/0AA | 8104401 | no | no |  |  | no |  |  | 0 | 0 | 0 | 0
oh_line_8104401_200880052 |  | AD | node_8104401_200880051 | node_intto1_8104401_200880052 | 247.128 | bal_1P_4/0AA | 8104401 | no | no |  |  | no |  |  | 0 | 0 | 0 | 0
oh_line_8104401_200880053 |  | AD | node_8104401_200880052 | node_intto1_8104401_200880053 | 232.929 | bal_1P_4/0AA | 8104401 | no | no |  |  | no |  |  | 0 | 0 | 0 | 0
oh_line_8104401_200880054 |  | AD | node_8104401_200880053 | node_8104401_200880054 | 267.898 | bal_1P_4/0AA | 8104401 | no | no |  |  | no |  |  | 0 | 0 | 0 | 0
oh_line_8104401_200880056 |  | AD | node_8104401_200880054 | node_8104401_200880056 | 307.003 | bal_1P_4/0AA | 8104401 | no | no |  |  | no |  |  | 0 | 0 | 0 | 0
oh_line_8104401_200880057 |  | AD | node_8104401_200880056 | node_8104401_200880057 | 298.325 | bal_1P_4/0AA | 8104401 | no | no |  |  | no |  |  | 0 | 0 | 0 | 0
oh_line_8104401_200880058 |  | AD | node_8104401_200880057 | node_8104401_200880058 | 301.678 | bal_1P_4/0AA | 8104401 | no | no |  |  | no |  |  | 0 | 0 | 0 | 0
oh_line_8104401_200880060 |  | AD | node_8104401_200880058 | node_8104401_200880060 | 294.983 | bal_1P_4/0AA | 8104401 | no | no |  |  | no |  |  | 0 | 0 | 0 | 0
oh_line_8104401_200880061 |  | AD | node_8104401_200880060 | node_8104401_200880061 | 323.961 | bal_1P_4/0AA | 8104401 | no | no |  |  | no |  |  | 0 | 0 | 0 | 0
oh_line_8104401_200880062 |  | AD | node_8104401_200880061 | node_8104401_200880062 | 345.676 | bal_1P_4/0AA | 8104401 | no | no |  |  | no |  |  | 0 | 0 | 0 | 0
oh_line_8104401_200880063 |  | AD | node_8104401_200880062 | node_intto1_8104401_200880063 | 284.31 | bal_1P_4/0AA | 8104401 | no | no |  |  | no |  |  | 0 | 0 | 0 | 0
oh_line_8104401_200880064 |  | AD | node_8104401_200880063 | node_8104401_200880064 | 283.368 | bal_1P_4/0AA | 8104401 | no | no |  |  | no |  |  | 0 | 0 | 0 | 0
oh_line_8104401_200880065 |  | AD | node_8104401_200880064 | node_8104401_200880065 | 266.449 | bal_1P_4/0AA | 8104401 | no | no |  |  | no |  |  | 0 | 0 | 0 | 0
oh_line_8104401_200880066 |  | AD | node_8104401_200880046 | node_8104401_200880066 | 277.303 | bal_1P_4/0AA | 8104401 | no | no |  |  | no |  |  | 0 | 0 | 0 | 0
oh_line_8104401_200880067 |  | AD | node_8104401_200880066 | node_8104401_200880067 | 309.603 | bal_1P_4/0AA | 8104401 | no | no |  |  | no |  |  | 0 | 0 | 0 | 0
oh_line_8104401_200880068 |  | AD | node_8104401_200880065 | node_8104401_200880068 | 289.333 | bal_1P_4/0AA | 8104401 | no | no |  |  | no |  |  | 0 | 0 | 0 | 0
oh_line_8104401_200880069 |  | AD | node_8104401_200880068 | node_8104401_200880069 | 312.222 | bal_1P_4/0AA | 8104401 | no | no |  |  | no |  |  | 0 | 0 | 0 | 0
oh_line_8104401_200880070 |  | AD | node_8104401_200880069 | node_8104401_200880070 | 218.908 | bal_1P_4/0AA | 8104401 | no | no |  |  | no |  |  | 0 | 0 | 0 | 0
oh_line_8104401_200880072 |  | AD | node_8104401_200880073 | node_8104401_200880072 | 212.271 | bal_1P_4/0AA | 8104401 | no | no |  |  | no |  |  | 0 | 0 | 0 | 0
oh_line_8104401_200880073 |  | AD | node_8104401_200880070 | node_8104401_200880073 | 482.266 | bal_1P_4/0AA | 8104401 | no | no |  |  | no |  |  | 0 | 0 | 0 | 0
oh_line_8104401_200880074 |  | AD | node_8104401_200880070 | node_8104401_200880074 | 287.445 | bal_1P_2AC | 8104401 | no | no |  |  | no |  |  | 0 | 0 | 0 | 0
oh_line_8104401_200880075 |  | AD | node_8104401_200880074 | node_8104401_200880075 | 258.499 | bal_1P_2AC | 8104401 | no | no |  |  | no |  |  | 0 | 0 | 0 | 0
oh_line_8104401_200880076 |  | AD | node_8104401_200880067 | node_8104401_200880076 | 231.544 | bal_1P_4/0AA | 8104401 | no | no |  |  | no |  |  | 0 | 0 | 0 | 0
oh_line_8104401_200880077 |  | AD | node_8104401_200880076 | node_8104401_200880077 | 300.217 | bal_1P_4/0AA | 8104401 | no | no |  |  | no |  |  | 0 | 0 | 0 | 0
oh_line_8104401_200880078 |  | AD | node_8104401_200880077 | node_8104401_200880078 | 356.262 | bal_1P_4/0AA | 8104401 | no | no |  |  | no |  |  | 0 | 0 | 0 | 0
oh_line_8104401_200880079 |  | AD | node_8104401_200880078 | node_8104401_200880079 | 317.127 | bal_1P_4/0AA | 8104401 | no | no |  |  | no |  |  | 0 | 0 | 0 | 0
oh_line_8104401_200880080 |  | AD | node_8104401_200880079 | node_8104401_200880080 | 185.364 | bal_1P_1/0AA | 8104401 | no | no |  |  | no |  |  | 0 | 0 | 0 | 0
oh_line_8104401_200880081 |  | AD | node_8104401_200880079 | node_8104401_200880081 | 238.433 | bal_1P_4/0AA | 8104401 | no | no |  |  | no |  |  | 0 | 0 | 0 | 0
oh_line_8104401_200880082 |  | AD | node_8104401_200880081 | node_8104401_200880082 | 236.789 | bal_1P_4/0AA | 8104401 | no | no |  |  | no |  |  | 0 | 0 | 0 | 0
oh_line_8104401_200880083 |  | AN | node_8104401_200880200 | node_intto1_8104401_200880083 | 297.651 | bal_1P_4/0AC_1/0AC(N) | 8104401 | no | no |  |  | no |  |  | 0 | 0 | 0 | 0
oh_line_8104401_200880084 |  | AN | node_8104401_200880095 | node_8104401_200880084 | 193.571 | bal_1P_1/0AC_1/0AC(N) | 8104401 | no | no |  |  | no |  |  | 0 | 0 | 0 | 0
oh_line_8104401_200880086 |  | AN | node_8104401_200880083 | node_8104401_200880086 | 256.521 | bal_1P_4/0AC_1/0AC(N) | 8104401 | no | no |  |  | no |  |  | 0 | 0 | 0 | 0
oh_line_8104401_200880087 |  | AN | node_8104401_200880086 | node_8104401_200880087 | 344.842 | bal_1P_1/0AA_1/0AA(N) | 8104401 | no | no |  |  | no |  |  | 0 | 0 | 0 | 0
oh_line_8104401_200880088 |  | AN | node_8104401_200880086 | node_8104401_200880088 | 203.494 | bal_1P_2AC_2AC(N) | 8104401 | no | no |  |  | no |  |  | 0 | 0 | 0 | 0
oh_line_8104401_200880089 |  | AN | node_8104401_200880088 | node_8104401_200880089 | 370.63 | bal_1P_2AC_2AC(N) | 8104401 | no | no |  |  | no |  |  | 0 | 0 | 0 | 0
oh_line_8104401_200880090 |  | AN | node_8104401_200880089 | node_8104401_200880090 | 412.201 | bal_1P_2AC_2AC(N) | 8104401 | no | no |  |  | no |  |  | 0 | 0 | 0 | 0
oh_line_8104401_200880091 |  | AN | node_8104401_200880090 | node_8104401_200880091 | 343.566 | bal_1P_2AC_2AC(N) | 8104401 | no | no |  |  | no |  |  | 0 | 0 | 0 | 0
oh_line_8104401_200880092 |  | AN | node_8104401_200880091 | node_8104401_200880092 | 375.569 | bal_1P_2AC_2AC(N) | 8104401 | no | no |  |  | no |  |  | 0 | 0 | 0 | 0
oh_line_8104401_200880093 |  | AN | node_8104401_200880092 | node_8104401_200880093 | 422.731 | bal_1P_2AC_2AC(N) | 8104401 | no | no |  |  | no |  |  | 0 | 0 | 0 | 0
oh_line_8104401_200880095 |  | AN | node_8104401_200880093 | node_8104401_200880095 | 307.311 | bal_1P_1/0AC_1/0AC(N) | 8104401 | no | no |  |  | no |  |  | 0 | 0 | 0 | 0
oh_line_8104401_200880096 |  | AN | node_8104401_200880108 | node_8104401_200880096 | 290.157 | bal_1P_1/0AA_1/0AA(N) | 8104401 | no | no |  |  | no |  |  | 0 | 0 | 0 | 0
oh_line_8104401_200880097 |  | AN | node_8104401_200880096 | node_8104401_200880097 | 296.342 | bal_1P_1/0AA_1/0AA(N) | 8104401 | no | no |  |  | no |  |  | 0 | 0 | 0 | 0
oh_line_8104401_200880098 |  | AN | node_8104401_200880097 | node_8104401_200880098 | 292.423 | bal_1P_1/0AA_1/0AA(N) | 8104401 | no | no |  |  | no |  |  | 0 | 0 | 0 | 0
oh_line_8104401_200880099 |  | AN | node_8104401_200880168 | node_8104401_200880099 | 306.262 | bal_1P_2AC_2AC(N) | 8104401 | no | no |  |  | no |  |  | 0 | 0 | 0 | 0
oh_line_8104401_200880100 |  | AN | node_8104401_200880117 | node_8104401_200880100 | 383.382 | bal_1P_2AC_2AC(N) | 8104401 | no | no |  |  | no |  |  | 0 | 0 | 0 | 0
oh_line_8104401_200880101 |  | AN | node_8104401_200880100 | node_8104401_200880101 | 477.838 | bal_1P_2AC_2AC(N) | 8104401 | no | no |  |  | no |  |  | 0 | 0 | 0 | 0
oh_line_8104401_200880102 |  | AN | node_8104401_200880101 | node_8104401_200880102 | 471.458 | bal_1P_2AC_2AC(N) | 8104401 | no | no |  |  | no |  |  | 0 | 0 | 0 | 0
oh_line_8104401_200880103 |  | AN | node_8104401_200880102 | node_8104401_200880103 | 375.395 | bal_1P_2AC_2AC(N) | 8104401 | no | no |  |  | no |  |  | 0 | 0 | 0 | 0
oh_line_8104401_200880104 |  | AN | node_8104401_200880103 | node_8104401_200880104 | 322.631 | bal_1P_2AC_2AC(N) | 8104401 | no | no |  |  | no |  |  | 0 | 0 | 0 | 0
oh_line_8104401_200880105 |  | AN | node_8104401_200880104 | node_8104401_200880105 | 332.105 | bal_1P_1/0AA_1/0AA(N) | 8104401 | no | no |  |  | no |  |  | 0 | 0 | 0 | 0
oh_line_8104401_200880106 |  | AN | node_8104401_200880105 | node_8104401_200880106 | 321.724 | bal_1P_1/0AA_1/0AA(N) | 8104401 | no | no |  |  | no |  |  | 0 | 0 | 0 | 0
oh_line_8104401_200880107 |  | AN | node_8104401_200880106 | node_8104401_200880107 | 244.774 | bal_1P_1/0AA_1/0AA(N) | 8104401 | no | no |  |  | no |  |  | 0 | 0 | 0 | 0
oh_line_8104401_200880108 |  | AN | node_8104401_200880107 | node_8104401_200880108 | 253.935 | bal_1P_1/0AA_1/0AA(N) | 8104401 | no | no |  |  | no |  |  | 0 | 0 | 0 | 0
oh_line_8104401_200880109 |  | AN | node_8104401_200880099 | node_intto1_8104401_200880109 | 328.139 | bal_1P_2AC_2AC(N) | 8104401 | no | no |  |  | no |  |  | 0 | 0 | 0 | 0
oh_line_8104401_200880110 |  | AN | node_8104401_200880109 | node_8104401_200880110 | 333.262 | bal_1P_2AC_2AC(N) | 8104401 | no | no |  |  | no |  |  | 0 | 0 | 0 | 0
oh_line_8104401_200880111 |  | AN | node_8104401_200880110 | node_intto1_8104401_200880111 | 161.107 | bal_1P_1/0AA_1/0AA(N) | 8104401 | no | no |  |  | no |  |  | 0 | 0 | 0 | 0
oh_line_8104401_200880112 |  | AN | node_8104401_200880110 | node_8104401_200880112 | 256.223 | bal_1P_2AC_2AC(N) | 8104401 | no | no |  |  | no |  |  | 0 | 0 | 0 | 0
oh_line_8104401_200880113 |  | AN | node_8104401_200880112 | node_8104401_200880113 | 244.915 | bal_1P_2AC_2AC(N) | 8104401 | no | no |  |  | no |  |  | 0 | 0 | 0 | 0
oh_line_8104401_200880114 |  | AN | node_8104401_200880113 | node_8104401_200880114 | 253.203 | bal_1P_2AC_2AC(N) | 8104401 | no | no |  |  | no |  |  | 0 | 0 | 0 | 0
oh_line_8104401_200880115 |  | AN | node_8104401_200880114 | node_8104401_200880115 | 404.12 | bal_1P_2AC_2AC(N) | 8104401 | no | no |  |  | no |  |  | 0 | 0 | 0 | 0
oh_line_8104401_200880116 |  | AN | node_8104401_200880115 | node_8104401_200880116 | 277.786 | bal_1P_2AC_2AC(N) | 8104401 | no | no |  |  | no |  |  | 0 | 0 | 0 | 0
oh_line_8104401_200880117 |  | AN | node_8104401_200880116 | node_8104401_200880117 | 312.648 | bal_1P_2AC_2AC(N) | 8104401 | no | no |  |  | no |  |  | 0 | 0 | 0 | 0
oh_line_8104401_200880138 |  | AN | node_8104401_200880196 | node_8104401_200880138 | 320.163 | bal_1P_2AC_2AC(N) | 8104401 | no | no |  |  | no |  |  | 0 | 0 | 0 | 0
oh_line_8104401_200880139 |  | AN | node_8104401_200880138 | node_intto1_8104401_200880139 | 329.966 | bal_1P_2AC_2AC(N) | 8104401 | no | no |  |  | no |  |  | 0 | 0 | 0 | 0
oh_line_8104401_200880140 |  | AN | node_8104401_200880139 | node_8104401_200880140 | 347.247 | bal_1P_2AC_2AC(N) | 8104401 | no | no |  |  | no |  |  | 0 | 0 | 0 | 0
oh_line_8104401_200880141 |  | AN | node_8104401_200880140 | node_8104401_200880141 | 321.751 | bal_1P_2AC_2AC(N) | 8104401 | no | no |  |  | no |  |  | 0 | 0 | 0 | 0
oh_line_8104401_200880143 |  | ABCN | node_8104401_200878924 | node_8104401_200880143 | 374.653 | bal_3P_4/0AC_1/0AC(N) | 8104401 | no | no |  |  | no |  |  | 0 | 0 | 0 | 0
oh_line_8104401_200880144 |  | ABCN | node_8104401_200880143 | node_8104401_200880144 | 350.877 | bal_3P_4/0AC_1/0AC(N) | 8104401 | no | no |  |  | no |  |  | 0 | 0 | 0 | 0
oh_line_8104401_200880145 |  | ABCN | node_8104401_200880144 | node_8104401_200880145 | 314.102 | bal_3P_4/0AC_1/0AC(N) | 8104401 | no | no |  |  | no |  |  | 0 | 0 | 0 | 0
oh_line_8104401_200880146 |  | ABCN | node_8104401_200880145 | node_8104401_200880146 | 334.817 | bal_3P_4/0AC_1/0AC(N) | 8104401 | no | no |  |  | no |  |  | 0 | 0 | 0 | 0
oh_line_8104401_200880147 |  | ABCN | node_8104401_200880146 | node_8104401_200880147 | 276.846 | bal_3P_4/0AC_1/0AC(N) | 8104401 | no | no |  |  | no |  |  | 0 | 0 | 0 | 0
oh_line_8104401_200880148 |  | ABCN | node_8104401_200880147 | node_8104401_200880148 | 256.837 | bal_3P_4/0AC_1/0AC(N) | 8104401 | no | no |  |  | no |  |  | 0 | 0 | 0 | 0
oh_line_8104401_200880149 |  | ABCN | node_8104401_200880148 | node_8104401_200880149 | 293.409 | bal_3P_4/0AC_1/0AC(N) | 8104401 | no | no |  |  | no |  |  | 0 | 0 | 0 | 0
oh_line_8104401_200880150 |  | ABCN | node_8104401_200880149 | node_8104401_200880150 | 299.199 | bal_3P_4/0AC_1/0AC(N) | 8104401 | no | no |  |  | no |  |  | 0 | 0 | 0 | 0
oh_line_8104401_200880151 |  | ABCN | node_8104401_200880150 | node_8104401_200880151 | 290.628 | bal_3P_4/0AC_1/0AC(N) | 8104401 | no | no |  |  | no |  |  | 0 | 0 | 0 | 0
oh_line_8104401_200880152 |  | ABCN | node_8104401_200880151 | node_8104401_200880152 | 294.601 | bal_3P_4/0AC_1/0AC(N) | 8104401 | no | no |  |  | no |  |  | 0 | 0 | 0 | 0
oh_line_8104401_200880153 |  | ABCN | node_8104401_200880152 | node_8104401_200880153 | 295.148 | bal_3P_4/0AC_1/0AC(N) | 8104401 | no | no |  |  | no |  |  | 0 | 0 | 0 | 0
oh_line_8104401_200880154 |  | ABCN | node_8104401_200880153 | node_8104401_200880154 | 341.587 | bal_3P_4/0AC_1/0AC(N) | 8104401 | no | no |  |  | no |  |  | 0 | 0 | 0 | 0
oh_line_8104401_200880155 |  | ABCN | node_8104401_200880154 | node_8104401_200880155 | 337.593 | bal_3P_4/0AC_1/0AC(N) | 8104401 | no | no |  |  | no |  |  | 0 | 0 | 0 | 0
oh_line_8104401_200880157 |  | ABCN | node_8104401_200880155 | node_8104401_200880157 | 362.711 | bal_3P_4/0AC_1/0AC(N) | 8104401 | no | no |  |  | no |  |  | 0 | 0 | 0 | 0
oh_line_8104401_200880158 |  | ABCN | node_8104401_200880157 | node_8104401_200880158 | 275.451 | bal_3P_4/0AC_1/0AC(N) | 8104401 | no | no |  |  | no |  |  | 0 | 0 | 0 | 0
oh_line_8104401_200880159 |  | ABCN | node_8104401_200880158 | node_8104401_200880159 | 342.248 | bal_3P_4/0AC_1/0AC(N) | 8104401 | no | no |  |  | no |  |  | 0 | 0 | 0 | 0
oh_line_8104401_200880160 |  | ABCN | node_8104401_200880159 | node_8104401_200880160 | 302.14 | bal_3P_4/0AC_1/0AC(N) | 8104401 | no | no |  |  | no |  |  | 0 | 0 | 0 | 0
oh_line_8104401_200880161 |  | ABCN | node_8104401_200880160 | node_8104401_200880161 | 308.883 | bal_3P_4/0AC_1/0AC(N) | 8104401 | no | no |  |  | no |  |  | 0 | 0 | 0 | 0
oh_line_8104401_200880162 |  | ABCN | node_8104401_200880161 | node_8104401_200880162 | 313.715 | bal_3P_4/0AC_1/0AC(N) | 8104401 | no | no |  |  | no |  |  | 0 | 0 | 0 | 0
oh_line_8104401_200880163 |  | ABCN | node_8104401_200880162 | node_8104401_200880163 | 318.774 | bal_3P_4/0AC_1/0AC(N) | 8104401 | no | no |  |  | no |  |  | 0 | 0 | 0 | 0
oh_line_8104401_200880164 |  | ABCN | node_8104401_200880163 | node_8104401_200880164 | 303.336 | bal_3P_4/0AC_1/0AC(N) | 8104401 | no | no |  |  | no |  |  | 0 | 0 | 0 | 0
oh_line_8104401_200880165 |  | ABCN | node_8104401_200880164 | node_8104401_200880165 | 301.596 | bal_3P_4/0AC_1/0AC(N) | 8104401 | no | no |  |  | no |  |  | 0 | 0 | 0 | 0
oh_line_8104401_200880166 |  | ABCN | node_8104401_200880165 | node_8104401_200880166 | 299.901 | bal_3P_4/0AC_1/0AC(N) | 8104401 | no | no |  |  | no |  |  | 0 | 0 | 0 | 0
oh_line_8104401_200880167 |  | ABCN | node_8104401_200880166 | node_8104401_200880167 | 317.005 | bal_3P_4/0AC_1/0AC(N) | 8104401 | no | no |  |  | no |  |  | 0 | 0 | 0 | 0
oh_line_8104401_200880168 |  | ABCN | node_8104401_200880167 | node_8104401_200880168 | 348.303 | bal_3P_4/0AC_1/0AC(N) | 8104401 | no | no |  |  | no |  |  | 0 | 0 | 0 | 0
oh_line_8104401_200880169 |  | AN | node_8104401_200880168 | node_intto1_8104401_200880169 | 336.708 | bal_1P_2AC_2AC(N) | 8104401 | no | no |  |  | no |  |  | 0 | 0 | 0 | 0
oh_line_8104401_200880170 |  | AN | node_8104401_200880169 | node_8104401_200880170 | 266.607 | bal_1P_2AC_2AC(N) | 8104401 | no | no |  |  | no |  |  | 0 | 0 | 0 | 0
oh_line_8104401_200880171 |  | AN | node_8104401_200880170 | node_8104401_200880171 | 304.727 | bal_1P_2AC_2AC(N) | 8104401 | no | no |  |  | no |  |  | 0 | 0 | 0 | 0
oh_line_8104401_200880172 |  | AN | node_8104401_200880171 | node_8104401_200880172 | 298.503 | bal_1P_2AC_2AC(N) | 8104401 | no | no |  |  | no |  |  | 0 | 0 | 0 | 0
oh_line_8104401_200880173 |  | ABCN | node_8104401_200880168 | node_8104401_200880173 | 214.308 | bal_3P_4/0AC_1/0AC(N) | 8104401 | no | no |  |  | no |  |  | 0 | 0 | 0 | 0
oh_line_8104401_200880174 |  | ABCN | node_8104401_200880173 | node_8104401_200880174 | 243.241 | bal_3P_4/0AC_1/0AC(N) | 8104401 | no | no |  |  | no |  |  | 0 | 0 | 0 | 0
oh_line_8104401_200880176 |  | ABCN | node_8104401_200880174 | node_8104401_200880176 | 247.201 | bal_3P_4/0AC_1/0AC(N) | 8104401 | no | no |  |  | no |  |  | 0 | 0 | 0 | 0
oh_line_8104401_200880177 |  | ABCN | node_8104401_200880176 | node_8104401_200880177 | 248.816 | bal_3P_4/0AC_1/0AC(N) | 8104401 | no | no |  |  | no |  |  | 0 | 0 | 0 | 0
oh_line_8104401_200880179 |  | ABCN | node_8104401_200880177 | node_8104401_200880179 | 282.514 | bal_3P_4/0AC_1/0AC(N) | 8104401 | no | no |  |  | no |  |  | 0 | 0 | 0 | 0
oh_line_8104401_200880180 |  | ABCN | node_8104401_200880179 | node_8104401_200880180 | 284.195 | bal_3P_4/0AC_1/0AC(N) | 8104401 | no | no |  |  | no |  |  | 0 | 0 | 0 | 0
oh_line_8104401_200880182 |  | ABCN | node_8104401_200880180 | node_8104401_200880182 | 289.927 | bal_3P_4/0AC_1/0AC(N) | 8104401 | no | no |  |  | no |  |  | 0 | 0 | 0 | 0
oh_line_8104401_200880183 |  | ABCN | node_8104401_200880182 | node_8104401_200880183 | 312.675 | bal_3P_4/0AC_1/0AC(N) | 8104401 | no | no |  |  | no |  |  | 0 | 0 | 0 | 0
oh_line_8104401_200880184 |  | ABCN | node_8104401_200880183 | node_8104401_200880184 | 323.08 | bal_3P_4/0AC_1/0AC(N) | 8104401 | no | no |  |  | no |  |  | 0 | 0 | 0 | 0
oh_line_8104401_200880185 |  | ABCN | node_8104401_200880184 | node_8104401_200880185 | 279.781 | bal_3P_4/0AC_1/0AC(N) | 8104401 | no | no |  |  | no |  |  | 0 | 0 | 0 | 0
oh_line_8104401_200880186 |  | ABCN | node_8104401_200880185 | node_8104401_200880186 | 293.822 | bal_3P_4/0AC_1/0AC(N) | 8104401 | no | no |  |  | no |  |  | 0 | 0 | 0 | 0
oh_line_8104401_200880187 |  | ABCN | node_8104401_200880186 | node_8104401_200880187 | 307.135 | bal_3P_4/0AC_1/0AC(N) | 8104401 | no | no |  |  | no |  |  | 0 | 0 | 0 | 0
oh_line_8104401_200880188 |  | ABCN | node_8104401_200880187 | node_8104401_200880188 | 258.25 | bal_3P_4/0AC_1/0AC(N) | 8104401 | no | no |  |  | no |  |  | 0 | 0 | 0 | 0
oh_line_8104401_200880189 |  | ABCN | node_8104401_200880188 | node_8104401_200880189 | 236.946 | bal_3P_4/0AC_1/0AC(N) | 8104401 | no | no |  |  | no |  |  | 0 | 0 | 0 | 0
oh_line_8104401_200880190 |  | ABCN | node_8104401_200880189 | node_8104401_200880190 | 243.802 | bal_3P_4/0AC_1/0AC(N) | 8104401 | no | no |  |  | no |  |  | 0 | 0 | 0 | 0
oh_line_8104401_200880191 |  | ABCN | node_8104401_200880190 | node_8104401_200880191 | 221.315 | bal_3P_4/0AC_1/0AC(N) | 8104401 | no | no |  |  | no |  |  | 0 | 0 | 0 | 0
oh_line_8104401_200880192 |  | ABCN | node_8104401_200880191 | node_8104401_200880192 | 239.077 | bal_3P_4/0AC_1/0AC(N) | 8104401 | no | no |  |  | no |  |  | 0 | 0 | 0 | 0
oh_line_8104401_200880193 |  | AN | node_8104401_200880192 | node_8104401_200880193 | 118.796 | bal_1P_1/0AC_1/0AC(N) | 8104401 | no | no |  |  | no |  |  | 0 | 0 | 0 | 0
oh_line_8104401_200880194 |  | ABCN | node_8104401_200880192 | node_8104401_200880194 | 272.342 | bal_3P_4/0AC_1/0AC(N) | 8104401 | no | no |  |  | no |  |  | 0 | 0 | 0 | 0
oh_line_8104401_200880195 |  | ABCN | node_8104401_200880194 | node_8104401_200880195 | 293.261 | bal_3P_4/0AC_1/0AC(N) | 8104401 | no | no |  |  | no |  |  | 0 | 0 | 0 | 0
oh_line_8104401_200880196 |  | ABCN | node_8104401_200880195 | node_8104401_200880196 | 335.307 | bal_3P_4/0AC_1/0AC(N) | 8104401 | no | no |  |  | no |  |  | 0 | 0 | 0 | 0
oh_line_8104401_200880197 |  | ABCN | node_8104401_200880196 | node_8104401_200880197 | 285.415 | bal_3P_4/0AC_1/0AC(N) | 8104401 | no | no |  |  | no |  |  | 0 | 0 | 0 | 0
oh_line_8104401_200880198 |  | ABCN | node_8104401_200880197 | node_8104401_200880198 | 317.068 | bal_3P_4/0AC_1/0AC(N) | 8104401 | no | no |  |  | no |  |  | 0 | 0 | 0 | 0
oh_line_8104401_200880199 |  | ABCN | node_8104401_200880198 | node_8104401_200880199 | 293.883 | bal_3P_4/0AC_1/0AC(N) | 8104401 | no | no |  |  | no |  |  | 0 | 0 | 0 | 0
oh_line_8104401_200880200 |  | ABCN | node_8104401_200880199 | node_8104401_200880200 | 332.887 | bal_3P_4/0AC_1/0AC(N) | 8104401 | no | no |  |  | no |  |  | 0 | 0 | 0 | 0
oh_line_8104401_200880202 |  | ABCN | node_8104401_200880200 | node_8104401_200880202 | 305.61 | bal_3P_4/0AC_1/0AC(N) | 8104401 | no | no |  |  | no |  |  | 0 | 0 | 0 | 0
oh_line_8104401_200880203 |  | ABCN | node_8104401_200880202 | node_8104401_200880203 | 344.644 | bal_3P_4/0AC_1/0AC(N) | 8104401 | no | no |  |  | no |  |  | 0 | 0 | 0 | 0
oh_line_8104401_200880204 |  | ABCN | node_8104401_200880203 | node_8104401_200880204 | 306.359 | bal_3P_4/0AC_1/0AC(N) | 8104401 | no | no |  |  | no |  |  | 0 | 0 | 0 | 0
oh_line_8104401_200880205 |  | ABCN | node_8104401_200880204 | node_8104401_200880205 | 276.536 | bal_3P_4/0AC_1/0AC(N) | 8104401 | no | no |  |  | no |  |  | 0 | 0 | 0 | 0
oh_line_8104401_200880206 |  | ABCN | node_8104401_200880205 | node_intto1_8104401_200880206 | 280.81 | bal_3P_4/0AC_1/0AC(N) | 8104401 | no | no |  |  | no |  |  | 0 | 0 | 0 | 0
oh_line_8104401_200880207 |  | ABCN | node_8104401_200880206 | node_8104401_200880207 | 297.81 | bal_3P_4/0AC_1/0AC(N) | 8104401 | no | no |  |  | no |  |  | 0 | 0 | 0 | 0
oh_line_8104401_200880209 |  | ABCN | node_8104401_200880207 | node_8104401_200880209 | 166.751 | bal_3P_4/0AC_1/0AC(N) | 8104401 | no | no |  |  | no |  |  | 0 | 0 | 0 | 0
oh_line_8104401_200880210 |  | AD | node_8104401_312007437 | node_8104401_200880210 | 130.844 | bal_1P_2AC | 8104401 | no | no |  |  | no |  |  | 0 | 0 | 0 | 0
oh_line_8104401_200880212 |  | ABCN | node_8104401_312007436 | node_8104401_200880212 | 328.893 | bal_3P_4/0AC_1/0AC(N) | 8104401 | no | no |  |  | no |  |  | 0 | 0 | 0 | 0
oh_line_8104401_200880213 |  | ABCN | node_8104401_200880212 | node_8104401_200880213 | 345.364 | bal_3P_4/0AC_1/0AC(N) | 8104401 | no | no |  |  | no |  |  | 0 | 0 | 0 | 0
oh_line_8104401_200880214 |  | ABCN | node_8104401_200880213 | node_8104401_200880214 | 242.227 | bal_3P_4/0AC_1/0AC(N) | 8104401 | no | no |  |  | no |  |  | 0 | 0 | 0 | 0
oh_line_8104401_200880215 |  | ABCN | node_8104401_200880214 | node_8104401_200880215 | 274.637 | bal_3P_4/0AC_1/0AC(N) | 8104401 | no | no |  |  | no |  |  | 0 | 0 | 0 | 0
oh_line_8104401_200880217 |  | ABCN | node_8104401_200880215 | node_8104401_200880217 | 197.371 | bal_3P_4/0AC_1/0AC(N) | 8104401 | no | no |  |  | no |  |  | 0 | 0 | 0 | 0
oh_line_8104401_200880218 |  | ABCN | node_8104401_200880217 | node_8104401_200880218 | 245.643 | bal_3P_4/0AC_1/0AC(N) | 8104401 | no | no |  |  | no |  |  | 0 | 0 | 0 | 0
oh_line_8104401_200880219 |  | ABCN | node_8104401_200880218 | node_8104401_200880219 | 274.167 | bal_3P_4/0AC_1/0AC(N) | 8104401 | no | no |  |  | no |  |  | 0 | 0 | 0 | 0
oh_line_8104401_200880220 |  | ABCN | node_8104401_200880219 | node_8104401_200880220 | 321.139 | bal_3P_4/0AC_1/0AC(N) | 8104401 | no | no |  |  | no |  |  | 0 | 0 | 0 | 0
oh_line_8104401_200880221 |  | ABCN | node_8104401_200880220 | node_8104401_200880221 | 323.796 | bal_3P_4/0AC_1/0AC(N) | 8104401 | no | no |  |  | no |  |  | 0 | 0 | 0 | 0
oh_line_8104401_200880222 |  | ABCN | node_8104401_200880221 | node_8104401_200880222 | 354.19 | bal_3P_4/0AC_1/0AC(N) | 8104401 | no | no |  |  | no |  |  | 0 | 0 | 0 | 0
oh_line_8104401_200880223 |  | ABCN | node_8104401_200880222 | node_8104401_200880223 | 334.233 | bal_3P_4/0AC_1/0AC(N) | 8104401 | no | no |  |  | no |  |  | 0 | 0 | 0 | 0
oh_line_8104401_200880224 |  | ABCN | node_8104401_200880223 | node_8104401_200880224 | 346.503 | bal_3P_4/0AC_1/0AC(N) | 8104401 | no | no |  |  | no |  |  | 0 | 0 | 0 | 0
oh_line_8104401_200880225 |  | ABCN | node_8104401_200880224 | node_8104401_200880225 | 314.037 | bal_3P_4/0AC_1/0AC(N) | 8104401 | no | no |  |  | no |  |  | 0 | 0 | 0 | 0
oh_line_8104401_200880226 |  | ABCN | node_8104401_200880225 | node_8104401_200880226 | 337.892 | bal_3P_4/0AC_1/0AC(N) | 8104401 | no | no |  |  | no |  |  | 0 | 0 | 0 | 0
oh_line_8104401_200880227 |  | ABCN | node_8104401_200880226 | node_8104401_200880227 | 343.539 | bal_3P_4/0AC_1/0AC(N) | 8104401 | no | no |  |  | no |  |  | 0 | 0 | 0 | 0
oh_line_8104401_200880228 |  | ABCN | node_8104401_200880227 | node_8104401_200880228 | 374.884 | bal_3P_4/0AC_1/0AC(N) | 8104401 | no | no |  |  | no |  |  | 0 | 0 | 0 | 0
oh_line_8104401_200880229 |  | ABCN | node_8104401_200880228 | node_8104401_200880229 | 313.561 | bal_3P_4/0AC_1/0AC(N) | 8104401 | no | no |  |  | no |  |  | 0 | 0 | 0 | 0
oh_line_8104401_200880230 |  | ABCN | node_8104401_200880229 | node_8104401_200880230 | 255.509 | bal_3P_4/0AC_1/0AC(N) | 8104401 | no | no |  |  | no |  |  | 0 | 0 | 0 | 0
oh_line_8104401_200880231 |  | ABCN | node_8104401_200880230 | node_8104401_200880231 | 268.298 | bal_3P_4/0AC_1/0AC(N) | 8104401 | no | no |  |  | no |  |  | 0 | 0 | 0 | 0
oh_line_8104401_200880234 |  | ABCN | node_8104401_200880231 | node_8104401_200880234 | 349.427 | bal_3P_4/0AC_1/0AC(N) | 8104401 | no | no |  |  | no |  |  | 0 | 0 | 0 | 0
oh_line_8104401_200880235 |  | ABCN | node_8104401_200880234 | node_8104401_200880235 | 339.4 | bal_3P_4/0AC_1/0AC(N) | 8104401 | no | no |  |  | no |  |  | 0 | 0 | 0 | 0
oh_line_8104401_200880236 |  | ABCN | node_8104401_200880235 | node_8104401_200880236 | 348.184 | bal_3P_4/0AC_1/0AC(N) | 8104401 | no | no |  |  | no |  |  | 0 | 0 | 0 | 0
oh_line_8104401_200880237 |  | ABCN | node_8104401_200880236 | node_8104401_200880237 | 330.579 | bal_3P_4/0AC_1/0AC(N) | 8104401 | no | no |  |  | no |  |  | 0 | 0 | 0 | 0
oh_line_8104401_200880238 |  | ABCN | node_8104401_200880237 | node_8104401_200880238 | 361.05 | bal_3P_4/0AC_1/0AC(N) | 8104401 | no | no |  |  | no |  |  | 0 | 0 | 0 | 0
oh_line_8104401_200880239 |  | ABCN | node_8104401_200880238 | node_8104401_200880239 | 349.816 | bal_3P_4/0AC_1/0AC(N) | 8104401 | no | no |  |  | no |  |  | 0 | 0 | 0 | 0
oh_line_8104401_200880240 |  | ABCN | node_8104401_200880239 | node_intto1_8104401_200880240 | 355.42 | bal_3P_4/0AC_1/0AC(N) | 8104401 | no | no |  |  | no |  |  | 0 | 0 | 0 | 0
oh_line_8104401_200880241 |  | ABCN | node_8104401_200880240 | node_8104401_200880241 | 339.891 | bal_3P_4/0AC_1/0AC(N) | 8104401 | no | no |  |  | no |  |  | 0 | 0 | 0 | 0
oh_line_8104401_200880242 |  | ABCN | node_8104401_200880241 | node_8104401_200880242 | 348.465 | bal_3P_4/0AC_1/0AC(N) | 8104401 | no | no |  |  | no |  |  | 0 | 0 | 0 | 0
oh_line_8104401_200880243 |  | ABCN | node_8104401_200880242 | node_8104401_200880243 | 334.38 | bal_3P_4/0AC_1/0AC(N) | 8104401 | no | no |  |  | no |  |  | 0 | 0 | 0 | 0
oh_line_8104401_200880244 |  | ABCN | node_8104401_200880243 | node_8104401_200880244 | 347.558 | bal_3P_4/0AC_1/0AC(N) | 8104401 | no | no |  |  | no |  |  | 0 | 0 | 0 | 0
oh_line_8104401_200880245 |  | ABCN | node_8104401_200880244 | node_8104401_200880245 | 370.064 | bal_3P_4/0AC_1/0AC(N) | 8104401 | no | no |  |  | no |  |  | 0 | 0 | 0 | 0
oh_line_8104401_200880246 |  | ABCN | node_8104401_200880245 | node_8104401_200880246 | 351.461 | bal_3P_4/0AC_1/0AC(N) | 8104401 | no | no |  |  | no |  |  | 0 | 0 | 0 | 0
oh_line_8104401_200880247 |  | ABCN | node_8104401_200880246 | node_8104401_200880247 | 325.135 | bal_3P_4/0AC_1/0AC(N) | 8104401 | no | no |  |  | no |  |  | 0 | 0 | 0 | 0
oh_line_8104401_200880248 |  | AN | node_8104401_200880247 | node_8104401_200880248 | 67.19 | bal_1P_1/0AA_1/0AA(N) | 8104401 | no | no |  |  | no |  |  | 0 | 0 | 0 | 0
oh_line_8104401_200880249 |  | AN | node_8104401_200880248 | node_8104401_200880249 | 325.688 | bal_1P_1/0AA_1/0AA(N) | 8104401 | no | no |  |  | no |  |  | 0 | 0 | 0 | 0
oh_line_8104401_200880250 |  | ABCN | node_8104401_200880247 | node_8104401_200880250 | 295.576 | bal_3P_4/0AC_1/0AC(N) | 8104401 | no | no |  |  | no |  |  | 0 | 0 | 0 | 0
oh_line_8104401_200880251 |  | ABCN | node_8104401_200880250 | node_8104401_200880251 | 257.093 | bal_3P_4/0AC_1/0AC(N) | 8104401 | no | no |  |  | no |  |  | 0 | 0 | 0 | 0
oh_line_8104401_200880252 |  | ABCN | node_8104401_200880251 | node_8104401_200880252 | 294.231 | bal_3P_4/0AC_1/0AC(N) | 8104401 | no | no |  |  | no |  |  | 0 | 0 | 0 | 0
oh_line_8104401_200880253 |  | ABCN | node_8104401_200880252 | node_8104401_200880253 | 291.412 | bal_3P_4/0AC_1/0AC(N) | 8104401 | no | no |  |  | no |  |  | 0 | 0 | 0 | 0
oh_line_8104401_200880254 |  | ABCN | node_8104401_200880253 | node_8104401_200880254 | 258.073 | bal_3P_4/0AC_1/0AC(N) | 8104401 | no | no |  |  | no |  |  | 0 | 0 | 0 | 0
oh_line_8104401_200880255 |  | ABCN | node_8104401_200880254 | node_8104401_200880255 | 266.856 | bal_3P_4/0AC_1/0AC(N) | 8104401 | no | no |  |  | no |  |  | 0 | 0 | 0 | 0
oh_line_8104401_200880256 |  | ABCN | node_8104401_200880255 | node_8104401_200880256 | 271.176 | bal_3P_4/0AC_1/0AC(N) | 8104401 | no | no |  |  | no |  |  | 0 | 0 | 0 | 0
oh_line_8104401_200880257 |  | ABCN | node_8104401_200880256 | node_8104401_200880257 | 272.857 | bal_3P_4/0AC_1/0AC(N) | 8104401 | no | no |  |  | no |  |  | 0 | 0 | 0 | 0
oh_line_8104401_200880260 |  | ABCN | node_8104401_200880257 | node_8104401_200880260 | 290.452 | bal_3P_4/0AC_1/0AC(N) | 8104401 | no | no |  |  | no |  |  | 0 | 0 | 0 | 0
oh_line_8104401_200880261 |  | ABCN | node_8104401_200880260 | node_8104401_200880261 | 263.72 | bal_3P_4/0AC_1/0AC(N) | 8104401 | no | no |  |  | no |  |  | 0 | 0 | 0 | 0
oh_line_8104401_200880262 |  | ABCN | node_8104401_200880261 | node_8104401_200880262 | 274.799 | bal_3P_4/0AC_1/0AC(N) | 8104401 | no | no |  |  | no |  |  | 0 | 0 | 0 | 0
oh_line_8104401_200880263 |  | ABCN | node_8104401_200880262 | node_8104401_200880263 | 304.062 | bal_3P_4/0AC_1/0AC(N) | 8104401 | no | no |  |  | no |  |  | 0 | 0 | 0 | 0
oh_line_8104401_200880264 |  | ABCN | node_8104401_200880263 | node_8104401_200880264 | 270.772 | bal_3P_4/0AC_1/0AC(N) | 8104401 | no | no |  |  | no |  |  | 0 | 0 | 0 | 0
oh_line_8104401_200880265 |  | ABCN | node_8104401_200880264 | node_8104401_200880265 | 288.561 | bal_3P_4/0AC_1/0AC(N) | 8104401 | no | no |  |  | no |  |  | 0 | 0 | 0 | 0
oh_line_8104401_200880266 |  | ABCN | node_8104401_200880265 | node_8104401_200880266 | 287.58 | bal_3P_4/0AC_1/0AC(N) | 8104401 | no | no |  |  | no |  |  | 0 | 0 | 0 | 0
oh_line_8104401_200880268 |  | ABCN | node_8104401_200880266 | node_8104401_200880268 | 231.827 | bal_3P_4/0AC_1/0AC(N) | 8104401 | no | no |  |  | no |  |  | 0 | 0 | 0 | 0
oh_line_8104401_200880269 |  | ABCN | node_8104401_200880268 | node_8104401_200880269 | 229.252 | bal_3P_4/0AC_1/0AC(N) | 8104401 | no | no |  |  | no |  |  | 0 | 0 | 0 | 0
oh_line_8104401_200880270 |  | ABCN | node_8104401_200880269 | node_8104401_200880270 | 245.638 | bal_3P_4/0AC_1/0AC(N) | 8104401 | no | no |  |  | no |  |  | 0 | 0 | 0 | 0
oh_line_8104401_200880271 |  | ABCN | node_8104401_200880270 | node_8104401_200880271 | 342.343 | bal_3P_4/0AC_1/0AC(N) | 8104401 | no | no |  |  | no |  |  | 0 | 0 | 0 | 0
oh_line_8104401_200880272 |  | ABCN | node_8104401_200880271 | node_8104401_200880272 | 344.349 | bal_3P_4/0AC_1/0AC(N) | 8104401 | no | no |  |  | no |  |  | 0 | 0 | 0 | 0
oh_line_8104401_200880273 |  | ABCN | node_8104401_200880272 | node_8104401_200880273 | 264.926 | bal_3P_4/0AC_1/0AC(N) | 8104401 | no | no |  |  | no |  |  | 0 | 0 | 0 | 0
oh_line_8104401_200880274 |  | ABCN | node_8104401_200880273 | node_8104401_200880274 | 300.681 | bal_3P_4/0AC_1/0AC(N) | 8104401 | no | no |  |  | no |  |  | 0 | 0 | 0 | 0
oh_line_8104401_200880275 |  | ABCN | node_8104401_200880274 | node_8104401_200880275 | 210.033 | bal_3P_4/0AC_1/0AC(N) | 8104401 | no | no |  |  | no |  |  | 0 | 0 | 0 | 0
oh_line_8104401_200880277 |  | ABCN | node_8104401_200880275 | node_8104401_200880277 | 302.711 | bal_3P_4/0AC_1/0AC(N) | 8104401 | no | no |  |  | no |  |  | 0 | 0 | 0 | 0
oh_line_8104401_200880278 |  | ABCN | node_8104401_200880277 | node_8104401_200880278 | 213.536 | bal_3P_4/0AC_1/0AC(N) | 8104401 | no | no |  |  | no |  |  | 0 | 0 | 0 | 0
oh_line_8104401_200880280 |  | ABCN | node_8104401_200880278 | node_8104401_200880280 | 242.369 | bal_3P_4/0AC_1/0AC(N) | 8104401 | no | no |  |  | no |  |  | 0 | 0 | 0 | 0
oh_line_8104401_200880281 |  | ABCN | node_8104401_200880280 | node_8104401_200880281 | 228.135 | bal_3P_4/0AC_1/0AC(N) | 8104401 | no | no |  |  | no |  |  | 0 | 0 | 0 | 0
oh_line_8104401_200880282 |  | ABCN | node_8104401_200880281 | node_8104401_200880282 | 189.454 | bal_3P_4/0AC_1/0AC(N) | 8104401 | no | no |  |  | no |  |  | 0 | 0 | 0 | 0
oh_line_8104401_200880284 |  | ABCN | node_8104401_200880282 | node_intto1_8104401_200880284 | 331.232 | bal_3P_4/0AC_1/0AC(N) | 8104401 | no | no |  |  | no |  |  | 0 | 0 | 0 | 0
oh_line_8104401_200880285-1 |  | ABCN | node_8104401_200880284 | node_intto1_312007032 | 155.291 | bal_3P_4/0AC_1/0AC(N) | 8104401 | no | no |  |  | no |  |  | 0 | 0 | 0 | 0
oh_line_8104401_200880285-2 |  | ABCN | node_312007032 | node_intto1_1427121_521_15485725_422 | 171.143 | bal_3P_4/0AC_1/0AC(N) | 8104401 | no | no |  |  | no |  |  | 0 | 0 | 0 | 0
oh_line_8104401_200880294 |  | AD | node_8104401_200880032 | node_8104401_200880294 | 374.805 | bal_1P_2AC | 8104401 | no | no |  |  | no |  |  | 0 | 0 | 0 | 0
oh_line_8104401_200880295 |  | AD | node_8104401_200880294 | node_8104401_200880295 | 351.474 | bal_1P_2AC | 8104401 | no | no |  |  | no |  |  | 0 | 0 | 0 | 0
oh_line_8104401_200880296 |  | AD | node_8104401_200880295 | node_8104401_200880296 | 288.629 | bal_1P_2AC | 8104401 | no | no |  |  | no |  |  | 0 | 0 | 0 | 0
oh_line_8104401_200880298 |  | AD | node_8104401_200880296 | node_8104401_200880298 | 185.397 | bal_1P_1/0AA | 8104401 | no | no |  |  | no |  |  | 0 | 0 | 0 | 0
oh_line_8104401_200880299 |  | AD | node_8104401_200880298 | node_8104401_200880299 | 341.128 | bal_1P_1/0AA | 8104401 | no | no |  |  | no |  |  | 0 | 0 | 0 | 0
oh_line_8104401_200880300 |  | AD | node_8104401_200880299 | node_8104401_200880300 | 255.593 | bal_1P_1/0AA | 8104401 | no | no |  |  | no |  |  | 0 | 0 | 0 | 0
oh_line_8104401_200880301 |  | AD | node_8104401_200909302 | node_8104401_200880301 | 267.341 | bal_1P_2AC | 8104401 | no | no |  |  | no |  |  | 0 | 0 | 0 | 0
oh_line_8104401_200880302 |  | AD | node_8104401_200880301 | node_8104401_200880302 | 643.596 | bal_1P_2AC | 8104401 | no | no |  |  | no |  |  | 0 | 0 | 0 | 0
oh_line_8104401_200880303 |  | AD | node_8104401_200880302 | node_8104401_200880303 | 301.433 | bal_1P_2AC | 8104401 | no | no |  |  | no |  |  | 0 | 0 | 0 | 0
oh_line_8104401_200880304 |  | AD | node_8104401_200880052 | node_intto1_8104401_200880304 | 455.453 | bal_1P_4/0AA | 8104401 | no | no |  |  | no |  |  | 0 | 0 | 0 | 0
oh_line_8104401_200880305 |  | AD | node_8104401_200880304 | node_8104401_200880305 | 59.584 | bal_1P_1/0AA | 8104401 | no | no |  |  | no |  |  | 0 | 0 | 0 | 0
oh_line_8104401_200880306 |  | AD | node_8104401_200880304 | node_8104401_200880306 | 332.765 | bal_1P_1/0AA | 8104401 | no | no |  |  | no |  |  | 0 | 0 | 0 | 0
oh_line_8104401_200880308 |  | AD | node_8104401_200880306 | node_intto1_8104401_200880308 | 374.472 | bal_1P_1/0AA | 8104401 | no | no |  |  | no |  |  | 0 | 0 | 0 | 0
oh_line_8104401_200880309 |  | AD | node_8104401_200880308 | node_8104401_200880309 | 343.706 | bal_1P_1/0AA | 8104401 | no | no |  |  | no |  |  | 0 | 0 | 0 | 0
oh_line_8104401_200880311 |  | AN | node_8104401_200880192 | node_8104401_200880311 | 264.873 | bal_1P_1/0AA_1/0AA(N) | 8104401 | no | no |  |  | no |  |  | 0 | 0 | 0 | 0
oh_line_8104401_200880312 |  | AN | node_8104401_200880311 | node_intto1_8104401_200880312 | 227.354 | bal_1P_1/0AA_1/0AA(N) | 8104401 | no | no |  |  | no |  |  | 0 | 0 | 0 | 0
oh_line_8104401_200880313 |  | AN | node_8104401_200880312 | node_8104401_200880313 | 270.658 | bal_1P_1/0AA_1/0AA(N) | 8104401 | no | no |  |  | no |  |  | 0 | 0 | 0 | 0
oh_line_8104401_200880314 |  | AN | node_8104401_200880313 | node_8104401_200880314 | 265.881 | bal_1P_1/0AA_1/0AA(N) | 8104401 | no | no |  |  | no |  |  | 0 | 0 | 0 | 0
oh_line_8104401_200880315 |  | AN | node_8104401_200880314 | node_8104401_200880315 | 253.584 | bal_1P_1/0AA_1/0AA(N) | 8104401 | no | no |  |  | no |  |  | 0 | 0 | 0 | 0
oh_line_8104401_200880316 |  | AN | node_8104401_200880315 | node_8104401_200880316 | 265.088 | bal_1P_1/0AA_1/0AA(N) | 8104401 | no | no |  |  | no |  |  | 0 | 0 | 0 | 0
oh_line_8104401_200880317 |  | AN | node_8104401_200880316 | node_8104401_200880317 | 261.667 | bal_1P_1/0AA_1/0AA(N) | 8104401 | no | no |  |  | no |  |  | 0 | 0 | 0 | 0
oh_line_8104401_200880319 |  | AD | node_8104401_200880210 | node_intto1_8104401_200880319 | 324.516 | bal_1P_2AC | 8104401 | no | no |  |  | no |  |  | 0 | 0 | 0 | 0
oh_line_8104401_200880320 |  | AD | node_8104401_200880319 | node_8104401_200880320 | 307.138 | bal_1P_2AC | 8104401 | no | no |  |  | no |  |  | 0 | 0 | 0 | 0
oh_line_8104401_200880322 |  | AD | node_8104401_200880320 | node_intto1_8104401_200880322 | 353.412 | bal_1P_1/0AA | 8104401 | no | no |  |  | no |  |  | 0 | 0 | 0 | 0
oh_line_8104401_200880323 |  | AD | node_8104401_200880322 | node_8104401_200880323 | 297.795 | bal_1P_1/0AA | 8104401 | no | no |  |  | no |  |  | 0 | 0 | 0 | 0
oh_line_8104401_200880324 |  | AD | node_8104401_200880323 | node_8104401_200880324 | 334.229 | bal_1P_1/0AA | 8104401 | no | no |  |  | no |  |  | 0 | 0 | 0 | 0
oh_line_8104401_200880325 |  | AD | node_8104401_200880324 | node_8104401_200880325 | 341.297 | bal_1P_1/0AA | 8104401 | no | no |  |  | no |  |  | 0 | 0 | 0 | 0
oh_line_8104401_200880326 |  | AD | node_8104401_200880325 | node_8104401_200880326 | 343.634 | bal_1P_1/0AA | 8104401 | no | no |  |  | no |  |  | 0 | 0 | 0 | 0
oh_line_8104401_200880327 |  | AD | node_8104401_200880326 | node_8104401_200880327 | 304.944 | bal_1P_1/0AA | 8104401 | no | no |  |  | no |  |  | 0 | 0 | 0 | 0
oh_line_8104401_200880328-1 |  | AN | node_220607851 | node_8104401_200880328 | 803.075 | bal_1P_1/0AA_1/0AA(N) | 8104401 | no | no |  |  | no |  |  | 0 | 0 | 0 | 0
oh_line_8104401_200880328-2 |  | AN | node_1427263_614_15474066_993 | node_220607915 | 0.186 | bal_1P_1/0AA_1/0AA(N) | 8104401 | no | no |  |  | no |  |  | 0 | 0 | 0 | 0
oh_line_8104401_200880328-3 |  | AN | node_1427263_614_15474066_993 | node_intto1_220607851 | 4.828 | bal_1P_1/0AA_1/0AA(N) | 8104401 | no | no |  |  | no |  |  | 0 | 0 | 0 | 0
oh_line_8104401_200880328-5 |  | AN | node_1427263_614_15474066_993 | node_intto1_220607915 | 0.186 | bal_1P_1/0AA_1/0AA(N) | 8104401 | no | no |  |  | no |  |  | 0 | 0 | 0 | 0
oh_line_8104401_200880329 |  | AN | node_8104401_200880231 | node_8104401_200880329 | 363.952 | bal_1P_2AC_2AC(N) | 8104401 | no | no |  |  | no |  |  | 0 | 0 | 0 | 0
oh_line_8104401_200880330 |  | AN | node_8104401_200880329 | node_intto1_8104401_200880330 | 385.325 | bal_1P_2AC_2AC(N) | 8104401 | no | no |  |  | no |  |  | 0 | 0 | 0 | 0
oh_line_8104401_200880331 |  | AN | node_8104401_200880330 | node_8104401_200880331 | 323.591 | bal_1P_2AC_2AC(N) | 8104401 | no | no |  |  | no |  |  | 0 | 0 | 0 | 0
oh_line_8104401_200880333 |  | AN | node_8104401_200880331 | node_8104401_200880333 | 267.236 | bal_1P_1/0AA_1/0AA(N) | 8104401 | no | no |  |  | no |  |  | 0 | 0 | 0 | 0
oh_line_8104401_200880334 |  | AN | node_8104401_200880333 | node_8104401_200880334 | 252.836 | bal_1P_1/0AA_1/0AA(N) | 8104401 | no | no |  |  | no |  |  | 0 | 0 | 0 | 0
oh_line_8104401_200880335 |  | AN | node_8104401_200880334 | node_8104401_200880335 | 267.613 | bal_1P_1/0AA_1/0AA(N) | 8104401 | no | no |  |  | no |  |  | 0 | 0 | 0 | 0
oh_line_8104401_200880336 |  | AN | node_8104401_200880335 | node_8104401_200880336 | 280.951 | bal_1P_1/0AA_1/0AA(N) | 8104401 | no | no |  |  | no |  |  | 0 | 0 | 0 | 0
oh_line_8104401_200880337 |  | AN | node_8104401_200880336 | node_8104401_200880337 | 267.22 | bal_1P_1/0AA_1/0AA(N) | 8104401 | no | no |  |  | no |  |  | 0 | 0 | 0 | 0
oh_line_8104401_200880338 |  | AN | node_8104401_200880337 | node_1427263_614_15474066_993 | 185.347 | bal_1P_1/0AA_1/0AA(N) | 8104401 | no | no |  |  | no |  |  | 0 | 0 | 0 | 0
oh_line_8104401_200880339-2 |  | AN | node_1427263_614_15474066_993 | node_8104401_200880339 | 178.067 | bal_1P_1/0AA_1/0AA(N) | 8104401 | no | no |  |  | no |  |  | 0 | 0 | 0 | 0
oh_line_8104401_200880340 |  | AN | node_8104401_200880231 | node_8104401_200880340 | 339.372 | bal_1P_2AC_2AC(N) | 8104401 | no | no |  |  | no |  |  | 0 | 0 | 0 | 0
oh_line_8104401_200880341 |  | AN | node_8104401_200880340 | node_intto1_8104401_200880341 | 398.856 | bal_1P_2AC_2AC(N) | 8104401 | no | no |  |  | no |  |  | 0 | 0 | 0 | 0
oh_line_8104401_200880342 |  | AN | node_8104401_200880341 | node_8104401_200880342 | 278.448 | bal_1P_1/0AA_1/0AA(N) | 8104401 | no | no |  |  | no |  |  | 0 | 0 | 0 | 0
oh_line_8104401_200880343 |  | AN | node_8104401_200880342 | node_8104401_200880343 | 274.616 | bal_1P_1/0AA_1/0AA(N) | 8104401 | no | no |  |  | no |  |  | 0 | 0 | 0 | 0
oh_line_8104401_200880345 |  | AN | node_8104401_200880215 | node_intto1_8104401_200880345 | 243.822 | bal_1P_2AC_2AC(N) | 8104401 | no | no |  |  | no |  |  | 0 | 0 | 0 | 0
oh_line_8104401_200880346 |  | AN | node_8104401_200880345 | node_8104401_200880346 | 307.28 | bal_1P_2AC_2AC(N) | 8104401 | no | no |  |  | no |  |  | 0 | 0 | 0 | 0
oh_line_8104401_200880347 |  | AN | node_8104401_200880346 | node_8104401_200880347 | 282.828 | bal_1P_2AC_2AC(N) | 8104401 | no | no |  |  | no |  |  | 0 | 0 | 0 | 0
oh_line_8104401_200880348 |  | AN | node_8104401_200880347 | node_8104401_200880348 | 297.366 | bal_1P_2AC_2AC(N) | 8104401 | no | no |  |  | no |  |  | 0 | 0 | 0 | 0
oh_line_8104401_200880349 |  | AN | node_8104401_200880348 | node_8104401_200880349 | 282.47 | bal_1P_1/0AA_1/0AA(N) | 8104401 | no | no |  |  | no |  |  | 0 | 0 | 0 | 0
oh_line_8104401_200880350 |  | AN | node_8104401_200880349 | node_8104401_200880350 | 267.976 | bal_1P_1/0AA_1/0AA(N) | 8104401 | no | no |  |  | no |  |  | 0 | 0 | 0 | 0
oh_line_8104401_200880351 |  | AN | node_8104401_200880350 | node_8104401_200880351 | 276.101 | bal_1P_1/0AA_1/0AA(N) | 8104401 | no | no |  |  | no |  |  | 0 | 0 | 0 | 0
oh_line_8104401_200880541 |  | AD | node_8104401_200880646 | node_8104401_200880541 | 257.984 | bal_1P_1/0AA | 8104401 | no | no |  |  | no |  |  | 0 | 0 | 0 | 0
oh_line_8104401_200880609 |  | AD | node_8104401_200880610 | node_8104401_200880609 | 280.318 | bal_1P_4/0AA | 8104401 | no | no |  |  | no |  |  | 0 | 0 | 0 | 0
oh_line_8104401_200880610 |  | AD | node_8104401_200880611 | node_8104401_200880610 | 192.459 | bal_1P_4/0AA | 8104401 | no | no |  |  | no |  |  | 0 | 0 | 0 | 0
oh_line_8104401_200880611 |  | AD | node_8104401_200880612 | node_8104401_200880611 | 244.862 | bal_1P_4/0AA | 8104401 | no | no |  |  | no |  |  | 0 | 0 | 0 | 0
oh_line_8104401_200880612 |  | AD | node_8104401_200880613 | node_8104401_200880612 | 327.495 | bal_1P_4/0AA | 8104401 | no | no |  |  | no |  |  | 0 | 0 | 0 | 0
oh_line_8104401_200880613 |  | AD | node_8104401_200880615 | node_8104401_200880613 | 300.598 | bal_1P_4/0AA | 8104401 | no | no |  |  | no |  |  | 0 | 0 | 0 | 0
oh_line_8104401_200880615 |  | AD | node_8104401_200880616 | node_8104401_200880615 | 275.705 | bal_1P_4/0AA | 8104401 | no | no |  |  | no |  |  | 0 | 0 | 0 | 0
oh_line_8104401_200880616 |  | AD | node_8104401_200880617 | node_8104401_200880616 | 295.714 | bal_1P_4/0AA | 8104401 | no | no |  |  | no |  |  | 0 | 0 | 0 | 0
oh_line_8104401_200880617 |  | AD | node_8104401_200880618 | node_8104401_200880617 | 312.972 | bal_1P_4/0AA | 8104401 | no | no |  |  | no |  |  | 0 | 0 | 0 | 0
oh_line_8104401_200880618 |  | AD | node_8104401_200880621 | node_8104401_200880618 | 323.435 | bal_1P_4/0AA | 8104401 | no | no |  |  | no |  |  | 0 | 0 | 0 | 0
oh_line_8104401_200880621 |  | AD | node_8104401_200880622 | node_8104401_200880621 | 198.93 | bal_1P_4/0AA | 8104401 | no | no |  |  | no |  |  | 0 | 0 | 0 | 0
oh_line_8104401_200880622 |  | AD | node_8104401_200880623 | node_8104401_200880622 | 267.261 | bal_1P_4/0AA | 8104401 | no | no |  |  | no |  |  | 0 | 0 | 0 | 0
oh_line_8104401_200880623 |  | AD | node_8104401_200880631 | node_8104401_200880623 | 273.537 | bal_1P_4/0AA | 8104401 | no | no |  |  | no |  |  | 0 | 0 | 0 | 0
oh_line_8104401_200880624 |  | AD | node_8104401_200880623 | node_intto1_8104401_200880624 | 297.694 | bal_1P_2AC | 8104401 | no | no |  |  | no |  |  | 0 | 0 | 0 | 0
oh_line_8104401_200880626 |  | AD | node_8104401_200880624 | node_8104401_200880626 | 387.024 | bal_1P_2AC | 8104401 | no | no |  |  | no |  |  | 0 | 0 | 0 | 0
oh_line_8104401_200880631 |  | AD | node_8104401_200880632 | node_8104401_200880631 | 261.506 | bal_1P_4/0AA | 8104401 | no | no |  |  | no |  |  | 0 | 0 | 0 | 0
oh_line_8104401_200880632 |  | AD | node_8104401_200880634 | node_8104401_200880632 | 341.876 | bal_1P_4/0AA | 8104401 | no | no |  |  | no |  |  | 0 | 0 | 0 | 0
oh_line_8104401_200880634 |  | AD | node_8104401_200880635 | node_8104401_200880634 | 248.927 | bal_1P_4/0AA | 8104401 | no | no |  |  | no |  |  | 0 | 0 | 0 | 0
oh_line_8104401_200880635 |  | AD | node_8104401_200880636 | node_8104401_200880635 | 322.42 | bal_1P_4/0AA | 8104401 | no | no |  |  | no |  |  | 0 | 0 | 0 | 0
oh_line_8104401_200880636 |  | AD | node_8104401_200880637 | node_8104401_200880636 | 348.419 | bal_1P_4/0AA | 8104401 | no | no |  |  | no |  |  | 0 | 0 | 0 | 0
oh_line_8104401_200880637 |  | AD | node_8104401_200880638 | node_8104401_200880637 | 229.278 | bal_1P_4/0AA | 8104401 | no | no |  |  | no |  |  | 0 | 0 | 0 | 0
oh_line_8104401_200880638 |  | AD | node_8104401_200880639 | node_8104401_200880638 | 240.713 | bal_1P_4/0AA | 8104401 | no | no |  |  | no |  |  | 0 | 0 | 0 | 0
oh_line_8104401_200880639 |  | AD | node_8104401_200880640 | node_8104401_200880639 | 226.492 | bal_1P_4/0AA | 8104401 | no | no |  |  | no |  |  | 0 | 0 | 0 | 0
oh_line_8104401_200880640 |  | AD | node_8104401_200880642 | node_8104401_200880640 | 437.358 | bal_1P_2AC | 8104401 | no | no |  |  | no |  |  | 0 | 0 | 0 | 0
oh_line_8104401_200880642 |  | AD | node_8104401_200880643 | node_8104401_200880642 | 424.419 | bal_1P_2AC | 8104401 | no | no |  |  | no |  |  | 0 | 0 | 0 | 0
oh_line_8104401_200880643 |  | AD | node_8104401_200880644 | node_8104401_200880643 | 224.503 | bal_1P_2AC | 8104401 | no | no |  |  | no |  |  | 0 | 0 | 0 | 0
oh_line_8104401_200880644 |  | AD | node_8104401_200880645 | node_8104401_200880644 | 292.776 | bal_1P_2AC | 8104401 | no | no |  |  | no |  |  | 0 | 0 | 0 | 0
oh_line_8104401_200880645 |  | AD | node_8104401_200880648 | node_8104401_200880645 | 393.276 | bal_1P_2AC | 8104401 | no | no |  |  | no |  |  | 0 | 0 | 0 | 0
oh_line_8104401_200880646 |  | AD | node_8104401_200880645 | node_intto1_8104401_200880646 | 301.479 | bal_1P_6ST | 8104401 | no | no |  |  | no |  |  | 0 | 0 | 0 | 0
oh_line_8104401_200880647 |  | AD | node_8104401_200880646 | node_8104401_200880647 | 262.681 | bal_1P_1/0AA | 8104401 | no | no |  |  | no |  |  | 0 | 0 | 0 | 0
oh_line_8104401_200880648 |  | AD | node_8104401_200880649 | node_8104401_200880648 | 140.064 | bal_1P_2AC | 8104401 | no | no |  |  | no |  |  | 0 | 0 | 0 | 0
oh_line_8104401_200880649 |  | AD | node_8104401_200880650 | node_8104401_200880649 | 211.199 | bal_1P_2AC | 8104401 | no | no |  |  | no |  |  | 0 | 0 | 0 | 0
oh_line_8104401_200880650 |  | AD | node_8104401_200880651 | node_intto1_8104401_200880650 | 497.305 | bal_1P_2AC | 8104401 | no | no |  |  | no |  |  | 0 | 0 | 0 | 0
oh_line_8104401_200880651 |  | AD | node_8104401_200880652 | node_8104401_200880651 | 641.235 | bal_1P_2AC | 8104401 | no | no |  |  | no |  |  | 0 | 0 | 0 | 0
oh_line_8104401_200880652 |  | AD | node_8104401_200880653 | node_8104401_200880652 | 192.252 | bal_1P_2AC | 8104401 | no | no |  |  | no |  |  | 0 | 0 | 0 | 0
oh_line_8104401_200880653 |  | AD | node_8104401_200880654 | node_8104401_200880653 | 181.587 | bal_1P_2AC | 8104401 | no | no |  |  | no |  |  | 0 | 0 | 0 | 0
oh_line_8104401_200880654 |  | AD | node_8104401_200880656 | node_8104401_200880654 | 275.939 | bal_1P_2AC | 8104401 | no | no |  |  | no |  |  | 0 | 0 | 0 | 0
oh_line_8104401_200880655 |  | AD | node_8104401_200880654 | node_8104401_200880655 | 356.099 | bal_1P_1/0AA | 8104401 | no | no |  |  | no |  |  | 0 | 0 | 0 | 0
oh_line_8104401_200880656 |  | AD | node_8104401_200880657 | node_8104401_200880656 | 247.945 | bal_1P_2AC | 8104401 | no | no |  |  | no |  |  | 0 | 0 | 0 | 0
oh_line_8104401_200880657 |  | AD | node_8104401_200880658 | node_8104401_200880657 | 532.694 | bal_1P_2AC | 8104401 | no | no |  |  | no |  |  | 0 | 0 | 0 | 0
oh_line_8104401_200880658 |  | AD | node_8104401_200880659 | node_8104401_200880658 | 404.147 | bal_1P_2AC | 8104401 | no | no |  |  | no |  |  | 0 | 0 | 0 | 0
oh_line_8104401_200880659 |  | AD | node_8104401_200880660 | node_8104401_200880659 | 407.703 | bal_1P_2AC | 8104401 | no | no |  |  | no |  |  | 0 | 0 | 0 | 0
oh_line_8104401_200880660 |  | AD | node_8104401_200880661 | node_8104401_200880660 | 203.49 | bal_1P_4/0AA | 8104401 | no | no |  |  | no |  |  | 0 | 0 | 0 | 0
oh_line_8104401_200880661 |  | AD | node_8104401_200880668 | node_8104401_200880661 | 299.484 | bal_1P_4/0AA | 8104401 | no | no |  |  | no |  |  | 0 | 0 | 0 | 0
oh_line_8104401_200880662 |  | AD | node_8104401_200880661 | node_8104401_200880662 | 329.82 | bal_1P_1/0AA | 8104401 | no | no |  |  | no |  |  | 0 | 0 | 0 | 0
oh_line_8104401_200880663 |  | AD | node_8104401_200880662 | node_8104401_200880663 | 354.107 | bal_1P_1/0AA | 8104401 | no | no |  |  | no |  |  | 0 | 0 | 0 | 0
oh_line_8104401_200880664 |  | AD | node_8104401_200880663 | node_intto1_8104401_200880664 | 342.628 | bal_1P_1/0AA | 8104401 | no | no |  |  | no |  |  | 0 | 0 | 0 | 0
oh_line_8104401_200880665 |  | AD | node_8104401_200880664 | node_8104401_200880665 | 244.347 | bal_1P_1/0AA | 8104401 | no | no |  |  | no |  |  | 0 | 0 | 0 | 0
oh_line_8104401_200880666 |  | AD | node_8104401_200880665 | node_8104401_200880666 | 220.897 | bal_1P_1/0AA | 8104401 | no | no |  |  | no |  |  | 0 | 0 | 0 | 0
oh_line_8104401_200880667 |  | AD | node_8104401_200880666 | node_8104401_200880667 | 250.377 | bal_1P_1/0AA | 8104401 | no | no |  |  | no |  |  | 0 | 0 | 0 | 0
oh_line_8104401_200880668 |  | AD | node_8104401_200879960 | node_8104401_200880668 | 185.501 | bal_1P_4/0AA | 8104401 | no | no |  |  | no |  |  | 0 | 0 | 0 | 0
oh_line_8104401_200880864 |  | AD | node_8104401_200880650 | node_8104401_200880864 | 297.76 | bal_1P_4AC | 8104401 | no | no |  |  | no |  |  | 0 | 0 | 0 | 0
oh_line_8104401_200880866 |  | AD | node_8104401_200880878 | node_8104401_200880866 | 251.67 | bal_1P_4AC | 8104401 | no | no |  |  | no |  |  | 0 | 0 | 0 | 0
oh_line_8104401_200880868 |  | AD | node_8104401_200880864 | node_8104401_200880868 | 361.919 | bal_1P_4AC | 8104401 | no | no |  |  | no |  |  | 0 | 0 | 0 | 0
oh_line_8104401_200880869 |  | AD | node_8104401_200880868 | node_8104401_200880869 | 357.246 | bal_1P_4AC | 8104401 | no | no |  |  | no |  |  | 0 | 0 | 0 | 0
oh_line_8104401_200880870 |  | AD | node_8104401_200880869 | node_8104401_200880870 | 403.426 | bal_1P_4AC | 8104401 | no | no |  |  | no |  |  | 0 | 0 | 0 | 0
oh_line_8104401_200880871 |  | AD | node_8104401_200880870 | node_8104401_200880871 | 375.792 | bal_1P_4AC | 8104401 | no | no |  |  | no |  |  | 0 | 0 | 0 | 0
oh_line_8104401_200880872 |  | AD | node_8104401_200880871 | node_8104401_200880872 | 382.622 | bal_1P_4AC | 8104401 | no | no |  |  | no |  |  | 0 | 0 | 0 | 0
oh_line_8104401_200880876 |  | AD | node_8104401_200880872 | node_8104401_200880876 | 354.774 | bal_1P_4AC | 8104401 | no | no |  |  | no |  |  | 0 | 0 | 0 | 0
oh_line_8104401_200880877 |  | AD | node_8104401_200880876 | node_8104401_200880877 | 272.081 | bal_1P_4AC | 8104401 | no | no |  |  | no |  |  | 0 | 0 | 0 | 0
oh_line_8104401_200880878 |  | AD | node_8104401_200880877 | node_8104401_200880878 | 276.915 | bal_1P_4AC | 8104401 | no | no |  |  | no |  |  | 0 | 0 | 0 | 0
oh_line_8104401_200881170 |  | AD | node_8104401_200880640 | node_intto1_8104401_200881170 | 320.397 | bal_1P_3-104CW | 8104401 | no | no |  |  | no |  |  | 0 | 0 | 0 | 0
oh_line_8104401_200881171 |  | AD | node_8104401_200881170 | node_8104401_200881171 | 86.611 | bal_1P_3-104CW | 8104401 | no | no |  |  | no |  |  | 0 | 0 | 0 | 0
oh_line_8104401_200881172 |  | AD | node_8104401_200881171 | node_8104401_200881172 | 296.586 | bal_1P_1/0AA | 8104401 | no | no |  |  | no |  |  | 0 | 0 | 0 | 0
oh_line_8104401_200881173 |  | AD | node_8104401_200881200 | node_8104401_200881173 | 336.94 | bal_1P_1/0AA | 8104401 | no | no |  |  | no |  |  | 0 | 0 | 0 | 0
oh_line_8104401_200881174 |  | AD | node_8104401_200881173 | node_8104401_200881174 | 328.984 | bal_1P_1/0AA | 8104401 | no | no |  |  | no |  |  | 0 | 0 | 0 | 0
oh_line_8104401_200881175 |  | AD | node_8104401_200881174 | node_8104401_200881175 | 202.429 | bal_1P_1/0AA | 8104401 | no | no |  |  | no |  |  | 0 | 0 | 0 | 0
oh_line_8104401_200881176 |  | AD | node_8104401_200881175 | node_8104401_200881176 | 303.169 | bal_1P_1/0AA | 8104401 | no | no |  |  | no |  |  | 0 | 0 | 0 | 0
oh_line_8104401_200881177 |  | AD | node_8104401_200881176 | node_8104401_200881177 | 277.462 | bal_1P_1/0AA | 8104401 | no | no |  |  | no |  |  | 0 | 0 | 0 | 0
oh_line_8104401_200881178 |  | AD | node_8104401_200881177 | node_8104401_200881178 | 284.871 | bal_1P_1/0AA | 8104401 | no | no |  |  | no |  |  | 0 | 0 | 0 | 0
oh_line_8104401_200881179 |  | AD | node_8104401_200881178 | node_intto1_8104401_200881179 | 241.05 | bal_1P_1/0AA | 8104401 | no | no |  |  | no |  |  | 0 | 0 | 0 | 0
oh_line_8104401_200881180 |  | AD | node_8104401_200881179 | node_8104401_200881180 | 297.917 | bal_1P_1/0AA | 8104401 | no | no |  |  | no |  |  | 0 | 0 | 0 | 0
oh_line_8104401_200881181 |  | AD | node_8104401_200881178 | node_8104401_200881181 | 268.877 | bal_1P_1/0AA | 8104401 | no | no |  |  | no |  |  | 0 | 0 | 0 | 0
oh_line_8104401_200881182 |  | AD | node_8104401_200881181 | node_8104401_200881182 | 275.232 | bal_1P_1/0AA | 8104401 | no | no |  |  | no |  |  | 0 | 0 | 0 | 0
oh_line_8104401_200881183 |  | AD | node_8104401_200881182 | node_8104401_200881183 | 231.846 | bal_1P_1/0AA | 8104401 | no | no |  |  | no |  |  | 0 | 0 | 0 | 0
oh_line_8104401_200881185 |  | AD | node_8104401_200881171 | node_8104401_200881185 | 284.719 | bal_1P_3-104CW | 8104401 | no | no |  |  | no |  |  | 0 | 0 | 0 | 0
oh_line_8104401_200881192 |  | AD | node_8104401_200881185 | node_8104401_200881192 | 318.762 | bal_1P_3-104CW | 8104401 | no | no |  |  | no |  |  | 0 | 0 | 0 | 0
oh_line_8104401_200881193 |  | AD | node_8104401_200881192 | node_8104401_200881193 | 304.333 | bal_1P_3-104CW | 8104401 | no | no |  |  | no |  |  | 0 | 0 | 0 | 0
oh_line_8104401_200881194 |  | AD | node_8104401_200881193 | node_8104401_200881194 | 159.421 | bal_1P_1/0AA | 8104401 | no | no |  |  | no |  |  | 0 | 0 | 0 | 0
oh_line_8104401_200881195 |  | AD | node_8104401_200881194 | node_8104401_200881195 | 209.796 | bal_1P_1/0AA | 8104401 | no | no |  |  | no |  |  | 0 | 0 | 0 | 0
oh_line_8104401_200881197 |  | AD | node_8104401_200881195 | node_8104401_200881197 | 336.731 | bal_1P_1/0AA | 8104401 | no | no |  |  | no |  |  | 0 | 0 | 0 | 0
oh_line_8104401_200881198 |  | AD | node_8104401_200881197 | node_8104401_200881198 | 324.719 | bal_1P_1/0AA | 8104401 | no | no |  |  | no |  |  | 0 | 0 | 0 | 0
oh_line_8104401_200881200 |  | AD | node_8104401_200881198 | node_8104401_200881200 | 325.125 | bal_1P_1/0AA | 8104401 | no | no |  |  | no |  |  | 0 | 0 | 0 | 0
oh_line_8104401_200881202 |  | AD | node_8104401_200880650 | node_8104401_200881202 | 239.667 | bal_1P_1/0AA | 8104401 | no | no |  |  | no |  |  | 0 | 0 | 0 | 0
oh_line_8104401_200881203 |  | AD | node_8104401_200881228 | node_8104401_200881203 | 222.486 | bal_1P_1/0AA | 8104401 | no | no |  |  | no |  |  | 0 | 0 | 0 | 0
oh_line_8104401_200881204 |  | AD | node_8104401_200881203 | node_8104401_200881204 | 333.762 | bal_1P_1/0AA | 8104401 | no | no |  |  | no |  |  | 0 | 0 | 0 | 0
oh_line_8104401_200881205 |  | AD | node_8104401_200881204 | node_8104401_200881205 | 333.832 | bal_1P_1/0AA | 8104401 | no | no |  |  | no |  |  | 0 | 0 | 0 | 0
oh_line_8104401_200881206 |  | AD | node_8104401_200881205 | node_8104401_200881206 | 290.538 | bal_1P_1/0AA | 8104401 | no | no |  |  | no |  |  | 0 | 0 | 0 | 0
oh_line_8104401_200881207 |  | AD | node_8104401_200881206 | node_8104401_200881207 | 296.939 | bal_1P_1/0AA | 8104401 | no | no |  |  | no |  |  | 0 | 0 | 0 | 0
oh_line_8104401_200881208 |  | AD | node_8104401_200881207 | node_8104401_200881208 | 337.074 | bal_1P_1/0AA | 8104401 | no | no |  |  | no |  |  | 0 | 0 | 0 | 0
oh_line_8104401_200881209 |  | AD | node_8104401_200881208 | node_8104401_200881209 | 291.54 | bal_1P_1/0AA | 8104401 | no | no |  |  | no |  |  | 0 | 0 | 0 | 0
oh_line_8104401_200881210 |  | AD | node_8104401_200881209 | node_8104401_200881210 | 326.492 | bal_1P_1/0AA | 8104401 | no | no |  |  | no |  |  | 0 | 0 | 0 | 0
oh_line_8104401_200881211 |  | AD | node_8104401_200881210 | node_8104401_200881211 | 303.318 | bal_1P_1/0AA | 8104401 | no | no |  |  | no |  |  | 0 | 0 | 0 | 0
oh_line_8104401_200881212 |  | AD | node_8104401_200881211 | node_8104401_200881212 | 332.047 | bal_1P_1/0AA | 8104401 | no | no |  |  | no |  |  | 0 | 0 | 0 | 0
oh_line_8104401_200881213 |  | AD | node_8104401_200881202 | node_8104401_200881213 | 255.947 | bal_1P_1/0AA | 8104401 | no | no |  |  | no |  |  | 0 | 0 | 0 | 0
oh_line_8104401_200881215 |  | AD | node_8104401_200881212 | node_8104401_200881215 | 282.668 | bal_1P_1/0AA | 8104401 | no | no |  |  | no |  |  | 0 | 0 | 0 | 0
oh_line_8104401_200881216 |  | AD | node_8104401_200881215 | node_8104401_200881216 | 286.21 | bal_1P_1/0AA | 8104401 | no | no |  |  | no |  |  | 0 | 0 | 0 | 0
oh_line_8104401_200881217 |  | AD | node_8104401_200881216 | node_8104401_200881217 | 285.912 | bal_1P_1/0AA | 8104401 | no | no |  |  | no |  |  | 0 | 0 | 0 | 0
oh_line_8104401_200881218 |  | AD | node_8104401_200881217 | node_8104401_200881218 | 300.143 | bal_1P_1/0AA | 8104401 | no | no |  |  | no |  |  | 0 | 0 | 0 | 0
oh_line_8104401_200881219 |  | AD | node_8104401_200881218 | node_8104401_200881219 | 303.151 | bal_1P_1/0AA | 8104401 | no | no |  |  | no |  |  | 0 | 0 | 0 | 0
oh_line_8104401_200881221 |  | AD | node_8104401_200881219 | node_8104401_200881221 | 292.426 | bal_1P_1/0AA | 8104401 | no | no |  |  | no |  |  | 0 | 0 | 0 | 0
oh_line_8104401_200881222 |  | AD | node_8104401_200881213 | node_8104401_200881222 | 263.644 | bal_1P_1/0AA | 8104401 | no | no |  |  | no |  |  | 0 | 0 | 0 | 0
oh_line_8104401_200881223 |  | AD | node_8104401_200881222 | node_8104401_200881223 | 285.631 | bal_1P_1/0AA | 8104401 | no | no |  |  | no |  |  | 0 | 0 | 0 | 0
oh_line_8104401_200881224 |  | AD | node_8104401_200881223 | node_8104401_200881224 | 310.528 | bal_1P_1/0AA | 8104401 | no | no |  |  | no |  |  | 0 | 0 | 0 | 0
oh_line_8104401_200881225 |  | AD | node_8104401_200881224 | node_8104401_200881225 | 241.81 | bal_1P_1/0AA | 8104401 | no | no |  |  | no |  |  | 0 | 0 | 0 | 0
oh_line_8104401_200881226 |  | AD | node_8104401_200881225 | node_8104401_200881226 | 243.385 | bal_1P_1/0AA | 8104401 | no | no |  |  | no |  |  | 0 | 0 | 0 | 0
oh_line_8104401_200881227 |  | AD | node_8104401_200881226 | node_8104401_200881227 | 276.321 | bal_1P_1/0AA | 8104401 | no | no |  |  | no |  |  | 0 | 0 | 0 | 0
oh_line_8104401_200881228 |  | AD | node_8104401_200881227 | node_8104401_200881228 | 292.915 | bal_1P_1/0AA | 8104401 | no | no |  |  | no |  |  | 0 | 0 | 0 | 0
oh_line_8104401_200881229 |  | AD | node_8104401_200881230 | node_8104401_200881229 | 351.056 | bal_1P_1/0AA | 8104401 | no | no |  |  | no |  |  | 0 | 0 | 0 | 0
oh_line_8104401_200881230 |  | AD | node_8104401_200880327 | node_8104401_200881230 | 318.056 | bal_1P_1/0AA | 8104401 | no | no |  |  | no |  |  | 0 | 0 | 0 | 0
oh_line_8104401_200881561 |  | AD | node_8104401_200881562 | node_8104401_200881561 | 302.225 | bal_1P_2AC | 8104401 | no | no |  |  | no |  |  | 0 | 0 | 0 | 0
oh_line_8104401_200881562 |  | AD | node_8104401_200881563 | node_8104401_200881562 | 215.061 | bal_1P_2AC | 8104401 | no | no |  |  | no |  |  | 0 | 0 | 0 | 0
oh_line_8104401_200881563 |  | AD | node_8104401_200881564 | node_8104401_200881563 | 282.139 | bal_1P_2AC | 8104401 | no | no |  |  | no |  |  | 0 | 0 | 0 | 0
oh_line_8104401_200881564 |  | AD | node_8104401_200881565 | node_8104401_200881564 | 325.257 | bal_1P_2AC | 8104401 | no | no |  |  | no |  |  | 0 | 0 | 0 | 0
oh_line_8104401_200881565 |  | AD | node_8104401_200881566 | node_8104401_200881565 | 329.252 | bal_1P_2AC | 8104401 | no | no |  |  | no |  |  | 0 | 0 | 0 | 0
oh_line_8104401_200881566 |  | AD | node_8104401_200881567 | node_8104401_200881566 | 412.308 | bal_1P_2AC | 8104401 | no | no |  |  | no |  |  | 0 | 0 | 0 | 0
oh_line_8104401_200881567 |  | AD | node_8104401_200881568 | node_8104401_200881567 | 402.412 | bal_1P_2AC | 8104401 | no | no |  |  | no |  |  | 0 | 0 | 0 | 0
oh_line_8104401_200881568 |  | AD | node_8104401_200881569 | node_intto1_8104401_200881568 | 401.596 | bal_1P_2AC | 8104401 | no | no |  |  | no |  |  | 0 | 0 | 0 | 0
oh_line_8104401_200881569 |  | AD | node_8104401_201064255 | node_8104401_200881569 | 170.372 | bal_1P_2AC | 8104401 | no | no |  |  | no |  |  | 0 | 0 | 0 | 0
oh_line_8104401_200881571 |  | AD | node_8104401_200881568 | node_8104401_200881571 | 248.864 | bal_1P_1/0AA | 8104401 | no | no |  |  | no |  |  | 0 | 0 | 0 | 0
oh_line_8104401_200881580 |  | AD | node_8104401_201064317 | node_8104401_200881580 | 58.925 | bal_1P_6CU | 8104401 | no | no |  |  | no |  |  | 0 | 0 | 0 | 0
oh_line_8104401_200881582 |  | AD | node_8104401_201064319 | node_8104401_200881582 | 76.468 | bal_1P_1/0AA | 8104401 | no | no |  |  | no |  |  | 0 | 0 | 0 | 0
oh_line_8104401_200881586 |  | AD | node_8104401_200878302 | node_8104401_200881586 | 375.054 | bal_1P_2AC | 8104401 | no | no |  |  | no |  |  | 0 | 0 | 0 | 0
oh_line_8104401_200881587 |  | AD | node_8104401_311933667 | node_8104401_200881587 | 129.297 | bal_1P_1/0AA | 8104401 | no | no |  |  | no |  |  | 0 | 0 | 0 | 0
oh_line_8104401_200881919 |  | AD | node_8104401_200881561 | node_8104401_200881919 | 290.057 | bal_1P_1/0AA | 8104401 | no | no |  |  | no |  |  | 0 | 0 | 0 | 0
oh_line_8104401_200881920 |  | AD | node_8104401_200881942 | node_8104401_200881920 | 267.535 | bal_1P_4AC | 8104401 | no | no |  |  | no |  |  | 0 | 0 | 0 | 0
oh_line_8104401_200881921 |  | AD | node_8104401_200881920 | node_8104401_200881921 | 264.13 | bal_1P_4AC | 8104401 | no | no |  |  | no |  |  | 0 | 0 | 0 | 0
oh_line_8104401_200881922 |  | AD | node_8104401_200881921 | node_8104401_200881922 | 303.151 | bal_1P_2AC | 8104401 | no | no |  |  | no |  |  | 0 | 0 | 0 | 0
oh_line_8104401_200881924 |  | AD | node_8104401_200881922 | node_8104401_200881924 | 234.108 | bal_1P_2AC | 8104401 | no | no |  |  | no |  |  | 0 | 0 | 0 | 0
oh_line_8104401_200881925 |  | AD | node_8104401_200881921 | node_8104401_200881925 | 263.744 | bal_1P_1/0AA | 8104401 | no | no |  |  | no |  |  | 0 | 0 | 0 | 0
oh_line_8104401_200881926 |  | AD | node_8104401_200881925 | node_8104401_200881926 | 298.305 | bal_1P_1/0AA | 8104401 | no | no |  |  | no |  |  | 0 | 0 | 0 | 0
oh_line_8104401_200881927 |  | AD | node_8104401_200881926 | node_8104401_200881927 | 173.315 | bal_1P_1/0AA | 8104401 | no | no |  |  | no |  |  | 0 | 0 | 0 | 0
oh_line_8104401_200881928 |  | AD | node_8104401_200881919 | node_8104401_200881928 | 271.968 | bal_1P_1/0AA | 8104401 | no | no |  |  | no |  |  | 0 | 0 | 0 | 0
oh_line_8104401_200881929 |  | AD | node_8104401_200881928 | node_8104401_200881929 | 345.513 | bal_1P_1/0AA | 8104401 | no | no |  |  | no |  |  | 0 | 0 | 0 | 0
oh_line_8104401_200881930 |  | AD | node_8104401_200881929 | node_8104401_200881930 | 232.554 | bal_1P_1/0AA | 8104401 | no | no |  |  | no |  |  | 0 | 0 | 0 | 0
oh_line_8104401_200881931 |  | AD | node_8104401_200881930 | node_intto1_8104401_200881931 | 176.029 | bal_1P_1/0AA | 8104401 | no | no |  |  | no |  |  | 0 | 0 | 0 | 0
oh_line_8104401_200881932 |  | AD | node_8104401_200881931 | node_8104401_200881932 | 175.021 | bal_1P_1/0AA | 8104401 | no | no |  |  | no |  |  | 0 | 0 | 0 | 0
oh_line_8104401_200881934 |  | AD | node_8104401_200881932 | node_8104401_200881934 | 254.076 | bal_1P_1/0AA | 8104401 | no | no |  |  | no |  |  | 0 | 0 | 0 | 0
oh_line_8104401_200881935 |  | AD | node_8104401_200881931 | node_8104401_200881935 | 219.672 | bal_1P_1/0AA | 8104401 | no | no |  |  | no |  |  | 0 | 0 | 0 | 0
oh_line_8104401_200881938 |  | AD | node_8104401_200881935 | node_intto1_8104401_200881938 | 558.968 | bal_1P_1/0AC | 8104401 | no | no |  |  | no |  |  | 0 | 0 | 0 | 0
oh_line_8104401_200881939 |  | AD | node_8104401_311933668 | node_8104401_200881939 | 585.421 | bal_1P_1/0AA | 8104401 | no | no |  |  | no |  |  | 0 | 0 | 0 | 0
oh_line_8104401_200881940 |  | AD | node_8104401_200881939 | node_8104401_200881940 | 264.264 | bal_1P_4AC | 8104401 | no | no |  |  | no |  |  | 0 | 0 | 0 | 0
oh_line_8104401_200881941 |  | AD | node_8104401_200881940 | node_8104401_200881941 | 257.903 | bal_1P_4AC | 8104401 | no | no |  |  | no |  |  | 0 | 0 | 0 | 0
oh_line_8104401_200881942 |  | AD | node_8104401_200881941 | node_8104401_200881942 | 289.729 | bal_1P_4AC | 8104401 | no | no |  |  | no |  |  | 0 | 0 | 0 | 0
oh_line_8104401_200882068 |  | AD | node_8104401_311933671 | node_8104401_200882068 | 403.73 | bal_1P_2AC | 8104401 | no | no |  |  | no |  |  | 0 | 0 | 0 | 0
oh_line_8104401_200882069 |  | AD | node_8104401_200882068 | node_8104401_200882069 | 191.251 | bal_1P_2AC | 8104401 | no | no |  |  | no |  |  | 0 | 0 | 0 | 0
oh_line_8104401_200882071 |  | AD | node_8104401_201069313 | node_8104401_200882071 | 322.712 | bal_1P_1/0AA | 8104401 | no | no |  |  | no |  |  | 0 | 0 | 0 | 0
oh_line_8104401_200882072 |  | AD | node_8104401_200882069 | node_8104401_200882072 | 389.868 | bal_1P_2AC | 8104401 | no | no |  |  | no |  |  | 0 | 0 | 0 | 0
oh_line_8104401_200882073 |  | AD | node_8104401_200882072 | node_8104401_200882073 | 643.965 | bal_1P_2AC | 8104401 | no | no |  |  | no |  |  | 0 | 0 | 0 | 0
oh_line_8104401_200882248 |  | AD | node_8104401_200881569 | node_8104401_200882248 | 368.734 | bal_1P_2AC | 8104401 | no | no |  |  | no |  |  | 0 | 0 | 0 | 0
oh_line_8104401_200882249 |  | AD | node_8104401_200882248 | node_8104401_200882249 | 181.077 | bal_1P_2AC | 8104401 | no | no |  |  | no |  |  | 0 | 0 | 0 | 0
oh_line_8104401_200882250 |  | AD | node_8104401_200882249 | node_8104401_200882250 | 104.17 | bal_1P_2AC | 8104401 | no | no |  |  | no |  |  | 0 | 0 | 0 | 0
oh_line_8104401_200882251 |  | AD | node_8104401_200882250 | node_8104401_200882251 | 216.405 | bal_1P_2AC | 8104401 | no | no |  |  | no |  |  | 0 | 0 | 0 | 0
oh_line_8104401_200882252 |  | AD | node_8104401_200882251 | node_8104401_200882252 | 321.063 | bal_1P_2AC | 8104401 | no | no |  |  | no |  |  | 0 | 0 | 0 | 0
oh_line_8104401_200882253 |  | AD | node_8104401_200882252 | node_8104401_200882253 | 207.169 | bal_1P_2AC | 8104401 | no | no |  |  | no |  |  | 0 | 0 | 0 | 0
oh_line_8104401_200882602 |  | AD | node_8104401_200882603 | node_8104401_200882602 | 375.012 | bal_1P_3-128CW | 8104401 | no | no |  |  | no |  |  | 0 | 0 | 0 | 0
oh_line_8104401_200882603 |  | AD | node_8104401_200882604 | node_8104401_200882603 | 257.89 | bal_1P_3-128CW | 8104401 | no | no |  |  | no |  |  | 0 | 0 | 0 | 0
oh_line_8104401_200882604 |  | AD | node_8104401_200882605 | node_8104401_200882604 | 248.472 | bal_1P_3-128CW | 8104401 | no | no |  |  | no |  |  | 0 | 0 | 0 | 0
oh_line_8104401_200882605 |  | AD | node_8104401_200882606 | node_8104401_200882605 | 307.878 | bal_1P_3-128CW | 8104401 | no | no |  |  | no |  |  | 0 | 0 | 0 | 0
oh_line_8104401_200882606 |  | AD | node_8104401_200882607 | node_8104401_200882606 | 287.95 | bal_1P_3-128CW | 8104401 | no | no |  |  | no |  |  | 0 | 0 | 0 | 0
oh_line_8104401_200882607 |  | AD | node_8104401_200882608 | node_8104401_200882607 | 211.67 | bal_1P_3-128CW | 8104401 | no | no |  |  | no |  |  | 0 | 0 | 0 | 0
oh_line_8104401_200882608 |  | AD | node_8104401_200952592 | node_8104401_200882608 | 359.431 | bal_1P_3-128CW | 8104401 | no | no |  |  | no |  |  | 0 | 0 | 0 | 0
oh_line_8104401_200882610 |  | AD | node_8104401_200882611 | node_intto1_8104401_200882610 | 262.411 | bal_1P_1/0AA | 8104401 | no | no |  |  | no |  |  | 0 | 0 | 0 | 0
oh_line_8104401_200882611 |  | AD | node_8104401_200882612 | node_8104401_200882611 | 235.414 | bal_1P_1/0AA | 8104401 | no | no |  |  | no |  |  | 0 | 0 | 0 | 0
oh_line_8104401_200882612 |  | AD | node_8104401_200882613 | node_8104401_200882612 | 277.061 | bal_1P_1/0AA | 8104401 | no | no |  |  | no |  |  | 0 | 0 | 0 | 0
oh_line_8104401_200882613 |  | AD | node_8104401_200882614 | node_8104401_200882613 | 306.17 | bal_1P_1/0AA | 8104401 | no | no |  |  | no |  |  | 0 | 0 | 0 | 0
oh_line_8104401_200882614 |  | AD | node_8104401_200882615 | node_8104401_200882614 | 286.946 | bal_1P_1/0AA | 8104401 | no | no |  |  | no |  |  | 0 | 0 | 0 | 0
oh_line_8104401_200882615 |  | AD | node_8104401_200882616 | node_8104401_200882615 | 287.56 | bal_1P_1/0AA | 8104401 | no | no |  |  | no |  |  | 0 | 0 | 0 | 0
oh_line_8104401_200882616 |  | AD | node_8104401_200882618 | node_8104401_200882616 | 278.797 | bal_1P_1/0AA | 8104401 | no | no |  |  | no |  |  | 0 | 0 | 0 | 0
oh_line_8104401_200882618 |  | AD | node_8104401_200882619 | node_8104401_200882618 | 301.724 | bal_1P_1/0AA | 8104401 | no | no |  |  | no |  |  | 0 | 0 | 0 | 0
oh_line_8104401_200882619 |  | AD | node_8104401_200882620 | node_8104401_200882619 | 268.62 | bal_1P_1/0AA | 8104401 | no | no |  |  | no |  |  | 0 | 0 | 0 | 0
oh_line_8104401_200882620 |  | AD | node_8104401_200882622 | node_8104401_200882620 | 277.258 | bal_1P_1/0AA | 8104401 | no | no |  |  | no |  |  | 0 | 0 | 0 | 0
oh_line_8104401_200882622 |  | AD | node_8104401_200882623 | node_8104401_200882622 | 255.763 | bal_1P_1/0AA | 8104401 | no | no |  |  | no |  |  | 0 | 0 | 0 | 0
oh_line_8104401_200882623 |  | AD | node_8104401_200882624 | node_8104401_200882623 | 317.035 | bal_1P_1/0AA | 8104401 | no | no |  |  | no |  |  | 0 | 0 | 0 | 0
oh_line_8104401_200882624 |  | AD | node_8104401_200882625 | node_8104401_200882624 | 299.393 | bal_1P_1/0AA | 8104401 | no | no |  |  | no |  |  | 0 | 0 | 0 | 0
oh_line_8104401_200882625 |  | AD | node_8104401_200874747 | node_8104401_200882625 | 256.542 | bal_1P_1/0AA | 8104401 | no | no |  |  | no |  |  | 0 | 0 | 0 | 0
oh_line_8104401_200882626 |  | AD | node_8104401_200882626 | node_intto1_1398850_866_15449326_438 | 243.155 | bal_1P_1/0AA | 8104401 | no | no |  |  | no |  |  | 0 | 0 | 0 | 0
oh_line_8104401_200882628 |  | AD | node_8104401_200882629 | node_8104401_200882628 | 372.2 | bal_1P_6CU | 8104401 | no | no |  |  | no |  |  | 0 | 0 | 0 | 0
oh_line_8104401_200882629 |  | AD | node_8104401_200882630 | node_8104401_200882629 | 196.355 | bal_1P_6CU | 8104401 | no | no |  |  | no |  |  | 0 | 0 | 0 | 0
oh_line_8104401_200882630 |  | AD | node_8104401_200882631 | node_8104401_200882630 | 208.004 | bal_1P_3-128CW | 8104401 | no | no |  |  | no |  |  | 0 | 0 | 0 | 0
oh_line_8104401_200882631 |  | AD | node_8104401_200882632 | node_8104401_200882631 | 301.982 | bal_1P_3-128CW | 8104401 | no | no |  |  | no |  |  | 0 | 0 | 0 | 0
oh_line_8104401_200882632 |  | AD | node_8104401_200882602 | node_8104401_200882632 | 308.254 | bal_1P_3-128CW | 8104401 | no | no |  |  | no |  |  | 0 | 0 | 0 | 0
oh_line_8104401_200882637 |  | AD | node_8104401_200886636 | node_8104401_200882637 | 303.379 | bal_1P_1/0AA | 8104401 | no | no |  |  | no |  |  | 0 | 0 | 0 | 0
oh_line_8104401_200882638 |  | AD | node_8104401_200882637 | node_8104401_200882638 | 266.894 | bal_1P_1/0AA | 8104401 | no | no |  |  | no |  |  | 0 | 0 | 0 | 0
oh_line_8104401_200882639 |  | AD | node_8104401_200882638 | node_8104401_200882639 | 249.652 | bal_1P_1/0AA | 8104401 | no | no |  |  | no |  |  | 0 | 0 | 0 | 0
oh_line_8104401_200882640 |  | AD | node_8104401_200882639 | node_8104401_200882640 | 288.915 | bal_1P_1/0AA | 8104401 | no | no |  |  | no |  |  | 0 | 0 | 0 | 0
oh_line_8104401_200882641 |  | AD | node_8104401_200882640 | node_8104401_200882641 | 299.956 | bal_1P_1/0AA | 8104401 | no | no |  |  | no |  |  | 0 | 0 | 0 | 0
oh_line_8104401_200882642 |  | AD | node_8104401_200882641 | node_8104401_200882642 | 282.421 | bal_1P_1/0AA | 8104401 | no | no |  |  | no |  |  | 0 | 0 | 0 | 0
oh_line_8104401_200882643 |  | AD | node_8104401_200882642 | node_8104401_200882643 | 297.006 | bal_1P_1/0AA | 8104401 | no | no |  |  | no |  |  | 0 | 0 | 0 | 0
oh_line_8104401_200882644 |  | AD | node_8104401_200882643 | node_8104401_200882644 | 286.482 | bal_1P_1/0AA | 8104401 | no | no |  |  | no |  |  | 0 | 0 | 0 | 0
oh_line_8104401_200882645 |  | AD | node_8104401_200882644 | node_8104401_200882645 | 296.48 | bal_1P_1/0AA | 8104401 | no | no |  |  | no |  |  | 0 | 0 | 0 | 0
oh_line_8104401_200882646 |  | AD | node_8104401_200882645 | node_8104401_200882646 | 279.23 | bal_1P_1/0AA | 8104401 | no | no |  |  | no |  |  | 0 | 0 | 0 | 0
oh_line_8104401_200882647 |  | AD | node_8104401_200882646 | node_8104401_200882647 | 285.99 | bal_1P_1/0AA | 8104401 | no | no |  |  | no |  |  | 0 | 0 | 0 | 0
oh_line_8104401_200882648 |  | AD | node_8104401_200882647 | node_8104401_200882648 | 258.509 | bal_1P_1/0AA | 8104401 | no | no |  |  | no |  |  | 0 | 0 | 0 | 0
oh_line_8104401_200882649 |  | AD | node_8104401_200882648 | node_8104401_200882649 | 287.39 | bal_1P_1/0AA | 8104401 | no | no |  |  | no |  |  | 0 | 0 | 0 | 0
oh_line_8104401_200882650 |  | AD | node_8104401_200882649 | node_8104401_200882650 | 318.166 | bal_1P_1/0AA | 8104401 | no | no |  |  | no |  |  | 0 | 0 | 0 | 0
oh_line_8104401_200882651 |  | AD | node_8104401_200882650 | node_8104401_200882651 | 328.299 | bal_1P_1/0AA | 8104401 | no | no |  |  | no |  |  | 0 | 0 | 0 | 0
oh_line_8104401_200882652 |  | AD | node_8104401_200882651 | node_8104401_200882652 | 280.63 | bal_1P_1/0AA | 8104401 | no | no |  |  | no |  |  | 0 | 0 | 0 | 0
oh_line_8104401_200882653 |  | AD | node_8104401_200882652 | node_8104401_200882653 | 288.224 | bal_1P_1/0AA | 8104401 | no | no |  |  | no |  |  | 0 | 0 | 0 | 0
oh_line_8104401_200882654 |  | AD | node_8104401_200882653 | node_8104401_200882654 | 317.415 | bal_1P_1/0AA | 8104401 | no | no |  |  | no |  |  | 0 | 0 | 0 | 0
oh_line_8104401_200882655 |  | AD | node_8104401_200882654 | node_8104401_200882655 | 304.978 | bal_1P_1/0AA | 8104401 | no | no |  |  | no |  |  | 0 | 0 | 0 | 0
oh_line_8104401_200882657 |  | AD | node_8104401_200882655 | node_8104401_200882657 | 224.873 | bal_1P_1/0AA | 8104401 | no | no |  |  | no |  |  | 0 | 0 | 0 | 0
oh_line_8104401_200882658 |  | AD | node_8104401_200882657 | node_8104401_200882658 | 285.263 | bal_1P_1/0AA | 8104401 | no | no |  |  | no |  |  | 0 | 0 | 0 | 0
oh_line_8104401_200882659 |  | AD | node_8104401_200882658 | node_8104401_200882659 | 166.279 | bal_1P_1/0AA | 8104401 | no | no |  |  | no |  |  | 0 | 0 | 0 | 0
oh_line_8104401_200882661 |  | AD | node_8104401_200882659 | node_8104401_200882661 | 393.343 | bal_1P_1/0AA | 8104401 | no | no |  |  | no |  |  | 0 | 0 | 0 | 0
oh_line_8104401_200882662 |  | AD | node_8104401_200882661 | node_8104401_200882662 | 379.925 | bal_1P_1/0AA | 8104401 | no | no |  |  | no |  |  | 0 | 0 | 0 | 0
oh_line_8104401_200882663 |  | AD | node_8104401_200882662 | node_8104401_200882663 | 320.88 | bal_1P_1/0AA | 8104401 | no | no |  |  | no |  |  | 0 | 0 | 0 | 0
oh_line_8104401_200882664 |  | AD | node_8104401_200882663 | node_8104401_200882664 | 217.714 | bal_1P_4/0AC | 8104401 | no | no |  |  | no |  |  | 0 | 0 | 0 | 0
oh_line_8104401_200882665 |  | AD | node_8104401_200882664 | node_8104401_200882665 | 319.668 | bal_1P_4/0AC | 8104401 | no | no |  |  | no |  |  | 0 | 0 | 0 | 0
oh_line_8104401_200882666 |  | AD | node_8104401_200882665 | node_8104401_200882666 | 297.682 | bal_1P_4/0AC | 8104401 | no | no |  |  | no |  |  | 0 | 0 | 0 | 0
oh_line_8104401_200882667 |  | AD | node_8104401_200882666 | node_8104401_200882667 | 332.95 | bal_1P_4/0AA | 8104401 | no | no |  |  | no |  |  | 0 | 0 | 0 | 0
oh_line_8104401_200882668 |  | AD | node_8104401_200882667 | node_intto1_1397877_375_15442006_589 | 320.943 | bal_1P_4/0AA | 8104401 | no | no |  |  | no |  |  | 0 | 0 | 0 | 0
oh_line_8104401_200882857 |  | AD | node_8104401_200882872 | node_8104401_200882857 | 157.285 | bal_1P_1/0AA | 8104401 | no | no |  |  | no |  |  | 0 | 0 | 0 | 0
oh_line_8104401_200882858 |  | AD | node_8104401_200909356 | node_8104401_200882858 | 218.134 | bal_1P_1/0AA | 8104401 | no | no |  |  | no |  |  | 0 | 0 | 0 | 0
oh_line_8104401_200882859 |  | AD | node_8104401_200909355 | node_8104401_200882859 | 2094.876 | bal_1P_2AC | 8104401 | no | no |  |  | no |  |  | 0 | 0 | 0 | 0
oh_line_8104401_200882860 |  | AD | node_8104401_200882877 | node_8104401_200882860 | 369.234 | bal_1P_2AC | 8104401 | no | no |  |  | no |  |  | 0 | 0 | 0 | 0
oh_line_8104401_200882861 |  | AD | node_8104401_200882860 | node_8104401_200882861 | 328.259 | bal_1P_2AC | 8104401 | no | no |  |  | no |  |  | 0 | 0 | 0 | 0
oh_line_8104401_200882862 |  | AD | node_8104401_200882861 | node_8104401_200882862 | 234.169 | bal_1P_2AC | 8104401 | no | no |  |  | no |  |  | 0 | 0 | 0 | 0
oh_line_8104401_200882863 |  | AD | node_8104401_200882862 | node_8104401_200882863 | 233.558 | bal_1P_2AC | 8104401 | no | no |  |  | no |  |  | 0 | 0 | 0 | 0
oh_line_8104401_200882864 |  | AD | node_8104401_200882863 | node_8104401_200882864 | 336.136 | bal_1P_2AC | 8104401 | no | no |  |  | no |  |  | 0 | 0 | 0 | 0
oh_line_8104401_200882865 |  | AD | node_8104401_200882864 | node_8104401_200882865 | 388.694 | bal_1P_2AC | 8104401 | no | no |  |  | no |  |  | 0 | 0 | 0 | 0
oh_line_8104401_200882867 |  | AD | node_8104401_200882865 | node_8104401_200882867 | 446.24 | bal_1P_2AC | 8104401 | no | no |  |  | no |  |  | 0 | 0 | 0 | 0
oh_line_8104401_200882868 |  | AD | node_8104401_200882867 | node_8104401_200882868 | 530.052 | bal_1P_2AC | 8104401 | no | no |  |  | no |  |  | 0 | 0 | 0 | 0
oh_line_8104401_200882869 |  | AD | node_8104401_200882868 | node_8104401_200882869 | 276.156 | bal_1P_1/0AA | 8104401 | no | no |  |  | no |  |  | 0 | 0 | 0 | 0
oh_line_8104401_200882870 |  | AD | node_8104401_200882869 | node_8104401_200882870 | 284.092 | bal_1P_1/0AA | 8104401 | no | no |  |  | no |  |  | 0 | 0 | 0 | 0
oh_line_8104401_200882871 |  | AD | node_8104401_200882870 | node_8104401_200882871 | 270.425 | bal_1P_1/0AA | 8104401 | no | no |  |  | no |  |  | 0 | 0 | 0 | 0
oh_line_8104401_200882872 |  | AD | node_8104401_200882871 | node_8104401_200882872 | 180.755 | bal_1P_1/0AA | 8104401 | no | no |  |  | no |  |  | 0 | 0 | 0 | 0
oh_line_8104401_200882873 |  | AD | node_8104401_200874830 | node_8104401_200882873 | 565.563 | bal_1P_8ACW | 8104401 | no | no |  |  | no |  |  | 0 | 0 | 0 | 0
oh_line_8104401_200882874 |  | AD | node_8104401_200882873 | node_8104401_200882874 | 471.862 | bal_1P_8ACW | 8104401 | no | no |  |  | no |  |  | 0 | 0 | 0 | 0
oh_line_8104401_200882875 |  | AD | node_8104401_200882874 | node_intto1_8104401_200882875 | 77.962 | bal_1P_1/0AA | 8104401 | no | no |  |  | no |  |  | 0 | 0 | 0 | 0
oh_line_8104401_200882876 |  | AD | node_8104401_200882874 | node_8104401_200882876 | 534.635 | bal_1P_8ACW | 8104401 | no | no |  |  | no |  |  | 0 | 0 | 0 | 0
oh_line_8104401_200882877 |  | AD | node_8104401_200882876 | node_8104401_200882877 | 462.227 | bal_1P_8ACW | 8104401 | no | no |  |  | no |  |  | 0 | 0 | 0 | 0
oh_line_8104401_200882878 |  | AN | node_8104401_200887229 | node_8104401_200882878 | 134.352 | bal_1P_4/0AC_1/0AC(N) | 8104401 | no | no |  |  | no |  |  | 0 | 0 | 0 | 0
oh_line_8104401_200882879 |  | AN | node_8104401_200882878 | node_intto1_8104401_200882879 | 245.758 | bal_1P_4/0AC_1/0AC(N) | 8104401 | no | no |  |  | no |  |  | 0 | 0 | 0 | 0
oh_line_8104401_200882880 |  | AN | node_8104401_200882879 | node_8104401_200882880 | 200.769 | bal_1P_4/0AC_1/0AC(N) | 8104401 | no | no |  |  | no |  |  | 0 | 0 | 0 | 0
oh_line_8104401_200882881 |  | AN | node_8104401_200882880 | node_8104401_200882881 | 200.327 | bal_1P_4/0AC_1/0AC(N) | 8104401 | no | no |  |  | no |  |  | 0 | 0 | 0 | 0
oh_line_8104401_200882882 |  | AN | node_8104401_200882881 | node_8104401_200882882 | 353.924 | bal_1P_4/0AC_1/0AC(N) | 8104401 | no | no |  |  | no |  |  | 0 | 0 | 0 | 0
oh_line_8104401_200882883 |  | AN | node_8104401_200882882 | node_8104401_200882883 | 357.219 | bal_1P_4/0AC_1/0AC(N) | 8104401 | no | no |  |  | no |  |  | 0 | 0 | 0 | 0
oh_line_8104401_200882884 |  | AN | node_8104401_200882883 | node_8104401_200882884 | 137.645 | bal_1P_4/0AC_1/0AC(N) | 8104401 | no | no |  |  | no |  |  | 0 | 0 | 0 | 0
oh_line_8104401_200882885 |  | AN | node_8104401_200882884 | node_8104401_200882885 | 131.819 | bal_1P_1/0AA_1/0AA(N) | 8104401 | no | no |  |  | no |  |  | 0 | 0 | 0 | 0
oh_line_8104401_200886444 |  | AD | node_8104401_200886465 | node_8104401_200886444 | 219.129 | bal_1P_1/0AA | 8104401 | no | no |  |  | no |  |  | 0 | 0 | 0 | 0
oh_line_8104401_200886447 |  | AD | node_8104401_200982209 | node_8104401_200886447 | 409.608 | bal_1P_2CU | 8104401 | no | no |  |  | no |  |  | 0 | 0 | 0 | 0
oh_line_8104401_200886448 |  | AD | node_8104401_200886447 | node_8104401_200886448 | 285.112 | bal_1P_2CU | 8104401 | no | no |  |  | no |  |  | 0 | 0 | 0 | 0
oh_line_8104401_200886449 |  | AD | node_8104401_200886448 | node_8104401_200886449 | 348.363 | bal_1P_2CU | 8104401 | no | no |  |  | no |  |  | 0 | 0 | 0 | 0
oh_line_8104401_200886450 |  | AD | node_8104401_200886449 | node_8104401_200886450 | 327.734 | bal_1P_2CU | 8104401 | no | no |  |  | no |  |  | 0 | 0 | 0 | 0
oh_line_8104401_200886451-1 |  | AD | node_8104401_200886450 | node_1398348_044_15414168_491 | 28.858 | bal_1P_2CU | 8104401 | no | no |  |  | no |  |  | 0 | 0 | 0 | 0
oh_line_8104401_200886451-2 |  | AD | node_1398348_044_15414168_491 | node_8104401_200886451 | 328.826 | bal_1P_2CU | 8104401 | no | no |  |  | no |  |  | 0 | 0 | 0 | 0
oh_line_8104401_200886452 |  | AD | node_8104401_200886451 | node_8104401_200886452 | 334.683 | bal_1P_2CU | 8104401 | no | no |  |  | no |  |  | 0 | 0 | 0 | 0
oh_line_8104401_200886453 |  | AD | node_8104401_200886452 | node_8104401_200886453 | 352.062 | bal_1P_2CU | 8104401 | no | no |  |  | no |  |  | 0 | 0 | 0 | 0
oh_line_8104401_200886454 |  | AD | node_8104401_200886453 | node_8104401_200886454 | 366.098 | bal_1P_2CU | 8104401 | no | no |  |  | no |  |  | 0 | 0 | 0 | 0
oh_line_8104401_200886456 |  | AD | node_8104401_200886454 | node_8104401_200886456 | 352.345 | bal_1P_2CU | 8104401 | no | no |  |  | no |  |  | 0 | 0 | 0 | 0
oh_line_8104401_200886457 |  | AD | node_8104401_200886456 | node_intto1_8104401_200886457 | 273.47 | bal_1P_2CU | 8104401 | no | no |  |  | no |  |  | 0 | 0 | 0 | 0
oh_line_8104401_200886458 |  | AD | node_8104401_200886457 | node_8104401_200886458 | 271.213 | bal_1P_2CU | 8104401 | no | no |  |  | no |  |  | 0 | 0 | 0 | 0
oh_line_8104401_200886459 |  | AD | node_8104401_200886458 | node_8104401_200886459 | 313.653 | bal_1P_2CU | 8104401 | no | no |  |  | no |  |  | 0 | 0 | 0 | 0
oh_line_8104401_200886460 |  | AD | node_8104401_312071414 | node_8104401_200886460 | 148.453 | bal_1P_2CU | 8104401 | no | no |  |  | no |  |  | 0 | 0 | 0 | 0
oh_line_8104401_200886461 |  | AD | node_8104401_200886460 | node_8104401_200886461 | 324.311 | bal_1P_2CU | 8104401 | no | no |  |  | no |  |  | 0 | 0 | 0 | 0
oh_line_8104401_200886462 |  | AD | node_8104401_200886461 | node_8104401_200886462 | 208.613 | bal_1P_2AC | 8104401 | no | no |  |  | no |  |  | 0 | 0 | 0 | 0
oh_line_8104401_200886463 |  | AD | node_8104401_200886461 | node_8104401_200886463 | 339.726 | bal_1P_2CU | 8104401 | no | no |  |  | no |  |  | 0 | 0 | 0 | 0
oh_line_8104401_200886464 |  | AD | node_8104401_200886463 | node_8104401_200886464 | 361.147 | bal_1P_2CU | 8104401 | no | no |  |  | no |  |  | 0 | 0 | 0 | 0
oh_line_8104401_200886465 |  | AD | node_8104401_200886464 | node_intto1_8104401_200886465 | 142.354 | bal_1P_1/0AA | 8104401 | no | no |  |  | no |  |  | 0 | 0 | 0 | 0
oh_line_8104401_200886466 |  | AD | node_8104401_200886464 | node_8104401_200886466 | 403.983 | bal_1P_2CU | 8104401 | no | no |  |  | no |  |  | 0 | 0 | 0 | 0
oh_line_8104401_200886468 |  | AD | node_8104401_200886466 | node_8104401_200886468 | 359.842 | bal_1P_2AC | 8104401 | no | no |  |  | no |  |  | 0 | 0 | 0 | 0
oh_line_8104401_200886469 |  | AD | node_8104401_200886468 | node_8104401_200886469 | 352.697 | bal_1P_2AC | 8104401 | no | no |  |  | no |  |  | 0 | 0 | 0 | 0
oh_line_8104401_200886471 |  | AD | node_8104401_200886469 | node_8104401_200886471 | 418.062 | bal_1P_2AC | 8104401 | no | no |  |  | no |  |  | 0 | 0 | 0 | 0
oh_line_8104401_200886475 |  | AN | node_8104401_200909378 | node_8104401_200886475 | 148.107 | bal_1P_1/0AC_1/0AC(N) | 8104401 | no | no |  |  | no |  |  | 0 | 0 | 0 | 0
oh_line_8104401_200886476 |  | AD | node_8104401_200909379 | node_8104401_200886476 | 78.69 | bal_1P_2AC | 8104401 | no | no |  |  | no |  |  | 0 | 0 | 0 | 0
oh_line_8104401_200886477 |  | AD | node_8104401_200886476 | node_intto1_8104401_200886477 | 232.132 | bal_1P_2AC | 8104401 | no | no |  |  | no |  |  | 0 | 0 | 0 | 0
oh_line_8104401_200886478 |  | AD | node_8104401_200886477 | node_8104401_200886478 | 392.385 | bal_1P_2AC | 8104401 | no | no |  |  | no |  |  | 0 | 0 | 0 | 0
oh_line_8104401_200886479 |  | AD | node_8104401_200886478 | node_8104401_200886479 | 146.49 | bal_1P_2AC | 8104401 | no | no |  |  | no |  |  | 0 | 0 | 0 | 0
oh_line_8104401_200886480 |  | AD | node_8104401_200886479 | node_8104401_200886480 | 234.975 | bal_1P_2AC | 8104401 | no | no |  |  | no |  |  | 0 | 0 | 0 | 0
oh_line_8104401_200886482 |  | AD | node_8104401_200886480 | node_8104401_200886482 | 523.864 | bal_1P_2AC | 8104401 | no | no |  |  | no |  |  | 0 | 0 | 0 | 0
oh_line_8104401_200886483 |  | AD | node_8104401_200886482 | node_8104401_200886483 | 407.008 | bal_1P_2AC | 8104401 | no | no |  |  | no |  |  | 0 | 0 | 0 | 0
oh_line_8104401_200886484 |  | AD | node_8104401_200886483 | node_8104401_200886484 | 406.252 | bal_1P_2AC | 8104401 | no | no |  |  | no |  |  | 0 | 0 | 0 | 0
oh_line_8104401_200886485 |  | AD | node_8104401_200886484 | node_8104401_200886485 | 255.316 | bal_1P_2AC | 8104401 | no | no |  |  | no |  |  | 0 | 0 | 0 | 0
oh_line_8104401_200886486 |  | AD | node_8104401_200886485 | node_intto1_8104401_200886486 | 150.436 | bal_1P_2AC | 8104401 | no | no |  |  | no |  |  | 0 | 0 | 0 | 0
oh_line_8104401_200886488 |  | AD | node_8104401_200886486 | node_8104401_200886488 | 494.173 | bal_1P_2AC | 8104401 | no | no |  |  | no |  |  | 0 | 0 | 0 | 0
oh_line_8104401_200886489 |  | AD | node_8104401_200886488 | node_8104401_200886489 | 526.604 | bal_1P_2AC | 8104401 | no | no |  |  | no |  |  | 0 | 0 | 0 | 0
oh_line_8104401_200886491 |  | AD | node_8104401_200886489 | node_8104401_200886491 | 490.68 | bal_1P_2AC | 8104401 | no | no |  |  | no |  |  | 0 | 0 | 0 | 0
oh_line_8104401_200886492 |  | AD | node_8104401_200886491 | node_8104401_200886492 | 435.736 | bal_1P_2AC | 8104401 | no | no |  |  | no |  |  | 0 | 0 | 0 | 0
oh_line_8104401_200886494 |  | AD | node_8104401_200977358 | node_8104401_200886494 | 140.744 | bal_1P_2AC | 8104401 | no | no |  |  | no |  |  | 0 | 0 | 0 | 0
oh_line_8104401_200886496 |  | AD | node_8104401_200886494 | node_intto1_8104401_200886496 | 86.085 | bal_1P_1/0AA | 8104401 | no | no |  |  | no |  |  | 0 | 0 | 0 | 0
oh_line_8104401_200886498 |  | AD | node_8104401_311893253 | node_8104401_200886498 | 557.32 | bal_1P_2AC | 8104401 | no | no |  |  | no |  |  | 0 | 0 | 0 | 0
oh_line_8104401_200886499 |  | AD | node_8104401_200886498 | node_8104401_200886499 | 378.97 | bal_1P_8ACW | 8104401 | no | no |  |  | no |  |  | 0 | 0 | 0 | 0
oh_line_8104401_200886500 |  | AD | node_8104401_200886499 | node_8104401_200886500 | 436.646 | bal_1P_8ACW | 8104401 | no | no |  |  | no |  |  | 0 | 0 | 0 | 0
oh_line_8104401_200886502 |  | AD | node_8104401_200886498 | node_8104401_200886502 | 580.151 | bal_1P_2AC | 8104401 | no | no |  |  | no |  |  | 0 | 0 | 0 | 0
oh_line_8104401_200886503 |  | AD | node_8104401_200886502 | node_8104401_200886503 | 201.245 | bal_1P_2AC | 8104401 | no | no |  |  | no |  |  | 0 | 0 | 0 | 0
oh_line_8104401_200886504 |  | AD | node_8104401_200886503 | node_8104401_200886504 | 463.388 | bal_1P_2AC | 8104401 | no | no |  |  | no |  |  | 0 | 0 | 0 | 0
oh_line_8104401_200886505 |  | AD | node_8104401_200886504 | node_8104401_200886505 | 527.903 | bal_1P_2AC | 8104401 | no | no |  |  | no |  |  | 0 | 0 | 0 | 0
oh_line_8104401_200886506 |  | AD | node_8104401_200886505 | node_8104401_200886506 | 560.762 | bal_1P_2AC | 8104401 | no | no |  |  | no |  |  | 0 | 0 | 0 | 0
oh_line_8104401_200886507 |  | AD | node_8104401_200886506 | node_8104401_200886507 | 516.178 | bal_1P_2AC | 8104401 | no | no |  |  | no |  |  | 0 | 0 | 0 | 0
oh_line_8104401_200886511 |  | AD | node_8104401_200886507 | node_8104401_200886511 | 505.662 | bal_1P_2AC | 8104401 | no | no |  |  | no |  |  | 0 | 0 | 0 | 0
oh_line_8104401_200886514 |  | AD | node_8104401_200886511 | node_8104401_200886514 | 502.729 | bal_1P_2AC | 8104401 | no | no |  |  | no |  |  | 0 | 0 | 0 | 0
oh_line_8104401_200886515 |  | AD | node_8104401_200886514 | node_8104401_200886515 | 563.723 | bal_1P_2AC | 8104401 | no | no |  |  | no |  |  | 0 | 0 | 0 | 0
oh_line_8104401_200886517 |  | AD | node_8104401_200886515 | node_8104401_200886517 | 466.745 | bal_1P_2AC | 8104401 | no | no |  |  | no |  |  | 0 | 0 | 0 | 0
oh_line_8104401_200886518 |  | AD | node_8104401_200886517 | node_8104401_200886518 | 111.603 | bal_1P_1/0AA | 8104401 | no | no |  |  | no |  |  | 0 | 0 | 0 | 0
oh_line_8104401_200886519 |  | AD | node_8104401_200886518 | node_8104401_200886519 | 281.325 | bal_1P_1/0AA | 8104401 | no | no |  |  | no |  |  | 0 | 0 | 0 | 0
oh_line_8104401_200886520 |  | AD | node_8104401_200886519 | node_8104401_200886520 | 343.287 | bal_1P_1/0AA | 8104401 | no | no |  |  | no |  |  | 0 | 0 | 0 | 0
oh_line_8104401_200886522 |  | AD | node_8104401_200886517 | node_8104401_200886522 | 275.823 | bal_1P_2CU | 8104401 | no | no |  |  | no |  |  | 0 | 0 | 0 | 0
oh_line_8104401_200886523 |  | AD | node_8104401_200886522 | node_8104401_200886523 | 247.758 | bal_1P_1/0AA | 8104401 | no | no |  |  | no |  |  | 0 | 0 | 0 | 0
oh_line_8104401_200886524 |  | AD | node_8104401_200886523 | node_8104401_200886524 | 248.131 | bal_1P_1/0AA | 8104401 | no | no |  |  | no |  |  | 0 | 0 | 0 | 0
oh_line_8104401_200886525 |  | AD | node_8104401_200886524 | node_8104401_200886525 | 207.083 | bal_1P_1/0AA | 8104401 | no | no |  |  | no |  |  | 0 | 0 | 0 | 0
oh_line_8104401_200886526 |  | AD | node_8104401_200886522 | node_8104401_200886526 | 323.13 | bal_1P_2CU | 8104401 | no | no |  |  | no |  |  | 0 | 0 | 0 | 0
oh_line_8104401_200886528 |  | AD | node_8104401_200886526 | node_8104401_200886528 | 342.476 | bal_1P_2CU | 8104401 | no | no |  |  | no |  |  | 0 | 0 | 0 | 0
oh_line_8104401_200886530 |  | AD | node_8104401_200886528 | node_8104401_200886530 | 327.057 | bal_1P_2CU | 8104401 | no | no |  |  | no |  |  | 0 | 0 | 0 | 0
oh_line_8104401_200886533 |  | AD | node_8104401_200963319 | node_intto1_8104401_200886533 | 162.822 | bal_1P_2CU | 8104401 | no | no |  |  | no |  |  | 0 | 0 | 0 | 0
oh_line_8104401_200886537 |  | AD | node_8104401_200886538 | node_8104401_200886537 | 301.613 | bal_1P_1/0AA | 8104401 | no | no |  |  | no |  |  | 0 | 0 | 0 | 0
oh_line_8104401_200886538 |  | AD | node_8104401_200982201 | node_8104401_200886538 | 268.794 | bal_1P_1/0AA | 8104401 | no | no |  |  | no |  |  | 0 | 0 | 0 | 0
oh_line_8104401_200886541 |  | AD | node_8104401_200982202 | node_8104401_200886541 | 246.823 | bal_1P_1/0AA | 8104401 | no | no |  |  | no |  |  | 0 | 0 | 0 | 0
oh_line_8104401_200886544 |  | AD | node_8104401_200982204 | node_8104401_200886544 | 188.18 | bal_1P_1/0AA | 8104401 | no | no |  |  | no |  |  | 0 | 0 | 0 | 0
oh_line_8104401_200886605 |  | AN | node_8104401_200887106 | node_8104401_200886605 | 173.046 | bal_1P_4/0AC_1/0AC(N) | 8104401 | no | no |  |  | no |  |  | 0 | 0 | 0 | 0
oh_line_8104401_200886607 |  | AN | node_8104401_200886605 | node_intto1_8104401_200886607 | 194.476 | bal_1P_4/0AC_1/0AC(N) | 8104401 | no | no |  |  | no |  |  | 0 | 0 | 0 | 0
oh_line_8104401_200886608 |  | AN | node_8104401_200886607 | node_8104401_200886608 | 80.212 | bal_1P_4/0AC_1/0AC(N) | 8104401 | no | no |  |  | no |  |  | 0 | 0 | 0 | 0
oh_line_8104401_200886609 |  | AN | node_8104401_200886608 | node_8104401_200886609 | 154.939 | bal_1P_4/0AC_1/0AC(N) | 8104401 | no | no |  |  | no |  |  | 0 | 0 | 0 | 0
oh_line_8104401_200886610 |  | AN | node_8104401_200886609 | node_8104401_200886610 | 189.202 | bal_1P_4/0AC_1/0AC(N) | 8104401 | no | no |  |  | no |  |  | 0 | 0 | 0 | 0
oh_line_8104401_200886611 |  | AN | node_8104401_200886610 | node_8104401_200886611 | 112.127 | bal_1P_4/0AC_1/0AC(N) | 8104401 | no | no |  |  | no |  |  | 0 | 0 | 0 | 0
oh_line_8104401_200886612 |  | AN | node_8104401_200886611 | node_8104401_200886612 | 87.006 | bal_1P_4/0AC_1/0AC(N) | 8104401 | no | no |  |  | no |  |  | 0 | 0 | 0 | 0
oh_line_8104401_200886613 |  | AN | node_8104401_200886612 | node_8104401_200886613 | 164.96 | bal_1P_4/0AC_1/0AC(N) | 8104401 | no | no |  |  | no |  |  | 0 | 0 | 0 | 0
oh_line_8104401_200886614 |  | AN | node_8104401_200886613 | node_8104401_200886614 | 177.243 | bal_1P_4/0AC_1/0AC(N) | 8104401 | no | no |  |  | no |  |  | 0 | 0 | 0 | 0
oh_line_8104401_200886615 |  | AN | node_8104401_200886611 | node_8104401_200886615 | 278.103 | bal_1P_4/0AC_1/0AC(N) | 8104401 | no | no |  |  | no |  |  | 0 | 0 | 0 | 0
oh_line_8104401_200886616 |  | AD | node_8104401_200886617 | node_8104401_200886616 | 130.173 | bal_1P_6CU | 8104401 | no | no |  |  | no |  |  | 0 | 0 | 0 | 0
oh_line_8104401_200886617-1 |  | AN | node_220523536 | node_8104401_200886617 | 10.294 | bal_1P_4/0AC_1/0AC(N) | 8104401 | no | no |  |  | no |  |  | 0 | 0 | 0 | 0
oh_line_8104401_200886617-2 |  | AN | node_220436636 | node_intto1_220523536 | 11.66 | bal_1P_4/0AC_1/0AC(N) | 8104401 | no | no |  |  | no |  |  | 0 | 0 | 0 | 0
oh_line_8104401_200886617-3 |  | AN | node_8104401_200887111 | node_intto1_220436636 | 185.116 | bal_1P_4/0AC_1/0AC(N) | 8104401 | no | no |  |  | no |  |  | 0 | 0 | 0 | 0
oh_line_8104401_200886618 |  | AD | node_8104401_200886643 | node_8104401_200886618 | 262.508 | bal_1P_1/0AA | 8104401 | no | no |  |  | no |  |  | 0 | 0 | 0 | 0
oh_line_8104401_200886619 |  | AD | node_8104401_200886618 | node_8104401_200886619 | 252.59 | bal_1P_1/0AA | 8104401 | no | no |  |  | no |  |  | 0 | 0 | 0 | 0
oh_line_8104401_200886620 |  | AD | node_8104401_200886619 | node_8104401_200886620 | 266.567 | bal_1P_1/0AA | 8104401 | no | no |  |  | no |  |  | 0 | 0 | 0 | 0
oh_line_8104401_200886621 |  | AD | node_8104401_200886620 | node_8104401_200886621 | 330.592 | bal_1P_1/0AA | 8104401 | no | no |  |  | no |  |  | 0 | 0 | 0 | 0
oh_line_8104401_200886622 |  | AD | node_8104401_200886621 | node_8104401_200886622 | 273.835 | bal_1P_1/0AA | 8104401 | no | no |  |  | no |  |  | 0 | 0 | 0 | 0
oh_line_8104401_200886623 |  | AD | node_8104401_200886622 | node_8104401_200886623 | 294.961 | bal_1P_1/0AA | 8104401 | no | no |  |  | no |  |  | 0 | 0 | 0 | 0
oh_line_8104401_200886624 |  | AD | node_8104401_200886623 | node_8104401_200886624 | 290.696 | bal_1P_1/0AA | 8104401 | no | no |  |  | no |  |  | 0 | 0 | 0 | 0
oh_line_8104401_200886625 |  | AD | node_8104401_200886624 | node_8104401_200886625 | 278.541 | bal_1P_1/0AA | 8104401 | no | no |  |  | no |  |  | 0 | 0 | 0 | 0
oh_line_8104401_200886626 |  | AD | node_8104401_200886625 | node_8104401_200886626 | 313.325 | bal_1P_1/0AA | 8104401 | no | no |  |  | no |  |  | 0 | 0 | 0 | 0
oh_line_8104401_200886627 |  | AD | node_8104401_200886626 | node_8104401_200886627 | 312.068 | bal_1P_1/0AA | 8104401 | no | no |  |  | no |  |  | 0 | 0 | 0 | 0
oh_line_8104401_200886628 |  | AD | node_8104401_200886617 | node_8104401_200886628 | 178.517 | bal_1P_1/0AA | 8104401 | no | no |  |  | no |  |  | 0 | 0 | 0 | 0
oh_line_8104401_200886629 |  | AD | node_8104401_200886627 | node_8104401_200886629 | 296.144 | bal_1P_1/0AA | 8104401 | no | no |  |  | no |  |  | 0 | 0 | 0 | 0
oh_line_8104401_200886630 |  | AD | node_8104401_200886629 | node_8104401_200886630 | 319.204 | bal_1P_1/0AA | 8104401 | no | no |  |  | no |  |  | 0 | 0 | 0 | 0
oh_line_8104401_200886631 |  | AD | node_8104401_200886630 | node_8104401_200886631 | 289.698 | bal_1P_1/0AA | 8104401 | no | no |  |  | no |  |  | 0 | 0 | 0 | 0
oh_line_8104401_200886632 |  | AD | node_8104401_200886631 | node_8104401_200886632 | 311.882 | bal_1P_1/0AA | 8104401 | no | no |  |  | no |  |  | 0 | 0 | 0 | 0
oh_line_8104401_200886633 |  | AD | node_8104401_200886632 | node_8104401_200886633 | 311.32 | bal_1P_1/0AA | 8104401 | no | no |  |  | no |  |  | 0 | 0 | 0 | 0
oh_line_8104401_200886634 |  | AD | node_8104401_200886633 | node_8104401_200886634 | 295.921 | bal_1P_1/0AA | 8104401 | no | no |  |  | no |  |  | 0 | 0 | 0 | 0
oh_line_8104401_200886635 |  | AD | node_8104401_200886634 | node_8104401_200886635 | 298.487 | bal_1P_1/0AA | 8104401 | no | no |  |  | no |  |  | 0 | 0 | 0 | 0
oh_line_8104401_200886636 |  | AD | node_8104401_200886635 | node_8104401_200886636 | 298.183 | bal_1P_1/0AA | 8104401 | no | no |  |  | no |  |  | 0 | 0 | 0 | 0
oh_line_8104401_200886637 |  | AD | node_8104401_200886628 | node_intto1_8104401_200886637 | 179.713 | bal_1P_1/0AA | 8104401 | no | no |  |  | no |  |  | 0 | 0 | 0 | 0
oh_line_8104401_200886638 |  | AD | node_8104401_200886637 | node_8104401_200886638 | 238.56 | bal_1P_1/0AA | 8104401 | no | no |  |  | no |  |  | 0 | 0 | 0 | 0
oh_line_8104401_200886639 |  | AD | node_8104401_200886638 | node_8104401_200886639 | 297.137 | bal_1P_1/0AA | 8104401 | no | no |  |  | no |  |  | 0 | 0 | 0 | 0
oh_line_8104401_200886640 |  | AD | node_8104401_200886639 | node_8104401_200886640 | 262.936 | bal_1P_1/0AA | 8104401 | no | no |  |  | no |  |  | 0 | 0 | 0 | 0
oh_line_8104401_200886641 |  | AD | node_8104401_200886640 | node_8104401_200886641 | 267.007 | bal_1P_1/0AA | 8104401 | no | no |  |  | no |  |  | 0 | 0 | 0 | 0
oh_line_8104401_200886642 |  | AD | node_8104401_200886641 | node_8104401_200886642 | 230.426 | bal_1P_1/0AA | 8104401 | no | no |  |  | no |  |  | 0 | 0 | 0 | 0
oh_line_8104401_200886643 |  | AD | node_8104401_200886642 | node_8104401_200886643 | 237.982 | bal_1P_1/0AA | 8104401 | no | no |  |  | no |  |  | 0 | 0 | 0 | 0
oh_line_8104401_200886644 |  | AD | node_8104401_200886616 | node_8104401_200886644 | 108.714 | bal_1P_4CU | 8104401 | no | no |  |  | no |  |  | 0 | 0 | 0 | 0
oh_line_8104401_200886645 |  | AD | node_8104401_200886695 | node_8104401_200886645 | 540.331 | bal_1P_4ACW | 8104401 | no | no |  |  | no |  |  | 0 | 0 | 0 | 0
oh_line_8104401_200886646 |  | AD | node_8104401_200886645 | node_8104401_200886646 | 398.833 | bal_1P_4ACW | 8104401 | no | no |  |  | no |  |  | 0 | 0 | 0 | 0
oh_line_8104401_200886647 |  | AD | node_8104401_200886646 | node_8104401_200886647 | 549.03 | bal_1P_2AC | 8104401 | no | no |  |  | no |  |  | 0 | 0 | 0 | 0
oh_line_8104401_200886648 |  | AD | node_8104401_200886647 | node_8104401_200886648 | 424.238 | bal_1P_2AC | 8104401 | no | no |  |  | no |  |  | 0 | 0 | 0 | 0
oh_line_8104401_200886649 |  | AD | node_8104401_200886648 | node_8104401_200886649 | 503.078 | bal_1P_2AC | 8104401 | no | no |  |  | no |  |  | 0 | 0 | 0 | 0
oh_line_8104401_200886650 |  | AD | node_8104401_200886649 | node_8104401_200886650 | 505.817 | bal_1P_4ACW | 8104401 | no | no |  |  | no |  |  | 0 | 0 | 0 | 0
oh_line_8104401_200886651 |  | AD | node_8104401_200886650 | node_8104401_200886651 | 170.975 | bal_1P_4ACW | 8104401 | no | no |  |  | no |  |  | 0 | 0 | 0 | 0
oh_line_8104401_200886652 |  | AD | node_8104401_200886651 | node_8104401_200886652 | 252.34 | bal_1P_4ACW | 8104401 | no | no |  |  | no |  |  | 0 | 0 | 0 | 0
oh_line_8104401_200886654 |  | AD | node_8104401_200886652 | node_8104401_200886654 | 565.923 | bal_1P_4ACW | 8104401 | no | no |  |  | no |  |  | 0 | 0 | 0 | 0
oh_line_8104401_200886656 |  | AD | node_8104401_200886654 | node_8104401_200886656 | 416.162 | bal_1P_4ACW | 8104401 | no | no |  |  | no |  |  | 0 | 0 | 0 | 0
oh_line_8104401_200886657 |  | AD | node_8104401_200886656 | node_8104401_200886657 | 411.825 | bal_1P_4ACW | 8104401 | no | no |  |  | no |  |  | 0 | 0 | 0 | 0
oh_line_8104401_200886658 |  | AD | node_8104401_200886644 | node_intto1_8104401_200886658 | 91.049 | bal_1P_4CU | 8104401 | no | no |  |  | no |  |  | 0 | 0 | 0 | 0
oh_line_8104401_200886659 |  | AD | node_8104401_200886657 | node_8104401_200886659 | 480.09 | bal_1P_4ACW | 8104401 | no | no |  |  | no |  |  | 0 | 0 | 0 | 0
oh_line_8104401_200886660 |  | AD | node_8104401_200886659 | node_8104401_200886660 | 449.278 | bal_1P_4ACW | 8104401 | no | no |  |  | no |  |  | 0 | 0 | 0 | 0
oh_line_8104401_200886661 |  | AD | node_8104401_200886660 | node_8104401_200886661 | 418.295 | bal_1P_4ACW | 8104401 | no | no |  |  | no |  |  | 0 | 0 | 0 | 0
oh_line_8104401_200886662 |  | AD | node_8104401_200886661 | node_8104401_200886662 | 458.788 | bal_1P_4ACW | 8104401 | no | no |  |  | no |  |  | 0 | 0 | 0 | 0
oh_line_8104401_200886663 |  | AD | node_8104401_200886662 | node_8104401_200886663 | 131.358 | bal_1P_2AC | 8104401 | no | no |  |  | no |  |  | 0 | 0 | 0 | 0
oh_line_8104401_200886664 |  | AD | node_8104401_200886663 | node_8104401_200886664 | 153.932 | bal_1P_1/0AA | 8104401 | no | no |  |  | no |  |  | 0 | 0 | 0 | 0
oh_line_8104401_200886665 |  | AD | node_8104401_200886663 | node_8104401_200886665 | 280.154 | bal_1P_2AC | 8104401 | no | no |  |  | no |  |  | 0 | 0 | 0 | 0
oh_line_8104401_200886666 |  | AD | node_8104401_200886665 | node_8104401_200886666 | 133.613 | bal_1P_2AC | 8104401 | no | no |  |  | no |  |  | 0 | 0 | 0 | 0
oh_line_8104401_200886667-1 |  | AD | node_8104401_200886666 | node_intto1_220387514 | 9.842 | bal_1P_1/0AA | 8104401 | no | no |  |  | no |  |  | 0 | 0 | 0 | 0
oh_line_8104401_200886667-2 |  | AD | node_220387514 | node_intto1_311907770 | 91.002 | bal_1P_1/0AA | 8104401 | no | no |  |  | no |  |  | 0 | 0 | 0 | 0
oh_line_8104401_200886667-3 |  | AD | node_311907770 | node_intto1_220463631 | 4.908 | bal_1P_1/0AA | 8104401 | no | no |  |  | no |  |  | 0 | 0 | 0 | 0
oh_line_8104401_200886667-4 |  | AD | node_220463631 | node_8104401_200886667 | 7.284 | bal_1P_1/0AA | 8104401 | no | no |  |  | no |  |  | 0 | 0 | 0 | 0
oh_line_8104401_200886668 |  | AD | node_8104401_200886666 | node_8104401_200886668 | 299.147 | bal_1P_1/0AA | 8104401 | no | no |  |  | no |  |  | 0 | 0 | 0 | 0
oh_line_8104401_200886669 |  | AD | node_8104401_200886668 | node_8104401_200886669 | 309.985 | bal_1P_1/0AA | 8104401 | no | no |  |  | no |  |  | 0 | 0 | 0 | 0
oh_line_8104401_200886670 |  | AD | node_8104401_200886666 | node_8104401_200886670 | 164.471 | bal_1P_2AC | 8104401 | no | no |  |  | no |  |  | 0 | 0 | 0 | 0
oh_line_8104401_200886672 |  | AD | node_8104401_200886670 | node_8104401_200886672 | 287.744 | bal_1P_2AC | 8104401 | no | no |  |  | no |  |  | 0 | 0 | 0 | 0
oh_line_8104401_200886674 |  | AD | node_8104401_200886672 | node_8104401_200886674 | 202.728 | bal_1P_2AC | 8104401 | no | no |  |  | no |  |  | 0 | 0 | 0 | 0
oh_line_8104401_200886675 |  | AD | node_8104401_200886674 | node_8104401_200886675 | 130.507 | bal_1P_2AC | 8104401 | no | no |  |  | no |  |  | 0 | 0 | 0 | 0
oh_line_8104401_200886676 |  | AD | node_8104401_200886675 | node_8104401_200886676 | 319.034 | bal_1P_2AC | 8104401 | no | no |  |  | no |  |  | 0 | 0 | 0 | 0
oh_line_8104401_200886677 |  | AD | node_8104401_200886658 | node_8104401_200886677 | 159.677 | bal_1P_4CU | 8104401 | no | no |  |  | no |  |  | 0 | 0 | 0 | 0
oh_line_8104401_200886679 |  | AD | node_8104401_200886676 | node_8104401_200886679 | 313.742 | bal_1P_2AC | 8104401 | no | no |  |  | no |  |  | 0 | 0 | 0 | 0
oh_line_8104401_200886681 |  | AD | node_8104401_200886677 | node_8104401_200886681 | 124.163 | bal_1P_4CU | 8104401 | no | no |  |  | no |  |  | 0 | 0 | 0 | 0
oh_line_8104401_200886682 |  | AD | node_8104401_200886681 | node_8104401_200886682 | 111.677 | bal_1P_4CU | 8104401 | no | no |  |  | no |  |  | 0 | 0 | 0 | 0
oh_line_8104401_200886685 |  | AD | node_8104401_200886682 | node_8104401_200886685 | 161.22 | bal_1P_2AC | 8104401 | no | no |  |  | no |  |  | 0 | 0 | 0 | 0
oh_line_8104401_200886686 |  | AD | node_8104401_200886685 | node_8104401_200886686 | 107.614 | bal_1P_1/0AC | 8104401 | no | no |  |  | no |  |  | 0 | 0 | 0 | 0
oh_line_8104401_200886688 |  | AD | node_8104401_200886685 | node_8104401_200886688 | 251.972 | bal_1P_2AC | 8104401 | no | no |  |  | no |  |  | 0 | 0 | 0 | 0
oh_line_8104401_200886689 |  | AD | node_8104401_200886688 | node_8104401_200886689 | 187.066 | bal_1P_2AC | 8104401 | no | no |  |  | no |  |  | 0 | 0 | 0 | 0
oh_line_8104401_200886690 |  | AD | node_8104401_200886689 | node_8104401_200886690 | 201.079 | bal_1P_2AC | 8104401 | no | no |  |  | no |  |  | 0 | 0 | 0 | 0
oh_line_8104401_200886691 |  | AD | node_8104401_200886690 | node_8104401_200886691 | 246.861 | bal_1P_2AC | 8104401 | no | no |  |  | no |  |  | 0 | 0 | 0 | 0
oh_line_8104401_200886693 |  | AD | node_8104401_200886691 | node_8104401_200886693 | 241.467 | bal_1P_2AC | 8104401 | no | no |  |  | no |  |  | 0 | 0 | 0 | 0
oh_line_8104401_200886695 |  | AD | node_8104401_200886693 | node_8104401_200886695 | 249.513 | bal_1P_2AC | 8104401 | no | no |  |  | no |  |  | 0 | 0 | 0 | 0
oh_line_8104401_200886698 |  | AD | node_8104401_200886485 | node_intto1_8104401_200886698 | 290.69 | bal_1P_2AC | 8104401 | no | no |  |  | no |  |  | 0 | 0 | 0 | 0
oh_line_8104401_200886700 |  | AD | node_8104401_200961732 | node_8104401_200886700 | 301.5 | bal_1P_2AC | 8104401 | no | no |  |  | no |  |  | 0 | 0 | 0 | 0
oh_line_8104401_200886701 |  | AD | node_8104401_200886700 | node_8104401_200886701 | 388.984 | bal_1P_2AC | 8104401 | no | no |  |  | no |  |  | 0 | 0 | 0 | 0
oh_line_8104401_200886702 |  | AD | node_8104401_200886701 | node_8104401_200886702 | 531.827 | bal_1P_2AC | 8104401 | no | no |  |  | no |  |  | 0 | 0 | 0 | 0
oh_line_8104401_200886703 |  | AD | node_8104401_200886702 | node_8104401_200886703 | 547.938 | bal_1P_2AC | 8104401 | no | no |  |  | no |  |  | 0 | 0 | 0 | 0
oh_line_8104401_200886706 |  | AD | node_8104401_200886703 | node_8104401_200886706 | 456.538 | bal_1P_2AC | 8104401 | no | no |  |  | no |  |  | 0 | 0 | 0 | 0
oh_line_8104401_200886707 |  | AD | node_8104401_200886706 | node_8104401_200886707 | 236.761 | bal_1P_2AC | 8104401 | no | no |  |  | no |  |  | 0 | 0 | 0 | 0
oh_line_8104401_200886708 |  | AD | node_8104401_200886707 | node_8104401_200886708 | 248.246 | bal_1P_2AC | 8104401 | no | no |  |  | no |  |  | 0 | 0 | 0 | 0
oh_line_8104401_200886709 |  | AD | node_8104401_200886708 | node_8104401_200886709 | 270.813 | bal_1P_2AC | 8104401 | no | no |  |  | no |  |  | 0 | 0 | 0 | 0
oh_line_8104401_200886710 |  | AD | node_8104401_200886709 | node_8104401_200886710 | 200.748 | bal_1P_2AC | 8104401 | no | no |  |  | no |  |  | 0 | 0 | 0 | 0
oh_line_8104401_200886711 |  | AD | node_8104401_200886710 | node_8104401_200886711 | 93.481 | bal_1P_2AC | 8104401 | no | no |  |  | no |  |  | 0 | 0 | 0 | 0
oh_line_8104401_200886712 |  | AD | node_8104401_200886711 | node_8104401_200886712 | 150.598 | bal_1P_2AC | 8104401 | no | no |  |  | no |  |  | 0 | 0 | 0 | 0
oh_line_8104401_200886713 |  | AD | node_8104401_200886712 | node_8104401_200886713 | 228.319 | bal_1P_2AC | 8104401 | no | no |  |  | no |  |  | 0 | 0 | 0 | 0
oh_line_8104401_200886714 |  | AD | node_8104401_200886713 | node_8104401_200886714 | 150.734 | bal_1P_2AC | 8104401 | no | no |  |  | no |  |  | 0 | 0 | 0 | 0
oh_line_8104401_200886715 |  | AD | node_8104401_200886714 | node_8104401_200886715 | 143.639 | bal_1P_2AC | 8104401 | no | no |  |  | no |  |  | 0 | 0 | 0 | 0
oh_line_8104401_200886716 |  | AD | node_8104401_200886715 | node_8104401_200886716 | 154.231 | bal_1P_2AC | 8104401 | no | no |  |  | no |  |  | 0 | 0 | 0 | 0
oh_line_8104401_200886717 |  | AD | node_8104401_200886716 | node_8104401_200886717 | 159.337 | bal_1P_2AC | 8104401 | no | no |  |  | no |  |  | 0 | 0 | 0 | 0
oh_line_8104401_200886718 |  | AD | node_8104401_200886717 | node_8104401_200886718 | 336.659 | bal_1P_2AC | 8104401 | no | no |  |  | no |  |  | 0 | 0 | 0 | 0
oh_line_8104401_200886719 |  | AD | node_8104401_200886718 | node_8104401_200886719 | 334.947 | bal_1P_2AC | 8104401 | no | no |  |  | no |  |  | 0 | 0 | 0 | 0
oh_line_8104401_200886720 |  | AD | node_8104401_200886719 | node_8104401_200886720 | 110.622 | bal_1P_1/0AC | 8104401 | no | no |  |  | no |  |  | 0 | 0 | 0 | 0
oh_line_8104401_200886721 |  | AD | node_8104401_200886720 | node_8104401_200886721 | 238.013 | bal_1P_1/0AC | 8104401 | no | no |  |  | no |  |  | 0 | 0 | 0 | 0
oh_line_8104401_200886722 |  | AD | node_8104401_200886718 | node_8104401_200886722 | 311.215 | bal_1P_1/0AA | 8104401 | no | no |  |  | no |  |  | 0 | 0 | 0 | 0
oh_line_8104401_200886723 |  | AD | node_8104401_200886722 | node_8104401_200886723 | 272.003 | bal_1P_1/0AA | 8104401 | no | no |  |  | no |  |  | 0 | 0 | 0 | 0
oh_line_8104401_200886743 |  | AD | node_8104401_200887240 | node_intto1_8104401_200886743 | 307.905 | bal_1P_2AC | 8104401 | no | no |  |  | no |  |  | 0 | 0 | 0 | 0
oh_line_8104401_200886749 |  | AD | node_8104401_201068852 | node_8104401_200886749 | 257.146 | bal_1P_1/0AA | 8104401 | no | no |  |  | no |  |  | 0 | 0 | 0 | 0
oh_line_8104401_200886751 |  | AD | node_8104401_200886749 | node_8104401_200886751 | 318.285 | bal_1P_1/0AA | 8104401 | no | no |  |  | no |  |  | 0 | 0 | 0 | 0
oh_line_8104401_200886752 |  | AD | node_8104401_200886751 | node_8104401_200886752 | 297.803 | bal_1P_1/0AA | 8104401 | no | no |  |  | no |  |  | 0 | 0 | 0 | 0
oh_line_8104401_200886901 |  | AD | node_8104401_200886626 | node_intto1_8104401_200886901 | 120.972 | bal_1P_1/0AA | 8104401 | no | no |  |  | no |  |  | 0 | 0 | 0 | 0
oh_line_8104401_200886902 |  | AD | node_8104401_200886901 | node_8104401_200886902 | 408.244 | bal_1P_6DCW | 8104401 | no | no |  |  | no |  |  | 0 | 0 | 0 | 0
oh_line_8104401_200886903 |  | AD | node_8104401_200886902 | node_8104401_200886903 | 166.023 | bal_1P_6DCW | 8104401 | no | no |  |  | no |  |  | 0 | 0 | 0 | 0
oh_line_8104401_200886904 |  | AD | node_8104401_200886903 | node_8104401_200886904 | 95.819 | bal_1P_6DCW | 8104401 | no | no |  |  | no |  |  | 0 | 0 | 0 | 0
oh_line_8104401_200886905 |  | AD | node_8104401_200886904 | node_8104401_200886905 | 357.569 | bal_1P_6DCW | 8104401 | no | no |  |  | no |  |  | 0 | 0 | 0 | 0
oh_line_8104401_200886906 |  | AD | node_8104401_200886905 | node_8104401_200886906 | 374.268 | bal_1P_6DCW | 8104401 | no | no |  |  | no |  |  | 0 | 0 | 0 | 0
oh_line_8104401_200886907 |  | AD | node_8104401_200886906 | node_8104401_200886907 | 419.441 | bal_1P_6DCW | 8104401 | no | no |  |  | no |  |  | 0 | 0 | 0 | 0
oh_line_8104401_200886908 |  | AD | node_8104401_200886907 | node_8104401_200886908 | 221.721 | bal_1P_6DCW | 8104401 | no | no |  |  | no |  |  | 0 | 0 | 0 | 0
oh_line_8104401_200886909 |  | AD | node_8104401_200886908 | node_8104401_200886909 | 279.241 | bal_1P_6DCW | 8104401 | no | no |  |  | no |  |  | 0 | 0 | 0 | 0
oh_line_8104401_200886910 |  | AD | node_8104401_200886909 | node_8104401_200886910 | 295.797 | bal_1P_6DCW | 8104401 | no | no |  |  | no |  |  | 0 | 0 | 0 | 0
oh_line_8104401_200886911-1 |  | AD | node_8104401_200887148 | node_intto1_8104401_200886911 | 278.055 | bal_1P_1/0AC | 8104401 | no | no |  |  | no |  |  | 0 | 0 | 0 | 0
oh_line_8104401_200886912 |  | AD | node_8104401_200886911 | node_8104401_200886912 | 517.212 | bal_1P_1/0AC | 8104401 | no | no |  |  | no |  |  | 0 | 0 | 0 | 0
oh_line_8104401_200886913 |  | AD | node_8104401_200886912 | node_8104401_200886913 | 232.07 | bal_1P_1/0AC | 8104401 | no | no |  |  | no |  |  | 0 | 0 | 0 | 0
oh_line_8104401_200886914 |  | AD | node_8104401_200886912 | node_8104401_200886914 | 457.467 | bal_1P_6DCW | 8104401 | no | no |  |  | no |  |  | 0 | 0 | 0 | 0
oh_line_8104401_200886915 |  | AD | node_8104401_200886914 | node_8104401_200886915 | 153.47 | bal_1P_6DCW | 8104401 | no | no |  |  | no |  |  | 0 | 0 | 0 | 0
oh_line_8104401_200886916 |  | AD | node_8104401_200886915 | node_8104401_200886916 | 234.593 | bal_1P_6DCW | 8104401 | no | no |  |  | no |  |  | 0 | 0 | 0 | 0
oh_line_8104401_200886917 |  | AD | node_8104401_200886916 | node_8104401_200886917 | 430.239 | bal_1P_6DCW | 8104401 | no | no |  |  | no |  |  | 0 | 0 | 0 | 0
oh_line_8104401_200886918 |  | AD | node_8104401_200886917 | node_8104401_200886918 | 524.852 | bal_1P_6DCW | 8104401 | no | no |  |  | no |  |  | 0 | 0 | 0 | 0
oh_line_8104401_200886999 |  | AD | node_8104401_200886718 | node_8104401_200886999 | 99.483 | bal_1P_2AC | 8104401 | no | no |  |  | no |  |  | 0 | 0 | 0 | 0
oh_line_8104401_200887000 |  | AD | node_8104401_200887020 | node_8104401_200887000 | 119.098 | bal_1P_2AC | 8104401 | no | no |  |  | no |  |  | 0 | 0 | 0 | 0
oh_line_8104401_200887001 |  | AD | node_8104401_200887000 | node_8104401_200887001 | 202.018 | bal_1P_2AC | 8104401 | no | no |  |  | no |  |  | 0 | 0 | 0 | 0
oh_line_8104401_200887002 |  | AD | node_8104401_200887001 | node_8104401_200887002 | 218.205 | bal_1P_2AC | 8104401 | no | no |  |  | no |  |  | 0 | 0 | 0 | 0
oh_line_8104401_200887003 |  | AD | node_8104401_200887002 | node_8104401_200887003 | 164.842 | bal_1P_2AC | 8104401 | no | no |  |  | no |  |  | 0 | 0 | 0 | 0
oh_line_8104401_200887005 |  | AD | node_8104401_200887003 | node_8104401_200887005 | 165.39 | bal_1P_2AC | 8104401 | no | no |  |  | no |  |  | 0 | 0 | 0 | 0
oh_line_8104401_200887006 |  | AD | node_8104401_200887005 | node_8104401_200887006 | 123.523 | bal_1P_2AC | 8104401 | no | no |  |  | no |  |  | 0 | 0 | 0 | 0
oh_line_8104401_200887007 |  | AD | node_8104401_200887006 | node_8104401_200887007 | 252.827 | bal_1P_2AC | 8104401 | no | no |  |  | no |  |  | 0 | 0 | 0 | 0
oh_line_8104401_200887009 |  | AD | node_8104401_200887007 | node_8104401_200887009 | 192.106 | bal_1P_2AC | 8104401 | no | no |  |  | no |  |  | 0 | 0 | 0 | 0
oh_line_8104401_200887010 |  | AD | node_8104401_200887009 | node_8104401_200887010 | 299.794 | bal_1P_2AC | 8104401 | no | no |  |  | no |  |  | 0 | 0 | 0 | 0
oh_line_8104401_200887012 |  | AD | node_8104401_201048918 | node_8104401_200887012 | 243.049 | bal_1P_2AC | 8104401 | no | no |  |  | no |  |  | 0 | 0 | 0 | 0
oh_line_8104401_200887013 |  | AD | node_8104401_200886999 | node_intto1_8104401_200887013 | 125.693 | bal_1P_2AC | 8104401 | no | no |  |  | no |  |  | 0 | 0 | 0 | 0
oh_line_8104401_200887014 |  | AD | node_8104401_200887013 | node_8104401_200887014 | 120.409 | bal_1P_2AC | 8104401 | no | no |  |  | no |  |  | 0 | 0 | 0 | 0
oh_line_8104401_200887015 |  | AD | node_8104401_200887014 | node_8104401_200887015 | 188.705 | bal_1P_2AC | 8104401 | no | no |  |  | no |  |  | 0 | 0 | 0 | 0
oh_line_8104401_200887016 |  | AD | node_8104401_200887015 | node_8104401_200887016 | 144.07 | bal_1P_2AC | 8104401 | no | no |  |  | no |  |  | 0 | 0 | 0 | 0
oh_line_8104401_200887017 |  | AD | node_8104401_200887016 | node_8104401_200887017 | 197.062 | bal_1P_2AC | 8104401 | no | no |  |  | no |  |  | 0 | 0 | 0 | 0
oh_line_8104401_200887018 |  | AD | node_8104401_200887017 | node_8104401_200887018 | 184.69 | bal_1P_2AC | 8104401 | no | no |  |  | no |  |  | 0 | 0 | 0 | 0
oh_line_8104401_200887019 |  | AD | node_8104401_200887018 | node_8104401_200887019 | 215.746 | bal_1P_2AC | 8104401 | no | no |  |  | no |  |  | 0 | 0 | 0 | 0
oh_line_8104401_200887020 |  | AD | node_8104401_200887019 | node_8104401_200887020 | 151.864 | bal_1P_2AC | 8104401 | no | no |  |  | no |  |  | 0 | 0 | 0 | 0
oh_line_8104401_200887024 |  | AD | node_8104401_200886506 | node_intto1_8104401_200887024 | 132.052 | bal_1P_1/0AC | 8104401 | no | no |  |  | no |  |  | 0 | 0 | 0 | 0
oh_line_8104401_200887025 |  | AD | node_8104401_200887024 | node_8104401_200887025 | 255.107 | bal_1P_1/0AA | 8104401 | no | no |  |  | no |  |  | 0 | 0 | 0 | 0
oh_line_8104401_200887026 |  | AD | node_8104401_200887024 | node_8104401_200887026 | 703.963 | bal_1P_1/0AC | 8104401 | no | no |  |  | no |  |  | 0 | 0 | 0 | 0
oh_line_8104401_200887027 |  | AD | node_8104401_200887036 | node_8104401_200887027 | 267.501 | bal_1P_1/0AC | 8104401 | no | no |  |  | no |  |  | 0 | 0 | 0 | 0
oh_line_8104401_200887028 |  | AD | node_8104401_200887027 | node_8104401_200887028 | 60.677 | bal_1P_1/0AC | 8104401 | no | no |  |  | no |  |  | 0 | 0 | 0 | 0
oh_line_8104401_200887029 |  | AD | node_8104401_200887028 | node_8104401_200887029 | 207.139 | bal_1P_1/0AC | 8104401 | no | no |  |  | no |  |  | 0 | 0 | 0 | 0
oh_line_8104401_200887030 |  | AD | node_8104401_200887029 | node_8104401_200887030 | 239.54 | bal_1P_1/0AC | 8104401 | no | no |  |  | no |  |  | 0 | 0 | 0 | 0
oh_line_8104401_200887032 |  | AD | node_8104401_200887030 | node_8104401_200887032 | 341.617 | bal_1P_1/0AC | 8104401 | no | no |  |  | no |  |  | 0 | 0 | 0 | 0
oh_line_8104401_200887033 |  | AD | node_8104401_200887032 | node_8104401_200887033 | 292.83 | bal_1P_1/0AC | 8104401 | no | no |  |  | no |  |  | 0 | 0 | 0 | 0
oh_line_8104401_200887034 |  | AD | node_8104401_200887033 | node_8104401_200887034 | 170.224 | bal_1P_1/0AA | 8104401 | no | no |  |  | no |  |  | 0 | 0 | 0 | 0
oh_line_8104401_200887035 |  | AD | node_8104401_200887034 | node_8104401_200887035 | 277.738 | bal_1P_1/0AA | 8104401 | no | no |  |  | no |  |  | 0 | 0 | 0 | 0
oh_line_8104401_200887036 |  | AD | node_8104401_200887037 | node_8104401_200887036 | 273.003 | bal_1P_1/0AC | 8104401 | no | no |  |  | no |  |  | 0 | 0 | 0 | 0
oh_line_8104401_200887037 |  | AD | node_8104401_200887038 | node_8104401_200887037 | 277.506 | bal_1P_1/0AC | 8104401 | no | no |  |  | no |  |  | 0 | 0 | 0 | 0
oh_line_8104401_200887038 |  | AD | node_8104401_200887039 | node_8104401_200887038 | 268.365 | bal_1P_1/0AC | 8104401 | no | no |  |  | no |  |  | 0 | 0 | 0 | 0
oh_line_8104401_200887039 |  | AD | node_8104401_200887040 | node_8104401_200887039 | 271.762 | bal_1P_1/0AC | 8104401 | no | no |  |  | no |  |  | 0 | 0 | 0 | 0
oh_line_8104401_200887040 |  | AD | node_8104401_200887044 | node_8104401_200887040 | 271.442 | bal_1P_1/0AC | 8104401 | no | no |  |  | no |  |  | 0 | 0 | 0 | 0
oh_line_8104401_200887041 |  | AD | node_8104401_200887040 | node_8104401_200887041 | 253.855 | bal_1P_1/0AC | 8104401 | no | no |  |  | no |  |  | 0 | 0 | 0 | 0
oh_line_8104401_200887042 |  | AD | node_8104401_200887041 | node_8104401_200887042 | 292.55 | bal_1P_1/0AA | 8104401 | no | no |  |  | no |  |  | 0 | 0 | 0 | 0
oh_line_8104401_200887043 |  | AD | node_8104401_200887042 | node_8104401_200887043 | 298.238 | bal_1P_1/0AA | 8104401 | no | no |  |  | no |  |  | 0 | 0 | 0 | 0
oh_line_8104401_200887044 |  | AD | node_8104401_200887045 | node_8104401_200887044 | 279.798 | bal_1P_1/0AC | 8104401 | no | no |  |  | no |  |  | 0 | 0 | 0 | 0
oh_line_8104401_200887045 |  | AD | node_8104401_200887046 | node_8104401_200887045 | 263.281 | bal_1P_1/0AC | 8104401 | no | no |  |  | no |  |  | 0 | 0 | 0 | 0
oh_line_8104401_200887046 |  | AD | node_8104401_200887047 | node_8104401_200887046 | 259.218 | bal_1P_1/0AC | 8104401 | no | no |  |  | no |  |  | 0 | 0 | 0 | 0
oh_line_8104401_200887047 |  | AD | node_8104401_200887048 | node_8104401_200887047 | 280.167 | bal_1P_1/0AC | 8104401 | no | no |  |  | no |  |  | 0 | 0 | 0 | 0
oh_line_8104401_200887048 |  | AD | node_8104401_200887050 | node_8104401_200887048 | 272.505 | bal_1P_1/0AC | 8104401 | no | no |  |  | no |  |  | 0 | 0 | 0 | 0
oh_line_8104401_200887050 |  | AD | node_8104401_200887051 | node_8104401_200887050 | 267.658 | bal_1P_1/0AC | 8104401 | no | no |  |  | no |  |  | 0 | 0 | 0 | 0
oh_line_8104401_200887051 |  | AD | node_8104401_200887052 | node_8104401_200887051 | 270.358 | bal_1P_1/0AC | 8104401 | no | no |  |  | no |  |  | 0 | 0 | 0 | 0
oh_line_8104401_200887052 |  | AD | node_8104401_200887053 | node_intto1_8104401_200887052 | 278.565 | bal_1P_1/0AC | 8104401 | no | no |  |  | no |  |  | 0 | 0 | 0 | 0
oh_line_8104401_200887053 |  | AD | node_8104401_200887054 | node_8104401_200887053 | 233.467 | bal_1P_1/0AC | 8104401 | no | no |  |  | no |  |  | 0 | 0 | 0 | 0
oh_line_8104401_200887054 |  | AD | node_8104401_200887026 | node_8104401_200887054 | 325.721 | bal_1P_1/0AC | 8104401 | no | no |  |  | no |  |  | 0 | 0 | 0 | 0
oh_line_8104401_200887055 |  | AD | node_8104401_200886484 | node_intto1_8104401_200887055 | 225.891 | bal_1P_2AC | 8104401 | no | no |  |  | no |  |  | 0 | 0 | 0 | 0
oh_line_8104401_200887056 |  | AD | node_8104401_200887055 | node_8104401_200887056 | 237.016 | bal_1P_2AC | 8104401 | no | no |  |  | no |  |  | 0 | 0 | 0 | 0
oh_line_8104401_200887060 |  | AD | node_8104401_200886454 | node_intto1_8104401_200887060 | 343.78 | bal_1P_2AC | 8104401 | no | no |  |  | no |  |  | 0 | 0 | 0 | 0
oh_line_8104401_200887061 |  | AD | node_8104401_200887071 | node_8104401_200887061 | 318.985 | bal_1P_2AC | 8104401 | no | no |  |  | no |  |  | 0 | 0 | 0 | 0
oh_line_8104401_200887062 |  | AD | node_8104401_200887061 | node_8104401_200887062 | 323.183 | bal_1P_2AC | 8104401 | no | no |  |  | no |  |  | 0 | 0 | 0 | 0
oh_line_8104401_200887063 |  | AD | node_8104401_200887062 | node_8104401_200887063 | 326.597 | bal_1P_2AC | 8104401 | no | no |  |  | no |  |  | 0 | 0 | 0 | 0
oh_line_8104401_200887064 |  | AD | node_8104401_200887060 | node_8104401_200887064 | 316.515 | bal_1P_2AC | 8104401 | no | no |  |  | no |  |  | 0 | 0 | 0 | 0
oh_line_8104401_200887065 |  | AD | node_8104401_200887064 | node_8104401_200887065 | 294.995 | bal_1P_2AC | 8104401 | no | no |  |  | no |  |  | 0 | 0 | 0 | 0
oh_line_8104401_200887066 |  | AD | node_8104401_200887065 | node_8104401_200887066 | 325.441 | bal_1P_2AC | 8104401 | no | no |  |  | no |  |  | 0 | 0 | 0 | 0
oh_line_8104401_200887067 |  | AD | node_8104401_200887066 | node_8104401_200887067 | 257.83 | bal_1P_2AC | 8104401 | no | no |  |  | no |  |  | 0 | 0 | 0 | 0
oh_line_8104401_200887068 |  | AD | node_8104401_200887067 | node_8104401_200887068 | 229.226 | bal_1P_2AC | 8104401 | no | no |  |  | no |  |  | 0 | 0 | 0 | 0
oh_line_8104401_200887069 |  | AD | node_8104401_200887068 | node_8104401_200887069 | 306.7 | bal_1P_2AC | 8104401 | no | no |  |  | no |  |  | 0 | 0 | 0 | 0
oh_line_8104401_200887070 |  | AD | node_8104401_200887069 | node_8104401_200887070 | 282.437 | bal_1P_2AC | 8104401 | no | no |  |  | no |  |  | 0 | 0 | 0 | 0
oh_line_8104401_200887071 |  | AD | node_8104401_200887070 | node_8104401_200887071 | 349.448 | bal_1P_2AC | 8104401 | no | no |  |  | no |  |  | 0 | 0 | 0 | 0
oh_line_8104401_200887088 |  | ABCN | node_SOURCE_8104401 | node_8104401_200887088 | 140.46 | bal_3P_4/0AC_1/0AC(N) | 8104401 | no | no |  |  | no |  |  | 0 | 0 | 0 | 0
oh_line_8104401_200887089 |  | ABCN | node_8104401_200887239 | node_8104401_200887089 | 155.282 | bal_3P_4/0AC_1/0AC(N) | 8104401 | no | no |  |  | no |  |  | 0 | 0 | 0 | 0
oh_line_8104401_200887090 |  | AN | node_8104401_200887089 | node_8104401_200887090 | 248.054 | bal_1P_4/0AC_1/0AC(N) | 8104401 | no | no |  |  | no |  |  | 0 | 0 | 0 | 0
oh_line_8104401_200887091 |  | AN | node_8104401_200887090 | node_intto1_8104401_200887091 | 243.707 | bal_1P_4/0AC_1/0AC(N) | 8104401 | no | no |  |  | no |  |  | 0 | 0 | 0 | 0
oh_line_8104401_200887092 |  | AN | node_8104401_200887091 | node_8104401_200887092 | 216.604 | bal_1P_4/0AC_1/0AC(N) | 8104401 | no | no |  |  | no |  |  | 0 | 0 | 0 | 0
oh_line_8104401_200887093 |  | ABCN | node_8104401_200887089 | node_8104401_200887093 | 216.368 | bal_3P_4/0AC_1/0AC(N) | 8104401 | no | no |  |  | no |  |  | 0 | 0 | 0 | 0
oh_line_8104401_200887094 |  | ABCN | node_8104401_200887093 | node_8104401_200887094 | 239.587 | bal_3P_4/0AC_1/0AC(N) | 8104401 | no | no |  |  | no |  |  | 0 | 0 | 0 | 0
oh_line_8104401_200887095 |  | ABCN | node_8104401_200887094 | node_8104401_200887095 | 241.04 | bal_3P_4/0AC_1/0AC(N) | 8104401 | no | no |  |  | no |  |  | 0 | 0 | 0 | 0
oh_line_8104401_200887096 |  | ABCN | node_8104401_200887095 | node_8104401_200887096 | 245.415 | bal_3P_4/0AC_1/0AC(N) | 8104401 | no | no |  |  | no |  |  | 0 | 0 | 0 | 0
oh_line_8104401_200887097 |  | ABCN | node_8104401_200887096 | node_8104401_200887097 | 246.088 | bal_3P_4/0AC_1/0AC(N) | 8104401 | no | no |  |  | no |  |  | 0 | 0 | 0 | 0
oh_line_8104401_200887098 |  | ABCN | node_8104401_200887097 | node_8104401_200887098 | 241.695 | bal_3P_4/0AC_1/0AC(N) | 8104401 | no | no |  |  | no |  |  | 0 | 0 | 0 | 0
oh_line_8104401_200887099 |  | ABCN | node_8104401_200887098 | node_8104401_200887099 | 241.475 | bal_3P_4/0AC_1/0AC(N) | 8104401 | no | no |  |  | no |  |  | 0 | 0 | 0 | 0
oh_line_8104401_200887100 |  | AN | node_8104401_200887099 | node_intto1_8104401_200887100 | 89.539 | bal_1P_1/0AC_1/0AC(N) | 8104401 | no | no |  |  | no |  |  | 0 | 0 | 0 | 0
oh_line_8104401_200887101 |  | AN | node_8104401_200887100 | node_8104401_200887101 | 256.678 | bal_1P_1/0AC_1/0AC(N) | 8104401 | no | no |  |  | no |  |  | 0 | 0 | 0 | 0
oh_line_8104401_200887102 |  | ABCN | node_8104401_200887099 | node_8104401_200887102 | 244.949 | bal_3P_4/0AC_1/0AC(N) | 8104401 | no | no |  |  | no |  |  | 0 | 0 | 0 | 0
oh_line_8104401_200887103 |  | ABCN | node_8104401_200887102 | node_8104401_200887103 | 244.984 | bal_3P_4/0AC_1/0AC(N) | 8104401 | no | no |  |  | no |  |  | 0 | 0 | 0 | 0
oh_line_8104401_200887104 |  | ABCN | node_8104401_200887088 | node_8104401_200887104 | 80.084 | bal_3P_4/0AC_1/0AC(N) | 8104401 | no | no |  |  | no |  |  | 0 | 0 | 0 | 0
oh_line_8104401_200887105 |  | ABCN | node_8104401_200887103 | node_intto1_8104401_200887105 | 245.866 | bal_3P_4/0AC_1/0AC(N) | 8104401 | no | no |  |  | no |  |  | 0 | 0 | 0 | 0
oh_line_8104401_200887106 |  | ABCN | node_8104401_200887105 | node_8104401_200887106 | 239.839 | bal_3P_4/0AC_1/0AC(N) | 8104401 | no | no |  |  | no |  |  | 0 | 0 | 0 | 0
oh_line_8104401_200887107 |  | AN | node_8104401_200887106 | node_8104401_200887107 | 97.206 | bal_1P_1/0AA_1/0AA(N) | 8104401 | no | no |  |  | no |  |  | 0 | 0 | 0 | 0
oh_line_8104401_200887108 |  | AN | node_8104401_200887107 | node_8104401_200887108 | 124.04 | bal_1P_1/0AA_1/0AA(N) | 8104401 | no | no |  |  | no |  |  | 0 | 0 | 0 | 0
oh_line_8104401_200887110 |  | ABCN | node_8104401_200887106 | node_8104401_200887110 | 175.174 | bal_3P_4/0AC_1/0AC(N) | 8104401 | no | no |  |  | no |  |  | 0 | 0 | 0 | 0
oh_line_8104401_200887111 |  | ABCN | node_8104401_200887110 | node_8104401_200887111 | 107.985 | bal_3P_4/0AC_1/0AC(N) | 8104401 | no | no |  |  | no |  |  | 0 | 0 | 0 | 0
oh_line_8104401_200887112 |  | ABCN | node_8104401_200887111 | node_8104401_200887112 | 217.997 | bal_3P_4/0AC_1/0AC(N) | 8104401 | no | no |  |  | no |  |  | 0 | 0 | 0 | 0
oh_line_8104401_200887113 |  | ABCN | node_8104401_200887112 | node_intto1_8104401_200887113 | 79.46 | bal_3P_4/0AC_1/0AC(N) | 8104401 | no | no |  |  | no |  |  | 0 | 0 | 0 | 0
oh_line_8104401_200887114 |  | ABCN | node_8104401_200887113 | node_8104401_200887114 | 114.92 | bal_3P_4/0AC_1/0AC(N) | 8104401 | no | no |  |  | no |  |  | 0 | 0 | 0 | 0
oh_line_8104401_200887115 |  | AN | node_8104401_200887114 | node_8104401_200887115 | 180.936 | bal_1P_4/0AC_4/0AC(N) | 8104401 | no | no |  |  | no |  |  | 0 | 0 | 0 | 0
oh_line_8104401_200887119 |  | ABCN | node_8104401_200887114 | node_8104401_200887119 | 87.534 | bal_3P_4/0AC_1/0AC(N) | 8104401 | no | no |  |  | no |  |  | 0 | 0 | 0 | 0
oh_line_8104401_200887120 |  | ABCN | node_8104401_200887119 | node_8104401_200887120 | 112.018 | bal_3P_4/0AC_1/0AC(N) | 8104401 | no | no |  |  | no |  |  | 0 | 0 | 0 | 0
oh_line_8104401_200887122 |  | ABCN | node_8104401_200887120 | node_8104401_200887122 | 208.773 | bal_3P_4/0AC_1/0AC(N) | 8104401 | no | no |  |  | no |  |  | 0 | 0 | 0 | 0
oh_line_8104401_200887123 |  | ABCN | node_8104401_200887104 | node_8104401_200887123 | 204.525 | bal_3P_4/0AC_1/0AC(N) | 8104401 | no | no |  |  | no |  |  | 0 | 0 | 0 | 0
oh_line_8104401_200887124 |  | AN | node_8104401_200887123 | node_8104401_200887124 | 301.018 | bal_1P_1/0AC_1/0AC(N) | 8104401 | no | no |  |  | no |  |  | 0 | 0 | 0 | 0
oh_line_8104401_200887125 |  | ABCN | node_8104401_200887122 | node_8104401_200887125 | 178.004 | bal_3P_4/0AC_1/0AC(N) | 8104401 | no | no |  |  | no |  |  | 0 | 0 | 0 | 0
oh_line_8104401_200887126 |  | ABCN | node_8104401_200887125 | node_8104401_200887126 | 153.854 | bal_3P_4/0AC_1/0AC(N) | 8104401 | no | no |  |  | no |  |  | 0 | 0 | 0 | 0
oh_line_8104401_200887127 |  | ABCN | node_8104401_200887126 | node_8104401_200887127 | 119.123 | bal_3P_4/0AC_1/0AC(N) | 8104401 | no | no |  |  | no |  |  | 0 | 0 | 0 | 0
oh_line_8104401_200887128 |  | ABCN | node_8104401_200887127 | node_8104401_200887128 | 214.81 | bal_3P_4/0AC_1/0AC(N) | 8104401 | no | no |  |  | no |  |  | 0 | 0 | 0 | 0
oh_line_8104401_200887129 |  | ABCN | node_8104401_200887128 | node_8104401_200887129 | 126.707 | bal_3P_4/0AC_1/0AC(N) | 8104401 | no | no |  |  | no |  |  | 0 | 0 | 0 | 0
oh_line_8104401_200887131 |  | ABCN | node_8104401_200887129 | node_8104401_200887131 | 260.62 | bal_3P_4/0AC_1/0AC(N) | 8104401 | no | no |  |  | no |  |  | 0 | 0 | 0 | 0
oh_line_8104401_200887132 |  | ABCN | node_8104401_200887131 | node_8104401_200887132 | 176.151 | bal_3P_4/0AC_1/0AC(N) | 8104401 | no | no |  |  | no |  |  | 0 | 0 | 0 | 0
oh_line_8104401_200887133 |  | ABCN | node_8104401_200887132 | node_8104401_200887133 | 229.719 | bal_3P_4/0AC_1/0AC(N) | 8104401 | no | no |  |  | no |  |  | 0 | 0 | 0 | 0
oh_line_8104401_200887134 |  | ABCN | node_8104401_200887133 | node_8104401_200887134 | 160.037 | bal_3P_4/0AC_1/0AC(N) | 8104401 | no | no |  |  | no |  |  | 0 | 0 | 0 | 0
oh_line_8104401_200887135 |  | ABCN | node_8104401_200887134 | node_8104401_200887135 | 314.048 | bal_3P_4/0AC_1/0AC(N) | 8104401 | no | no |  |  | no |  |  | 0 | 0 | 0 | 0
oh_line_8104401_200887136 |  | ABCN | node_8104401_200887135 | node_8104401_200887136 | 265.918 | bal_3P_4/0AC_1/0AC(N) | 8104401 | no | no |  |  | no |  |  | 0 | 0 | 0 | 0
oh_line_8104401_200887137 |  | ABCN | node_8104401_200887123 | node_8104401_200887137 | 200.782 | bal_3P_4/0AC_1/0AC(N) | 8104401 | no | no |  |  | no |  |  | 0 | 0 | 0 | 0
oh_line_8104401_200887138 |  | ABCN | node_8104401_200887136 | node_8104401_200887138 | 295.756 | bal_3P_4/0AC_1/0AC(N) | 8104401 | no | no |  |  | no |  |  | 0 | 0 | 0 | 0
oh_line_8104401_200887139 |  | ABCN | node_8104401_200887138 | node_8104401_200887139 | 242.479 | bal_3P_4/0AC_1/0AC(N) | 8104401 | no | no |  |  | no |  |  | 0 | 0 | 0 | 0
oh_line_8104401_200887140 |  | ABCN | node_8104401_200887139 | node_8104401_200887140 | 258.951 | bal_3P_4/0AC_1/0AC(N) | 8104401 | no | no |  |  | no |  |  | 0 | 0 | 0 | 0
oh_line_8104401_200887141 |  | ABCN | node_8104401_200887140 | node_8104401_200887141 | 199.161 | bal_3P_4/0AC_1/0AC(N) | 8104401 | no | no |  |  | no |  |  | 0 | 0 | 0 | 0
oh_line_8104401_200887143 |  | ABCN | node_8104401_200887141 | node_intto1_8104401_200887143 | 269.685 | bal_3P_4/0AC_1/0AC(N) | 8104401 | no | no |  |  | no |  |  | 0 | 0 | 0 | 0
oh_line_8104401_200887144 |  | ABCN | node_8104401_200887143 | node_8104401_200887144 | 216.686 | bal_3P_4/0AC_1/0AC(N) | 8104401 | no | no |  |  | no |  |  | 0 | 0 | 0 | 0
oh_line_8104401_200887145 |  | ABCN | node_8104401_200887144 | node_8104401_200887145 | 267.765 | bal_3P_4/0AC_1/0AC(N) | 8104401 | no | no |  |  | no |  |  | 0 | 0 | 0 | 0
oh_line_8104401_200887146 |  | ABCN | node_8104401_200887145 | node_8104401_200887146 | 223.809 | bal_3P_4/0AC_1/0AC(N) | 8104401 | no | no |  |  | no |  |  | 0 | 0 | 0 | 0
oh_line_8104401_200887147 |  | ABCN | node_8104401_200887146 | node_8104401_200887147 | 126.615 | bal_3P_4/0AC_1/0AC(N) | 8104401 | no | no |  |  | no |  |  | 0 | 0 | 0 | 0
oh_line_8104401_200887148 |  | AD | node_8104401_200909379 | node_8104401_200887148 | 184.353 | bal_1P_1/0AC | 8104401 | no | no |  |  | no |  |  | 0 | 0 | 0 | 0
oh_line_8104401_200887150 |  | ABCN | node_8104401_200887137 | node_8104401_200887150 | 217.461 | bal_3P_4/0AC_1/0AC(N) | 8104401 | no | no |  |  | no |  |  | 0 | 0 | 0 | 0
oh_line_8104401_200887151 |  | ABCN | node_8104401_200909378 | node_8104401_200887151 | 267.068 | bal_3P_4/0AC_1/0AC(N) | 8104401 | no | no |  |  | no |  |  | 0 | 0 | 0 | 0
oh_line_8104401_200887152 |  | ABCN | node_8104401_200887151 | node_8104401_200887152 | 316.722 | bal_3P_4/0AC_1/0AC(N) | 8104401 | no | no |  |  | no |  |  | 0 | 0 | 0 | 0
oh_line_8104401_200887153 |  | ABCN | node_8104401_200887152 | node_8104401_200887153 | 274.45 | bal_3P_4/0AC_1/0AC(N) | 8104401 | no | no |  |  | no |  |  | 0 | 0 | 0 | 0
oh_line_8104401_200887154 |  | ABCN | node_8104401_200887153 | node_8104401_200887154 | 282.975 | bal_3P_4/0AC_1/0AC(N) | 8104401 | no | no |  |  | no |  |  | 0 | 0 | 0 | 0
oh_line_8104401_200887155 |  | ABCN | node_8104401_200887154 | node_8104401_200887155 | 274.708 | bal_3P_4/0AC_1/0AC(N) | 8104401 | no | no |  |  | no |  |  | 0 | 0 | 0 | 0
oh_line_8104401_200887159 |  | ABCN | node_8104401_200887155 | node_8104401_200887159 | 286.277 | bal_3P_4/0AC_1/0AC(N) | 8104401 | no | no |  |  | no |  |  | 0 | 0 | 0 | 0
oh_line_8104401_200887160-1 |  | ABCN | node_312097341 | node_8104401_200887160 | 241.404 | bal_3P_4/0AC_1/0AC(N) | 8104401 | no | no |  |  | no |  |  | 0 | 0 | 0 | 0
oh_line_8104401_200887160-2 |  | ABCN | node_423X4-220557333 | node_intto1_312097341 | 10.943 | bal_3P_4/0AC_1/0AC(N) | 8104401 | no | no |  |  | no |  |  | 0 | 0 | 0 | 0
oh_line_8104401_200887160-3 |  | ABCN | node_8104401_200887159 | node_intto1_423X4-220557333 | 2.947 | bal_3P_4/0AC_1/0AC(N) | 8104401 | no | no |  |  | no |  |  | 0 | 0 | 0 | 0
oh_line_8104401_200887161 |  | ABCN | node_8104401_200887160 | node_intto1_8104401_200887161 | 261.098 | bal_3P_4/0AC_1/0AC(N) | 8104401 | no | no |  |  | no |  |  | 0 | 0 | 0 | 0
oh_line_8104401_200887163 |  | ABCN | node_8104401_200887161 | node_8104401_200887163 | 285.992 | bal_3P_4/0AC_1/0AC(N) | 8104401 | no | no |  |  | no |  |  | 0 | 0 | 0 | 0
oh_line_8104401_200887164 |  | ABCN | node_8104401_200887163 | node_8104401_200887164 | 312.411 | bal_3P_4/0AC_1/0AC(N) | 8104401 | no | no |  |  | no |  |  | 0 | 0 | 0 | 0
oh_line_8104401_200887165 |  | ABCN | node_8104401_200887150 | node_intto1_8104401_200887165 | 209.484 | bal_3P_4/0AC_1/0AC(N) | 8104401 | no | no |  |  | no |  |  | 0 | 0 | 0 | 0
oh_line_8104401_200887166 |  | ABCN | node_8104401_200887164 | node_8104401_200887166 | 281.711 | bal_3P_4/0AC_1/0AC(N) | 8104401 | no | no |  |  | no |  |  | 0 | 0 | 0 | 0
oh_line_8104401_200887167 |  | ABCN | node_8104401_200887166 | node_8104401_200887167 | 284.099 | bal_3P_4/0AC_1/0AC(N) | 8104401 | no | no |  |  | no |  |  | 0 | 0 | 0 | 0
oh_line_8104401_200887168 |  | ABCN | node_8104401_200887167 | node_8104401_200887168 | 241.287 | bal_3P_4/0AC_1/0AC(N) | 8104401 | no | no |  |  | no |  |  | 0 | 0 | 0 | 0
oh_line_8104401_200887169 |  | ABCN | node_8104401_200887168 | node_8104401_200887169 | 251.658 | bal_3P_4/0AC_1/0AC(N) | 8104401 | no | no |  |  | no |  |  | 0 | 0 | 0 | 0
oh_line_8104401_200887170 |  | ABCN | node_8104401_200887169 | node_8104401_200887170 | 253.844 | bal_3P_4/0AC_1/0AC(N) | 8104401 | no | no |  |  | no |  |  | 0 | 0 | 0 | 0
oh_line_8104401_200887171 |  | ABCN | node_8104401_200887170 | node_8104401_200887171 | 278.818 | bal_3P_4/0AC_1/0AC(N) | 8104401 | no | no |  |  | no |  |  | 0 | 0 | 0 | 0
oh_line_8104401_200887182 |  | ABCN | node_8104401_200887171 | node_8104401_200887182 | 270.527 | bal_3P_4/0AC_1/0AC(N) | 8104401 | no | no |  |  | no |  |  | 0 | 0 | 0 | 0
oh_line_8104401_200887198 |  | ABCN | node_8104401_200887182 | node_8104401_200887198 | 294.923 | bal_3P_4/0AC_1/0AC(N) | 8104401 | no | no |  |  | no |  |  | 0 | 0 | 0 | 0
oh_line_8104401_200887212 |  | ABCN | node_8104401_200887198 | node_8104401_200887212 | 270.073 | bal_3P_4/0AC_1/0AC(N) | 8104401 | no | no |  |  | no |  |  | 0 | 0 | 0 | 0
oh_line_8104401_200887214 |  | ABCN | node_8104401_200887212 | node_8104401_200887214 | 272.284 | bal_3P_4/0AC_1/0AC(N) | 8104401 | no | no |  |  | no |  |  | 0 | 0 | 0 | 0
oh_line_8104401_200887215 |  | ABCN | node_8104401_200887165 | node_8104401_200887215 | 160.566 | bal_3P_4/0AC_1/0AC(N) | 8104401 | no | no |  |  | no |  |  | 0 | 0 | 0 | 0
oh_line_8104401_200887216 |  | ABCN | node_8104401_200887214 | node_8104401_200887216 | 267.44 | bal_3P_4/0AC_1/0AC(N) | 8104401 | no | no |  |  | no |  |  | 0 | 0 | 0 | 0
oh_line_8104401_200887218 |  | ABCN | node_8104401_200887216 | node_8104401_200887218 | 289.297 | bal_3P_4/0AC_1/0AC(N) | 8104401 | no | no |  |  | no |  |  | 0 | 0 | 0 | 0
oh_line_8104401_200887219 |  | ABCN | node_8104401_200887218 | node_8104401_200887219 | 213.727 | bal_3P_4/0AC_1/0AC(N) | 8104401 | no | no |  |  | no |  |  | 0 | 0 | 0 | 0
oh_line_8104401_200887220 |  | ABCN | node_8104401_200887219 | node_8104401_200887220 | 274.229 | bal_3P_4/0AC_1/0AC(N) | 8104401 | no | no |  |  | no |  |  | 0 | 0 | 0 | 0
oh_line_8104401_200887221 |  | ABCN | node_8104401_200887220 | node_8104401_200887221 | 279.588 | bal_3P_4/0AC_1/0AC(N) | 8104401 | no | no |  |  | no |  |  | 0 | 0 | 0 | 0
oh_line_8104401_200887222 |  | ABCN | node_8104401_200887221 | node_8104401_200887222 | 269.307 | bal_3P_4/0AC_1/0AC(N) | 8104401 | no | no |  |  | no |  |  | 0 | 0 | 0 | 0
oh_line_8104401_200887223 |  | ABCN | node_8104401_200887222 | node_8104401_200887223 | 260.123 | bal_3P_4/0AC_1/0AC(N) | 8104401 | no | no |  |  | no |  |  | 0 | 0 | 0 | 0
oh_line_8104401_200887224 |  | ABCN | node_8104401_200887223 | node_8104401_200887224 | 266.442 | bal_3P_4/0AC_1/0AC(N) | 8104401 | no | no |  |  | no |  |  | 0 | 0 | 0 | 0
oh_line_8104401_200887225 |  | ABCN | node_8104401_200887224 | node_8104401_200887225 | 252.816 | bal_3P_4/0AC_1/0AC(N) | 8104401 | no | no |  |  | no |  |  | 0 | 0 | 0 | 0
oh_line_8104401_200887226 |  | ABCN | node_8104401_200887225 | node_8104401_200887226 | 254.019 | bal_3P_4/0AC_1/0AC(N) | 8104401 | no | no |  |  | no |  |  | 0 | 0 | 0 | 0
oh_line_8104401_200887227 |  | ABCN | node_8104401_200887215 | node_8104401_200887227 | 157.694 | bal_3P_4/0AC_1/0AC(N) | 8104401 | no | no |  |  | no |  |  | 0 | 0 | 0 | 0
oh_line_8104401_200887228 |  | ABCN | node_8104401_200887226 | node_8104401_200887228 | 250.953 | bal_3P_4/0AC_1/0AC(N) | 8104401 | no | no |  |  | no |  |  | 0 | 0 | 0 | 0
oh_line_8104401_200887229 |  | ABCN | node_8104401_200887228 | node_8104401_200887229 | 257.084 | bal_3P_4/0AC_1/0AC(N) | 8104401 | no | no |  |  | no |  |  | 0 | 0 | 0 | 0
oh_line_8104401_200887230 |  | ABCN | node_8104401_200887229 | node_8104401_200887230 | 263.706 | bal_3P_4/0AC_1/0AC(N) | 8104401 | no | no |  |  | no |  |  | 0 | 0 | 0 | 0
oh_line_8104401_200887231 |  | ABCN | node_8104401_200887230 | node_8104401_200887231 | 270.043 | bal_3P_4/0AC_1/0AC(N) | 8104401 | no | no |  |  | no |  |  | 0 | 0 | 0 | 0
oh_line_8104401_200887233 |  | ABCN | node_8104401_200887231 | node_8104401_200887233 | 276.195 | bal_3P_4/0AC_1/0AC(N) | 8104401 | no | no |  |  | no |  |  | 0 | 0 | 0 | 0
oh_line_8104401_200887234 |  | ABCN | node_8104401_200887233 | node_8104401_200887234 | 283.669 | bal_3P_4/0AC_1/0AC(N) | 8104401 | no | no |  |  | no |  |  | 0 | 0 | 0 | 0
oh_line_8104401_200887235 |  | ABCN | node_8104401_200887234 | node_8104401_200887235 | 271.453 | bal_3P_4/0AC_1/0AC(N) | 8104401 | no | no |  |  | no |  |  | 0 | 0 | 0 | 0
oh_line_8104401_200887236 |  | ABCN | node_8104401_200887235 | node_8104401_200887236 | 274.715 | bal_3P_4/0AC_1/0AC(N) | 8104401 | no | no |  |  | no |  |  | 0 | 0 | 0 | 0
oh_line_8104401_200887237 |  | ABCN | node_8104401_200887236 | node_8104401_200887237 | 323.609 | bal_3P_4/0AC_1/0AC(N) | 8104401 | no | no |  |  | no |  |  | 0 | 0 | 0 | 0
oh_line_8104401_200887238 |  | ABCN | node_8104401_200887237 | node_8104401_200887238 | 135.764 | bal_3P_4/0AC_1/0AC(N) | 8104401 | no | no |  |  | no |  |  | 0 | 0 | 0 | 0
oh_line_8104401_200887239 |  | ABCN | node_8104401_200887227 | node_8104401_200887239 | 158.11 | bal_3P_4/0AC_1/0AC(N) | 8104401 | no | no |  |  | no |  |  | 0 | 0 | 0 | 0
oh_line_8104401_200887240 |  | AD | node_8104401_200887241 | node_8104401_200887240 | 315.498 | bal_1P_2AC | 8104401 | no | no |  |  | no |  |  | 0 | 0 | 0 | 0
oh_line_8104401_200887241 |  | AD | node_8104401_200887242 | node_8104401_200887241 | 287.005 | bal_1P_2AC | 8104401 | no | no |  |  | no |  |  | 0 | 0 | 0 | 0
oh_line_8104401_200887242 |  | AD | node_8104401_200887243 | node_8104401_200887242 | 320.013 | bal_1P_2AC | 8104401 | no | no |  |  | no |  |  | 0 | 0 | 0 | 0
oh_line_8104401_200887243 |  | AD | node_8104401_200887244 | node_8104401_200887243 | 279.716 | bal_1P_2AC | 8104401 | no | no |  |  | no |  |  | 0 | 0 | 0 | 0
oh_line_8104401_200887244 |  | AD | node_8104401_200887245 | node_8104401_200887244 | 225.727 | bal_1P_1/0AA | 8104401 | no | no |  |  | no |  |  | 0 | 0 | 0 | 0
oh_line_8104401_200887245 |  | AD | node_8104401_200887247 | node_8104401_200887245 | 297.003 | bal_1P_1/0AA | 8104401 | no | no |  |  | no |  |  | 0 | 0 | 0 | 0
oh_line_8104401_200887246 |  | AD | node_8104401_200887245 | node_8104401_200887246 | 238.41 | bal_1P_1/0AA | 8104401 | no | no |  |  | no |  |  | 0 | 0 | 0 | 0
oh_line_8104401_200887247 |  | AD | node_8104401_200887248 | node_8104401_200887247 | 288.065 | bal_1P_1/0AA | 8104401 | no | no |  |  | no |  |  | 0 | 0 | 0 | 0
oh_line_8104401_200887248 |  | AD | node_8104401_200963319 | node_8104401_200887248 | 278.907 | bal_1P_1/0AA | 8104401 | no | no |  |  | no |  |  | 0 | 0 | 0 | 0
oh_line_8104401_200887355 |  | AD | node_8104401_200887035 | node_8104401_200887355 | 333.157 | bal_1P_1/0AA | 8104401 | no | no |  |  | no |  |  | 0 | 0 | 0 | 0
oh_line_8104401_200887356 |  | AD | node_8104401_200887355 | node_8104401_200887356 | 300.715 | bal_1P_1/0AA | 8104401 | no | no |  |  | no |  |  | 0 | 0 | 0 | 0
oh_line_8104401_200887357 |  | AD | node_8104401_200887356 | node_8104401_200887357 | 307.349 | bal_1P_1/0AA | 8104401 | no | no |  |  | no |  |  | 0 | 0 | 0 | 0
oh_line_8104401_200887358 |  | AD | node_8104401_200887357 | node_8104401_200887358 | 302.934 | bal_1P_1/0AA | 8104401 | no | no |  |  | no |  |  | 0 | 0 | 0 | 0
oh_line_8104401_200887359 |  | AD | node_8104401_200887358 | node_8104401_200887359 | 175.574 | bal_1P_1/0AA | 8104401 | no | no |  |  | no |  |  | 0 | 0 | 0 | 0
oh_line_8104401_200909287-1 |  | AN | node_8104401_200875193 | node_intto1_220436587 | 54.274 | bal_1P_4/0AC_1/0AC(N) | 8104401 | no | no |  |  | no |  |  | 0 | 0 | 0 | 0
oh_line_8104401_200909287-2 |  | AN | node_220436587 | node_intto1_220523526 | 12.691 | bal_1P_4/0AC_1/0AC(N) | 8104401 | no | no |  |  | no |  |  | 0 | 0 | 0 | 0
oh_line_8104401_200909287-3 |  | AN | node_220523526 | node_8104401_200909287 | 22.279 | bal_1P_4/0AC_1/0AC(N) | 8104401 | no | no |  |  | no |  |  | 0 | 0 | 0 | 0
oh_line_8104401_200909296 |  | AN | node_8104401_200878892 | node_8104401_200909296 | 366.201 | bal_1P_4/0AC_1/0AC(N) | 8104401 | no | no |  |  | no |  |  | 0 | 0 | 0 | 0
oh_line_8104401_200909299 |  | AD | node_8104401_200878587 | node_intto1_8104401_200909299 | 59.802 | bal_1P_1/0AA | 8104401 | no | no |  |  | no |  |  | 0 | 0 | 0 | 0
oh_line_8104401_200909300 |  | AD | node_8104401_200878662 | node_intto1_8104401_200909300 | 186.037 | bal_1P_1/0AA | 8104401 | no | no |  |  | no |  |  | 0 | 0 | 0 | 0
oh_line_8104401_200909301 |  | AD | node_8104401_200878929 | node_intto1_8104401_200909301 | 169.216 | bal_1P_1/0AA | 8104401 | no | no |  |  | no |  |  | 0 | 0 | 0 | 0
oh_line_8104401_200909302 |  | AD | node_8104401_200880306 | node_8104401_200909302 | 290.422 | bal_1P_1/0AC | 8104401 | no | no |  |  | no |  |  | 0 | 0 | 0 | 0
oh_line_8104401_200909355 |  | AD | node_8104401_200882863 | node_intto1_8104401_200909355 | 380.369 | bal_1P_2AC | 8104401 | no | no |  |  | no |  |  | 0 | 0 | 0 | 0
oh_line_8104401_200909356 |  | AD | node_8104401_200882875 | node_8104401_200909356 | 381.745 | bal_1P_1/0AA | 8104401 | no | no |  |  | no |  |  | 0 | 0 | 0 | 0
oh_line_8104401_200909378 |  | ABCN | node_8104401_200887147 | node_8104401_200909378 | 214.146 | bal_3P_4/0AC_1/0AC(N) | 8104401 | no | no |  |  | no |  |  | 0 | 0 | 0 | 0
oh_line_8104401_200909379-1 |  | AD | node_220465228 | node_8104401_200909379 | 30.051 | bal_1P_2AC | 8104401 | no | no |  |  | no |  |  | 0 | 0 | 0 | 0
oh_line_8104401_200909379-2 |  | AD | node_220387510 | node_intto1_220465228 | 14.986 | bal_1P_2AC | 8104401 | no | no |  |  | no |  |  | 0 | 0 | 0 | 0
oh_line_8104401_200909379-3 |  | AD | node_8104401_200886475 | node_intto1_220387510 | 61.372 | bal_1P_2AC | 8104401 | no | no |  |  | no |  |  | 0 | 0 | 0 | 0
oh_line_8104401_200940887 |  | AD | node_8104401_200878315 | node_intto1_8104401_200940887 | 362.858 | bal_1P_2AC | 8104401 | no | no |  |  | no |  |  | 0 | 0 | 0 | 0
oh_line_8104401_200940888 |  | AD | node_8104401_200940887 | node_8104401_200940888 | 275.927 | bal_1P_1/0AA | 8104401 | no | no |  |  | no |  |  | 0 | 0 | 0 | 0
oh_line_8104401_200940889 |  | AD | node_8104401_200881183 | node_8104401_200940889 | 263.767 | bal_1P_1/0AA | 8104401 | no | no |  |  | no |  |  | 0 | 0 | 0 | 0
oh_line_8104401_200940890 |  | AD | node_8104401_200940889 | node_8104401_200940890 | 238.633 | bal_1P_1/0AA | 8104401 | no | no |  |  | no |  |  | 0 | 0 | 0 | 0
oh_line_8104401_200940891 |  | AD | node_8104401_200940890 | node_8104401_200940891 | 248.676 | bal_1P_1/0AA | 8104401 | no | no |  |  | no |  |  | 0 | 0 | 0 | 0
oh_line_8104401_200940893 |  | AD | node_8104401_200940891 | node_8104401_200940893 | 230.794 | bal_1P_1/0AA | 8104401 | no | no |  |  | no |  |  | 0 | 0 | 0 | 0
oh_line_8104401_200940894 |  | AD | node_8104401_200940893 | node_8104401_200940894 | 282.485 | bal_1P_1/0AA | 8104401 | no | no |  |  | no |  |  | 0 | 0 | 0 | 0
oh_line_8104401_200940895 |  | AD | node_8104401_200940894 | node_8104401_200940895 | 278.193 | bal_1P_1/0AA | 8104401 | no | no |  |  | no |  |  | 0 | 0 | 0 | 0
oh_line_8104401_200943339 |  | AD | node_8104401_200943340 | node_8104401_200943339 | 248.529 | bal_1P_2AC | 8104401 | no | no |  |  | no |  |  | 0 | 0 | 0 | 0
oh_line_8104401_200943340 |  | AD | node_8104401_200878318 | node_intto1_8104401_200943340 | 241.418 | bal_1P_2AC | 8104401 | no | no |  |  | no |  |  | 0 | 0 | 0 | 0
oh_line_8104401_200943341 |  | AD | node_8104401_200878320 | node_8104401_200943341 | 270.438 | bal_1P_2AC | 8104401 | no | no |  |  | no |  |  | 0 | 0 | 0 | 0
oh_line_8104401_200943342 |  | AD | node_8104401_200878322 | node_8104401_200943342 | 268.172 | bal_1P_2AC | 8104401 | no | no |  |  | no |  |  | 0 | 0 | 0 | 0
oh_line_8104401_200943343 |  | AD | node_8104401_200943344 | node_8104401_200943343 | 389.932 | bal_1P_2AC | 8104401 | no | no |  |  | no |  |  | 0 | 0 | 0 | 0
oh_line_8104401_200943344 |  | AD | node_8104401_200878345 | node_8104401_200943344 | 222.633 | bal_1P_2AC | 8104401 | no | no |  |  | no |  |  | 0 | 0 | 0 | 0
oh_line_8104401_200946838 |  | AD | node_8104401_200880872 | node_8104401_200946838 | 96.629 | bal_1P_1/0AA | 8104401 | no | no |  |  | no |  |  | 0 | 0 | 0 | 0
oh_line_8104401_200946839 |  | AD | node_8104401_200946838 | node_8104401_200946839 | 199.726 | bal_1P_1/0AA | 8104401 | no | no |  |  | no |  |  | 0 | 0 | 0 | 0
oh_line_8104401_200946869 |  | AN | node_8104401_200880243 | node_8104401_200946869 | 34.866 | bal_1P_1/0AA_1/0AA(N) | 8104401 | no | no |  |  | no |  |  | 0 | 0 | 0 | 0
oh_line_8104401_200949238 |  | AD | node_8104401_200874779 | node_8104401_200949238 | 228.093 | bal_1P_8ACW | 8104401 | no | no |  |  | no |  |  | 0 | 0 | 0 | 0
oh_line_8104401_200950727 |  | AD | node_8104401_200874789 | node_8104401_200950727 | 493.745 | bal_1P_8ACW | 8104401 | no | no |  |  | no |  |  | 0 | 0 | 0 | 0
oh_line_8104401_200950728 |  | AD | node_8104401_200950727 | node_8104401_200950728 | 509.662 | bal_1P_8ACW | 8104401 | no | no |  |  | no |  |  | 0 | 0 | 0 | 0
oh_line_8104401_200951625 |  | ABCN | node_8104401_200878840 | node_intto1_8104401_200951625 | 39.094 | bal_3P_4/0AC_1/0AC(N) | 8104401 | no | no |  |  | no |  |  | 0 | 0 | 0 | 0
oh_line_8104401_200951628 |  | ABCN | node_8104401_200880284 | node_intto1_8104401_200951628 | 43.56 | bal_3P_4/0AC_1/0AC(N) | 8104401 | no | no |  |  | no |  |  | 0 | 0 | 0 | 0
oh_line_8104401_200952592 |  | AD | node_8104401_200882610 | node_8104401_200952592 | 342.958 | bal_1P_3-128CW | 8104401 | no | no |  |  | no |  |  | 0 | 0 | 0 | 0
oh_line_8104401_200952667 |  | AD | node_8104401_200952668 | node_8104401_200952667 | 440.624 | bal_1P_8ACW | 8104401 | no | no |  |  | no |  |  | 0 | 0 | 0 | 0
oh_line_8104401_200952668 |  | AD | node_8104401_200874789 | node_intto1_8104401_200952668 | 460.996 | bal_1P_8ACW | 8104401 | no | no |  |  | no |  |  | 0 | 0 | 0 | 0
oh_line_8104401_200954927 |  | ABCN | node_8104401_200878813 | node_8104401_200954927 | 350.071 | bal_3P_4/0AC_1/0AC(N) | 8104401 | no | no |  |  | no |  |  | 0 | 0 | 0 | 0
oh_line_8104401_200954928 |  | ABCN | node_8104401_200880284 | node_8104401_200954928 | 57.445 | bal_3P_4/0AC_1/0AC(N) | 8104401 | no | no |  |  | no |  |  | 0 | 0 | 0 | 0
oh_line_8104401_200957017 |  | AD | node_8104401_200879007 | node_8104401_200957017 | 117.908 | bal_1P_1/0AA | 8104401 | no | no |  |  | no |  |  | 0 | 0 | 0 | 0
oh_line_8104401_200960592 |  | AD | node_8104401_200878450 | node_intto1_8104401_200960592 | 432.515 | bal_1P_4AC | 8104401 | no | no |  |  | no |  |  | 0 | 0 | 0 | 0
oh_line_8104401_200961161 |  | AD | node_8104401_200882615 | node_8104401_200961161 | 94.633 | bal_1P_1/0AA | 8104401 | no | no |  |  | no |  |  | 0 | 0 | 0 | 0
oh_line_8104401_200961162 |  | AD | node_8104401_200961161 | node_8104401_200961162 | 202.05 | bal_1P_1/0AA | 8104401 | no | no |  |  | no |  |  | 0 | 0 | 0 | 0
oh_line_8104401_200961731 |  | AD | node_8104401_200886698 | node_8104401_200961731 | 597.8 | bal_1P_2AC | 8104401 | no | no |  |  | no |  |  | 0 | 0 | 0 | 0
oh_line_8104401_200961732 |  | AD | node_8104401_200961731 | node_8104401_200961732 | 265.076 | bal_1P_2AC | 8104401 | no | no |  |  | no |  |  | 0 | 0 | 0 | 0
oh_line_8104401_200963319 |  | AD | node_8104401_200886530 | node_8104401_200963319 | 338.224 | bal_1P_2CU | 8104401 | no | no |  |  | no |  |  | 0 | 0 | 0 | 0
oh_line_8104401_200964070 |  | AD | node_8104401_200879982 | node_intto1_8104401_200964070 | 292.917 | bal_1P_4/0AA | 8104401 | no | no |  |  | no |  |  | 0 | 0 | 0 | 0
oh_line_8104401_200966775 |  | AN | node_8104401_200875038 | node_8104401_200966775 | 201.98 | bal_1P_2AC_2AC(N) | 8104401 | no | no |  |  | no |  |  | 0 | 0 | 0 | 0
oh_line_8104401_200970870 |  | AN | node_8104401_200878984 | node_8104401_200970870 | 285.484 | bal_1P_1/0AA_1/0AA(N) | 8104401 | no | no |  |  | no |  |  | 0 | 0 | 0 | 0
oh_line_8104401_200974685 |  | AN | node_8104401_200946869 | node_8104401_200974685 | 244.021 | bal_1P_WYECUST | 8104401 | no | no |  |  | no |  |  | 0 | 0 | 0 | 0
oh_line_8104401_200977049 |  | AD | node_8104401_200878656 | node_8104401_200977049 | 62.245 | bal_1P_4AC | 8104401 | no | no |  |  | no |  |  | 0 | 0 | 0 | 0
oh_line_8104401_200977358 |  | AD | node_8104401_200886492 | node_8104401_200977358 | 342.058 | bal_1P_2AC | 8104401 | no | no |  |  | no |  |  | 0 | 0 | 0 | 0
oh_line_8104401_200977786 |  | AD | node_8104401_200878627 | node_8104401_200977786 | 303.844 | bal_1P_4AC | 8104401 | no | no |  |  | no |  |  | 0 | 0 | 0 | 0
oh_line_8104401_200978424 |  | AD | node_8104401_200878435 | node_8104401_200978424 | 455.126 | bal_1P_4AC | 8104401 | no | no |  |  | no |  |  | 0 | 0 | 0 | 0
oh_line_8104401_200978529 |  | AD | node_8104401_200978635 | node_8104401_200978529 | 446.835 | bal_1P_2AC | 8104401 | no | no |  |  | no |  |  | 0 | 0 | 0 | 0
oh_line_8104401_200978530 |  | AD | node_8104401_200878422 | node_8104401_200978530 | 581.215 | bal_1P_2AC | 8104401 | no | no |  |  | no |  |  | 0 | 0 | 0 | 0
oh_line_8104401_200978635 |  | AD | node_8104401_200878427 | node_8104401_200978635 | 330.735 | bal_1P_2AC | 8104401 | no | no |  |  | no |  |  | 0 | 0 | 0 | 0
oh_line_8104401_200978878 |  | AN | node_8104401_200875226 | node_8104401_200978878 | 496.529 | bal_1P_DELTACUST | 8104401 | no | no |  |  | no |  |  | 0 | 0 | 0 | 0
oh_line_8104401_200981907 |  | AD | node_8104401_200886533 | node_intto1_8104401_200981907 | 282.473 | bal_1P_1/0AA | 8104401 | no | no |  |  | no |  |  | 0 | 0 | 0 | 0
oh_line_8104401_200981908 |  | AD | node_8104401_200981907 | node_8104401_200981908 | 216.741 | bal_1P_1/0AA | 8104401 | no | no |  |  | no |  |  | 0 | 0 | 0 | 0
oh_line_8104401_200982201 |  | AD | node_8104401_200981908 | node_8104401_200982201 | 267.362 | bal_1P_1/0AA | 8104401 | no | no |  |  | no |  |  | 0 | 0 | 0 | 0
oh_line_8104401_200982202 |  | AD | node_8104401_200886537 | node_8104401_200982202 | 230.837 | bal_1P_1/0AA | 8104401 | no | no |  |  | no |  |  | 0 | 0 | 0 | 0
oh_line_8104401_200982203 |  | AD | node_8104401_200886541 | node_8104401_200982203 | 253.446 | bal_1P_1/0AA | 8104401 | no | no |  |  | no |  |  | 0 | 0 | 0 | 0
oh_line_8104401_200982204 |  | AD | node_8104401_200982203 | node_8104401_200982204 | 274.761 | bal_1P_1/0AA | 8104401 | no | no |  |  | no |  |  | 0 | 0 | 0 | 0
oh_line_8104401_200982205 |  | AD | node_8104401_200982206 | node_8104401_200982205 | 245.144 | bal_1P_1/0AA | 8104401 | no | no |  |  | no |  |  | 0 | 0 | 0 | 0
oh_line_8104401_200982206 |  | AD | node_8104401_200886544 | node_8104401_200982206 | 251.114 | bal_1P_1/0AA | 8104401 | no | no |  |  | no |  |  | 0 | 0 | 0 | 0
oh_line_8104401_200982207 |  | AD | node_8104401_200982205 | node_8104401_200982207 | 228.765 | bal_1P_1/0AA | 8104401 | no | no |  |  | no |  |  | 0 | 0 | 0 | 0
oh_line_8104401_200982208 |  | AD | node_8104401_200982207 | node_8104401_200982208 | 267.28 | bal_1P_1/0AA | 8104401 | no | no |  |  | no |  |  | 0 | 0 | 0 | 0
oh_line_8104401_200982209 |  | AD | node_8104401_200982208 | node_8104401_200982209 | 276.515 | bal_1P_1/0AA | 8104401 | no | no |  |  | no |  |  | 0 | 0 | 0 | 0
oh_line_8104401_200985972 |  | AD | node_8104401_200878807 | node_8104401_200985972 | 254.037 | bal_1P_1/0AA | 8104401 | no | no |  |  | no |  |  | 0 | 0 | 0 | 0
oh_line_8104401_200987742 |  | AD | node_8104401_200880041 | node_8104401_200987742 | 299.777 | bal_1P_4/0AA | 8104401 | no | no |  |  | no |  |  | 0 | 0 | 0 | 0
oh_line_8104401_201008962 |  | AD | node_8104401_200874748 | node_8104401_201008962 | 293.74 | bal_1P_1/0AA | 8104401 | no | no |  |  | no |  |  | 0 | 0 | 0 | 0
oh_line_8104401_201010447 |  | AD | node_8104401_200878680 | node_8104401_201010447 | 87.713 | bal_1P_6ACW | 8104401 | no | no |  |  | no |  |  | 0 | 0 | 0 | 0
oh_line_8104401_201010448 |  | AD | node_8104401_201010447 | node_8104401_201010448 | 285.489 | bal_1P_1/0AA | 8104401 | no | no |  |  | no |  |  | 0 | 0 | 0 | 0
oh_line_8104401_201013702 |  | AD | node_8104401_200880009 | node_intto1_8104401_201013702 | 334.038 | bal_1P_4AC | 8104401 | no | no |  |  | no |  |  | 0 | 0 | 0 | 0
oh_line_8104401_201013720 |  | AD | node_8104401_201013702 | node_8104401_201013720 | 427.066 | bal_1P_4AC | 8104401 | no | no |  |  | no |  |  | 0 | 0 | 0 | 0
oh_line_8104401_201013817-1 |  | AD | node_8104401_200880210 | node_intto1_8104401_201013817 | 311.296 | bal_1P_4AC | 8104401 | no | no |  |  | no |  |  | 0 | 0 | 0 | 0
oh_line_8104401_201013818 |  | AD | node_8104401_200880082 | node_8104401_201013818 | 233.685 | bal_1P_4/0AA | 8104401 | no | no |  |  | no |  |  | 0 | 0 | 0 | 0
oh_line_8104401_201013819 |  | AD | node_8104401_201013818 | node_8104401_201013819 | 323.552 | bal_1P_4AC | 8104401 | no | no |  |  | no |  |  | 0 | 0 | 0 | 0
oh_line_8104401_201013820 |  | AD | node_8104401_200880013 | node_8104401_201013820 | 398.238 | bal_1P_4AC | 8104401 | no | no |  |  | no |  |  | 0 | 0 | 0 | 0
oh_line_8104401_201013821 |  | AD | node_8104401_201013820 | node_8104401_201013821 | 407.942 | bal_1P_4AC | 8104401 | no | no |  |  | no |  |  | 0 | 0 | 0 | 0
oh_line_8104401_201013822 |  | AD | node_8104401_201013817 | node_8104401_201013822 | 284.751 | bal_1P_4AC | 8104401 | no | no |  |  | no |  |  | 0 | 0 | 0 | 0
oh_line_8104401_201013823 |  | AD | node_8104401_200880036 | node_8104401_201013823 | 236.514 | bal_1P_4/0AA | 8104401 | no | no |  |  | no |  |  | 0 | 0 | 0 | 0
oh_line_8104401_201013824 |  | AD | node_8104401_201013823 | node_8104401_201013824 | 287.87 | bal_1P_4/0AA | 8104401 | no | no |  |  | no |  |  | 0 | 0 | 0 | 0
oh_line_8104401_201016715-1 |  | AD | node_8104401_200882628 | node_8104401_201016715 | 379.549 | bal_1P_6CU | 8104401 | no | no |  |  | no |  |  | 0 | 0 | 0 | 0
oh_line_8104401_201016715-2 |  | AD | node_8104401_201016715 | node_8104401_200882626 | 251.963 | bal_1P_1/0AA | 8104401 | no | no |  |  | no |  |  | 0 | 0 | 0 | 0
oh_line_8104401_201018268 |  | AD | node_8104401_200878341 | node_8104401_201018268 | 193.358 | bal_1P_1/0AA | 8104401 | no | no |  |  | no |  |  | 0 | 0 | 0 | 0
oh_line_8104401_201018269 |  | AD | node_8104401_201018268 | node_intto1_8104401_201018269 | 260.943 | bal_1P_1/0AA | 8104401 | no | no |  |  | no |  |  | 0 | 0 | 0 | 0
oh_line_8104401_201018270 |  | AD | node_8104401_201018269 | node_8104401_201018270 | 149.494 | bal_1P_1/0AA | 8104401 | no | no |  |  | no |  |  | 0 | 0 | 0 | 0
oh_line_8104401_201018271 |  | AD | node_8104401_201018270 | node_8104401_201018271 | 206.805 | bal_1P_1/0AA | 8104401 | no | no |  |  | no |  |  | 0 | 0 | 0 | 0
oh_line_8104401_201018272 |  | AD | node_8104401_201018271 | node_8104401_201018272 | 265.799 | bal_1P_1/0AA | 8104401 | no | no |  |  | no |  |  | 0 | 0 | 0 | 0
oh_line_8104401_201018293 |  | AD | node_8104401_200878419 | node_8104401_201018293 | 316.825 | bal_1P_4AC | 8104401 | no | no |  |  | no |  |  | 0 | 0 | 0 | 0
oh_line_8104401_201038473 |  | AD | node_8104401_200878371 | node_8104401_201038473 | 306.992 | bal_1P_2AC | 8104401 | no | no |  |  | no |  |  | 0 | 0 | 0 | 0
oh_line_8104401_201038474 |  | AD | node_8104401_201038473 | node_8104401_201038474 | 171.752 | bal_1P_2AC | 8104401 | no | no |  |  | no |  |  | 0 | 0 | 0 | 0
oh_line_8104401_201041315 |  | AD | node_8104401_200874847 | node_8104401_201041315 | 180.617 | bal_1P_4AC | 8104401 | no | no |  |  | no |  |  | 0 | 0 | 0 | 0
oh_line_8104401_201041316 |  | AD | node_8104401_201041315 | node_8104401_201041316 | 207.672 | bal_1P_1/0AA | 8104401 | no | no |  |  | no |  |  | 0 | 0 | 0 | 0
oh_line_8104401_201041318 |  | AD | node_8104401_201041316 | node_8104401_201041318 | 270.16 | bal_1P_1/0AA | 8104401 | no | no |  |  | no |  |  | 0 | 0 | 0 | 0
oh_line_8104401_201041319 |  | AD | node_8104401_201041318 | node_8104401_201041319 | 293.586 | bal_1P_1/0AA | 8104401 | no | no |  |  | no |  |  | 0 | 0 | 0 | 0
oh_line_8104401_201041320 |  | AD | node_8104401_201041319 | node_intto1_8104401_201041320 | 278.08 | bal_1P_1/0AA | 8104401 | no | no |  |  | no |  |  | 0 | 0 | 0 | 0
oh_line_8104401_201041321 |  | AD | node_8104401_201041320 | node_8104401_201041321 | 278.906 | bal_1P_1/0AA | 8104401 | no | no |  |  | no |  |  | 0 | 0 | 0 | 0
oh_line_8104401_201041322 |  | AD | node_8104401_201041321 | node_8104401_201041322 | 276.591 | bal_1P_1/0AA | 8104401 | no | no |  |  | no |  |  | 0 | 0 | 0 | 0
oh_line_8104401_201041323 |  | AD | node_8104401_201041322 | node_8104401_201041323 | 282.484 | bal_1P_1/0AA | 8104401 | no | no |  |  | no |  |  | 0 | 0 | 0 | 0
oh_line_8104401_201041325 |  | AD | node_8104401_200874842 | node_8104401_201041325 | 344.15 | bal_1P_4AC | 8104401 | no | no |  |  | no |  |  | 0 | 0 | 0 | 0
oh_line_8104401_201042634 |  | AD | node_8104401_200886723 | node_intto1_8104401_201042634 | 256.239 | bal_1P_1/0AA | 8104401 | no | no |  |  | no |  |  | 0 | 0 | 0 | 0
oh_line_8104401_201044988 |  | AD | node_8104401_200878730 | node_8104401_201044988 | 269.219 | bal_1P_1/0AA | 8104401 | no | no |  |  | no |  |  | 0 | 0 | 0 | 0
oh_line_8104401_201044989 |  | AD | node_8104401_201044988 | node_8104401_201044989 | 202.49 | bal_1P_1/0AA | 8104401 | no | no |  |  | no |  |  | 0 | 0 | 0 | 0
oh_line_8104401_201046399 |  | AD | node_8104401_200875223 | node_intto1_8104401_201046399 | 1188.911 | bal_1P_1/0AA | 8104401 | no | no |  |  | no |  |  | 0 | 0 | 0 | 0
oh_line_8104401_201046818 |  | AN | node_8104401_200909299 | node_8104401_201046818 | 1878.981 | bal_1P_DELTACUST | 8104401 | no | no |  |  | no |  |  | 0 | 0 | 0 | 0
oh_line_8104401_201047972 |  | AD | node_8104401_200886496 | node_8104401_201047972 | 252.919 | bal_1P_1/0AA | 8104401 | no | no |  |  | no |  |  | 0 | 0 | 0 | 0
oh_line_8104401_201047992 |  | AN | node_8104401_200874838 | node_8104401_201047992 | 236.247 | bal_1P_DELTACUST | 8104401 | no | no |  |  | no |  |  | 0 | 0 | 0 | 0
oh_line_8104401_201048918 |  | AD | node_8104401_200887010 | node_8104401_201048918 | 172.244 | bal_1P_2AC | 8104401 | no | no |  |  | no |  |  | 0 | 0 | 0 | 0
oh_line_8104401_201056450 |  | AN | node_8104401_200880294 | node_8104401_201056450 | 423.4 | bal_1P_DELTACUST | 8104401 | no | no |  |  | no |  |  | 0 | 0 | 0 | 0
oh_line_8104401_201060378 |  | AD | node_8104401_200886743 | node_8104401_201060378 | 109.179 | bal_1P_2AC | 8104401 | no | no |  |  | no |  |  | 0 | 0 | 0 | 0
oh_line_8104401_201060379 |  | AD | node_8104401_201060378 | node_8104401_201060379 | 75.046 | bal_1P_2AC | 8104401 | no | no |  |  | no |  |  | 0 | 0 | 0 | 0
oh_line_8104401_201060380 |  | AD | node_8104401_201060378 | node_8104401_201060380 | 194.869 | bal_1P_2AC | 8104401 | no | no |  |  | no |  |  | 0 | 0 | 0 | 0
oh_line_8104401_201060381 |  | AD | node_8104401_201060380 | node_8104401_201060381 | 201.493 | bal_1P_2AC | 8104401 | no | no |  |  | no |  |  | 0 | 0 | 0 | 0
oh_line_8104401_201060998 |  | AD | node_8104401_201061217 | node_8104401_201060998 | 273.769 | bal_1P_1/0AA | 8104401 | no | no |  |  | no |  |  | 0 | 0 | 0 | 0
oh_line_8104401_201060999 |  | AD | node_8104401_201061284 | node_8104401_201060999 | 244.172 | bal_1P_1/0AA | 8104401 | no | no |  |  | no |  |  | 0 | 0 | 0 | 0
oh_line_8104401_201061000 |  | AD | node_8104401_201061285 | node_8104401_201061000 | 268.593 | bal_1P_1/0AA | 8104401 | no | no |  |  | no |  |  | 0 | 0 | 0 | 0
oh_line_8104401_201061060 |  | ABCD | node_8104401_200878394 | node_8104401_201061060 | 152.578 | bal_3P_4/0AA | 8104401 | no | no |  |  | no |  |  | 0 | 0 | 0 | 0
oh_line_8104401_201061129 |  | AD | node_8104401_200878347 | node_8104401_201061129 | 78.384 | bal_1P_2AC | 8104401 | no | no |  |  | no |  |  | 0 | 0 | 0 | 0
oh_line_8104401_201061193 |  | AD | node_8104401_200940888 | node_8104401_201061193 | 269.227 | bal_1P_1/0AA | 8104401 | no | no |  |  | no |  |  | 0 | 0 | 0 | 0
oh_line_8104401_201061217 |  | AD | node_8104401_200879004 | node_8104401_201061217 | 241.615 | bal_1P_1/0AA | 8104401 | no | no |  |  | no |  |  | 0 | 0 | 0 | 0
oh_line_8104401_201061218 |  | AD | node_8104401_201060998 | node_8104401_201061218 | 272.019 | bal_1P_1/0AA | 8104401 | no | no |  |  | no |  |  | 0 | 0 | 0 | 0
oh_line_8104401_201061284 |  | AD | node_8104401_201061341 | node_8104401_201061284 | 266.58 | bal_1P_1/0AA | 8104401 | no | no |  |  | no |  |  | 0 | 0 | 0 | 0
oh_line_8104401_201061285 |  | AD | node_8104401_201060999 | node_8104401_201061285 | 262.021 | bal_1P_1/0AA | 8104401 | no | no |  |  | no |  |  | 0 | 0 | 0 | 0
oh_line_8104401_201061286 |  | AD | node_8104401_201061000 | node_8104401_201061286 | 253.055 | bal_1P_1/0AA | 8104401 | no | no |  |  | no |  |  | 0 | 0 | 0 | 0
oh_line_8104401_201061341 |  | AD | node_8104401_201061218 | node_8104401_201061341 | 283.816 | bal_1P_1/0AA | 8104401 | no | no |  |  | no |  |  | 0 | 0 | 0 | 0
oh_line_8104401_201062069 |  | AN | node_8104401_200879017 | node_8104401_201062069 | 285.036 | bal_1P_1/0AA_1/0AA(N) | 8104401 | no | no |  |  | no |  |  | 0 | 0 | 0 | 0
oh_line_8104401_201064255 |  | AD | node_8104401_201064256 | node_intto1_8104401_201064255 | 190.678 | bal_1P_1/0AA | 8104401 | no | no |  |  | no |  |  | 0 | 0 | 0 | 0
oh_line_8104401_201064256 |  | AD | node_8104401_201064257 | node_8104401_201064256 | 265.984 | bal_1P_1/0AA | 8104401 | no | no |  |  | no |  |  | 0 | 0 | 0 | 0
oh_line_8104401_201064257 |  | AD | node_8104401_201064307 | node_8104401_201064257 | 268.323 | bal_1P_1/0AA | 8104401 | no | no |  |  | no |  |  | 0 | 0 | 0 | 0
oh_line_8104401_201064307 |  | AD | node_8104401_201064308 | node_8104401_201064307 | 265.825 | bal_1P_1/0AA | 8104401 | no | no |  |  | no |  |  | 0 | 0 | 0 | 0
oh_line_8104401_201064308 |  | AD | node_8104401_201064309 | node_8104401_201064308 | 308.007 | bal_1P_1/0AA | 8104401 | no | no |  |  | no |  |  | 0 | 0 | 0 | 0
oh_line_8104401_201064309 |  | AD | node_8104401_201064310 | node_8104401_201064309 | 230.039 | bal_1P_1/0AA | 8104401 | no | no |  |  | no |  |  | 0 | 0 | 0 | 0
oh_line_8104401_201064310 |  | AD | node_8104401_201064311 | node_8104401_201064310 | 270.216 | bal_1P_1/0AA | 8104401 | no | no |  |  | no |  |  | 0 | 0 | 0 | 0
oh_line_8104401_201064311 |  | AD | node_8104401_201064312 | node_8104401_201064311 | 285.374 | bal_1P_1/0AA | 8104401 | no | no |  |  | no |  |  | 0 | 0 | 0 | 0
oh_line_8104401_201064312 |  | AD | node_8104401_201064313 | node_8104401_201064312 | 264.808 | bal_1P_1/0AA | 8104401 | no | no |  |  | no |  |  | 0 | 0 | 0 | 0
oh_line_8104401_201064313 |  | AD | node_8104401_201064314 | node_8104401_201064313 | 293.659 | bal_1P_1/0AA | 8104401 | no | no |  |  | no |  |  | 0 | 0 | 0 | 0
oh_line_8104401_201064314 |  | AD | node_8104401_201064315 | node_8104401_201064314 | 271.431 | bal_1P_1/0AA | 8104401 | no | no |  |  | no |  |  | 0 | 0 | 0 | 0
oh_line_8104401_201064315 |  | AD | node_8104401_201064316 | node_8104401_201064315 | 284.683 | bal_1P_1/0AA | 8104401 | no | no |  |  | no |  |  | 0 | 0 | 0 | 0
oh_line_8104401_201064316 |  | AD | node_8104401_201064317 | node_8104401_201064316 | 265.821 | bal_1P_1/0AA | 8104401 | no | no |  |  | no |  |  | 0 | 0 | 0 | 0
oh_line_8104401_201064317 |  | AD | node_8104401_201064318 | node_8104401_201064317 | 274.545 | bal_1P_1/0AA | 8104401 | no | no |  |  | no |  |  | 0 | 0 | 0 | 0
oh_line_8104401_201064318 |  | AD | node_8104401_201064319 | node_8104401_201064318 | 265.953 | bal_1P_1/0AA | 8104401 | no | no |  |  | no |  |  | 0 | 0 | 0 | 0
oh_line_8104401_201064319 |  | AD | node_8104401_201064320 | node_8104401_201064319 | 274.644 | bal_1P_1/0AA | 8104401 | no | no |  |  | no |  |  | 0 | 0 | 0 | 0
oh_line_8104401_201064320 |  | AD | node_8104401_201064321 | node_8104401_201064320 | 275.691 | bal_1P_1/0AA | 8104401 | no | no |  |  | no |  |  | 0 | 0 | 0 | 0
oh_line_8104401_201064321 |  | AD | node_8104401_201064322 | node_8104401_201064321 | 277.026 | bal_1P_1/0AA | 8104401 | no | no |  |  | no |  |  | 0 | 0 | 0 | 0
oh_line_8104401_201064322 |  | AD | node_8104401_200881586 | node_8104401_201064322 | 271.727 | bal_1P_1/0AA | 8104401 | no | no |  |  | no |  |  | 0 | 0 | 0 | 0
oh_line_8104401_201064421 |  | AD | node_8104401_201064316 | node_8104401_201064421 | 167.699 | bal_1P_1/0AA | 8104401 | no | no |  |  | no |  |  | 0 | 0 | 0 | 0
oh_line_8104401_201065548 |  | AD | node_8104401_200875211 | node_8104401_201065548 | 292.643 | bal_1P_1/0AA | 8104401 | no | no |  |  | no |  |  | 0 | 0 | 0 | 0
oh_line_8104401_201065549 |  | AD | node_8104401_201065548 | node_8104401_201065549 | 248.347 | bal_1P_1/0AA | 8104401 | no | no |  |  | no |  |  | 0 | 0 | 0 | 0
oh_line_8104401_201068849 |  | AD | node_8104401_201060378 | node_8104401_201068849 | 299.619 | bal_1P_2AC | 8104401 | no | no |  |  | no |  |  | 0 | 0 | 0 | 0
oh_line_8104401_201068850 |  | AD | node_8104401_201068849 | node_8104401_201068850 | 347.335 | bal_1P_2AC | 8104401 | no | no |  |  | no |  |  | 0 | 0 | 0 | 0
oh_line_8104401_201068851 |  | AD | node_8104401_201068850 | node_8104401_201068851 | 322.132 | bal_1P_2AC | 8104401 | no | no |  |  | no |  |  | 0 | 0 | 0 | 0
oh_line_8104401_201068852 |  | AD | node_8104401_201068851 | node_8104401_201068852 | 335.95 | bal_1P_2AC | 8104401 | no | no |  |  | no |  |  | 0 | 0 | 0 | 0
oh_line_8104401_201069313 |  | AD | node_8104401_200882069 | node_8104401_201069313 | 323.453 | bal_1P_1/0AA | 8104401 | no | no |  |  | no |  |  | 0 | 0 | 0 | 0
oh_line_8104401_310009743 |  | AD | node_8104401_200881176 | node_8104401_310009743 | 63.783 | bal_1P_1/0AA | 8104401 | no | no |  |  | no |  |  | 0 | 0 | 0 | 0
oh_line_8104401_310010409-1 |  | AD | node_8104401_200875220 | node_8104401_310010409 | 339.385 | bal_1P_1/0AA | 8104401 | no | no |  |  | no |  |  | 0 | 0 | 0 | 0
oh_line_8104401_310010409-2 |  | AD | node_8104401_310010409 | node_8104401_200875012 | 151.024 | bal_1P_2AC | 8104401 | no | no |  |  | no |  |  | 0 | 0 | 0 | 0
oh_line_8104401_310014695 |  | AD | node_8104401_200878542 | node_8104401_310014695 | 198.069 | bal_1P_1/0AA | 8104401 | no | no |  |  | no |  |  | 0 | 0 | 0 | 0
oh_line_8104401_310014840 |  | AD | node_8104401_200878540 | node_8104401_310014840 | 226.037 | bal_1P_4AC | 8104401 | no | no |  |  | no |  |  | 0 | 0 | 0 | 0
oh_line_8104401_310027946 |  | AD | node_8104401_200880295 | node_8104401_310027946 | 129.668 | bal_1P_1/0AA | 8104401 | no | no |  |  | no |  |  | 0 | 0 | 0 | 0
oh_line_8104401_310027949 |  | AD | node_8104401_310027946 | node_8104401_310027949 | 201.624 | bal_1P_1/0AA | 8104401 | no | no |  |  | no |  |  | 0 | 0 | 0 | 0
oh_line_8104401_310027950 |  | AD | node_8104401_310027949 | node_8104401_310027950 | 185.701 | bal_1P_1/0AA | 8104401 | no | no |  |  | no |  |  | 0 | 0 | 0 | 0
oh_line_8104401_310027952 |  | AD | node_8104401_310027950 | node_8104401_310027952 | 238.072 | bal_1P_1/0AA | 8104401 | no | no |  |  | no |  |  | 0 | 0 | 0 | 0
oh_line_8104401_310027957 |  | AN | node_8104401_200880343 | node_8104401_310027957 | 265.818 | bal_1P_1/0AA_1/0AA(N) | 8104401 | no | no |  |  | no |  |  | 0 | 0 | 0 | 0
oh_line_8104401_310027958 |  | AN | node_8104401_310027957 | node_8104401_310027958 | 273.811 | bal_1P_1/0AA_1/0AA(N) | 8104401 | no | no |  |  | no |  |  | 0 | 0 | 0 | 0
oh_line_8104401_310027960 |  | AN | node_8104401_310027958 | node_8104401_310027960 | 219.153 | bal_1P_1/0AA_1/0AA(N) | 8104401 | no | no |  |  | no |  |  | 0 | 0 | 0 | 0
oh_line_8104401_310052774 |  | AD | node_8104401_201008962 | node_8104401_310052774 | 241.422 | bal_1P_1/0AA | 8104401 | no | no |  |  | no |  |  | 0 | 0 | 0 | 0
oh_line_8104401_310061805 |  | AN | node_8104401_200880182 | node_8104401_310061805 | 131.885 | bal_1P_1/0AA_1/0AA(N) | 8104401 | no | no |  |  | no |  |  | 0 | 0 | 0 | 0
oh_line_8104401_311893253 |  | AD | node_8104401_311893400 | node_8104401_311893253 | 261.243 | bal_1P_1/0AA | 8104401 | no | no |  |  | no |  |  | 0 | 0 | 0 | 0
oh_line_8104401_311893400 |  | AD | node_8104401_200886494 | node_8104401_311893400 | 340.984 | bal_1P_1/0AA | 8104401 | no | no |  |  | no |  |  | 0 | 0 | 0 | 0
oh_line_8104401_311893402 |  | AD | node_8104401_311893400 | node_intto1_8104401_311893402 | 376.228 | bal_1P_1/0AA | 8104401 | no | no |  |  | no |  |  | 0 | 0 | 0 | 0
oh_line_8104401_311893405 |  | AD | node_8104401_311893402 | node_8104401_311893405 | 129.127 | bal_1P_1/0AA | 8104401 | no | no |  |  | no |  |  | 0 | 0 | 0 | 0
oh_line_8104401_311893406 |  | AD | node_8104401_311893405 | node_8104401_311893406 | 274.505 | bal_1P_1/0AA | 8104401 | no | no |  |  | no |  |  | 0 | 0 | 0 | 0
oh_line_8104401_311893407 |  | AD | node_8104401_311893406 | node_8104401_311893407 | 321.001 | bal_1P_1/0AA | 8104401 | no | no |  |  | no |  |  | 0 | 0 | 0 | 0
oh_line_8104401_311902586 |  | AN | node_8104401_200880108 | node_8104401_311902586 | 52.721 | bal_1P_1/0AA_1/0AA(N) | 8104401 | no | no |  |  | no |  |  | 0 | 0 | 0 | 0
oh_line_8104401_311902587 |  | AN | node_8104401_311902586 | node_8104401_311902587 | 312.686 | bal_1P_1/0AA_1/0AA(N) | 8104401 | no | no |  |  | no |  |  | 0 | 0 | 0 | 0
oh_line_8104401_311912876-1 |  | AN | node_8104401_200878870 | node_intto1_220436613 | 14.176 | bal_1P_4/0AC_1/0AC(N) | 8104401 | no | no |  |  | no |  |  | 0 | 0 | 0 | 0
oh_line_8104401_311912876-2 |  | AN | node_220436613 | node_intto1_220523595 | 9.236 | bal_1P_4/0AC_1/0AC(N) | 8104401 | no | no |  |  | no |  |  | 0 | 0 | 0 | 0
oh_line_8104401_311912876-3 |  | AN | node_220523595 | node_8104401_311912876 | 8.38 | bal_1P_4/0AC_1/0AC(N) | 8104401 | no | no |  |  | no |  |  | 0 | 0 | 0 | 0
oh_line_8104401_311912878-1 |  | AN | node_8104401_200878858 | node_intto1_220436612 | 12.11 | bal_1P_4/0AC_1/0AC(N) | 8104401 | no | no |  |  | no |  |  | 0 | 0 | 0 | 0
oh_line_8104401_311912878-2 |  | AN | node_220436612 | node_intto1_220523594 | 6.62 | bal_1P_4/0AC_1/0AC(N) | 8104401 | no | no |  |  | no |  |  | 0 | 0 | 0 | 0
oh_line_8104401_311912878-3 |  | AN | node_220523594 | node_8104401_311912878 | 8.897 | bal_1P_4/0AC_1/0AC(N) | 8104401 | no | no |  |  | no |  |  | 0 | 0 | 0 | 0
oh_line_8104401_311912882-1 |  | AN | node_220465136 | node_8104401_311912882 | 17.588 | bal_1P_4/0AC_1/0AC(N) | 8104401 | no | no |  |  | no |  |  | 0 | 0 | 0 | 0
oh_line_8104401_311912882-2 |  | AN | node_220386099 | node_intto1_220465136 | 11.791 | bal_1P_4/0AC_1/0AC(N) | 8104401 | no | no |  |  | no |  |  | 0 | 0 | 0 | 0
oh_line_8104401_311912882-3 |  | AN | node_8104401_200880207 | node_intto1_220386099 | 23.726 | bal_1P_4/0AC_1/0AC(N) | 8104401 | no | no |  |  | no |  |  | 0 | 0 | 0 | 0
oh_line_8104401_311912887-1 |  | AN | node_8104401_200875156 | node_intto1_220436586 | 46.413 | bal_1P_4/0AC_1/0AC(N) | 8104401 | no | no |  |  | no |  |  | 0 | 0 | 0 | 0
oh_line_8104401_311912887-2 |  | AN | node_220436586 | node_intto1_220523533 | 23.156 | bal_1P_4/0AC_1/0AC(N) | 8104401 | no | no |  |  | no |  |  | 0 | 0 | 0 | 0
oh_line_8104401_311912887-3 |  | AN | node_220523533 | node_8104401_311912887 | 25.567 | bal_1P_4/0AC_1/0AC(N) | 8104401 | no | no |  |  | no |  |  | 0 | 0 | 0 | 0
oh_line_8104401_311929015 |  | AD | node_8104401_200878348 | node_intto1_8104401_311929015 | 351.731 | bal_1P_1/0AA | 8104401 | no | no |  |  | no |  |  | 0 | 0 | 0 | 0
oh_line_8104401_311933667 |  | AD | node_8104401_200881586 | node_8104401_311933667 | 121.65 | bal_1P_1/0AA | 8104401 | no | no |  |  | no |  |  | 0 | 0 | 0 | 0
oh_line_8104401_311933668 |  | AD | node_8104401_200881938 | node_8104401_311933668 | 288.332 | bal_1P_1/0AA | 8104401 | no | no |  |  | no |  |  | 0 | 0 | 0 | 0
oh_line_8104401_311933671 |  | AD | node_8104401_201064256 | node_8104401_311933671 | 54.245 | bal_1P_2AC | 8104401 | no | no |  |  | no |  |  | 0 | 0 | 0 | 0
oh_line_8104401_311988940 |  | AD | node_8104401_200940887 | node_8104401_311988940 | 73.502 | bal_1P_1/0AA | 8104401 | no | no |  |  | no |  |  | 0 | 0 | 0 | 0
oh_line_8104401_311990385 |  | AD | node_8104401_200878949 | node_8104401_311990385 | 278.089 | bal_1P_1/0AA | 8104401 | no | no |  |  | no |  |  | 0 | 0 | 0 | 0
oh_line_8104401_311993479 |  | AD | node_8104401_200878764 | node_8104401_311993479 | 247.785 | bal_1P_1/0AA | 8104401 | no | no |  |  | no |  |  | 0 | 0 | 0 | 0
oh_line_8104401_311993480 |  | AD | node_8104401_311993479 | node_8104401_311993480 | 247.036 | bal_1P_1/0AA | 8104401 | no | no |  |  | no |  |  | 0 | 0 | 0 | 0
oh_line_8104401_312004322 |  | AD | node_8104401_200880866 | node_8104401_312004322 | 156.803 | bal_1P_1/0AA | 8104401 | no | no |  |  | no |  |  | 0 | 0 | 0 | 0
oh_line_8104401_312007436 |  | ABCN | node_8104401_200880209 | node_8104401_312007436 | 224.357 | bal_3P_4/0AC_1/0AC(N) | 8104401 | no | no |  |  | no |  |  | 0 | 0 | 0 | 0
oh_line_8104401_312007437-1 |  | AD | node_8104401_200880209 | node_intto1_220386098 | 95.338 | bal_1P_2AC | 8104401 | no | no |  |  | no |  |  | 0 | 0 | 0 | 0
oh_line_8104401_312007437-2 |  | AD | node_220386098 | node_intto1_220595046 | 15.585 | bal_1P_2AC | 8104401 | no | no |  |  | no |  |  | 0 | 0 | 0 | 0
oh_line_8104401_312007437-3 |  | AD | node_220595046 | node_8104401_312007437 | 14.426 | bal_1P_2AC | 8104401 | no | no |  |  | no |  |  | 0 | 0 | 0 | 0
oh_line_8104401_312017298 |  | AD | node_8104401_311893407 | node_8104401_312017298 | 220.992 | bal_1P_1/0AA | 8104401 | no | no |  |  | no |  |  | 0 | 0 | 0 | 0
oh_line_8104401_312017299 |  | AD | node_8104401_312017298 | node_8104401_312017299 | 171.885 | bal_1P_1/0AA | 8104401 | no | no |  |  | no |  |  | 0 | 0 | 0 | 0
oh_line_8104401_312033099 |  | AN | node_8104401_200875166 | node_8104401_312033099 | 94.207 | bal_1P_1/0AA_1/0AA(N) | 8104401 | no | no |  |  | no |  |  | 0 | 0 | 0 | 0
oh_line_8104401_312033109 |  | AN | node_8104401_312033099 | node_intto1_8104401_312033109 | 194.537 | bal_1P_1/0AA_1/0AA(N) | 8104401 | no | no |  |  | no |  |  | 0 | 0 | 0 | 0
oh_line_8104401_312033112 |  | AN | node_8104401_312033109 | node_8104401_312033112 | 171.313 | bal_1P_1/0AA_1/0AA(N) | 8104401 | no | no |  |  | no |  |  | 0 | 0 | 0 | 0
oh_line_8104401_312035499 |  | AD | node_8104401_200880069 | node_8104401_312035499 | 206.715 | bal_1P_1/0AA | 8104401 | no | no |  |  | no |  |  | 0 | 0 | 0 | 0
oh_line_8104401_312035500 |  | AD | node_8104401_312035499 | node_8104401_312035500 | 101.56 | bal_1P_1/0AA | 8104401 | no | no |  |  | no |  |  | 0 | 0 | 0 | 0
oh_line_8104401_312054837 |  | AD | node_8104401_312054838 | node_8104401_312054837 | 232.038 | bal_1P_1/0AC | 8104401 | no | no |  |  | no |  |  | 0 | 0 | 0 | 0
oh_line_8104401_312054838 |  | AD | node_8104401_200879965 | node_intto1_8104401_312054838 | 185.806 | bal_1P_1/0AC | 8104401 | no | no |  |  | no |  |  | 0 | 0 | 0 | 0
oh_line_8104401_312071414 |  | AD | node_8104401_200886459 | node_8104401_312071414 | 156.34 | bal_1P_2CU | 8104401 | no | no |  |  | no |  |  | 0 | 0 | 0 | 0
oh_line_8104401_312076742 |  | AD | node_8104401_200880028 | node_8104401_312076742 | 193.89 | bal_1P_4/0AA | 8104401 | no | no |  |  | no |  |  | 0 | 0 | 0 | 0
oh_line_8104401_312078163 |  | AN | node_8104401_200878971 | node_8104401_312078163 | 286.502 | bal_1P_1/0AA_1/0AA(N) | 8104401 | no | no |  |  | no |  |  | 0 | 0 | 0 | 0
oh_line_8104401_312078164 |  | AN | node_8104401_312078163 | node_8104401_312078164 | 284.387 | bal_1P_1/0AA_1/0AA(N) | 8104401 | no | no |  |  | no |  |  | 0 | 0 | 0 | 0
oh_line_8104401_312078165 |  | AN | node_8104401_312078164 | node_8104401_312078165 | 259.336 | bal_1P_1/0AA_1/0AA(N) | 8104401 | no | no |  |  | no |  |  | 0 | 0 | 0 | 0
oh_line_8104401_312078176 |  | AN | node_8104401_312078165 | node_intto1_8104401_312078176 | 93.719 | bal_1P_1/0AA_1/0AA(N) | 8104401 | no | no |  |  | no |  |  | 0 | 0 | 0 | 0
oh_line_8104401_312078177 |  | AN | node_8104401_312078176 | node_8104401_312078177 | 692.353 | bal_1P_WYECUST | 8104401 | no | no |  |  | no |  |  | 0 | 0 | 0 | 0
oh_line_8104401_312085774 |  | AD | node_8104401_201064421 | node_8104401_312085774 | 242.175 | bal_1P_1/0AA | 8104401 | no | no |  |  | no |  |  | 0 | 0 | 0 | 0
oh_line_8104401_312086606 |  | AD | node_8104401_200878524 | node_8104401_312086606 | 162.88 | bal_1P_2AC | 8104401 | no | no |  |  | no |  |  | 0 | 0 | 0 | 0
oh_line_8104401_312101872 |  | AN | node_8104401_200880111 | node_8104401_312101872 | 280.345 | bal_1P_WYECUST | 8104401 | no | no |  |  | no |  |  | 0 | 0 | 0 | 0
oh_line_8104401_312108001 |  | AN | node_8104401_200880110 | node_8104401_312108001 | 107.919 | bal_1P_1/0AA_1/0AA(N) | 8104401 | no | no |  |  | no |  |  | 0 | 0 | 0 | 0
oh_line_8104401_312111921 |  | AD | node_8104401_200886449 | node_8104401_312111921 | 121.073 | bal_1P_1/0AA | 8104401 | no | no |  |  | no |  |  | 0 | 0 | 0 | 0
oh_line_8104401_312118775 |  | AD | node_8104401_200878314 | node_intto1_8104401_312118775 | 183.162 | bal_1P_4AC | 8104401 | no | no |  |  | no |  |  | 0 | 0 | 0 | 0
oh_line_8104401_312120284 |  | AD | node_8104401_200887055 | node_8104401_312120284 | 149.337 | bal_1P_1/0AA | 8104401 | no | no |  |  | no |  |  | 0 | 0 | 0 | 0
oh_line_8104401_312133993 |  | ABCN | node_8104401_200878910 | node_8104401_312133993 | 165.45 | bal_3P_4/0AC_1/0AC(N) | 8104401 | no | no |  |  | no |  |  | 0 | 0 | 0 | 0
oh_line_TAP_OH_909343 |  | AN | node_8104401_200874750 | node_1405952_614_15447793_141 | 0.033 | unb_TAPWIRE_OH | 8104401 | no | no |  |  | no |  |  | 0 | 0 | 0 | 0
oh_line_TAP_OH_909344 |  | AN | node_8104401_200874753 | node_1406380_579_15447529_62 | 0.033 | unb_TAPWIRE_OH | 8104401 | no | no |  |  | no |  |  | 0 | 0 | 0 | 0
oh_line_TAP_OH_909345 |  | AN | node_8104401_200874758 | node_1407770_257_15447131_521 | 0.033 | unb_TAPWIRE_OH | 8104401 | no | no |  |  | no |  |  | 0 | 0 | 0 | 0
oh_line_TAP_OH_909346 |  | AN | node_8104401_200874761 | node_1407995_148_15446443_414 | 0.033 | unb_TAPWIRE_OH | 8104401 | no | no |  |  | no |  |  | 0 | 0 | 0 | 0
oh_line_TAP_OH_909347 |  | AN | node_8104401_200874765 | node_1408265_335_15445190_151 | 0.033 | unb_TAPWIRE_OH | 8104401 | no | no |  |  | no |  |  | 0 | 0 | 0 | 0
oh_line_TAP_OH_909348 |  | AN | node_8104401_200874766 | node_1407860_784_15444992_786 | 0.033 | unb_TAPWIRE_OH | 8104401 | no | no |  |  | no |  |  | 0 | 0 | 0 | 0
oh_line_TAP_OH_909349 |  | AN | node_8104401_200874773 | node_1407973_23_15443425_246 | 0.033 | unb_TAPWIRE_OH | 8104401 | no | no |  |  | no |  |  | 0 | 0 | 0 | 0
oh_line_TAP_OH_909350 |  | AN | node_8104401_200874776 | node_1408023_58_15442771_588 | 0.033 | unb_TAPWIRE_OH | 8104401 | no | no |  |  | no |  |  | 0 | 0 | 0 | 0
oh_line_TAP_OH_909351 |  | AN | node_8104401_200874777 | node_1408044_405_15442280_015 | 0.033 | unb_TAPWIRE_OH | 8104401 | no | no |  |  | no |  |  | 0 | 0 | 0 | 0
oh_line_TAP_OH_909352 |  | AN | node_8104401_200874780 | node_1408121_549_15440794_819 | 0.033 | unb_TAPWIRE_OH | 8104401 | no | no |  |  | no |  |  | 0 | 0 | 0 | 0
oh_line_TAP_OH_909353 |  | AN | node_8104401_200874781 | node_1408153_952_15440181_808 | 0.033 | unb_TAPWIRE_OH | 8104401 | no | no |  |  | no |  |  | 0 | 0 | 0 | 0
oh_line_TAP_OH_909354 |  | AN | node_8104401_200874783 | node_1408142_157_15439929_975 | 0.033 | unb_TAPWIRE_OH | 8104401 | no | no |  |  | no |  |  | 0 | 0 | 0 | 0
oh_line_TAP_OH_909355 |  | AN | node_8104401_200874786 | node_1407494_744_15439571_254 | 0.033 | unb_TAPWIRE_OH | 8104401 | no | no |  |  | no |  |  | 0 | 0 | 0 | 0
oh_line_TAP_OH_909356 |  | AN | node_8104401_200874790 | node_1408273_309_15438135_828 | 0.033 | unb_TAPWIRE_OH | 8104401 | no | no |  |  | no |  |  | 0 | 0 | 0 | 0
oh_line_TAP_OH_909357 |  | AN | node_8104401_200874792 | node_1408340_654_15437244_669 | 0.033 | unb_TAPWIRE_OH | 8104401 | no | no |  |  | no |  |  | 0 | 0 | 0 | 0
oh_line_TAP_OH_909358 |  | AN | node_8104401_200874794 | node_1408358_099_15437031_001 | 0.033 | unb_TAPWIRE_OH | 8104401 | no | no |  |  | no |  |  | 0 | 0 | 0 | 0
oh_line_TAP_OH_909359 |  | AN | node_8104401_200874797 | node_1408405_851_15436110_945 | 0.033 | unb_TAPWIRE_OH | 8104401 | no | no |  |  | no |  |  | 0 | 0 | 0 | 0
oh_line_TAP_OH_909360 |  | AN | node_8104401_200874799 | node_1408423_927_15435741_141 | 0.033 | unb_TAPWIRE_OH | 8104401 | no | no |  |  | no |  |  | 0 | 0 | 0 | 0
oh_line_TAP_OH_909361 |  | AN | node_8104401_200874800 | node_1408434_065_15435465_234 | 0.033 | unb_TAPWIRE_OH | 8104401 | no | no |  |  | no |  |  | 0 | 0 | 0 | 0
oh_line_TAP_OH_909363 |  | AN | node_8104401_200874803 | node_1408213_091_15434184_897 | 0.033 | unb_TAPWIRE_OH | 8104401 | no | no |  |  | no |  |  | 0 | 0 | 0 | 0
oh_line_TAP_OH_909364 |  | AN | node_8104401_200874806 | node_1408207_85_15433124_607 | 0.033 | unb_TAPWIRE_OH | 8104401 | no | no |  |  | no |  |  | 0 | 0 | 0 | 0
oh_line_TAP_OH_909365 |  | AN | node_8104401_200874809 | node_1408332_48_15432434_777 | 0.033 | unb_TAPWIRE_OH | 8104401 | no | no |  |  | no |  |  | 0 | 0 | 0 | 0
oh_line_TAP_OH_909369 |  | AN | node_8104401_200874825 | node_1406905_412_15438537_268 | 0.033 | unb_TAPWIRE_OH | 8104401 | no | no |  |  | no |  |  | 0 | 0 | 0 | 0
oh_line_TAP_OH_909370 |  | AN | node_8104401_200874827 | node_1406745_873_15438240_707 | 0.033 | unb_TAPWIRE_OH | 8104401 | no | no |  |  | no |  |  | 0 | 0 | 0 | 0
oh_line_TAP_OH_909371 |  | AN | node_8104401_200874829 | node_1406493_191_15438548_518 | 0.033 | unb_TAPWIRE_OH | 8104401 | no | no |  |  | no |  |  | 0 | 0 | 0 | 0
oh_line_TAP_OH_909372 |  | AN | node_8104401_200874833 | node_1408036_98_15447307_968 | 0.033 | unb_TAPWIRE_OH | 8104401 | no | no |  |  | no |  |  | 0 | 0 | 0 | 0
oh_line_TAP_OH_909373 |  | AN | node_8104401_200874840 | node_1412168_411_15448972_272 | 0.033 | unb_TAPWIRE_OH | 8104401 | no | no |  |  | no |  |  | 0 | 0 | 0 | 0
oh_line_TAP_OH_909374 |  | AN | node_8104401_200874844 | node_1412652_357_15449957_234 | 0.033 | unb_TAPWIRE_OH | 8104401 | no | no |  |  | no |  |  | 0 | 0 | 0 | 0
oh_line_TAP_OH_909375 |  | AN | node_8104401_200874846 | node_1413447_166_15449240_499 | 0.033 | unb_TAPWIRE_OH | 8104401 | no | no |  |  | no |  |  | 0 | 0 | 0 | 0
oh_line_TAP_OH_909376 |  | AN | node_8104401_200874855 | node_1416213_282_15449419_536 | 0.033 | unb_TAPWIRE_OH | 8104401 | no | no |  |  | no |  |  | 0 | 0 | 0 | 0
oh_line_TAP_OH_909377 |  | AN | node_8104401_200874856 | node_1416636_866_15449370_308 | 0.033 | unb_TAPWIRE_OH | 8104401 | no | no |  |  | no |  |  | 0 | 0 | 0 | 0
oh_line_TAP_OH_909378 |  | AN | node_8104401_200874858 | node_1417026_867_15449320_885 | 0.033 | unb_TAPWIRE_OH | 8104401 | no | no |  |  | no |  |  | 0 | 0 | 0 | 0
oh_line_TAP_OH_909379 |  | AN | node_8104401_200874859 | node_1417484_584_15449332_603 | 0.033 | unb_TAPWIRE_OH | 8104401 | no | no |  |  | no |  |  | 0 | 0 | 0 | 0
oh_line_TAP_OH_909380 |  | AN | node_8104401_200874861 | node_1417798_61_15449416_062 | 0.033 | unb_TAPWIRE_OH | 8104401 | no | no |  |  | no |  |  | 0 | 0 | 0 | 0
oh_line_TAP_OH_909381 |  | AN | node_8104401_200874873 | node_1420413_631_15448708_33 | 0.033 | unb_TAPWIRE_OH | 8104401 | no | no |  |  | no |  |  | 0 | 0 | 0 | 0
oh_line_TAP_OH_909382 |  | AN | node_8104401_200874884 | node_1420681_716_15452261_684 | 0.033 | unb_TAPWIRE_OH | 8104401 | no | no |  |  | no |  |  | 0 | 0 | 0 | 0
oh_line_TAP_OH_909383 |  | AN | node_8104401_200874887 | node_1409768_877_15447756_46 | 0.033 | unb_TAPWIRE_OH | 8104401 | no | no |  |  | no |  |  | 0 | 0 | 0 | 0
oh_line_TAP_OH_909384 |  | AN | node_8104401_200874888 | node_1409911_126_15448012_042 | 0.033 | unb_TAPWIRE_OH | 8104401 | no | no |  |  | no |  |  | 0 | 0 | 0 | 0
oh_line_TAP_OH_909385 |  | AN | node_8104401_200874891 | node_1407839_495_15447517_696 | 0.033 | unb_TAPWIRE_OH | 8104401 | no | no |  |  | no |  |  | 0 | 0 | 0 | 0
oh_line_TAP_OH_909386 |  | AN | node_8104401_200874893 | node_1407504_097_15451093_67 | 0.033 | unb_TAPWIRE_OH | 8104401 | no | no |  |  | no |  |  | 0 | 0 | 0 | 0
oh_line_TAP_OH_909387 |  | AN | node_8104401_200874894 | node_1407852_093_15451096_379 | 0.033 | unb_TAPWIRE_OH | 8104401 | no | no |  |  | no |  |  | 0 | 0 | 0 | 0
oh_line_TAP_OH_909388 |  | AN | node_8104401_200874902 | node_1407661_477_15450469_656 | 0.033 | unb_TAPWIRE_OH | 8104401 | no | no |  |  | no |  |  | 0 | 0 | 0 | 0
oh_line_TAP_OH_909389 |  | AN | node_8104401_200874904 | node_1428832_763_15425850_597 | 0.033 | unb_TAPWIRE_OH | 8104401 | no | no |  |  | no |  |  | 0 | 0 | 0 | 0
oh_line_TAP_OH_909390 |  | AN | node_8104401_200874911 | node_1422622_358_15432780_371 | 0.033 | unb_TAPWIRE_OH | 8104401 | no | no |  |  | no |  |  | 0 | 0 | 0 | 0
oh_line_TAP_OH_909391 |  | AN | node_8104401_200874926 | node_1421208_933_15428857_213 | 0.033 | unb_TAPWIRE_OH | 8104401 | no | no |  |  | no |  |  | 0 | 0 | 0 | 0
oh_line_TAP_OH_909392 |  | AN | node_8104401_200874927 | node_1420934_869_15428547_611 | 0.033 | unb_TAPWIRE_OH | 8104401 | no | no |  |  | no |  |  | 0 | 0 | 0 | 0
oh_line_TAP_OH_909393 |  | AN | node_8104401_200874928 | node_1420658_86_15428232_575 | 0.033 | unb_TAPWIRE_OH | 8104401 | no | no |  |  | no |  |  | 0 | 0 | 0 | 0
oh_line_TAP_OH_909394 |  | AN | node_8104401_200874931 | node_1420352_287_15428220_222 | 0.033 | unb_TAPWIRE_OH | 8104401 | no | no |  |  | no |  |  | 0 | 0 | 0 | 0
oh_line_TAP_OH_909395 |  | AN | node_8104401_200874933 | node_1419991_746_15428201_214 | 0.033 | unb_TAPWIRE_OH | 8104401 | no | no |  |  | no |  |  | 0 | 0 | 0 | 0
oh_line_TAP_OH_909396 |  | AN | node_8104401_200874934 | node_1422330_587_15435447_424 | 0.033 | unb_TAPWIRE_OH | 8104401 | no | no |  |  | no |  |  | 0 | 0 | 0 | 0
oh_line_TAP_OH_909397 |  | AN | node_8104401_200874936 | node_1419298_374_15428176_84 | 0.033 | unb_TAPWIRE_OH | 8104401 | no | no |  |  | no |  |  | 0 | 0 | 0 | 0
oh_line_TAP_OH_909398 |  | AN | node_8104401_200874941 | node_1417982_931_15428120_12 | 0.033 | unb_TAPWIRE_OH | 8104401 | no | no |  |  | no |  |  | 0 | 0 | 0 | 0
oh_line_TAP_OH_909399 |  | AN | node_8104401_200874944 | node_1417566_058_15428862_745 | 0.033 | unb_TAPWIRE_OH | 8104401 | no | no |  |  | no |  |  | 0 | 0 | 0 | 0
oh_line_TAP_OH_909400 |  | AN | node_8104401_200874947 | node_1417294_466_15429692_052 | 0.033 | unb_TAPWIRE_OH | 8104401 | no | no |  |  | no |  |  | 0 | 0 | 0 | 0
oh_line_TAP_OH_909401 |  | AN | node_8104401_200874953 | node_1416520_436_15431116_129 | 0.033 | unb_TAPWIRE_OH | 8104401 | no | no |  |  | no |  |  | 0 | 0 | 0 | 0
oh_line_TAP_OH_909402 |  | AN | node_8104401_200874956 | node_1416055_475_15431919_828 | 0.033 | unb_TAPWIRE_OH | 8104401 | no | no |  |  | no |  |  | 0 | 0 | 0 | 0
oh_line_TAP_OH_909403 |  | AN | node_8104401_200874958 | node_1422404_481_15434373_205 | 0.033 | unb_TAPWIRE_OH | 8104401 | no | no |  |  | no |  |  | 0 | 0 | 0 | 0
oh_line_TAP_OH_909404 |  | AN | node_8104401_200874959 | node_1422432_11_15433987_088 | 0.033 | unb_TAPWIRE_OH | 8104401 | no | no |  |  | no |  |  | 0 | 0 | 0 | 0
oh_line_TAP_OH_909425 |  | AN | node_8104401_200875017 | node_1415357_684_15429485_929 | 0.033 | unb_TAPWIRE_OH | 8104401 | no | no |  |  | no |  |  | 0 | 0 | 0 | 0
oh_line_TAP_OH_909426 |  | AN | node_8104401_200875019 | node_1414911_968_15429710_443 | 0.033 | unb_TAPWIRE_OH | 8104401 | no | no |  |  | no |  |  | 0 | 0 | 0 | 0
oh_line_TAP_OH_909427 |  | AN | node_8104401_200875022 | node_1413899_449_15429945_116 | 0.033 | unb_TAPWIRE_OH | 8104401 | no | no |  |  | no |  |  | 0 | 0 | 0 | 0
oh_line_TAP_OH_909428 |  | AN | node_8104401_200875024 | node_1413667_776_15430499_857 | 0.033 | unb_TAPWIRE_OH | 8104401 | no | no |  |  | no |  |  | 0 | 0 | 0 | 0
oh_line_TAP_OH_909436 |  | AN | node_8104401_200875038 | node_1410964_044_15435653_774 | 0.033 | unb_TAPWIRE_OH | 8104401 | no | no |  |  | no |  |  | 0 | 0 | 0 | 0
oh_line_TAP_OH_909437 |  | AN | node_8104401_200875039 | node_1412875_908_15433053_968 | 0.033 | unb_TAPWIRE_OH | 8104401 | no | no |  |  | no |  |  | 0 | 0 | 0 | 0
oh_line_TAP_OH_909438 |  | AN | node_8104401_200875044 | node_1412049_395_15432443_727 | 0.033 | unb_TAPWIRE_OH | 8104401 | no | no |  |  | no |  |  | 0 | 0 | 0 | 0
oh_line_TAP_OH_909439 |  | AN | node_8104401_200875046 | node_1412969_771_15432388_063 | 0.033 | unb_TAPWIRE_OH | 8104401 | no | no |  |  | no |  |  | 0 | 0 | 0 | 0
oh_line_TAP_OH_909440 |  | AN | node_8104401_200875050 | node_1413273_735_15431564_067 | 0.033 | unb_TAPWIRE_OH | 8104401 | no | no |  |  | no |  |  | 0 | 0 | 0 | 0
oh_line_TAP_OH_909441 |  | AN | node_8104401_200875051 | node_1413332_601_15431359_348 | 0.033 | unb_TAPWIRE_OH | 8104401 | no | no |  |  | no |  |  | 0 | 0 | 0 | 0
oh_line_TAP_OH_909442 |  | AN | node_8104401_200875052 | node_1413459_646_15431075_217 | 0.033 | unb_TAPWIRE_OH | 8104401 | no | no |  |  | no |  |  | 0 | 0 | 0 | 0
oh_line_TAP_OH_909443 |  | AN | node_8104401_200875056 | node_1411744_292_15434376_667 | 0.033 | unb_TAPWIRE_OH | 8104401 | no | no |  |  | no |  |  | 0 | 0 | 0 | 0
oh_line_TAP_OH_909444 |  | AN | node_8104401_200875058 | node_1411552_246_15433892_088 | 0.033 | unb_TAPWIRE_OH | 8104401 | no | no |  |  | no |  |  | 0 | 0 | 0 | 0
oh_line_TAP_OH_909445 |  | AN | node_8104401_200875059 | node_1411886_267_15434140_609 | 0.033 | unb_TAPWIRE_OH | 8104401 | no | no |  |  | no |  |  | 0 | 0 | 0 | 0
oh_line_TAP_OH_909446 |  | AN | node_8104401_200875061 | node_1412252_846_15433817_301 | 0.033 | unb_TAPWIRE_OH | 8104401 | no | no |  |  | no |  |  | 0 | 0 | 0 | 0
oh_line_TAP_OH_909447 |  | AN | node_8104401_200875062 | node_1412512_918_15433560_57 | 0.033 | unb_TAPWIRE_OH | 8104401 | no | no |  |  | no |  |  | 0 | 0 | 0 | 0
oh_line_TAP_OH_909448 |  | AN | node_8104401_200875063 | node_1412772_691_15433356_225 | 0.033 | unb_TAPWIRE_OH | 8104401 | no | no |  |  | no |  |  | 0 | 0 | 0 | 0
oh_line_TAP_OH_909449 |  | AN | node_8104401_200875065 | node_1429220_304_15424101_242 | 0.033 | unb_TAPWIRE_OH | 8104401 | no | no |  |  | no |  |  | 0 | 0 | 0 | 0
oh_line_TAP_OH_909450 |  | AN | node_8104401_200875068 | node_1419103_063_15425650_873 | 0.033 | unb_TAPWIRE_OH | 8104401 | no | no |  |  | no |  |  | 0 | 0 | 0 | 0
oh_line_TAP_OH_909451 |  | AN | node_8104401_200875075 | node_1420301_651_15424436_924 | 0.033 | unb_TAPWIRE_OH | 8104401 | no | no |  |  | no |  |  | 0 | 0 | 0 | 0
oh_line_TAP_OH_909452 |  | AN | node_8104401_200875078 | node_1420156_795_15423510_448 | 0.033 | unb_TAPWIRE_OH | 8104401 | no | no |  |  | no |  |  | 0 | 0 | 0 | 0
oh_line_TAP_OH_909453 |  | AN | node_8104401_200875079 | node_1420255_312_15423232_466 | 0.033 | unb_TAPWIRE_OH | 8104401 | no | no |  |  | no |  |  | 0 | 0 | 0 | 0
oh_line_TAP_OH_909454 |  | AN | node_8104401_200875080 | node_1417944_432_15427589_076 | 0.033 | unb_TAPWIRE_OH | 8104401 | no | no |  |  | no |  |  | 0 | 0 | 0 | 0
oh_line_TAP_OH_909455 |  | AN | node_8104401_200875082 | node_1420528_898_15422702_499 | 0.033 | unb_TAPWIRE_OH | 8104401 | no | no |  |  | no |  |  | 0 | 0 | 0 | 0
oh_line_TAP_OH_909456 |  | AN | node_8104401_200875083 | node_1420741_18_15422526_659 | 0.033 | unb_TAPWIRE_OH | 8104401 | no | no |  |  | no |  |  | 0 | 0 | 0 | 0
oh_line_TAP_OH_909457 |  | AN | node_8104401_200875088 | node_1421565_332_15421800_563 | 0.033 | unb_TAPWIRE_OH | 8104401 | no | no |  |  | no |  |  | 0 | 0 | 0 | 0
oh_line_TAP_OH_909458 |  | AN | node_8104401_200875089 | node_1421288_34_15421541_677 | 0.033 | unb_TAPWIRE_OH | 8104401 | no | no |  |  | no |  |  | 0 | 0 | 0 | 0
oh_line_TAP_OH_909459 |  | AN | node_8104401_200875090 | node_1418062_716_15427377_909 | 0.033 | unb_TAPWIRE_OH | 8104401 | no | no |  |  | no |  |  | 0 | 0 | 0 | 0
oh_line_TAP_OH_909460 |  | AN | node_8104401_200875092 | node_1418351_56_15426870_368 | 0.033 | unb_TAPWIRE_OH | 8104401 | no | no |  |  | no |  |  | 0 | 0 | 0 | 0
oh_line_TAP_OH_909461 |  | ABCN | node_8104401_200875097 | node_1408687_363_15435050_897 | 0.033 | unb_TAPWIRE_OH | 8104401 | no | no |  |  | no |  |  | 0 | 0 | 0 | 0
oh_line_TAP_OH_909462 |  | ABCN | node_8104401_200875100 | node_1409445_662_15435410_453 | 0.033 | unb_TAPWIRE_OH | 8104401 | no | no |  |  | no |  |  | 0 | 0 | 0 | 0
oh_line_TAP_OH_909463 |  | ABCN | node_8104401_200875107 | node_1410903_341_15436246_651 | 0.033 | unb_TAPWIRE_OH | 8104401 | no | no |  |  | no |  |  | 0 | 0 | 0 | 0
oh_line_TAP_OH_909464 |  | ABCN | node_8104401_200875112 | node_1412123_925_15436576_795 | 0.033 | unb_TAPWIRE_OH | 8104401 | no | no |  |  | no |  |  | 0 | 0 | 0 | 0
oh_line_TAP_OH_909465 |  | ABCN | node_8104401_200875117 | node_1413225_192_15436426_09 | 0.033 | unb_TAPWIRE_OH | 8104401 | no | no |  |  | no |  |  | 0 | 0 | 0 | 0
oh_line_TAP_OH_909466 |  | ABCN | node_8104401_200875119 | node_1413792_953_15436372_347 | 0.033 | unb_TAPWIRE_OH | 8104401 | no | no |  |  | no |  |  | 0 | 0 | 0 | 0
oh_line_TAP_OH_909467 |  | ABCN | node_8104401_200875121 | node_1414279_31_15436468_84 | 0.033 | unb_TAPWIRE_OH | 8104401 | no | no |  |  | no |  |  | 0 | 0 | 0 | 0
oh_line_TAP_OH_909468 |  | ABCN | node_8104401_200875124 | node_1415178_483_15436513_783 | 0.033 | unb_TAPWIRE_OH | 8104401 | no | no |  |  | no |  |  | 0 | 0 | 0 | 0
oh_line_TAP_OH_909469 |  | ABCN | node_8104401_200875127 | node_1416013_148_15436652_092 | 0.033 | unb_TAPWIRE_OH | 8104401 | no | no |  |  | no |  |  | 0 | 0 | 0 | 0
oh_line_TAP_OH_909470 |  | ABCN | node_8104401_200875130 | node_1416521_751_15436165_665 | 0.033 | unb_TAPWIRE_OH | 8104401 | no | no |  |  | no |  |  | 0 | 0 | 0 | 0
oh_line_TAP_OH_909471 |  | AN | node_8104401_200875138 | node_1418387_823_15435950_562 | 0.033 | unb_TAPWIRE_OH | 8104401 | no | no |  |  | no |  |  | 0 | 0 | 0 | 0
oh_line_TAP_OH_909472 |  | AN | node_8104401_200875154 | node_1422464_389_15436799_806 | 0.033 | unb_TAPWIRE_OH | 8104401 | no | no |  |  | no |  |  | 0 | 0 | 0 | 0
oh_line_TAP_OH_909473 |  | ABCN | node_8104401_200875157 | node_1423313_734_15436696_466 | 0.033 | unb_TAPWIRE_OH | 8104401 | no | no |  |  | no |  |  | 0 | 0 | 0 | 0
oh_line_TAP_OH_909474 |  | AN | node_8104401_200875163 | node_1424627_332_15437074_536 | 0.033 | unb_TAPWIRE_OH | 8104401 | no | no |  |  | no |  |  | 0 | 0 | 0 | 0
oh_line_TAP_OH_909475 |  | AN | node_8104401_200875165 | node_1424774_641_15436185_662 | 0.033 | unb_TAPWIRE_OH | 8104401 | no | no |  |  | no |  |  | 0 | 0 | 0 | 0
oh_line_TAP_OH_909476 |  | AN | node_8104401_200875168 | node_1425027_525_15436593_069 | 0.033 | unb_TAPWIRE_OH | 8104401 | no | no |  |  | no |  |  | 0 | 0 | 0 | 0
oh_line_TAP_OH_909477 |  | ABCN | node_8104401_200875172 | node_1426326_041_15437024_76 | 0.033 | unb_TAPWIRE_OH | 8104401 | no | no |  |  | no |  |  | 0 | 0 | 0 | 0
oh_line_TAP_OH_909478 |  | ABCN | node_8104401_200875178 | node_1428196_58_15437206_969 | 0.033 | unb_TAPWIRE_OH | 8104401 | no | no |  |  | no |  |  | 0 | 0 | 0 | 0
oh_line_TAP_OH_909479 |  | AN | node_8104401_200875185 | node_1406418_284_15435183_977 | 0.033 | unb_TAPWIRE_OH | 8104401 | no | no |  |  | no |  |  | 0 | 0 | 0 | 0
oh_line_TAP_OH_909480 |  | ABCN | node_8104401_200875189 | node_1407628_508_15434918_271 | 0.033 | unb_TAPWIRE_OH | 8104401 | no | no |  |  | no |  |  | 0 | 0 | 0 | 0
oh_line_TAP_OH_909481 |  | ABCN | node_8104401_200875192 | node_1408235_623_15434953_693 | 0.033 | unb_TAPWIRE_OH | 8104401 | no | no |  |  | no |  |  | 0 | 0 | 0 | 0
oh_line_TAP_OH_909482 |  | AN | node_8104401_200875195 | node_1426015_998_15437259_076 | 0.033 | unb_TAPWIRE_OH | 8104401 | no | no |  |  | no |  |  | 0 | 0 | 0 | 0
oh_line_TAP_OH_909483 |  | AN | node_8104401_200875196 | node_1425948_434_15439794_934 | 0.033 | unb_TAPWIRE_OH | 8104401 | no | no |  |  | no |  |  | 0 | 0 | 0 | 0
oh_line_TAP_OH_909484 |  | AN | node_8104401_200875200 | node_1425983_515_15437953_677 | 0.033 | unb_TAPWIRE_OH | 8104401 | no | no |  |  | no |  |  | 0 | 0 | 0 | 0
oh_line_TAP_OH_909485 |  | AN | node_8104401_200875202 | node_1425863_407_15438667_258 | 0.033 | unb_TAPWIRE_OH | 8104401 | no | no |  |  | no |  |  | 0 | 0 | 0 | 0
oh_line_TAP_OH_909486 |  | AN | node_8104401_200875206 | node_1425817_815_15439550_02 | 0.033 | unb_TAPWIRE_OH | 8104401 | no | no |  |  | no |  |  | 0 | 0 | 0 | 0
oh_line_TAP_OH_909487 |  | AN | node_8104401_200875210 | node_1414570_732_15427958_53 | 0.033 | unb_TAPWIRE_OH | 8104401 | no | no |  |  | no |  |  | 0 | 0 | 0 | 0
oh_line_TAP_OH_909488 |  | AN | node_8104401_200875211 | node_1414278_573_15427913_078 | 0.033 | unb_TAPWIRE_OH | 8104401 | no | no |  |  | no |  |  | 0 | 0 | 0 | 0
oh_line_TAP_OH_909489 |  | AN | node_8104401_200875215 | node_1416457_547_15428405_944 | 0.033 | unb_TAPWIRE_OH | 8104401 | no | no |  |  | no |  |  | 0 | 0 | 0 | 0
oh_line_TAP_OH_909490 |  | AN | node_8104401_200875217 | node_1416098_28_15428904_589 | 0.033 | unb_TAPWIRE_OH | 8104401 | no | no |  |  | no |  |  | 0 | 0 | 0 | 0
oh_line_TAP_OH_909491 |  | AN | node_8104401_200875218 | node_1415917_375_15429090_439 | 0.033 | unb_TAPWIRE_OH | 8104401 | no | no |  |  | no |  |  | 0 | 0 | 0 | 0
oh_line_TAP_OH_909492 |  | AN | node_8104401_200875220 | node_1415754_781_15429490_599 | 0.033 | unb_TAPWIRE_OH | 8104401 | no | no |  |  | no |  |  | 0 | 0 | 0 | 0
oh_line_TAP_OH_909493 |  | AN | node_8104401_200875224 | node_1415461_125_15427896_558 | 0.033 | unb_TAPWIRE_OH | 8104401 | no | no |  |  | no |  |  | 0 | 0 | 0 | 0
oh_line_TAP_OH_909494 |  | AN | node_8104401_200875226 | node_1414877_553_15427868_231 | 0.033 | unb_TAPWIRE_OH | 8104401 | no | no |  |  | no |  |  | 0 | 0 | 0 | 0
oh_line_TAP_OH_909497 |  | AN | node_8104401_200875234 | node_1409478_229_15446382_366 | 0.033 | unb_TAPWIRE_OH | 8104401 | no | no |  |  | no |  |  | 0 | 0 | 0 | 0
oh_line_TAP_OH_909498 |  | AN | node_8104401_200875235 | node_1409760_147_15446170_034 | 0.033 | unb_TAPWIRE_OH | 8104401 | no | no |  |  | no |  |  | 0 | 0 | 0 | 0
oh_line_TAP_OH_910510 |  | AN | node_8104401_200878280 | node_1433335_314_15437389_258 | 0.033 | unb_TAPWIRE_OH | 8104401 | no | no |  |  | no |  |  | 0 | 0 | 0 | 0
oh_line_TAP_OH_910511 |  | AN | node_8104401_200878285 | node_1432369_731_15444154_215 | 0.033 | unb_TAPWIRE_OH | 8104401 | no | no |  |  | no |  |  | 0 | 0 | 0 | 0
oh_line_TAP_OH_910512 |  | AN | node_8104401_200878287 | node_1432542_174_15444510_139 | 0.033 | unb_TAPWIRE_OH | 8104401 | no | no |  |  | no |  |  | 0 | 0 | 0 | 0
oh_line_TAP_OH_910513 |  | AN | node_8104401_200878289 | node_1432613_424_15444881_765 | 0.033 | unb_TAPWIRE_OH | 8104401 | no | no |  |  | no |  |  | 0 | 0 | 0 | 0
oh_line_TAP_OH_910514 |  | AN | node_8104401_200878294 | node_1432390_28_15443795_691 | 0.033 | unb_TAPWIRE_OH | 8104401 | no | no |  |  | no |  |  | 0 | 0 | 0 | 0
oh_line_TAP_OH_910515 |  | AN | node_8104401_200878298 | node_1432258_431_15443391_389 | 0.033 | unb_TAPWIRE_OH | 8104401 | no | no |  |  | no |  |  | 0 | 0 | 0 | 0
oh_line_TAP_OH_910516 |  | AN | node_8104401_200878299 | node_1432278_868_15443185_625 | 0.033 | unb_TAPWIRE_OH | 8104401 | no | no |  |  | no |  |  | 0 | 0 | 0 | 0
oh_line_TAP_OH_910517 |  | AN | node_8104401_200878301 | node_1432398_441_15442782_376 | 0.033 | unb_TAPWIRE_OH | 8104401 | no | no |  |  | no |  |  | 0 | 0 | 0 | 0
oh_line_TAP_OH_910518 |  | AN | node_8104401_200878302 | node_1433777_147_15421104_178 | 0.033 | unb_TAPWIRE_OH | 8104401 | no | no |  |  | no |  |  | 0 | 0 | 0 | 0
oh_line_TAP_OH_910519 |  | AN | node_8104401_200878303 | node_1433848_433_15421502_136 | 0.033 | unb_TAPWIRE_OH | 8104401 | no | no |  |  | no |  |  | 0 | 0 | 0 | 0
oh_line_TAP_OH_910520 |  | AN | node_8104401_200878306 | node_1433782_304_15421917_503 | 0.033 | unb_TAPWIRE_OH | 8104401 | no | no |  |  | no |  |  | 0 | 0 | 0 | 0
oh_line_TAP_OH_910521 |  | AN | node_8104401_200878307 | node_1433799_353_15422451_241 | 0.033 | unb_TAPWIRE_OH | 8104401 | no | no |  |  | no |  |  | 0 | 0 | 0 | 0
oh_line_TAP_OH_910522 |  | AN | node_8104401_200878311 | node_1433600_857_15423953_118 | 0.033 | unb_TAPWIRE_OH | 8104401 | no | no |  |  | no |  |  | 0 | 0 | 0 | 0
oh_line_TAP_OH_910523 |  | AN | node_8104401_200878312 | node_1433619_282_15424507_438 | 0.033 | unb_TAPWIRE_OH | 8104401 | no | no |  |  | no |  |  | 0 | 0 | 0 | 0
oh_line_TAP_OH_910524 |  | AN | node_8104401_200878323 | node_1433405_47_15426983_237 | 0.033 | unb_TAPWIRE_OH | 8104401 | no | no |  |  | no |  |  | 0 | 0 | 0 | 0
oh_line_TAP_OH_910525 |  | AN | node_8104401_200878324 | node_1433468_997_15427149_238 | 0.033 | unb_TAPWIRE_OH | 8104401 | no | no |  |  | no |  |  | 0 | 0 | 0 | 0
oh_line_TAP_OH_910526 |  | AN | node_8104401_200878326 | node_1433450_597_15427422_113 | 0.033 | unb_TAPWIRE_OH | 8104401 | no | no |  |  | no |  |  | 0 | 0 | 0 | 0
oh_line_TAP_OH_910527 |  | AN | node_8104401_200878328 | node_1433372_55_15427585_952 | 0.033 | unb_TAPWIRE_OH | 8104401 | no | no |  |  | no |  |  | 0 | 0 | 0 | 0
oh_line_TAP_OH_910528 |  | AN | node_8104401_200878330 | node_1433138_957_15427928_653 | 0.033 | unb_TAPWIRE_OH | 8104401 | no | no |  |  | no |  |  | 0 | 0 | 0 | 0
oh_line_TAP_OH_910529 |  | AN | node_8104401_200878331 | node_1433352_41_15428057_677 | 0.033 | unb_TAPWIRE_OH | 8104401 | no | no |  |  | no |  |  | 0 | 0 | 0 | 0
oh_line_TAP_OH_910530 |  | AN | node_8104401_200878333 | node_1433362_139_15429044_299 | 0.033 | unb_TAPWIRE_OH | 8104401 | no | no |  |  | no |  |  | 0 | 0 | 0 | 0
oh_line_TAP_OH_910531 |  | AN | node_8104401_200878338 | node_1433275_458_15430515_624 | 0.033 | unb_TAPWIRE_OH | 8104401 | no | no |  |  | no |  |  | 0 | 0 | 0 | 0
oh_line_TAP_OH_910532 |  | AN | node_8104401_200878342 | node_1433097_288_15431576_119 | 0.033 | unb_TAPWIRE_OH | 8104401 | no | no |  |  | no |  |  | 0 | 0 | 0 | 0
oh_line_TAP_OH_910533 |  | AN | node_8104401_200878347 | node_1433021_265_15433102_046 | 0.033 | unb_TAPWIRE_OH | 8104401 | no | no |  |  | no |  |  | 0 | 0 | 0 | 0
oh_line_TAP_OH_910534 |  | AN | node_8104401_200878349 | node_1432999_154_15433740_39 | 0.033 | unb_TAPWIRE_OH | 8104401 | no | no |  |  | no |  |  | 0 | 0 | 0 | 0
oh_line_TAP_OH_910535 |  | AN | node_8104401_200878350 | node_1432988_039_15434064_018 | 0.033 | unb_TAPWIRE_OH | 8104401 | no | no |  |  | no |  |  | 0 | 0 | 0 | 0
oh_line_TAP_OH_910536 |  | AN | node_8104401_200878351 | node_1432970_775_15434399_805 | 0.033 | unb_TAPWIRE_OH | 8104401 | no | no |  |  | no |  |  | 0 | 0 | 0 | 0
oh_line_TAP_OH_910537 |  | AN | node_8104401_200878354 | node_1433051_216_15435145_649 | 0.033 | unb_TAPWIRE_OH | 8104401 | no | no |  |  | no |  |  | 0 | 0 | 0 | 0
oh_line_TAP_OH_910538 |  | AN | node_8104401_200878358 | node_1432965_795_15435902_44 | 0.033 | unb_TAPWIRE_OH | 8104401 | no | no |  |  | no |  |  | 0 | 0 | 0 | 0
oh_line_TAP_OH_910539 |  | AN | node_8104401_200878359 | node_1432945_439_15436129_163 | 0.033 | unb_TAPWIRE_OH | 8104401 | no | no |  |  | no |  |  | 0 | 0 | 0 | 0
oh_line_TAP_OH_910540 |  | AN | node_8104401_200878360 | node_1433045_093_15436397_623 | 0.033 | unb_TAPWIRE_OH | 8104401 | no | no |  |  | no |  |  | 0 | 0 | 0 | 0
oh_line_TAP_OH_910541 |  | AN | node_8104401_200878362 | node_1433341_197_15436307_24 | 0.033 | unb_TAPWIRE_OH | 8104401 | no | no |  |  | no |  |  | 0 | 0 | 0 | 0
oh_line_TAP_OH_910542 |  | AN | node_8104401_200878364 | node_1433561_961_15435813_527 | 0.033 | unb_TAPWIRE_OH | 8104401 | no | no |  |  | no |  |  | 0 | 0 | 0 | 0
oh_line_TAP_OH_910543 |  | AN | node_8104401_200878367 | node_1433179_142_15436781_902 | 0.033 | unb_TAPWIRE_OH | 8104401 | no | no |  |  | no |  |  | 0 | 0 | 0 | 0
oh_line_TAP_OH_910544 |  | AN | node_8104401_200878372 | node_1434733_841_15425179_692 | 0.033 | unb_TAPWIRE_OH | 8104401 | no | no |  |  | no |  |  | 0 | 0 | 0 | 0
oh_line_TAP_OH_910545 |  | AN | node_8104401_200878373 | node_1434537_605_15424815_318 | 0.033 | unb_TAPWIRE_OH | 8104401 | no | no |  |  | no |  |  | 0 | 0 | 0 | 0
oh_line_TAP_OH_910546 |  | AN | node_8104401_200878376 | node_1435285_845_15425060_361 | 0.033 | unb_TAPWIRE_OH | 8104401 | no | no |  |  | no |  |  | 0 | 0 | 0 | 0
oh_line_TAP_OH_910547 |  | AN | node_8104401_200878379 | node_1433747_17_15437275_005 | 0.033 | unb_TAPWIRE_OH | 8104401 | no | no |  |  | no |  |  | 0 | 0 | 0 | 0
oh_line_TAP_OH_910548 |  | AN | node_8104401_200878382 | node_1434079_283_15437339_578 | 0.033 | unb_TAPWIRE_OH | 8104401 | no | no |  |  | no |  |  | 0 | 0 | 0 | 0
oh_line_TAP_OH_910549 |  | AN | node_8104401_200878383 | node_1443549_505_15433387_831 | 0.033 | unb_TAPWIRE_OH | 8104401 | no | no |  |  | no |  |  | 0 | 0 | 0 | 0
oh_line_TAP_OH_910550 |  | ABCN | node_8104401_200878387 | node_1435331_006_15437405_749 | 0.033 | unb_TAPWIRE_OH | 8104401 | no | no |  |  | no |  |  | 0 | 0 | 0 | 0
oh_line_TAP_OH_910551 |  | AN | node_8104401_200878389 | node_1435453_039_15437623_153 | 0.033 | unb_TAPWIRE_OH | 8104401 | no | no |  |  | no |  |  | 0 | 0 | 0 | 0
oh_line_TAP_OH_910552 |  | AN | node_8104401_200878390 | node_1435356_009_15437777_286 | 0.033 | unb_TAPWIRE_OH | 8104401 | no | no |  |  | no |  |  | 0 | 0 | 0 | 0
oh_line_TAP_OH_910553 |  | ABCN | node_8104401_200878394 | node_1435821_364_15437471_806 | 0.033 | unb_TAPWIRE_OH | 8104401 | no | no |  |  | no |  |  | 0 | 0 | 0 | 0
oh_line_TAP_OH_910554 |  | ABCN | node_8104401_200878398 | node_1436360_717_15437518_906 | 0.033 | unb_TAPWIRE_OH | 8104401 | no | no |  |  | no |  |  | 0 | 0 | 0 | 0
oh_line_TAP_OH_910555 |  | ABCN | node_8104401_200878407 | node_1436619_093_15437505_213 | 0.033 | unb_TAPWIRE_OH | 8104401 | no | no |  |  | no |  |  | 0 | 0 | 0 | 0
oh_line_TAP_OH_910556 |  | AN | node_8104401_200878408 | node_1436720_018_15437752_948 | 0.033 | unb_TAPWIRE_OH | 8104401 | no | no |  |  | no |  |  | 0 | 0 | 0 | 0
oh_line_TAP_OH_910557 |  | AN | node_8104401_200878410 | node_1437217_636_15437574_506 | 0.033 | unb_TAPWIRE_OH | 8104401 | no | no |  |  | no |  |  | 0 | 0 | 0 | 0
oh_line_TAP_OH_910558 |  | ABCN | node_8104401_200878411 | node_1433754_502_15437674_153 | 0.033 | unb_TAPWIRE_OH | 8104401 | no | no |  |  | no |  |  | 0 | 0 | 0 | 0
oh_line_TAP_OH_910559 |  | AN | node_8104401_200878413 | node_1437594_02_15437154_477 | 0.033 | unb_TAPWIRE_OH | 8104401 | no | no |  |  | no |  |  | 0 | 0 | 0 | 0
oh_line_TAP_OH_910560 |  | AN | node_8104401_200878415 | node_1437779_392_15436814_001 | 0.033 | unb_TAPWIRE_OH | 8104401 | no | no |  |  | no |  |  | 0 | 0 | 0 | 0
oh_line_TAP_OH_910561 |  | AN | node_8104401_200878419 | node_1438310_905_15436164_97 | 0.033 | unb_TAPWIRE_OH | 8104401 | no | no |  |  | no |  |  | 0 | 0 | 0 | 0
oh_line_TAP_OH_910562 |  | AN | node_8104401_200878420 | node_1438551_697_15436268_967 | 0.033 | unb_TAPWIRE_OH | 8104401 | no | no |  |  | no |  |  | 0 | 0 | 0 | 0
oh_line_TAP_OH_910563 |  | AN | node_8104401_200878424 | node_1438772_244_15435632_286 | 0.033 | unb_TAPWIRE_OH | 8104401 | no | no |  |  | no |  |  | 0 | 0 | 0 | 0
oh_line_TAP_OH_910564 |  | AN | node_8104401_200878439 | node_1442393_387_15433949_228 | 0.033 | unb_TAPWIRE_OH | 8104401 | no | no |  |  | no |  |  | 0 | 0 | 0 | 0
oh_line_TAP_OH_910565 |  | AN | node_8104401_200878440 | node_1442743_275_15433952_652 | 0.033 | unb_TAPWIRE_OH | 8104401 | no | no |  |  | no |  |  | 0 | 0 | 0 | 0
oh_line_TAP_OH_910566 |  | AN | node_8104401_200878449 | node_1444925_631_15432127_226 | 0.033 | unb_TAPWIRE_OH | 8104401 | no | no |  |  | no |  |  | 0 | 0 | 0 | 0
oh_line_TAP_OH_910567 |  | AN | node_8104401_200878454 | node_1446491_92_15431635_754 | 0.033 | unb_TAPWIRE_OH | 8104401 | no | no |  |  | no |  |  | 0 | 0 | 0 | 0
oh_line_TAP_OH_910568 |  | ABCN | node_8104401_200878456 | node_1434241_576_15437268_969 | 0.033 | unb_TAPWIRE_OH | 8104401 | no | no |  |  | no |  |  | 0 | 0 | 0 | 0
oh_line_TAP_OH_910569 |  | ABCN | node_8104401_200878457 | node_1434491_329_15437158_811 | 0.033 | unb_TAPWIRE_OH | 8104401 | no | no |  |  | no |  |  | 0 | 0 | 0 | 0
oh_line_TAP_OH_910570 |  | ABCN | node_8104401_200878458 | node_1434632_039_15437332_018 | 0.033 | unb_TAPWIRE_OH | 8104401 | no | no |  |  | no |  |  | 0 | 0 | 0 | 0
oh_line_TAP_OH_910571 |  | ABCN | node_8104401_200878461 | node_1434910_053_15437480_899 | 0.033 | unb_TAPWIRE_OH | 8104401 | no | no |  |  | no |  |  | 0 | 0 | 0 | 0
oh_line_TAP_OH_910572 |  | AN | node_8104401_200878463 | node_1434157_488_15439089_415 | 0.033 | unb_TAPWIRE_OH | 8104401 | no | no |  |  | no |  |  | 0 | 0 | 0 | 0
oh_line_TAP_OH_910573 |  | AN | node_8104401_200878464 | node_1434371_811_15438953_533 | 0.033 | unb_TAPWIRE_OH | 8104401 | no | no |  |  | no |  |  | 0 | 0 | 0 | 0
oh_line_TAP_OH_910574 |  | AN | node_8104401_200878467 | node_1434622_65_15438455_298 | 0.033 | unb_TAPWIRE_OH | 8104401 | no | no |  |  | no |  |  | 0 | 0 | 0 | 0
oh_line_TAP_OH_910575 |  | AN | node_8104401_200878470 | node_1433569_396_15441102_981 | 0.033 | unb_TAPWIRE_OH | 8104401 | no | no |  |  | no |  |  | 0 | 0 | 0 | 0
oh_line_TAP_OH_910576 |  | AN | node_8104401_200878474 | node_1432490_027_15440956_024 | 0.033 | unb_TAPWIRE_OH | 8104401 | no | no |  |  | no |  |  | 0 | 0 | 0 | 0
oh_line_TAP_OH_910577 |  | AN | node_8104401_200878479 | node_1431448_917_15441959_144 | 0.033 | unb_TAPWIRE_OH | 8104401 | no | no |  |  | no |  |  | 0 | 0 | 0 | 0
oh_line_TAP_OH_910578 |  | AN | node_8104401_200878481 | node_1431414_306_15442431_495 | 0.033 | unb_TAPWIRE_OH | 8104401 | no | no |  |  | no |  |  | 0 | 0 | 0 | 0
oh_line_TAP_OH_910579 |  | AN | node_8104401_200878483 | node_1431218_427_15443147_11 | 0.033 | unb_TAPWIRE_OH | 8104401 | no | no |  |  | no |  |  | 0 | 0 | 0 | 0
oh_line_TAP_OH_910580 |  | AN | node_8104401_200878486 | node_1431173_961_15443450_102 | 0.033 | unb_TAPWIRE_OH | 8104401 | no | no |  |  | no |  |  | 0 | 0 | 0 | 0
oh_line_TAP_OH_910581 |  | AN | node_8104401_200878488 | node_1430967_516_15443675_663 | 0.033 | unb_TAPWIRE_OH | 8104401 | no | no |  |  | no |  |  | 0 | 0 | 0 | 0
oh_line_TAP_OH_910582 |  | AN | node_8104401_200878491 | node_1430815_316_15443956_348 | 0.033 | unb_TAPWIRE_OH | 8104401 | no | no |  |  | no |  |  | 0 | 0 | 0 | 0
oh_line_TAP_OH_910583 |  | AN | node_8104401_200878497 | node_1430115_804_15444175_168 | 0.033 | unb_TAPWIRE_OH | 8104401 | no | no |  |  | no |  |  | 0 | 0 | 0 | 0
oh_line_TAP_OH_910584 |  | AN | node_8104401_200878499 | node_1430126_117_15444415_311 | 0.033 | unb_TAPWIRE_OH | 8104401 | no | no |  |  | no |  |  | 0 | 0 | 0 | 0
oh_line_TAP_OH_910585 |  | AN | node_8104401_200878504 | node_1430401_697_15445062_736 | 0.033 | unb_TAPWIRE_OH | 8104401 | no | no |  |  | no |  |  | 0 | 0 | 0 | 0
oh_line_TAP_OH_910586 |  | AN | node_8104401_200878508 | node_1430796_953_15445768_284 | 0.033 | unb_TAPWIRE_OH | 8104401 | no | no |  |  | no |  |  | 0 | 0 | 0 | 0
oh_line_TAP_OH_910587 |  | AN | node_8104401_200878510 | node_1430832_21_15446067_914 | 0.033 | unb_TAPWIRE_OH | 8104401 | no | no |  |  | no |  |  | 0 | 0 | 0 | 0
oh_line_TAP_OH_910588 |  | AN | node_8104401_200878511 | node_1433196_261_15424930_223 | 0.033 | unb_TAPWIRE_OH | 8104401 | no | no |  |  | no |  |  | 0 | 0 | 0 | 0
oh_line_TAP_OH_910589 |  | AN | node_8104401_200878516 | node_1429395_109_15425691_842 | 0.033 | unb_TAPWIRE_OH | 8104401 | no | no |  |  | no |  |  | 0 | 0 | 0 | 0
oh_line_TAP_OH_910590 |  | AN | node_8104401_200878518 | node_1429217_127_15426340_891 | 0.033 | unb_TAPWIRE_OH | 8104401 | no | no |  |  | no |  |  | 0 | 0 | 0 | 0
oh_line_TAP_OH_910591 |  | AN | node_8104401_200878520 | node_1429198_167_15426664_559 | 0.033 | unb_TAPWIRE_OH | 8104401 | no | no |  |  | no |  |  | 0 | 0 | 0 | 0
oh_line_TAP_OH_910592 |  | AN | node_8104401_200878521 | node_1429165_35_15427183_909 | 0.033 | unb_TAPWIRE_OH | 8104401 | no | no |  |  | no |  |  | 0 | 0 | 0 | 0
oh_line_TAP_OH_910593 |  | AN | node_8104401_200878522 | node_1429134_881_15427693_147 | 0.033 | unb_TAPWIRE_OH | 8104401 | no | no |  |  | no |  |  | 0 | 0 | 0 | 0
oh_line_TAP_OH_910594 |  | AN | node_8104401_200878524 | node_1429113_437_15428033_345 | 0.033 | unb_TAPWIRE_OH | 8104401 | no | no |  |  | no |  |  | 0 | 0 | 0 | 0
oh_line_TAP_OH_910595 |  | AN | node_8104401_200878526 | node_1429097_025_15428372_535 | 0.033 | unb_TAPWIRE_OH | 8104401 | no | no |  |  | no |  |  | 0 | 0 | 0 | 0
oh_line_TAP_OH_910596 |  | AN | node_8104401_200878528 | node_1429059_672_15429044_321 | 0.033 | unb_TAPWIRE_OH | 8104401 | no | no |  |  | no |  |  | 0 | 0 | 0 | 0
oh_line_TAP_OH_910597 |  | AN | node_8104401_200878529 | node_1429045_222_15429373_648 | 0.033 | unb_TAPWIRE_OH | 8104401 | no | no |  |  | no |  |  | 0 | 0 | 0 | 0
oh_line_TAP_OH_910598 |  | AN | node_8104401_200878530 | node_1429031_693_15429686_126 | 0.033 | unb_TAPWIRE_OH | 8104401 | no | no |  |  | no |  |  | 0 | 0 | 0 | 0
oh_line_TAP_OH_910599 |  | AN | node_8104401_200878532 | node_1428995_166_15430288_746 | 0.033 | unb_TAPWIRE_OH | 8104401 | no | no |  |  | no |  |  | 0 | 0 | 0 | 0
oh_line_TAP_OH_910600 |  | AN | node_8104401_200878534 | node_1428954_981_15430805_736 | 0.033 | unb_TAPWIRE_OH | 8104401 | no | no |  |  | no |  |  | 0 | 0 | 0 | 0
oh_line_TAP_OH_910601 |  | AN | node_8104401_200878537 | node_1432140_991_15425021_956 | 0.033 | unb_TAPWIRE_OH | 8104401 | no | no |  |  | no |  |  | 0 | 0 | 0 | 0
oh_line_TAP_OH_910602 |  | AN | node_8104401_200878539 | node_1431613_633_15424967_373 | 0.033 | unb_TAPWIRE_OH | 8104401 | no | no |  |  | no |  |  | 0 | 0 | 0 | 0
oh_line_TAP_OH_910603 |  | AN | node_8104401_200878541 | node_1431094_045_15424732_533 | 0.033 | unb_TAPWIRE_OH | 8104401 | no | no |  |  | no |  |  | 0 | 0 | 0 | 0
oh_line_TAP_OH_910604 |  | AN | node_8104401_310014840 | node_1431116_624_15425083_215 | 0.033 | unb_TAPWIRE_OH | 8104401 | no | no |  |  | no |  |  | 0 | 0 | 0 | 0
oh_line_TAP_OH_910605 |  | ABCN | node_8104401_200878547 | node_1438742_683_15440937_545 | 0.033 | unb_TAPWIRE_OH | 8104401 | no | no |  |  | no |  |  | 0 | 0 | 0 | 0
oh_line_TAP_OH_910606 |  | ABCN | node_8104401_200878549 | node_1438801_914_15441105_105 | 0.033 | unb_TAPWIRE_OH | 8104401 | no | no |  |  | no |  |  | 0 | 0 | 0 | 0
oh_line_TAP_OH_910607 |  | ABCN | node_8104401_200878551 | node_1438941_126_15441171_225 | 0.033 | unb_TAPWIRE_OH | 8104401 | no | no |  |  | no |  |  | 0 | 0 | 0 | 0
oh_line_TAP_OH_910608 |  | ABCN | node_8104401_200878552 | node_1439034_563_15441276_257 | 0.033 | unb_TAPWIRE_OH | 8104401 | no | no |  |  | no |  |  | 0 | 0 | 0 | 0
oh_line_TAP_OH_910609 |  | ABCN | node_8104401_200878553 | node_1439275_826_15441567_131 | 0.033 | unb_TAPWIRE_OH | 8104401 | no | no |  |  | no |  |  | 0 | 0 | 0 | 0
oh_line_TAP_OH_910610 |  | ABCN | node_8104401_200878555 | node_1439479_088_15441801_622 | 0.033 | unb_TAPWIRE_OH | 8104401 | no | no |  |  | no |  |  | 0 | 0 | 0 | 0
oh_line_TAP_OH_910611 |  | AN | node_8104401_200878556 | node_1439691_118_15442054_325 | 0.033 | unb_TAPWIRE_OH | 8104401 | no | no |  |  | no |  |  | 0 | 0 | 0 | 0
oh_line_TAP_OH_910612 |  | AN | node_8104401_200878557 | node_1439800_992_15442217_289 | 0.033 | unb_TAPWIRE_OH | 8104401 | no | no |  |  | no |  |  | 0 | 0 | 0 | 0
oh_line_TAP_OH_910613 |  | AN | node_8104401_200878558 | node_1440051_439_15442493_799 | 0.033 | unb_TAPWIRE_OH | 8104401 | no | no |  |  | no |  |  | 0 | 0 | 0 | 0
oh_line_TAP_OH_910614 |  | AN | node_8104401_200878559 | node_1440373_003_15442830_443 | 0.033 | unb_TAPWIRE_OH | 8104401 | no | no |  |  | no |  |  | 0 | 0 | 0 | 0
oh_line_TAP_OH_910615 |  | ABCN | node_8104401_200878561 | node_1436842_986_15438070_93 | 0.033 | unb_TAPWIRE_OH | 8104401 | no | no |  |  | no |  |  | 0 | 0 | 0 | 0
oh_line_TAP_OH_910616 |  | ABCN | node_8104401_200878563 | node_1436890_459_15438418_921 | 0.033 | unb_TAPWIRE_OH | 8104401 | no | no |  |  | no |  |  | 0 | 0 | 0 | 0
oh_line_TAP_OH_910617 |  | AN | node_8104401_200878567 | node_1441092_001_15443595_91 | 0.033 | unb_TAPWIRE_OH | 8104401 | no | no |  |  | no |  |  | 0 | 0 | 0 | 0
oh_line_TAP_OH_910618 |  | AN | node_8104401_200878568 | node_1441319_867_15443890_045 | 0.033 | unb_TAPWIRE_OH | 8104401 | no | no |  |  | no |  |  | 0 | 0 | 0 | 0
oh_line_TAP_OH_910619 |  | ABCN | node_8104401_200878570 | node_1437183_981_15438866_971 | 0.033 | unb_TAPWIRE_OH | 8104401 | no | no |  |  | no |  |  | 0 | 0 | 0 | 0
oh_line_TAP_OH_910620 |  | ABCN | node_8104401_200878572 | node_1437355_417_15439060_182 | 0.033 | unb_TAPWIRE_OH | 8104401 | no | no |  |  | no |  |  | 0 | 0 | 0 | 0
oh_line_TAP_OH_910621 |  | ABCN | node_8104401_200878575 | node_1437729_054_15439931_28 | 0.033 | unb_TAPWIRE_OH | 8104401 | no | no |  |  | no |  |  | 0 | 0 | 0 | 0
oh_line_TAP_OH_910622 |  | ABCN | node_8104401_200878576 | node_1437919_916_15440031_773 | 0.033 | unb_TAPWIRE_OH | 8104401 | no | no |  |  | no |  |  | 0 | 0 | 0 | 0
oh_line_TAP_OH_910623 |  | AN | node_8104401_200878585 | node_1440735_679_15438151_05 | 0.033 | unb_TAPWIRE_OH | 8104401 | no | no |  |  | no |  |  | 0 | 0 | 0 | 0
oh_line_TAP_OH_910624 |  | AN | node_8104401_200878609 | node_1445820_617_15438152_967 | 0.033 | unb_TAPWIRE_OH | 8104401 | no | no |  |  | no |  |  | 0 | 0 | 0 | 0
oh_line_TAP_OH_910625 |  | AN | node_8104401_200878619 | node_1448161_378_15436133_907 | 0.033 | unb_TAPWIRE_OH | 8104401 | no | no |  |  | no |  |  | 0 | 0 | 0 | 0
oh_line_TAP_OH_910626 |  | AN | node_8104401_200878620 | node_1448619_818_15436209_657 | 0.033 | unb_TAPWIRE_OH | 8104401 | no | no |  |  | no |  |  | 0 | 0 | 0 | 0
oh_line_TAP_OH_910627 |  | AN | node_8104401_200878622 | node_1449261_319_15436549_987 | 0.033 | unb_TAPWIRE_OH | 8104401 | no | no |  |  | no |  |  | 0 | 0 | 0 | 0
oh_line_TAP_OH_910628 |  | AN | node_8104401_200878627 | node_1450685_33_15436811_957 | 0.033 | unb_TAPWIRE_OH | 8104401 | no | no |  |  | no |  |  | 0 | 0 | 0 | 0
oh_line_TAP_OH_910629 |  | AN | node_8104401_200878631 | node_1451658_376_15436798_498 | 0.033 | unb_TAPWIRE_OH | 8104401 | no | no |  |  | no |  |  | 0 | 0 | 0 | 0
oh_line_TAP_OH_910630 |  | AN | node_8104401_200878637 | node_1453678_174_15436747_2 | 0.033 | unb_TAPWIRE_OH | 8104401 | no | no |  |  | no |  |  | 0 | 0 | 0 | 0
oh_line_TAP_OH_910631 |  | AN | node_8104401_200878640 | node_1454624_361_15436941_192 | 0.033 | unb_TAPWIRE_OH | 8104401 | no | no |  |  | no |  |  | 0 | 0 | 0 | 0
oh_line_TAP_OH_910632 |  | AN | node_8104401_200878641 | node_1454828_114_15436985_871 | 0.033 | unb_TAPWIRE_OH | 8104401 | no | no |  |  | no |  |  | 0 | 0 | 0 | 0
oh_line_TAP_OH_910633 |  | AN | node_8104401_200878642 | node_1455238_275_15437067_939 | 0.033 | unb_TAPWIRE_OH | 8104401 | no | no |  |  | no |  |  | 0 | 0 | 0 | 0
oh_line_TAP_OH_910634 |  | AN | node_8104401_200878644 | node_1455581_494_15436946_716 | 0.033 | unb_TAPWIRE_OH | 8104401 | no | no |  |  | no |  |  | 0 | 0 | 0 | 0
oh_line_TAP_OH_910635 |  | AN | node_8104401_200878648 | node_1455926_092_15436954_527 | 0.033 | unb_TAPWIRE_OH | 8104401 | no | no |  |  | no |  |  | 0 | 0 | 0 | 0
oh_line_TAP_OH_910636 |  | AN | node_8104401_200878650 | node_1456295_559_15437036_954 | 0.033 | unb_TAPWIRE_OH | 8104401 | no | no |  |  | no |  |  | 0 | 0 | 0 | 0
oh_line_TAP_OH_910637 |  | AN | node_8104401_200878654 | node_1456865_013_15436995_297 | 0.033 | unb_TAPWIRE_OH | 8104401 | no | no |  |  | no |  |  | 0 | 0 | 0 | 0
oh_line_TAP_OH_910638 |  | AN | node_8104401_200878655 | node_1457110_216_15437003_139 | 0.033 | unb_TAPWIRE_OH | 8104401 | no | no |  |  | no |  |  | 0 | 0 | 0 | 0
oh_line_TAP_OH_910639 |  | AN | node_8104401_200878657 | node_1457409_128_15436869_884 | 0.033 | unb_TAPWIRE_OH | 8104401 | no | no |  |  | no |  |  | 0 | 0 | 0 | 0
oh_line_TAP_OH_910640 |  | AN | node_8104401_200878658 | node_1457373_887_15437289_153 | 0.033 | unb_TAPWIRE_OH | 8104401 | no | no |  |  | no |  |  | 0 | 0 | 0 | 0
oh_line_TAP_OH_910641 |  | AN | node_8104401_200878660 | node_1457456_237_15437836_565 | 0.033 | unb_TAPWIRE_OH | 8104401 | no | no |  |  | no |  |  | 0 | 0 | 0 | 0
oh_line_TAP_OH_910642 |  | AN | node_8104401_200878665 | node_1457376_735_15436228_967 | 0.033 | unb_TAPWIRE_OH | 8104401 | no | no |  |  | no |  |  | 0 | 0 | 0 | 0
oh_line_TAP_OH_910643 |  | AN | node_8104401_200878667 | node_1457358_628_15435837_97 | 0.033 | unb_TAPWIRE_OH | 8104401 | no | no |  |  | no |  |  | 0 | 0 | 0 | 0
oh_line_TAP_OH_910644 |  | AN | node_8104401_200878671 | node_1457538_384_15434858_339 | 0.033 | unb_TAPWIRE_OH | 8104401 | no | no |  |  | no |  |  | 0 | 0 | 0 | 0
oh_line_TAP_OH_910645 |  | AN | node_8104401_200878676 | node_1456921_276_15434077_196 | 0.033 | unb_TAPWIRE_OH | 8104401 | no | no |  |  | no |  |  | 0 | 0 | 0 | 0
oh_line_TAP_OH_910646 |  | AN | node_8104401_200878678 | node_1453235_333_15439866_335 | 0.033 | unb_TAPWIRE_OH | 8104401 | no | no |  |  | no |  |  | 0 | 0 | 0 | 0
oh_line_TAP_OH_910647 |  | AN | node_8104401_200878680 | node_1452971_283_15440144_39 | 0.033 | unb_TAPWIRE_OH | 8104401 | no | no |  |  | no |  |  | 0 | 0 | 0 | 0
oh_line_TAP_OH_910648 |  | AN | node_8104401_200878681 | node_1452660_803_15440373_068 | 0.033 | unb_TAPWIRE_OH | 8104401 | no | no |  |  | no |  |  | 0 | 0 | 0 | 0
oh_line_TAP_OH_910649 |  | AN | node_8104401_200878682 | node_1452391_323_15440510_353 | 0.033 | unb_TAPWIRE_OH | 8104401 | no | no |  |  | no |  |  | 0 | 0 | 0 | 0
oh_line_TAP_OH_910650 |  | AN | node_8104401_200878683 | node_1452188_808_15440662_814 | 0.033 | unb_TAPWIRE_OH | 8104401 | no | no |  |  | no |  |  | 0 | 0 | 0 | 0
oh_line_TAP_OH_910651 |  | AN | node_8104401_200878685 | node_1451474_86_15441124_583 | 0.033 | unb_TAPWIRE_OH | 8104401 | no | no |  |  | no |  |  | 0 | 0 | 0 | 0
oh_line_TAP_OH_910652 |  | AN | node_8104401_200878687 | node_1454968_541_15438011_273 | 0.033 | unb_TAPWIRE_OH | 8104401 | no | no |  |  | no |  |  | 0 | 0 | 0 | 0
oh_line_TAP_OH_910653 |  | AN | node_8104401_200878688 | node_1454769_024_15438396_731 | 0.033 | unb_TAPWIRE_OH | 8104401 | no | no |  |  | no |  |  | 0 | 0 | 0 | 0
oh_line_TAP_OH_910654 |  | AN | node_8104401_200878690 | node_1454628_622_15438666_989 | 0.033 | unb_TAPWIRE_OH | 8104401 | no | no |  |  | no |  |  | 0 | 0 | 0 | 0
oh_line_TAP_OH_910655 |  | AN | node_8104401_200878693 | node_1454272_942_15438990_112 | 0.033 | unb_TAPWIRE_OH | 8104401 | no | no |  |  | no |  |  | 0 | 0 | 0 | 0
oh_line_TAP_OH_910656 |  | AN | node_8104401_200878695 | node_1453888_328_15439480_317 | 0.033 | unb_TAPWIRE_OH | 8104401 | no | no |  |  | no |  |  | 0 | 0 | 0 | 0
oh_line_TAP_OH_910657 |  | AN | node_8104401_200878700 | node_1444128_389_15428710_35 | 0.033 | unb_TAPWIRE_OH | 8104401 | no | no |  |  | no |  |  | 0 | 0 | 0 | 0
oh_line_TAP_OH_910658 |  | AN | node_8104401_200878702 | node_1444080_752_15428448_683 | 0.033 | unb_TAPWIRE_OH | 8104401 | no | no |  |  | no |  |  | 0 | 0 | 0 | 0
oh_line_TAP_OH_910659 |  | AN | node_8104401_200878704 | node_1444102_103_15428060_893 | 0.033 | unb_TAPWIRE_OH | 8104401 | no | no |  |  | no |  |  | 0 | 0 | 0 | 0
oh_line_TAP_OH_910660 |  | AN | node_8104401_200878708 | node_1444247_662_15427058_221 | 0.033 | unb_TAPWIRE_OH | 8104401 | no | no |  |  | no |  |  | 0 | 0 | 0 | 0
oh_line_TAP_OH_910661 |  | AN | node_8104401_200878709 | node_1444251_863_15426768_798 | 0.033 | unb_TAPWIRE_OH | 8104401 | no | no |  |  | no |  |  | 0 | 0 | 0 | 0
oh_line_TAP_OH_910662 |  | AN | node_8104401_200878710 | node_1444267_498_15426583_359 | 0.033 | unb_TAPWIRE_OH | 8104401 | no | no |  |  | no |  |  | 0 | 0 | 0 | 0
oh_line_TAP_OH_910663 |  | AN | node_8104401_200878712 | node_1444351_713_15425891_779 | 0.033 | unb_TAPWIRE_OH | 8104401 | no | no |  |  | no |  |  | 0 | 0 | 0 | 0
oh_line_TAP_OH_910664 |  | AN | node_8104401_200878714 | node_1444298_137_15425636_906 | 0.033 | unb_TAPWIRE_OH | 8104401 | no | no |  |  | no |  |  | 0 | 0 | 0 | 0
oh_line_TAP_OH_910665 |  | AN | node_8104401_200878717 | node_1444398_553_15425017_596 | 0.033 | unb_TAPWIRE_OH | 8104401 | no | no |  |  | no |  |  | 0 | 0 | 0 | 0
oh_line_TAP_OH_910666 |  | AN | node_8104401_200878718 | node_1444053_947_15424970_621 | 0.033 | unb_TAPWIRE_OH | 8104401 | no | no |  |  | no |  |  | 0 | 0 | 0 | 0
oh_line_TAP_OH_910667 |  | AN | node_8104401_200878719 | node_1444347_862_15424736_009 | 0.033 | unb_TAPWIRE_OH | 8104401 | no | no |  |  | no |  |  | 0 | 0 | 0 | 0
oh_line_TAP_OH_910668 |  | AN | node_8104401_200878721 | node_1444391_952_15424089_205 | 0.033 | unb_TAPWIRE_OH | 8104401 | no | no |  |  | no |  |  | 0 | 0 | 0 | 0
oh_line_TAP_OH_910669 |  | AN | node_8104401_200878723 | node_1444467_598_15423765_758 | 0.033 | unb_TAPWIRE_OH | 8104401 | no | no |  |  | no |  |  | 0 | 0 | 0 | 0
oh_line_TAP_OH_910670 |  | AN | node_8104401_200878727 | node_1444411_958_15423052_792 | 0.033 | unb_TAPWIRE_OH | 8104401 | no | no |  |  | no |  |  | 0 | 0 | 0 | 0
oh_line_TAP_OH_910671 |  | AN | node_8104401_200878728 | node_1444525_236_15422676_167 | 0.033 | unb_TAPWIRE_OH | 8104401 | no | no |  |  | no |  |  | 0 | 0 | 0 | 0
oh_line_TAP_OH_910672 |  | AN | node_8104401_200878730 | node_1444539_523_15422349_758 | 0.033 | unb_TAPWIRE_OH | 8104401 | no | no |  |  | no |  |  | 0 | 0 | 0 | 0
oh_line_TAP_OH_910673 |  | AN | node_8104401_200878735 | node_1444538_857_15429827_459 | 0.033 | unb_TAPWIRE_OH | 8104401 | no | no |  |  | no |  |  | 0 | 0 | 0 | 0
oh_line_TAP_OH_910674 |  | AN | node_8104401_200878740 | node_1444224_666_15429108_379 | 0.033 | unb_TAPWIRE_OH | 8104401 | no | no |  |  | no |  |  | 0 | 0 | 0 | 0
oh_line_TAP_OH_910675 |  | AN | node_8104401_200878741 | node_1437402_786_15432886_663 | 0.033 | unb_TAPWIRE_OH | 8104401 | no | no |  |  | no |  |  | 0 | 0 | 0 | 0
oh_line_TAP_OH_910676 |  | AN | node_8104401_200878743 | node_1437414_132_15433213_637 | 0.033 | unb_TAPWIRE_OH | 8104401 | no | no |  |  | no |  |  | 0 | 0 | 0 | 0
oh_line_TAP_OH_910677 |  | AN | node_8104401_200878744 | node_1437522_065_15432575_241 | 0.033 | unb_TAPWIRE_OH | 8104401 | no | no |  |  | no |  |  | 0 | 0 | 0 | 0
oh_line_TAP_OH_910678 |  | AN | node_8104401_200878746 | node_1437513_869_15432164_849 | 0.033 | unb_TAPWIRE_OH | 8104401 | no | no |  |  | no |  |  | 0 | 0 | 0 | 0
oh_line_TAP_OH_910679 |  | AN | node_8104401_200878748 | node_1437629_338_15431317_801 | 0.033 | unb_TAPWIRE_OH | 8104401 | no | no |  |  | no |  |  | 0 | 0 | 0 | 0
oh_line_TAP_OH_910680 |  | AN | node_8104401_200878752 | node_1437625_057_15430293_656 | 0.033 | unb_TAPWIRE_OH | 8104401 | no | no |  |  | no |  |  | 0 | 0 | 0 | 0
oh_line_TAP_OH_910681 |  | AN | node_8104401_200878753 | node_1438034_788_15429986_316 | 0.033 | unb_TAPWIRE_OH | 8104401 | no | no |  |  | no |  |  | 0 | 0 | 0 | 0
oh_line_TAP_OH_910682 |  | AN | node_8104401_200878757 | node_1438714_25_15429559_679 | 0.033 | unb_TAPWIRE_OH | 8104401 | no | no |  |  | no |  |  | 0 | 0 | 0 | 0
oh_line_TAP_OH_910683 |  | AN | node_8104401_200878761 | node_1438400_447_15428734_864 | 0.033 | unb_TAPWIRE_OH | 8104401 | no | no |  |  | no |  |  | 0 | 0 | 0 | 0
oh_line_TAP_OH_910684 |  | AN | node_8104401_200878762 | node_1438476_929_15428372_343 | 0.033 | unb_TAPWIRE_OH | 8104401 | no | no |  |  | no |  |  | 0 | 0 | 0 | 0
oh_line_TAP_OH_910685 |  | AN | node_8104401_200878764 | node_1439040_237_15428403_635 | 0.033 | unb_TAPWIRE_OH | 8104401 | no | no |  |  | no |  |  | 0 | 0 | 0 | 0
oh_line_TAP_OH_910686 |  | AN | node_8104401_200878765 | node_1438169_956_15428171_766 | 0.033 | unb_TAPWIRE_OH | 8104401 | no | no |  |  | no |  |  | 0 | 0 | 0 | 0
oh_line_TAP_OH_910687 |  | AN | node_8104401_200878767 | node_1437812_932_15428024_069 | 0.033 | unb_TAPWIRE_OH | 8104401 | no | no |  |  | no |  |  | 0 | 0 | 0 | 0
oh_line_TAP_OH_910688 |  | AN | node_8104401_200878769 | node_1437819_026_15427506_009 | 0.033 | unb_TAPWIRE_OH | 8104401 | no | no |  |  | no |  |  | 0 | 0 | 0 | 0
oh_line_TAP_OH_910689 |  | AN | node_8104401_200878775 | node_1437254_055_15435885_44 | 0.033 | unb_TAPWIRE_OH | 8104401 | no | no |  |  | no |  |  | 0 | 0 | 0 | 0
oh_line_TAP_OH_910691 |  | AN | node_8104401_200878778 | node_1436416_762_15426779_011 | 0.033 | unb_TAPWIRE_OH | 8104401 | no | no |  |  | no |  |  | 0 | 0 | 0 | 0
oh_line_TAP_OH_910692 |  | AN | node_8104401_200878780 | node_1437066_965_15435486_861 | 0.033 | unb_TAPWIRE_OH | 8104401 | no | no |  |  | no |  |  | 0 | 0 | 0 | 0
oh_line_TAP_OH_910693 |  | AN | node_8104401_200878781 | node_1437225_638_15435111_719 | 0.033 | unb_TAPWIRE_OH | 8104401 | no | no |  |  | no |  |  | 0 | 0 | 0 | 0
oh_line_TAP_OH_910694 |  | AN | node_8104401_200878782 | node_1437342_35_15434945_164 | 0.033 | unb_TAPWIRE_OH | 8104401 | no | no |  |  | no |  |  | 0 | 0 | 0 | 0
oh_line_TAP_OH_910695 |  | AN | node_8104401_200878784 | node_1437301_352_15434557_785 | 0.033 | unb_TAPWIRE_OH | 8104401 | no | no |  |  | no |  |  | 0 | 0 | 0 | 0
oh_line_TAP_OH_910696 |  | AN | node_8104401_200878786 | node_1437419_965_15433936_964 | 0.033 | unb_TAPWIRE_OH | 8104401 | no | no |  |  | no |  |  | 0 | 0 | 0 | 0
oh_line_TAP_OH_910697 |  | AN | node_8104401_200878789 | node_1437446_486_15433612_668 | 0.033 | unb_TAPWIRE_OH | 8104401 | no | no |  |  | no |  |  | 0 | 0 | 0 | 0
oh_line_TAP_OH_910698 |  | AN | node_8104401_200878793 | node_1432220_252_15441553_1 | 0.033 | unb_TAPWIRE_OH | 8104401 | no | no |  |  | no |  |  | 0 | 0 | 0 | 0
oh_line_TAP_OH_910699 |  | AN | node_8104401_200878798 | node_1443746_193_15434005_744 | 0.033 | unb_TAPWIRE_OH | 8104401 | no | no |  |  | no |  |  | 0 | 0 | 0 | 0
oh_line_TAP_OH_910700 |  | AN | node_8104401_200878799 | node_1443817_544_15434310_753 | 0.033 | unb_TAPWIRE_OH | 8104401 | no | no |  |  | no |  |  | 0 | 0 | 0 | 0
oh_line_TAP_OH_910701 |  | AN | node_8104401_200878803 | node_1443722_282_15435707_339 | 0.033 | unb_TAPWIRE_OH | 8104401 | no | no |  |  | no |  |  | 0 | 0 | 0 | 0
oh_line_TAP_OH_910702 |  | AN | node_8104401_200878807 | node_1430140_233_15424728_28 | 0.033 | unb_TAPWIRE_OH | 8104401 | no | no |  |  | no |  |  | 0 | 0 | 0 | 0
oh_line_TAP_OH_910703 |  | AN | node_8104401_200878808 | node_1429744_041_15424712_539 | 0.033 | unb_TAPWIRE_OH | 8104401 | no | no |  |  | no |  |  | 0 | 0 | 0 | 0
oh_line_TAP_OH_910704 |  | AN | node_8104401_200878809 | node_1429542_695_15424445_728 | 0.033 | unb_TAPWIRE_OH | 8104401 | no | no |  |  | no |  |  | 0 | 0 | 0 | 0
oh_line_TAP_OH_910705 |  | AN | node_8104401_200878811 | node_1429557_139_15423657_212 | 0.033 | unb_TAPWIRE_OH | 8104401 | no | no |  |  | no |  |  | 0 | 0 | 0 | 0
oh_line_TAP_OH_910706 |  | ABCN | node_8104401_200878816 | node_1429611_465_15437366_266 | 0.033 | unb_TAPWIRE_OH | 8104401 | no | no |  |  | no |  |  | 0 | 0 | 0 | 0
oh_line_TAP_OH_910707 |  | ABCN | node_8104401_200878818 | node_1429742_411_15437498_541 | 0.033 | unb_TAPWIRE_OH | 8104401 | no | no |  |  | no |  |  | 0 | 0 | 0 | 0
oh_line_TAP_OH_910708 |  | ABCN | node_8104401_200878820 | node_1430168_353_15437475_327 | 0.033 | unb_TAPWIRE_OH | 8104401 | no | no |  |  | no |  |  | 0 | 0 | 0 | 0
oh_line_TAP_OH_910709 |  | ABCN | node_8104401_200878822 | node_1430558_688_15437489_545 | 0.033 | unb_TAPWIRE_OH | 8104401 | no | no |  |  | no |  |  | 0 | 0 | 0 | 0
oh_line_TAP_OH_910710 |  | AN | node_8104401_200878825 | node_1431241_437_15437396_664 | 0.033 | unb_TAPWIRE_OH | 8104401 | no | no |  |  | no |  |  | 0 | 0 | 0 | 0
oh_line_TAP_OH_910711 |  | ABCN | node_8104401_200878826 | node_1431473_453_15437487_88 | 0.033 | unb_TAPWIRE_OH | 8104401 | no | no |  |  | no |  |  | 0 | 0 | 0 | 0
oh_line_TAP_OH_910712 |  | ABCN | node_8104401_200878832 | node_1432493_827_15437598_719 | 0.033 | unb_TAPWIRE_OH | 8104401 | no | no |  |  | no |  |  | 0 | 0 | 0 | 0
oh_line_TAP_OH_910713 |  | ABCN | node_8104401_200878835 | node_1433070_148_15437629_058 | 0.033 | unb_TAPWIRE_OH | 8104401 | no | no |  |  | no |  |  | 0 | 0 | 0 | 0
oh_line_TAP_OH_910714 |  | ABCN | node_8104401_200878836 | node_1433242_007_15437710_768 | 0.033 | unb_TAPWIRE_OH | 8104401 | no | no |  |  | no |  |  | 0 | 0 | 0 | 0
oh_line_TAP_OH_910715 |  | ABCN | node_8104401_200878842 | node_1433531_002_15438011_062 | 0.033 | unb_TAPWIRE_OH | 8104401 | no | no |  |  | no |  |  | 0 | 0 | 0 | 0
oh_line_TAP_OH_910716 |  | ABCN | node_8104401_200878846 | node_1433690_204_15438618_764 | 0.033 | unb_TAPWIRE_OH | 8104401 | no | no |  |  | no |  |  | 0 | 0 | 0 | 0
oh_line_TAP_OH_910717 |  | ABCN | node_8104401_200878853 | node_1433751_375_15439834_21 | 0.033 | unb_TAPWIRE_OH | 8104401 | no | no |  |  | no |  |  | 0 | 0 | 0 | 0
oh_line_TAP_OH_910718 |  | ABCN | node_8104401_200878855 | node_1433896_875_15440350_337 | 0.033 | unb_TAPWIRE_OH | 8104401 | no | no |  |  | no |  |  | 0 | 0 | 0 | 0
oh_line_TAP_OH_910719 |  | ABCN | node_8104401_200878860 | node_1433580_427_15441581_022 | 0.033 | unb_TAPWIRE_OH | 8104401 | no | no |  |  | no |  |  | 0 | 0 | 0 | 0
oh_line_TAP_OH_910720 |  | ABCN | node_8104401_200878865 | node_1433304_545_15442934_125 | 0.033 | unb_TAPWIRE_OH | 8104401 | no | no |  |  | no |  |  | 0 | 0 | 0 | 0
oh_line_TAP_OH_910721 |  | ABCN | node_8104401_200878868 | node_1433109_957_15443826_138 | 0.033 | unb_TAPWIRE_OH | 8104401 | no | no |  |  | no |  |  | 0 | 0 | 0 | 0
oh_line_TAP_OH_910722 |  | ABCN | node_8104401_200878877 | node_1433113_738_15445492_972 | 0.033 | unb_TAPWIRE_OH | 8104401 | no | no |  |  | no |  |  | 0 | 0 | 0 | 0
oh_line_TAP_OH_910723 |  | ABCN | node_8104401_200878882 | node_1432609_793_15447046_729 | 0.033 | unb_TAPWIRE_OH | 8104401 | no | no |  |  | no |  |  | 0 | 0 | 0 | 0
oh_line_TAP_OH_910724 |  | ABCN | node_8104401_200878885 | node_1432396_998_15447721_354 | 0.033 | unb_TAPWIRE_OH | 8104401 | no | no |  |  | no |  |  | 0 | 0 | 0 | 0
oh_line_TAP_OH_910725 |  | ABCN | node_8104401_200878888 | node_1432331_246_15448204_951 | 0.033 | unb_TAPWIRE_OH | 8104401 | no | no |  |  | no |  |  | 0 | 0 | 0 | 0
oh_line_TAP_OH_910726 |  | AN | node_8104401_200878891 | node_1433156_085_15448244_551 | 0.033 | unb_TAPWIRE_OH | 8104401 | no | no |  |  | no |  |  | 0 | 0 | 0 | 0
oh_line_TAP_OH_910727 |  | AN | node_8104401_200878892 | node_1433478_79_15448257_537 | 0.033 | unb_TAPWIRE_OH | 8104401 | no | no |  |  | no |  |  | 0 | 0 | 0 | 0
oh_line_TAP_OH_910728 |  | ABCN | node_8104401_200878893 | node_1432436_17_15448571_751 | 0.033 | unb_TAPWIRE_OH | 8104401 | no | no |  |  | no |  |  | 0 | 0 | 0 | 0
oh_line_TAP_OH_910729 |  | ABCN | node_8104401_200878895 | node_1432409_008_15448909_365 | 0.033 | unb_TAPWIRE_OH | 8104401 | no | no |  |  | no |  |  | 0 | 0 | 0 | 0
oh_line_TAP_OH_910730 |  | AN | node_8104401_200878897 | node_1432425_589_15448990_966 | 0.033 | unb_TAPWIRE_OH | 8104401 | no | no |  |  | no |  |  | 0 | 0 | 0 | 0
oh_line_TAP_OH_910731 |  | ABCN | node_8104401_200878899 | node_1432331_996_15449256_474 | 0.033 | unb_TAPWIRE_OH | 8104401 | no | no |  |  | no |  |  | 0 | 0 | 0 | 0
oh_line_TAP_OH_910732 |  | ABCN | node_8104401_200878900 | node_1432245_84_15449504_49 | 0.033 | unb_TAPWIRE_OH | 8104401 | no | no |  |  | no |  |  | 0 | 0 | 0 | 0
oh_line_TAP_OH_910733 |  | ABCN | node_8104401_200878902 | node_1432231_429_15449863_732 | 0.033 | unb_TAPWIRE_OH | 8104401 | no | no |  |  | no |  |  | 0 | 0 | 0 | 0
oh_line_TAP_OH_910734 |  | ABCN | node_8104401_200878912 | node_1432100_508_15452288_173 | 0.033 | unb_TAPWIRE_OH | 8104401 | no | no |  |  | no |  |  | 0 | 0 | 0 | 0
oh_line_TAP_OH_910735 |  | ABCN | node_8104401_200878920 | node_1432002_073_15454166_518 | 0.033 | unb_TAPWIRE_OH | 8104401 | no | no |  |  | no |  |  | 0 | 0 | 0 | 0
oh_line_TAP_OH_910736 |  | AN | node_8104401_200878925 | node_1455367_684_15434817_347 | 0.033 | unb_TAPWIRE_OH | 8104401 | no | no |  |  | no |  |  | 0 | 0 | 0 | 0
oh_line_TAP_OH_910737 |  | AN | node_8104401_200878926 | node_1455407_458_15433610_165 | 0.033 | unb_TAPWIRE_OH | 8104401 | no | no |  |  | no |  |  | 0 | 0 | 0 | 0
oh_line_TAP_OH_910738 |  | AN | node_8104401_200878928 | node_1455762_485_15436766_906 | 0.033 | unb_TAPWIRE_OH | 8104401 | no | no |  |  | no |  |  | 0 | 0 | 0 | 0
oh_line_TAP_OH_910739 |  | AN | node_8104401_200878934 | node_1455808_243_15433151_939 | 0.033 | unb_TAPWIRE_OH | 8104401 | no | no |  |  | no |  |  | 0 | 0 | 0 | 0
oh_line_TAP_OH_910740 |  | AN | node_8104401_200878936 | node_1455792_04_15436476_997 | 0.033 | unb_TAPWIRE_OH | 8104401 | no | no |  |  | no |  |  | 0 | 0 | 0 | 0
oh_line_TAP_OH_910741 |  | AN | node_8104401_200878938 | node_1455829_858_15436171_702 | 0.033 | unb_TAPWIRE_OH | 8104401 | no | no |  |  | no |  |  | 0 | 0 | 0 | 0
oh_line_TAP_OH_910742 |  | AN | node_8104401_200878939 | node_1455990_107_15436028_69 | 0.033 | unb_TAPWIRE_OH | 8104401 | no | no |  |  | no |  |  | 0 | 0 | 0 | 0
oh_line_TAP_OH_910743 |  | AN | node_8104401_200878940 | node_1455935_475_15435716_562 | 0.033 | unb_TAPWIRE_OH | 8104401 | no | no |  |  | no |  |  | 0 | 0 | 0 | 0
oh_line_TAP_OH_910744 |  | AN | node_8104401_200878942 | node_1456326_005_15435476_882 | 0.033 | unb_TAPWIRE_OH | 8104401 | no | no |  |  | no |  |  | 0 | 0 | 0 | 0
oh_line_TAP_OH_910745 |  | AN | node_8104401_200878943 | node_1456001_631_15435040_67 | 0.033 | unb_TAPWIRE_OH | 8104401 | no | no |  |  | no |  |  | 0 | 0 | 0 | 0
oh_line_TAP_OH_910746 |  | AN | node_8104401_200878946 | node_1459828_089_15433237_826 | 0.033 | unb_TAPWIRE_OH | 8104401 | no | no |  |  | no |  |  | 0 | 0 | 0 | 0
oh_line_TAP_OH_910747 |  | AN | node_8104401_200878947 | node_1460113_613_15433066_741 | 0.033 | unb_TAPWIRE_OH | 8104401 | no | no |  |  | no |  |  | 0 | 0 | 0 | 0
oh_line_TAP_OH_910748 |  | AN | node_8104401_200878948 | node_1460373_155_15432910_019 | 0.033 | unb_TAPWIRE_OH | 8104401 | no | no |  |  | no |  |  | 0 | 0 | 0 | 0
oh_line_TAP_OH_910749 |  | AN | node_8104401_200878950 | node_1460817_851_15433360_508 | 0.033 | unb_TAPWIRE_OH | 8104401 | no | no |  |  | no |  |  | 0 | 0 | 0 | 0
oh_line_TAP_OH_910750 |  | AN | node_8104401_200878952 | node_1458041_888_15434444_53 | 0.033 | unb_TAPWIRE_OH | 8104401 | no | no |  |  | no |  |  | 0 | 0 | 0 | 0
oh_line_TAP_OH_910751 |  | AN | node_8104401_200878954 | node_1458279_72_15434287_732 | 0.033 | unb_TAPWIRE_OH | 8104401 | no | no |  |  | no |  |  | 0 | 0 | 0 | 0
oh_line_TAP_OH_910752 |  | AN | node_8104401_200878957 | node_1458756_877_15433964_218 | 0.033 | unb_TAPWIRE_OH | 8104401 | no | no |  |  | no |  |  | 0 | 0 | 0 | 0
oh_line_TAP_OH_910753 |  | AN | node_8104401_200878960 | node_1459300_962_15433597_203 | 0.033 | unb_TAPWIRE_OH | 8104401 | no | no |  |  | no |  |  | 0 | 0 | 0 | 0
oh_line_TAP_OH_910754 |  | AN | node_8104401_200878965 | node_1431823_839_15452614_455 | 0.033 | unb_TAPWIRE_OH | 8104401 | no | no |  |  | no |  |  | 0 | 0 | 0 | 0
oh_line_TAP_OH_910755 |  | AN | node_8104401_200878971 | node_1429622_123_15452325_691 | 0.033 | unb_TAPWIRE_OH | 8104401 | no | no |  |  | no |  |  | 0 | 0 | 0 | 0
oh_line_TAP_OH_910756 |  | AN | node_8104401_200878973 | node_1429701_53_15452635_602 | 0.033 | unb_TAPWIRE_OH | 8104401 | no | no |  |  | no |  |  | 0 | 0 | 0 | 0
oh_line_TAP_OH_910757 |  | AN | node_8104401_200878977 | node_1434573_738_15440683_63 | 0.033 | unb_TAPWIRE_OH | 8104401 | no | no |  |  | no |  |  | 0 | 0 | 0 | 0
oh_line_TAP_OH_910758 |  | AN | node_8104401_200878979 | node_1434861_576_15441164_113 | 0.033 | unb_TAPWIRE_OH | 8104401 | no | no |  |  | no |  |  | 0 | 0 | 0 | 0
oh_line_TAP_OH_910759 |  | AN | node_8104401_200878982 | node_1431563_489_15448227_254 | 0.033 | unb_TAPWIRE_OH | 8104401 | no | no |  |  | no |  |  | 0 | 0 | 0 | 0
oh_line_TAP_OH_910760 |  | AN | node_8104401_200878983 | node_1431350_517_15448207_541 | 0.033 | unb_TAPWIRE_OH | 8104401 | no | no |  |  | no |  |  | 0 | 0 | 0 | 0
oh_line_TAP_OH_910761 |  | AN | node_8104401_200878987 | node_1430114_559_15448112_22 | 0.033 | unb_TAPWIRE_OH | 8104401 | no | no |  |  | no |  |  | 0 | 0 | 0 | 0
oh_line_TAP_OH_910762 |  | AN | node_8104401_200878990 | node_1429947_487_15445705_164 | 0.033 | unb_TAPWIRE_OH | 8104401 | no | no |  |  | no |  |  | 0 | 0 | 0 | 0
oh_line_TAP_OH_910763 |  | AN | node_8104401_200878993 | node_1430698_756_15445711_242 | 0.033 | unb_TAPWIRE_OH | 8104401 | no | no |  |  | no |  |  | 0 | 0 | 0 | 0
oh_line_TAP_OH_910764 |  | AN | node_8104401_200878996 | node_1429674_762_15446610_098 | 0.033 | unb_TAPWIRE_OH | 8104401 | no | no |  |  | no |  |  | 0 | 0 | 0 | 0
oh_line_TAP_OH_910765 |  | AN | node_8104401_200879007 | node_1442788_05_15439653_776 | 0.033 | unb_TAPWIRE_OH | 8104401 | no | no |  |  | no |  |  | 0 | 0 | 0 | 0
oh_line_TAP_OH_910766 |  | AN | node_8104401_200879011 | node_1430410_149_15437866_313 | 0.033 | unb_TAPWIRE_OH | 8104401 | no | no |  |  | no |  |  | 0 | 0 | 0 | 0
oh_line_TAP_OH_910767 |  | AN | node_8104401_200879016 | node_1430632_709_15438868_253 | 0.033 | unb_TAPWIRE_OH | 8104401 | no | no |  |  | no |  |  | 0 | 0 | 0 | 0
oh_line_TAP_OH_910768 |  | AN | node_8104401_200879017 | node_1430902_957_15438892_265 | 0.033 | unb_TAPWIRE_OH | 8104401 | no | no |  |  | no |  |  | 0 | 0 | 0 | 0
oh_line_TAP_OH_910769 |  | AN | node_8104401_200879019 | node_1430339_067_15439091_492 | 0.033 | unb_TAPWIRE_OH | 8104401 | no | no |  |  | no |  |  | 0 | 0 | 0 | 0
oh_line_TAP_OH_910770 |  | AN | node_8104401_200879022 | node_1429891_271_15439592_256 | 0.033 | unb_TAPWIRE_OH | 8104401 | no | no |  |  | no |  |  | 0 | 0 | 0 | 0
oh_line_TAP_OH_910771 |  | AN | node_8104401_200879023 | node_1429778_395_15439832_206 | 0.033 | unb_TAPWIRE_OH | 8104401 | no | no |  |  | no |  |  | 0 | 0 | 0 | 0
oh_line_TAP_OH_910772 |  | AN | node_8104401_200879024 | node_1429661_097_15440051_386 | 0.033 | unb_TAPWIRE_OH | 8104401 | no | no |  |  | no |  |  | 0 | 0 | 0 | 0
oh_line_TAP_OH_910773 |  | AN | node_8104401_200879026 | node_1429313_407_15440323_64 | 0.033 | unb_TAPWIRE_OH | 8104401 | no | no |  |  | no |  |  | 0 | 0 | 0 | 0
oh_line_TAP_OH_911043 |  | AN | node_8104401_200879967 | node_1428230_481_15465819_764 | 0.033 | unb_TAPWIRE_OH | 8104401 | no | no |  |  | no |  |  | 0 | 0 | 0 | 0
oh_line_TAP_OH_911044 |  | AN | node_8104401_200879968 | node_1428459_988_15465725_067 | 0.033 | unb_TAPWIRE_OH | 8104401 | no | no |  |  | no |  |  | 0 | 0 | 0 | 0
oh_line_TAP_OH_911045 |  | AN | node_8104401_200879969 | node_1428591_195_15465859_975 | 0.033 | unb_TAPWIRE_OH | 8104401 | no | no |  |  | no |  |  | 0 | 0 | 0 | 0
oh_line_TAP_OH_911046 |  | AN | node_8104401_200879970 | node_1428907_563_15465959_795 | 0.033 | unb_TAPWIRE_OH | 8104401 | no | no |  |  | no |  |  | 0 | 0 | 0 | 0
oh_line_TAP_OH_911047 |  | AN | node_8104401_200879972 | node_1428598_196_15466362_466 | 0.033 | unb_TAPWIRE_OH | 8104401 | no | no |  |  | no |  |  | 0 | 0 | 0 | 0
oh_line_TAP_OH_911048 |  | AN | node_8104401_200879978 | node_1429636_579_15466645_884 | 0.033 | unb_TAPWIRE_OH | 8104401 | no | no |  |  | no |  |  | 0 | 0 | 0 | 0
oh_line_TAP_OH_911054 |  | AN | node_8104401_200880013 | node_1434397_477_15471027_118 | 0.033 | unb_TAPWIRE_OH | 8104401 | no | no |  |  | no |  |  | 0 | 0 | 0 | 0
oh_line_TAP_OH_911055 |  | AN | node_8104401_200880020 | node_1435538_923_15471621_155 | 0.033 | unb_TAPWIRE_OH | 8104401 | no | no |  |  | no |  |  | 0 | 0 | 0 | 0
oh_line_TAP_OH_911056 |  | AN | node_8104401_200880028 | node_1436272_467_15472902_772 | 0.033 | unb_TAPWIRE_OH | 8104401 | no | no |  |  | no |  |  | 0 | 0 | 0 | 0
oh_line_TAP_OH_911057 |  | AN | node_8104401_200880032 | node_1436153_258_15474477_062 | 0.033 | unb_TAPWIRE_OH | 8104401 | no | no |  |  | no |  |  | 0 | 0 | 0 | 0
oh_line_TAP_OH_911058 |  | AN | node_8104401_200880045 | node_1438282_254_15474417_17 | 0.033 | unb_TAPWIRE_OH | 8104401 | no | no |  |  | no |  |  | 0 | 0 | 0 | 0
oh_line_TAP_OH_911059 |  | AN | node_8104401_200880046 | node_1430861_047_15468865_564 | 0.033 | unb_TAPWIRE_OH | 8104401 | no | no |  |  | no |  |  | 0 | 0 | 0 | 0
oh_line_TAP_OH_911060 |  | AN | node_8104401_200880048 | node_1438680_411_15474919_467 | 0.033 | unb_TAPWIRE_OH | 8104401 | no | no |  |  | no |  |  | 0 | 0 | 0 | 0
oh_line_TAP_OH_911061 |  | AN | node_8104401_200880050 | node_1438067_21_15474774_781 | 0.033 | unb_TAPWIRE_OH | 8104401 | no | no |  |  | no |  |  | 0 | 0 | 0 | 0
oh_line_TAP_OH_911062 |  | AN | node_8104401_200880054 | node_1439503_968_15474841_155 | 0.033 | unb_TAPWIRE_OH | 8104401 | no | no |  |  | no |  |  | 0 | 0 | 0 | 0
oh_line_TAP_OH_911063 |  | AN | node_8104401_200880056 | node_1439752_39_15475021_866 | 0.033 | unb_TAPWIRE_OH | 8104401 | no | no |  |  | no |  |  | 0 | 0 | 0 | 0
oh_line_TAP_OH_911064 |  | AN | node_8104401_200880058 | node_1439944_749_15475618_501 | 0.033 | unb_TAPWIRE_OH | 8104401 | no | no |  |  | no |  |  | 0 | 0 | 0 | 0
oh_line_TAP_OH_911065 |  | AN | node_8104401_200880061 | node_1440017_021_15476235_951 | 0.033 | unb_TAPWIRE_OH | 8104401 | no | no |  |  | no |  |  | 0 | 0 | 0 | 0
oh_line_TAP_OH_911066 |  | AN | node_8104401_200880070 | node_1440578_499_15478167_317 | 0.033 | unb_TAPWIRE_OH | 8104401 | no | no |  |  | no |  |  | 0 | 0 | 0 | 0
oh_line_TAP_OH_911067 |  | AN | node_8104401_200880073 | node_1440067_475_15478202_188 | 0.033 | unb_TAPWIRE_OH | 8104401 | no | no |  |  | no |  |  | 0 | 0 | 0 | 0
oh_line_TAP_OH_911068 |  | AN | node_8104401_200880078 | node_1432155_754_15469561_832 | 0.033 | unb_TAPWIRE_OH | 8104401 | no | no |  |  | no |  |  | 0 | 0 | 0 | 0
oh_line_TAP_OH_911069 |  | AN | node_8104401_200880080 | node_1432525_123_15469537_649 | 0.033 | unb_TAPWIRE_OH | 8104401 | no | no |  |  | no |  |  | 0 | 0 | 0 | 0
oh_line_TAP_OH_911070 |  | AN | node_8104401_200880081 | node_1432653_361_15469781_232 | 0.033 | unb_TAPWIRE_OH | 8104401 | no | no |  |  | no |  |  | 0 | 0 | 0 | 0
oh_line_TAP_OH_911071 |  | AN | node_8104401_200880084 | node_1431806_475_15463974_798 | 0.033 | unb_TAPWIRE_OH | 8104401 | no | no |  |  | no |  |  | 0 | 0 | 0 | 0
oh_line_TAP_OH_911072 |  | AN | node_8104401_200880087 | node_1431989_459_15466755_799 | 0.033 | unb_TAPWIRE_OH | 8104401 | no | no |  |  | no |  |  | 0 | 0 | 0 | 0
oh_line_TAP_OH_911073 |  | AN | node_8104401_200880088 | node_1431639_642_15466408_44 | 0.033 | unb_TAPWIRE_OH | 8104401 | no | no |  |  | no |  |  | 0 | 0 | 0 | 0
oh_line_TAP_OH_911074 |  | AN | node_8104401_200880093 | node_1431789_277_15464495_461 | 0.033 | unb_TAPWIRE_OH | 8104401 | no | no |  |  | no |  |  | 0 | 0 | 0 | 0
oh_line_TAP_OH_911075 |  | AN | node_8104401_200880098 | node_1439298_065_15460729_272 | 0.033 | unb_TAPWIRE_OH | 8104401 | no | no |  |  | no |  |  | 0 | 0 | 0 | 0
oh_line_TAP_OH_911076 |  | AN | node_8104401_200880100 | node_1435673_24_15461157_549 | 0.033 | unb_TAPWIRE_OH | 8104401 | no | no |  |  | no |  |  | 0 | 0 | 0 | 0
oh_line_TAP_OH_911077 |  | AN | node_8104401_200880103 | node_1436935_347_15460740_832 | 0.033 | unb_TAPWIRE_OH | 8104401 | no | no |  |  | no |  |  | 0 | 0 | 0 | 0
oh_line_TAP_OH_911078 |  | AN | node_8104401_200880104 | node_1437240_069_15460636_86 | 0.033 | unb_TAPWIRE_OH | 8104401 | no | no |  |  | no |  |  | 0 | 0 | 0 | 0
oh_line_TAP_OH_911079 |  | AN | node_8104401_200880105 | node_1437580_852_15460604_537 | 0.033 | unb_TAPWIRE_OH | 8104401 | no | no |  |  | no |  |  | 0 | 0 | 0 | 0
oh_line_TAP_OH_911081 |  | AN | node_8104401_200880110 | node_1434282_462_15462247_802 | 0.033 | unb_TAPWIRE_OH | 8104401 | no | no |  |  | no |  |  | 0 | 0 | 0 | 0
oh_line_TAP_OH_911082 |  | AN | node_8104401_200880111 | node_1434139_132_15462417_472 | 0.033 | unb_TAPWIRE_OH | 8104401 | no | no |  |  | no |  |  | 0 | 0 | 0 | 0
oh_line_TAP_OH_911083 |  | AN | node_8104401_200880114 | node_1434323_108_15461464_478 | 0.033 | unb_TAPWIRE_OH | 8104401 | no | no |  |  | no |  |  | 0 | 0 | 0 | 0
oh_line_TAP_OH_911091 |  | AN | node_8104401_200880141 | node_1434096_702_15467807_351 | 0.033 | unb_TAPWIRE_OH | 8104401 | no | no |  |  | no |  |  | 0 | 0 | 0 | 0
oh_line_TAP_OH_911092 |  | ABCN | node_8104401_200880148 | node_1432180_13_15456660_636 | 0.033 | unb_TAPWIRE_OH | 8104401 | no | no |  |  | no |  |  | 0 | 0 | 0 | 0
oh_line_TAP_OH_911093 |  | ABCN | node_8104401_200880149 | node_1432164_628_15456963_028 | 0.033 | unb_TAPWIRE_OH | 8104401 | no | no |  |  | no |  |  | 0 | 0 | 0 | 0
oh_line_TAP_OH_911094 |  | ABCN | node_8104401_200880155 | node_1432080_43_15458815_305 | 0.033 | unb_TAPWIRE_OH | 8104401 | no | no |  |  | no |  |  | 0 | 0 | 0 | 0
oh_line_TAP_OH_911095 |  | ABCN | node_8104401_200880166 | node_1433053_285_15461731_481 | 0.033 | unb_TAPWIRE_OH | 8104401 | no | no |  |  | no |  |  | 0 | 0 | 0 | 0
oh_line_TAP_OH_911096 |  | AN | node_8104401_200880172 | node_1432820_847_15463176_496 | 0.033 | unb_TAPWIRE_OH | 8104401 | no | no |  |  | no |  |  | 0 | 0 | 0 | 0
oh_line_TAP_OH_911097 |  | ABCN | node_8104401_200880174 | node_1433517_444_15462730_684 | 0.033 | unb_TAPWIRE_OH | 8104401 | no | no |  |  | no |  |  | 0 | 0 | 0 | 0
oh_line_TAP_OH_911098 |  | ABCN | node_8104401_200880180 | node_1433692_764_15463779_655 | 0.033 | unb_TAPWIRE_OH | 8104401 | no | no |  |  | no |  |  | 0 | 0 | 0 | 0
oh_line_TAP_OH_911099 |  | ABCN | node_8104401_200880186 | node_1433690_591_15465282_197 | 0.033 | unb_TAPWIRE_OH | 8104401 | no | no |  |  | no |  |  | 0 | 0 | 0 | 0
oh_line_TAP_OH_911100 |  | ABCN | node_8104401_200880190 | node_1433583_788_15466314_331 | 0.033 | unb_TAPWIRE_OH | 8104401 | no | no |  |  | no |  |  | 0 | 0 | 0 | 0
oh_line_TAP_OH_911101 |  | AN | node_8104401_200880193 | node_1433638_91_15466698_924 | 0.033 | unb_TAPWIRE_OH | 8104401 | no | no |  |  | no |  |  | 0 | 0 | 0 | 0
oh_line_TAP_OH_911102 |  | AN | node_8104401_200880210 | node_1430012_301_15468510_877 | 0.033 | unb_TAPWIRE_OH | 8104401 | no | no |  |  | no |  |  | 0 | 0 | 0 | 0
oh_line_TAP_OH_911103 |  | ABCN | node_8104401_200880218 | node_1429963_125_15470070_935 | 0.033 | unb_TAPWIRE_OH | 8104401 | no | no |  |  | no |  |  | 0 | 0 | 0 | 0
oh_line_TAP_OH_911104 |  | ABCN | node_8104401_200880226 | node_1429874_453_15472667_383 | 0.033 | unb_TAPWIRE_OH | 8104401 | no | no |  |  | no |  |  | 0 | 0 | 0 | 0
oh_line_TAP_OH_911105 |  | ABCN | node_8104401_200880227 | node_1429925_209_15473018_148 | 0.033 | unb_TAPWIRE_OH | 8104401 | no | no |  |  | no |  |  | 0 | 0 | 0 | 0
oh_line_TAP_OH_911106 |  | ABCN | node_8104401_200880231 | node_1429863_925_15474209_135 | 0.033 | unb_TAPWIRE_OH | 8104401 | no | no |  |  | no |  |  | 0 | 0 | 0 | 0
oh_line_TAP_OH_911107 |  | ABCN | node_8104401_200880238 | node_1429966_442_15475960_669 | 0.033 | unb_TAPWIRE_OH | 8104401 | no | no |  |  | no |  |  | 0 | 0 | 0 | 0
oh_line_TAP_OH_911108 |  | ABCN | node_8104401_200880243 | node_1429416_634_15477591_73 | 0.033 | unb_TAPWIRE_OH | 8104401 | no | no |  |  | no |  |  | 0 | 0 | 0 | 0
oh_line_TAP_OH_911109 |  | ABCN | node_8104401_200880245 | node_1429127_176_15478256_05 | 0.033 | unb_TAPWIRE_OH | 8104401 | no | no |  |  | no |  |  | 0 | 0 | 0 | 0
oh_line_TAP_OH_911110 |  | AN | node_8104401_200880249 | node_1428550_594_15478735_221 | 0.033 | unb_TAPWIRE_OH | 8104401 | no | no |  |  | no |  |  | 0 | 0 | 0 | 0
oh_line_TAP_OH_911111 |  | ABCN | node_8104401_200880256 | node_1428404_658_15480759_589 | 0.033 | unb_TAPWIRE_OH | 8104401 | no | no |  |  | no |  |  | 0 | 0 | 0 | 0
oh_line_TAP_OH_911112 |  | ABCN | node_8104401_200880257 | node_1428430_428_15481065_996 | 0.033 | unb_TAPWIRE_OH | 8104401 | no | no |  |  | no |  |  | 0 | 0 | 0 | 0
oh_line_TAP_OH_911113 |  | ABCN | node_8104401_200880266 | node_1428551_281_15482829_4 | 0.033 | unb_TAPWIRE_OH | 8104401 | no | no |  |  | no |  |  | 0 | 0 | 0 | 0
oh_line_TAP_OH_911114 |  | ABCN | node_8104401_200880275 | node_1427938_807_15484566_783 | 0.033 | unb_TAPWIRE_OH | 8104401 | no | no |  |  | no |  |  | 0 | 0 | 0 | 0
oh_line_TAP_OH_911115 |  | ABCN | node_8104401_200880278 | node_1427568_026_15484907_022 | 0.033 | unb_TAPWIRE_OH | 8104401 | no | no |  |  | no |  |  | 0 | 0 | 0 | 0
oh_line_TAP_OH_911119 |  | AN | node_8104401_200880296 | node_1435106_718_15474372_233 | 0.033 | unb_TAPWIRE_OH | 8104401 | no | no |  |  | no |  |  | 0 | 0 | 0 | 0
oh_line_TAP_OH_911120 |  | AN | node_8104401_200880298 | node_1434926_193_15474518_577 | 0.033 | unb_TAPWIRE_OH | 8104401 | no | no |  |  | no |  |  | 0 | 0 | 0 | 0
oh_line_TAP_OH_911121 |  | AN | node_8104401_200880299 | node_1434615_858_15474497_945 | 0.033 | unb_TAPWIRE_OH | 8104401 | no | no |  |  | no |  |  | 0 | 0 | 0 | 0
oh_line_TAP_OH_911122 |  | AN | node_8104401_200880300 | node_1434321_968_15474454_234 | 0.033 | unb_TAPWIRE_OH | 8104401 | no | no |  |  | no |  |  | 0 | 0 | 0 | 0
oh_line_TAP_OH_911123 |  | AN | node_8104401_200880301 | node_1439746_671_15474240_231 | 0.033 | unb_TAPWIRE_OH | 8104401 | no | no |  |  | no |  |  | 0 | 0 | 0 | 0
oh_line_TAP_OH_911124 |  | AN | node_8104401_200880302 | node_1439745_389_15473596_287 | 0.033 | unb_TAPWIRE_OH | 8104401 | no | no |  |  | no |  |  | 0 | 0 | 0 | 0
oh_line_TAP_OH_911125 |  | AN | node_8104401_200880303 | node_1439784_8_15473259_486 | 0.033 | unb_TAPWIRE_OH | 8104401 | no | no |  |  | no |  |  | 0 | 0 | 0 | 0
oh_line_TAP_OH_911126 |  | AN | node_8104401_200880305 | node_1439462_37_15474680_443 | 0.033 | unb_TAPWIRE_OH | 8104401 | no | no |  |  | no |  |  | 0 | 0 | 0 | 0
oh_line_TAP_OH_911127 |  | AN | node_8104401_200880309 | node_1440529_144_15474785_616 | 0.033 | unb_TAPWIRE_OH | 8104401 | no | no |  |  | no |  |  | 0 | 0 | 0 | 0
oh_line_TAP_OH_911128 |  | AN | node_8104401_200880312 | node_1433867_613_15466423_793 | 0.033 | unb_TAPWIRE_OH | 8104401 | no | no |  |  | no |  |  | 0 | 0 | 0 | 0
oh_line_TAP_OH_911129 |  | AN | node_8104401_200880317 | node_1435204_572_15466176_282 | 0.033 | unb_TAPWIRE_OH | 8104401 | no | no |  |  | no |  |  | 0 | 0 | 0 | 0
oh_line_TAP_OH_911130 |  | AN | node_8104401_200880320 | node_1429399_687_15468450_558 | 0.033 | unb_TAPWIRE_OH | 8104401 | no | no |  |  | no |  |  | 0 | 0 | 0 | 0
oh_line_TAP_OH_911131 |  | AN | node_8104401_200880328 | node_1427335_418_15473231_792 | 0.033 | unb_TAPWIRE_OH | 8104401 | no | no |  |  | no |  |  | 0 | 0 | 0 | 0
oh_line_TAP_OH_911132 |  | AN | node_8104401_200880330 | node_1429090_174_15474260_825 | 0.033 | unb_TAPWIRE_OH | 8104401 | no | no |  |  | no |  |  | 0 | 0 | 0 | 0
oh_line_TAP_OH_911133 |  | AN | node_8104401_200880331 | node_1428781_15_15474275_474 | 0.033 | unb_TAPWIRE_OH | 8104401 | no | no |  |  | no |  |  | 0 | 0 | 0 | 0
oh_line_TAP_OH_911134 |  | AN | node_8104401_200880339 | node_1427223_292_15473864_066 | 0.033 | unb_TAPWIRE_OH | 8104401 | no | no |  |  | no |  |  | 0 | 0 | 0 | 0
oh_line_TAP_OH_911135 |  | AN | node_8104401_200880341 | node_1430565_228_15474286_385 | 0.033 | unb_TAPWIRE_OH | 8104401 | no | no |  |  | no |  |  | 0 | 0 | 0 | 0
oh_line_TAP_OH_911136 |  | AN | node_8104401_200880343 | node_1431123_825_15474375_817 | 0.033 | unb_TAPWIRE_OH | 8104401 | no | no |  |  | no |  |  | 0 | 0 | 0 | 0
oh_line_TAP_OH_911137 |  | AN | node_8104401_200880345 | node_1430237_578_15469831_117 | 0.033 | unb_TAPWIRE_OH | 8104401 | no | no |  |  | no |  |  | 0 | 0 | 0 | 0
oh_line_TAP_OH_911138 |  | AN | node_8104401_200880348 | node_1430992_41_15470326_717 | 0.033 | unb_TAPWIRE_OH | 8104401 | no | no |  |  | no |  |  | 0 | 0 | 0 | 0
oh_line_TAP_OH_911139 |  | AN | node_8104401_200880350 | node_1431441_532_15470647_582 | 0.033 | unb_TAPWIRE_OH | 8104401 | no | no |  |  | no |  |  | 0 | 0 | 0 | 0
oh_line_TAP_OH_911140 |  | AN | node_8104401_200880351 | node_1431393_373_15470972_865 | 0.033 | unb_TAPWIRE_OH | 8104401 | no | no |  |  | no |  |  | 0 | 0 | 0 | 0
oh_line_TAP_OH_911176 |  | AN | node_8104401_200880541 | node_1423244_59_15462467_05 | 0.033 | unb_TAPWIRE_OH | 8104401 | no | no |  |  | no |  |  | 0 | 0 | 0 | 0
oh_line_TAP_OH_911201 |  | AN | node_8104401_200880611 | node_1417689_738_15460069_258 | 0.033 | unb_TAPWIRE_OH | 8104401 | no | no |  |  | no |  |  | 0 | 0 | 0 | 0
oh_line_TAP_OH_911202 |  | AN | node_8104401_200880613 | node_1418240_947_15459901_966 | 0.033 | unb_TAPWIRE_OH | 8104401 | no | no |  |  | no |  |  | 0 | 0 | 0 | 0
oh_line_TAP_OH_911203 |  | AN | node_8104401_200880618 | node_1419283_23_15460441_974 | 0.033 | unb_TAPWIRE_OH | 8104401 | no | no |  |  | no |  |  | 0 | 0 | 0 | 0
oh_line_TAP_OH_911204 |  | AN | node_8104401_200880621 | node_1419568_06_15460595_082 | 0.033 | unb_TAPWIRE_OH | 8104401 | no | no |  |  | no |  |  | 0 | 0 | 0 | 0
oh_line_TAP_OH_911205 |  | AN | node_8104401_200880623 | node_1420031_616_15460721_857 | 0.033 | unb_TAPWIRE_OH | 8104401 | no | no |  |  | no |  |  | 0 | 0 | 0 | 0
oh_line_TAP_OH_911206 |  | AN | node_8104401_200880624 | node_1420075_217_15460441_186 | 0.033 | unb_TAPWIRE_OH | 8104401 | no | no |  |  | no |  |  | 0 | 0 | 0 | 0
oh_line_TAP_OH_911207 |  | AN | node_8104401_200880626 | node_1420193_559_15460035_537 | 0.033 | unb_TAPWIRE_OH | 8104401 | no | no |  |  | no |  |  | 0 | 0 | 0 | 0
oh_line_TAP_OH_911208 |  | AN | node_8104401_200880632 | node_1420344_223_15461146_985 | 0.033 | unb_TAPWIRE_OH | 8104401 | no | no |  |  | no |  |  | 0 | 0 | 0 | 0
oh_line_TAP_OH_911209 |  | AN | node_8104401_200880637 | node_1421430_015_15461717_981 | 0.033 | unb_TAPWIRE_OH | 8104401 | no | no |  |  | no |  |  | 0 | 0 | 0 | 0
oh_line_TAP_OH_911210 |  | AN | node_8104401_200880643 | node_1422640_815_15462666_277 | 0.033 | unb_TAPWIRE_OH | 8104401 | no | no |  |  | no |  |  | 0 | 0 | 0 | 0
oh_line_TAP_OH_911211 |  | AN | node_8104401_200880644 | node_1422835_856_15462784_932 | 0.033 | unb_TAPWIRE_OH | 8104401 | no | no |  |  | no |  |  | 0 | 0 | 0 | 0
oh_line_TAP_OH_911212 |  | AN | node_8104401_200880645 | node_1423072_793_15462938_477 | 0.033 | unb_TAPWIRE_OH | 8104401 | no | no |  |  | no |  |  | 0 | 0 | 0 | 0
oh_line_TAP_OH_911213 |  | AN | node_8104401_200880646 | node_1423366_778_15462727_353 | 0.033 | unb_TAPWIRE_OH | 8104401 | no | no |  |  | no |  |  | 0 | 0 | 0 | 0
oh_line_TAP_OH_911214 |  | AN | node_8104401_200880647 | node_1423474_218_15463006_172 | 0.033 | unb_TAPWIRE_OH | 8104401 | no | no |  |  | no |  |  | 0 | 0 | 0 | 0
oh_line_TAP_OH_911215 |  | AN | node_8104401_200880649 | node_1423494_668_15463273_931 | 0.033 | unb_TAPWIRE_OH | 8104401 | no | no |  |  | no |  |  | 0 | 0 | 0 | 0
oh_line_TAP_OH_911216 |  | AN | node_8104401_200880651 | node_1424067_107_15463686_611 | 0.033 | unb_TAPWIRE_OH | 8104401 | no | no |  |  | no |  |  | 0 | 0 | 0 | 0
oh_line_TAP_OH_911217 |  | AN | node_8104401_200880653 | node_1424767_421_15464156_321 | 0.033 | unb_TAPWIRE_OH | 8104401 | no | no |  |  | no |  |  | 0 | 0 | 0 | 0
oh_line_TAP_OH_911218 |  | AN | node_8104401_200880655 | node_1425062_573_15463841_186 | 0.033 | unb_TAPWIRE_OH | 8104401 | no | no |  |  | no |  |  | 0 | 0 | 0 | 0
oh_line_TAP_OH_911219 |  | AN | node_8104401_200880656 | node_1425199_121_15464308_704 | 0.033 | unb_TAPWIRE_OH | 8104401 | no | no |  |  | no |  |  | 0 | 0 | 0 | 0
oh_line_TAP_OH_911220 |  | AN | node_8104401_200880658 | node_1425982_147_15464434_05 | 0.033 | unb_TAPWIRE_OH | 8104401 | no | no |  |  | no |  |  | 0 | 0 | 0 | 0
oh_line_TAP_OH_911221 |  | AN | node_8104401_200880659 | node_1426272_009_15464740_498 | 0.033 | unb_TAPWIRE_OH | 8104401 | no | no |  |  | no |  |  | 0 | 0 | 0 | 0
oh_line_TAP_OH_911222 |  | AN | node_8104401_200880661 | node_1426897_556_15464874_484 | 0.033 | unb_TAPWIRE_OH | 8104401 | no | no |  |  | no |  |  | 0 | 0 | 0 | 0
oh_line_TAP_OH_911223 |  | AN | node_8104401_200880664 | node_1426052_626_15464301_082 | 0.033 | unb_TAPWIRE_OH | 8104401 | no | no |  |  | no |  |  | 0 | 0 | 0 | 0
oh_line_TAP_OH_911224 |  | AN | node_8104401_200880665 | node_1425832_618_15464198_718 | 0.033 | unb_TAPWIRE_OH | 8104401 | no | no |  |  | no |  |  | 0 | 0 | 0 | 0
oh_line_TAP_OH_911225 |  | AN | node_8104401_200880667 | node_1425782_045_15463835_713 | 0.033 | unb_TAPWIRE_OH | 8104401 | no | no |  |  | no |  |  | 0 | 0 | 0 | 0
oh_line_TAP_OH_911294 |  | AN | node_8104401_200880864 | node_1423672_997_15463668_385 | 0.033 | unb_TAPWIRE_OH | 8104401 | no | no |  |  | no |  |  | 0 | 0 | 0 | 0
oh_line_TAP_OH_911295 |  | AN | node_8104401_200880866 | node_1423517_691_15466700_885 | 0.033 | unb_TAPWIRE_OH | 8104401 | no | no |  |  | no |  |  | 0 | 0 | 0 | 0
oh_line_TAP_OH_911296 |  | AN | node_8104401_200880869 | node_1423552_402_15464372_43 | 0.033 | unb_TAPWIRE_OH | 8104401 | no | no |  |  | no |  |  | 0 | 0 | 0 | 0
oh_line_TAP_OH_911297 |  | AN | node_8104401_200880871 | node_1423545_408_15465160_964 | 0.033 | unb_TAPWIRE_OH | 8104401 | no | no |  |  | no |  |  | 0 | 0 | 0 | 0
oh_line_TAP_OH_911298 |  | AN | node_8104401_200880872 | node_1423472_985_15465518_152 | 0.033 | unb_TAPWIRE_OH | 8104401 | no | no |  |  | no |  |  | 0 | 0 | 0 | 0
oh_line_TAP_OH_911299 |  | AN | node_8104401_200880877 | node_1423555_212_15466161_851 | 0.033 | unb_TAPWIRE_OH | 8104401 | no | no |  |  | no |  |  | 0 | 0 | 0 | 0
oh_line_TAP_OH_911300 |  | AN | node_8104401_200880878 | node_1423568_737_15466439_785 | 0.033 | unb_TAPWIRE_OH | 8104401 | no | no |  |  | no |  |  | 0 | 0 | 0 | 0
oh_line_TAP_OH_911359 |  | AN | node_8104401_200881172 | node_1422141_414_15462625_385 | 0.033 | unb_TAPWIRE_OH | 8104401 | no | no |  |  | no |  |  | 0 | 0 | 0 | 0
oh_line_TAP_OH_911360 |  | AN | node_8104401_200881174 | node_1419733_109_15463387_682 | 0.033 | unb_TAPWIRE_OH | 8104401 | no | no |  |  | no |  |  | 0 | 0 | 0 | 0
oh_line_TAP_OH_911361 |  | AN | node_8104401_200881177 | node_1419814_724_15464182_911 | 0.033 | unb_TAPWIRE_OH | 8104401 | no | no |  |  | no |  |  | 0 | 0 | 0 | 0
oh_line_TAP_OH_911362 |  | AN | node_8104401_200881180 | node_1419196_299_15464474_47 | 0.033 | unb_TAPWIRE_OH | 8104401 | no | no |  |  | no |  |  | 0 | 0 | 0 | 0
oh_line_TAP_OH_911363 |  | AN | node_8104401_200881183 | node_1419762_323_15465255_871 | 0.033 | unb_TAPWIRE_OH | 8104401 | no | no |  |  | no |  |  | 0 | 0 | 0 | 0
oh_line_TAP_OH_911364 |  | AN | node_8104401_200881185 | node_1421846_481_15462798_77 | 0.033 | unb_TAPWIRE_OH | 8104401 | no | no |  |  | no |  |  | 0 | 0 | 0 | 0
oh_line_TAP_OH_911365 |  | AN | node_8104401_200881192 | node_1421817_751_15463117_364 | 0.033 | unb_TAPWIRE_OH | 8104401 | no | no |  |  | no |  |  | 0 | 0 | 0 | 0
oh_line_TAP_OH_911366 |  | AN | node_8104401_200881193 | node_1421787_504_15463442_32 | 0.033 | unb_TAPWIRE_OH | 8104401 | no | no |  |  | no |  |  | 0 | 0 | 0 | 0
oh_line_TAP_OH_911367 |  | AN | node_8104401_200881194 | node_1421610_514_15463469_086 | 0.033 | unb_TAPWIRE_OH | 8104401 | no | no |  |  | no |  |  | 0 | 0 | 0 | 0
oh_line_TAP_OH_911368 |  | AN | node_8104401_200881197 | node_1421062_109_15463385_656 | 0.033 | unb_TAPWIRE_OH | 8104401 | no | no |  |  | no |  |  | 0 | 0 | 0 | 0
oh_line_TAP_OH_911369 |  | AN | node_8104401_200881208 | node_1424994_134_15459697_21 | 0.033 | unb_TAPWIRE_OH | 8104401 | no | no |  |  | no |  |  | 0 | 0 | 0 | 0
oh_line_TAP_OH_911370 |  | AN | node_8104401_200881210 | node_1425017_107_15459064_314 | 0.033 | unb_TAPWIRE_OH | 8104401 | no | no |  |  | no |  |  | 0 | 0 | 0 | 0
oh_line_TAP_OH_911371 |  | AN | node_8104401_200881213 | node_1424033_949_15463018_612 | 0.033 | unb_TAPWIRE_OH | 8104401 | no | no |  |  | no |  |  | 0 | 0 | 0 | 0
oh_line_TAP_OH_911372 |  | AN | node_8104401_200881219 | node_1425158_416_15456984_978 | 0.033 | unb_TAPWIRE_OH | 8104401 | no | no |  |  | no |  |  | 0 | 0 | 0 | 0
oh_line_TAP_OH_911373 |  | AN | node_8104401_200881221 | node_1425148_384_15456666_221 | 0.033 | unb_TAPWIRE_OH | 8104401 | no | no |  |  | no |  |  | 0 | 0 | 0 | 0
oh_line_TAP_OH_911374 |  | AN | node_8104401_200881229 | node_1426728_565_15468315_988 | 0.033 | unb_TAPWIRE_OH | 8104401 | no | no |  |  | no |  |  | 0 | 0 | 0 | 0
oh_line_TAP_OH_911473 |  | AN | node_8104401_200881563 | node_1430431_201_15414318_675 | 0.033 | unb_TAPWIRE_OH | 8104401 | no | no |  |  | no |  |  | 0 | 0 | 0 | 0
oh_line_TAP_OH_911474 |  | AN | node_8104401_200881571 | node_1430706_709_15415944_501 | 0.033 | unb_TAPWIRE_OH | 8104401 | no | no |  |  | no |  |  | 0 | 0 | 0 | 0
oh_line_TAP_OH_911475 |  | AN | node_8104401_200881580 | node_1432977_356_15419385_409 | 0.033 | unb_TAPWIRE_OH | 8104401 | no | no |  |  | no |  |  | 0 | 0 | 0 | 0
oh_line_TAP_OH_911476 |  | AN | node_8104401_200881582 | node_1433260_096_15419810_437 | 0.033 | unb_TAPWIRE_OH | 8104401 | no | no |  |  | no |  |  | 0 | 0 | 0 | 0
oh_line_TAP_OH_911477 |  | AN | node_8104401_200881587 | node_1433526_124_15420806_918 | 0.033 | unb_TAPWIRE_OH | 8104401 | no | no |  |  | no |  |  | 0 | 0 | 0 | 0
oh_line_TAP_OH_911590 |  | AN | node_8104401_200881924 | node_1429188_042_15409965_279 | 0.033 | unb_TAPWIRE_OH | 8104401 | no | no |  |  | no |  |  | 0 | 0 | 0 | 0
oh_line_TAP_OH_911591 |  | AN | node_8104401_200881927 | node_1427927_42_15410013_457 | 0.033 | unb_TAPWIRE_OH | 8104401 | no | no |  |  | no |  |  | 0 | 0 | 0 | 0
oh_line_TAP_OH_911592 |  | AN | node_8104401_200881931 | node_1429903_896_15412730_729 | 0.033 | unb_TAPWIRE_OH | 8104401 | no | no |  |  | no |  |  | 0 | 0 | 0 | 0
oh_line_TAP_OH_911593 |  | AN | node_8104401_200881932 | node_1429735_26_15412704_981 | 0.033 | unb_TAPWIRE_OH | 8104401 | no | no |  |  | no |  |  | 0 | 0 | 0 | 0
oh_line_TAP_OH_911594 |  | AN | node_8104401_200881935 | node_1430079_139_15412502_864 | 0.033 | unb_TAPWIRE_OH | 8104401 | no | no |  |  | no |  |  | 0 | 0 | 0 | 0
oh_line_TAP_OH_911595 |  | AN | node_8104401_200881938 | node_1429810_053_15412024_343 | 0.033 | unb_TAPWIRE_OH | 8104401 | no | no |  |  | no |  |  | 0 | 0 | 0 | 0
oh_line_TAP_OH_911624 |  | AN | node_8104401_200882068 | node_1431834_933_15416760_113 | 0.033 | unb_TAPWIRE_OH | 8104401 | no | no |  |  | no |  |  | 0 | 0 | 0 | 0
oh_line_TAP_OH_911625 |  | AN | node_8104401_200882071 | node_1432421_823_15416123_113 | 0.033 | unb_TAPWIRE_OH | 8104401 | no | no |  |  | no |  |  | 0 | 0 | 0 | 0
oh_line_TAP_OH_911626 |  | AN | node_8104401_200882073 | node_1432998_114_15416893_704 | 0.033 | unb_TAPWIRE_OH | 8104401 | no | no |  |  | no |  |  | 0 | 0 | 0 | 0
oh_line_TAP_OH_911677 |  | AN | node_8104401_200882250 | node_1430628_554_15416122_48 | 0.033 | unb_TAPWIRE_OH | 8104401 | no | no |  |  | no |  |  | 0 | 0 | 0 | 0
oh_line_TAP_OH_911678 |  | AN | node_8104401_200882253 | node_1430152_546_15416361_147 | 0.033 | unb_TAPWIRE_OH | 8104401 | no | no |  |  | no |  |  | 0 | 0 | 0 | 0
oh_line_TAP_OH_911778 |  | AN | node_8104401_200882610 | node_1403218_052_15449838_39 | 0.033 | unb_TAPWIRE_OH | 8104401 | no | no |  |  | no |  |  | 0 | 0 | 0 | 0
oh_line_TAP_OH_911779 |  | AN | node_8104401_200882612 | node_1403687_628_15449633_519 | 0.033 | unb_TAPWIRE_OH | 8104401 | no | no |  |  | no |  |  | 0 | 0 | 0 | 0
oh_line_TAP_OH_911780 |  | AN | node_8104401_200882615 | node_1403996_868_15448813_514 | 0.033 | unb_TAPWIRE_OH | 8104401 | no | no |  |  | no |  |  | 0 | 0 | 0 | 0
oh_line_TAP_OH_911781 |  | AN | node_8104401_200882616 | node_1404049_765_15448529_158 | 0.033 | unb_TAPWIRE_OH | 8104401 | no | no |  |  | no |  |  | 0 | 0 | 0 | 0
oh_line_TAP_OH_911782 |  | AN | node_8104401_200882625 | node_1405245_341_15447569_72 | 0.033 | unb_TAPWIRE_OH | 8104401 | no | no |  |  | no |  |  | 0 | 0 | 0 | 0
oh_line_TAP_OH_911783 |  | AN | node_8104401_200882628 | node_1399505_271_15449348_762 | 0.033 | unb_TAPWIRE_OH | 8104401 | no | no |  |  | no |  |  | 0 | 0 | 0 | 0
oh_line_TAP_OH_911784 |  | AN | node_8104401_200882629 | node_1399879_416_15449335_817 | 0.033 | unb_TAPWIRE_OH | 8104401 | no | no |  |  | no |  |  | 0 | 0 | 0 | 0
oh_line_TAP_OH_911785 |  | AN | node_8104401_200882631 | node_1400278_369_15449337_2 | 0.033 | unb_TAPWIRE_OH | 8104401 | no | no |  |  | no |  |  | 0 | 0 | 0 | 0
oh_line_TAP_OH_911788 |  | AN | node_8104401_200882651 | node_1396048_371_15438414_53 | 0.033 | unb_TAPWIRE_OH | 8104401 | no | no |  |  | no |  |  | 0 | 0 | 0 | 0
oh_line_TAP_OH_911789 |  | AN | node_8104401_200882655 | node_1396827_294_15439334_015 | 0.033 | unb_TAPWIRE_OH | 8104401 | no | no |  |  | no |  |  | 0 | 0 | 0 | 0
oh_line_TAP_OH_911790 |  | AN | node_8104401_200882657 | node_1397059_357_15439413_42 | 0.033 | unb_TAPWIRE_OH | 8104401 | no | no |  |  | no |  |  | 0 | 0 | 0 | 0
oh_line_TAP_OH_911791 |  | AN | node_8104401_200882658 | node_1397106_723_15439714_44 | 0.033 | unb_TAPWIRE_OH | 8104401 | no | no |  |  | no |  |  | 0 | 0 | 0 | 0
oh_line_TAP_OH_911792 |  | AN | node_8104401_200882659 | node_1397065_165_15439882_927 | 0.033 | unb_TAPWIRE_OH | 8104401 | no | no |  |  | no |  |  | 0 | 0 | 0 | 0
oh_line_TAP_OH_911793 |  | AN | node_8104401_200882661 | node_1397202_238_15440258_114 | 0.033 | unb_TAPWIRE_OH | 8104401 | no | no |  |  | no |  |  | 0 | 0 | 0 | 0
oh_line_TAP_OH_911794 |  | AN | node_8104401_200882663 | node_1397465_61_15440884_214 | 0.033 | unb_TAPWIRE_OH | 8104401 | no | no |  |  | no |  |  | 0 | 0 | 0 | 0
oh_line_TAP_OH_911843 |  | AN | node_8104401_200882857 | node_1400700_105_15440942_687 | 0.033 | unb_TAPWIRE_OH | 8104401 | no | no |  |  | no |  |  | 0 | 0 | 0 | 0
oh_line_TAP_OH_911844 |  | AN | node_8104401_200882858 | node_1404914_806_15437833_219 | 0.033 | unb_TAPWIRE_OH | 8104401 | no | no |  |  | no |  |  | 0 | 0 | 0 | 0
oh_line_TAP_OH_911845 |  | AN | node_8104401_200882859 | node_1403965_259_15441916_262 | 0.033 | unb_TAPWIRE_OH | 8104401 | no | no |  |  | no |  |  | 0 | 0 | 0 | 0
oh_line_TAP_OH_911846 |  | AN | node_8104401_200882860 | node_1403767_621_15439259_888 | 0.033 | unb_TAPWIRE_OH | 8104401 | no | no |  |  | no |  |  | 0 | 0 | 0 | 0
oh_line_TAP_OH_911847 |  | AN | node_8104401_200882861 | node_1403496_184_15439400_613 | 0.033 | unb_TAPWIRE_OH | 8104401 | no | no |  |  | no |  |  | 0 | 0 | 0 | 0
oh_line_TAP_OH_911848 |  | AN | node_8104401_200882862 | node_1403269_46_15439533_701 | 0.033 | unb_TAPWIRE_OH | 8104401 | no | no |  |  | no |  |  | 0 | 0 | 0 | 0
oh_line_TAP_OH_911849 |  | AN | node_8104401_200882864 | node_1402765_758_15439777_634 | 0.033 | unb_TAPWIRE_OH | 8104401 | no | no |  |  | no |  |  | 0 | 0 | 0 | 0
oh_line_TAP_OH_911850 |  | AN | node_8104401_200882865 | node_1402397_498_15439912_545 | 0.033 | unb_TAPWIRE_OH | 8104401 | no | no |  |  | no |  |  | 0 | 0 | 0 | 0
oh_line_TAP_OH_911851 |  | AN | node_8104401_200882876 | node_1404492_519_15438843_98 | 0.033 | unb_TAPWIRE_OH | 8104401 | no | no |  |  | no |  |  | 0 | 0 | 0 | 0
oh_line_TAP_OH_911852 |  | AN | node_8104401_200882877 | node_1404088_403_15439072_493 | 0.033 | unb_TAPWIRE_OH | 8104401 | no | no |  |  | no |  |  | 0 | 0 | 0 | 0
oh_line_TAP_OH_911853 |  | AN | node_8104401_200882884 | node_1401740_922_15434959_269 | 0.033 | unb_TAPWIRE_OH | 8104401 | no | no |  |  | no |  |  | 0 | 0 | 0 | 0
oh_line_TAP_OH_911854 |  | AN | node_8104401_200882885 | node_1401624_05_15434821_533 | 0.033 | unb_TAPWIRE_OH | 8104401 | no | no |  |  | no |  |  | 0 | 0 | 0 | 0
oh_line_TAP_OH_912877 |  | AN | node_8104401_200886444 | node_1394944_211_15412191_695 | 0.033 | unb_TAPWIRE_OH | 8104401 | no | no |  |  | no |  |  | 0 | 0 | 0 | 0
oh_line_TAP_OH_912879 |  | AN | node_8104401_200886459 | node_1396385_157_15412507_209 | 0.033 | unb_TAPWIRE_OH | 8104401 | no | no |  |  | no |  |  | 0 | 0 | 0 | 0
oh_line_TAP_OH_912880 |  | AN | node_8104401_200886462 | node_1395673_943_15412398_176 | 0.033 | unb_TAPWIRE_OH | 8104401 | no | no |  |  | no |  |  | 0 | 0 | 0 | 0
oh_line_TAP_OH_912881 |  | AN | node_8104401_200886464 | node_1395212_24_15411874_019 | 0.033 | unb_TAPWIRE_OH | 8104401 | no | no |  |  | no |  |  | 0 | 0 | 0 | 0
oh_line_TAP_OH_912882 |  | AN | node_8104401_200886466 | node_1394848_557_15411697_578 | 0.033 | unb_TAPWIRE_OH | 8104401 | no | no |  |  | no |  |  | 0 | 0 | 0 | 0
oh_line_TAP_OH_912883 |  | AN | node_8104401_200886468 | node_1394505_213_15411587_712 | 0.033 | unb_TAPWIRE_OH | 8104401 | no | no |  |  | no |  |  | 0 | 0 | 0 | 0
oh_line_TAP_OH_912884 |  | AN | node_8104401_200886469 | node_1394195_858_15411423_307 | 0.033 | unb_TAPWIRE_OH | 8104401 | no | no |  |  | no |  |  | 0 | 0 | 0 | 0
oh_line_TAP_OH_912885 |  | AN | node_8104401_200886471 | node_1393798_573_15411206_981 | 0.033 | unb_TAPWIRE_OH | 8104401 | no | no |  |  | no |  |  | 0 | 0 | 0 | 0
oh_line_TAP_OH_912886 |  | AN | node_8104401_200886480 | node_1400172_163_15426284_605 | 0.033 | unb_TAPWIRE_OH | 8104401 | no | no |  |  | no |  |  | 0 | 0 | 0 | 0
oh_line_TAP_OH_912887 |  | AN | node_8104401_200886484 | node_1400980_217_15425231_737 | 0.033 | unb_TAPWIRE_OH | 8104401 | no | no |  |  | no |  |  | 0 | 0 | 0 | 0
oh_line_TAP_OH_912888 |  | AN | node_8104401_200886486 | node_1401318_695_15425019_179 | 0.033 | unb_TAPWIRE_OH | 8104401 | no | no |  |  | no |  |  | 0 | 0 | 0 | 0
oh_line_TAP_OH_912889 |  | AN | node_8104401_200886489 | node_1402098_713_15424389_786 | 0.033 | unb_TAPWIRE_OH | 8104401 | no | no |  |  | no |  |  | 0 | 0 | 0 | 0
oh_line_TAP_OH_912890 |  | AN | node_8104401_200886492 | node_1402650_013_15423643_101 | 0.033 | unb_TAPWIRE_OH | 8104401 | no | no |  |  | no |  |  | 0 | 0 | 0 | 0
oh_line_TAP_OH_912892 |  | AN | node_8104401_200886494 | node_1402933_923_15423265_888 | 0.033 | unb_TAPWIRE_OH | 8104401 | no | no |  |  | no |  |  | 0 | 0 | 0 | 0
oh_line_TAP_OH_912893 |  | AN | node_8104401_200886498 | node_1403304_358_15422159_563 | 0.033 | unb_TAPWIRE_OH | 8104401 | no | no |  |  | no |  |  | 0 | 0 | 0 | 0
oh_line_TAP_OH_912894 |  | AN | node_8104401_200886500 | node_1402441_687_15421989_643 | 0.033 | unb_TAPWIRE_OH | 8104401 | no | no |  |  | no |  |  | 0 | 0 | 0 | 0
oh_line_TAP_OH_912895 |  | AN | node_8104401_200886502 | node_1403393_501_15421595_025 | 0.033 | unb_TAPWIRE_OH | 8104401 | no | no |  |  | no |  |  | 0 | 0 | 0 | 0
oh_line_TAP_OH_912896 |  | AN | node_8104401_200886504 | node_1403465_544_15420930_885 | 0.033 | unb_TAPWIRE_OH | 8104401 | no | no |  |  | no |  |  | 0 | 0 | 0 | 0
oh_line_TAP_OH_912897 |  | AN | node_8104401_200886505 | node_1403518_664_15420402_029 | 0.033 | unb_TAPWIRE_OH | 8104401 | no | no |  |  | no |  |  | 0 | 0 | 0 | 0
oh_line_TAP_OH_912898 |  | AN | node_8104401_200886507 | node_1403628_537_15419329_944 | 0.033 | unb_TAPWIRE_OH | 8104401 | no | no |  |  | no |  |  | 0 | 0 | 0 | 0
oh_line_TAP_OH_912899 |  | AN | node_8104401_200886511 | node_1403546_19_15418848_059 | 0.033 | unb_TAPWIRE_OH | 8104401 | no | no |  |  | no |  |  | 0 | 0 | 0 | 0
oh_line_TAP_OH_912900 |  | AN | node_8104401_200886514 | node_1403526_89_15418324_988 | 0.033 | unb_TAPWIRE_OH | 8104401 | no | no |  |  | no |  |  | 0 | 0 | 0 | 0
oh_line_TAP_OH_912901 |  | AN | node_8104401_200886515 | node_1403500_412_15417766_032 | 0.033 | unb_TAPWIRE_OH | 8104401 | no | no |  |  | no |  |  | 0 | 0 | 0 | 0
oh_line_TAP_OH_912902 |  | AN | node_8104401_200886517 | node_1403487_122_15417304_47 | 0.033 | unb_TAPWIRE_OH | 8104401 | no | no |  |  | no |  |  | 0 | 0 | 0 | 0
oh_line_TAP_OH_912903 |  | AN | node_8104401_200886520 | node_1404276_861_15417395_622 | 0.033 | unb_TAPWIRE_OH | 8104401 | no | no |  |  | no |  |  | 0 | 0 | 0 | 0
oh_line_TAP_OH_912904 |  | AN | node_8104401_200886525 | node_1402787_981_15417047_914 | 0.033 | unb_TAPWIRE_OH | 8104401 | no | no |  |  | no |  |  | 0 | 0 | 0 | 0
oh_line_TAP_OH_912905 |  | AN | node_8104401_200886526 | node_1403507_697_15416696_599 | 0.033 | unb_TAPWIRE_OH | 8104401 | no | no |  |  | no |  |  | 0 | 0 | 0 | 0
oh_line_TAP_OH_912906 |  | AN | node_8104401_200886528 | node_1403448_916_15416362_184 | 0.033 | unb_TAPWIRE_OH | 8104401 | no | no |  |  | no |  |  | 0 | 0 | 0 | 0
oh_line_TAP_OH_912907 |  | AN | node_8104401_200886530 | node_1403395_111_15416035_168 | 0.033 | unb_TAPWIRE_OH | 8104401 | no | no |  |  | no |  |  | 0 | 0 | 0 | 0
oh_line_TAP_OH_912908 |  | AN | node_8104401_200886533 | node_1403136_996_15415717_975 | 0.033 | unb_TAPWIRE_OH | 8104401 | no | no |  |  | no |  |  | 0 | 0 | 0 | 0
oh_line_TAP_OH_912909 |  | AN | node_8104401_200886537 | node_1401811_494_15415666_964 | 0.033 | unb_TAPWIRE_OH | 8104401 | no | no |  |  | no |  |  | 0 | 0 | 0 | 0
oh_line_TAP_OH_912910 |  | AN | node_8104401_200886538 | node_1402133_844_15415679_275 | 0.033 | unb_TAPWIRE_OH | 8104401 | no | no |  |  | no |  |  | 0 | 0 | 0 | 0
oh_line_TAP_OH_912911 |  | AN | node_8104401_200886541 | node_1401374_353_15415607_32 | 0.033 | unb_TAPWIRE_OH | 8104401 | no | no |  |  | no |  |  | 0 | 0 | 0 | 0
oh_line_TAP_OH_912912 |  | AN | node_8104401_200886544 | node_1400667_305_15415396_011 | 0.033 | unb_TAPWIRE_OH | 8104401 | no | no |  |  | no |  |  | 0 | 0 | 0 | 0
oh_line_TAP_OH_912931 |  | AN | node_8104401_200886607 | node_1394102_994_15427750_474 | 0.033 | unb_TAPWIRE_OH | 8104401 | no | no |  |  | no |  |  | 0 | 0 | 0 | 0
oh_line_TAP_OH_912932 |  | AN | node_8104401_200886611 | node_1394069_381_15428285_603 | 0.033 | unb_TAPWIRE_OH | 8104401 | no | no |  |  | no |  |  | 0 | 0 | 0 | 0
oh_line_TAP_OH_912933 |  | AN | node_8104401_200886613 | node_1393791_74_15428320_269 | 0.033 | unb_TAPWIRE_OH | 8104401 | no | no |  |  | no |  |  | 0 | 0 | 0 | 0
oh_line_TAP_OH_912934 |  | AN | node_8104401_200886614 | node_1393576_473_15428287_274 | 0.033 | unb_TAPWIRE_OH | 8104401 | no | no |  |  | no |  |  | 0 | 0 | 0 | 0
oh_line_TAP_OH_912935 |  | AN | node_8104401_200886615 | node_1394016_843_15428592_451 | 0.033 | unb_TAPWIRE_OH | 8104401 | no | no |  |  | no |  |  | 0 | 0 | 0 | 0
oh_line_TAP_OH_912936 |  | AN | node_8104401_200886628 | node_1394463_328_15427760_946 | 0.033 | unb_TAPWIRE_OH | 8104401 | no | no |  |  | no |  |  | 0 | 0 | 0 | 0
oh_line_TAP_OH_912937 |  | AN | node_8104401_200886634 | node_1394508_254_15433797_466 | 0.033 | unb_TAPWIRE_OH | 8104401 | no | no |  |  | no |  |  | 0 | 0 | 0 | 0
oh_line_TAP_OH_912938 |  | AN | node_8104401_200886635 | node_1394556_055_15434097_63 | 0.033 | unb_TAPWIRE_OH | 8104401 | no | no |  |  | no |  |  | 0 | 0 | 0 | 0
oh_line_TAP_OH_912939 |  | AN | node_8104401_200886637 | node_1394452_851_15427944_031 | 0.033 | unb_TAPWIRE_OH | 8104401 | no | no |  |  | no |  |  | 0 | 0 | 0 | 0
oh_line_TAP_OH_912940 |  | AN | node_8104401_200886638 | node_1394438_076_15428174_005 | 0.033 | unb_TAPWIRE_OH | 8104401 | no | no |  |  | no |  |  | 0 | 0 | 0 | 0
oh_line_TAP_OH_912941 |  | AN | node_8104401_200886639 | node_1394416_392_15428482_562 | 0.033 | unb_TAPWIRE_OH | 8104401 | no | no |  |  | no |  |  | 0 | 0 | 0 | 0
oh_line_TAP_OH_912942 |  | AN | node_8104401_200886642 | node_1394357_436_15429215_452 | 0.033 | unb_TAPWIRE_OH | 8104401 | no | no |  |  | no |  |  | 0 | 0 | 0 | 0
oh_line_TAP_OH_912943 |  | AN | node_8104401_200886648 | node_1394675_099_15423476_388 | 0.033 | unb_TAPWIRE_OH | 8104401 | no | no |  |  | no |  |  | 0 | 0 | 0 | 0
oh_line_TAP_OH_912944 |  | AN | node_8104401_200886651 | node_1394539_635_15422302_62 | 0.033 | unb_TAPWIRE_OH | 8104401 | no | no |  |  | no |  |  | 0 | 0 | 0 | 0
oh_line_TAP_OH_912945 |  | AN | node_8104401_200886659 | node_1394004_213_15420268_374 | 0.033 | unb_TAPWIRE_OH | 8104401 | no | no |  |  | no |  |  | 0 | 0 | 0 | 0
oh_line_TAP_OH_912946 |  | AN | node_8104401_200886660 | node_1393862_554_15419840_214 | 0.033 | unb_TAPWIRE_OH | 8104401 | no | no |  |  | no |  |  | 0 | 0 | 0 | 0
oh_line_TAP_OH_912947 |  | AN | node_8104401_200886662 | node_1393581_896_15418996_529 | 0.033 | unb_TAPWIRE_OH | 8104401 | no | no |  |  | no |  |  | 0 | 0 | 0 | 0
oh_line_TAP_OH_912948 |  | AN | node_8104401_200886664 | node_1393518_787_15418826_352 | 0.033 | unb_TAPWIRE_OH | 8104401 | no | no |  |  | no |  |  | 0 | 0 | 0 | 0
oh_line_TAP_OH_912949 |  | AN | node_8104401_200886668 | node_1393785_367_15418312_689 | 0.033 | unb_TAPWIRE_OH | 8104401 | no | no |  |  | no |  |  | 0 | 0 | 0 | 0
oh_line_TAP_OH_912950 |  | AN | node_8104401_200886669 | node_1394085_939_15418157_635 | 0.033 | unb_TAPWIRE_OH | 8104401 | no | no |  |  | no |  |  | 0 | 0 | 0 | 0
oh_line_TAP_OH_912951 |  | AN | node_8104401_200886670 | node_1393493_999_15418325_546 | 0.033 | unb_TAPWIRE_OH | 8104401 | no | no |  |  | no |  |  | 0 | 0 | 0 | 0
oh_line_TAP_OH_912952 |  | AN | node_8104401_200886672 | node_1393280_013_15418151_059 | 0.033 | unb_TAPWIRE_OH | 8104401 | no | no |  |  | no |  |  | 0 | 0 | 0 | 0
oh_line_TAP_OH_912953 |  | AN | node_8104401_200886675 | node_1393331_762_15417811_651 | 0.033 | unb_TAPWIRE_OH | 8104401 | no | no |  |  | no |  |  | 0 | 0 | 0 | 0
oh_line_TAP_OH_912954 |  | AN | node_8104401_200886677 | node_1394535_187_15427096_951 | 0.033 | unb_TAPWIRE_OH | 8104401 | no | no |  |  | no |  |  | 0 | 0 | 0 | 0
oh_line_TAP_OH_912955 |  | AN | node_8104401_200886679 | node_1393065_102_15417216_264 | 0.033 | unb_TAPWIRE_OH | 8104401 | no | no |  |  | no |  |  | 0 | 0 | 0 | 0
oh_line_TAP_OH_912956 |  | AN | node_8104401_200886682 | node_1394508_454_15426865_965 | 0.033 | unb_TAPWIRE_OH | 8104401 | no | no |  |  | no |  |  | 0 | 0 | 0 | 0
oh_line_TAP_OH_912957 |  | AN | node_8104401_200886686 | node_1394384_024_15426655_327 | 0.033 | unb_TAPWIRE_OH | 8104401 | no | no |  |  | no |  |  | 0 | 0 | 0 | 0
oh_line_TAP_OH_912958 |  | AN | node_8104401_200886691 | node_1394574_407_15425817_192 | 0.033 | unb_TAPWIRE_OH | 8104401 | no | no |  |  | no |  |  | 0 | 0 | 0 | 0
oh_line_TAP_OH_912959 |  | AN | node_8104401_200886693 | node_1394615_695_15425582_322 | 0.033 | unb_TAPWIRE_OH | 8104401 | no | no |  |  | no |  |  | 0 | 0 | 0 | 0
oh_line_TAP_OH_912960 |  | AN | node_8104401_200886695 | node_1394651_207_15425341_365 | 0.033 | unb_TAPWIRE_OH | 8104401 | no | no |  |  | no |  |  | 0 | 0 | 0 | 0
oh_line_TAP_OH_912961 |  | AN | node_8104401_200886700 | node_1402245_671_15426065_639 | 0.033 | unb_TAPWIRE_OH | 8104401 | no | no |  |  | no |  |  | 0 | 0 | 0 | 0
oh_line_TAP_OH_912962 |  | AN | node_8104401_200886702 | node_1402953_424_15426676_072 | 0.033 | unb_TAPWIRE_OH | 8104401 | no | no |  |  | no |  |  | 0 | 0 | 0 | 0
oh_line_TAP_OH_912963 |  | AN | node_8104401_200886703 | node_1403343_998_15427023_508 | 0.033 | unb_TAPWIRE_OH | 8104401 | no | no |  |  | no |  |  | 0 | 0 | 0 | 0
oh_line_TAP_OH_912964 |  | AN | node_8104401_200886706 | node_1403761_559_15427254_079 | 0.033 | unb_TAPWIRE_OH | 8104401 | no | no |  |  | no |  |  | 0 | 0 | 0 | 0
oh_line_TAP_OH_912965 |  | AN | node_8104401_200886707 | node_1403781_75_15427520_591 | 0.033 | unb_TAPWIRE_OH | 8104401 | no | no |  |  | no |  |  | 0 | 0 | 0 | 0
oh_line_TAP_OH_912966 |  | AN | node_8104401_200886709 | node_1404083_933_15427943_028 | 0.033 | unb_TAPWIRE_OH | 8104401 | no | no |  |  | no |  |  | 0 | 0 | 0 | 0
oh_line_TAP_OH_912967 |  | AN | node_8104401_200886711 | node_1404234_015_15428193_061 | 0.033 | unb_TAPWIRE_OH | 8104401 | no | no |  |  | no |  |  | 0 | 0 | 0 | 0
oh_line_TAP_OH_912968 |  | AN | node_8104401_200886713 | node_1404448_106_15428499_305 | 0.033 | unb_TAPWIRE_OH | 8104401 | no | no |  |  | no |  |  | 0 | 0 | 0 | 0
oh_line_TAP_OH_912969 |  | AN | node_8104401_200886715 | node_1404609_627_15428744_802 | 0.033 | unb_TAPWIRE_OH | 8104401 | no | no |  |  | no |  |  | 0 | 0 | 0 | 0
oh_line_TAP_OH_912970 |  | AN | node_8104401_200886717 | node_1404726_288_15429040_725 | 0.033 | unb_TAPWIRE_OH | 8104401 | no | no |  |  | no |  |  | 0 | 0 | 0 | 0
oh_line_TAP_OH_912971 |  | AN | node_8104401_200886719 | node_1404894_055_15429496_394 | 0.033 | unb_TAPWIRE_OH | 8104401 | no | no |  |  | no |  |  | 0 | 0 | 0 | 0
oh_line_TAP_OH_912972 |  | AN | node_8104401_200886721 | node_1404601_889_15429399_783 | 0.033 | unb_TAPWIRE_OH | 8104401 | no | no |  |  | no |  |  | 0 | 0 | 0 | 0
oh_line_TAP_OH_912973 |  | AN | node_8104401_200886722 | node_1405340_689_15429257_02 | 0.033 | unb_TAPWIRE_OH | 8104401 | no | no |  |  | no |  |  | 0 | 0 | 0 | 0
oh_line_TAP_OH_912982 |  | AN | node_8104401_200886743 | node_1402385_557_15413425_751 | 0.033 | unb_TAPWIRE_OH | 8104401 | no | no |  |  | no |  |  | 0 | 0 | 0 | 0
oh_line_TAP_OH_912983 |  | AN | node_8104401_200886752 | node_1403080_104_15411413_508 | 0.033 | unb_TAPWIRE_OH | 8104401 | no | no |  |  | no |  |  | 0 | 0 | 0 | 0
oh_line_TAP_OH_913040 |  | AN | node_8104401_200886910 | node_1396414_117_15431710_121 | 0.033 | unb_TAPWIRE_OH | 8104401 | no | no |  |  | no |  |  | 0 | 0 | 0 | 0
oh_line_TAP_OH_913041 |  | AN | node_8104401_200886911 | node_1399413_495_15427599_858 | 0.033 | unb_TAPWIRE_OH | 8104401 | no | no |  |  | no |  |  | 0 | 0 | 0 | 0
oh_line_TAP_OH_913042 |  | AN | node_8104401_200886913 | node_1399346_953_15427847_544 | 0.033 | unb_TAPWIRE_OH | 8104401 | no | no |  |  | no |  |  | 0 | 0 | 0 | 0
oh_line_TAP_OH_913043 |  | AN | node_8104401_200886915 | node_1399368_763_15428716_159 | 0.033 | unb_TAPWIRE_OH | 8104401 | no | no |  |  | no |  |  | 0 | 0 | 0 | 0
oh_line_TAP_OH_913044 |  | AN | node_8104401_200886918 | node_1399313_523_15429944_418 | 0.033 | unb_TAPWIRE_OH | 8104401 | no | no |  |  | no |  |  | 0 | 0 | 0 | 0
oh_line_TAP_OH_913074 |  | AN | node_8104401_200887003 | node_1405527_6_15427561_972 | 0.033 | unb_TAPWIRE_OH | 8104401 | no | no |  |  | no |  |  | 0 | 0 | 0 | 0
oh_line_TAP_OH_913075 |  | AN | node_8104401_200887006 | node_1405523_121_15427272_278 | 0.033 | unb_TAPWIRE_OH | 8104401 | no | no |  |  | no |  |  | 0 | 0 | 0 | 0
oh_line_TAP_OH_913076 |  | AN | node_8104401_200887007 | node_1405355_018_15427055_687 | 0.033 | unb_TAPWIRE_OH | 8104401 | no | no |  |  | no |  |  | 0 | 0 | 0 | 0
oh_line_TAP_OH_913077 |  | AN | node_8104401_200887012 | node_1404521_252_15426827_892 | 0.033 | unb_TAPWIRE_OH | 8104401 | no | no |  |  | no |  |  | 0 | 0 | 0 | 0
oh_line_TAP_OH_913078 |  | AN | node_8104401_200887013 | node_1405088_685_15428979_957 | 0.033 | unb_TAPWIRE_OH | 8104401 | no | no |  |  | no |  |  | 0 | 0 | 0 | 0
oh_line_TAP_OH_913079 |  | AN | node_8104401_200887015 | node_1404985_351_15428683_737 | 0.033 | unb_TAPWIRE_OH | 8104401 | no | no |  |  | no |  |  | 0 | 0 | 0 | 0
oh_line_TAP_OH_913080 |  | AN | node_8104401_200887017 | node_1405341_453_15428685_519 | 0.033 | unb_TAPWIRE_OH | 8104401 | no | no |  |  | no |  |  | 0 | 0 | 0 | 0
oh_line_TAP_OH_913081 |  | AN | node_8104401_200887020 | node_1405581_824_15428241_487 | 0.033 | unb_TAPWIRE_OH | 8104401 | no | no |  |  | no |  |  | 0 | 0 | 0 | 0
oh_line_TAP_OH_913083 |  | AN | node_8104401_200887025 | node_1403479_396_15419567_537 | 0.033 | unb_TAPWIRE_OH | 8104401 | no | no |  |  | no |  |  | 0 | 0 | 0 | 0
oh_line_TAP_OH_913084 |  | AN | node_8104401_200887033 | node_1398031_901_15419592_522 | 0.033 | unb_TAPWIRE_OH | 8104401 | no | no |  |  | no |  |  | 0 | 0 | 0 | 0
oh_line_TAP_OH_913085 |  | AN | node_8104401_200887034 | node_1397846_608_15419544_172 | 0.033 | unb_TAPWIRE_OH | 8104401 | no | no |  |  | no |  |  | 0 | 0 | 0 | 0
oh_line_TAP_OH_913086 |  | AN | node_8104401_200887035 | node_1397684_023_15419310_984 | 0.033 | unb_TAPWIRE_OH | 8104401 | no | no |  |  | no |  |  | 0 | 0 | 0 | 0
oh_line_TAP_OH_913087 |  | AN | node_8104401_200887041 | node_1399870_556_15420049_195 | 0.033 | unb_TAPWIRE_OH | 8104401 | no | no |  |  | no |  |  | 0 | 0 | 0 | 0
oh_line_TAP_OH_913088 |  | AN | node_8104401_200887043 | node_1399236_287_15420038_603 | 0.033 | unb_TAPWIRE_OH | 8104401 | no | no |  |  | no |  |  | 0 | 0 | 0 | 0
oh_line_TAP_OH_913089 |  | AN | node_8104401_200887048 | node_1401159_365_15420121_54 | 0.033 | unb_TAPWIRE_OH | 8104401 | no | no |  |  | no |  |  | 0 | 0 | 0 | 0
oh_line_TAP_OH_913090 |  | AN | node_8104401_200887050 | node_1401423_295_15420072_394 | 0.033 | unb_TAPWIRE_OH | 8104401 | no | no |  |  | no |  |  | 0 | 0 | 0 | 0
oh_line_TAP_OH_913091 |  | AN | node_8104401_200887051 | node_1401690_633_15420027_668 | 0.033 | unb_TAPWIRE_OH | 8104401 | no | no |  |  | no |  |  | 0 | 0 | 0 | 0
oh_line_TAP_OH_913092 |  | AN | node_8104401_200887053 | node_1402233_821_15419930_663 | 0.033 | unb_TAPWIRE_OH | 8104401 | no | no |  |  | no |  |  | 0 | 0 | 0 | 0
oh_line_TAP_OH_913093 |  | AN | node_8104401_200887056 | node_1400604_555_15425087_266 | 0.033 | unb_TAPWIRE_OH | 8104401 | no | no |  |  | no |  |  | 0 | 0 | 0 | 0
oh_line_TAP_OH_913094 |  | AN | node_8104401_200887063 | node_1399830_323_15412017_671 | 0.033 | unb_TAPWIRE_OH | 8104401 | no | no |  |  | no |  |  | 0 | 0 | 0 | 0
oh_line_TAP_OH_913095 |  | AN | node_8104401_200887067 | node_1397715_943_15411834_98 | 0.033 | unb_TAPWIRE_OH | 8104401 | no | no |  |  | no |  |  | 0 | 0 | 0 | 0
oh_line_TAP_OH_913096 |  | AN | node_8104401_200887071 | node_1398863_416_15411778_669 | 0.033 | unb_TAPWIRE_OH | 8104401 | no | no |  |  | no |  |  | 0 | 0 | 0 | 0
oh_line_TAP_OH_913097 |  | AN | node_8104401_200887092 | node_1391556_38_15428139_301 | 0.033 | unb_TAPWIRE_OH | 8104401 | no | no |  |  | no |  |  | 0 | 0 | 0 | 0
oh_line_TAP_OH_913098 |  | AN | node_8104401_200887101 | node_1393192_115_15427712_561 | 0.033 | unb_TAPWIRE_OH | 8104401 | no | no |  |  | no |  |  | 0 | 0 | 0 | 0
oh_line_TAP_OH_913099 |  | AN | node_8104401_200887108 | node_1393927_024_15427265_359 | 0.033 | unb_TAPWIRE_OH | 8104401 | no | no |  |  | no |  |  | 0 | 0 | 0 | 0
oh_line_TAP_OH_913100 |  | ABCN | node_8104401_200887110 | node_1394269_501_15427359_641 | 0.033 | unb_TAPWIRE_OH | 8104401 | no | no |  |  | no |  |  | 0 | 0 | 0 | 0
oh_line_TAP_OH_913101 |  | ABCN | node_8104401_200887114 | node_1394771_417_15427379_464 | 0.033 | unb_TAPWIRE_OH | 8104401 | no | no |  |  | no |  |  | 0 | 0 | 0 | 0
oh_line_TAP_OH_913102 |  | AN | node_8104401_200887115 | node_1394866_562_15427234_12 | 0.033 | unb_TAPWIRE_OH | 8104401 | no | no |  |  | no |  |  | 0 | 0 | 0 | 0
oh_line_TAP_OH_913103 |  | ABCN | node_8104401_200887122 | node_1395196_392_15427484_724 | 0.033 | unb_TAPWIRE_OH | 8104401 | no | no |  |  | no |  |  | 0 | 0 | 0 | 0
oh_line_TAP_OH_913104 |  | AN | node_8104401_200887124 | node_1391737_863_15426337_012 | 0.033 | unb_TAPWIRE_OH | 8104401 | no | no |  |  | no |  |  | 0 | 0 | 0 | 0
oh_line_TAP_OH_913105 |  | ABCN | node_8104401_200887126 | node_1395517_371_15427369_313 | 0.033 | unb_TAPWIRE_OH | 8104401 | no | no |  |  | no |  |  | 0 | 0 | 0 | 0
oh_line_TAP_OH_913106 |  | ABCN | node_8104401_200887128 | node_1395837_758_15427452_348 | 0.033 | unb_TAPWIRE_OH | 8104401 | no | no |  |  | no |  |  | 0 | 0 | 0 | 0
oh_line_TAP_OH_913107 |  | ABCN | node_8104401_200887131 | node_1396179_722_15427662_898 | 0.033 | unb_TAPWIRE_OH | 8104401 | no | no |  |  | no |  |  | 0 | 0 | 0 | 0
oh_line_TAP_OH_913108 |  | ABCN | node_8104401_200887133 | node_1396515_063_15427672_17 | 0.033 | unb_TAPWIRE_OH | 8104401 | no | no |  |  | no |  |  | 0 | 0 | 0 | 0
oh_line_TAP_OH_913110 |  | ABCN | node_8104401_200887138 | node_1397545_104_15427708_511 | 0.033 | unb_TAPWIRE_OH | 8104401 | no | no |  |  | no |  |  | 0 | 0 | 0 | 0
oh_line_TAP_OH_913111 |  | ABCN | node_8104401_200887144 | node_1398700_354_15427618_409 | 0.033 | unb_TAPWIRE_OH | 8104401 | no | no |  |  | no |  |  | 0 | 0 | 0 | 0
oh_line_TAP_OH_913112 |  | ABCN | node_8104401_200887145 | node_1398954_225_15427526_734 | 0.033 | unb_TAPWIRE_OH | 8104401 | no | no |  |  | no |  |  | 0 | 0 | 0 | 0
oh_line_TAP_OH_913113 |  | ABCN | node_8104401_200887146 | node_1399161_592_15427461_603 | 0.033 | unb_TAPWIRE_OH | 8104401 | no | no |  |  | no |  |  | 0 | 0 | 0 | 0
oh_line_TAP_OH_913114 |  | ABCN | node_8104401_200887151 | node_1399758_451_15427474_446 | 0.033 | unb_TAPWIRE_OH | 8104401 | no | no |  |  | no |  |  | 0 | 0 | 0 | 0
oh_line_TAP_OH_913115 |  | ABCN | node_8104401_200887153 | node_1400222_799_15427852_453 | 0.033 | unb_TAPWIRE_OH | 8104401 | no | no |  |  | no |  |  | 0 | 0 | 0 | 0
oh_line_TAP_OH_913120 |  | ABCN | node_8104401_200887182 | node_1402191_711_15431091_534 | 0.033 | unb_TAPWIRE_OH | 8104401 | no | no |  |  | no |  |  | 0 | 0 | 0 | 0
oh_line_TAP_OH_913124 |  | ABCN | node_8104401_200887198 | node_1402328_159_15431352_794 | 0.033 | unb_TAPWIRE_OH | 8104401 | no | no |  |  | no |  |  | 0 | 0 | 0 | 0
oh_line_TAP_OH_913126 |  | ABCN | node_8104401_200887216 | node_1402695_181_15432074_211 | 0.033 | unb_TAPWIRE_OH | 8104401 | no | no |  |  | no |  |  | 0 | 0 | 0 | 0
oh_line_TAP_OH_913128 |  | ABCN | node_8104401_200887231 | node_1403838_611_15434787_044 | 0.033 | unb_TAPWIRE_OH | 8104401 | no | no |  |  | no |  |  | 0 | 0 | 0 | 0
oh_line_TAP_OH_913129 |  | ABCN | node_8104401_200887237 | node_1405270_61_15434793_904 | 0.033 | unb_TAPWIRE_OH | 8104401 | no | no |  |  | no |  |  | 0 | 0 | 0 | 0
oh_line_TAP_OH_913131 |  | AN | node_8104401_200887246 | node_1403518_247_15414891_461 | 0.033 | unb_TAPWIRE_OH | 8104401 | no | no |  |  | no |  |  | 0 | 0 | 0 | 0
oh_line_TAP_OH_913165 |  | AN | node_8104401_200887359 | node_1396700_817_15418337_933 | 0.033 | unb_TAPWIRE_OH | 8104401 | no | no |  |  | no |  |  | 0 | 0 | 0 | 0
oh_line_TAP_OH_919911 |  | AN | node_8104401_200943343 | node_1433073_06_15431963_268 | 0.033 | unb_TAPWIRE_OH | 8104401 | no | no |  |  | no |  |  | 0 | 0 | 0 | 0
oh_line_TAP_OH_919912 |  | AN | node_8104401_200943344 | node_1433054_007_15432365_549 | 0.033 | unb_TAPWIRE_OH | 8104401 | no | no |  |  | no |  |  | 0 | 0 | 0 | 0
oh_line_TAP_OH_922303 |  | AN | node_8104401_200961162 | node_1403637_756_15448839_342 | 0.033 | unb_TAPWIRE_OH | 8104401 | no | no |  |  | no |  |  | 0 | 0 | 0 | 0
oh_line_TAP_OH_924338 |  | AN | node_8104401_200970870 | node_1431177_844_15448468_064 | 0.033 | unb_TAPWIRE_OH | 8104401 | no | no |  |  | no |  |  | 0 | 0 | 0 | 0
oh_line_TAP_OH_924868 |  | AN | node_8104401_200974685 | node_1429090_348_15477565_356 | 0.033 | unb_TAPWIRE_OH | 8104401 | no | no |  |  | no |  |  | 0 | 0 | 0 | 0
oh_line_TAP_OH_925301 |  | AN | node_8104401_200977049 | node_1457482_389_15437050_009 | 0.033 | unb_TAPWIRE_OH | 8104401 | no | no |  |  | no |  |  | 0 | 0 | 0 | 0
oh_line_TAP_OH_925356 |  | AN | node_8104401_200977358 | node_1402869_726_15423378_161 | 0.033 | unb_TAPWIRE_OH | 8104401 | no | no |  |  | no |  |  | 0 | 0 | 0 | 0
oh_line_TAP_OH_925590 |  | AN | node_8104401_200978529 | node_1440152_282_15435604_322 | 0.033 | unb_TAPWIRE_OH | 8104401 | no | no |  |  | no |  |  | 0 | 0 | 0 | 0
oh_line_TAP_OH_925591 |  | AN | node_8104401_200978530 | node_1439327_692_15436549_452 | 0.033 | unb_TAPWIRE_OH | 8104401 | no | no |  |  | no |  |  | 0 | 0 | 0 | 0
oh_line_TAP_OH_925680 |  | AN | node_8104401_200978878 | node_1414879_454_15428421_565 | 0.033 | unb_TAPWIRE_OH | 8104401 | no | no |  |  | no |  |  | 0 | 0 | 0 | 0
oh_line_TAP_OH_926368 |  | AN | node_8104401_200982207 | node_1399909_35_15415159_115 | 0.033 | unb_TAPWIRE_OH | 8104401 | no | no |  |  | no |  |  | 0 | 0 | 0 | 0
oh_line_TAP_OH_927100 |  | AN | node_8104401_200985972 | node_1430277_499_15425005_971 | 0.033 | unb_TAPWIRE_OH | 8104401 | no | no |  |  | no |  |  | 0 | 0 | 0 | 0
oh_line_TAP_OH_928341 |  | AN | node_8104401_201008962 | node_1405624_794_15447930_249 | 0.033 | unb_TAPWIRE_OH | 8104401 | no | no |  |  | no |  |  | 0 | 0 | 0 | 0
oh_line_TAP_OH_928662 |  | AN | node_8104401_201010448 | node_1452687_154_15439932_717 | 0.033 | unb_TAPWIRE_OH | 8104401 | no | no |  |  | no |  |  | 0 | 0 | 0 | 0
oh_line_TAP_OH_929353 |  | AN | node_8104401_201013702 | node_1433778_224_15470528_033 | 0.033 | unb_TAPWIRE_OH | 8104401 | no | no |  |  | no |  |  | 0 | 0 | 0 | 0
oh_line_TAP_OH_929383 |  | AN | node_8104401_201013817 | node_1430297_335_15468648_381 | 0.033 | unb_TAPWIRE_OH | 8104401 | no | no |  |  | no |  |  | 0 | 0 | 0 | 0
oh_line_TAP_OH_930050 |  | AN | node_8104401_201016715 | node_1399122_163_15449360_783 | 0.033 | unb_TAPWIRE_OH | 8104401 | no | no |  |  | no |  |  | 0 | 0 | 0 | 0
oh_line_TAP_OH_930399 |  | AN | node_8104401_201018272 | node_1434041_326_15431293_289 | 0.033 | unb_TAPWIRE_OH | 8104401 | no | no |  |  | no |  |  | 0 | 0 | 0 | 0
oh_line_TAP_OH_933677 |  | AN | node_8104401_201038474 | node_1434539_279_15425355_381 | 0.033 | unb_TAPWIRE_OH | 8104401 | no | no |  |  | no |  |  | 0 | 0 | 0 | 0
oh_line_TAP_OH_934180 |  | AN | node_8104401_201041323 | node_1415944_517_15449426_731 | 0.033 | unb_TAPWIRE_OH | 8104401 | no | no |  |  | no |  |  | 0 | 0 | 0 | 0
oh_line_TAP_OH_934376 |  | AN | node_8104401_201042634 | node_1405726_844_15429247_336 | 0.033 | unb_TAPWIRE_OH | 8104401 | no | no |  |  | no |  |  | 0 | 0 | 0 | 0
oh_line_TAP_OH_934985 |  | AN | node_8104401_201046399 | node_1416042_608_15426785_254 | 0.033 | unb_TAPWIRE_OH | 8104401 | no | no |  |  | no |  |  | 0 | 0 | 0 | 0
oh_line_TAP_OH_935041 |  | AN | node_8104401_201046818 | node_1442761_044_15436753_266 | 0.033 | unb_TAPWIRE_OH | 8104401 | no | no |  |  | no |  |  | 0 | 0 | 0 | 0
oh_line_TAP_OH_935236 |  | AN | node_8104401_201047972 | node_1403278_272_15423338_008 | 0.033 | unb_TAPWIRE_OH | 8104401 | no | no |  |  | no |  |  | 0 | 0 | 0 | 0
oh_line_TAP_OH_935241 |  | AN | node_8104401_201047992 | node_1411418_216_15449154_564 | 0.033 | unb_TAPWIRE_OH | 8104401 | no | no |  |  | no |  |  | 0 | 0 | 0 | 0
oh_line_TAP_OH_935335 |  | AN | node_8104401_201048918 | node_1404785_039_15426745_791 | 0.033 | unb_TAPWIRE_OH | 8104401 | no | no |  |  | no |  |  | 0 | 0 | 0 | 0
oh_line_TAP_OH_936206 |  | AN | node_8104401_201056450 | node_1435759_992_15473987_094 | 0.033 | unb_TAPWIRE_OH | 8104401 | no | no |  |  | no |  |  | 0 | 0 | 0 | 0
oh_line_TAP_OH_936699 |  | AN | node_8104401_201060381 | node_1402006_606_15413190_382 | 0.033 | unb_TAPWIRE_OH | 8104401 | no | no |  |  | no |  |  | 0 | 0 | 0 | 0
oh_line_TAP_OH_936968 |  | AN | node_8104401_201062069 | node_1431121_986_15439099_652 | 0.033 | unb_TAPWIRE_OH | 8104401 | no | no |  |  | no |  |  | 0 | 0 | 0 | 0
oh_line_TAP_OH_937575 |  | AN | node_8104401_201065549 | node_1413721_092_15427847_117 | 0.033 | unb_TAPWIRE_OH | 8104401 | no | no |  |  | no |  |  | 0 | 0 | 0 | 0
oh_line_TAP_OH_938288 |  | AN | node_8104401_201068852 | node_1402431_931_15411983_235 | 0.033 | unb_TAPWIRE_OH | 8104401 | no | no |  |  | no |  |  | 0 | 0 | 0 | 0
oh_line_TAP_OH_1202329 |  | AN | node_8104401_200878536 | node_1428846_357_15431301_082 | 0.033 | unb_TAPWIRE_OH | 8104401 | no | no |  |  | no |  |  | 0 | 0 | 0 | 0
oh_line_TAP_OH_1271575 |  | ABCN | node_8104401_200887155 | node_1400593_863_15428272_632 | 0.033 | unb_TAPWIRE_OH | 8104401 | no | no |  |  | no |  |  | 0 | 0 | 0 | 0
oh_line_TAP_OH_1507258 |  | AN | node_8104401_201061193 | node_1434162_722_15425651_629 | 0.033 | unb_TAPWIRE_OH | 8104401 | no | no |  |  | no |  |  | 0 | 0 | 0 | 0
oh_line_TAP_OH_1612832 |  | AN | node_8104401_200886485 | node_1401186_985_15425101_765 | 0.033 | unb_TAPWIRE_OH | 8104401 | no | no |  |  | no |  |  | 0 | 0 | 0 | 0
oh_line_TAP_OH_1703663 |  | AN | node_8104401_310027952 | node_1435222_256_15475144_26 | 0.033 | unb_TAPWIRE_OH | 8104401 | no | no |  |  | no |  |  | 0 | 0 | 0 | 0
oh_line_TAP_OH_1703667 |  | AN | node_8104401_310027960 | node_1431826_97_15474328_814 | 0.033 | unb_TAPWIRE_OH | 8104401 | no | no |  |  | no |  |  | 0 | 0 | 0 | 0
oh_line_TAP_OH_1704860 |  | AN | node_8104401_200880108 | node_1438423_768_15460654_974 | 0.033 | unb_TAPWIRE_OH | 8104401 | no | no |  |  | no |  |  | 0 | 0 | 0 | 0
oh_line_TAP_OH_1896871 |  | AN | node_8104401_200875041 | node_1412914_947_15432692_406 | 0.033 | unb_TAPWIRE_OH | 8104401 | no | no |  |  | no |  |  | 0 | 0 | 0 | 0
oh_line_TAP_OH_2035728 |  | AN | node_8104401_200878777 | node_1436556_379_15427096_573 | 0.033 | unb_TAPWIRE_OH | 8104401 | no | no |  |  | no |  |  | 0 | 0 | 0 | 0
oh_line_TAP_OH_2067721 |  | AN | node_8104401_201064255 | node_1431190_795_15416527_364 | 0.033 | unb_TAPWIRE_OH | 8104401 | no | no |  |  | no |  |  | 0 | 0 | 0 | 0
oh_line_TAP_OH_2222973 |  | ABCN | node_8104401_200880282 | node_1427086_627_15485366_588 | 0.033 | unb_TAPWIRE_OH | 8104401 | no | no |  |  | no |  |  | 0 | 0 | 0 | 0
oh_line_TAP_OH_2222974 |  | ABCN | node_8104401_200880282 | node_1427090_564_15485340_529 | 0.033 | unb_TAPWIRE_OH | 8104401 | no | no |  |  | no |  |  | 0 | 0 | 0 | 0
oh_line_TAP_OH_2450544 |  | ABCN | node_8104401_200880282 | node_1427097_068_15485321_839 | 0.033 | unb_TAPWIRE_OH | 8104401 | no | no |  |  | no |  |  | 0 | 0 | 0 | 0
oh_line_TAP_OH_2468778 |  | ABCN | node_8104401_200878836 | node_1433246_563_15437710_516 | 0.033 | unb_TAPWIRE_OH | 8104401 | no | no |  |  | no |  |  | 0 | 0 | 0 | 0
oh_line_TAP_OH_2468779 |  | ABCN | node_8104401_200878836 | node_1433252_211_15437710_811 | 0.033 | unb_TAPWIRE_OH | 8104401 | no | no |  |  | no |  |  | 0 | 0 | 0 | 0
oh_line_TAP_OH_2468780 |  | AN | node_8104401_200880637 | node_1421424_211_15461710_475 | 0.033 | unb_TAPWIRE_OH | 8104401 | no | no |  |  | no |  |  | 0 | 0 | 0 | 0
oh_line_TAP_OH_2499756 |  | AN | node_8104401_310052774 | node_1405746_488_15448237_393 | 0.033 | unb_TAPWIRE_OH | 8104401 | no | no |  |  | no |  |  | 0 | 0 | 0 | 0
oh_line_TAP_OH_2523746 |  | AN | node_8104401_200874801 | node_1408360_684_15435228_824 | 0.033 | unb_TAPWIRE_OH | 8104401 | no | no |  |  | no |  |  | 0 | 0 | 0 | 0
oh_line_TAP_OH_2606953 |  | AN | node_8104401_310061805 | node_1433639_216_15464212_354 | 0.033 | unb_TAPWIRE_OH | 8104401 | no | no |  |  | no |  |  | 0 | 0 | 0 | 0
oh_line_TAP_OH_2747389 |  | AN | node_8104401_310009743 | node_1419815_917_15463914_299 | 0.033 | unb_TAPWIRE_OH | 8104401 | no | no |  |  | no |  |  | 0 | 0 | 0 | 0
oh_line_TAP_OH_3076979 |  | AN | node_8104401_200880870 | node_1423454_364_15464781_114 | 0.033 | unb_TAPWIRE_OH | 8104401 | no | no |  |  | no |  |  | 0 | 0 | 0 | 0
oh_line_TAP_OH_3096576 |  | AN | node_8104401_311902587 | node_1438435_811_15460323_885 | 0.033 | unb_TAPWIRE_OH | 8104401 | no | no |  |  | no |  |  | 0 | 0 | 0 | 0
oh_line_TAP_OH_3187523 |  | AN | node_8104401_200940889 | node_1419609_634_15465494_824 | 0.033 | unb_TAPWIRE_OH | 8104401 | no | no |  |  | no |  |  | 0 | 0 | 0 | 0
oh_line_TAP_OH_3236801 |  | AN | node_8104401_200878743 | node_1437412_892_15433189_897 | 0.033 | unb_TAPWIRE_OH | 8104401 | no | no |  |  | no |  |  | 0 | 0 | 0 | 0
oh_line_TAP_OH_3238003 |  | AN | node_8104401_200881209 | node_1425009_199_15459431_231 | 0.033 | unb_TAPWIRE_OH | 8104401 | no | no |  |  | no |  |  | 0 | 0 | 0 | 0
oh_line_TAP_OH_3280453 |  | ABCN | node_8104401_200878878 | node_1433093_349_15445743_785 | 0.033 | unb_TAPWIRE_OH | 8104401 | no | no |  |  | no |  |  | 0 | 0 | 0 | 0
oh_line_TAP_OH_3336507 |  | AN | node_8104401_311929015 | node_1433201_297_15433785_394 | 0.033 | unb_TAPWIRE_OH | 8104401 | no | no |  |  | no |  |  | 0 | 0 | 0 | 0
oh_line_TAP_OH_3527761 |  | AN | node_8104401_311893407 | node_1402090_045_15423271_444 | 0.033 | unb_TAPWIRE_OH | 8104401 | no | no |  |  | no |  |  | 0 | 0 | 0 | 0
oh_line_TAP_OH_3600970 |  | AN | node_8104401_200878346 | node_1433017_233_15432770_964 | 0.033 | unb_TAPWIRE_OH | 8104401 | no | no |  |  | no |  |  | 0 | 0 | 0 | 0
oh_line_TAP_OH_3604573 |  | AN | node_8104401_311988940 | node_1433881_704_15424975_832 | 0.033 | unb_TAPWIRE_OH | 8104401 | no | no |  |  | no |  |  | 0 | 0 | 0 | 0
oh_line_TAP_OH_3627784 |  | AN | node_8104401_311990385 | node_1460931_868_15432797_753 | 0.033 | unb_TAPWIRE_OH | 8104401 | no | no |  |  | no |  |  | 0 | 0 | 0 | 0
oh_line_TAP_OH_3671804 |  | AN | node_8104401_311993480 | node_1439414_719_15427987_482 | 0.033 | unb_TAPWIRE_OH | 8104401 | no | no |  |  | no |  |  | 0 | 0 | 0 | 0
oh_line_TAP_OH_3771027 |  | AN | node_8104401_201013819 | node_1433290_784_15470274_679 | 0.033 | unb_TAPWIRE_OH | 8104401 | no | no |  |  | no |  |  | 0 | 0 | 0 | 0
oh_line_TAP_OH_3861046 |  | AN | node_8104401_201064308 | node_1431916_542_15417212_964 | 0.033 | unb_TAPWIRE_OH | 8104401 | no | no |  |  | no |  |  | 0 | 0 | 0 | 0
oh_line_TAP_OH_3945105 |  | AN | node_8104401_312017299 | node_1401700_88_15423422_042 | 0.033 | unb_TAPWIRE_OH | 8104401 | no | no |  |  | no |  |  | 0 | 0 | 0 | 0
oh_line_TAP_OH_3984701 |  | AN | node_8104401_200887016 | node_1405155_108_15428716_956 | 0.033 | unb_TAPWIRE_OH | 8104401 | no | no |  |  | no |  |  | 0 | 0 | 0 | 0
oh_line_TAP_OH_4015521 |  | AN | node_8104401_311893405 | node_1402599_076_15423041_485 | 0.033 | unb_TAPWIRE_OH | 8104401 | no | no |  |  | no |  |  | 0 | 0 | 0 | 0
oh_line_TAP_OH_4147933 |  | AN | node_8104401_312035500 | node_1440166_696_15477823_913 | 0.033 | unb_TAPWIRE_OH | 8104401 | no | no |  |  | no |  |  | 0 | 0 | 0 | 0
oh_line_TAP_OH_4357136 |  | ABCN | node_8104401_200887223 | node_1403356_21_15433456_248 | 0.033 | unb_TAPWIRE_OH | 8104401 | no | no |  |  | no |  |  | 0 | 0 | 0 | 0
oh_line_TAP_OH_4361936 |  | ABCN | node_8104401_200887218 | node_1402838_387_15432338_132 | 0.033 | unb_TAPWIRE_OH | 8104401 | no | no |  |  | no |  |  | 0 | 0 | 0 | 0
oh_line_TAP_OH_4656363 |  | AN | node_8104401_312078177 | node_1428780_251_15451493_327 | 0.033 | unb_TAPWIRE_OH | 8104401 | no | no |  |  | no |  |  | 0 | 0 | 0 | 0
oh_line_TAP_OH_4755963 |  | AN | node_8104401_312085774 | node_1433063_263_15418795_634 | 0.033 | unb_TAPWIRE_OH | 8104401 | no | no |  |  | no |  |  | 0 | 0 | 0 | 0
oh_line_TAP_OH_4767564 |  | AN | node_8104401_312086606 | node_1429122_285_15428204_329 | 0.033 | unb_TAPWIRE_OH | 8104401 | no | no |  |  | no |  |  | 0 | 0 | 0 | 0
oh_line_TAP_OH_4857968 |  | AN | node_8104401_200886491 | node_1402398_732_15423993_839 | 0.033 | unb_TAPWIRE_OH | 8104401 | no | no |  |  | no |  |  | 0 | 0 | 0 | 0
oh_line_TAP_OH_4989975 |  | AN | node_8104401_312101872 | node_1434249_818_15462687_614 | 0.033 | unb_TAPWIRE_OH | 8104401 | no | no |  |  | no |  |  | 0 | 0 | 0 | 0
oh_line_TAP_OH_5035180 |  | ABCN | node_8104401_200887123 | node_1391534_348_15426098_25 | 0.033 | unb_TAPWIRE_OH | 8104401 | no | no |  |  | no |  |  | 0 | 0 | 0 | 0
oh_line_TAP_OH_5035181 |  | ABCN | node_8104401_200887123 | node_1391521_037_15426076_829 | 0.033 | unb_TAPWIRE_OH | 8104401 | no | no |  |  | no |  |  | 0 | 0 | 0 | 0
oh_line_TAP_OH_5035182 |  | ABCN | node_8104401_200887123 | node_1391541_065_15426125_702 | 0.033 | unb_TAPWIRE_OH | 8104401 | no | no |  |  | no |  |  | 0 | 0 | 0 | 0
oh_line_TAP_OH_5247596 |  | AN | node_8104401_312118775 | node_1433353_946_15424956_831 | 0.033 | unb_TAPWIRE_OH | 8104401 | no | no |  |  | no |  |  | 0 | 0 | 0 | 0
oh_line_TAP_OH_5270397 |  | AN | node_8104401_312120284 | node_1401005_293_15425029_08 | 0.033 | unb_TAPWIRE_OH | 8104401 | no | no |  |  | no |  |  | 0 | 0 | 0 | 0
oh_line_TAP_OH_5289594 |  | AN | node_8104401_200878443 | node_1443818_3_15433271_531 | 0.033 | unb_TAPWIRE_OH | 8104401 | no | no |  |  | no |  |  | 0 | 0 | 0 | 0
oh_line_TAP_OH_5588439 |  | AN | node_8104401_200878366 | node_1433200_462_15436649_032 | 0.033 | unb_TAPWIRE_OH | 8104401 | no | no |  |  | no |  |  | 0 | 0 | 0 | 0
oh_line_TAP_OH_5588440 |  | AN | node_8104401_201018293 | node_1438048_717_15436017_977 | 0.033 | unb_TAPWIRE_OH | 8104401 | no | no |  |  | no |  |  | 0 | 0 | 0 | 0
oh_line_TAP_OH_5795660 |  | ABCN | node_8104401_312133993 | node_1432142_672_15451765_999 | 0.033 | unb_TAPWIRE_OH | 8104401 | no | no |  |  | no |  |  | 0 | 0 | 0 | 0

## overhead_line_conductor
data_type | static
owner_type | feeder
owner | 8104401
object | overhead_line_conductor
name | groupid | geometric_mean_radius | resistance | diameter | rating_summer_continuous | rating_summer_emergency | rating_winter_continuous | rating_winter_emergency | dcircuit | selected | comments
oh_cond_1/0_AAAC |  | 0.012 | 0.876 | 0.398 | 235 | 235 | 310 | 310 |  | no
oh_cond_1/0_ACSR |  | 0.012 | 0.888 | 0.398 | 265 | 265 | 330 | 330 |  | no
oh_cond_2/0_CU |  | 0.013 | 0.44 | 0.414 | 295 | 295 | 425 | 425 |  | no
oh_cond_2_ACSR |  | 0.01 | 1.41 | 0.325 | 195 | 195 | 245 | 245 |  | no
oh_cond_2_CU |  | 0.009 | 0.873 | 0.292 | 190 | 190 | 270 | 270 |  | no
oh_cond_3_#7_CWD_30% |  | 0.005 | 3.07 | 0.311 | 125 | 125 | 195 | 195 |  | no
oh_cond_3_#104_CWD |  | 0.003 | 5.945 | 0.224 | 90 | 90 | 130 | 130 |  | no
oh_cond_3_#128_CWD |  | 0.004 | 3.873 | 0.276 | 120 | 120 | 160 | 160 |  | no
oh_cond_4/0_AAAC |  | 0.017 | 0.439 | 0.563 | 365 | 365 | 480 | 480 |  | no
oh_cond_4/0_ACSR |  | 0.017 | 0.445 | 0.563 | 410 | 410 | 515 | 515 |  | no
oh_cond_4/0_AL |  | 0.016 | 0.442 | 0.522 | 365 | 365 | 480 | 480 |  | no
oh_cond_4A_CWD |  | 0.006 | 1.395 | 0.29 | 150 | 150 | 220 | 220 |  | no
oh_cond_4_ACSR |  | 0.008 | 2.24 | 0.25 | 145 | 145 | 185 | 185 |  | no
oh_cond_4_CU |  | 0.007 | 1.388 | 0.232 | 140 | 140 | 200 | 200 |  | no
oh_cond_6A_CWD |  | 0.005 | 2.21 | 0.23 | 115 | 115 | 165 | 165 |  | no
oh_cond_6C_CWD |  | 0.005 | 2.21 | 0.225 | 105 | 105 | 155 | 155 |  | no
oh_cond_6D_CWD |  | 0.004 | 2.22 | 0.276 | 120 | 120 | 170 | 170 |  | no
oh_cond_6_CU |  | 0.006 | 2.18 | 0.184 | 110 | 110 | 150 | 150 |  | no
oh_cond_6_STEEL |  | 0.006 | 10.4 | 0.184 | 17 | 17 | 27 | 27 |  | no
oh_cond_8A_CWD |  | 0.004 | 3.51 | 0.199 | 75 | 75 | 125 | 125 |  | no
oh_cond_8D_CWD |  | 0.004 | 3.51 | 0.219 | 85 | 85 | 135 | 135 |  | no
oh_cond_WP-4/0-CU |  | 0.015 | 0.273 | 0.81 | 340 | 340 | 390 | 390 |  | no

## recloser
data_type | static
owner_type | feeder
owner | 8104401
object | recloser
name | groupid | phases | fr | to | phase_A_state | phase_B_state | phase_C_state | operating_mode | retry_time | max_number_of_tries | status | dcircuit | selected | monitored | monitored_fields | class_monitored_fields | played | played_fields | comments
recloser_421RT423-220411242 |  | ABCN | node_intto1_1427121_521_15485725_422 | node_1427121_521_15485725_422 | CLOSED | CLOSED | CLOSED | INDIVIDUAL |  |  |  | 8104401 | no | no |  |  | no
recloser_423X72-220411235 |  | ABCN | node_intto1_8104401_200878842 | node_8104401_200878842 | CLOSED | CLOSED | CLOSED | INDIVIDUAL |  |  |  | 8104401 | no | no |  |  | no

## regulator
data_type | static
owner_type | feeder
owner | 8104401
object | regulator
name | groupid | phases | fr | to | configuration | sense_node | dcircuit | selected | monitored | monitored_fields | class_monitored_fields | played | played_fields | comments
regulator_220428675 |  | AD | node_intto1_8104401_200878315 | node_8104401_200878315 | config_regulator_220428675 |  | 8104401 | no | no |  |  | no
regulator_220472890 |  | AD | node_intto1_8104401_200874771 | node_8104401_200874771 | config_regulator_220472890 |  | 8104401 | no | no |  |  | no
regulator_220474649 |  | AD | node_intto1_8104401_201013702 | node_8104401_201013702 | config_regulator_220474649 |  | 8104401 | no | no |  |  | no
regulator_220655693 |  | AD | node_intto1_8104401_200878612 | node_8104401_200878612 | config_regulator_220655693 |  | 8104401 | no | no |  |  | no

## regulator_configuration
data_type | static
owner_type | feeder
owner | 8104401
object | regulator_configuration
name | groupid | connect_type | band_center | band_width | time_delay | dwell_time | raise_taps | lower_taps | current_transducer_ratio | power_transducer_ratio | compensator_r_setting_A | compensator_x_setting_A | compensator_r_setting_B | compensator_x_setting_B | compensator_r_setting_C | compensator_x_setting_C | CT_phase | PT_phase | regulation | control_level | Control | Type | tap_pos_A | tap_pos_B | tap_pos_C | dcircuit | selected | comments
config_regulator_220428675 |  | WYE_WYE | 123 | 3 |  |  | 16 | 16 | 100 | 60 | 0 | 0 | 0 | 0 | 0 | 0 | A | A | 0.1 | INDIVIDUAL | OUTPUT_VOLTAGE | A | 0 | 0 | 0 |  | no
config_regulator_220472890 |  | WYE_WYE | 123 | 3 |  |  | 16 | 16 | 100 | 40 | 0 | 0 | 0 | 0 | 0 | 0 | A | A | 0.1 | INDIVIDUAL | OUTPUT_VOLTAGE | A | 0 | 0 | 0 |  | no
config_regulator_220474649 |  | WYE_WYE | 123 | 3 |  |  | 16 | 16 | 100 | 40 | 0 | 0 | 0 | 0 | 0 | 0 | A | A | 0.1 | INDIVIDUAL | OUTPUT_VOLTAGE | A | 0 | 0 | 0 |  | no
config_regulator_220655693 |  | WYE_WYE | 123 | 3 |  |  | 16 | 16 | 100 | 40 | 0 | 0 | 0 | 0 | 0 | 0 | A | A | 0.1 | INDIVIDUAL | OUTPUT_VOLTAGE | A | 0 | 0 | 0 |  | no

## switch
data_type | static
owner_type | feeder
owner | 8104401
object | switch
name | groupid | phases | fr | to | phase_A_state | phase_B_state | phase_C_state | operating_mode | status | dcircuit | selected | monitored | monitored_fields | class_monitored_fields | played | played_fields | comments
switch_421BT423_NO-220557328 |  | ABCN | node_intto1_8104401_200951628 | node_8104401_200951628 | CLOSED | CLOSED | CLOSED | INDIVIDUAL |  | 8104401 | no | no |  |  | no
switch_423T421_NO-220416935 |  | AD | node_intto1_1398850_866_15449326_438 | node_1398850_866_15449326_438 | CLOSED | CLOSED | CLOSED | INDIVIDUAL |  | 8104401 | no | no |  |  | no
switch_423T421_NO-220416950 |  | AD | node_intto1_1397877_375_15442006_589 | node_1397877_375_15442006_589 | CLOSED | CLOSED | CLOSED | INDIVIDUAL |  | 8104401 | no | no |  |  | no
switch_423X1-220557331 |  | ABCN | node_intto1_8104401_200887105 | node_8104401_200887105 | CLOSED | CLOSED | CLOSED | INDIVIDUAL |  | 8104401 | no | no |  |  | no
switch_423X2-220557332 |  | ABCN | node_intto1_8104401_200887113 | node_8104401_200887113 | CLOSED | CLOSED | CLOSED | INDIVIDUAL |  | 8104401 | no | no |  |  | no
switch_423X3-220415283 |  | ABCN | node_intto1_8104401_200887143 | node_8104401_200887143 | CLOSED | CLOSED | CLOSED | INDIVIDUAL |  | 8104401 | no | no |  |  | no
switch_423X4-220557333 |  | ABCN | node_intto1_423X4-220557333 | node_423X4-220557333 | CLOSED | CLOSED | CLOSED | INDIVIDUAL |  | 8104401 | no | no |  |  | no
switch_423X5-220557304 |  | ABCN | node_intto1_8104401_200875116 | node_8104401_200875116 | CLOSED | CLOSED | CLOSED | INDIVIDUAL |  | 8104401 | no | no |  |  | no
switch_423X6-220557321 |  | ABCN | node_intto1_8104401_200878814 | node_8104401_200878814 | CLOSED | CLOSED | CLOSED | INDIVIDUAL |  | 8104401 | no | no |  |  | no
switch_423X9-220557323 |  | ABCN | node_intto1_8104401_200878872 | node_8104401_200878872 | CLOSED | CLOSED | CLOSED | INDIVIDUAL |  | 8104401 | no | no |  |  | no
switch_423X10-220557324 |  | ABCN | node_intto1_8104401_200878915 | node_8104401_200878915 | CLOSED | CLOSED | CLOSED | INDIVIDUAL |  | 8104401 | no | no |  |  | no
switch_423X11-220557326 |  | ABCN | node_intto1_8104401_200880206 | node_8104401_200880206 | CLOSED | CLOSED | CLOSED | INDIVIDUAL |  | 8104401 | no | no |  |  | no
switch_423X12-220557327 |  | ABCN | node_intto1_8104401_200880240 | node_8104401_200880240 | CLOSED | CLOSED | CLOSED | INDIVIDUAL |  | 8104401 | no | no |  |  | no
switch_423X77_NO-220557322 |  | ABCN | node_intto1_8104401_200951625 | node_8104401_200951625 | CLOSED | CLOSED | CLOSED | INDIVIDUAL |  | 8104401 | no | no |  |  | no
switch_220417339 |  | AD | node_intto1_8104401_200874759 | node_8104401_200874759 | CLOSED | CLOSED | CLOSED | INDIVIDUAL |  | 8104401 | no | no |  |  | no
switch_220417499 |  | AD | node_intto1_8104401_200878655 | node_8104401_200878655 | CLOSED | CLOSED | CLOSED | INDIVIDUAL |  | 8104401 | no | no |  |  | no
switch_220417525 |  | AD | node_intto1_8104401_200878307 | node_8104401_200878307 | CLOSED | CLOSED | CLOSED | INDIVIDUAL |  | 8104401 | no | no |  |  | no
switch_220417526 |  | AD | node_intto1_8104401_200943340 | node_8104401_200943340 | CLOSED | CLOSED | CLOSED | INDIVIDUAL |  | 8104401 | no | no |  |  | no
switch_220417527 |  | AD | node_intto1_220417527 | node_220417527 | CLOSED | CLOSED | CLOSED | INDIVIDUAL |  | 8104401 | no | no |  |  | no
switch_220607915 |  | AN | node_intto1_220607915 | node_220607915 | CLOSED | CLOSED | CLOSED | INDIVIDUAL |  | 8104401 | no | no |  |  | no
switch_311981744 |  | ABCN | node_intto1_8104401_200875192 | node_8104401_200875192 | CLOSED | CLOSED | CLOSED | INDIVIDUAL |  | 8104401 | no | no |  |  | no
switch_312007032 |  | ABCN | node_intto1_312007032 | node_312007032 | CLOSED | CLOSED | CLOSED | INDIVIDUAL |  | 8104401 | no | no |  |  | no
switch_312007044 |  | ABCN | node_intto1_8104401_200880284 | node_8104401_200880284 | CLOSED | CLOSED | CLOSED | INDIVIDUAL |  | 8104401 | no | no |  |  | no
switch_312022547 |  | ABCN | node_intto1_8104401_200887161 | node_8104401_200887161 | CLOSED | CLOSED | CLOSED | INDIVIDUAL |  | 8104401 | no | no |  |  | no
switch_312097341 |  | ABCN | node_intto1_312097341 | node_312097341 | CLOSED | CLOSED | CLOSED | INDIVIDUAL |  | 8104401 | no | no |  |  | no
switch_312101875 |  | AN | node_intto1_8104401_200880111 | node_8104401_200880111 | CLOSED | CLOSED | CLOSED | INDIVIDUAL |  | 8104401 | no | no |  |  | no
switch_312112014 |  | ABCN | node_intto1_8104401_200887165 | node_8104401_200887165 | CLOSED | CLOSED | CLOSED | INDIVIDUAL |  | 8104401 | no | no |  |  | no

## transformer
data_type | static
owner_type | feeder
owner | 8104401
object | transformer
name | groupid | phases | fr | to | configuration | climate | aging_constant | use_thermal_model | aging_granularity | dcircuit | selected | monitored | monitored_fields | class_monitored_fields | played | played_fields | comments
transformer_220463631 |  | AD | node_intto1_220463631 | node_220463631 | config_transformer_220463631 |  | 0 |  | 0 | 8104401 | no | no |  |  | no
transformer_220465135 |  | AN | node_220465135 | node_intto1_220465135 | config_transformer_220465135 |  | 0 |  | 0 | 8104401 | no | no |  |  | no
transformer_220465136 |  | AN | node_220465136 | node_intto1_220465136 | config_transformer_220465136 |  | 0 |  | 0 | 8104401 | no | no |  |  | no
transformer_220465179 |  | ABCN | node_220465179 | node_intto1_220465179 | config_transformer_220465179 |  | 0 |  | 0 | 8104401 | no | no |  |  | no
transformer_220465228 |  | AD | node_220465228 | node_intto1_220465228 | config_transformer_220465228 |  | 0 |  | 0 | 8104401 | no | no |  |  | no
transformer_220523526 |  | AN | node_220523526 | node_intto1_220523526 | config_transformer_220523526 |  | 0 |  | 0 | 8104401 | no | no |  |  | no
transformer_220523533 |  | AN | node_220523533 | node_intto1_220523533 | config_transformer_220523533 |  | 0 |  | 0 | 8104401 | no | no |  |  | no
transformer_220523536 |  | AN | node_220523536 | node_intto1_220523536 | config_transformer_220523536 |  | 0 |  | 0 | 8104401 | no | no |  |  | no
transformer_220523594 |  | AN | node_220523594 | node_intto1_220523594 | config_transformer_220523594 |  | 0 |  | 0 | 8104401 | no | no |  |  | no
transformer_220523595 |  | AN | node_220523595 | node_intto1_220523595 | config_transformer_220523595 |  | 0 |  | 0 | 8104401 | no | no |  |  | no
transformer_220595046 |  | AD | node_220595046 | node_intto1_220595046 | config_transformer_220595046 |  | 0 |  | 0 | 8104401 | no | no |  |  | no

## transformer_configuration
data_type | static
owner_type | feeder
owner | 8104401
object | transformer_configuration
name | groupid | connect_type | install_type | coolant_type | cooling_type | primary_voltage | secondary_voltage | power_rating | powerA_rating | powerB_rating | powerC_rating | impedance | shunt_impedance | core_coil_weight | tank_fittings_weight | oil_volume | rated_winding_time_constant | rated_winding_hot_spot_rise | rated_top_oil_rise | no_load_loss | full_load_loss | reactance_resistance_ratio | installed_insulation_life | dcircuit | selected | comments
config_transformer_220463631 |  | DELTA_GWYE |  |  |  | 4800 | 12470 | 167 | 0 | 0 | 0 | 0.004+0.04j | 0 | 0 | 0 | 0 | 0 | 0 | 0 | 0 | 0 | 10 | 0 |  | no
config_transformer_220465135 |  | DELTA_GWYE |  |  |  | 4800 | 34500 | 250 | 0 | 0 | 0 | 0.004+0.043j | 0 | 0 | 0 | 0 | 0 | 0 | 0 | 0 | 0 | 10 | 0 |  | no
config_transformer_220465136 |  | DELTA_GWYE |  |  |  | 4800 | 34500 | 250 | 0 | 0 | 0 | 0.004+0.043j | 0 | 0 | 0 | 0 | 0 | 0 | 0 | 0 | 0 | 10 | 0 |  | no
config_transformer_220465179 |  | DELTA_GWYE |  |  |  | 4800 | 34500 | 501 | 0 | 0 | 0 | 0.004+0.04j | 0 | 0 | 0 | 0 | 0 | 0 | 0 | 0 | 0 | 10 | 0 |  | no
config_transformer_220465228 |  | DELTA_GWYE |  |  |  | 4800 | 34500 | 250 | 0 | 0 | 0 | 0.004+0.043j | 0 | 0 | 0 | 0 | 0 | 0 | 0 | 0 | 0 | 10 | 0 |  | no
config_transformer_220523526 |  | DELTA_GWYE |  |  |  | 4800 | 34500 | 250 | 0 | 0 | 0 | 0.004+0.043j | 0 | 0 | 0 | 0 | 0 | 0 | 0 | 0 | 0 | 10 | 0 |  | no
config_transformer_220523533 |  | DELTA_GWYE |  |  |  | 4800 | 34500 | 167 | 0 | 0 | 0 | 0.004+0.04j | 0 | 0 | 0 | 0 | 0 | 0 | 0 | 0 | 0 | 10 | 0 |  | no
config_transformer_220523536 |  | DELTA_GWYE |  |  |  | 4800 | 34500 | 250 | 0 | 0 | 0 | 0.004+0.043j | 0 | 0 | 0 | 0 | 0 | 0 | 0 | 0 | 0 | 10 | 0 |  | no
config_transformer_220523594 |  | DELTA_GWYE |  |  |  | 4800 | 34500 | 167 | 0 | 0 | 0 | 0.004+0.04j | 0 | 0 | 0 | 0 | 0 | 0 | 0 | 0 | 0 | 10 | 0 |  | no
config_transformer_220523595 |  | DELTA_GWYE |  |  |  | 4800 | 34500 | 167 | 0 | 0 | 0 | 0.004+0.04j | 0 | 0 | 0 | 0 | 0 | 0 | 0 | 0 | 0 | 10 | 0 |  | no
config_transformer_220595046 |  | DELTA_GWYE |  |  |  | 4800 | 34500 | 333 | 0 | 0 | 0 | 0.005+0.047j | 0 | 0 | 0 | 0 | 0 | 0 | 0 | 0 | 0 | 10 | 0 |  | no

## underground_line
data_type | static
owner_type | feeder
owner | 8104401
object | underground_line
name | groupid | phases | fr | to | length | configuration | dcircuit | selected | monitored | monitored_fields | class_monitored_fields | played | played_fields | comments
und_line_8104401_200886405 |  | AN | node_8104401_200886412 | node_8104401_200886405 | 258.299 | und_1P_2ALURD_2AL(N) | 8104401 | no | no |  |  | no
und_line_8104401_200886406 |  | AN | node_8104401_200886405 | node_8104401_200886406 | 224.889 | und_1P_2ALURD_2AL(N) | 8104401 | no | no |  |  | no
und_line_8104401_200886412 |  | AN | node_8104401_200886667 | node_8104401_200886412 | 116.903 | und_1P_2ALURD_2AL(N) | 8104401 | no | no |  |  | no
und_line_8104401_200972224 |  | AN | node_8104401_200878738 | node_8104401_200972224 | 249.089 | und_1P_DELTACUST | 8104401 | no | no |  |  | no
und_line_8104401_200972430 |  | AN | node_8104401_200878721 | node_intto1_8104401_200972430 | 276.132 | und_1P_DELTACUST | 8104401 | no | no |  |  | no
und_line_8104401_200972591 |  | AN | node_8104401_200878727 | node_intto1_8104401_200972591 | 541.556 | und_1P_DELTACUST | 8104401 | no | no |  |  | no
und_line_8104401_200972930 |  | AN | node_8104401_200874847 | node_intto1_8104401_200972930 | 565.599 | und_1P_DELTACUST | 8104401 | no | no |  |  | no
und_line_8104401_200972948 |  | AN | node_8104401_200878876 | node_8104401_200972948 | 662.246 | und_1P_WYECUST | 8104401 | no | no |  |  | no
und_line_8104401_200972949 |  | AN | node_8104401_200878968 | node_intto1_8104401_200972949 | 383.729 | und_1P_WYECUST | 8104401 | no | no |  |  | no
und_line_8104401_200983573 |  | AN | node_8104401_200957017 | node_intto1_8104401_200983573 | 619.376 | und_1P_DELTACUST | 8104401 | no | no |  |  | no
und_line_8104401_200983582 |  | AN | node_8104401_200880226 | node_intto1_8104401_200983582 | 321.142 | und_1P_WYECUST | 8104401 | no | no |  |  | no
und_line_8104401_312004323 |  | AN | node_8104401_312004322 | node_8104401_312004323 | 73.586 | und_1P_DELTACUST | 8104401 | no | no |  |  | no
und_line_8104401_312033123 |  | AN | node_8104401_312033112 | node_intto1_8104401_312033123 | 538.59 | und_1P_WYECUST | 8104401 | no | no |  |  | no
und_line_8104401_312075171 |  | AN | node_8104401_200881228 | node_intto1_8104401_312075171 | 220.609 | und_1P_DELTACUST | 8104401 | no | no |  |  | no
und_line_8104401_312111922 |  | AN | node_8104401_312111921 | node_8104401_312111922 | 427.654 | und_1P_DELTACUST | 8104401 | no | no |  |  | no
und_line_TAP_UG_59717 |  | AN | node_8104401_200886406 | node_1393222_457_15418682_054 | 0.033 | und_TAPWIRE_UG | 8104401 | no | no |  |  | no
und_line_TAP_UG_61100 |  | AN | node_8104401_200972224 | node_1444195_221_15429663_408 | 0.033 | und_TAPWIRE_UG | 8104401 | no | no |  |  | no
und_line_TAP_UG_61175 |  | AN | node_8104401_200972430 | node_1444726_7_15424093_492 | 0.033 | und_TAPWIRE_UG | 8104401 | no | no |  |  | no
und_line_TAP_UG_61248 |  | AN | node_8104401_200972591 | node_1443843_337_15422972_369 | 0.033 | und_TAPWIRE_UG | 8104401 | no | no |  |  | no
und_line_TAP_UG_61501 |  | AN | node_8104401_200972930 | node_1413925_099_15449900_257 | 0.033 | und_TAPWIRE_UG | 8104401 | no | no |  |  | no
und_line_TAP_UG_61516 |  | AN | node_8104401_200972948 | node_1433784_076_15445265_61 | 0.033 | und_TAPWIRE_UG | 8104401 | no | no |  |  | no
und_line_TAP_UG_61517 |  | AN | node_8104401_200972949 | node_1430829_913_15452028_844 | 0.033 | und_TAPWIRE_UG | 8104401 | no | no |  |  | no
und_line_TAP_UG_62870 |  | AN | node_8104401_200983573 | node_1442177_681_15440082_286 | 0.033 | und_TAPWIRE_UG | 8104401 | no | no |  |  | no
und_line_TAP_UG_62877 |  | AN | node_8104401_200983582 | node_1430256_149_15472785_482 | 0.033 | und_TAPWIRE_UG | 8104401 | no | no |  |  | no
und_line_TAP_UG_1877238 |  | AN | node_8104401_312004323 | node_1423523_409_15466954_164 | 0.033 | und_TAPWIRE_UG | 8104401 | no | no |  |  | no
und_line_TAP_UG_2063712 |  | AN | node_8104401_312033123 | node_1424367_304_15437295_426 | 0.033 | und_TAPWIRE_UG | 8104401 | no | no |  |  | no
und_line_TAP_UG_2331355 |  | AN | node_8104401_312075171 | node_1425135_367_15461701_298 | 0.033 | und_TAPWIRE_UG | 8104401 | no | no |  |  | no
und_line_TAP_UG_2588205 |  | AN | node_8104401_312111922 | node_1398730_275_15414996_576 | 0.033 | und_TAPWIRE_UG | 8104401 | no | no |  |  | no

## underground_line_conductor
data_type | static
owner_type | feeder
owner | 8104401
object | underground_line_conductor
name | groupid | outer_diameter | conductor_gmr | conductor_diameter | conductor_resistance | neutral_gmr | neutral_diameter | neutral_resistance | neutral_strands | insulation_relative_permitivitty | shield_gmr | shield_resistance | rating_summer_continuous | rating_summer_emergency | rating_winter_continuous | rating_winter_emergency | dcircuit | selected | comments
und_cond_1P_2ALURD_2AL(N) | [12 empty] | 125 | 125 | 140 | 140 |  | no
und_cond_1P_DELTACUST | [12 empty] | 685 | 685 | 685 | 685 |  | no
und_cond_1P_WYECUST | [12 empty] | 685 | 685 | 685 | 685 |  | no
und_cond_TAPWIRE_UG | [12 empty] | 99999999 | 99999999 | 99999999 | 99999999 |  | no