## capacitor
data_type | static
owner_type | feeder
owner | 8103801
object | capacitor
name | groupid | parent | phases | nominal_voltage | pt_phase | phases_connected | switchA | switchB | switchC | control | voltage_set_high | voltage_set_low | VAr_set_high | VAr_set_low | current_set_high | current_set_low | capacitor_A | capacitor_B | capacitor_C | cap_nominal_voltage | time_delay | dwell_time | lockout_time | remote_sense | remote_sense_B | control_level | dcircuit | selected | monitored | monitored_fields | class_monitored_fields | played | played_fields | comments
cap_220369425 |  | node_1466389_453_15296173_684 | AN | 0 |  | AN | CLOSED |  |  | MANUAL | [6 empty] | 50000 |  |  | 4800 | [6 empty] | 8103801 | no | no |  |  | no
cap_220369434 |  | node_1476018_169_15296884_707 | AN | 0 |  | AN | CLOSED |  |  | MANUAL | [6 empty] | 100000 |  |  | 4800 | [6 empty] | 8103801 | no | no |  |  | no
cap_220583748 |  | node_1480175_063_15283743_327 | AN | 0 |  | AN | CLOSED |  |  | MANUAL | [6 empty] | 100000 |  |  | 4800 | [6 empty] | 8103801 | no | no |  |  | no
cap_311854864 |  | node_1465660_574_15292240_298 | AN | 0 |  | AN | CLOSED |  |  | MANUAL | [6 empty] | 50000 |  |  | 4800 | [6 empty] | 8103801 | no | no |  |  | no
cap_311875027 |  | node_1474739_583_15274676_372 | AN | 0 |  | AN | CLOSED |  |  | MANUAL | [6 empty] | 50000 |  |  | 4800 | [6 empty] | 8103801 | no | no |  |  | no
cap_311896889 |  | node_1464342_628_15284116_546 | ABCN | 0 |  | ABCN | CLOSED | CLOSED | CLOSED | MANUAL | [6 empty] | 100000 | 100000 | 100000 | 4800 | [6 empty] | 8103801 | no | no |  |  | no

## feeder
data_type | static
owner_type | feeder
owner | 8103801
object | feeder
name | transmission_bus | ARC | ADR | slack_bus | nom_voltages | num_nodes | num_ohlines | num_uglines | num_transformers | num_generators | num_pvs | num_storages | num_loads | miles | mw | mvar | losses_mw | losses_mvar | comments | use_feeder_load_shape | load_shape_scale | use_feeder_pv_shape | pv_shape_scale | description | restore_time | griddisconnect_scenario_probability | gridconnect_scenario_probability | use_energy_not_served | VOLL | discount_rate | yearly_load_growth_percent | planning_horizon | enable_traditional_project_deferral | lifetime_of_investment_years | start_year | base_year | year_the_investment_is_committed | revenue_requirement_scaling_factor | discount_rate | inflation_rate_for_investment | traditional_project_invested_capital | periodicity_of_investment_in_years | priority | maximum_total_investment_cost | DER_portfolio_NPV | DER_portfolio_BC_ratio | total_system_energy_avoided_cost_NPV | total_system_capacity_avoided_cost_NPV | total_system_ancillary_services_avoided_cost_NPV | total_system_CO2_avoided_cost_NPV | total_system_loss_of_load_avoided_cost_NPV | total_system_distribution_capacity_avoided_cost_NPV | total_system_investment_and_operational_cost_NPV | feeder_solar_pv_operating_cost_USdollarperkWh | feeder_energy_storage_operating_cost_USdollarperkWh | feeder_distributed_generator_operating_cost_USdollarperkWh | feeder_distributed_generator_CO2_cost_USdollarperkWh | feeder_demand_response_operating_cost_USdollarperkWh | feeder_solar_pv_investment_cost_USdollarperkW | feeder_energy_storage_investment_cost_USdollarperkW | feeder_distributed_generator_investment_cost_USdollarperkW | feeder_demand_response_investment_cost_USdollarperkW
8103801 |  | ts_slack | none | node_SOURCE_8103801 | 4803.554 | 1295 | 1192 | 24 | 0 | 0 | 0 | 0 | 382 | 38.465 | 7.399 | 3.152 | 0 | 0 |  | 0 | 0 | 1 | 0 |  | 0 | 0 | 0 | 0 | 0 | 0 | 0 | 0 | 0 | 0 | 0 | 0 | 0 | 0 | 0 | 0 | 0 | 0 | 0 | 999999999 | 0 | 0 | 0 | 0 | 0 | 0 | 0 | 0 | 0 | 0 | 0 | 0 | 0 | 0 | 0 | 0 | 0 | 0

## fuse
data_type | static
owner_type | feeder
owner | 8103801
object | fuse
name | groupid | phases | fr | to | phase_A_status | phase_B_status | phase_C_status | repair_dist_type | current_limit | mean_replacement_time | status | dcircuit | selected | monitored | monitored_fields | class_monitored_fields | played | played_fields | comments
fuse_220382619 |  | AN | node_intto1_8103801_200825484 | node_8103801_200825484 | GOOD | GOOD | GOOD |  | 25 |  |  | 8103801 | no | no |  |  | no
fuse_220388876 |  | AN | node_intto1_8103801_200826743 | node_8103801_200826743 | GOOD | GOOD | GOOD |  | 25 |  |  | 8103801 | no | no |  |  | no
fuse_220389086 |  | AN | node_intto1_8103801_200972031 | node_8103801_200972031 | GOOD | GOOD | GOOD |  | 25 |  |  | 8103801 | no | no |  |  | no
fuse_220651666 |  | AN | node_intto1_8103801_201062813 | node_8103801_201062813 | GOOD | GOOD | GOOD |  | 15 |  |  | 8103801 | no | no |  |  | no
fuse_311874206 |  | AN | node_intto1_8103801_200867449 | node_8103801_200867449 | GOOD | GOOD | GOOD |  | 25 |  |  | 8103801 | no | no |  |  | no
fuse_311874207 |  | AN | node_intto1_8103801_200867461 | node_8103801_200867461 | GOOD | GOOD | GOOD |  | 50 |  |  | 8103801 | no | no |  |  | no
fuse_311874208 |  | AN | node_intto1_8103801_200867464 | node_8103801_200867464 | GOOD | GOOD | GOOD |  | 65 |  |  | 8103801 | no | no |  |  | no
fuse_311874213 |  | AN | node_intto1_8103801_200972606 | node_8103801_200972606 | GOOD | GOOD | GOOD |  | 40 |  |  | 8103801 | no | no |  |  | no
fuse_311874214 |  | AN | node_intto1_311874214 | node_311874214 | GOOD | GOOD | GOOD |  | 100 |  |  | 8103801 | no | no |  |  | no
fuse_311874215 |  | AN | node_intto1_8103801_200867498 | node_8103801_200867498 | GOOD | GOOD | GOOD |  | 100 |  |  | 8103801 | no | no |  |  | no
fuse_311874216 |  | AN | node_intto1_8103801_200962646 | node_8103801_200962646 | GOOD | GOOD | GOOD |  | 65 |  |  | 8103801 | no | no |  |  | no
fuse_311874217 |  | AN | node_intto1_8103801_200869677 | node_8103801_200869677 | GOOD | GOOD | GOOD |  | 30 |  |  | 8103801 | no | no |  |  | no
fuse_311874220 |  | AN | node_intto1_8103801_200870057 | node_8103801_200870057 | GOOD | GOOD | GOOD |  | 30 |  |  | 8103801 | no | no |  |  | no
fuse_311874221 |  | AN | node_intto1_8103801_200867553 | node_8103801_200867553 | GOOD | GOOD | GOOD |  | 30 |  |  | 8103801 | no | no |  |  | no
fuse_311874224 |  | AN | node_intto1_8103801_200867556 | node_8103801_200867556 | GOOD | GOOD | GOOD |  | 30 |  |  | 8103801 | no | no |  |  | no
fuse_311874226 |  | AN | node_intto1_8103801_200972400 | node_8103801_200972400 | GOOD | GOOD | GOOD |  | 25 |  |  | 8103801 | no | no |  |  | no
fuse_311874229 |  | AN | node_intto1_8103801_201014331 | node_8103801_201014331 | GOOD | GOOD | GOOD |  | 25 |  |  | 8103801 | no | no |  |  | no
fuse_311874268 |  | AN | node_intto1_8103801_200870107 | node_8103801_200870107 | GOOD | GOOD | GOOD |  | 40 |  |  | 8103801 | no | no |  |  | no
fuse_311874298 |  | AN | node_intto1_8103801_200868330 | node_8103801_200868330 | GOOD | GOOD | GOOD |  | 65 |  |  | 8103801 | no | no |  |  | no
fuse_311874299 |  | AN | node_intto1_8103801_200870308 | node_8103801_200870308 | GOOD | GOOD | GOOD |  | 100 |  |  | 8103801 | no | no |  |  | no
fuse_311874300 |  | AN | node_intto1_8103801_200867932 | node_8103801_200867932 | GOOD | GOOD | GOOD |  | 40 |  |  | 8103801 | no | no |  |  | no
fuse_311874302 |  | AN | node_intto1_8103801_200868280 | node_8103801_200868280 | GOOD | GOOD | GOOD |  | 300 |  |  | 8103801 | no | no |  |  | no
fuse_311874303 |  | AN | node_intto1_8103801_200867589 | node_8103801_200867589 | GOOD | GOOD | GOOD |  | 65 |  |  | 8103801 | no | no |  |  | no
fuse_311874405 |  | AN | node_intto1_8103801_200869025 | node_8103801_200869025 | GOOD | GOOD | GOOD |  | 40 |  |  | 8103801 | no | no |  |  | no
fuse_311874411 |  | AN | node_intto1_8103801_200869107 | node_8103801_200869107 | GOOD | GOOD | GOOD |  | 15 |  |  | 8103801 | no | no |  |  | no
fuse_311874589 |  | AN | node_intto1_311874589 | node_311874589 | GOOD | GOOD | GOOD |  | 140 |  |  | 8103801 | no | no |  |  | no
fuse_311874594 |  | AN | node_intto1_8103801_200869273 | node_8103801_200869273 | GOOD | GOOD | GOOD |  | 30 |  |  | 8103801 | no | no |  |  | no
fuse_311874596 |  | AN | node_intto1_8103801_200871041 | node_8103801_200871041 | GOOD | GOOD | GOOD |  | 60 |  |  | 8103801 | no | no |  |  | no
fuse_311874605 |  | AN | node_intto1_8103801_200871075 | node_8103801_200871075 | GOOD | GOOD | GOOD |  | 300 |  |  | 8103801 | no | no |  |  | no
fuse_311874608 |  | AN | node_intto1_8103801_200869463 | node_8103801_200869463 | GOOD | GOOD | GOOD |  | 25 |  |  | 8103801 | no | no |  |  | no
fuse_311874611 |  | ABCN | node_intto1_8103801_200871118 | node_8103801_200871118 | GOOD | GOOD | GOOD |  | 65 |  |  | 8103801 | no | no |  |  | no
fuse_311874612 |  | ABCN | node_intto1_8103801_200871180 | node_8103801_200871180 | GOOD | GOOD | GOOD |  | 60 |  |  | 8103801 | no | no |  |  | no
fuse_311874613 |  | ABCN | node_intto1_8103801_200871173 | node_8103801_200871173 | GOOD | GOOD | GOOD |  | 100 |  |  | 8103801 | no | no |  |  | no
fuse_311874614 |  | ABCN | node_intto1_8103801_200871197 | node_8103801_200871197 | GOOD | GOOD | GOOD |  | 125 |  |  | 8103801 | no | no |  |  | no
fuse_311874615 |  | AN | node_intto1_8103801_200867889 | node_8103801_200867889 | GOOD | GOOD | GOOD |  | 65 |  |  | 8103801 | no | no |  |  | no
fuse_311874616 |  | ABCN | node_intto1_8103801_200871207 | node_8103801_200871207 | GOOD | GOOD | GOOD |  | 100 |  |  | 8103801 | no | no |  |  | no
fuse_311874623 |  | AN | node_intto1_8103801_200871215 | node_8103801_200871215 | GOOD | GOOD | GOOD |  | 85 |  |  | 8103801 | no | no |  |  | no
fuse_311874626 |  | AN | node_intto1_8103801_200871284 | node_8103801_200871284 | GOOD | GOOD | GOOD |  | 300 |  |  | 8103801 | no | no |  |  | no
fuse_311874630 |  | AN | node_intto1_8103801_200871239 | node_8103801_200871239 | GOOD | GOOD | GOOD |  | 20 |  |  | 8103801 | no | no |  |  | no
fuse_311874635 |  | AN | node_intto1_8103801_200871019 | node_8103801_200871019 | GOOD | GOOD | GOOD |  | 100 |  |  | 8103801 | no | no |  |  | no
fuse_311874636 |  | ABCN | node_intto1_311874636 | node_311874636 | GOOD | GOOD | GOOD |  | 60 |  |  | 8103801 | no | no |  |  | no
fuse_311874637 |  | ABCN | node_intto1_8103801_200871060 | node_8103801_200871060 | GOOD | GOOD | GOOD |  | 15 |  |  | 8103801 | no | no |  |  | no
fuse_311874638 |  | AN | node_intto1_8103801_200871066 | node_8103801_200871066 | GOOD | GOOD | GOOD |  | 65 |  |  | 8103801 | no | no |  |  | no
fuse_311874639 |  | AN | node_intto1_8103801_200871079 | node_8103801_200871079 | GOOD | GOOD | GOOD |  | 140 |  |  | 8103801 | no | no |  |  | no
fuse_311874640 |  | ABCN | node_intto1_8103801_200871084 | node_8103801_200871084 | GOOD | GOOD | GOOD |  | 200 |  |  | 8103801 | no | no |  |  | no
fuse_311874651 |  | AN | node_intto1_8103801_200871032 | node_8103801_200871032 | GOOD | GOOD | GOOD |  | 85 |  |  | 8103801 | no | no |  |  | no
fuse_311874656 |  | AN | node_intto1_8103801_200870717 | node_8103801_200870717 | GOOD | GOOD | GOOD |  | 40 |  |  | 8103801 | no | no |  |  | no
fuse_311874657 |  | AN | node_intto1_8103801_200870718 | node_8103801_200870718 | GOOD | GOOD | GOOD |  | 25 |  |  | 8103801 | no | no |  |  | no
fuse_311874658 |  | AN | node_intto1_8103801_200869660 | node_8103801_200869660 | GOOD | GOOD | GOOD |  | 10 |  |  | 8103801 | no | no |  |  | no
fuse_311874659 |  | AN | node_intto1_8103801_200870751 | node_8103801_200870751 | GOOD | GOOD | GOOD |  | 300 |  |  | 8103801 | no | no |  |  | no
fuse_311874660 |  | AN | node_intto1_8103801_200869473 | node_8103801_200869473 | GOOD | GOOD | GOOD |  | 10 |  |  | 8103801 | no | no |  |  | no
fuse_311874682 |  | AN | node_intto1_8103801_200868281 | node_8103801_200868281 | GOOD | GOOD | GOOD |  | 40 |  |  | 8103801 | no | no |  |  | no
fuse_311874683 |  | AN | node_intto1_8103801_200982881 | node_8103801_200982881 | GOOD | GOOD | GOOD |  | 20 |  |  | 8103801 | no | no |  |  | no
fuse_311874689 |  | AN | node_intto1_8103801_200972411 | node_8103801_200972411 | GOOD | GOOD | GOOD |  | 20 |  |  | 8103801 | no | no |  |  | no
fuse_311874690 |  | AN | node_intto1_8103801_200868340 | node_8103801_200868340 | GOOD | GOOD | GOOD |  | 25 |  |  | 8103801 | no | no |  |  | no
fuse_311874692 |  | AN | node_intto1_8103801_200868342 | node_8103801_200868342 | GOOD | GOOD | GOOD |  | 25 |  |  | 8103801 | no | no |  |  | no
fuse_311874705 |  | AN | node_intto1_8103801_200869795 | node_8103801_200869795 | GOOD | GOOD | GOOD |  | 30 |  |  | 8103801 | no | no |  |  | no
fuse_311875582 |  | AN | node_intto1_8103801_200870195 | node_8103801_200870195 | GOOD | GOOD | GOOD |  | 40 |  |  | 8103801 | no | no |  |  | no
fuse_311892675 |  | AN | node_intto1_8103801_200867573 | node_8103801_200867573 | GOOD | GOOD | GOOD |  | 25 |  |  | 8103801 | no | no |  |  | no
fuse_311898373 |  | AN | node_intto1_8103801_200871104 | node_8103801_200871104 | GOOD | GOOD | GOOD |  | 50 |  |  | 8103801 | no | no |  |  | no
fuse_311898757 |  | ABN | node_intto1_8103801_200870792 | node_8103801_200870792 | GOOD | GOOD | GOOD |  | 50 |  |  | 8103801 | no | no |  |  | no
fuse_311898777 |  | ABCN | node_intto1_8103801_200870995 | node_8103801_200870995 | GOOD | GOOD | GOOD |  | 60 |  |  | 8103801 | no | no |  |  | no
fuse_311929246 |  | AN | node_intto1_8103801_200871216 | node_8103801_200871216 | GOOD | GOOD | GOOD |  | 300 |  |  | 8103801 | no | no |  |  | no
fuse_311929856 |  | AN | node_intto1_8103801_311929854 | node_8103801_311929854 | GOOD | GOOD | GOOD |  | 30 |  |  | 8103801 | no | no |  |  | no
fuse_312010488 |  | ABCN | node_intto1_8103801_200871081 | node_8103801_200871081 | GOOD | GOOD | GOOD |  | 200 |  |  | 8103801 | no | no |  |  | no
fuse_312013989 |  | AN | node_intto1_312013989 | node_312013989 | GOOD | GOOD | GOOD |  | 300 |  |  | 8103801 | no | no |  |  | no
fuse_312100855 |  | AN | node_intto1_8103801_312100856 | node_8103801_312100856 | GOOD | GOOD | GOOD |  | 15 |  |  | 8103801 | no | no |  |  | no
fuse_312105766 |  | AN | node_intto1_8103801_312105765 | node_8103801_312105765 | GOOD | GOOD | GOOD |  | 15 |  |  | 8103801 | no | no |  |  | no
fuse_312107414 |  | AN | node_intto1_8103801_200869035 | node_8103801_200869035 | GOOD | GOOD | GOOD |  | 300 |  |  | 8103801 | no | no |  |  | no

## line_configuration
data_type | static
owner_type | feeder
owner | 8103801
object | line_configuration
name | groupid | conductor_A | conductor_B | conductor_C | conductor_N | spacing | z11 | z12 | z13 | z21 | z22 | z23 | z31 | z32 | z33 | c11 | c12 | c13 | c21 | c22 | c23 | c31 | c32 | c33 | dcircuit | selected | comments
bal_1P_1/0AA_1/0AA(N) |  | oh_cond_1/0_AAAC | oh_cond_1/0_AAAC | oh_cond_1/0_AAAC | oh_cond_1/0_AAAC |  | 1.078+1.186j | 0.201+0.467j | 0.201+0.467j | 0.201+0.467j | 1.078+1.186j | 0.201+0.467j | 0.201+0.467j | 0.201+0.467j | 1.078+1.186j | 13.243 | -2.726 | -2.726 | -2.726 | 13.243 | -2.726 | -2.726 | -2.726 | 13.243 |  | no
bal_1P_1/0AA_1/0AC(N) |  | oh_cond_1/0_AAAC | oh_cond_1/0_AAAC | oh_cond_1/0_AAAC | oh_cond_1/0_ACSR |  | 1.08+1.187j | 0.203+0.469j | 0.203+0.469j | 0.203+0.469j | 1.08+1.187j | 0.203+0.469j | 0.203+0.469j | 0.203+0.469j | 1.08+1.187j | 13.243 | -2.726 | -2.726 | -2.726 | 13.243 | -2.726 | -2.726 | -2.726 | 13.243 |  | no
bal_1P_1/0AA_2AC(N) |  | oh_cond_1/0_AAAC | oh_cond_1/0_AAAC | oh_cond_1/0_AAAC | oh_cond_2_ACSR |  | 1.111+1.261j | 0.235+0.543j | 0.235+0.543j | 0.235+0.543j | 1.111+1.261j | 0.235+0.543j | 0.235+0.543j | 0.235+0.543j | 1.111+1.261j | 13.23 | -2.739 | -2.739 | -2.739 | 13.23 | -2.739 | -2.739 | -2.739 | 13.23 |  | no
bal_1P_1/0AC_1/0AC(N) |  | oh_cond_1/0_ACSR | oh_cond_1/0_ACSR | oh_cond_1/0_ACSR | oh_cond_1/0_ACSR |  | 1.091+1.185j | 0.203+0.469j | 0.203+0.469j | 0.203+0.469j | 1.091+1.185j | 0.203+0.469j | 0.203+0.469j | 0.203+0.469j | 1.091+1.185j | 13.243 | -2.726 | -2.726 | -2.726 | 13.243 | -2.726 | -2.726 | -2.726 | 13.243 |  | no
bal_1P_1/0AC_2/0CU(N) |  | oh_cond_1/0_ACSR | oh_cond_1/0_ACSR | oh_cond_1/0_ACSR | oh_cond_2/0_CU |  | 1.019+1.125j | 0.131+0.409j | 0.131+0.409j | 0.131+0.409j | 1.019+1.125j | 0.131+0.409j | 0.131+0.409j | 0.131+0.409j | 1.019+1.125j | 13.245 | -2.723 | -2.723 | -2.723 | 13.245 | -2.723 | -2.723 | -2.723 | 13.245 |  | no
bal_1P_1/0AC_4/0AL(N) |  | oh_cond_1/0_ACSR | oh_cond_1/0_ACSR | oh_cond_1/0_ACSR | oh_cond_4/0_AL |  | 1.022+1.12j | 0.134+0.404j | 0.134+0.404j | 0.134+0.404j | 1.022+1.12j | 0.134+0.404j | 0.134+0.404j | 0.134+0.404j | 1.022+1.12j | 13.261 | -2.707 | -2.707 | -2.707 | 13.261 | -2.707 | -2.707 | -2.707 | 13.261 |  | no
bal_1P_2AC_1/0AC(N) |  | oh_cond_2_ACSR | oh_cond_2_ACSR | oh_cond_2_ACSR | oh_cond_1/0_ACSR |  | 1.613+1.215j | 0.203+0.469j | 0.203+0.469j | 0.203+0.469j | 1.613+1.215j | 0.203+0.469j | 0.203+0.469j | 0.203+0.469j | 1.613+1.215j | 12.826 | -2.585 | -2.585 | -2.585 | 12.826 | -2.585 | -2.585 | -2.585 | 12.826 |  | no
bal_1P_2AC_2AC(N) |  | oh_cond_2_ACSR | oh_cond_2_ACSR | oh_cond_2_ACSR | oh_cond_2_ACSR |  | 1.645+1.289j | 0.235+0.543j | 0.235+0.543j | 0.235+0.543j | 1.645+1.289j | 0.235+0.543j | 0.235+0.543j | 0.235+0.543j | 1.645+1.289j | 12.813 | -2.597 | -2.597 | -2.597 | 12.813 | -2.597 | -2.597 | -2.597 | 12.813 |  | no
bal_1P_4/0AL_1/0AC(N) |  | oh_cond_4/0_AL | oh_cond_4/0_AL | oh_cond_4/0_AL | oh_cond_1/0_ACSR |  | 0.645+1.154j | 0.203+0.469j | 0.203+0.469j | 0.203+0.469j | 0.645+1.154j | 0.203+0.469j | 0.203+0.469j | 0.203+0.469j | 0.645+1.154j | 13.848 | -2.934 | -2.934 | -2.934 | 13.848 | -2.934 | -2.934 | -2.934 | 13.848 |  | no
bal_1P_4/0AL_4/0AL(N) |  | oh_cond_4/0_AL | oh_cond_4/0_AL | oh_cond_4/0_AL | oh_cond_4/0_AL |  | 0.576+1.089j | 0.134+0.404j | 0.134+0.404j | 0.134+0.404j | 0.576+1.089j | 0.134+0.404j | 0.134+0.404j | 0.134+0.404j | 0.576+1.089j | 13.867 | -2.914 | -2.914 | -2.914 | 13.867 | -2.914 | -2.914 | -2.914 | 13.867 |  | no
bal_1P_4ACW_4ACW(N) |  | oh_cond_4A_CWD | oh_cond_4A_CWD | oh_cond_4A_CWD | oh_cond_4A_CWD |  | 1.622+1.345j | 0.227+0.543j | 0.227+0.543j | 0.227+0.543j | 1.622+1.345j | 0.227+0.543j | 0.227+0.543j | 0.227+0.543j | 1.622+1.345j | 12.585 | -2.529 | -2.529 | -2.529 | 12.585 | -2.529 | -2.529 | -2.529 | 12.585 |  | no
bal_1P_4AC_4AC(N) |  | oh_cond_4_ACSR | oh_cond_4_ACSR | oh_cond_4_ACSR | oh_cond_4_ACSR |  | 2.477+1.399j | 0.237+0.624j | 0.237+0.624j | 0.237+0.624j | 2.477+1.399j | 0.237+0.624j | 0.237+0.624j | 0.237+0.624j | 2.477+1.399j | 12.299 | -2.445 | -2.445 | -2.445 | 12.299 | -2.445 | -2.445 | -2.445 | 12.299 |  | no
bal_1P_4CU_4CU(N) |  | oh_cond_4_CU | oh_cond_4_CU | oh_cond_4_CU | oh_cond_4_CU |  | 1.617+1.325j | 0.229+0.541j | 0.229+0.541j | 0.229+0.541j | 1.617+1.325j | 0.229+0.541j | 0.229+0.541j | 0.229+0.541j | 1.617+1.325j | 12.16 | -2.404 | -2.404 | -2.404 | 12.16 | -2.404 | -2.404 | -2.404 | 12.16 |  | no
bal_1P_6CU_6CU(N) |  | oh_cond_6_CU | oh_cond_6_CU | oh_cond_6_CU | oh_cond_6_CU |  | 2.415+1.422j | 0.235+0.62j | 0.235+0.62j | 0.235+0.62j | 2.415+1.422j | 0.235+0.62j | 0.235+0.62j | 0.235+0.62j | 2.415+1.422j | 11.75 | -2.285 | -2.285 | -2.285 | 11.75 | -2.285 | -2.285 | -2.285 | 11.75 |  | no
bal_1P_8DCW_8DCW(N) |  | oh_cond_8D_CWD | oh_cond_8D_CWD | oh_cond_8D_CWD | oh_cond_8D_CWD |  | 3.722+1.553j | 0.212+0.687j | 0.212+0.687j | 0.212+0.687j | 3.722+1.553j | 0.212+0.687j | 0.212+0.687j | 0.212+0.687j | 3.722+1.553j | 12.055 | -2.374 | -2.374 | -2.374 | 12.055 | -2.374 | -2.374 | -2.374 | 12.055 |  | no
bal_1P_WYECUST |  | oh_cond_2/0_CU | oh_cond_2/0_CU | oh_cond_2/0_CU | oh_cond_3_#7_CWD_30% |  | 0.66+1.378j | 0.22+0.666j | 0.22+0.666j | 0.22+0.666j | 0.66+1.378j | 0.22+0.666j | 0.22+0.666j | 0.22+0.666j | 0.66+1.378j | 13.24 | -2.712 | -2.712 | -2.712 | 13.24 | -2.712 | -2.712 | -2.712 | 13.24 |  | no
bal_2P_1/0AA_1/0AA(N) |  | oh_cond_1/0_AAAC | oh_cond_1/0_AAAC | oh_cond_1/0_AAAC | oh_cond_1/0_AAAC |  | 1.078+1.186j | 0.201+0.467j | 0.201+0.467j | 0.201+0.467j | 1.078+1.186j | 0.201+0.467j | 0.201+0.467j | 0.201+0.467j | 1.078+1.186j | 13.243 | -2.726 | -2.726 | -2.726 | 13.243 | -2.726 | -2.726 | -2.726 | 13.243 |  | no
bal_2P_2AC_1/0AA(N) |  | oh_cond_2_ACSR | oh_cond_2_ACSR | oh_cond_2_ACSR | oh_cond_1/0_AAAC |  | 1.611+1.214j | 0.201+0.467j | 0.201+0.467j | 0.201+0.467j | 1.611+1.214j | 0.201+0.467j | 0.201+0.467j | 0.201+0.467j | 1.611+1.214j | 12.826 | -2.585 | -2.585 | -2.585 | 12.826 | -2.585 | -2.585 | -2.585 | 12.826 |  | no
bal_2P_4/0AA_1/0AA(N) |  | oh_cond_4/0_AAAC | oh_cond_4/0_AAAC | oh_cond_4/0_AAAC | oh_cond_1/0_AAAC |  | 0.64+1.144j | 0.201+0.467j | 0.201+0.467j | 0.201+0.467j | 0.64+1.144j | 0.201+0.467j | 0.201+0.467j | 0.201+0.467j | 0.64+1.144j | 14.027 | -2.996 | -2.996 | -2.996 | 14.027 | -2.996 | -2.996 | -2.996 | 14.027 |  | no
bal_3P_1/0AA_1/0AA(N) |  | oh_cond_1/0_AAAC | oh_cond_1/0_AAAC | oh_cond_1/0_AAAC | oh_cond_1/0_AAAC |  | 1.078+1.186j | 0.201+0.467j | 0.201+0.467j | 0.201+0.467j | 1.078+1.186j | 0.201+0.467j | 0.201+0.467j | 0.201+0.467j | 1.078+1.186j | 13.243 | -2.726 | -2.726 | -2.726 | 13.243 | -2.726 | -2.726 | -2.726 | 13.243 |  | no
bal_3P_1/0AA_1/0AC(N) |  | oh_cond_1/0_AAAC | oh_cond_1/0_AAAC | oh_cond_1/0_AAAC | oh_cond_1/0_ACSR |  | 1.08+1.187j | 0.203+0.469j | 0.203+0.469j | 0.203+0.469j | 1.08+1.187j | 0.203+0.469j | 0.203+0.469j | 0.203+0.469j | 1.08+1.187j | 13.243 | -2.726 | -2.726 | -2.726 | 13.243 | -2.726 | -2.726 | -2.726 | 13.243 |  | no
bal_3P_1/0AA_4/0AC(N) |  | oh_cond_1/0_AAAC | oh_cond_1/0_AAAC | oh_cond_1/0_AAAC | oh_cond_4/0_ACSR |  | 1.012+1.121j | 0.136+0.403j | 0.136+0.403j | 0.136+0.403j | 1.012+1.121j | 0.136+0.403j | 0.136+0.403j | 0.136+0.403j | 1.012+1.121j | 13.267 | -2.702 | -2.702 | -2.702 | 13.267 | -2.702 | -2.702 | -2.702 | 13.267 |  | no
bal_3P_1/0AA_4/0AL(N) |  | oh_cond_1/0_AAAC | oh_cond_1/0_AAAC | oh_cond_1/0_AAAC | oh_cond_4/0_AL |  | 1.011+1.123j | 0.134+0.404j | 0.134+0.404j | 0.134+0.404j | 1.011+1.123j | 0.134+0.404j | 0.134+0.404j | 0.134+0.404j | 1.011+1.123j | 13.261 | -2.707 | -2.707 | -2.707 | 13.261 | -2.707 | -2.707 | -2.707 | 13.261 |  | no
bal_3P_1/0AC_1/0AC(N) |  | oh_cond_1/0_ACSR | oh_cond_1/0_ACSR | oh_cond_1/0_ACSR | oh_cond_1/0_ACSR |  | 1.091+1.185j | 0.203+0.469j | 0.203+0.469j | 0.203+0.469j | 1.091+1.185j | 0.203+0.469j | 0.203+0.469j | 0.203+0.469j | 1.091+1.185j | 13.243 | -2.726 | -2.726 | -2.726 | 13.243 | -2.726 | -2.726 | -2.726 | 13.243 |  | no
bal_3P_1/0AC_4/0AA(N) |  | oh_cond_1/0_ACSR | oh_cond_1/0_ACSR | oh_cond_1/0_ACSR | oh_cond_4/0_AAAC |  | 1.022+1.118j | 0.134+0.402j | 0.134+0.402j | 0.134+0.402j | 1.022+1.118j | 0.134+0.402j | 0.134+0.402j | 0.134+0.402j | 1.022+1.118j | 13.267 | -2.702 | -2.702 | -2.702 | 13.267 | -2.702 | -2.702 | -2.702 | 13.267 |  | no
bal_3P_1/0AC_4/0AC(N) |  | oh_cond_1/0_ACSR | oh_cond_1/0_ACSR | oh_cond_1/0_ACSR | oh_cond_4/0_ACSR |  | 1.024+1.119j | 0.136+0.403j | 0.136+0.403j | 0.136+0.403j | 1.024+1.119j | 0.136+0.403j | 0.136+0.403j | 0.136+0.403j | 1.024+1.119j | 13.267 | -2.702 | -2.702 | -2.702 | 13.267 | -2.702 | -2.702 | -2.702 | 13.267 |  | no
bal_3P_1/0AC_4/0AL(N) |  | oh_cond_1/0_ACSR | oh_cond_1/0_ACSR | oh_cond_1/0_ACSR | oh_cond_4/0_AL |  | 1.022+1.12j | 0.134+0.404j | 0.134+0.404j | 0.134+0.404j | 1.022+1.12j | 0.134+0.404j | 0.134+0.404j | 0.134+0.404j | 1.022+1.12j | 13.261 | -2.707 | -2.707 | -2.707 | 13.261 | -2.707 | -2.707 | -2.707 | 13.261 |  | no
bal_3P_2AC_1/0AC(N) |  | oh_cond_2_ACSR | oh_cond_2_ACSR | oh_cond_2_ACSR | oh_cond_1/0_ACSR |  | 1.613+1.215j | 0.203+0.469j | 0.203+0.469j | 0.203+0.469j | 1.613+1.215j | 0.203+0.469j | 0.203+0.469j | 0.203+0.469j | 1.613+1.215j | 12.826 | -2.585 | -2.585 | -2.585 | 12.826 | -2.585 | -2.585 | -2.585 | 12.826 |  | no
bal_3P_2AC_2AC(N) |  | oh_cond_2_ACSR | oh_cond_2_ACSR | oh_cond_2_ACSR | oh_cond_2_ACSR |  | 1.645+1.289j | 0.235+0.543j | 0.235+0.543j | 0.235+0.543j | 1.645+1.289j | 0.235+0.543j | 0.235+0.543j | 0.235+0.543j | 1.645+1.289j | 12.813 | -2.597 | -2.597 | -2.597 | 12.813 | -2.597 | -2.597 | -2.597 | 12.813 |  | no
bal_3P_4/0AA_1/0AA(N) |  | oh_cond_4/0_AAAC | oh_cond_4/0_AAAC | oh_cond_4/0_AAAC | oh_cond_1/0_AAAC |  | 0.64+1.144j | 0.201+0.467j | 0.201+0.467j | 0.201+0.467j | 0.64+1.144j | 0.201+0.467j | 0.201+0.467j | 0.201+0.467j | 0.64+1.144j | 14.027 | -2.996 | -2.996 | -2.996 | 14.027 | -2.996 | -2.996 | -2.996 | 14.027 |  | no
bal_3P_4/0AA_4/0AL(N) |  | oh_cond_4/0_AAAC | oh_cond_4/0_AAAC | oh_cond_4/0_AAAC | oh_cond_4/0_AL |  | 0.573+1.081j | 0.134+0.404j | 0.134+0.404j | 0.134+0.404j | 0.573+1.081j | 0.134+0.404j | 0.134+0.404j | 0.134+0.404j | 0.573+1.081j | 14.046 | -2.976 | -2.976 | -2.976 | 14.046 | -2.976 | -2.976 | -2.976 | 14.046 |  | no
bal_3P_4/0AC_1/0AC(N) |  | oh_cond_4/0_ACSR | oh_cond_4/0_ACSR | oh_cond_4/0_ACSR | oh_cond_1/0_ACSR |  | 0.648+1.145j | 0.203+0.469j | 0.203+0.469j | 0.203+0.469j | 0.648+1.145j | 0.203+0.469j | 0.203+0.469j | 0.203+0.469j | 0.648+1.145j | 14.027 | -2.996 | -2.996 | -2.996 | 14.027 | -2.996 | -2.996 | -2.996 | 14.027 |  | no
bal_3P_4/0AC_4/0AC(N) |  | oh_cond_4/0_ACSR | oh_cond_4/0_ACSR | oh_cond_4/0_ACSR | oh_cond_4/0_ACSR |  | 0.581+1.079j | 0.136+0.403j | 0.136+0.403j | 0.136+0.403j | 0.581+1.079j | 0.136+0.403j | 0.136+0.403j | 0.136+0.403j | 0.581+1.079j | 14.052 | -2.971 | -2.971 | -2.971 | 14.052 | -2.971 | -2.971 | -2.971 | 14.052 |  | no
bal_3P_4/0AC_4/0AL(N) |  | oh_cond_4/0_ACSR | oh_cond_4/0_ACSR | oh_cond_4/0_ACSR | oh_cond_4/0_AL |  | 0.579+1.081j | 0.134+0.404j | 0.134+0.404j | 0.134+0.404j | 0.579+1.081j | 0.134+0.404j | 0.134+0.404j | 0.134+0.404j | 0.579+1.081j | 14.046 | -2.976 | -2.976 | -2.976 | 14.046 | -2.976 | -2.976 | -2.976 | 14.046 |  | no
bal_3P_4/0AL_1/0AC(N) |  | oh_cond_4/0_AL | oh_cond_4/0_AL | oh_cond_4/0_AL | oh_cond_1/0_ACSR |  | 0.645+1.154j | 0.203+0.469j | 0.203+0.469j | 0.203+0.469j | 0.645+1.154j | 0.203+0.469j | 0.203+0.469j | 0.203+0.469j | 0.645+1.154j | 13.848 | -2.934 | -2.934 | -2.934 | 13.848 | -2.934 | -2.934 | -2.934 | 13.848 |  | no
bal_3P_4/0AL_4/0AL(N) |  | oh_cond_4/0_AL | oh_cond_4/0_AL | oh_cond_4/0_AL | oh_cond_4/0_AL |  | 0.576+1.089j | 0.134+0.404j | 0.134+0.404j | 0.134+0.404j | 0.576+1.089j | 0.134+0.404j | 0.134+0.404j | 0.134+0.404j | 0.576+1.089j | 13.867 | -2.914 | -2.914 | -2.914 | 13.867 | -2.914 | -2.914 | -2.914 | 13.867 |  | no
bal_3P_4CU_4CU(N) |  | oh_cond_4_CU | oh_cond_4_CU | oh_cond_4_CU | oh_cond_4_CU |  | 1.617+1.325j | 0.229+0.541j | 0.229+0.541j | 0.229+0.541j | 1.617+1.325j | 0.229+0.541j | 0.229+0.541j | 0.229+0.541j | 1.617+1.325j | 12.16 | -2.404 | -2.404 | -2.404 | 12.16 | -2.404 | -2.404 | -2.404 | 12.16 |  | no
bal_3P_477AC_4/0AC(N) |  | oh_cond_477_ACSR | oh_cond_477_ACSR | oh_cond_477_ACSR | oh_cond_4/0_ACSR |  | 0.332+1.017j | 0.136+0.403j | 0.136+0.403j | 0.136+0.403j | 0.332+1.017j | 0.136+0.403j | 0.136+0.403j | 0.136+0.403j | 0.332+1.017j | 15.118 | -3.347 | -3.347 | -3.347 | 15.118 | -3.347 | -3.347 | -3.347 | 15.118 |  | no
bal_3P_477AL |  | oh_cond_477_MCM_AL | oh_cond_477_MCM_AL | oh_cond_477_MCM_AL |  |  | 0.293+1.41j | 0.095+0.775j | 0.095+0.775j | 0.095+0.775j | 0.293+1.41j | 0.095+0.775j | 0.095+0.775j | 0.095+0.775j | 0.293+1.41j | 14.305 | -3.735 | -3.735 | -3.735 | 14.305 | -3.735 | -3.735 | -3.735 | 14.305 |  | no
bal_3P_477AL_1/0AA(N) |  | oh_cond_477_MCM_AL | oh_cond_477_MCM_AL | oh_cond_477_MCM_AL | oh_cond_1/0_AAAC |  | 0.399+1.097j | 0.201+0.467j | 0.201+0.467j | 0.201+0.467j | 0.399+1.097j | 0.201+0.467j | 0.201+0.467j | 0.201+0.467j | 0.399+1.097j | 14.9 | -3.306 | -3.306 | -3.306 | 14.9 | -3.306 | -3.306 | -3.306 | 14.9 |  | no
bal_3P_477AL_4/0AC(N) |  | oh_cond_477_MCM_AL | oh_cond_477_MCM_AL | oh_cond_477_MCM_AL | oh_cond_4/0_ACSR |  | 0.334+1.032j | 0.136+0.403j | 0.136+0.403j | 0.136+0.403j | 0.334+1.032j | 0.136+0.403j | 0.136+0.403j | 0.136+0.403j | 0.334+1.032j | 14.927 | -3.279 | -3.279 | -3.279 | 14.927 | -3.279 | -3.279 | -3.279 | 14.927 |  | no
bal_3P_477AL_4/0AL(N) |  | oh_cond_477_MCM_AL | oh_cond_477_MCM_AL | oh_cond_477_MCM_AL | oh_cond_4/0_AL |  | 0.332+1.034j | 0.134+0.404j | 0.134+0.404j | 0.134+0.404j | 0.332+1.034j | 0.134+0.404j | 0.134+0.404j | 0.134+0.404j | 0.332+1.034j | 14.921 | -3.285 | -3.285 | -3.285 | 14.921 | -3.285 | -3.285 | -3.285 | 14.921 |  | no
unb_3P_2-1/0AA_1/0AC_1/0AC(N) |  | oh_cond_1/0_AAAC | oh_cond_1/0_ACSR | oh_cond_1/0_AAAC | oh_cond_1/0_ACSR |  | 1.08+1.187j | 0.203+0.469j | 0.203+0.469j | 0.203+0.469j | 1.091+1.185j | 0.203+0.469j | 0.203+0.469j | 0.203+0.469j | 1.08+1.187j | 13.25 | -2.735 | -2.735 | -2.735 | 13.25 | -2.735 | -2.735 | -2.735 | 13.25 |  | no
unb_TAPWIRE_OH |  | oh_cond_WP-4/0-CU | oh_cond_WP-4/0-CU | oh_cond_WP-4/0-CU | oh_cond_WP-4/0-CU |  | 0.365+1.097j | 0.093+0.433j | 0.094+0.34j | 0.093+0.433j | 0.368+1.078j | 0.095+0.401j | 0.094+0.34j | 0.095+0.401j | 0.368+1.077j | 14.911 | -4.341 | -1.953 | -4.341 | 15.781 | -3.724 | -1.953 | -3.724 | 14.818 |  | no
und_1P_2ALURD_2AL(N) |  | und_cond_1P_2ALURD_2AL(N) | und_cond_1P_2ALURD_2AL(N) | und_cond_1P_2ALURD_2AL(N) |  |  | 2.379+0.823j | 0.0+0.0j | 0.0+0.0j | 0.0+0.0j | 2.379+0.823j | 0.0+0.0j | 0.0+0.0j | 0.0+0.0j | 2.379+0.823j | 401.497 | 0 | 0 | 0 | 401.497 | 0 | 0 | 0 | 401.497 |  | no
und_1P_WYECUST |  | und_cond_1P_WYECUST | und_cond_1P_WYECUST | und_cond_1P_WYECUST |  |  | 0.179+0.233j | 0.061-0.024j | 0.061-0.024j | 0.061-0.024j | 0.179+0.233j | 0.061-0.024j | 0.061-0.024j | 0.061-0.024j | 0.179+0.233j | 324.124 | 0 | 0 | 0 | 324.124 | 0 | 0 | 0 | 324.124 |  | no
und_3P_2ALURD_2AL(N) |  | und_cond_3P_2ALURD_2AL(N) | und_cond_3P_2ALURD_2AL(N) | und_cond_3P_2ALURD_2AL(N) |  |  | 2.125+0.49j | 0.384+0.067j | 0.384+0.067j | 0.384+0.067j | 2.125+0.49j | 0.384+0.067j | 0.384+0.067j | 0.384+0.067j | 2.125+0.49j | 401.497 | 0 | 0 | 0 | 401.497 | 0 | 0 | 0 | 401.497 |  | no
und_TAPWIRE_UG |  | und_cond_TAPWIRE_UG | und_cond_TAPWIRE_UG | und_cond_TAPWIRE_UG |  |  | 0.001+0.001j | 0.0+0.0j | 0.0+0.0j | 0.0+0.0j | 0.001+0.001j | 0.0+0.0j | 0.0+0.0j | 0.0+0.0j | 0.001+0.001j | 0 | 0 | 0 | 0 | 0 | 0 | 0 | 0 | 0 |  | no

## load
data_type | static
owner_type | feeder
owner | 8103801
object | load
name | groupid | parent | bustype | phases | nominal_voltage | load_class | constant_power_A | constant_power_B | constant_power_C | constant_current_A | constant_current_B | constant_current_C | constant_impedance_A | constant_impedance_B | constant_impedance_C | base_power_A | base_power_B | base_power_C | power_pf_A | power_pf_B | power_pf_C | current_pf_A | current_pf_B | current_pf_C | impedance_pf_A | impedance_pf_B | impedance_pf_C | power_fraction_A | power_fraction_B | power_fraction_C | current_fraction_A | current_fraction_B | current_fraction_C | impedance_fraction_A | impedance_fraction_B | impedance_fraction_C | dcircuit | selected | monitored | monitored_fields | class_monitored_fields | played | played_fields | base_kw_A | base_kw_B | base_kw_C | kw_A | kw_B | kw_C | comments | critical_load | dem_resp_lb | dem_resp_ub | dem_resp_shortage_cost | dem_resp_surplus_cost | num_customers
load_220336396 |  | node_1482307_629_15300076_058 |  | AN | 0 | Residential | 2851.2+1214.606j | 0 | 0 | 0 | 0 | 0 | [24 empty] | 8103801 | no | no |  |  | no |  | 0 | 0 | 0 | 0 | 0 | 0 |  | 1 | 1 | 1 | 0 | 0 | 0
load_220336400 |  | node_1487195_812_15304166_786 |  | AN | 0 | Residential | 5256+2239.047j | 0 | 0 | 0 | 0 | 0 | [24 empty] | 8103801 | no | no |  |  | no |  | 0 | 0 | 0 | 0 | 0 | 0 |  | 1 | 1 | 1 | 0 | 0 | 0
load_220336401 |  | node_1488859_664_15305616_123 |  | AN | 0 | Other | 0 | 0 | 0 | 0 | 0 | 0 | [24 empty] | 8103801 | no | no |  |  | no |  | 0 | 0 | 0 | 0 | 0 | 0 |  | 1 | 1 | 1 | 0 | 0 | 0
load_220336402 |  | node_1488115_718_15305408_552 |  | AN | 0 | Residential | 669.6+285.248j | 0 | 0 | 0 | 0 | 0 | [24 empty] | 8103801 | no | no |  |  | no |  | 0 | 0 | 0 | 0 | 0 | 0 |  | 1 | 1 | 1 | 0 | 0 | 0
load_220336709 |  | node_1486304_523_15301856_28 |  | AN | 0 | Other | 0 | 0 | 0 | 0 | 0 | 0 | [24 empty] | 8103801 | no | no |  |  | no |  | 0 | 0 | 0 | 0 | 0 | 0 |  | 1 | 1 | 1 | 0 | 0 | 0
load_220336710 |  | node_1486499_074_15301231_905 |  | AN | 0 | Other | 0 | 0 | 0 | 0 | 0 | 0 | [24 empty] | 8103801 | no | no |  |  | no |  | 0 | 0 | 0 | 0 | 0 | 0 |  | 1 | 1 | 1 | 0 | 0 | 0
load_220336711 |  | node_1486310_005_15301604_283 |  | AN | 0 | Residential | 3571.2+1521.325j | 0 | 0 | 0 | 0 | 0 | [24 empty] | 8103801 | no | no |  |  | no |  | 0 | 0 | 0 | 0 | 0 | 0 |  | 1 | 1 | 1 | 0 | 0 | 0
load_220336712 |  | node_1486822_791_15302561_531 |  | AN | 0 | Other | 0 | 0 | 0 | 0 | 0 | 0 | [24 empty] | 8103801 | no | no |  |  | no |  | 0 | 0 | 0 | 0 | 0 | 0 |  | 1 | 1 | 1 | 0 | 0 | 0
load_220336713 |  | node_1487155_595_15301706_819 |  | AN | 0 | Residential | 0 | 0 | 0 | 0 | 0 | 0 | [24 empty] | 8103801 | no | no |  |  | no |  | 0 | 0 | 0 | 0 | 0 | 0 |  | 1 | 1 | 1 | 0 | 0 | 0
load_220336894 |  | node_1489193_185_15303665_02 |  | AN | 0 | Residential | 388.8+165.628j | 0 | 0 | 0 | 0 | 0 | [24 empty] | 8103801 | no | no |  |  | no |  | 0 | 0 | 0 | 0 | 0 | 0 |  | 1 | 1 | 1 | 0 | 0 | 0
load_220336895 |  | node_1489576_416_15303451_733 |  | AN | 0 | Residential | 5184+2208.375j | 0 | 0 | 0 | 0 | 0 | [24 empty] | 8103801 | no | no |  |  | no |  | 0 | 0 | 0 | 0 | 0 | 0 |  | 1 | 1 | 1 | 0 | 0 | 0
load_220336896 |  | node_1489920_308_15303394_04 |  | AN | 0 | Other | 0 | 0 | 0 | 0 | 0 | 0 | [24 empty] | 8103801 | no | no |  |  | no |  | 0 | 0 | 0 | 0 | 0 | 0 |  | 1 | 1 | 1 | 0 | 0 | 0
load_220337160 |  | node_1478686_449_15300341_914 |  | AN | 0 | Residential | 6984+2975.172j | 0 | 0 | 0 | 0 | 0 | [24 empty] | 8103801 | no | no |  |  | no |  | 0 | 0 | 0 | 0 | 0 | 0 |  | 1 | 1 | 1 | 0 | 0 | 0
load_220343533 |  | node_1490704_385_15303874_356 |  | AN | 0 | Residential | 1209.6+515.287j | 0 | 0 | 0 | 0 | 0 | [24 empty] | 8103801 | no | no |  |  | no |  | 0 | 0 | 0 | 0 | 0 | 0 |  | 1 | 1 | 1 | 0 | 0 | 0
load_220343534 |  | node_1491023_561_15303969_218 |  | AN | 0 | Residential | 2023.2+861.88j | 0 | 0 | 0 | 0 | 0 | [24 empty] | 8103801 | no | no |  |  | no |  | 0 | 0 | 0 | 0 | 0 | 0 |  | 1 | 1 | 1 | 0 | 0 | 0
load_220343535 |  | node_1491957_212_15302966_385 |  | AN | 0 | Residential | 2390.4+1018.306j | 0 | 0 | 0 | 0 | 0 | [24 empty] | 8103801 | no | no |  |  | no |  | 0 | 0 | 0 | 0 | 0 | 0 |  | 1 | 1 | 1 | 0 | 0 | 0
load_220350467 |  | node_1470719_248_15277920_352 |  | AN | 0 | Other | 0 | 0 | 0 | 0 | 0 | 0 | [24 empty] | 8103801 | no | no |  |  | no |  | 0 | 0 | 0 | 0 | 0 | 0 |  | 1 | 1 | 1 | 0 | 0 | 0
load_220350468 |  | node_1471244_493_15277386_909 |  | AN | 0 | Residential | 871.2+371.13j | 0 | 0 | 0 | 0 | 0 | [24 empty] | 8103801 | no | no |  |  | no |  | 0 | 0 | 0 | 0 | 0 | 0 |  | 1 | 1 | 1 | 0 | 0 | 0
load_220350469 |  | node_1471604_41_15276932_661 |  | AN | 0 | Residential | 13068+5566.945j | 0 | 0 | 0 | 0 | 0 | [24 empty] | 8103801 | no | no |  |  | no |  | 0 | 0 | 0 | 0 | 0 | 0 |  | 1 | 1 | 1 | 0 | 0 | 0
load_220350470 |  | node_1471695_941_15276638_791 |  | AN | 0 | Residential | 2851.2+1214.606j | 0 | 0 | 0 | 0 | 0 | [24 empty] | 8103801 | no | no |  |  | no |  | 0 | 0 | 0 | 0 | 0 | 0 |  | 1 | 1 | 1 | 0 | 0 | 0
load_220350471 |  | node_1473093_575_15275616_925 |  | AN | 0 | Other | 0 | 0 | 0 | 0 | 0 | 0 | [24 empty] | 8103801 | no | no |  |  | no |  | 0 | 0 | 0 | 0 | 0 | 0 |  | 1 | 1 | 1 | 0 | 0 | 0
load_220350472 |  | node_1473396_015_15275460_639 |  | AN | 0 | Residential | 18921.6+8060.568j | 0 | 0 | 0 | 0 | 0 | [24 empty] | 8103801 | no | no |  |  | no |  | 0 | 0 | 0 | 0 | 0 | 0 |  | 1 | 1 | 1 | 0 | 0 | 0
load_220350473 |  | node_1472673_114_15276420_722 |  | AN | 0 | Residential | 1778.4+757.595j | 0 | 0 | 0 | 0 | 0 | [24 empty] | 8103801 | no | no |  |  | no |  | 0 | 0 | 0 | 0 | 0 | 0 |  | 1 | 1 | 1 | 0 | 0 | 0
load_220350474 |  | node_1473126_04_15276634_233 |  | AN | 0 | NonResidential | 93.6+39.873j | 0 | 0 | 0 | 0 | 0 | [24 empty] | 8103801 | no | no |  |  | no |  | 0 | 0 | 0 | 0 | 0 | 0 |  | 1 | 1 | 1 | 0 | 0 | 0
load_220350475 |  | node_1472903_238_15276354_017 |  | AN | 0 | Residential | 612+260.711j | 0 | 0 | 0 | 0 | 0 | [24 empty] | 8103801 | no | no |  |  | no |  | 0 | 0 | 0 | 0 | 0 | 0 |  | 1 | 1 | 1 | 0 | 0 | 0
load_220350477 |  | node_1473592_126_15276216_677 |  | AN | 0 | NonResidential | 12000+5111.979j | 0 | 0 | 0 | 0 | 0 | [24 empty] | 8103801 | no | no |  |  | no |  | 0 | 0 | 0 | 0 | 0 | 0 |  | 1 | 1 | 1 | 0 | 0 | 0
load_220350479 |  | node_1473901_214_15276160_257 |  | AN | 0 | NonResidential | 15000+6389.973j | 0 | 0 | 0 | 0 | 0 | [24 empty] | 8103801 | no | no |  |  | no |  | 0 | 0 | 0 | 0 | 0 | 0 |  | 1 | 1 | 1 | 0 | 0 | 0
load_220350482 |  | node_1474467_333_15276112_003 |  | AN | 0 | Residential | 20124+8572.788j | 0 | 0 | 0 | 0 | 0 | [24 empty] | 8103801 | no | no |  |  | no |  | 0 | 0 | 0 | 0 | 0 | 0 |  | 1 | 1 | 1 | 0 | 0 | 0
load_220350484 |  | node_1474995_69_15276169_707 |  | AN | 0 | NonResidential | 7000+2981.988j | 0 | 0 | 0 | 0 | 0 | [24 empty] | 8103801 | no | no |  |  | no |  | 0 | 0 | 0 | 0 | 0 | 0 |  | 1 | 1 | 1 | 0 | 0 | 0
load_220350486 |  | node_1475448_746_15276338_941 |  | AN | 0 | Residential | 34696.8+14780.775j | 0 | 0 | 0 | 0 | 0 | [24 empty] | 8103801 | no | no |  |  | no |  | 0 | 0 | 0 | 0 | 0 | 0 |  | 1 | 1 | 1 | 0 | 0 | 0
load_220350487 |  | node_1475706_675_15276435_017 |  | AN | 0 | Residential | 9547.2+4067.09j | 0 | 0 | 0 | 0 | 0 | [24 empty] | 8103801 | no | no |  |  | no |  | 0 | 0 | 0 | 0 | 0 | 0 |  | 1 | 1 | 1 | 0 | 0 | 0
load_220350488 |  | node_1476336_018_15276772_201 |  | AN | 0 | Residential | 13118.4+5588.415j | 0 | 0 | 0 | 0 | 0 | [24 empty] | 8103801 | no | no |  |  | no |  | 0 | 0 | 0 | 0 | 0 | 0 |  | 1 | 1 | 1 | 0 | 0 | 0
load_220350489 |  | node_1476431_039_15276820_365 |  | AN | 0 | Residential | 22730.4+9683.11j | 0 | 0 | 0 | 0 | 0 | [24 empty] | 8103801 | no | no |  |  | no |  | 0 | 0 | 0 | 0 | 0 | 0 |  | 1 | 1 | 1 | 0 | 0 | 0
load_220350490 |  | node_1476701_432_15276958_271 |  | AN | 0 | Residential | 6472.8+2757.401j | 0 | 0 | 0 | 0 | 0 | [24 empty] | 8103801 | no | no |  |  | no |  | 0 | 0 | 0 | 0 | 0 | 0 |  | 1 | 1 | 1 | 0 | 0 | 0
load_220350491 |  | node_1477001_26_15277279_577 |  | AN | 0 | Residential | 5918.4+2521.228j | 0 | 0 | 0 | 0 | 0 | [24 empty] | 8103801 | no | no |  |  | no |  | 0 | 0 | 0 | 0 | 0 | 0 |  | 1 | 1 | 1 | 0 | 0 | 0
load_220350492 |  | node_1477607_52_15278207_541 |  | AN | 0 | Residential | 7977.6+3398.443j | 0 | 0 | 0 | 0 | 0 | [24 empty] | 8103801 | no | no |  |  | no |  | 0 | 0 | 0 | 0 | 0 | 0 |  | 1 | 1 | 1 | 0 | 0 | 0
load_220350493 |  | node_1477851_844_15278442_557 |  | AN | 0 | Residential | 3679.2+1567.333j | 0 | 0 | 0 | 0 | 0 | [24 empty] | 8103801 | no | no |  |  | no |  | 0 | 0 | 0 | 0 | 0 | 0 |  | 1 | 1 | 1 | 0 | 0 | 0
load_220350494 |  | node_1478033_16_15278767_431 |  | AN | 0 | Residential | 2210.4+941.626j | 0 | 0 | 0 | 0 | 0 | [24 empty] | 8103801 | no | no |  |  | no |  | 0 | 0 | 0 | 0 | 0 | 0 |  | 1 | 1 | 1 | 0 | 0 | 0
load_220350495 |  | node_1478233_996_15279338_47 |  | AN | 0 | Residential | 6285.6+2677.654j | 0 | 0 | 0 | 0 | 0 | [24 empty] | 8103801 | no | no |  |  | no |  | 0 | 0 | 0 | 0 | 0 | 0 |  | 1 | 1 | 1 | 0 | 0 | 0
load_220350496 |  | node_1478634_671_15279744_005 |  | AN | 0 | Residential | 6285.6+2677.654j | 0 | 0 | 0 | 0 | 0 | [24 empty] | 8103801 | no | no |  |  | no |  | 0 | 0 | 0 | 0 | 0 | 0 |  | 1 | 1 | 1 | 0 | 0 | 0
load_220350497 |  | node_1478827_415_15279996_125 |  | AN | 0 | Residential | 6019.2+2564.168j | 0 | 0 | 0 | 0 | 0 | [24 empty] | 8103801 | no | no |  |  | no |  | 0 | 0 | 0 | 0 | 0 | 0 |  | 1 | 1 | 1 | 0 | 0 | 0
load_220350498 |  | node_1479028_137_15280234_373 |  | AN | 0 | Residential | 3801.6+1619.475j | 0 | 0 | 0 | 0 | 0 | [24 empty] | 8103801 | no | no |  |  | no |  | 0 | 0 | 0 | 0 | 0 | 0 |  | 1 | 1 | 1 | 0 | 0 | 0
load_220350499 |  | node_1479175_563_15280593_196 |  | AN | 0 | Residential | 7156.8+3048.784j | 0 | 0 | 0 | 0 | 0 | [24 empty] | 8103801 | no | no |  |  | no |  | 0 | 0 | 0 | 0 | 0 | 0 |  | 1 | 1 | 1 | 0 | 0 | 0
load_220350500 |  | node_1479476_814_15281002_329 |  | AN | 0 | Residential | 15768+6717.14j | 0 | 0 | 0 | 0 | 0 | [24 empty] | 8103801 | no | no |  |  | no |  | 0 | 0 | 0 | 0 | 0 | 0 |  | 1 | 1 | 1 | 0 | 0 | 0
load_220350503 |  | node_1479884_282_15281662_202 |  | AN | 0 | Residential | 14292+6088.367j | 0 | 0 | 0 | 0 | 0 | [24 empty] | 8103801 | no | no |  |  | no |  | 0 | 0 | 0 | 0 | 0 | 0 |  | 1 | 1 | 1 | 0 | 0 | 0
load_220350504 |  | node_1480047_787_15282055_456 |  | AN | 0 | Residential | 3492+1487.586j | 0 | 0 | 0 | 0 | 0 | [24 empty] | 8103801 | no | no |  |  | no |  | 0 | 0 | 0 | 0 | 0 | 0 |  | 1 | 1 | 1 | 0 | 0 | 0
load_220350505 |  | node_1479860_575_15282477_235 |  | AN | 0 | Residential | 295.2+125.755j | 0 | 0 | 0 | 0 | 0 | [24 empty] | 8103801 | no | no |  |  | no |  | 0 | 0 | 0 | 0 | 0 | 0 |  | 1 | 1 | 1 | 0 | 0 | 0
load_220350507 |  | node_1480125_877_15283388_396 |  | AN | 0 | NonResidential | 0 | 0 | 0 | 0 | 0 | 0 | [24 empty] | 8103801 | no | no |  |  | no |  | 0 | 0 | 0 | 0 | 0 | 0 |  | 1 | 1 | 1 | 0 | 0 | 0
load_220350508 |  | node_1480475_987_15284969_71 |  | AN | 0 | Residential | 2066.4+880.283j | 0 | 0 | 0 | 0 | 0 | [24 empty] | 8103801 | no | no |  |  | no |  | 0 | 0 | 0 | 0 | 0 | 0 |  | 1 | 1 | 1 | 0 | 0 | 0
load_220350510 |  | node_1481096_44_15285842_6 |  | AN | 0 | Residential | 3902.4+1662.415j | 0 | 0 | 0 | 0 | 0 | [24 empty] | 8103801 | no | no |  |  | no |  | 0 | 0 | 0 | 0 | 0 | 0 |  | 1 | 1 | 1 | 0 | 0 | 0
load_220350511 |  | node_1480815_576_15286208_84 |  | AN | 0 | Residential | 0 | 0 | 0 | 0 | 0 | 0 | [24 empty] | 8103801 | no | no |  |  | no |  | 0 | 0 | 0 | 0 | 0 | 0 |  | 1 | 1 | 1 | 0 | 0 | 0
load_220350512 |  | node_1480947_441_15286865_367 |  | AN | 0 | Residential | 1447.2+616.505j | 0 | 0 | 0 | 0 | 0 | [24 empty] | 8103801 | no | no |  |  | no |  | 0 | 0 | 0 | 0 | 0 | 0 |  | 1 | 1 | 1 | 0 | 0 | 0
load_220350513 |  | node_1480502_525_15287067_505 |  | AN | 0 | Residential | 3556.8+1515.19j | 0 | 0 | 0 | 0 | 0 | [24 empty] | 8103801 | no | no |  |  | no |  | 0 | 0 | 0 | 0 | 0 | 0 |  | 1 | 1 | 1 | 0 | 0 | 0
load_220350514 |  | node_1480327_271_15287823_613 |  | AN | 0 | Residential | 0 | 0 | 0 | 0 | 0 | 0 | [24 empty] | 8103801 | no | no |  |  | no |  | 0 | 0 | 0 | 0 | 0 | 0 |  | 1 | 1 | 1 | 0 | 0 | 0
load_220350515 |  | node_1479683_043_15288204_468 |  | AN | 0 | Other | 0 | 0 | 0 | 0 | 0 | 0 | [24 empty] | 8103801 | no | no |  |  | no |  | 0 | 0 | 0 | 0 | 0 | 0 |  | 1 | 1 | 1 | 0 | 0 | 0
load_220350516 |  | node_1478083_325_15289430_13 |  | AN | 0 | Residential | 6012+2561.101j | 0 | 0 | 0 | 0 | 0 | [24 empty] | 8103801 | no | no |  |  | no |  | 0 | 0 | 0 | 0 | 0 | 0 |  | 1 | 1 | 1 | 0 | 0 | 0
load_220350517 |  | node_1477790_669_15289941_605 |  | AN | 0 | Residential | 2980.8+1269.815j | 0 | 0 | 0 | 0 | 0 | [24 empty] | 8103801 | no | no |  |  | no |  | 0 | 0 | 0 | 0 | 0 | 0 |  | 1 | 1 | 1 | 0 | 0 | 0
load_220350518 |  | node_1469922_714_15284782_367 |  | AN | 0 | Residential | 20520+8741.483j | 0 | 0 | 0 | 0 | 0 | [24 empty] | 8103801 | no | no |  |  | no |  | 0 | 0 | 0 | 0 | 0 | 0 |  | 1 | 1 | 1 | 0 | 0 | 0
load_220350519 |  | node_1470114_699_15285471_475 |  | AN | 0 | Residential | 3859.2+1644.012j | 0 | 0 | 0 | 0 | 0 | [24 empty] | 8103801 | no | no |  |  | no |  | 0 | 0 | 0 | 0 | 0 | 0 |  | 1 | 1 | 1 | 0 | 0 | 0
load_220350520 |  | node_1470233_521_15286294_76 |  | AN | 0 | Residential | 24177.6+10299.614j | 0 | 0 | 0 | 0 | 0 | [24 empty] | 8103801 | no | no |  |  | no |  | 0 | 0 | 0 | 0 | 0 | 0 |  | 1 | 1 | 1 | 0 | 0 | 0
load_220350521 |  | node_1470303_907_15286831_444 |  | AN | 0 | Residential | 23400+9968.358j | 0 | 0 | 0 | 0 | 0 | [24 empty] | 8103801 | no | no |  |  | no |  | 0 | 0 | 0 | 0 | 0 | 0 |  | 1 | 1 | 1 | 0 | 0 | 0
load_220350522 |  | node_1469629_889_15284024_559 |  | AN | 0 | Residential | 4442.4+1892.454j | 0 | 0 | 0 | 0 | 0 | [24 empty] | 8103801 | no | no |  |  | no |  | 0 | 0 | 0 | 0 | 0 | 0 |  | 1 | 1 | 1 | 0 | 0 | 0
load_220350523 |  | node_1474604_266_15275929_267 |  | AN | 0 | NonResidential | 2008.8+855.745j | 0 | 0 | 0 | 0 | 0 | [24 empty] | 8103801 | no | no |  |  | no |  | 0 | 0 | 0 | 0 | 0 | 0 |  | 1 | 1 | 1 | 0 | 0 | 0
load_220350524 |  | node_1474453_717_15275649_548 |  | AN | 0 | Residential | 5925.6+2524.295j | 0 | 0 | 0 | 0 | 0 | [24 empty] | 8103801 | no | no |  |  | no |  | 0 | 0 | 0 | 0 | 0 | 0 |  | 1 | 1 | 1 | 0 | 0 | 0
load_220350525 |  | node_1474787_619_15275313_487 |  | AN | 0 | Residential | 6271.2+2671.52j | 0 | 0 | 0 | 0 | 0 | [24 empty] | 8103801 | no | no |  |  | no |  | 0 | 0 | 0 | 0 | 0 | 0 |  | 1 | 1 | 1 | 0 | 0 | 0
load_220350526 |  | node_1475373_789_15275571_836 |  | AN | 0 | Residential | 11592+4938.171j | 0 | 0 | 0 | 0 | 0 | [24 empty] | 8103801 | no | no |  |  | no |  | 0 | 0 | 0 | 0 | 0 | 0 |  | 1 | 1 | 1 | 0 | 0 | 0
load_220350527 |  | node_1474762_691_15275012_104 |  | AN | 0 | Residential | 4356+1855.648j | 0 | 0 | 0 | 0 | 0 | [24 empty] | 8103801 | no | no |  |  | no |  | 0 | 0 | 0 | 0 | 0 | 0 |  | 1 | 1 | 1 | 0 | 0 | 0
load_220350528 |  | node_1474753_721_15274606_073 |  | AN | 0 | NonResidential | 4000+1703.993j | 0 | 0 | 0 | 0 | 0 | [24 empty] | 8103801 | no | no |  |  | no |  | 0 | 0 | 0 | 0 | 0 | 0 |  | 1 | 1 | 1 | 0 | 0 | 0
load_220350529 |  | node_1474947_088_15274385_34 |  | AN | 0 | NonResidential | 2268+966.164j | 0 | 0 | 0 | 0 | 0 | [24 empty] | 8103801 | no | no |  |  | no |  | 0 | 0 | 0 | 0 | 0 | 0 |  | 1 | 1 | 1 | 0 | 0 | 0
load_220350532 |  | node_1475626_964_15274178_251 |  | AN | 0 | Residential | 8056.8+3432.182j | 0 | 0 | 0 | 0 | 0 | [24 empty] | 8103801 | no | no |  |  | no |  | 0 | 0 | 0 | 0 | 0 | 0 |  | 1 | 1 | 1 | 0 | 0 | 0
load_220350533 |  | node_1475514_764_15273719_724 |  | AN | 0 | Residential | 9072+3864.656j | 0 | 0 | 0 | 0 | 0 | [24 empty] | 8103801 | no | no |  |  | no |  | 0 | 0 | 0 | 0 | 0 | 0 |  | 1 | 1 | 1 | 0 | 0 | 0
load_220350534 |  | node_1475676_976_15273448_55 |  | AN | 0 | NonResidential | 1663.2+708.52j | 0 | 0 | 0 | 0 | 0 | [24 empty] | 8103801 | no | no |  |  | no |  | 0 | 0 | 0 | 0 | 0 | 0 |  | 1 | 1 | 1 | 0 | 0 | 0
load_220350535 |  | node_1476069_145_15272686_126 |  | AN | 0 | Residential | 21124.8+8999.127j | 0 | 0 | 0 | 0 | 0 | [24 empty] | 8103801 | no | no |  |  | no |  | 0 | 0 | 0 | 0 | 0 | 0 |  | 1 | 1 | 1 | 0 | 0 | 0
load_220350642 |  | node_1470784_1_15292580_815 |  | AN | 0 | Residential | 5529.6+2355.6j | 0 | 0 | 0 | 0 | 0 | [24 empty] | 8103801 | no | no |  |  | no |  | 0 | 0 | 0 | 0 | 0 | 0 |  | 1 | 1 | 1 | 0 | 0 | 0
load_220350646 |  | node_1468236_432_15293283_935 |  | AN | 0 | Residential | 1044+444.742j | 0 | 0 | 0 | 0 | 0 | [24 empty] | 8103801 | no | no |  |  | no |  | 0 | 0 | 0 | 0 | 0 | 0 |  | 1 | 1 | 1 | 0 | 0 | 0
load_220350647 |  | node_1468146_006_15293941_623 |  | AN | 0 | Residential | 7149.6+3045.717j | 0 | 0 | 0 | 0 | 0 | [24 empty] | 8103801 | no | no |  |  | no |  | 0 | 0 | 0 | 0 | 0 | 0 |  | 1 | 1 | 1 | 0 | 0 | 0
load_220350648 |  | node_1468028_022_15294342_901 |  | AN | 0 | Residential | 8848.8+3769.573j | 0 | 0 | 0 | 0 | 0 | [24 empty] | 8103801 | no | no |  |  | no |  | 0 | 0 | 0 | 0 | 0 | 0 |  | 1 | 1 | 1 | 0 | 0 | 0
load_220350649 |  | node_1467971_942_15294753_053 |  | AN | 0 | Residential | 7826.4+3334.032j | 0 | 0 | 0 | 0 | 0 | [24 empty] | 8103801 | no | no |  |  | no |  | 0 | 0 | 0 | 0 | 0 | 0 |  | 1 | 1 | 1 | 0 | 0 | 0
load_220350650 |  | node_1467653_138_15295186_456 |  | AN | 0 | Residential | 21967.2+9357.988j | 0 | 0 | 0 | 0 | 0 | [24 empty] | 8103801 | no | no |  |  | no |  | 0 | 0 | 0 | 0 | 0 | 0 |  | 1 | 1 | 1 | 0 | 0 | 0
load_220350651 |  | node_1467289_861_15295391_158 |  | AN | 0 | Other | 0 | 0 | 0 | 0 | 0 | 0 | [24 empty] | 8103801 | no | no |  |  | no |  | 0 | 0 | 0 | 0 | 0 | 0 |  | 1 | 1 | 1 | 0 | 0 | 0
load_220350652 |  | node_1467326_1_15295635_859 |  | AN | 0 | Other | 0 | 0 | 0 | 0 | 0 | 0 | [24 empty] | 8103801 | no | no |  |  | no |  | 0 | 0 | 0 | 0 | 0 | 0 |  | 1 | 1 | 1 | 0 | 0 | 0
load_220350653 |  | node_1466147_94_15296450_796 |  | AN | 0 | Residential | 4312.8+1837.245j | 0 | 0 | 0 | 0 | 0 | [24 empty] | 8103801 | no | no |  |  | no |  | 0 | 0 | 0 | 0 | 0 | 0 |  | 1 | 1 | 1 | 0 | 0 | 0
load_220350654 |  | node_1466081_573_15296531_117 |  | AN | 0 | Residential | 4363.2+1858.715j | 0 | 0 | 0 | 0 | 0 | [24 empty] | 8103801 | no | no |  |  | no |  | 0 | 0 | 0 | 0 | 0 | 0 |  | 1 | 1 | 1 | 0 | 0 | 0
load_220350655 |  | node_1465930_791_15296775_429 |  | AN | 0 | Other | 0 | 0 | 0 | 0 | 0 | 0 | [24 empty] | 8103801 | no | no |  |  | no |  | 0 | 0 | 0 | 0 | 0 | 0 |  | 1 | 1 | 1 | 0 | 0 | 0
load_220350656 |  | node_1465761_988_15297248_478 |  | AN | 0 | Residential | 51681.6+22016.269j | 0 | 0 | 0 | 0 | 0 | [24 empty] | 8103801 | no | no |  |  | no |  | 0 | 0 | 0 | 0 | 0 | 0 |  | 1 | 1 | 1 | 0 | 0 | 0
load_220350657 |  | node_1465493_411_15297710_835 |  | AN | 0 | Residential | 3592.8+1530.526j | 0 | 0 | 0 | 0 | 0 | [24 empty] | 8103801 | no | no |  |  | no |  | 0 | 0 | 0 | 0 | 0 | 0 |  | 1 | 1 | 1 | 0 | 0 | 0
load_220350658 |  | node_1465250_398_15298035_094 |  | AN | 0 | Residential | 14169.6+6036.224j | 0 | 0 | 0 | 0 | 0 | [24 empty] | 8103801 | no | no |  |  | no |  | 0 | 0 | 0 | 0 | 0 | 0 |  | 1 | 1 | 1 | 0 | 0 | 0
load_220350659 |  | node_1465476_568_15298443_003 |  | AN | 0 | Residential | 5335.2+2272.786j | 0 | 0 | 0 | 0 | 0 | [24 empty] | 8103801 | no | no |  |  | no |  | 0 | 0 | 0 | 0 | 0 | 0 |  | 1 | 1 | 1 | 0 | 0 | 0
load_220350660 |  | node_1469852_482_15292793_591 |  | AN | 0 | Residential | 4204.8+1791.237j | 0 | 0 | 0 | 0 | 0 | [24 empty] | 8103801 | no | no |  |  | no |  | 0 | 0 | 0 | 0 | 0 | 0 |  | 1 | 1 | 1 | 0 | 0 | 0
load_220350661 |  | node_1469689_912_15292812_196 |  | AN | 0 | Residential | 4651.2+1981.403j | 0 | 0 | 0 | 0 | 0 | [24 empty] | 8103801 | no | no |  |  | no |  | 0 | 0 | 0 | 0 | 0 | 0 |  | 1 | 1 | 1 | 0 | 0 | 0
load_220350662 |  | node_1469486_879_15292843_932 |  | AN | 0 | NonResidential | 2462.4+1048.978j | 0 | 0 | 0 | 0 | 0 | [24 empty] | 8103801 | no | no |  |  | no |  | 0 | 0 | 0 | 0 | 0 | 0 |  | 1 | 1 | 1 | 0 | 0 | 0
load_220350663 |  | node_1469074_339_15293094_227 |  | AN | 0 | Residential | 8863.2+3775.707j | 0 | 0 | 0 | 0 | 0 | [24 empty] | 8103801 | no | no |  |  | no |  | 0 | 0 | 0 | 0 | 0 | 0 |  | 1 | 1 | 1 | 0 | 0 | 0
load_220350665 |  | node_1468574_908_15292762_698 |  | AN | 0 | Residential | 5385.6+2294.256j | 0 | 0 | 0 | 0 | 0 | [24 empty] | 8103801 | no | no |  |  | no |  | 0 | 0 | 0 | 0 | 0 | 0 |  | 1 | 1 | 1 | 0 | 0 | 0
load_220350666 |  | node_1480316_903_15299411_393 |  | AN | 0 | Residential | 3636+1548.93j | 0 | 0 | 0 | 0 | 0 | [24 empty] | 8103801 | no | no |  |  | no |  | 0 | 0 | 0 | 0 | 0 | 0 |  | 1 | 1 | 1 | 0 | 0 | 0
load_220350667 |  | node_1480814_94_15299352_664 |  | AN | 0 | Residential | 979.2+417.137j | 0 | 0 | 0 | 0 | 0 | [24 empty] | 8103801 | no | no |  |  | no |  | 0 | 0 | 0 | 0 | 0 | 0 |  | 1 | 1 | 1 | 0 | 0 | 0
load_220350668 |  | node_1481142_577_15299440_559 |  | AN | 0 | Residential | 5853.6+2493.623j | 0 | 0 | 0 | 0 | 0 | [24 empty] | 8103801 | no | no |  |  | no |  | 0 | 0 | 0 | 0 | 0 | 0 |  | 1 | 1 | 1 | 0 | 0 | 0
load_220350795 |  | node_1470348_306_15288749_31 |  | AN | 0 | Residential | 5364+2285.054j | 0 | 0 | 0 | 0 | 0 | [24 empty] | 8103801 | no | no |  |  | no |  | 0 | 0 | 0 | 0 | 0 | 0 |  | 1 | 1 | 1 | 0 | 0 | 0
load_220350796 |  | node_1470227_147_15287019_51 |  | AN | 0 | Residential | 5832+2484.422j | 0 | 0 | 0 | 0 | 0 | [24 empty] | 8103801 | no | no |  |  | no |  | 0 | 0 | 0 | 0 | 0 | 0 |  | 1 | 1 | 1 | 0 | 0 | 0
load_220350797 |  | node_1470199_363_15286713_092 |  | AN | 0 | Residential | 9705.6+4134.568j | 0 | 0 | 0 | 0 | 0 | [24 empty] | 8103801 | no | no |  |  | no |  | 0 | 0 | 0 | 0 | 0 | 0 |  | 1 | 1 | 1 | 0 | 0 | 0
load_220350798 |  | node_1469423_919_15286533_39 |  | AN | 0 | Residential | 4917.6+2094.889j | 0 | 0 | 0 | 0 | 0 | [24 empty] | 8103801 | no | no |  |  | no |  | 0 | 0 | 0 | 0 | 0 | 0 |  | 1 | 1 | 1 | 0 | 0 | 0
load_220350800 |  | node_1470488_038_15291060_16 |  | AN | 0 | Residential | 8056.8+3432.182j | 0 | 0 | 0 | 0 | 0 | [24 empty] | 8103801 | no | no |  |  | no |  | 0 | 0 | 0 | 0 | 0 | 0 |  | 1 | 1 | 1 | 0 | 0 | 0
load_220350801 |  | node_1470444_558_15290374_345 |  | AN | 0 | Residential | 11037.6+4701.998j | 0 | 0 | 0 | 0 | 0 | [24 empty] | 8103801 | no | no |  |  | no |  | 0 | 0 | 0 | 0 | 0 | 0 |  | 1 | 1 | 1 | 0 | 0 | 0
load_220350802 |  | node_1470385_204_15289352_745 |  | AN | 0 | Residential | 4442.4+1892.454j | 0 | 0 | 0 | 0 | 0 | [24 empty] | 8103801 | no | no |  |  | no |  | 0 | 0 | 0 | 0 | 0 | 0 |  | 1 | 1 | 1 | 0 | 0 | 0
load_220350820 |  | node_1473722_77_15299251_222 |  | AN | 0 | Residential | 14529.6+6189.584j | 0 | 0 | 0 | 0 | 0 | [24 empty] | 8103801 | no | no |  |  | no |  | 0 | 0 | 0 | 0 | 0 | 0 |  | 1 | 1 | 1 | 0 | 0 | 0
load_220350821 |  | node_1473436_754_15299509_435 |  | AN | 0 | Residential | 2368.8+1009.105j | 0 | 0 | 0 | 0 | 0 | [24 empty] | 8103801 | no | no |  |  | no |  | 0 | 0 | 0 | 0 | 0 | 0 |  | 1 | 1 | 1 | 0 | 0 | 0
load_220350822 |  | node_1472667_564_15300202_202 |  | AN | 0 | Residential | 7603.2+3238.95j | 0 | 0 | 0 | 0 | 0 | [24 empty] | 8103801 | no | no |  |  | no |  | 0 | 0 | 0 | 0 | 0 | 0 |  | 1 | 1 | 1 | 0 | 0 | 0
load_220350823 |  | node_1471620_989_15300680_253 |  | AN | 0 | Residential | 2649.6+1128.725j | 0 | 0 | 0 | 0 | 0 | [24 empty] | 8103801 | no | no |  |  | no |  | 0 | 0 | 0 | 0 | 0 | 0 |  | 1 | 1 | 1 | 0 | 0 | 0
load_220350824 |  | node_1474860_88_15296431_858 |  | AN | 0 | Residential | 6818.4+2904.626j | 0 | 0 | 0 | 0 | 0 | [24 empty] | 8103801 | no | no |  |  | no |  | 0 | 0 | 0 | 0 | 0 | 0 |  | 1 | 1 | 1 | 0 | 0 | 0
load_220350825 |  | node_1471265_303_15300721_722 |  | AN | 0 | Other | 0 | 0 | 0 | 0 | 0 | 0 | [24 empty] | 8103801 | no | no |  |  | no |  | 0 | 0 | 0 | 0 | 0 | 0 |  | 1 | 1 | 1 | 0 | 0 | 0
load_220350827 |  | node_1474521_976_15297037_213 |  | AN | 0 | Residential | 16783.2+7149.613j | 0 | 0 | 0 | 0 | 0 | [24 empty] | 8103801 | no | no |  |  | no |  | 0 | 0 | 0 | 0 | 0 | 0 |  | 1 | 1 | 1 | 0 | 0 | 0
load_220350828 |  | node_1474400_715_15297358_656 |  | AN | 0 | Residential | 5616+2392.406j | 0 | 0 | 0 | 0 | 0 | [24 empty] | 8103801 | no | no |  |  | no |  | 0 | 0 | 0 | 0 | 0 | 0 |  | 1 | 1 | 1 | 0 | 0 | 0
load_220350829 |  | node_1474197_367_15297666_683 |  | AN | 0 | Residential | 11908.8+5073.128j | 0 | 0 | 0 | 0 | 0 | [24 empty] | 8103801 | no | no |  |  | no |  | 0 | 0 | 0 | 0 | 0 | 0 |  | 1 | 1 | 1 | 0 | 0 | 0
load_220350830 |  | node_1474301_173_15298728_729 |  | AN | 0 | NonResidential | 3153.6+1343.428j | 0 | 0 | 0 | 0 | 0 | [24 empty] | 8103801 | no | no |  |  | no |  | 0 | 0 | 0 | 0 | 0 | 0 |  | 1 | 1 | 1 | 0 | 0 | 0
load_220351113 |  | node_1465445_909_15295933_675 |  | AN | 0 | Residential | 27554.4+11738.125j | 0 | 0 | 0 | 0 | 0 | [24 empty] | 8103801 | no | no |  |  | no |  | 0 | 0 | 0 | 0 | 0 | 0 |  | 1 | 1 | 1 | 0 | 0 | 0
load_220351114 |  | node_1464987_326_15295691_494 |  | AN | 0 | Residential | 4183.2+1782.036j | 0 | 0 | 0 | 0 | 0 | [24 empty] | 8103801 | no | no |  |  | no |  | 0 | 0 | 0 | 0 | 0 | 0 |  | 1 | 1 | 1 | 0 | 0 | 0
load_220351115 |  | node_1464727_761_15295719_763 |  | AN | 0 | Residential | 1389.6+591.967j | 0 | 0 | 0 | 0 | 0 | [24 empty] | 8103801 | no | no |  |  | no |  | 0 | 0 | 0 | 0 | 0 | 0 |  | 1 | 1 | 1 | 0 | 0 | 0
load_220351116 |  | node_1471753_862_15301680_824 |  | AN | 0 | Residential | 6573.6+2800.342j | 0 | 0 | 0 | 0 | 0 | [24 empty] | 8103801 | no | no |  |  | no |  | 0 | 0 | 0 | 0 | 0 | 0 |  | 1 | 1 | 1 | 0 | 0 | 0
load_220351137 |  | node_1464485_169_15300556_072 |  | AN | 0 | Residential | 4125.6+1757.498j | 0 | 0 | 0 | 0 | 0 | [24 empty] | 8103801 | no | no |  |  | no |  | 0 | 0 | 0 | 0 | 0 | 0 |  | 1 | 1 | 1 | 0 | 0 | 0
load_220351138 |  | node_1464108_431_15300425_79 |  | AN | 0 | Residential | 2887.2+1229.942j | 0 | 0 | 0 | 0 | 0 | [24 empty] | 8103801 | no | no |  |  | no |  | 0 | 0 | 0 | 0 | 0 | 0 |  | 1 | 1 | 1 | 0 | 0 | 0
load_220351139 |  | node_1463857_36_15300248_212 |  | AN | 0 | Residential | 0 | 0 | 0 | 0 | 0 | 0 | [24 empty] | 8103801 | no | no |  |  | no |  | 0 | 0 | 0 | 0 | 0 | 0 |  | 1 | 1 | 1 | 0 | 0 | 0
load_220351140 |  | node_1463688_399_15300064_343 |  | AN | 0 | Residential | 0 | 0 | 0 | 0 | 0 | 0 | [24 empty] | 8103801 | no | no |  |  | no |  | 0 | 0 | 0 | 0 | 0 | 0 |  | 1 | 1 | 1 | 0 | 0 | 0
load_220351141 |  | node_1463431_521_15299573_387 |  | AN | 0 | Residential | 8956.8+3815.581j | 0 | 0 | 0 | 0 | 0 | [24 empty] | 8103801 | no | no |  |  | no |  | 0 | 0 | 0 | 0 | 0 | 0 |  | 1 | 1 | 1 | 0 | 0 | 0
load_220351154 |  | node_1463940_859_15283710_81 |  | AN | 0 | Residential | 12866.4+5481.063j | 0 | 0 | 0 | 0 | 0 | [24 empty] | 8103801 | no | no |  |  | no |  | 0 | 0 | 0 | 0 | 0 | 0 |  | 1 | 1 | 1 | 0 | 0 | 0
load_220351155 |  | node_1463749_7_15283433_023 |  | AN | 0 | NonResidential | 24333.333+10365.956j | 0 | 0 | 0 | 0 | 0 | [24 empty] | 8103801 | no | no |  |  | no |  | 0 | 0 | 0 | 0 | 0 | 0 |  | 1 | 1 | 1 | 0 | 0 | 0
load_220351156 |  | node_1463748_866_15283460_15 |  | BN | 0 | NonResidential | 0 | 24333.333+10365.956j | 0 | 0 | 0 | 0 | [24 empty] | 8103801 | no | no |  |  | no |  | 0 | 0 | 0 | 0 | 0 | 0 |  | 1 | 1 | 1 | 0 | 0 | 0
load_220351157 |  | node_1463749_522_15283477_486 |  | CN | 0 | NonResidential | 0 | 0 | 24333.333+10365.956j | 0 | 0 | 0 | [24 empty] | 8103801 | no | no |  |  | no |  | 0 | 0 | 0 | 0 | 0 | 0 |  | 1 | 1 | 1 | 0 | 0 | 0
load_220351158 |  | node_1463884_325_15283321_081 |  | AN | 0 | NonResidential | 25000+10649.955j | 0 | 0 | 0 | 0 | 0 | [24 empty] | 8103801 | no | no |  |  | no |  | 0 | 0 | 0 | 0 | 0 | 0 |  | 1 | 1 | 1 | 0 | 0 | 0
load_220351159 |  | node_1463901_333_15283318_895 |  | AN | 0 | NonResidential | 25000+10649.955j | 0 | 0 | 0 | 0 | 0 | [24 empty] | 8103801 | no | no |  |  | no |  | 0 | 0 | 0 | 0 | 0 | 0 |  | 1 | 1 | 1 | 0 | 0 | 0
load_220351216 |  | node_1468069_598_15292663_236 |  | AN | 0 | Residential | 2800.8+1193.136j | 0 | 0 | 0 | 0 | 0 | [24 empty] | 8103801 | no | no |  |  | no |  | 0 | 0 | 0 | 0 | 0 | 0 |  | 1 | 1 | 1 | 0 | 0 | 0
load_220351217 |  | node_1468365_411_15290390_356 |  | AN | 0 | Residential | 504+214.703j | 0 | 0 | 0 | 0 | 0 | [24 empty] | 8103801 | no | no |  |  | no |  | 0 | 0 | 0 | 0 | 0 | 0 |  | 1 | 1 | 1 | 0 | 0 | 0
load_220351218 |  | node_1467762_932_15292709_893 |  | AN | 0 | Other | 0 | 0 | 0 | 0 | 0 | 0 | [24 empty] | 8103801 | no | no |  |  | no |  | 0 | 0 | 0 | 0 | 0 | 0 |  | 1 | 1 | 1 | 0 | 0 | 0
load_220351219 |  | node_1468050_208_15290894_568 |  | AN | 0 | Residential | 5061.6+2156.233j | 0 | 0 | 0 | 0 | 0 | [24 empty] | 8103801 | no | no |  |  | no |  | 0 | 0 | 0 | 0 | 0 | 0 |  | 1 | 1 | 1 | 0 | 0 | 0
load_220351301 |  | node_1475236_212_15298407_618 |  | AN | 0 | Other | 0 | 0 | 0 | 0 | 0 | 0 | [24 empty] | 8103801 | no | no |  |  | no |  | 0 | 0 | 0 | 0 | 0 | 0 |  | 1 | 1 | 1 | 0 | 0 | 0
load_220351304 |  | node_1467086_495_15301726_535 |  | AN | 0 | Residential | 16862.4+7183.352j | 0 | 0 | 0 | 0 | 0 | [24 empty] | 8103801 | no | no |  |  | no |  | 0 | 0 | 0 | 0 | 0 | 0 |  | 1 | 1 | 1 | 0 | 0 | 0
load_220351306 |  | node_1467935_824_15301689_44 |  | AN | 0 | Other | 0 | 0 | 0 | 0 | 0 | 0 | [24 empty] | 8103801 | no | no |  |  | no |  | 0 | 0 | 0 | 0 | 0 | 0 |  | 1 | 1 | 1 | 0 | 0 | 0
load_220351378 |  | node_1469363_414_15301565_14 |  | AN | 0 | Other | 0 | 0 | 0 | 0 | 0 | 0 | [24 empty] | 8103801 | no | no |  |  | no |  | 0 | 0 | 0 | 0 | 0 | 0 |  | 1 | 1 | 1 | 0 | 0 | 0
load_220351379 |  | node_1469565_97_15301700_275 |  | AN | 0 | Residential | 0 | 0 | 0 | 0 | 0 | 0 | [24 empty] | 8103801 | no | no |  |  | no |  | 0 | 0 | 0 | 0 | 0 | 0 |  | 1 | 1 | 1 | 0 | 0 | 0
load_220351385 |  | node_1482322_34_15281208_4 |  | AN | 0 | Residential | 4190.4+1785.103j | 0 | 0 | 0 | 0 | 0 | [24 empty] | 8103801 | no | no |  |  | no |  | 0 | 0 | 0 | 0 | 0 | 0 |  | 1 | 1 | 1 | 0 | 0 | 0
load_220351423 |  | node_1476577_749_15298147_768 |  | AN | 0 | Residential | 2368.8+1009.105j | 0 | 0 | 0 | 0 | 0 | [24 empty] | 8103801 | no | no |  |  | no |  | 0 | 0 | 0 | 0 | 0 | 0 |  | 1 | 1 | 1 | 0 | 0 | 0
load_220351427 |  | node_1476344_455_15298955_03 |  | AN | 0 | Residential | 1072.8+457.011j | 0 | 0 | 0 | 0 | 0 | [24 empty] | 8103801 | no | no |  |  | no |  | 0 | 0 | 0 | 0 | 0 | 0 |  | 1 | 1 | 1 | 0 | 0 | 0
load_220351458 |  | node_1474202_645_15274964_029 |  | AN | 0 | Residential | 6696+2852.484j | 0 | 0 | 0 | 0 | 0 | [24 empty] | 8103801 | no | no |  |  | no |  | 0 | 0 | 0 | 0 | 0 | 0 |  | 1 | 1 | 1 | 0 | 0 | 0
load_220351460 |  | node_1480601_847_15284111_978 |  | AN | 0 | Residential | 0 | 0 | 0 | 0 | 0 | 0 | [24 empty] | 8103801 | no | no |  |  | no |  | 0 | 0 | 0 | 0 | 0 | 0 |  | 1 | 1 | 1 | 0 | 0 | 0
load_220351461 |  | node_1481793_178_15284616_703 |  | AN | 0 | Residential | 5270.4+2245.181j | 0 | 0 | 0 | 0 | 0 | [24 empty] | 8103801 | no | no |  |  | no |  | 0 | 0 | 0 | 0 | 0 | 0 |  | 1 | 1 | 1 | 0 | 0 | 0
load_220351479 |  | node_1472310_48_15284420_536 |  | AN | 0 | NonResidential | 17000+7241.97j | 0 | 0 | 0 | 0 | 0 | [24 empty] | 8103801 | no | no |  |  | no |  | 0 | 0 | 0 | 0 | 0 | 0 |  | 1 | 1 | 1 | 0 | 0 | 0
load_220351480 |  | node_1470763_987_15283084_147 |  | AN | 0 | Residential | 13269.6+5652.826j | 0 | 0 | 0 | 0 | 0 | [24 empty] | 8103801 | no | no |  |  | no |  | 0 | 0 | 0 | 0 | 0 | 0 |  | 1 | 1 | 1 | 0 | 0 | 0
load_220351481 |  | node_1470566_436_15282385_583 |  | AN | 0 | Residential | 11563.2+4925.903j | 0 | 0 | 0 | 0 | 0 | [24 empty] | 8103801 | no | no |  |  | no |  | 0 | 0 | 0 | 0 | 0 | 0 |  | 1 | 1 | 1 | 0 | 0 | 0
load_220351482 |  | node_1469625_398_15281956_56 |  | AN | 0 | Residential | 4773.6+2033.545j | 0 | 0 | 0 | 0 | 0 | [24 empty] | 8103801 | no | no |  |  | no |  | 0 | 0 | 0 | 0 | 0 | 0 |  | 1 | 1 | 1 | 0 | 0 | 0
load_220351493 |  | node_1466262_187_15288072_257 |  | AN | 0 | Residential | 7394.4+3150.001j | 0 | 0 | 0 | 0 | 0 | [24 empty] | 8103801 | no | no |  |  | no |  | 0 | 0 | 0 | 0 | 0 | 0 |  | 1 | 1 | 1 | 0 | 0 | 0
load_220351494 |  | node_1466286_807_15290233_381 |  | AN | 0 | Residential | 11887.2+5063.926j | 0 | 0 | 0 | 0 | 0 | [24 empty] | 8103801 | no | no |  |  | no |  | 0 | 0 | 0 | 0 | 0 | 0 |  | 1 | 1 | 1 | 0 | 0 | 0
load_220351495 |  | node_1466056_558_15290183_117 |  | AN | 0 | Other | 0 | 0 | 0 | 0 | 0 | 0 | [24 empty] | 8103801 | no | no |  |  | no |  | 0 | 0 | 0 | 0 | 0 | 0 |  | 1 | 1 | 1 | 0 | 0 | 0
load_220351496 |  | node_1466182_31_15290577_599 |  | AN | 0 | Residential | 13276.8+5655.893j | 0 | 0 | 0 | 0 | 0 | [24 empty] | 8103801 | no | no |  |  | no |  | 0 | 0 | 0 | 0 | 0 | 0 |  | 1 | 1 | 1 | 0 | 0 | 0
load_220351497 |  | node_1466046_125_15290807_454 |  | AN | 0 | Residential | 2692.8+1147.128j | 0 | 0 | 0 | 0 | 0 | [24 empty] | 8103801 | no | no |  |  | no |  | 0 | 0 | 0 | 0 | 0 | 0 |  | 1 | 1 | 1 | 0 | 0 | 0
load_220351498 |  | node_1465765_622_15291148_529 |  | AN | 0 | Residential | 36295.2+15461.69j | 0 | 0 | 0 | 0 | 0 | [24 empty] | 8103801 | no | no |  |  | no |  | 0 | 0 | 0 | 0 | 0 | 0 |  | 1 | 1 | 1 | 0 | 0 | 0
load_220351499 |  | node_1465703_717_15291641_117 |  | AN | 0 | Residential | 29376+12514.124j | 0 | 0 | 0 | 0 | 0 | [24 empty] | 8103801 | no | no |  |  | no |  | 0 | 0 | 0 | 0 | 0 | 0 |  | 1 | 1 | 1 | 0 | 0 | 0
load_220351500 |  | node_1465733_152_15292028_177 |  | AN | 0 | NonResidential | 1000+425.998j | 0 | 0 | 0 | 0 | 0 | [24 empty] | 8103801 | no | no |  |  | no |  | 0 | 0 | 0 | 0 | 0 | 0 |  | 1 | 1 | 1 | 0 | 0 | 0
load_220351501 |  | node_1465450_78_15291902_124 |  | AN | 0 | Residential | 11520+4907.499j | 0 | 0 | 0 | 0 | 0 | [24 empty] | 8103801 | no | no |  |  | no |  | 0 | 0 | 0 | 0 | 0 | 0 |  | 1 | 1 | 1 | 0 | 0 | 0
load_220351502 |  | node_1465662_621_15292429_944 |  | AN | 0 | Residential | 9885.6+4211.248j | 0 | 0 | 0 | 0 | 0 | [24 empty] | 8103801 | no | no |  |  | no |  | 0 | 0 | 0 | 0 | 0 | 0 |  | 1 | 1 | 1 | 0 | 0 | 0
load_220351503 |  | node_1465575_35_15292765_122 |  | AN | 0 | Residential | 7740+3297.226j | 0 | 0 | 0 | 0 | 0 | [24 empty] | 8103801 | no | no |  |  | no |  | 0 | 0 | 0 | 0 | 0 | 0 |  | 1 | 1 | 1 | 0 | 0 | 0
load_220351504 |  | node_1465463_894_15293061_101 |  | AN | 0 | Residential | 2361.6+1006.037j | 0 | 0 | 0 | 0 | 0 | [24 empty] | 8103801 | no | no |  |  | no |  | 0 | 0 | 0 | 0 | 0 | 0 |  | 1 | 1 | 1 | 0 | 0 | 0
load_220351505 |  | node_1464982_692_15293295_603 |  | AN | 0 | Residential | 12204+5198.882j | 0 | 0 | 0 | 0 | 0 | [24 empty] | 8103801 | no | no |  |  | no |  | 0 | 0 | 0 | 0 | 0 | 0 |  | 1 | 1 | 1 | 0 | 0 | 0
load_220351506 |  | node_1465286_049_15293908_607 |  | AN | 0 | Residential | 5580+2377.07j | 0 | 0 | 0 | 0 | 0 | [24 empty] | 8103801 | no | no |  |  | no |  | 0 | 0 | 0 | 0 | 0 | 0 |  | 1 | 1 | 1 | 0 | 0 | 0
load_220351507 |  | node_1465624_218_15293866_326 |  | AN | 0 | Residential | 4852.8+2067.284j | 0 | 0 | 0 | 0 | 0 | [24 empty] | 8103801 | no | no |  |  | no |  | 0 | 0 | 0 | 0 | 0 | 0 |  | 1 | 1 | 1 | 0 | 0 | 0
load_220351508 |  | node_1465021_6_15293911_029 |  | AN | 0 | Residential | 26179.2+11152.292j | 0 | 0 | 0 | 0 | 0 | [24 empty] | 8103801 | no | no |  |  | no |  | 0 | 0 | 0 | 0 | 0 | 0 |  | 1 | 1 | 1 | 0 | 0 | 0
load_220351509 |  | node_1466235_782_15288641_063 |  | AN | 0 | Residential | 5018.4+2137.829j | 0 | 0 | 0 | 0 | 0 | [24 empty] | 8103801 | no | no |  |  | no |  | 0 | 0 | 0 | 0 | 0 | 0 |  | 1 | 1 | 1 | 0 | 0 | 0
load_220351510 |  | node_1464689_796_15294381_627 |  | AN | 0 | NonResidential | 2808+1196.203j | 0 | 0 | 0 | 0 | 0 | [24 empty] | 8103801 | no | no |  |  | no |  | 0 | 0 | 0 | 0 | 0 | 0 |  | 1 | 1 | 1 | 0 | 0 | 0
load_220351511 |  | node_1464214_648_15294770_723 |  | AN | 0 | Residential | 17085.6+7278.435j | 0 | 0 | 0 | 0 | 0 | [24 empty] | 8103801 | no | no |  |  | no |  | 0 | 0 | 0 | 0 | 0 | 0 |  | 1 | 1 | 1 | 0 | 0 | 0
load_220351512 |  | node_1466240_523_15289564_424 |  | AN | 0 | Residential | 5356.8+2281.987j | 0 | 0 | 0 | 0 | 0 | [24 empty] | 8103801 | no | no |  |  | no |  | 0 | 0 | 0 | 0 | 0 | 0 |  | 1 | 1 | 1 | 0 | 0 | 0
load_220351521 |  | node_1469271_654_15280355_275 |  | AN | 0 | Residential | 6710.4+2858.618j | 0 | 0 | 0 | 0 | 0 | [24 empty] | 8103801 | no | no |  |  | no |  | 0 | 0 | 0 | 0 | 0 | 0 |  | 1 | 1 | 1 | 0 | 0 | 0
load_220351522 |  | node_1470934_993_15278489_044 |  | AN | 0 | Residential | 9050.4+3855.454j | 0 | 0 | 0 | 0 | 0 | [24 empty] | 8103801 | no | no |  |  | no |  | 0 | 0 | 0 | 0 | 0 | 0 |  | 1 | 1 | 1 | 0 | 0 | 0
load_220351523 |  | node_1471774_605_15277960_226 |  | AN | 0 | Residential | 7048.8+3002.776j | 0 | 0 | 0 | 0 | 0 | [24 empty] | 8103801 | no | no |  |  | no |  | 0 | 0 | 0 | 0 | 0 | 0 |  | 1 | 1 | 1 | 0 | 0 | 0
load_220351524 |  | node_1471945_754_15277601_152 |  | AN | 0 | Residential | 22219.2+9465.34j | 0 | 0 | 0 | 0 | 0 | [24 empty] | 8103801 | no | no |  |  | no |  | 0 | 0 | 0 | 0 | 0 | 0 |  | 1 | 1 | 1 | 0 | 0 | 0
load_220351525 |  | node_1472008_135_15277336_88 |  | AN | 0 | Residential | 23205.6+9885.544j | 0 | 0 | 0 | 0 | 0 | [24 empty] | 8103801 | no | no |  |  | no |  | 0 | 0 | 0 | 0 | 0 | 0 |  | 1 | 1 | 1 | 0 | 0 | 0
load_220351526 |  | node_1472204_216_15277033_988 |  | AN | 0 | Residential | 14112+6011.687j | 0 | 0 | 0 | 0 | 0 | [24 empty] | 8103801 | no | no |  |  | no |  | 0 | 0 | 0 | 0 | 0 | 0 |  | 1 | 1 | 1 | 0 | 0 | 0
load_220351527 |  | node_1472325_674_15276849_389 |  | AN | 0 | Residential | 7178.4+3057.986j | 0 | 0 | 0 | 0 | 0 | [24 empty] | 8103801 | no | no |  |  | no |  | 0 | 0 | 0 | 0 | 0 | 0 |  | 1 | 1 | 1 | 0 | 0 | 0
load_220351528 |  | node_1472599_432_15276616_499 |  | AN | 0 | Residential | 2361.6+1006.037j | 0 | 0 | 0 | 0 | 0 | [24 empty] | 8103801 | no | no |  |  | no |  | 0 | 0 | 0 | 0 | 0 | 0 |  | 1 | 1 | 1 | 0 | 0 | 0
load_220351538 |  | node_1474666_932_15295948_945 |  | AN | 0 | Residential | 9316.8+3968.94j | 0 | 0 | 0 | 0 | 0 | [24 empty] | 8103801 | no | no |  |  | no |  | 0 | 0 | 0 | 0 | 0 | 0 |  | 1 | 1 | 1 | 0 | 0 | 0
load_220351539 |  | node_1474113_51_15295052_695 |  | AN | 0 | Residential | 6508.8+2772.737j | 0 | 0 | 0 | 0 | 0 | [24 empty] | 8103801 | no | no |  |  | no |  | 0 | 0 | 0 | 0 | 0 | 0 |  | 1 | 1 | 1 | 0 | 0 | 0
load_220351540 |  | node_1473439_504_15294705_378 |  | AN | 0 | Residential | 2347.2+999.903j | 0 | 0 | 0 | 0 | 0 | [24 empty] | 8103801 | no | no |  |  | no |  | 0 | 0 | 0 | 0 | 0 | 0 |  | 1 | 1 | 1 | 0 | 0 | 0
load_220351541 |  | node_1473221_267_15294553_99 |  | AN | 0 | Residential | 5896.8+2512.026j | 0 | 0 | 0 | 0 | 0 | [24 empty] | 8103801 | no | no |  |  | no |  | 0 | 0 | 0 | 0 | 0 | 0 |  | 1 | 1 | 1 | 0 | 0 | 0
load_220351542 |  | node_1473069_679_15294295_662 |  | AN | 0 | Residential | 16632+7085.202j | 0 | 0 | 0 | 0 | 0 | [24 empty] | 8103801 | no | no |  |  | no |  | 0 | 0 | 0 | 0 | 0 | 0 |  | 1 | 1 | 1 | 0 | 0 | 0
load_220351543 |  | node_1472928_179_15294162_631 |  | AN | 0 | Other | 0 | 0 | 0 | 0 | 0 | 0 | [24 empty] | 8103801 | no | no |  |  | no |  | 0 | 0 | 0 | 0 | 0 | 0 |  | 1 | 1 | 1 | 0 | 0 | 0
load_220351545 |  | node_1472410_402_15293760_308 |  | AN | 0 | Other | 0 | 0 | 0 | 0 | 0 | 0 | [24 empty] | 8103801 | no | no |  |  | no |  | 0 | 0 | 0 | 0 | 0 | 0 |  | 1 | 1 | 1 | 0 | 0 | 0
load_220351546 |  | node_1471413_756_15292745_934 |  | AN | 0 | Residential | 3110.4+1325.025j | 0 | 0 | 0 | 0 | 0 | [24 empty] | 8103801 | no | no |  |  | no |  | 0 | 0 | 0 | 0 | 0 | 0 |  | 1 | 1 | 1 | 0 | 0 | 0
load_220351547 |  | node_1478120_217_15299214_65 |  | AN | 0 | Residential | 10353.6+4410.615j | 0 | 0 | 0 | 0 | 0 | [24 empty] | 8103801 | no | no |  |  | no |  | 0 | 0 | 0 | 0 | 0 | 0 |  | 1 | 1 | 1 | 0 | 0 | 0
load_220351548 |  | node_1477806_804_15298841_103 |  | AN | 0 | Residential | 10951.2+4665.192j | 0 | 0 | 0 | 0 | 0 | [24 empty] | 8103801 | no | no |  |  | no |  | 0 | 0 | 0 | 0 | 0 | 0 |  | 1 | 1 | 1 | 0 | 0 | 0
load_220351549 |  | node_1477474_65_15298698_466 |  | AN | 0 | Residential | 7351.2+3131.598j | 0 | 0 | 0 | 0 | 0 | [24 empty] | 8103801 | no | no |  |  | no |  | 0 | 0 | 0 | 0 | 0 | 0 |  | 1 | 1 | 1 | 0 | 0 | 0
load_220351550 |  | node_1477323_143_15298549_051 |  | AN | 0 | Residential | 3945.6+1680.819j | 0 | 0 | 0 | 0 | 0 | [24 empty] | 8103801 | no | no |  |  | no |  | 0 | 0 | 0 | 0 | 0 | 0 |  | 1 | 1 | 1 | 0 | 0 | 0
load_220351551 |  | node_1477060_441_15298289_896 |  | AN | 0 | Residential | 4622.4+1969.134j | 0 | 0 | 0 | 0 | 0 | [24 empty] | 8103801 | no | no |  |  | no |  | 0 | 0 | 0 | 0 | 0 | 0 |  | 1 | 1 | 1 | 0 | 0 | 0
load_220351552 |  | node_1477179_867_15297949_07 |  | AN | 0 | Residential | 8474.4+3610.079j | 0 | 0 | 0 | 0 | 0 | [24 empty] | 8103801 | no | no |  |  | no |  | 0 | 0 | 0 | 0 | 0 | 0 |  | 1 | 1 | 1 | 0 | 0 | 0
load_220351553 |  | node_1476797_65_15298052_785 |  | AN | 0 | Residential | 8856+3772.64j | 0 | 0 | 0 | 0 | 0 | [24 empty] | 8103801 | no | no |  |  | no |  | 0 | 0 | 0 | 0 | 0 | 0 |  | 1 | 1 | 1 | 0 | 0 | 0
load_220351554 |  | node_1476413_312_15297403_033 |  | AN | 0 | Other | 0 | 0 | 0 | 0 | 0 | 0 | [24 empty] | 8103801 | no | no |  |  | no |  | 0 | 0 | 0 | 0 | 0 | 0 |  | 1 | 1 | 1 | 0 | 0 | 0
load_220351555 |  | node_1476423_043_15297177_541 |  | AN | 0 | Residential | 3715.2+1582.669j | 0 | 0 | 0 | 0 | 0 | [24 empty] | 8103801 | no | no |  |  | no |  | 0 | 0 | 0 | 0 | 0 | 0 |  | 1 | 1 | 1 | 0 | 0 | 0
load_220351556 |  | node_1475257_342_15296214_491 |  | AN | 0 | Residential | 51465.6+21924.254j | 0 | 0 | 0 | 0 | 0 | [24 empty] | 8103801 | no | no |  |  | no |  | 0 | 0 | 0 | 0 | 0 | 0 |  | 1 | 1 | 1 | 0 | 0 | 0
load_220351708 |  | node_1477280_705_15297034_737 |  | AN | 0 | Residential | 4572+1947.664j | 0 | 0 | 0 | 0 | 0 | [24 empty] | 8103801 | no | no |  |  | no |  | 0 | 0 | 0 | 0 | 0 | 0 |  | 1 | 1 | 1 | 0 | 0 | 0
load_220351709 |  | node_1477818_285_15297023_598 |  | AN | 0 | Residential | 1389.6+591.967j | 0 | 0 | 0 | 0 | 0 | [24 empty] | 8103801 | no | no |  |  | no |  | 0 | 0 | 0 | 0 | 0 | 0 |  | 1 | 1 | 1 | 0 | 0 | 0
load_220351710 |  | node_1478288_191_15297088_817 |  | AN | 0 | Residential | 4831.2+2058.083j | 0 | 0 | 0 | 0 | 0 | [24 empty] | 8103801 | no | no |  |  | no |  | 0 | 0 | 0 | 0 | 0 | 0 |  | 1 | 1 | 1 | 0 | 0 | 0
load_220351712 |  | node_1479288_322_15296329_102 |  | AN | 0 | Residential | 705.6+300.584j | 0 | 0 | 0 | 0 | 0 | [24 empty] | 8103801 | no | no |  |  | no |  | 0 | 0 | 0 | 0 | 0 | 0 |  | 1 | 1 | 1 | 0 | 0 | 0
load_220351713 |  | node_1468461_895_15300719_11 |  | AN | 0 | NonResidential | 28.8+12.269j | 0 | 0 | 0 | 0 | 0 | [24 empty] | 8103801 | no | no |  |  | no |  | 0 | 0 | 0 | 0 | 0 | 0 |  | 1 | 1 | 1 | 0 | 0 | 0
load_220351714 |  | node_1468735_157_15300717_849 |  | AN | 0 | Other | 0 | 0 | 0 | 0 | 0 | 0 | [24 empty] | 8103801 | no | no |  |  | no |  | 0 | 0 | 0 | 0 | 0 | 0 |  | 1 | 1 | 1 | 0 | 0 | 0
load_220351715 |  | node_1469311_392_15300727_157 |  | AN | 0 | Residential | 4824+2055.015j | 0 | 0 | 0 | 0 | 0 | [24 empty] | 8103801 | no | no |  |  | no |  | 0 | 0 | 0 | 0 | 0 | 0 |  | 1 | 1 | 1 | 0 | 0 | 0
load_220351716 |  | node_1469624_047_15300717_488 |  | AN | 0 | Residential | 2066.4+880.283j | 0 | 0 | 0 | 0 | 0 | [24 empty] | 8103801 | no | no |  |  | no |  | 0 | 0 | 0 | 0 | 0 | 0 |  | 1 | 1 | 1 | 0 | 0 | 0
load_220351717 |  | node_1470063_033_15300716_815 |  | AN | 0 | Residential | 20124+8572.788j | 0 | 0 | 0 | 0 | 0 | [24 empty] | 8103801 | no | no |  |  | no |  | 0 | 0 | 0 | 0 | 0 | 0 |  | 1 | 1 | 1 | 0 | 0 | 0
load_220351718 |  | node_1470390_086_15300564_621 |  | AN | 0 | Residential | 4550.4+1938.462j | 0 | 0 | 0 | 0 | 0 | [24 empty] | 8103801 | no | no |  |  | no |  | 0 | 0 | 0 | 0 | 0 | 0 |  | 1 | 1 | 1 | 0 | 0 | 0
load_220351719 |  | node_1470762_803_15300646_787 |  | AN | 0 | Residential | 9820.8+4183.643j | 0 | 0 | 0 | 0 | 0 | [24 empty] | 8103801 | no | no |  |  | no |  | 0 | 0 | 0 | 0 | 0 | 0 |  | 1 | 1 | 1 | 0 | 0 | 0
load_220351720 |  | node_1464861_382_15300573_217 |  | AN | 0 | Residential | 5119.2+2180.77j | 0 | 0 | 0 | 0 | 0 | [24 empty] | 8103801 | no | no |  |  | no |  | 0 | 0 | 0 | 0 | 0 | 0 |  | 1 | 1 | 1 | 0 | 0 | 0
load_220351721 |  | node_1464714_725_15299695_881 |  | AN | 0 | Residential | 6544.8+2788.073j | 0 | 0 | 0 | 0 | 0 | [24 empty] | 8103801 | no | no |  |  | no |  | 0 | 0 | 0 | 0 | 0 | 0 |  | 1 | 1 | 1 | 0 | 0 | 0
load_220351722 |  | node_1464986_152_15299709_374 |  | AN | 0 | Residential | 7725.6+3291.092j | 0 | 0 | 0 | 0 | 0 | [24 empty] | 8103801 | no | no |  |  | no |  | 0 | 0 | 0 | 0 | 0 | 0 |  | 1 | 1 | 1 | 0 | 0 | 0
load_220351725 |  | node_1465392_033_15300439_54 |  | AN | 0 | Residential | 18669.6+7953.216j | 0 | 0 | 0 | 0 | 0 | [24 empty] | 8103801 | no | no |  |  | no |  | 0 | 0 | 0 | 0 | 0 | 0 |  | 1 | 1 | 1 | 0 | 0 | 0
load_220351726 |  | node_1465711_458_15300601_01 |  | AN | 0 | Other | 0 | 0 | 0 | 0 | 0 | 0 | [24 empty] | 8103801 | no | no |  |  | no |  | 0 | 0 | 0 | 0 | 0 | 0 |  | 1 | 1 | 1 | 0 | 0 | 0
load_220351726-L-1 |  | node_1465711_458_15300601_01 |  | AN | 0 | Residential | 0 | 0 | 0 | 0 | 0 | 0 | [24 empty] | 8103801 | no | no |  |  | no |  | 0 | 0 | 0 | 0 | 0 | 0 |  | 1 | 1 | 1 | 0 | 0 | 0
load_220351728 |  | node_1466681_873_15300647_965 |  | AN | 0 | Residential | 9576+4079.359j | 0 | 0 | 0 | 0 | 0 | [24 empty] | 8103801 | no | no |  |  | no |  | 0 | 0 | 0 | 0 | 0 | 0 |  | 1 | 1 | 1 | 0 | 0 | 0
load_220351729 |  | node_1467167_205_15300698_947 |  | AN | 0 | Residential | 18007.2+7671.035j | 0 | 0 | 0 | 0 | 0 | [24 empty] | 8103801 | no | no |  |  | no |  | 0 | 0 | 0 | 0 | 0 | 0 |  | 1 | 1 | 1 | 0 | 0 | 0
load_220351730 |  | node_1467428_99_15300786_823 |  | AN | 0 | Residential | 6084+2591.773j | 0 | 0 | 0 | 0 | 0 | [24 empty] | 8103801 | no | no |  |  | no |  | 0 | 0 | 0 | 0 | 0 | 0 |  | 1 | 1 | 1 | 0 | 0 | 0
load_220351732 |  | node_1467081_56_15287320_54 |  | AN | 0 | Residential | 1238.4+527.556j | 0 | 0 | 0 | 0 | 0 | [24 empty] | 8103801 | no | no |  |  | no |  | 0 | 0 | 0 | 0 | 0 | 0 |  | 1 | 1 | 1 | 0 | 0 | 0
load_220351733 |  | node_1466103_45_15287610_397 |  | AN | 0 | Residential | 8762.4+3732.767j | 0 | 0 | 0 | 0 | 0 | [24 empty] | 8103801 | no | no |  |  | no |  | 0 | 0 | 0 | 0 | 0 | 0 |  | 1 | 1 | 1 | 0 | 0 | 0
load_220351734 |  | node_1466239_871_15287811_334 |  | AN | 0 | Residential | 8172+3481.257j | 0 | 0 | 0 | 0 | 0 | [24 empty] | 8103801 | no | no |  |  | no |  | 0 | 0 | 0 | 0 | 0 | 0 |  | 1 | 1 | 1 | 0 | 0 | 0
load_220351736 |  | node_1463838_073_15284131_929 |  | AN | 0 | Residential | 14853.6+6327.607j | 0 | 0 | 0 | 0 | 0 | [24 empty] | 8103801 | no | no |  |  | no |  | 0 | 0 | 0 | 0 | 0 | 0 |  | 1 | 1 | 1 | 0 | 0 | 0
load_220351737 |  | node_1463417_95_15284132_382 |  | AN | 0 | Residential | 3801.6+1619.475j | 0 | 0 | 0 | 0 | 0 | [24 empty] | 8103801 | no | no |  |  | no |  | 0 | 0 | 0 | 0 | 0 | 0 |  | 1 | 1 | 1 | 0 | 0 | 0
load_220351738 |  | node_1463145_433_15284248_554 |  | AN | 0 | Residential | 25790.4+10986.664j | 0 | 0 | 0 | 0 | 0 | [24 empty] | 8103801 | no | no |  |  | no |  | 0 | 0 | 0 | 0 | 0 | 0 |  | 1 | 1 | 1 | 0 | 0 | 0
load_220351739 |  | node_1462758_023_15284141_672 |  | AN | 0 | Residential | 8604+3665.289j | 0 | 0 | 0 | 0 | 0 | [24 empty] | 8103801 | no | no |  |  | no |  | 0 | 0 | 0 | 0 | 0 | 0 |  | 1 | 1 | 1 | 0 | 0 | 0
load_220351740 |  | node_1462486_496_15284091_971 |  | AN | 0 | Residential | 9576+4079.359j | 0 | 0 | 0 | 0 | 0 | [24 empty] | 8103801 | no | no |  |  | no |  | 0 | 0 | 0 | 0 | 0 | 0 |  | 1 | 1 | 1 | 0 | 0 | 0
load_220351741 |  | node_1462205_456_15284004_012 |  | AN | 0 | Other | 0 | 0 | 0 | 0 | 0 | 0 | [24 empty] | 8103801 | no | no |  |  | no |  | 0 | 0 | 0 | 0 | 0 | 0 |  | 1 | 1 | 1 | 0 | 0 | 0
load_220351741-L-1 |  | node_1462205_456_15284004_012 |  | AN | 0 | Residential | 0 | 0 | 0 | 0 | 0 | 0 | [24 empty] | 8103801 | no | no |  |  | no |  | 0 | 0 | 0 | 0 | 0 | 0 |  | 1 | 1 | 1 | 0 | 0 | 0
load_220351742 |  | node_1461390_289_15284278_949 |  | AN | 0 | NonResidential | 12000+5111.979j | 0 | 0 | 0 | 0 | 0 | [24 empty] | 8103801 | no | no |  |  | no |  | 0 | 0 | 0 | 0 | 0 | 0 |  | 1 | 1 | 1 | 0 | 0 | 0
load_220351743 |  | node_1461399_595_15284255_492 |  | BN | 0 | NonResidential | 0 | 12000+5111.979j | 0 | 0 | 0 | 0 | [24 empty] | 8103801 | no | no |  |  | no |  | 0 | 0 | 0 | 0 | 0 | 0 |  | 1 | 1 | 1 | 0 | 0 | 0
load_220351744 |  | node_1461376_056_15284602_629 |  | AN | 0 | Residential | 4716+2009.008j | 0 | 0 | 0 | 0 | 0 | [24 empty] | 8103801 | no | no |  |  | no |  | 0 | 0 | 0 | 0 | 0 | 0 |  | 1 | 1 | 1 | 0 | 0 | 0
load_220351745 |  | node_1460979_042_15284260_866 |  | AN | 0 | NonResidential | 14000+5963.975j | 0 | 0 | 0 | 0 | 0 | [24 empty] | 8103801 | no | no |  |  | no |  | 0 | 0 | 0 | 0 | 0 | 0 |  | 1 | 1 | 1 | 0 | 0 | 0
load_220351810 |  | node_1468960_971_15282252_455 |  | AN | 0 | Residential | 15415.2+6566.848j | 0 | 0 | 0 | 0 | 0 | [24 empty] | 8103801 | no | no |  |  | no |  | 0 | 0 | 0 | 0 | 0 | 0 |  | 1 | 1 | 1 | 0 | 0 | 0
load_220351812 |  | node_1469273_455_15283368_346 |  | AN | 0 | Other | 0 | 0 | 0 | 0 | 0 | 0 | [24 empty] | 8103801 | no | no |  |  | no |  | 0 | 0 | 0 | 0 | 0 | 0 |  | 1 | 1 | 1 | 0 | 0 | 0
load_220351813 |  | node_1469474_51_15283678_73 |  | AN | 0 | Other | 0 | 0 | 0 | 0 | 0 | 0 | [24 empty] | 8103801 | no | no |  |  | no |  | 0 | 0 | 0 | 0 | 0 | 0 |  | 1 | 1 | 1 | 0 | 0 | 0
load_220351815 |  | node_1464484_556_15283884_684 |  | AN | 0 | Other | 0 | 0 | 0 | 0 | 0 | 0 | [24 empty] | 8103801 | no | no |  |  | no |  | 0 | 0 | 0 | 0 | 0 | 0 |  | 1 | 1 | 1 | 0 | 0 | 0
load_220351816 |  | node_1464489_495_15283832_335 |  | BN | 0 | Other | 0 | 0 | 0 | 0 | 0 | 0 | [24 empty] | 8103801 | no | no |  |  | no |  | 0 | 0 | 0 | 0 | 0 | 0 |  | 1 | 1 | 1 | 0 | 0 | 0
load_220351817 |  | node_1464489_594_15283858_962 |  | CN | 0 | Other | 0 | 0 | 0 | 0 | 0 | 0 | [24 empty] | 8103801 | no | no |  |  | no |  | 0 | 0 | 0 | 0 | 0 | 0 |  | 1 | 1 | 1 | 0 | 0 | 0
load_220351818 |  | node_1464383_447_15283959_954 |  | AN | 0 | Other | 0 | 0 | 0 | 0 | 0 | 0 | [24 empty] | 8103801 | no | no |  |  | no |  | 0 | 0 | 0 | 0 | 0 | 0 |  | 1 | 1 | 1 | 0 | 0 | 0
load_220351819 |  | node_1464365_824_15283947_62 |  | BN | 0 | Other | 0 | 0 | 0 | 0 | 0 | 0 | [24 empty] | 8103801 | no | no |  |  | no |  | 0 | 0 | 0 | 0 | 0 | 0 |  | 1 | 1 | 1 | 0 | 0 | 0
load_220351820 |  | node_1464402_826_15283965_76 |  | CN | 0 | Other | 0 | 0 | 0 | 0 | 0 | 0 | [24 empty] | 8103801 | no | no |  |  | no |  | 0 | 0 | 0 | 0 | 0 | 0 |  | 1 | 1 | 1 | 0 | 0 | 0
load_220351821 |  | node_1464228_233_15283498_803 |  | AN | 0 | NonResidential | 5000+2129.991j | 0 | 0 | 0 | 0 | 0 | [24 empty] | 8103801 | no | no |  |  | no |  | 0 | 0 | 0 | 0 | 0 | 0 |  | 1 | 1 | 1 | 0 | 0 | 0
load_220351822 |  | node_1464231_729_15283474_873 |  | AN | 0 | Residential | 8557.2+3645.352j | 0 | 0 | 0 | 0 | 0 | [24 empty] | 8103801 | no | no |  |  | no |  | 0 | 0 | 0 | 0 | 0 | 0 |  | 1 | 1 | 1 | 0 | 0 | 0
load_220351823 |  | node_1465230_359_15284501_521 |  | AN | 0 | Residential | 38656.8+16467.728j | 0 | 0 | 0 | 0 | 0 | [24 empty] | 8103801 | no | no |  |  | no |  | 0 | 0 | 0 | 0 | 0 | 0 |  | 1 | 1 | 1 | 0 | 0 | 0
load_220351824 |  | node_1465963_114_15284720_193 |  | AN | 0 | Residential | 61783.2+26319.533j | 0 | 0 | 0 | 0 | 0 | [24 empty] | 8103801 | no | no |  |  | no |  | 0 | 0 | 0 | 0 | 0 | 0 |  | 1 | 1 | 1 | 0 | 0 | 0
load_220351825 |  | node_1465290_641_15281809_849 |  | AN | 0 | Residential | 30585.6+13029.411j | 0 | 0 | 0 | 0 | 0 | [24 empty] | 8103801 | no | no |  |  | no |  | 0 | 0 | 0 | 0 | 0 | 0 |  | 1 | 1 | 1 | 0 | 0 | 0
load_220351826 |  | node_1465561_815_15281747_625 |  | AN | 0 | Residential | 8884.8+3784.909j | 0 | 0 | 0 | 0 | 0 | [24 empty] | 8103801 | no | no |  |  | no |  | 0 | 0 | 0 | 0 | 0 | 0 |  | 1 | 1 | 1 | 0 | 0 | 0
load_220351828 |  | node_1464752_554_15281949_858 |  | AN | 0 | Residential | 35791.2+15246.987j | 0 | 0 | 0 | 0 | 0 | [24 empty] | 8103801 | no | no |  |  | no |  | 0 | 0 | 0 | 0 | 0 | 0 |  | 1 | 1 | 1 | 0 | 0 | 0
load_220351829 |  | node_1464807_027_15282227_201 |  | AN | 0 | Residential | 5868+2499.758j | 0 | 0 | 0 | 0 | 0 | [24 empty] | 8103801 | no | no |  |  | no |  | 0 | 0 | 0 | 0 | 0 | 0 |  | 1 | 1 | 1 | 0 | 0 | 0
load_220351830 |  | node_1465090_424_15281356_5 |  | AN | 0 | Residential | 21967.2+9357.988j | 0 | 0 | 0 | 0 | 0 | [24 empty] | 8103801 | no | no |  |  | no |  | 0 | 0 | 0 | 0 | 0 | 0 |  | 1 | 1 | 1 | 0 | 0 | 0
load_220351831 |  | node_1464865_073_15281364_588 |  | AN | 0 | Residential | 26791.2+11413.003j | 0 | 0 | 0 | 0 | 0 | [24 empty] | 8103801 | no | no |  |  | no |  | 0 | 0 | 0 | 0 | 0 | 0 |  | 1 | 1 | 1 | 0 | 0 | 0
load_220351832 |  | node_1464519_82_15281352_118 |  | AN | 0 | Residential | 14580+6211.054j | 0 | 0 | 0 | 0 | 0 | [24 empty] | 8103801 | no | no |  |  | no |  | 0 | 0 | 0 | 0 | 0 | 0 |  | 1 | 1 | 1 | 0 | 0 | 0
load_220351833 |  | node_1464192_695_15281424_264 |  | AN | 0 | Residential | 16048.8+6836.76j | 0 | 0 | 0 | 0 | 0 | [24 empty] | 8103801 | no | no |  |  | no |  | 0 | 0 | 0 | 0 | 0 | 0 |  | 1 | 1 | 1 | 0 | 0 | 0
load_220351834 |  | node_1466372_154_15285257_198 |  | AN | 0 | Residential | 36000+15335.936j | 0 | 0 | 0 | 0 | 0 | [24 empty] | 8103801 | no | no |  |  | no |  | 0 | 0 | 0 | 0 | 0 | 0 |  | 1 | 1 | 1 | 0 | 0 | 0
load_220351835 |  | node_1466502_251_15285300_644 |  | AN | 0 | Residential | 64324.8+27402.25j | 0 | 0 | 0 | 0 | 0 | [24 empty] | 8103801 | no | no |  |  | no |  | 0 | 0 | 0 | 0 | 0 | 0 |  | 1 | 1 | 1 | 0 | 0 | 0
load_220351836 |  | node_1464126_59_15284061_151 |  | AN | 0 | Other | 0 | 0 | 0 | 0 | 0 | 0 | [24 empty] | 8103801 | no | no |  |  | no |  | 0 | 0 | 0 | 0 | 0 | 0 |  | 1 | 1 | 1 | 0 | 0 | 0
load_220351837 |  | node_1464653_217_15284200_9 |  | AN | 0 | Residential | 2066.4+880.283j | 0 | 0 | 0 | 0 | 0 | [24 empty] | 8103801 | no | no |  |  | no |  | 0 | 0 | 0 | 0 | 0 | 0 |  | 1 | 1 | 1 | 0 | 0 | 0
load_220351838 |  | node_1464943_913_15284113_052 |  | AN | 0 | NonResidential | 316.8+134.956j | 0 | 0 | 0 | 0 | 0 | [24 empty] | 8103801 | no | no |  |  | no |  | 0 | 0 | 0 | 0 | 0 | 0 |  | 1 | 1 | 1 | 0 | 0 | 0
load_220351841 |  | node_1469157_767_15282068_156 |  | AN | 0 | Residential | 7099.2+3024.247j | 0 | 0 | 0 | 0 | 0 | [24 empty] | 8103801 | no | no |  |  | no |  | 0 | 0 | 0 | 0 | 0 | 0 |  | 1 | 1 | 1 | 0 | 0 | 0
load_220351842 |  | node_1468821_492_15281465_665 |  | AN | 0 | Residential | 52344+22298.451j | 0 | 0 | 0 | 0 | 0 | [24 empty] | 8103801 | no | no |  |  | no |  | 0 | 0 | 0 | 0 | 0 | 0 |  | 1 | 1 | 1 | 0 | 0 | 0
load_220351843 |  | node_1467892_96_15282519_914 |  | AN | 0 | Residential | 3621.6+1542.795j | 0 | 0 | 0 | 0 | 0 | [24 empty] | 8103801 | no | no |  |  | no |  | 0 | 0 | 0 | 0 | 0 | 0 |  | 1 | 1 | 1 | 0 | 0 | 0
load_220351844 |  | node_1468145_763_15282293_351 |  | AN | 0 | Residential | 14004+5965.679j | 0 | 0 | 0 | 0 | 0 | [24 empty] | 8103801 | no | no |  |  | no |  | 0 | 0 | 0 | 0 | 0 | 0 |  | 1 | 1 | 1 | 0 | 0 | 0
load_220351845 |  | node_1468176_177_15281947_655 |  | AN | 0 | NonResidential | 8000+3407.986j | 0 | 0 | 0 | 0 | 0 | [24 empty] | 8103801 | no | no |  |  | no |  | 0 | 0 | 0 | 0 | 0 | 0 |  | 1 | 1 | 1 | 0 | 0 | 0
load_220351846 |  | node_1468195_693_15281952_56 |  | BN | 0 | NonResidential | 0 | 8000+3407.986j | 0 | 0 | 0 | 0 | [24 empty] | 8103801 | no | no |  |  | no |  | 0 | 0 | 0 | 0 | 0 | 0 |  | 1 | 1 | 1 | 0 | 0 | 0
load_220351850 |  | node_1466908_364_15286337_676 |  | BN | 0 | NonResidential | 0 | 6666.667+2839.988j | 0 | 0 | 0 | 0 | [24 empty] | 8103801 | no | no |  |  | no |  | 0 | 0 | 0 | 0 | 0 | 0 |  | 1 | 1 | 1 | 0 | 0 | 0
load_220351851 |  | node_1466898_128_15286360_422 |  | AN | 0 | NonResidential | 6666.667+2839.988j | 0 | 0 | 0 | 0 | 0 | [24 empty] | 8103801 | no | no |  |  | no |  | 0 | 0 | 0 | 0 | 0 | 0 |  | 1 | 1 | 1 | 0 | 0 | 0
load_220351852 |  | node_1466913_855_15286312_123 |  | CN | 0 | NonResidential | 0 | 0 | 6666.667+2839.988j | 0 | 0 | 0 | [24 empty] | 8103801 | no | no |  |  | no |  | 0 | 0 | 0 | 0 | 0 | 0 |  | 1 | 1 | 1 | 0 | 0 | 0
load_220351853 |  | node_1466443_781_15286310_747 |  | AN | 0 | Residential | 8892+3787.976j | 0 | 0 | 0 | 0 | 0 | [24 empty] | 8103801 | no | no |  |  | no |  | 0 | 0 | 0 | 0 | 0 | 0 |  | 1 | 1 | 1 | 0 | 0 | 0
load_220351854 |  | node_1466228_911_15286766_556 |  | AN | 0 | Residential | 19252.8+8201.658j | 0 | 0 | 0 | 0 | 0 | [24 empty] | 8103801 | no | no |  |  | no |  | 0 | 0 | 0 | 0 | 0 | 0 |  | 1 | 1 | 1 | 0 | 0 | 0
load_220351855 |  | node_1466066_565_15287156_245 |  | AN | 0 | Other | 0 | 0 | 0 | 0 | 0 | 0 | [24 empty] | 8103801 | no | no |  |  | no |  | 0 | 0 | 0 | 0 | 0 | 0 |  | 1 | 1 | 1 | 0 | 0 | 0
load_220351856 |  | node_1466937_112_15284932_866 |  | AN | 0 | Residential | 30924+13173.569j | 0 | 0 | 0 | 0 | 0 | [24 empty] | 8103801 | no | no |  |  | no |  | 0 | 0 | 0 | 0 | 0 | 0 |  | 1 | 1 | 1 | 0 | 0 | 0
load_220351857 |  | node_1466880_074_15284538_863 |  | AN | 0 | Residential | 32385.6+13796.208j | 0 | 0 | 0 | 0 | 0 | [24 empty] | 8103801 | no | no |  |  | no |  | 0 | 0 | 0 | 0 | 0 | 0 |  | 1 | 1 | 1 | 0 | 0 | 0
load_220351858 |  | node_1466892_1_15284317_949 |  | AN | 0 | Residential | 12391.2+5278.629j | 0 | 0 | 0 | 0 | 0 | [24 empty] | 8103801 | no | no |  |  | no |  | 0 | 0 | 0 | 0 | 0 | 0 |  | 1 | 1 | 1 | 0 | 0 | 0
load_220351859 |  | node_1466891_544_15284344_562 |  | AN | 0 | NonResidential | 4500+1916.992j | 0 | 0 | 0 | 0 | 0 | [24 empty] | 8103801 | no | no |  |  | no |  | 0 | 0 | 0 | 0 | 0 | 0 |  | 1 | 1 | 1 | 0 | 0 | 0
load_220351860 |  | node_1466829_558_15284176_831 |  | AN | 0 | NonResidential | 4000+1703.993j | 0 | 0 | 0 | 0 | 0 | [24 empty] | 8103801 | no | no |  |  | no |  | 0 | 0 | 0 | 0 | 0 | 0 |  | 1 | 1 | 1 | 0 | 0 | 0
load_220351861 |  | node_1466789_107_15283923_241 |  | AN | 0 | NonResidential | 3000+1277.995j | 0 | 0 | 0 | 0 | 0 | [24 empty] | 8103801 | no | no |  |  | no |  | 0 | 0 | 0 | 0 | 0 | 0 |  | 1 | 1 | 1 | 0 | 0 | 0
load_220351862 |  | node_1466778_054_15285817_646 |  | AN | 0 | NonResidential | 0 | 0 | 0 | 0 | 0 | 0 | [24 empty] | 8103801 | no | no |  |  | no |  | 0 | 0 | 0 | 0 | 0 | 0 |  | 1 | 1 | 1 | 0 | 0 | 0
load_220351863 |  | node_1466600_832_15283647_485 |  | AN | 0 | NonResidential | 15000+6389.973j | 0 | 0 | 0 | 0 | 0 | [24 empty] | 8103801 | no | no |  |  | no |  | 0 | 0 | 0 | 0 | 0 | 0 |  | 1 | 1 | 1 | 0 | 0 | 0
load_220351864 |  | node_1466591_127_15283624_204 |  | AN | 0 | NonResidential | 15000+6389.973j | 0 | 0 | 0 | 0 | 0 | [24 empty] | 8103801 | no | no |  |  | no |  | 0 | 0 | 0 | 0 | 0 | 0 |  | 1 | 1 | 1 | 0 | 0 | 0
load_220351866 |  | node_1466471_843_15281691_121 |  | AN | 0 | NonResidential | 12666.667+5395.978j | 0 | 0 | 0 | 0 | 0 | [24 empty] | 8103801 | no | no |  |  | no |  | 0 | 0 | 0 | 0 | 0 | 0 |  | 1 | 1 | 1 | 0 | 0 | 0
load_220351867 |  | node_1466482_673_15281713_496 |  | BN | 0 | NonResidential | 0 | 12666.667+5395.978j | 0 | 0 | 0 | 0 | [24 empty] | 8103801 | no | no |  |  | no |  | 0 | 0 | 0 | 0 | 0 | 0 |  | 1 | 1 | 1 | 0 | 0 | 0
load_220351868 |  | node_1466457_08_15281673_245 |  | CN | 0 | NonResidential | 0 | 0 | 12666.667+5395.978j | 0 | 0 | 0 | [24 empty] | 8103801 | no | no |  |  | no |  | 0 | 0 | 0 | 0 | 0 | 0 |  | 1 | 1 | 1 | 0 | 0 | 0
load_220351870 |  | node_1466948_263_15285531_536 |  | AN | 0 | Residential | 56520+24077.419j | 0 | 0 | 0 | 0 | 0 | [24 empty] | 8103801 | no | no |  |  | no |  | 0 | 0 | 0 | 0 | 0 | 0 |  | 1 | 1 | 1 | 0 | 0 | 0
load_220351872 |  | node_1466507_436_15285864_711 |  | AN | 0 | Residential | 33444+14247.084j | 0 | 0 | 0 | 0 | 0 | [24 empty] | 8103801 | no | no |  |  | no |  | 0 | 0 | 0 | 0 | 0 | 0 |  | 1 | 1 | 1 | 0 | 0 | 0
load_220351873 |  | node_1466495_981_15285842_904 |  | AN | 0 | Residential | 33444+14247.084j | 0 | 0 | 0 | 0 | 0 | [24 empty] | 8103801 | no | no |  |  | no |  | 0 | 0 | 0 | 0 | 0 | 0 |  | 1 | 1 | 1 | 0 | 0 | 0
load_220351874 |  | node_1465499_219_15285110_684 |  | AN | 0 | Residential | 33904.8+14443.384j | 0 | 0 | 0 | 0 | 0 | [24 empty] | 8103801 | no | no |  |  | no |  | 0 | 0 | 0 | 0 | 0 | 0 |  | 1 | 1 | 1 | 0 | 0 | 0
load_220351876 |  | node_1464998_089_15284669_572 |  | AN | 0 | Residential | 55915.2+23819.775j | 0 | 0 | 0 | 0 | 0 | [24 empty] | 8103801 | no | no |  |  | no |  | 0 | 0 | 0 | 0 | 0 | 0 |  | 1 | 1 | 1 | 0 | 0 | 0
load_220351877 |  | node_1464817_672_15284403_389 |  | AN | 0 | Residential | 13576.8+5783.693j | 0 | 0 | 0 | 0 | 0 | [24 empty] | 8103801 | no | no |  |  | no |  | 0 | 0 | 0 | 0 | 0 | 0 |  | 1 | 1 | 1 | 0 | 0 | 0
load_220351878 |  | node_1464831_749_15284422_235 |  | BN | 0 | Residential | 0 | 13576.8+5783.693j | 0 | 0 | 0 | 0 | [24 empty] | 8103801 | no | no |  |  | no |  | 0 | 0 | 0 | 0 | 0 | 0 |  | 1 | 1 | 1 | 0 | 0 | 0
load_220351879 |  | node_1464800_457_15284390_054 |  | CN | 0 | NonResidential | 0 | 0 | 0 | 0 | 0 | 0 | [24 empty] | 8103801 | no | no |  |  | no |  | 0 | 0 | 0 | 0 | 0 | 0 |  | 1 | 1 | 1 | 0 | 0 | 0
load_220351880 |  | node_1464322_353_15284325_545 |  | AN | 0 | Residential | 39564+16854.193j | 0 | 0 | 0 | 0 | 0 | [24 empty] | 8103801 | no | no |  |  | no |  | 0 | 0 | 0 | 0 | 0 | 0 |  | 1 | 1 | 1 | 0 | 0 | 0
load_220351881 |  | node_1466122_263_15285535_685 |  | AN | 0 | Residential | 45878.4+19544.117j | 0 | 0 | 0 | 0 | 0 | [24 empty] | 8103801 | no | no |  |  | no |  | 0 | 0 | 0 | 0 | 0 | 0 |  | 1 | 1 | 1 | 0 | 0 | 0
load_220351882 |  | node_1465829_999_15285340_712 |  | AN | 0 | Residential | 58881.6+25083.457j | 0 | 0 | 0 | 0 | 0 | [24 empty] | 8103801 | no | no |  |  | no |  | 0 | 0 | 0 | 0 | 0 | 0 |  | 1 | 1 | 1 | 0 | 0 | 0
load_220351883 |  | node_1466481_692_15284183_311 |  | AN | 0 | Residential | 16300.8+6944.112j | 0 | 0 | 0 | 0 | 0 | [24 empty] | 8103801 | no | no |  |  | no |  | 0 | 0 | 0 | 0 | 0 | 0 |  | 1 | 1 | 1 | 0 | 0 | 0
load_220351884 |  | node_1466430_696_15283884_339 |  | AN | 0 | NonResidential | 7000+2981.988j | 0 | 0 | 0 | 0 | 0 | [24 empty] | 8103801 | no | no |  |  | no |  | 0 | 0 | 0 | 0 | 0 | 0 |  | 1 | 1 | 1 | 0 | 0 | 0
load_220351885 |  | node_1466449_877_15283877_661 |  | BN | 0 | NonResidential | 0 | 7000+2981.988j | 0 | 0 | 0 | 0 | [24 empty] | 8103801 | no | no |  |  | no |  | 0 | 0 | 0 | 0 | 0 | 0 |  | 1 | 1 | 1 | 0 | 0 | 0
load_220351886 |  | node_1466413_478_15283897_46 |  | CN | 0 | NonResidential | 0 | 0 | 7000+2981.988j | 0 | 0 | 0 | [24 empty] | 8103801 | no | no |  |  | no |  | 0 | 0 | 0 | 0 | 0 | 0 |  | 1 | 1 | 1 | 0 | 0 | 0
load_220351887 |  | node_1465448_49_15283585_152 |  | AN | 0 | NonResidential | 6000+2555.989j | 0 | 0 | 0 | 0 | 0 | [24 empty] | 8103801 | no | no |  |  | no |  | 0 | 0 | 0 | 0 | 0 | 0 |  | 1 | 1 | 1 | 0 | 0 | 0
load_220351888 |  | node_1464706_749_15283616_706 |  | AN | 0 | Residential | 40723.2+17348.011j | 0 | 0 | 0 | 0 | 0 | [24 empty] | 8103801 | no | no |  |  | no |  | 0 | 0 | 0 | 0 | 0 | 0 |  | 1 | 1 | 1 | 0 | 0 | 0
load_220351889 |  | node_1466164_418_15283487_151 |  | AN | 0 | Residential | 3362349.6+1432354.932j | 0 | 0 | 0 | 0 | 0 | [24 empty] | 8103801 | no | no |  |  | no |  | 0 | 0 | 0 | 0 | 0 | 0 |  | 1 | 1 | 1 | 0 | 0 | 0
load_220351890 |  | node_1465743_918_15283642_179 |  | AN | 0 | Residential | 41486.4+17673.132j | 0 | 0 | 0 | 0 | 0 | [24 empty] | 8103801 | no | no |  |  | no |  | 0 | 0 | 0 | 0 | 0 | 0 |  | 1 | 1 | 1 | 0 | 0 | 0
load_220351892 |  | node_1465675_92_15281512_068 |  | AN | 0 | Residential | 64526.4+27488.131j | 0 | 0 | 0 | 0 | 0 | [24 empty] | 8103801 | no | no |  |  | no |  | 0 | 0 | 0 | 0 | 0 | 0 |  | 1 | 1 | 1 | 0 | 0 | 0
load_220351893 |  | node_1465924_179_15283331_696 |  | AN | 0 | Residential | 34020+14492.459j | 0 | 0 | 0 | 0 | 0 | [24 empty] | 8103801 | no | no |  |  | no |  | 0 | 0 | 0 | 0 | 0 | 0 |  | 1 | 1 | 1 | 0 | 0 | 0
load_220351895 |  | node_1465791_251_15282904_519 |  | AN | 0 | Residential | 60876+25933.067j | 0 | 0 | 0 | 0 | 0 | [24 empty] | 8103801 | no | no |  |  | no |  | 0 | 0 | 0 | 0 | 0 | 0 |  | 1 | 1 | 1 | 0 | 0 | 0
load_220351896 |  | node_1466032_393_15283982_774 |  | AN | 0 | Residential | 83412+35533.363j | 0 | 0 | 0 | 0 | 0 | [24 empty] | 8103801 | no | no |  |  | no |  | 0 | 0 | 0 | 0 | 0 | 0 |  | 1 | 1 | 1 | 0 | 0 | 0
load_220351897 |  | node_1466006_28_15284248_341 |  | AN | 0 | Residential | 34610.4+14743.969j | 0 | 0 | 0 | 0 | 0 | [24 empty] | 8103801 | no | no |  |  | no |  | 0 | 0 | 0 | 0 | 0 | 0 |  | 1 | 1 | 1 | 0 | 0 | 0
load_220351898 |  | node_1465058_46_15283145_306 |  | AN | 0 | Residential | 103298.4+44004.934j | 0 | 0 | 0 | 0 | 0 | [24 empty] | 8103801 | no | no |  |  | no |  | 0 | 0 | 0 | 0 | 0 | 0 |  | 1 | 1 | 1 | 0 | 0 | 0
load_220351899 |  | node_1466322_156_15283766_844 |  | AN | 0 | Residential | 9979.2+4251.121j | 0 | 0 | 0 | 0 | 0 | [24 empty] | 8103801 | no | no |  |  | no |  | 0 | 0 | 0 | 0 | 0 | 0 |  | 1 | 1 | 1 | 0 | 0 | 0
load_220436072 |  | node_1468324_119_15292996_047 |  | AN | 0 | Residential | 633.6+269.912j | 0 | 0 | 0 | 0 | 0 | [24 empty] | 8103801 | no | no |  |  | no |  | 0 | 0 | 0 | 0 | 0 | 0 |  | 1 | 1 | 1 | 0 | 0 | 0
load_220436433 |  | node_1479838_289_15280975_169 |  | AN | 0 | Residential | 4543.2+1935.395j | 0 | 0 | 0 | 0 | 0 | [24 empty] | 8103801 | no | no |  |  | no |  | 0 | 0 | 0 | 0 | 0 | 0 |  | 1 | 1 | 1 | 0 | 0 | 0
load_220440835 |  | node_1466262_92_15300898_658 |  | AN | 0 | Other | 0 | 0 | 0 | 0 | 0 | 0 | [24 empty] | 8103801 | no | no |  |  | no |  | 0 | 0 | 0 | 0 | 0 | 0 |  | 1 | 1 | 1 | 0 | 0 | 0
load_220466104 |  | node_1478801_492_15289038_675 |  | AN | 0 | Other | 0 | 0 | 0 | 0 | 0 | 0 | [24 empty] | 8103801 | no | no |  |  | no |  | 0 | 0 | 0 | 0 | 0 | 0 |  | 1 | 1 | 1 | 0 | 0 | 0
load_220488752 |  | node_1472691_176_15293946_613 |  | AN | 0 | Residential | 6458.4+2751.267j | 0 | 0 | 0 | 0 | 0 | [24 empty] | 8103801 | no | no |  |  | no |  | 0 | 0 | 0 | 0 | 0 | 0 |  | 1 | 1 | 1 | 0 | 0 | 0
load_220503514 |  | node_1470697_22_15282735_33 |  | AN | 0 | Residential | 5004+2131.695j | 0 | 0 | 0 | 0 | 0 | [24 empty] | 8103801 | no | no |  |  | no |  | 0 | 0 | 0 | 0 | 0 | 0 |  | 1 | 1 | 1 | 0 | 0 | 0
load_220506395 |  | node_1479722_349_15281395_837 |  | AN | 0 | Residential | 7732.8+3294.159j | 0 | 0 | 0 | 0 | 0 | [24 empty] | 8103801 | no | no |  |  | no |  | 0 | 0 | 0 | 0 | 0 | 0 |  | 1 | 1 | 1 | 0 | 0 | 0
load_220507657 |  | node_1470272_337_15288236_121 |  | AN | 0 | Residential | 7142.4+3042.65j | 0 | 0 | 0 | 0 | 0 | [24 empty] | 8103801 | no | no |  |  | no |  | 0 | 0 | 0 | 0 | 0 | 0 |  | 1 | 1 | 1 | 0 | 0 | 0
load_220508199 |  | node_1470671_431_15291884_393 |  | AN | 0 | NonResidential | 144+61.344j | 0 | 0 | 0 | 0 | 0 | [24 empty] | 8103801 | no | no |  |  | no |  | 0 | 0 | 0 | 0 | 0 | 0 |  | 1 | 1 | 1 | 0 | 0 | 0
load_220512500 |  | node_1472330_699_15300430_01 |  | AN | 0 | Residential | 3816+1625.609j | 0 | 0 | 0 | 0 | 0 | [24 empty] | 8103801 | no | no |  |  | no |  | 0 | 0 | 0 | 0 | 0 | 0 |  | 1 | 1 | 1 | 0 | 0 | 0
load_220514454 |  | node_1474155_189_15276143_052 |  | AN | 0 | Residential | 22082.4+9407.063j | 0 | 0 | 0 | 0 | 0 | [24 empty] | 8103801 | no | no |  |  | no |  | 0 | 0 | 0 | 0 | 0 | 0 |  | 1 | 1 | 1 | 0 | 0 | 0
load_220518412 |  | node_1460220_547_15284814_203 |  | AN | 0 | Residential | 3571.2+1521.325j | 0 | 0 | 0 | 0 | 0 | [24 empty] | 8103801 | no | no |  |  | no |  | 0 | 0 | 0 | 0 | 0 | 0 |  | 1 | 1 | 1 | 0 | 0 | 0
load_220522848 |  | node_1466315_373_15289955_754 |  | AN | 0 | Residential | 6688.8+2849.417j | 0 | 0 | 0 | 0 | 0 | [24 empty] | 8103801 | no | no |  |  | no |  | 0 | 0 | 0 | 0 | 0 | 0 |  | 1 | 1 | 1 | 0 | 0 | 0
load_220528179 |  | node_1487534_238_15302765_707 |  | AN | 0 | Residential | 1576.8+671.714j | 0 | 0 | 0 | 0 | 0 | [24 empty] | 8103801 | no | no |  |  | no |  | 0 | 0 | 0 | 0 | 0 | 0 |  | 1 | 1 | 1 | 0 | 0 | 0
load_220528633 |  | node_1465946_981_15281351_142 |  | AN | 0 | Residential | 16113.6+6864.365j | 0 | 0 | 0 | 0 | 0 | [24 empty] | 8103801 | no | no |  |  | no |  | 0 | 0 | 0 | 0 | 0 | 0 |  | 1 | 1 | 1 | 0 | 0 | 0
load_220529285 |  | node_1466370_543_15285949_692 |  | ABCN | 0 | NonResidential | 27000+11501.952j | 27000+11501.952j | 27000+11501.952j | 0 | 0 | 0 | [24 empty] | 8103801 | no | no |  |  | no |  | 0 | 0 | 0 | 0 | 0 | 0 |  | 1 | 1 | 1 | 0 | 0 | 0
load_220530141 |  | node_1478813_954_15288684_382 |  | AN | 0 | Residential | 15379.2+6551.512j | 0 | 0 | 0 | 0 | 0 | [24 empty] | 8103801 | no | no |  |  | no |  | 0 | 0 | 0 | 0 | 0 | 0 |  | 1 | 1 | 1 | 0 | 0 | 0
load_220530252 |  | node_1473221_294_15296848_287 |  | AN | 0 | Residential | 13716+5842.992j | 0 | 0 | 0 | 0 | 0 | [24 empty] | 8103801 | no | no |  |  | no |  | 0 | 0 | 0 | 0 | 0 | 0 |  | 1 | 1 | 1 | 0 | 0 | 0
load_220531370 |  | node_1473522_942_15275067_048 |  | AN | 0 | NonResidential | 14000+5963.975j | 0 | 0 | 0 | 0 | 0 | [24 empty] | 8103801 | no | no |  |  | no |  | 0 | 0 | 0 | 0 | 0 | 0 |  | 1 | 1 | 1 | 0 | 0 | 0
load_220536277 |  | node_1465298_549_15284119_37 |  | AN | 0 | NonResidential | 0 | 0 | 0 | 0 | 0 | 0 | [24 empty] | 8103801 | no | no |  |  | no |  | 0 | 0 | 0 | 0 | 0 | 0 |  | 1 | 1 | 1 | 0 | 0 | 0
load_220536278 |  | node_1465297_149_15284145_922 |  | AN | 0 | NonResidential | 0 | 0 | 0 | 0 | 0 | 0 | [24 empty] | 8103801 | no | no |  |  | no |  | 0 | 0 | 0 | 0 | 0 | 0 |  | 1 | 1 | 1 | 0 | 0 | 0
load_220537260 |  | node_1467614_903_15301735_663 |  | AN | 0 | Residential | 10828.8+4613.049j | 0 | 0 | 0 | 0 | 0 | [24 empty] | 8103801 | no | no |  |  | no |  | 0 | 0 | 0 | 0 | 0 | 0 |  | 1 | 1 | 1 | 0 | 0 | 0
load_220541042 |  | node_1475182_952_15274087_561 |  | AN | 0 | Residential | 3384+1441.578j | 0 | 0 | 0 | 0 | 0 | [24 empty] | 8103801 | no | no |  |  | no |  | 0 | 0 | 0 | 0 | 0 | 0 |  | 1 | 1 | 1 | 0 | 0 | 0
load_220541313 |  | node_1477642_055_15297368_132 |  | AN | 0 | Other | 0 | 0 | 0 | 0 | 0 | 0 | [24 empty] | 8103801 | no | no |  |  | no |  | 0 | 0 | 0 | 0 | 0 | 0 |  | 1 | 1 | 1 | 0 | 0 | 0
load_220546092 |  | node_1465170_635_15300455_573 |  | AN | 0 | Residential | 10072.8+4290.995j | 0 | 0 | 0 | 0 | 0 | [24 empty] | 8103801 | no | no |  |  | no |  | 0 | 0 | 0 | 0 | 0 | 0 |  | 1 | 1 | 1 | 0 | 0 | 0
load_220548642 |  | node_1466970_552_15283013_411 |  | AN | 0 | Residential | 18518.4+7888.805j | 0 | 0 | 0 | 0 | 0 | [24 empty] | 8103801 | no | no |  |  | no |  | 0 | 0 | 0 | 0 | 0 | 0 |  | 1 | 1 | 1 | 0 | 0 | 0
load_220551180 |  | node_1471322_979_15291571_878 |  | AN | 0 | Residential | 1526.4+650.244j | 0 | 0 | 0 | 0 | 0 | [24 empty] | 8103801 | no | no |  |  | no |  | 0 | 0 | 0 | 0 | 0 | 0 |  | 1 | 1 | 1 | 0 | 0 | 0
load_220564658 |  | node_1472176_11_15277239_734 |  | AN | 0 | Other | 0 | 0 | 0 | 0 | 0 | 0 | [24 empty] | 8103801 | no | no |  |  | no |  | 0 | 0 | 0 | 0 | 0 | 0 |  | 1 | 1 | 1 | 0 | 0 | 0
load_220564887 |  | node_1465048_004_15299448_888 |  | AN | 0 | Residential | 9352.8+3984.276j | 0 | 0 | 0 | 0 | 0 | [24 empty] | 8103801 | no | no |  |  | no |  | 0 | 0 | 0 | 0 | 0 | 0 |  | 1 | 1 | 1 | 0 | 0 | 0
load_220572564 |  | node_1485012_459_15302322_122 |  | AN | 0 | Residential | 12600+5367.578j | 0 | 0 | 0 | 0 | 0 | [24 empty] | 8103801 | no | no |  |  | no |  | 0 | 0 | 0 | 0 | 0 | 0 |  | 1 | 1 | 1 | 0 | 0 | 0
load_220573172 |  | node_1476858_54_15298699_536 |  | AN | 0 | Residential | 3348+1426.242j | 0 | 0 | 0 | 0 | 0 | [24 empty] | 8103801 | no | no |  |  | no |  | 0 | 0 | 0 | 0 | 0 | 0 |  | 1 | 1 | 1 | 0 | 0 | 0
load_220596190 |  | node_1476679_235_15290604_637 |  | AN | 0 | NonResidential | 0 | 0 | 0 | 0 | 0 | 0 | [24 empty] | 8103801 | no | no |  |  | no |  | 0 | 0 | 0 | 0 | 0 | 0 |  | 1 | 1 | 1 | 0 | 0 | 0
load_220596191 |  | node_1478630_963_15289655_777 |  | AN | 0 | NonResidential | 28000+11927.95j | 0 | 0 | 0 | 0 | 0 | [24 empty] | 8103801 | no | no |  |  | no |  | 0 | 0 | 0 | 0 | 0 | 0 |  | 1 | 1 | 1 | 0 | 0 | 0
load_220596192 |  | node_1477648_209_15291174_1 |  | AN | 0 | NonResidential | 38000+16187.932j | 0 | 0 | 0 | 0 | 0 | [24 empty] | 8103801 | no | no |  |  | no |  | 0 | 0 | 0 | 0 | 0 | 0 |  | 1 | 1 | 1 | 0 | 0 | 0
load_220596193 |  | node_1477726_468_15289232_042 |  | AN | 0 | Residential | 3031.2+1291.286j | 0 | 0 | 0 | 0 | 0 | [24 empty] | 8103801 | no | no |  |  | no |  | 0 | 0 | 0 | 0 | 0 | 0 |  | 1 | 1 | 1 | 0 | 0 | 0
load_220596194 |  | node_1479000_259_15290197_272 |  | AN | 0 | NonResidential | 4291.2+1828.044j | 0 | 0 | 0 | 0 | 0 | [24 empty] | 8103801 | no | no |  |  | no |  | 0 | 0 | 0 | 0 | 0 | 0 |  | 1 | 1 | 1 | 0 | 0 | 0
load_220596412 |  | node_1482803_811_15300640_923 |  | AN | 0 | Residential | 6120+2607.109j | 0 | 0 | 0 | 0 | 0 | [24 empty] | 8103801 | no | no |  |  | no |  | 0 | 0 | 0 | 0 | 0 | 0 |  | 1 | 1 | 1 | 0 | 0 | 0
load_220606176 |  | node_1465859_424_15283102_01 |  | AN | 0 | Residential | 58809.6+25052.785j | 0 | 0 | 0 | 0 | 0 | [24 empty] | 8103801 | no | no |  |  | no |  | 0 | 0 | 0 | 0 | 0 | 0 |  | 1 | 1 | 1 | 0 | 0 | 0
load_220614186 |  | node_1482587_35_15300392_474 |  | AN | 0 | Residential | 4644+1978.336j | 0 | 0 | 0 | 0 | 0 | [24 empty] | 8103801 | no | no |  |  | no |  | 0 | 0 | 0 | 0 | 0 | 0 |  | 1 | 1 | 1 | 0 | 0 | 0
load_220616513 |  | node_1480700_049_15285534_812 |  | AN | 0 | Residential | 14587.2+6214.121j | 0 | 0 | 0 | 0 | 0 | [24 empty] | 8103801 | no | no |  |  | no |  | 0 | 0 | 0 | 0 | 0 | 0 |  | 1 | 1 | 1 | 0 | 0 | 0
load_220619403 |  | node_1465485_108_15284777_118 |  | AN | 0 | Residential | 41227.2+17562.714j | 0 | 0 | 0 | 0 | 0 | [24 empty] | 8103801 | no | no |  |  | no |  | 0 | 0 | 0 | 0 | 0 | 0 |  | 1 | 1 | 1 | 0 | 0 | 0
load_220619923 |  | node_1465734_152_15281749_115 |  | AN | 0 | Residential | 11246.4+4790.946j | 0 | 0 | 0 | 0 | 0 | [24 empty] | 8103801 | no | no |  |  | no |  | 0 | 0 | 0 | 0 | 0 | 0 |  | 1 | 1 | 1 | 0 | 0 | 0
load_220621543 |  | node_1474634_632_15296860_775 |  | AN | 0 | Residential | 10008+4263.39j | 0 | 0 | 0 | 0 | 0 | [24 empty] | 8103801 | no | no |  |  | no |  | 0 | 0 | 0 | 0 | 0 | 0 |  | 1 | 1 | 1 | 0 | 0 | 0
load_220623413 |  | node_1479272_905_15299739_384 |  | AN | 0 | Residential | 3981.6+1696.154j | 0 | 0 | 0 | 0 | 0 | [24 empty] | 8103801 | no | no |  |  | no |  | 0 | 0 | 0 | 0 | 0 | 0 |  | 1 | 1 | 1 | 0 | 0 | 0
load_220628192 |  | node_1468488_019_15282089_779 |  | AN | 0 | NonResidential | 36+15.336j | 0 | 0 | 0 | 0 | 0 | [24 empty] | 8103801 | no | no |  |  | no |  | 0 | 0 | 0 | 0 | 0 | 0 |  | 1 | 1 | 1 | 0 | 0 | 0
load_220634830 |  | node_1462074_732_15284332_518 |  | AN | 0 | Residential | 14976+6379.749j | 0 | 0 | 0 | 0 | 0 | [24 empty] | 8103801 | no | no |  |  | no |  | 0 | 0 | 0 | 0 | 0 | 0 |  | 1 | 1 | 1 | 0 | 0 | 0
load_220635460 |  | node_1473245_51_15276298_64 |  | AN | 0 | Residential | 28353.6+12078.583j | 0 | 0 | 0 | 0 | 0 | [24 empty] | 8103801 | no | no |  |  | no |  | 0 | 0 | 0 | 0 | 0 | 0 |  | 1 | 1 | 1 | 0 | 0 | 0
load_220638924 |  | node_1463674_686_15283656_624 |  | AN | 0 | NonResidential | 0 | 0 | 0 | 0 | 0 | 0 | [24 empty] | 8103801 | no | no |  |  | no |  | 0 | 0 | 0 | 0 | 0 | 0 |  | 1 | 1 | 1 | 0 | 0 | 0
load_220644705 |  | node_1476789_09_15295944_809 |  | AN | 0 | Residential | 7207.2+3070.254j | 0 | 0 | 0 | 0 | 0 | [24 empty] | 8103801 | no | no |  |  | no |  | 0 | 0 | 0 | 0 | 0 | 0 |  | 1 | 1 | 1 | 0 | 0 | 0
load_220650376 |  | node_1470630_283_15292700_261 |  | AN | 0 | Residential | 2534.4+1079.65j | 0 | 0 | 0 | 0 | 0 | [24 empty] | 8103801 | no | no |  |  | no |  | 0 | 0 | 0 | 0 | 0 | 0 |  | 1 | 1 | 1 | 0 | 0 | 0
load_220651642 |  | node_1492229_565_15302297_859 |  | AN | 0 | Other | 0 | 0 | 0 | 0 | 0 | 0 | [24 empty] | 8103801 | no | no |  |  | no |  | 0 | 0 | 0 | 0 | 0 | 0 |  | 1 | 1 | 1 | 0 | 0 | 0
load_220653062 |  | node_1470584_441_15278866_622 |  | AN | 0 | Residential | 1663.2+708.52j | 0 | 0 | 0 | 0 | 0 | [24 empty] | 8103801 | no | no |  |  | no |  | 0 | 0 | 0 | 0 | 0 | 0 |  | 1 | 1 | 1 | 0 | 0 | 0
load_220653975 |  | node_1477985_529_15289679_493 |  | AN | 0 | NonResidential | 38000+16187.932j | 0 | 0 | 0 | 0 | 0 | [24 empty] | 8103801 | no | no |  |  | no |  | 0 | 0 | 0 | 0 | 0 | 0 |  | 1 | 1 | 1 | 0 | 0 | 0
load_220655388 |  | node_1470620_579_15277993_061 |  | AN | 0 | Residential | 7243.2+3085.59j | 0 | 0 | 0 | 0 | 0 | [24 empty] | 8103801 | no | no |  |  | no |  | 0 | 0 | 0 | 0 | 0 | 0 |  | 1 | 1 | 1 | 0 | 0 | 0
load_220655426 |  | node_1468801_566_15292774_848 |  | AN | 0 | Residential | 5652+2407.742j | 0 | 0 | 0 | 0 | 0 | [24 empty] | 8103801 | no | no |  |  | no |  | 0 | 0 | 0 | 0 | 0 | 0 |  | 1 | 1 | 1 | 0 | 0 | 0
load_220657160 |  | node_1465732_938_15296356_504 |  | AN | 0 | Residential | 4248+1809.64j | 0 | 0 | 0 | 0 | 0 | [24 empty] | 8103801 | no | no |  |  | no |  | 0 | 0 | 0 | 0 | 0 | 0 |  | 1 | 1 | 1 | 0 | 0 | 0
load_310027980 |  | node_1480310_034_15282983_244 |  | AN | 0 | Residential | 4780.8+2036.612j | 0 | 0 | 0 | 0 | 0 | [24 empty] | 8103801 | no | no |  |  | no |  | 0 | 0 | 0 | 0 | 0 | 0 |  | 1 | 1 | 1 | 0 | 0 | 0
load_310031665 |  | node_1480098_337_15283043_58 |  | AN | 0 | Residential | 2037.6+868.014j | 0 | 0 | 0 | 0 | 0 | [24 empty] | 8103801 | no | no |  |  | no |  | 0 | 0 | 0 | 0 | 0 | 0 |  | 1 | 1 | 1 | 0 | 0 | 0
load_310059081 |  | node_1474691_162_15276080_431 |  | AN | 0 | Residential | 16495.2+7026.926j | 0 | 0 | 0 | 0 | 0 | [24 empty] | 8103801 | no | no |  |  | no |  | 0 | 0 | 0 | 0 | 0 | 0 |  | 1 | 1 | 1 | 0 | 0 | 0
load_310059083 |  | node_1482719_343_15285166_307 |  | AN | 0 | Other | 0 | 0 | 0 | 0 | 0 | 0 | [24 empty] | 8103801 | no | no |  |  | no |  | 0 | 0 | 0 | 0 | 0 | 0 |  | 1 | 1 | 1 | 0 | 0 | 0
load_310059503 |  | node_1476967_347_15291722_766 |  | AN | 0 | Residential | 2232+950.828j | 0 | 0 | 0 | 0 | 0 | [24 empty] | 8103801 | no | no |  |  | no |  | 0 | 0 | 0 | 0 | 0 | 0 |  | 1 | 1 | 1 | 0 | 0 | 0
load_310060728 |  | node_1468092_224_15301682_951 |  | AN | 0 | NonResidential | 180+76.68j | 0 | 0 | 0 | 0 | 0 | [24 empty] | 8103801 | no | no |  |  | no |  | 0 | 0 | 0 | 0 | 0 | 0 |  | 1 | 1 | 1 | 0 | 0 | 0
load_310065057 |  | node_1466407_05_15282756_984 |  | AN | 0 | Residential | 41904+17851.029j | 0 | 0 | 0 | 0 | 0 | [24 empty] | 8103801 | no | no |  |  | no |  | 0 | 0 | 0 | 0 | 0 | 0 |  | 1 | 1 | 1 | 0 | 0 | 0
load_310065222 |  | node_1466431_593_15281493_091 |  | AN | 0 | NonResidential | 1000+425.998j | 0 | 0 | 0 | 0 | 0 | [24 empty] | 8103801 | no | no |  |  | no |  | 0 | 0 | 0 | 0 | 0 | 0 |  | 1 | 1 | 1 | 0 | 0 | 0
load_311903874 |  | node_1471073_951_15283786_542 |  | AN | 0 | Residential | 7876.8+3355.503j | 0 | 0 | 0 | 0 | 0 | [24 empty] | 8103801 | no | no |  |  | no |  | 0 | 0 | 0 | 0 | 0 | 0 |  | 1 | 1 | 1 | 0 | 0 | 0
load_311926698 |  | node_1466055_625_15281617_571 |  | AN | 0 | Other | 0 | 0 | 0 | 0 | 0 | 0 | [24 empty] | 8103801 | no | no |  |  | no |  | 0 | 0 | 0 | 0 | 0 | 0 |  | 1 | 1 | 1 | 0 | 0 | 0
load_311926699 |  | node_1466067_582_15281618_782 |  | BN | 0 | Other | 0 | 0 | 0 | 0 | 0 | 0 | [24 empty] | 8103801 | no | no |  |  | no |  | 0 | 0 | 0 | 0 | 0 | 0 |  | 1 | 1 | 1 | 0 | 0 | 0
load_311926700 |  | node_1466079_533_15281619_126 |  | CN | 0 | Other | 0 | 0 | 0 | 0 | 0 | 0 | [24 empty] | 8103801 | no | no |  |  | no |  | 0 | 0 | 0 | 0 | 0 | 0 |  | 1 | 1 | 1 | 0 | 0 | 0
load_311929860 |  | node_1471397_253_15282908_711 |  | AN | 0 | Other | 0 | 0 | 0 | 0 | 0 | 0 | [24 empty] | 8103801 | no | no |  |  | no |  | 0 | 0 | 0 | 0 | 0 | 0 |  | 1 | 1 | 1 | 0 | 0 | 0
load_311990247 |  | node_1466568_063_15286157_565 |  | AN | 0 | NonResidential | 3405.6+1450.78j | 0 | 0 | 0 | 0 | 0 | [24 empty] | 8103801 | no | no |  |  | no |  | 0 | 0 | 0 | 0 | 0 | 0 |  | 1 | 1 | 1 | 0 | 0 | 0
load_311991689 |  | node_1491833_972_15302256_147 |  | AN | 0 | Residential | 1360.8+579.698j | 0 | 0 | 0 | 0 | 0 | [24 empty] | 8103801 | no | no |  |  | no |  | 0 | 0 | 0 | 0 | 0 | 0 |  | 1 | 1 | 1 | 0 | 0 | 0
load_312064972 |  | node_1466356_82_15286212_281 |  | AN | 0 | Other | 0 | 0 | 0 | 0 | 0 | 0 | [24 empty] | 8103801 | no | no |  |  | no |  | 0 | 0 | 0 | 0 | 0 | 0 |  | 1 | 1 | 1 | 0 | 0 | 0
load_312064978 |  | node_1466363_509_15286200_096 |  | BN | 0 | Other | 0 | 0 | 0 | 0 | 0 | 0 | [24 empty] | 8103801 | no | no |  |  | no |  | 0 | 0 | 0 | 0 | 0 | 0 |  | 1 | 1 | 1 | 0 | 0 | 0
load_312064979 |  | node_1466373_139_15286192_655 |  | CN | 0 | Other | 0 | 0 | 0 | 0 | 0 | 0 | [24 empty] | 8103801 | no | no |  |  | no |  | 0 | 0 | 0 | 0 | 0 | 0 |  | 1 | 1 | 1 | 0 | 0 | 0
load_312100848 |  | node_1476138_753_15291682_362 |  | AN | 0 | Residential | 5032.8+2143.964j | 0 | 0 | 0 | 0 | 0 | [24 empty] | 8103801 | no | no |  |  | no |  | 0 | 0 | 0 | 0 | 0 | 0 |  | 1 | 1 | 1 | 0 | 0 | 0
load_312100848-L1-1 |  | node_1476138_753_15291682_362 |  | AN | 0 | Other | 0 | 0 | 0 | 0 | 0 | 0 | [24 empty] | 8103801 | no | no |  |  | no |  | 0 | 0 | 0 | 0 | 0 | 0 |  | 1 | 1 | 1 | 0 | 0 | 0
load_312100857 |  | node_1475868_843_15291764_024 |  | AN | 0 | Other | 0 | 0 | 0 | 0 | 0 | 0 | [24 empty] | 8103801 | no | no |  |  | no |  | 0 | 0 | 0 | 0 | 0 | 0 |  | 1 | 1 | 1 | 0 | 0 | 0
load_312108462 |  | node_1476191_619_15291850_108 |  | AN | 0 | Other | 0 | 0 | 0 | 0 | 0 | 0 | [24 empty] | 8103801 | no | no |  |  | no |  | 0 | 0 | 0 | 0 | 0 | 0 |  | 1 | 1 | 1 | 0 | 0 | 0
load_312115039 |  | node_1480105_013_15284893_822 |  | AN | 0 | Other | 0 | 0 | 0 | 0 | 0 | 0 | [24 empty] | 8103801 | no | no |  |  | no |  | 0 | 0 | 0 | 0 | 0 | 0 |  | 1 | 1 | 1 | 0 | 0 | 0

## node
data_type | static
owner_type | feeder
owner | 8103801
object | node
name | groupid | parent | bustype | phases | nominal_voltage | dcircuit | selected | monitored | monitored_fields | class_monitored_fields | played | played_fields | subsystem | x | y | comments | dist_to_slack
node_1460220_547_15284814_203 |  |  | PQ | AN | 4803.554 | 8103801 | no | no |  |  | no |  |  | 1460220.547 | 15284814.203 |  | -1
node_1460979_042_15284260_866 |  |  | PQ | AN | 4803.554 | 8103801 | no | no |  |  | no |  |  | 1460979.042 | 15284260.866 |  | -1
node_1461376_056_15284602_629 |  |  | PQ | AN | 4803.554 | 8103801 | no | no |  |  | no |  |  | 1461376.056 | 15284602.629 |  | -1
node_1461390_289_15284278_949 |  |  | PQ | ABN | 4803.554 | 8103801 | no | no |  |  | no |  |  | 1461390.289 | 15284278.949 |  | -1
node_1461399_595_15284255_492 |  |  | PQ | ABN | 4803.554 | 8103801 | no | no |  |  | no |  |  | 1461399.595 | 15284255.492 |  | -1
node_1462074_732_15284332_518 |  |  | PQ | AN | 4803.554 | 8103801 | no | no |  |  | no |  |  | 1462074.732 | 15284332.518 |  | -1
node_1462205_456_15284004_012 |  |  | PQ | ABN | 4803.554 | 8103801 | no | no |  |  | no |  |  | 1462205.456 | 15284004.012 |  | -1
node_1462486_496_15284091_971 |  |  | PQ | ABN | 4803.554 | 8103801 | no | no |  |  | no |  |  | 1462486.496 | 15284091.971 |  | -1
node_1462758_023_15284141_672 |  |  | PQ | ABN | 4803.554 | 8103801 | no | no |  |  | no |  |  | 1462758.023 | 15284141.672 |  | -1
node_1463145_433_15284248_554 |  |  | PQ | ABN | 4803.554 | 8103801 | no | no |  |  | no |  |  | 1463145.433 | 15284248.554 |  | -1
node_1463417_95_15284132_382 |  |  | PQ | ABN | 4803.554 | 8103801 | no | no |  |  | no |  |  | 1463417.95 | 15284132.382 |  | -1
node_1463431_521_15299573_387 |  |  | PQ | AN | 4803.554 | 8103801 | no | no |  |  | no |  |  | 1463431.521 | 15299573.387 |  | -1
node_1463674_686_15283656_624 |  |  | PQ | ABCN | 4803.554 | 8103801 | no | no |  |  | no |  |  | 1463674.686 | 15283656.624 |  | -1
node_1463688_399_15300064_343 |  |  | PQ | AN | 4803.554 | 8103801 | no | no |  |  | no |  |  | 1463688.399 | 15300064.343 |  | -1
node_1463748_866_15283460_15 |  |  | PQ | ABCN | 4803.554 | 8103801 | no | no |  |  | no |  |  | 1463748.866 | 15283460.15 |  | -1
node_1463749_7_15283433_023 |  |  | PQ | ABCN | 4803.554 | 8103801 | no | no |  |  | no |  |  | 1463749.7 | 15283433.023 |  | -1
node_1463749_522_15283477_486 |  |  | PQ | ABCN | 4803.554 | 8103801 | no | no |  |  | no |  |  | 1463749.522 | 15283477.486 |  | -1
node_1463838_073_15284131_929 |  |  | PQ | ABN | 4803.554 | 8103801 | no | no |  |  | no |  |  | 1463838.073 | 15284131.929 |  | -1
node_1463857_36_15300248_212 |  |  | PQ | AN | 4803.554 | 8103801 | no | no |  |  | no |  |  | 1463857.36 | 15300248.212 |  | -1
node_1463884_325_15283321_081 |  |  | PQ | ABCN | 4803.554 | 8103801 | no | no |  |  | no |  |  | 1463884.325 | 15283321.081 |  | -1
node_1463901_333_15283318_895 |  |  | PQ | ABCN | 4803.554 | 8103801 | no | no |  |  | no |  |  | 1463901.333 | 15283318.895 |  | -1
node_1463940_859_15283710_81 |  |  | PQ | ABCN | 4803.554 | 8103801 | no | no |  |  | no |  |  | 1463940.859 | 15283710.81 |  | -1
node_1464108_431_15300425_79 |  |  | PQ | AN | 4803.554 | 8103801 | no | no |  |  | no |  |  | 1464108.431 | 15300425.79 |  | -1
node_1464126_59_15284061_151 |  |  | PQ | ABCN | 4803.554 | 8103801 | no | no |  |  | no |  |  | 1464126.59 | 15284061.151 |  | -1
node_1464192_695_15281424_264 |  |  | PQ | AN | 4803.554 | 8103801 | no | no |  |  | no |  |  | 1464192.695 | 15281424.264 |  | -1
node_1464214_648_15294770_723 |  |  | PQ | AN | 4803.554 | 8103801 | no | no |  |  | no |  |  | 1464214.648 | 15294770.723 |  | -1
node_1464228_233_15283498_803 |  |  | PQ | ABCN | 4803.554 | 8103801 | no | no |  |  | no |  |  | 1464228.233 | 15283498.803 |  | -1
node_1464231_729_15283474_873 |  |  | PQ | ABCN | 4803.554 | 8103801 | no | no |  |  | no |  |  | 1464231.729 | 15283474.873 |  | -1
node_1464322_353_15284325_545 |  |  | PQ | ABCN | 4803.554 | 8103801 | no | no |  |  | no |  |  | 1464322.353 | 15284325.545 |  | -1
node_1464342_628_15284116_546 |  |  | PQ | ABCN | 4803.554 | 8103801 | no | no |  |  | no |  |  | 1464342.628 | 15284116.546 |  | -1
node_1464365_824_15283947_62 |  |  | PQ | ABCN | 4803.554 | 8103801 | no | no |  |  | no |  |  | 1464365.824 | 15283947.62 |  | -1
node_1464383_447_15283959_954 |  |  | PQ | ABCN | 4803.554 | 8103801 | no | no |  |  | no |  |  | 1464383.447 | 15283959.954 |  | -1
node_1464402_826_15283965_76 |  |  | PQ | ABCN | 4803.554 | 8103801 | no | no |  |  | no |  |  | 1464402.826 | 15283965.76 |  | -1
node_1464484_556_15283884_684 |  |  | PQ | ABCN | 4803.554 | 8103801 | no | no |  |  | no |  |  | 1464484.556 | 15283884.684 |  | -1
node_1464485_169_15300556_072 |  |  | PQ | AN | 4803.554 | 8103801 | no | no |  |  | no |  |  | 1464485.169 | 15300556.072 |  | -1
node_1464489_495_15283832_335 |  |  | PQ | ABCN | 4803.554 | 8103801 | no | no |  |  | no |  |  | 1464489.495 | 15283832.335 |  | -1
node_1464489_594_15283858_962 |  |  | PQ | ABCN | 4803.554 | 8103801 | no | no |  |  | no |  |  | 1464489.594 | 15283858.962 |  | -1
node_1464519_82_15281352_118 |  |  | PQ | AN | 4803.554 | 8103801 | no | no |  |  | no |  |  | 1464519.82 | 15281352.118 |  | -1
node_1464653_217_15284200_9 |  |  | PQ | ABCN | 4803.554 | 8103801 | no | no |  |  | no |  |  | 1464653.217 | 15284200.9 |  | -1
node_1464689_796_15294381_627 |  |  | PQ | AN | 4803.554 | 8103801 | no | no |  |  | no |  |  | 1464689.796 | 15294381.627 |  | -1
node_1464706_749_15283616_706 |  |  | PQ | ABCN | 4803.554 | 8103801 | no | no |  |  | no |  |  | 1464706.749 | 15283616.706 |  | -1
node_1464714_725_15299695_881 |  |  | PQ | AN | 4803.554 | 8103801 | no | no |  |  | no |  |  | 1464714.725 | 15299695.881 |  | -1
node_1464727_761_15295719_763 |  |  | PQ | AN | 4803.554 | 8103801 | no | no |  |  | no |  |  | 1464727.761 | 15295719.763 |  | -1
node_1464752_554_15281949_858 |  |  | PQ | AN | 4803.554 | 8103801 | no | no |  |  | no |  |  | 1464752.554 | 15281949.858 |  | -1
node_1464800_457_15284390_054 |  |  | PQ | ABCN | 4803.554 | 8103801 | no | no |  |  | no |  |  | 1464800.457 | 15284390.054 |  | -1
node_1464807_027_15282227_201 |  |  | PQ | AN | 4803.554 | 8103801 | no | no |  |  | no |  |  | 1464807.027 | 15282227.201 |  | -1
node_1464817_672_15284403_389 |  |  | PQ | ABCN | 4803.554 | 8103801 | no | no |  |  | no |  |  | 1464817.672 | 15284403.389 |  | -1
node_1464831_749_15284422_235 |  |  | PQ | ABCN | 4803.554 | 8103801 | no | no |  |  | no |  |  | 1464831.749 | 15284422.235 |  | -1
node_1464861_382_15300573_217 |  |  | PQ | AN | 4803.554 | 8103801 | no | no |  |  | no |  |  | 1464861.382 | 15300573.217 |  | -1
node_1464865_073_15281364_588 |  |  | PQ | AN | 4803.554 | 8103801 | no | no |  |  | no |  |  | 1464865.073 | 15281364.588 |  | -1
node_1464943_913_15284113_052 |  |  | PQ | ABCN | 4803.554 | 8103801 | no | no |  |  | no |  |  | 1464943.913 | 15284113.052 |  | -1
node_1464982_692_15293295_603 |  |  | PQ | AN | 4803.554 | 8103801 | no | no |  |  | no |  |  | 1464982.692 | 15293295.603 |  | -1
node_1464986_152_15299709_374 |  |  | PQ | AN | 4803.554 | 8103801 | no | no |  |  | no |  |  | 1464986.152 | 15299709.374 |  | -1
node_1464987_326_15295691_494 |  |  | PQ | AN | 4803.554 | 8103801 | no | no |  |  | no |  |  | 1464987.326 | 15295691.494 |  | -1
node_1464998_089_15284669_572 |  |  | PQ | ABCN | 4803.554 | 8103801 | no | no |  |  | no |  |  | 1464998.089 | 15284669.572 |  | -1
node_1465021_6_15293911_029 |  |  | PQ | AN | 4803.554 | 8103801 | no | no |  |  | no |  |  | 1465021.6 | 15293911.029 |  | -1
node_1465048_004_15299448_888 |  |  | PQ | AN | 4803.554 | 8103801 | no | no |  |  | no |  |  | 1465048.004 | 15299448.888 |  | -1
node_1465058_46_15283145_306 |  |  | PQ | AN | 4803.554 | 8103801 | no | no |  |  | no |  |  | 1465058.46 | 15283145.306 |  | -1
node_1465090_424_15281356_5 |  |  | PQ | AN | 4803.554 | 8103801 | no | no |  |  | no |  |  | 1465090.424 | 15281356.5 |  | -1
node_1465170_635_15300455_573 |  |  | PQ | AN | 4803.554 | 8103801 | no | no |  |  | no |  |  | 1465170.635 | 15300455.573 |  | -1
node_1465230_359_15284501_521 |  |  | PQ | AN | 4803.554 | 8103801 | no | no |  |  | no |  |  | 1465230.359 | 15284501.521 |  | -1
node_1465250_398_15298035_094 |  |  | PQ | AN | 4803.554 | 8103801 | no | no |  |  | no |  |  | 1465250.398 | 15298035.094 |  | -1
node_1465286_049_15293908_607 |  |  | PQ | AN | 4803.554 | 8103801 | no | no |  |  | no |  |  | 1465286.049 | 15293908.607 |  | -1
node_1465290_641_15281809_849 |  |  | PQ | AN | 4803.554 | 8103801 | no | no |  |  | no |  |  | 1465290.641 | 15281809.849 |  | -1
node_1465297_149_15284145_922 |  |  | PQ | ABCN | 4803.554 | 8103801 | no | no |  |  | no |  |  | 1465297.149 | 15284145.922 |  | -1
node_1465298_549_15284119_37 |  |  | PQ | ABCN | 4803.554 | 8103801 | no | no |  |  | no |  |  | 1465298.549 | 15284119.37 |  | -1
node_1465392_033_15300439_54 |  |  | PQ | AN | 4803.554 | 8103801 | no | no |  |  | no |  |  | 1465392.033 | 15300439.54 |  | -1
node_1465445_909_15295933_675 |  |  | PQ | AN | 4803.554 | 8103801 | no | no |  |  | no |  |  | 1465445.909 | 15295933.675 |  | -1
node_1465448_49_15283585_152 |  |  | PQ | AN | 4803.554 | 8103801 | no | no |  |  | no |  |  | 1465448.49 | 15283585.152 |  | -1
node_1465450_78_15291902_124 |  |  | PQ | AN | 4803.554 | 8103801 | no | no |  |  | no |  |  | 1465450.78 | 15291902.124 |  | -1
node_1465463_894_15293061_101 |  |  | PQ | AN | 4803.554 | 8103801 | no | no |  |  | no |  |  | 1465463.894 | 15293061.101 |  | -1
node_1465476_568_15298443_003 |  |  | PQ | AN | 4803.554 | 8103801 | no | no |  |  | no |  |  | 1465476.568 | 15298443.003 |  | -1
node_1465485_108_15284777_118 |  |  | PQ | ABCN | 4803.554 | 8103801 | no | no |  |  | no |  |  | 1465485.108 | 15284777.118 |  | -1
node_1465493_411_15297710_835 |  |  | PQ | AN | 4803.554 | 8103801 | no | no |  |  | no |  |  | 1465493.411 | 15297710.835 |  | -1
node_1465499_219_15285110_684 |  |  | PQ | ABCN | 4803.554 | 8103801 | no | no |  |  | no |  |  | 1465499.219 | 15285110.684 |  | -1
node_1465561_815_15281747_625 |  |  | PQ | AN | 4803.554 | 8103801 | no | no |  |  | no |  |  | 1465561.815 | 15281747.625 |  | -1
node_1465575_35_15292765_122 |  |  | PQ | AN | 4803.554 | 8103801 | no | no |  |  | no |  |  | 1465575.35 | 15292765.122 |  | -1
node_1465624_218_15293866_326 |  |  | PQ | AN | 4803.554 | 8103801 | no | no |  |  | no |  |  | 1465624.218 | 15293866.326 |  | -1
node_1465660_574_15292240_298 |  |  | PQ | AN | 4803.554 | 8103801 | no | no |  |  | no |  |  | 1465660.574 | 15292240.298 |  | -1
node_1465662_621_15292429_944 |  |  | PQ | AN | 4803.554 | 8103801 | no | no |  |  | no |  |  | 1465662.621 | 15292429.944 |  | -1
node_1465675_92_15281512_068 |  |  | PQ | ABCN | 4803.554 | 8103801 | no | no |  |  | no |  |  | 1465675.92 | 15281512.068 |  | -1
node_1465703_717_15291641_117 |  |  | PQ | AN | 4803.554 | 8103801 | no | no |  |  | no |  |  | 1465703.717 | 15291641.117 |  | -1
node_1465711_458_15300601_01 |  |  | PQ | AN | 4803.554 | 8103801 | no | no |  |  | no |  |  | 1465711.458 | 15300601.01 |  | -1
node_1465732_938_15296356_504 |  |  | PQ | AN | 4803.554 | 8103801 | no | no |  |  | no |  |  | 1465732.938 | 15296356.504 |  | -1
node_1465733_152_15292028_177 |  |  | PQ | AN | 4803.554 | 8103801 | no | no |  |  | no |  |  | 1465733.152 | 15292028.177 |  | -1
node_1465734_152_15281749_115 |  |  | PQ | AN | 4803.554 | 8103801 | no | no |  |  | no |  |  | 1465734.152 | 15281749.115 |  | -1
node_1465743_918_15283642_179 |  |  | PQ | AN | 4803.554 | 8103801 | no | no |  |  | no |  |  | 1465743.918 | 15283642.179 |  | -1
node_1465761_988_15297248_478 |  |  | PQ | AN | 4803.554 | 8103801 | no | no |  |  | no |  |  | 1465761.988 | 15297248.478 |  | -1
node_1465765_622_15291148_529 |  |  | PQ | AN | 4803.554 | 8103801 | no | no |  |  | no |  |  | 1465765.622 | 15291148.529 |  | -1
node_1465791_251_15282904_519 |  |  | PQ | AN | 4803.554 | 8103801 | no | no |  |  | no |  |  | 1465791.251 | 15282904.519 |  | -1
node_1465829_999_15285340_712 |  |  | PQ | ABCN | 4803.554 | 8103801 | no | no |  |  | no |  |  | 1465829.999 | 15285340.712 |  | -1
node_1465859_424_15283102_01 |  |  | PQ | AN | 4803.554 | 8103801 | no | no |  |  | no |  |  | 1465859.424 | 15283102.01 |  | -1
node_1465924_179_15283331_696 |  |  | PQ | AN | 4803.554 | 8103801 | no | no |  |  | no |  |  | 1465924.179 | 15283331.696 |  | -1
node_1465930_791_15296775_429 |  |  | PQ | AN | 4803.554 | 8103801 | no | no |  |  | no |  |  | 1465930.791 | 15296775.429 |  | -1
node_1465946_981_15281351_142 |  |  | PQ | AN | 4803.554 | 8103801 | no | no |  |  | no |  |  | 1465946.981 | 15281351.142 |  | -1
node_1465963_114_15284720_193 |  |  | PQ | ABCN | 4803.554 | 8103801 | no | no |  |  | no |  |  | 1465963.114 | 15284720.193 |  | -1
node_1466006_28_15284248_341 |  |  | PQ | AN | 4803.554 | 8103801 | no | no |  |  | no |  |  | 1466006.28 | 15284248.341 |  | -1
node_1466032_393_15283982_774 |  |  | PQ | AN | 4803.554 | 8103801 | no | no |  |  | no |  |  | 1466032.393 | 15283982.774 |  | -1
node_1466046_125_15290807_454 |  |  | PQ | AN | 4803.554 | 8103801 | no | no |  |  | no |  |  | 1466046.125 | 15290807.454 |  | -1
node_1466055_625_15281617_571 |  |  | PQ | ABCN | 4803.554 | 8103801 | no | no |  |  | no |  |  | 1466055.625 | 15281617.571 |  | -1
node_1466056_558_15290183_117 |  |  | PQ | AN | 4803.554 | 8103801 | no | no |  |  | no |  |  | 1466056.558 | 15290183.117 |  | -1
node_1466066_565_15287156_245 |  |  | PQ | ABCN | 4803.554 | 8103801 | no | no |  |  | no |  |  | 1466066.565 | 15287156.245 |  | -1
node_1466067_582_15281618_782 |  |  | PQ | ABCN | 4803.554 | 8103801 | no | no |  |  | no |  |  | 1466067.582 | 15281618.782 |  | -1
node_1466079_533_15281619_126 |  |  | PQ | ABCN | 4803.554 | 8103801 | no | no |  |  | no |  |  | 1466079.533 | 15281619.126 |  | -1
node_1466081_573_15296531_117 |  |  | PQ | AN | 4803.554 | 8103801 | no | no |  |  | no |  |  | 1466081.573 | 15296531.117 |  | -1
node_1466103_45_15287610_397 |  |  | PQ | ABCN | 4803.554 | 8103801 | no | no |  |  | no |  |  | 1466103.45 | 15287610.397 |  | -1
node_1466122_263_15285535_685 |  |  | PQ | ABCN | 4803.554 | 8103801 | no | no |  |  | no |  |  | 1466122.263 | 15285535.685 |  | -1
node_1466147_94_15296450_796 |  |  | PQ | AN | 4803.554 | 8103801 | no | no |  |  | no |  |  | 1466147.94 | 15296450.796 |  | -1
node_1466164_418_15283487_151 |  |  | PQ | AN | 4803.554 | 8103801 | no | no |  |  | no |  |  | 1466164.418 | 15283487.151 |  | -1
node_1466182_31_15290577_599 |  |  | PQ | AN | 4803.554 | 8103801 | no | no |  |  | no |  |  | 1466182.31 | 15290577.599 |  | -1
node_1466228_911_15286766_556 |  |  | PQ | ABCN | 4803.554 | 8103801 | no | no |  |  | no |  |  | 1466228.911 | 15286766.556 |  | -1
node_1466235_782_15288641_063 |  |  | PQ | AN | 4803.554 | 8103801 | no | no |  |  | no |  |  | 1466235.782 | 15288641.063 |  | -1
node_1466239_871_15287811_334 |  |  | PQ | ABCN | 4803.554 | 8103801 | no | no |  |  | no |  |  | 1466239.871 | 15287811.334 |  | -1
node_1466240_523_15289564_424 |  |  | PQ | AN | 4803.554 | 8103801 | no | no |  |  | no |  |  | 1466240.523 | 15289564.424 |  | -1
node_1466262_92_15300898_658 |  |  | PQ | AN | 4803.554 | 8103801 | no | no |  |  | no |  |  | 1466262.92 | 15300898.658 |  | -1
node_1466262_187_15288072_257 |  |  | PQ | ABCN | 4803.554 | 8103801 | no | no |  |  | no |  |  | 1466262.187 | 15288072.257 |  | -1
node_1466286_807_15290233_381 |  |  | PQ | AN | 4803.554 | 8103801 | no | no |  |  | no |  |  | 1466286.807 | 15290233.381 |  | -1
node_1466315_373_15289955_754 |  |  | PQ | AN | 4803.554 | 8103801 | no | no |  |  | no |  |  | 1466315.373 | 15289955.754 |  | -1
node_1466322_156_15283766_844 |  |  | PQ | AN | 4803.554 | 8103801 | no | no |  |  | no |  |  | 1466322.156 | 15283766.844 |  | -1
node_1466356_82_15286212_281 |  |  | PQ | ABCN | 4803.554 | 8103801 | no | no |  |  | no |  |  | 1466356.82 | 15286212.281 |  | -1
node_1466363_509_15286200_096 |  |  | PQ | ABCN | 4803.554 | 8103801 | no | no |  |  | no |  |  | 1466363.509 | 15286200.096 |  | -1
node_1466370_543_15285949_692 |  |  | PQ | ABCN | 4803.554 | 8103801 | no | no |  |  | no |  |  | 1466370.543 | 15285949.692 |  | -1
node_1466372_154_15285257_198 |  |  | PQ | AN | 4803.554 | 8103801 | no | no |  |  | no |  |  | 1466372.154 | 15285257.198 |  | -1
node_1466373_139_15286192_655 |  |  | PQ | ABCN | 4803.554 | 8103801 | no | no |  |  | no |  |  | 1466373.139 | 15286192.655 |  | -1
node_1466389_453_15296173_684 |  |  | PQ | AN | 4803.554 | 8103801 | no | no |  |  | no |  |  | 1466389.453 | 15296173.684 |  | -1
node_1466407_05_15282756_984 |  |  | PQ | AN | 4803.554 | 8103801 | no | no |  |  | no |  |  | 1466407.05 | 15282756.984 |  | -1
node_1466413_478_15283897_46 |  |  | PQ | ABCN | 4803.554 | 8103801 | no | no |  |  | no |  |  | 1466413.478 | 15283897.46 |  | -1
node_1466430_696_15283884_339 |  |  | PQ | ABCN | 4803.554 | 8103801 | no | no |  |  | no |  |  | 1466430.696 | 15283884.339 |  | -1
node_1466431_593_15281493_091 |  |  | PQ | ABCN | 4803.554 | 8103801 | no | no |  |  | no |  |  | 1466431.593 | 15281493.091 |  | -1
node_1466443_781_15286310_747 |  |  | PQ | ABCN | 4803.554 | 8103801 | no | no |  |  | no |  |  | 1466443.781 | 15286310.747 |  | -1
node_1466449_877_15283877_661 |  |  | PQ | ABCN | 4803.554 | 8103801 | no | no |  |  | no |  |  | 1466449.877 | 15283877.661 |  | -1
node_1466457_08_15281673_245 |  |  | PQ | ABCN | 4803.554 | 8103801 | no | no |  |  | no |  |  | 1466457.08 | 15281673.245 |  | -1
node_1466471_843_15281691_121 |  |  | PQ | ABCN | 4803.554 | 8103801 | no | no |  |  | no |  |  | 1466471.843 | 15281691.121 |  | -1
node_1466481_692_15284183_311 |  |  | PQ | ABCN | 4803.554 | 8103801 | no | no |  |  | no |  |  | 1466481.692 | 15284183.311 |  | -1
node_1466482_673_15281713_496 |  |  | PQ | ABCN | 4803.554 | 8103801 | no | no |  |  | no |  |  | 1466482.673 | 15281713.496 |  | -1
node_1466495_981_15285842_904 |  |  | PQ | ABCN | 4803.554 | 8103801 | no | no |  |  | no |  |  | 1466495.981 | 15285842.904 |  | -1
node_1466502_251_15285300_644 |  |  | PQ | AN | 4803.554 | 8103801 | no | no |  |  | no |  |  | 1466502.251 | 15285300.644 |  | -1
node_1466507_436_15285864_711 |  |  | PQ | ABCN | 4803.554 | 8103801 | no | no |  |  | no |  |  | 1466507.436 | 15285864.711 |  | -1
node_1466568_063_15286157_565 |  |  | PQ | ABCN | 4803.554 | 8103801 | no | no |  |  | no |  |  | 1466568.063 | 15286157.565 |  | -1
node_1466591_127_15283624_204 |  |  | PQ | ABCN | 4803.554 | 8103801 | no | no |  |  | no |  |  | 1466591.127 | 15283624.204 |  | -1
node_1466600_832_15283647_485 |  |  | PQ | ABCN | 4803.554 | 8103801 | no | no |  |  | no |  |  | 1466600.832 | 15283647.485 |  | -1
node_1466681_873_15300647_965 |  |  | PQ | AN | 4803.554 | 8103801 | no | no |  |  | no |  |  | 1466681.873 | 15300647.965 |  | -1
node_1466778_054_15285817_646 |  |  | PQ | ABCN | 4803.554 | 8103801 | no | no |  |  | no |  |  | 1466778.054 | 15285817.646 |  | -1
node_1466789_107_15283923_241 |  |  | PQ | ABCN | 4803.554 | 8103801 | no | no |  |  | no |  |  | 1466789.107 | 15283923.241 |  | -1
node_1466829_558_15284176_831 |  |  | PQ | ABCN | 4803.554 | 8103801 | no | no |  |  | no |  |  | 1466829.558 | 15284176.831 |  | -1
node_1466880_074_15284538_863 |  |  | PQ | ABCN | 4803.554 | 8103801 | no | no |  |  | no |  |  | 1466880.074 | 15284538.863 |  | -1
node_1466891_544_15284344_562 |  |  | PQ | ABCN | 4803.554 | 8103801 | no | no |  |  | no |  |  | 1466891.544 | 15284344.562 |  | -1
node_1466892_1_15284317_949 |  |  | PQ | ABCN | 4803.554 | 8103801 | no | no |  |  | no |  |  | 1466892.1 | 15284317.949 |  | -1
node_1466898_128_15286360_422 |  |  | PQ | ABCN | 4803.554 | 8103801 | no | no |  |  | no |  |  | 1466898.128 | 15286360.422 |  | -1
node_1466908_364_15286337_676 |  |  | PQ | ABCN | 4803.554 | 8103801 | no | no |  |  | no |  |  | 1466908.364 | 15286337.676 |  | -1
node_1466913_855_15286312_123 |  |  | PQ | ABCN | 4803.554 | 8103801 | no | no |  |  | no |  |  | 1466913.855 | 15286312.123 |  | -1
node_1466937_112_15284932_866 |  |  | PQ | ABCN | 4803.554 | 8103801 | no | no |  |  | no |  |  | 1466937.112 | 15284932.866 |  | -1
node_1466948_263_15285531_536 |  |  | PQ | ABCN | 4803.554 | 8103801 | no | no |  |  | no |  |  | 1466948.263 | 15285531.536 |  | -1
node_1466970_552_15283013_411 |  |  | PQ | ABCN | 4803.554 | 8103801 | no | no |  |  | no |  |  | 1466970.552 | 15283013.411 |  | -1
node_1467081_56_15287320_54 |  |  | PQ | AN | 4803.554 | 8103801 | no | no |  |  | no |  |  | 1467081.56 | 15287320.54 |  | -1
node_1467086_495_15301726_535 |  |  | PQ | AN | 4803.554 | 8103801 | no | no |  |  | no |  |  | 1467086.495 | 15301726.535 |  | -1
node_1467167_205_15300698_947 |  |  | PQ | AN | 4803.554 | 8103801 | no | no |  |  | no |  |  | 1467167.205 | 15300698.947 |  | -1
node_1467289_861_15295391_158 |  |  | PQ | AN | 4803.554 | 8103801 | no | no |  |  | no |  |  | 1467289.861 | 15295391.158 |  | -1
node_1467326_1_15295635_859 |  |  | PQ | AN | 4803.554 | 8103801 | no | no |  |  | no |  |  | 1467326.1 | 15295635.859 |  | -1
node_1467428_99_15300786_823 |  |  | PQ | AN | 4803.554 | 8103801 | no | no |  |  | no |  |  | 1467428.99 | 15300786.823 |  | -1
node_1467614_903_15301735_663 |  |  | PQ | AN | 4803.554 | 8103801 | no | no |  |  | no |  |  | 1467614.903 | 15301735.663 |  | -1
node_1467653_138_15295186_456 |  |  | PQ | AN | 4803.554 | 8103801 | no | no |  |  | no |  |  | 1467653.138 | 15295186.456 |  | -1
node_1467762_932_15292709_893 |  |  | PQ | AN | 4803.554 | 8103801 | no | no |  |  | no |  |  | 1467762.932 | 15292709.893 |  | -1
node_1467892_96_15282519_914 |  |  | PQ | ABCN | 4803.554 | 8103801 | no | no |  |  | no |  |  | 1467892.96 | 15282519.914 |  | -1
node_1467935_824_15301689_44 |  |  | PQ | AN | 4803.554 | 8103801 | no | no |  |  | no |  |  | 1467935.824 | 15301689.44 |  | -1
node_1467971_942_15294753_053 |  |  | PQ | AN | 4803.554 | 8103801 | no | no |  |  | no |  |  | 1467971.942 | 15294753.053 |  | -1
node_1468028_022_15294342_901 |  |  | PQ | AN | 4803.554 | 8103801 | no | no |  |  | no |  |  | 1468028.022 | 15294342.901 |  | -1
node_1468050_208_15290894_568 |  |  | PQ | AN | 4803.554 | 8103801 | no | no |  |  | no |  |  | 1468050.208 | 15290894.568 |  | -1
node_1468069_598_15292663_236 |  |  | PQ | AN | 4803.554 | 8103801 | no | no |  |  | no |  |  | 1468069.598 | 15292663.236 |  | -1
node_1468092_224_15301682_951 |  |  | PQ | AN | 4803.554 | 8103801 | no | no |  |  | no |  |  | 1468092.224 | 15301682.951 |  | -1
node_1468145_763_15282293_351 |  |  | PQ | ABN | 4803.554 | 8103801 | no | no |  |  | no |  |  | 1468145.763 | 15282293.351 |  | -1
node_1468146_006_15293941_623 |  |  | PQ | AN | 4803.554 | 8103801 | no | no |  |  | no |  |  | 1468146.006 | 15293941.623 |  | -1
node_1468176_177_15281947_655 |  |  | PQ | ABN | 4803.554 | 8103801 | no | no |  |  | no |  |  | 1468176.177 | 15281947.655 |  | -1
node_1468195_693_15281952_56 |  |  | PQ | ABN | 4803.554 | 8103801 | no | no |  |  | no |  |  | 1468195.693 | 15281952.56 |  | -1
node_1468236_432_15293283_935 |  |  | PQ | AN | 4803.554 | 8103801 | no | no |  |  | no |  |  | 1468236.432 | 15293283.935 |  | -1
node_1468324_119_15292996_047 |  |  | PQ | AN | 4803.554 | 8103801 | no | no |  |  | no |  |  | 1468324.119 | 15292996.047 |  | -1
node_1468365_411_15290390_356 |  |  | PQ | AN | 4803.554 | 8103801 | no | no |  |  | no |  |  | 1468365.411 | 15290390.356 |  | -1
node_1468461_895_15300719_11 |  |  | PQ | AN | 4803.554 | 8103801 | no | no |  |  | no |  |  | 1468461.895 | 15300719.11 |  | -1
node_1468488_019_15282089_779 |  |  | PQ | AN | 4803.554 | 8103801 | no | no |  |  | no |  |  | 1468488.019 | 15282089.779 |  | -1
node_1468574_908_15292762_698 |  |  | PQ | AN | 4803.554 | 8103801 | no | no |  |  | no |  |  | 1468574.908 | 15292762.698 |  | -1
node_1468735_157_15300717_849 |  |  | PQ | AN | 4803.554 | 8103801 | no | no |  |  | no |  |  | 1468735.157 | 15300717.849 |  | -1
node_1468801_566_15292774_848 |  |  | PQ | AN | 4803.554 | 8103801 | no | no |  |  | no |  |  | 1468801.566 | 15292774.848 |  | -1
node_1468821_492_15281465_665 |  |  | PQ | AN | 4803.554 | 8103801 | no | no |  |  | no |  |  | 1468821.492 | 15281465.665 |  | -1
node_1468960_971_15282252_455 |  |  | PQ | AN | 4803.554 | 8103801 | no | no |  |  | no |  |  | 1468960.971 | 15282252.455 |  | -1
node_1469074_339_15293094_227 |  |  | PQ | AN | 4803.554 | 8103801 | no | no |  |  | no |  |  | 1469074.339 | 15293094.227 |  | -1
node_1469157_767_15282068_156 |  |  | PQ | AN | 4803.554 | 8103801 | no | no |  |  | no |  |  | 1469157.767 | 15282068.156 |  | -1
node_1469271_654_15280355_275 |  |  | PQ | AN | 4803.554 | 8103801 | no | no |  |  | no |  |  | 1469271.654 | 15280355.275 |  | -1
node_1469273_455_15283368_346 |  |  | PQ | AN | 4803.554 | 8103801 | no | no |  |  | no |  |  | 1469273.455 | 15283368.346 |  | -1
node_1469311_392_15300727_157 |  |  | PQ | AN | 4803.554 | 8103801 | no | no |  |  | no |  |  | 1469311.392 | 15300727.157 |  | -1
node_1469363_414_15301565_14 |  |  | PQ | AN | 4803.554 | 8103801 | no | no |  |  | no |  |  | 1469363.414 | 15301565.14 |  | -1
node_1469423_919_15286533_39 |  |  | PQ | AN | 4803.554 | 8103801 | no | no |  |  | no |  |  | 1469423.919 | 15286533.39 |  | -1
node_1469474_51_15283678_73 |  |  | PQ | AN | 4803.554 | 8103801 | no | no |  |  | no |  |  | 1469474.51 | 15283678.73 |  | -1
node_1469486_879_15292843_932 |  |  | PQ | AN | 4803.554 | 8103801 | no | no |  |  | no |  |  | 1469486.879 | 15292843.932 |  | -1
node_1469565_97_15301700_275 |  |  | PQ | AN | 4803.554 | 8103801 | no | no |  |  | no |  |  | 1469565.97 | 15301700.275 |  | -1
node_1469624_047_15300717_488 |  |  | PQ | AN | 4803.554 | 8103801 | no | no |  |  | no |  |  | 1469624.047 | 15300717.488 |  | -1
node_1469625_398_15281956_56 |  |  | PQ | AN | 4803.554 | 8103801 | no | no |  |  | no |  |  | 1469625.398 | 15281956.56 |  | -1
node_1469629_889_15284024_559 |  |  | PQ | AN | 4803.554 | 8103801 | no | no |  |  | no |  |  | 1469629.889 | 15284024.559 |  | -1
node_1469689_912_15292812_196 |  |  | PQ | AN | 4803.554 | 8103801 | no | no |  |  | no |  |  | 1469689.912 | 15292812.196 |  | -1
node_1469852_482_15292793_591 |  |  | PQ | AN | 4803.554 | 8103801 | no | no |  |  | no |  |  | 1469852.482 | 15292793.591 |  | -1
node_1469922_714_15284782_367 |  |  | PQ | AN | 4803.554 | 8103801 | no | no |  |  | no |  |  | 1469922.714 | 15284782.367 |  | -1
node_1470063_033_15300716_815 |  |  | PQ | AN | 4803.554 | 8103801 | no | no |  |  | no |  |  | 1470063.033 | 15300716.815 |  | -1
node_1470114_699_15285471_475 |  |  | PQ | AN | 4803.554 | 8103801 | no | no |  |  | no |  |  | 1470114.699 | 15285471.475 |  | -1
node_1470199_363_15286713_092 |  |  | PQ | AN | 4803.554 | 8103801 | no | no |  |  | no |  |  | 1470199.363 | 15286713.092 |  | -1
node_1470227_147_15287019_51 |  |  | PQ | AN | 4803.554 | 8103801 | no | no |  |  | no |  |  | 1470227.147 | 15287019.51 |  | -1
node_1470233_521_15286294_76 |  |  | PQ | AN | 4803.554 | 8103801 | no | no |  |  | no |  |  | 1470233.521 | 15286294.76 |  | -1
node_1470272_337_15288236_121 |  |  | PQ | AN | 4803.554 | 8103801 | no | no |  |  | no |  |  | 1470272.337 | 15288236.121 |  | -1
node_1470303_907_15286831_444 |  |  | PQ | AN | 4803.554 | 8103801 | no | no |  |  | no |  |  | 1470303.907 | 15286831.444 |  | -1
node_1470348_306_15288749_31 |  |  | PQ | AN | 4803.554 | 8103801 | no | no |  |  | no |  |  | 1470348.306 | 15288749.31 |  | -1
node_1470385_204_15289352_745 |  |  | PQ | AN | 4803.554 | 8103801 | no | no |  |  | no |  |  | 1470385.204 | 15289352.745 |  | -1
node_1470390_086_15300564_621 |  |  | PQ | AN | 4803.554 | 8103801 | no | no |  |  | no |  |  | 1470390.086 | 15300564.621 |  | -1
node_1470444_558_15290374_345 |  |  | PQ | AN | 4803.554 | 8103801 | no | no |  |  | no |  |  | 1470444.558 | 15290374.345 |  | -1
node_1470488_038_15291060_16 |  |  | PQ | AN | 4803.554 | 8103801 | no | no |  |  | no |  |  | 1470488.038 | 15291060.16 |  | -1
node_1470566_436_15282385_583 |  |  | PQ | AN | 4803.554 | 8103801 | no | no |  |  | no |  |  | 1470566.436 | 15282385.583 |  | -1
node_1470584_441_15278866_622 |  |  | PQ | AN | 4803.554 | 8103801 | no | no |  |  | no |  |  | 1470584.441 | 15278866.622 |  | -1
node_1470620_579_15277993_061 |  |  | PQ | AN | 4803.554 | 8103801 | no | no |  |  | no |  |  | 1470620.579 | 15277993.061 |  | -1
node_1470630_283_15292700_261 |  |  | PQ | AN | 4803.554 | 8103801 | no | no |  |  | no |  |  | 1470630.283 | 15292700.261 |  | -1
node_1470671_431_15291884_393 |  |  | PQ | AN | 4803.554 | 8103801 | no | no |  |  | no |  |  | 1470671.431 | 15291884.393 |  | -1
node_1470697_22_15282735_33 |  |  | PQ | AN | 4803.554 | 8103801 | no | no |  |  | no |  |  | 1470697.22 | 15282735.33 |  | -1
node_1470719_248_15277920_352 |  |  | PQ | AN | 4803.554 | 8103801 | no | no |  |  | no |  |  | 1470719.248 | 15277920.352 |  | -1
node_1470762_803_15300646_787 |  |  | PQ | AN | 4803.554 | 8103801 | no | no |  |  | no |  |  | 1470762.803 | 15300646.787 |  | -1
node_1470763_987_15283084_147 |  |  | PQ | AN | 4803.554 | 8103801 | no | no |  |  | no |  |  | 1470763.987 | 15283084.147 |  | -1
node_1470784_1_15292580_815 |  |  | PQ | AN | 4803.554 | 8103801 | no | no |  |  | no |  |  | 1470784.1 | 15292580.815 |  | -1
node_1470934_993_15278489_044 |  |  | PQ | AN | 4803.554 | 8103801 | no | no |  |  | no |  |  | 1470934.993 | 15278489.044 |  | -1
node_1471073_951_15283786_542 |  |  | PQ | AN | 4803.554 | 8103801 | no | no |  |  | no |  |  | 1471073.951 | 15283786.542 |  | -1
node_1471244_493_15277386_909 |  |  | PQ | AN | 4803.554 | 8103801 | no | no |  |  | no |  |  | 1471244.493 | 15277386.909 |  | -1
node_1471265_303_15300721_722 |  |  | PQ | AN | 4803.554 | 8103801 | no | no |  |  | no |  |  | 1471265.303 | 15300721.722 |  | -1
node_1471322_979_15291571_878 |  |  | PQ | AN | 4803.554 | 8103801 | no | no |  |  | no |  |  | 1471322.979 | 15291571.878 |  | -1
node_1471397_253_15282908_711 |  |  | PQ | AN | 4803.554 | 8103801 | no | no |  |  | no |  |  | 1471397.253 | 15282908.711 |  | -1
node_1471413_756_15292745_934 |  |  | PQ | AN | 4803.554 | 8103801 | no | no |  |  | no |  |  | 1471413.756 | 15292745.934 |  | -1
node_1471604_41_15276932_661 |  |  | PQ | AN | 4803.554 | 8103801 | no | no |  |  | no |  |  | 1471604.41 | 15276932.661 |  | -1
node_1471620_989_15300680_253 |  |  | PQ | AN | 4803.554 | 8103801 | no | no |  |  | no |  |  | 1471620.989 | 15300680.253 |  | -1
node_1471695_941_15276638_791 |  |  | PQ | AN | 4803.554 | 8103801 | no | no |  |  | no |  |  | 1471695.941 | 15276638.791 |  | -1
node_1471753_862_15301680_824 |  |  | PQ | AN | 4803.554 | 8103801 | no | no |  |  | no |  |  | 1471753.862 | 15301680.824 |  | -1
node_1471774_605_15277960_226 |  |  | PQ | AN | 4803.554 | 8103801 | no | no |  |  | no |  |  | 1471774.605 | 15277960.226 |  | -1
node_1471945_754_15277601_152 |  |  | PQ | AN | 4803.554 | 8103801 | no | no |  |  | no |  |  | 1471945.754 | 15277601.152 |  | -1
node_1472008_135_15277336_88 |  |  | PQ | AN | 4803.554 | 8103801 | no | no |  |  | no |  |  | 1472008.135 | 15277336.88 |  | -1
node_1472176_11_15277239_734 |  |  | PQ | AN | 4803.554 | 8103801 | no | no |  |  | no |  |  | 1472176.11 | 15277239.734 |  | -1
node_1472204_216_15277033_988 |  |  | PQ | AN | 4803.554 | 8103801 | no | no |  |  | no |  |  | 1472204.216 | 15277033.988 |  | -1
node_1472310_48_15284420_536 |  |  | PQ | AN | 4803.554 | 8103801 | no | no |  |  | no |  |  | 1472310.48 | 15284420.536 |  | -1
node_1472325_674_15276849_389 |  |  | PQ | AN | 4803.554 | 8103801 | no | no |  |  | no |  |  | 1472325.674 | 15276849.389 |  | -1
node_1472330_699_15300430_01 |  |  | PQ | AN | 4803.554 | 8103801 | no | no |  |  | no |  |  | 1472330.699 | 15300430.01 |  | -1
node_1472410_402_15293760_308 |  |  | PQ | AN | 4803.554 | 8103801 | no | no |  |  | no |  |  | 1472410.402 | 15293760.308 |  | -1
node_1472599_432_15276616_499 |  |  | PQ | AN | 4803.554 | 8103801 | no | no |  |  | no |  |  | 1472599.432 | 15276616.499 |  | -1
node_1472667_564_15300202_202 |  |  | PQ | AN | 4803.554 | 8103801 | no | no |  |  | no |  |  | 1472667.564 | 15300202.202 |  | -1
node_1472673_114_15276420_722 |  |  | PQ | AN | 4803.554 | 8103801 | no | no |  |  | no |  |  | 1472673.114 | 15276420.722 |  | -1
node_1472691_176_15293946_613 |  |  | PQ | AN | 4803.554 | 8103801 | no | no |  |  | no |  |  | 1472691.176 | 15293946.613 |  | -1
node_1472903_238_15276354_017 |  |  | PQ | AN | 4803.554 | 8103801 | no | no |  |  | no |  |  | 1472903.238 | 15276354.017 |  | -1
node_1472928_179_15294162_631 |  |  | PQ | AN | 4803.554 | 8103801 | no | no |  |  | no |  |  | 1472928.179 | 15294162.631 |  | -1
node_1473069_679_15294295_662 |  |  | PQ | AN | 4803.554 | 8103801 | no | no |  |  | no |  |  | 1473069.679 | 15294295.662 |  | -1
node_1473093_575_15275616_925 |  |  | PQ | AN | 4803.554 | 8103801 | no | no |  |  | no |  |  | 1473093.575 | 15275616.925 |  | -1
node_1473126_04_15276634_233 |  |  | PQ | AN | 4803.554 | 8103801 | no | no |  |  | no |  |  | 1473126.04 | 15276634.233 |  | -1
node_1473221_267_15294553_99 |  |  | PQ | AN | 4803.554 | 8103801 | no | no |  |  | no |  |  | 1473221.267 | 15294553.99 |  | -1
node_1473221_294_15296848_287 |  |  | PQ | AN | 4803.554 | 8103801 | no | no |  |  | no |  |  | 1473221.294 | 15296848.287 |  | -1
node_1473245_51_15276298_64 |  |  | PQ | AN | 4803.554 | 8103801 | no | no |  |  | no |  |  | 1473245.51 | 15276298.64 |  | -1
node_1473396_015_15275460_639 |  |  | PQ | AN | 4803.554 | 8103801 | no | no |  |  | no |  |  | 1473396.015 | 15275460.639 |  | -1
node_1473436_754_15299509_435 |  |  | PQ | AN | 4803.554 | 8103801 | no | no |  |  | no |  |  | 1473436.754 | 15299509.435 |  | -1
node_1473439_504_15294705_378 |  |  | PQ | AN | 4803.554 | 8103801 | no | no |  |  | no |  |  | 1473439.504 | 15294705.378 |  | -1
node_1473522_942_15275067_048 |  |  | PQ | AN | 4803.554 | 8103801 | no | no |  |  | no |  |  | 1473522.942 | 15275067.048 |  | -1
node_1473592_126_15276216_677 |  |  | PQ | AN | 4803.554 | 8103801 | no | no |  |  | no |  |  | 1473592.126 | 15276216.677 |  | -1
node_1473722_77_15299251_222 |  |  | PQ | AN | 4803.554 | 8103801 | no | no |  |  | no |  |  | 1473722.77 | 15299251.222 |  | -1
node_1473901_214_15276160_257 |  |  | PQ | AN | 4803.554 | 8103801 | no | no |  |  | no |  |  | 1473901.214 | 15276160.257 |  | -1
node_1474113_51_15295052_695 |  |  | PQ | AN | 4803.554 | 8103801 | no | no |  |  | no |  |  | 1474113.51 | 15295052.695 |  | -1
node_1474155_189_15276143_052 |  |  | PQ | AN | 4803.554 | 8103801 | no | no |  |  | no |  |  | 1474155.189 | 15276143.052 |  | -1
node_1474197_367_15297666_683 |  |  | PQ | AN | 4803.554 | 8103801 | no | no |  |  | no |  |  | 1474197.367 | 15297666.683 |  | -1
node_1474202_645_15274964_029 |  |  | PQ | AN | 4803.554 | 8103801 | no | no |  |  | no |  |  | 1474202.645 | 15274964.029 |  | -1
node_1474301_173_15298728_729 |  |  | PQ | AN | 4803.554 | 8103801 | no | no |  |  | no |  |  | 1474301.173 | 15298728.729 |  | -1
node_1474400_715_15297358_656 |  |  | PQ | AN | 4803.554 | 8103801 | no | no |  |  | no |  |  | 1474400.715 | 15297358.656 |  | -1
node_1474453_717_15275649_548 |  |  | PQ | AN | 4803.554 | 8103801 | no | no |  |  | no |  |  | 1474453.717 | 15275649.548 |  | -1
node_1474467_333_15276112_003 |  |  | PQ | AN | 4803.554 | 8103801 | no | no |  |  | no |  |  | 1474467.333 | 15276112.003 |  | -1
node_1474521_976_15297037_213 |  |  | PQ | AN | 4803.554 | 8103801 | no | no |  |  | no |  |  | 1474521.976 | 15297037.213 |  | -1
node_1474604_266_15275929_267 |  |  | PQ | AN | 4803.554 | 8103801 | no | no |  |  | no |  |  | 1474604.266 | 15275929.267 |  | -1
node_1474634_632_15296860_775 |  |  | PQ | AN | 4803.554 | 8103801 | no | no |  |  | no |  |  | 1474634.632 | 15296860.775 |  | -1
node_1474666_932_15295948_945 |  |  | PQ | AN | 4803.554 | 8103801 | no | no |  |  | no |  |  | 1474666.932 | 15295948.945 |  | -1
node_1474691_162_15276080_431 |  |  | PQ | AN | 4803.554 | 8103801 | no | no |  |  | no |  |  | 1474691.162 | 15276080.431 |  | -1
node_1474739_583_15274676_372 |  |  | PQ | AN | 4803.554 | 8103801 | no | no |  |  | no |  |  | 1474739.583 | 15274676.372 |  | -1
node_1474753_721_15274606_073 |  |  | PQ | AN | 4803.554 | 8103801 | no | no |  |  | no |  |  | 1474753.721 | 15274606.073 |  | -1
node_1474762_691_15275012_104 |  |  | PQ | AN | 4803.554 | 8103801 | no | no |  |  | no |  |  | 1474762.691 | 15275012.104 |  | -1
node_1474787_619_15275313_487 |  |  | PQ | AN | 4803.554 | 8103801 | no | no |  |  | no |  |  | 1474787.619 | 15275313.487 |  | -1
node_1474860_88_15296431_858 |  |  | PQ | AN | 4803.554 | 8103801 | no | no |  |  | no |  |  | 1474860.88 | 15296431.858 |  | -1
node_1474947_088_15274385_34 |  |  | PQ | AN | 4803.554 | 8103801 | no | no |  |  | no |  |  | 1474947.088 | 15274385.34 |  | -1
node_1474995_69_15276169_707 |  |  | PQ | AN | 4803.554 | 8103801 | no | no |  |  | no |  |  | 1474995.69 | 15276169.707 |  | -1
node_1475182_952_15274087_561 |  |  | PQ | AN | 4803.554 | 8103801 | no | no |  |  | no |  |  | 1475182.952 | 15274087.561 |  | -1
node_1475236_212_15298407_618 |  |  | PQ | AN | 4803.554 | 8103801 | no | no |  |  | no |  |  | 1475236.212 | 15298407.618 |  | -1
node_1475257_342_15296214_491 |  |  | PQ | AN | 4803.554 | 8103801 | no | no |  |  | no |  |  | 1475257.342 | 15296214.491 |  | -1
node_1475373_789_15275571_836 |  |  | PQ | AN | 4803.554 | 8103801 | no | no |  |  | no |  |  | 1475373.789 | 15275571.836 |  | -1
node_1475448_746_15276338_941 |  |  | PQ | AN | 4803.554 | 8103801 | no | no |  |  | no |  |  | 1475448.746 | 15276338.941 |  | -1
node_1475514_764_15273719_724 |  |  | PQ | AN | 4803.554 | 8103801 | no | no |  |  | no |  |  | 1475514.764 | 15273719.724 |  | -1
node_1475626_964_15274178_251 |  |  | PQ | AN | 4803.554 | 8103801 | no | no |  |  | no |  |  | 1475626.964 | 15274178.251 |  | -1
node_1475676_976_15273448_55 |  |  | PQ | AN | 4803.554 | 8103801 | no | no |  |  | no |  |  | 1475676.976 | 15273448.55 |  | -1
node_1475706_675_15276435_017 |  |  | PQ | AN | 4803.554 | 8103801 | no | no |  |  | no |  |  | 1475706.675 | 15276435.017 |  | -1
node_1475868_843_15291764_024 |  |  | PQ | AN | 4803.554 | 8103801 | no | no |  |  | no |  |  | 1475868.843 | 15291764.024 |  | -1
node_1476018_169_15296884_707 |  |  | PQ | AN | 4803.554 | 8103801 | no | no |  |  | no |  |  | 1476018.169 | 15296884.707 |  | -1
node_1476069_145_15272686_126 |  |  | PQ | AN | 4803.554 | 8103801 | no | no |  |  | no |  |  | 1476069.145 | 15272686.126 |  | -1
node_1476138_753_15291682_362 |  |  | PQ | AN | 4803.554 | 8103801 | no | no |  |  | no |  |  | 1476138.753 | 15291682.362 |  | -1
node_1476191_619_15291850_108 |  |  | PQ | AN | 4803.554 | 8103801 | no | no |  |  | no |  |  | 1476191.619 | 15291850.108 |  | -1
node_1476336_018_15276772_201 |  |  | PQ | AN | 4803.554 | 8103801 | no | no |  |  | no |  |  | 1476336.018 | 15276772.201 |  | -1
node_1476344_455_15298955_03 |  |  | PQ | AN | 4803.554 | 8103801 | no | no |  |  | no |  |  | 1476344.455 | 15298955.03 |  | -1
node_1476413_312_15297403_033 |  |  | PQ | AN | 4803.554 | 8103801 | no | no |  |  | no |  |  | 1476413.312 | 15297403.033 |  | -1
node_1476423_043_15297177_541 |  |  | PQ | AN | 4803.554 | 8103801 | no | no |  |  | no |  |  | 1476423.043 | 15297177.541 |  | -1
node_1476431_039_15276820_365 |  |  | PQ | AN | 4803.554 | 8103801 | no | no |  |  | no |  |  | 1476431.039 | 15276820.365 |  | -1
node_1476577_749_15298147_768 |  |  | PQ | AN | 4803.554 | 8103801 | no | no |  |  | no |  |  | 1476577.749 | 15298147.768 |  | -1
node_1476679_235_15290604_637 |  |  | PQ | AN | 4803.554 | 8103801 | no | no |  |  | no |  |  | 1476679.235 | 15290604.637 |  | -1
node_1476701_432_15276958_271 |  |  | PQ | AN | 4803.554 | 8103801 | no | no |  |  | no |  |  | 1476701.432 | 15276958.271 |  | -1
node_1476789_09_15295944_809 |  |  | PQ | AN | 4803.554 | 8103801 | no | no |  |  | no |  |  | 1476789.09 | 15295944.809 |  | -1
node_1476797_65_15298052_785 |  |  | PQ | AN | 4803.554 | 8103801 | no | no |  |  | no |  |  | 1476797.65 | 15298052.785 |  | -1
node_1476858_54_15298699_536 |  |  | PQ | AN | 4803.554 | 8103801 | no | no |  |  | no |  |  | 1476858.54 | 15298699.536 |  | -1
node_1476967_347_15291722_766 |  |  | PQ | AN | 4803.554 | 8103801 | no | no |  |  | no |  |  | 1476967.347 | 15291722.766 |  | -1
node_1477001_26_15277279_577 |  |  | PQ | AN | 4803.554 | 8103801 | no | no |  |  | no |  |  | 1477001.26 | 15277279.577 |  | -1
node_1477060_441_15298289_896 |  |  | PQ | AN | 4803.554 | 8103801 | no | no |  |  | no |  |  | 1477060.441 | 15298289.896 |  | -1
node_1477179_867_15297949_07 |  |  | PQ | AN | 4803.554 | 8103801 | no | no |  |  | no |  |  | 1477179.867 | 15297949.07 |  | -1
node_1477280_705_15297034_737 |  |  | PQ | AN | 4803.554 | 8103801 | no | no |  |  | no |  |  | 1477280.705 | 15297034.737 |  | -1
node_1477323_143_15298549_051 |  |  | PQ | AN | 4803.554 | 8103801 | no | no |  |  | no |  |  | 1477323.143 | 15298549.051 |  | -1
node_1477474_65_15298698_466 |  |  | PQ | AN | 4803.554 | 8103801 | no | no |  |  | no |  |  | 1477474.65 | 15298698.466 |  | -1
node_1477607_52_15278207_541 |  |  | PQ | AN | 4803.554 | 8103801 | no | no |  |  | no |  |  | 1477607.52 | 15278207.541 |  | -1
node_1477642_055_15297368_132 |  |  | PQ | AN | 4803.554 | 8103801 | no | no |  |  | no |  |  | 1477642.055 | 15297368.132 |  | -1
node_1477648_209_15291174_1 |  |  | PQ | AN | 4803.554 | 8103801 | no | no |  |  | no |  |  | 1477648.209 | 15291174.1 |  | -1
node_1477726_468_15289232_042 |  |  | PQ | AN | 4803.554 | 8103801 | no | no |  |  | no |  |  | 1477726.468 | 15289232.042 |  | -1
node_1477790_669_15289941_605 |  |  | PQ | AN | 4803.554 | 8103801 | no | no |  |  | no |  |  | 1477790.669 | 15289941.605 |  | -1
node_1477806_804_15298841_103 |  |  | PQ | AN | 4803.554 | 8103801 | no | no |  |  | no |  |  | 1477806.804 | 15298841.103 |  | -1
node_1477818_285_15297023_598 |  |  | PQ | AN | 4803.554 | 8103801 | no | no |  |  | no |  |  | 1477818.285 | 15297023.598 |  | -1
node_1477851_844_15278442_557 |  |  | PQ | AN | 4803.554 | 8103801 | no | no |  |  | no |  |  | 1477851.844 | 15278442.557 |  | -1
node_1477985_529_15289679_493 |  |  | PQ | AN | 4803.554 | 8103801 | no | no |  |  | no |  |  | 1477985.529 | 15289679.493 |  | -1
node_1478033_16_15278767_431 |  |  | PQ | AN | 4803.554 | 8103801 | no | no |  |  | no |  |  | 1478033.16 | 15278767.431 |  | -1
node_1478083_325_15289430_13 |  |  | PQ | AN | 4803.554 | 8103801 | no | no |  |  | no |  |  | 1478083.325 | 15289430.13 |  | -1
node_1478120_217_15299214_65 |  |  | PQ | AN | 4803.554 | 8103801 | no | no |  |  | no |  |  | 1478120.217 | 15299214.65 |  | -1
node_1478233_996_15279338_47 |  |  | PQ | AN | 4803.554 | 8103801 | no | no |  |  | no |  |  | 1478233.996 | 15279338.47 |  | -1
node_1478288_191_15297088_817 |  |  | PQ | AN | 4803.554 | 8103801 | no | no |  |  | no |  |  | 1478288.191 | 15297088.817 |  | -1
node_1478630_963_15289655_777 |  |  | PQ | AN | 4803.554 | 8103801 | no | no |  |  | no |  |  | 1478630.963 | 15289655.777 |  | -1
node_1478634_671_15279744_005 |  |  | PQ | AN | 4803.554 | 8103801 | no | no |  |  | no |  |  | 1478634.671 | 15279744.005 |  | -1
node_1478686_449_15300341_914 |  |  | PQ | AN | 4803.554 | 8103801 | no | no |  |  | no |  |  | 1478686.449 | 15300341.914 |  | -1
node_1478801_492_15289038_675 |  |  | PQ | AN | 4803.554 | 8103801 | no | no |  |  | no |  |  | 1478801.492 | 15289038.675 |  | -1
node_1478813_954_15288684_382 |  |  | PQ | AN | 4803.554 | 8103801 | no | no |  |  | no |  |  | 1478813.954 | 15288684.382 |  | -1
node_1478827_415_15279996_125 |  |  | PQ | AN | 4803.554 | 8103801 | no | no |  |  | no |  |  | 1478827.415 | 15279996.125 |  | -1
node_1479000_259_15290197_272 |  |  | PQ | AN | 4803.554 | 8103801 | no | no |  |  | no |  |  | 1479000.259 | 15290197.272 |  | -1
node_1479028_137_15280234_373 |  |  | PQ | AN | 4803.554 | 8103801 | no | no |  |  | no |  |  | 1479028.137 | 15280234.373 |  | -1
node_1479175_563_15280593_196 |  |  | PQ | AN | 4803.554 | 8103801 | no | no |  |  | no |  |  | 1479175.563 | 15280593.196 |  | -1
node_1479272_905_15299739_384 |  |  | PQ | AN | 4803.554 | 8103801 | no | no |  |  | no |  |  | 1479272.905 | 15299739.384 |  | -1
node_1479288_322_15296329_102 |  |  | PQ | AN | 4803.554 | 8103801 | no | no |  |  | no |  |  | 1479288.322 | 15296329.102 |  | -1
node_1479476_814_15281002_329 |  |  | PQ | AN | 4803.554 | 8103801 | no | no |  |  | no |  |  | 1479476.814 | 15281002.329 |  | -1
node_1479683_043_15288204_468 |  |  | PQ | AN | 4803.554 | 8103801 | no | no |  |  | no |  |  | 1479683.043 | 15288204.468 |  | -1
node_1479722_349_15281395_837 |  |  | PQ | AN | 4803.554 | 8103801 | no | no |  |  | no |  |  | 1479722.349 | 15281395.837 |  | -1
node_1479838_289_15280975_169 |  |  | PQ | AN | 4803.554 | 8103801 | no | no |  |  | no |  |  | 1479838.289 | 15280975.169 |  | -1
node_1479860_575_15282477_235 |  |  | PQ | AN | 4803.554 | 8103801 | no | no |  |  | no |  |  | 1479860.575 | 15282477.235 |  | -1
node_1479884_282_15281662_202 |  |  | PQ | AN | 4803.554 | 8103801 | no | no |  |  | no |  |  | 1479884.282 | 15281662.202 |  | -1
node_1480047_787_15282055_456 |  |  | PQ | AN | 4803.554 | 8103801 | no | no |  |  | no |  |  | 1480047.787 | 15282055.456 |  | -1
node_1480098_337_15283043_58 |  |  | PQ | AN | 4803.554 | 8103801 | no | no |  |  | no |  |  | 1480098.337 | 15283043.58 |  | -1
node_1480105_013_15284893_822 |  |  | PQ | AN | 4803.554 | 8103801 | no | no |  |  | no |  |  | 1480105.013 | 15284893.822 |  | -1
node_1480125_877_15283388_396 |  |  | PQ | AN | 4803.554 | 8103801 | no | no |  |  | no |  |  | 1480125.877 | 15283388.396 |  | -1
node_1480175_063_15283743_327 |  |  | PQ | AN | 4803.554 | 8103801 | no | no |  |  | no |  |  | 1480175.063 | 15283743.327 |  | -1
node_1480310_034_15282983_244 |  |  | PQ | AN | 4803.554 | 8103801 | no | no |  |  | no |  |  | 1480310.034 | 15282983.244 |  | -1
node_1480316_903_15299411_393 |  |  | PQ | AN | 4803.554 | 8103801 | no | no |  |  | no |  |  | 1480316.903 | 15299411.393 |  | -1
node_1480327_271_15287823_613 |  |  | PQ | AN | 4803.554 | 8103801 | no | no |  |  | no |  |  | 1480327.271 | 15287823.613 |  | -1
node_1480475_987_15284969_71 |  |  | PQ | AN | 4803.554 | 8103801 | no | no |  |  | no |  |  | 1480475.987 | 15284969.71 |  | -1
node_1480502_525_15287067_505 |  |  | PQ | AN | 4803.554 | 8103801 | no | no |  |  | no |  |  | 1480502.525 | 15287067.505 |  | -1
node_1480601_847_15284111_978 |  |  | PQ | AN | 4803.554 | 8103801 | no | no |  |  | no |  |  | 1480601.847 | 15284111.978 |  | -1
node_1480700_049_15285534_812 |  |  | PQ | AN | 4803.554 | 8103801 | no | no |  |  | no |  |  | 1480700.049 | 15285534.812 |  | -1
node_1480814_94_15299352_664 |  |  | PQ | AN | 4803.554 | 8103801 | no | no |  |  | no |  |  | 1480814.94 | 15299352.664 |  | -1
node_1480815_576_15286208_84 |  |  | PQ | AN | 4803.554 | 8103801 | no | no |  |  | no |  |  | 1480815.576 | 15286208.84 |  | -1
node_1480947_441_15286865_367 |  |  | PQ | AN | 4803.554 | 8103801 | no | no |  |  | no |  |  | 1480947.441 | 15286865.367 |  | -1
node_1481096_44_15285842_6 |  |  | PQ | AN | 4803.554 | 8103801 | no | no |  |  | no |  |  | 1481096.44 | 15285842.6 |  | -1
node_1481142_577_15299440_559 |  |  | PQ | AN | 4803.554 | 8103801 | no | no |  |  | no |  |  | 1481142.577 | 15299440.559 |  | -1
node_1481793_178_15284616_703 |  |  | PQ | AN | 4803.554 | 8103801 | no | no |  |  | no |  |  | 1481793.178 | 15284616.703 |  | -1
node_1482307_629_15300076_058 |  |  | PQ | AN | 4803.554 | 8103801 | no | no |  |  | no |  |  | 1482307.629 | 15300076.058 |  | -1
node_1482322_34_15281208_4 |  |  | PQ | AN | 4803.554 | 8103801 | no | no |  |  | no |  |  | 1482322.34 | 15281208.4 |  | -1
node_1482587_35_15300392_474 |  |  | PQ | AN | 4803.554 | 8103801 | no | no |  |  | no |  |  | 1482587.35 | 15300392.474 |  | -1
node_1482719_343_15285166_307 |  |  | PQ | AN | 4803.554 | 8103801 | no | no |  |  | no |  |  | 1482719.343 | 15285166.307 |  | -1
node_1482803_811_15300640_923 |  |  | PQ | AN | 4803.554 | 8103801 | no | no |  |  | no |  |  | 1482803.811 | 15300640.923 |  | -1
node_1485012_459_15302322_122 |  |  | PQ | AN | 4803.554 | 8103801 | no | no |  |  | no |  |  | 1485012.459 | 15302322.122 |  | -1
node_1486304_523_15301856_28 |  |  | PQ | AN | 4803.554 | 8103801 | no | no |  |  | no |  |  | 1486304.523 | 15301856.28 |  | -1
node_1486310_005_15301604_283 |  |  | PQ | AN | 4803.554 | 8103801 | no | no |  |  | no |  |  | 1486310.005 | 15301604.283 |  | -1
node_1486499_074_15301231_905 |  |  | PQ | AN | 4803.554 | 8103801 | no | no |  |  | no |  |  | 1486499.074 | 15301231.905 |  | -1
node_1486822_791_15302561_531 |  |  | PQ | AN | 4803.554 | 8103801 | no | no |  |  | no |  |  | 1486822.791 | 15302561.531 |  | -1
node_1487155_595_15301706_819 |  |  | PQ | AN | 4803.554 | 8103801 | no | no |  |  | no |  |  | 1487155.595 | 15301706.819 |  | -1
node_1487195_812_15304166_786 |  |  | PQ | AN | 4803.554 | 8103801 | no | no |  |  | no |  |  | 1487195.812 | 15304166.786 |  | -1
node_1487534_238_15302765_707 |  |  | PQ | AN | 4803.554 | 8103801 | no | no |  |  | no |  |  | 1487534.238 | 15302765.707 |  | -1
node_1488115_718_15305408_552 |  |  | PQ | AN | 4803.554 | 8103801 | no | no |  |  | no |  |  | 1488115.718 | 15305408.552 |  | -1
node_1488859_664_15305616_123 |  |  | PQ | AN | 4803.554 | 8103801 | no | no |  |  | no |  |  | 1488859.664 | 15305616.123 |  | -1
node_1489193_185_15303665_02 |  |  | PQ | AN | 4803.554 | 8103801 | no | no |  |  | no |  |  | 1489193.185 | 15303665.02 |  | -1
node_1489576_416_15303451_733 |  |  | PQ | AN | 4803.554 | 8103801 | no | no |  |  | no |  |  | 1489576.416 | 15303451.733 |  | -1
node_1489920_308_15303394_04 |  |  | PQ | AN | 4803.554 | 8103801 | no | no |  |  | no |  |  | 1489920.308 | 15303394.04 |  | -1
node_1490704_385_15303874_356 |  |  | PQ | AN | 4803.554 | 8103801 | no | no |  |  | no |  |  | 1490704.385 | 15303874.356 |  | -1
node_1491023_561_15303969_218 |  |  | PQ | AN | 4803.554 | 8103801 | no | no |  |  | no |  |  | 1491023.561 | 15303969.218 |  | -1
node_1491833_972_15302256_147 |  |  | PQ | AN | 4803.554 | 8103801 | no | no |  |  | no |  |  | 1491833.972 | 15302256.147 |  | -1
node_1491957_212_15302966_385 |  |  | PQ | AN | 4803.554 | 8103801 | no | no |  |  | no |  |  | 1491957.212 | 15302966.385 |  | -1
node_1492229_565_15302297_859 |  |  | PQ | AN | 4803.554 | 8103801 | no | no |  |  | no |  |  | 1492229.565 | 15302297.859 |  | -1
node_8103801_200825461 |  |  | PQ | AN | 4803.554 | 8103801 | no | no |  |  | no |  |  | 1482289.791 | 15300094.448 |  | -1
node_8103801_200825464 |  |  | PQ | AN | 4803.554 | 8103801 | no | no |  |  | no |  |  | 1482916.737 | 15300958.97 |  | -1
node_8103801_200825465 |  |  | PQ | AN | 4803.554 | 8103801 | no | no |  |  | no |  |  | 1483082.187 | 15301011.049 |  | -1
node_8103801_200825466 |  |  | PQ | AN | 4803.554 | 8103801 | no | no |  |  | no |  |  | 1483457.656 | 15301491.597 |  | -1
node_8103801_200825467 |  |  | PQ | AN | 4803.554 | 8103801 | no | no |  |  | no |  |  | 1483826.818 | 15301696.371 |  | -1
node_8103801_200825468 |  |  | PQ | AN | 4803.554 | 8103801 | no | no |  |  | no |  |  | 1484195.218 | 15301908.816 |  | -1
node_8103801_200825469 |  |  | PQ | AN | 4803.554 | 8103801 | no | no |  |  | no |  |  | 1484476.06 | 15302064.308 |  | -1
node_8103801_200825470 |  |  | PQ | AN | 4803.554 | 8103801 | no | no |  |  | no |  |  | 1484751.654 | 15302215.074 |  | -1
node_8103801_200825471 |  |  | PQ | AN | 4803.554 | 8103801 | no | no |  |  | no |  |  | 1484992.644 | 15302354.232 |  | -1
node_8103801_200825472 |  |  | PQ | AN | 4803.554 | 8103801 | no | no |  |  | no |  |  | 1485246.013 | 15302494.368 |  | -1
node_8103801_200825473 |  |  | PQ | AN | 4803.554 | 8103801 | no | no |  |  | no |  |  | 1485476.634 | 15302623.624 |  | -1
node_8103801_200825475 |  |  | PQ | AN | 4803.554 | 8103801 | no | no |  |  | no |  |  | 1485821.778 | 15302945.449 |  | -1
node_8103801_200825476 |  |  | PQ | AN | 4803.554 | 8103801 | no | no |  |  | no |  |  | 1486136.342 | 15303232.423 |  | -1
node_8103801_200825477 |  |  | PQ | AN | 4803.554 | 8103801 | no | no |  |  | no |  |  | 1486475.81 | 15303543.388 |  | -1
node_8103801_200825478 |  |  | PQ | AN | 4803.554 | 8103801 | no | no |  |  | no |  |  | 1486736.818 | 15303788 |  | -1
node_8103801_200825479 |  |  | PQ | AN | 4803.554 | 8103801 | no | no |  |  | no |  |  | 1486949.98 | 15303977.622 |  | -1
node_8103801_200825480 |  |  | PQ | AN | 4803.554 | 8103801 | no | no |  |  | no |  |  | 1487171.725 | 15304198.426 |  | -1
node_8103801_200825482 |  |  | PQ | AN | 4803.554 | 8103801 | no | no |  |  | no |  |  | 1487263.801 | 15304286.136 |  | -1
node_8103801_200825483 |  |  | PQ | AN | 4803.554 | 8103801 | no | no |  |  | no |  |  | 1487597.83 | 15304595.54 |  | -1
node_8103801_200825484 |  |  | PQ | AN | 4803.554 | 8103801 | no | no |  |  | no |  |  | 1487878.212 | 15304865.73 |  | -1
node_8103801_200825485 |  |  | PQ | AN | 4803.554 | 8103801 | no | no |  |  | no |  |  | 1487993.694 | 15305123.484 |  | -1
node_8103801_200825486 |  |  | PQ | AN | 4803.554 | 8103801 | no | no |  |  | no |  |  | 1488417.222 | 15305363.602 |  | -1
node_8103801_200825487 |  |  | PQ | AN | 4803.554 | 8103801 | no | no |  |  | no |  |  | 1488827.582 | 15305595.31 |  | -1
node_8103801_200825488 |  |  | PQ | AN | 4803.554 | 8103801 | no | no |  |  | no |  |  | 1488104.276 | 15305377.529 |  | -1
node_8103801_200826256 |  |  | PQ | AN | 4803.554 | 8103801 | no | no |  |  | no |  |  | 1485742.226 | 15302383.396 |  | -1
node_8103801_200826257 |  |  | PQ | AN | 4803.554 | 8103801 | no | no |  |  | no |  |  | 1485982.734 | 15302176.468 |  | -1
node_8103801_200826258 |  |  | PQ | AN | 4803.554 | 8103801 | no | no |  |  | no |  |  | 1486316.851 | 15301892.604 |  | -1
node_8103801_200826259 |  |  | PQ | AN | 4803.554 | 8103801 | no | no |  |  | no |  |  | 1486605.217 | 15301627.259 |  | -1
node_8103801_200826260 |  |  | PQ | AN | 4803.554 | 8103801 | no | no |  |  | no |  |  | 1486498.509 | 15301258.132 |  | -1
node_8103801_200826261 |  |  | PQ | AN | 4803.554 | 8103801 | no | no |  |  | no |  |  | 1486347.414 | 15301618.959 |  | -1
node_8103801_200826262 |  |  | PQ | AN | 4803.554 | 8103801 | no | no |  |  | no |  |  | 1486856.32 | 15301661.686 |  | -1
node_8103801_200826263 |  |  | PQ | AN | 4803.554 | 8103801 | no | no |  |  | no |  |  | 1486768.258 | 15301701.495 |  | -1
node_8103801_200826264 |  |  | PQ | AN | 4803.554 | 8103801 | no | no |  |  | no |  |  | 1486770.067 | 15302004.83 |  | -1
node_8103801_200826265 |  |  | PQ | AN | 4803.554 | 8103801 | no | no |  |  | no |  |  | 1486772.366 | 15302308.13 |  | -1
node_8103801_200826266 |  |  | PQ | AN | 4803.554 | 8103801 | no | no |  |  | no |  |  | 1486846.959 | 15302546.626 |  | -1
node_8103801_200826267 |  |  | PQ | AN | 4803.554 | 8103801 | no | no |  |  | no |  |  | 1487115.855 | 15301705.857 |  | -1
node_8103801_200826741 |  |  | PQ | AN | 4803.554 | 8103801 | no | no |  |  | no |  |  | 1487581.284 | 15304233.507 |  | -1
node_8103801_200826742 |  |  | PQ | AN | 4803.554 | 8103801 | no | no |  |  | no |  |  | 1490506.861 | 15303426.965 |  | -1
node_8103801_200826743 |  |  | PQ | AN | 4803.554 | 8103801 | no | no |  |  | no |  |  | 1487941.288 | 15304205.507 |  | -1
node_8103801_200826744 |  |  | PQ | AN | 4803.554 | 8103801 | no | no |  |  | no |  |  | 1488353.726 | 15304104.509 |  | -1
node_8103801_200826745 |  |  | PQ | AN | 4803.554 | 8103801 | no | no |  |  | no |  |  | 1488752.636 | 15304011.137 |  | -1
node_8103801_200826746 |  |  | PQ | AN | 4803.554 | 8103801 | no | no |  |  | no |  |  | 1489052.239 | 15303815.081 |  | -1
node_8103801_200826747 |  |  | PQ | AN | 4803.554 | 8103801 | no | no |  |  | no |  |  | 1489215.491 | 15303692.555 |  | -1
node_8103801_200826748 |  |  | PQ | AN | 4803.554 | 8103801 | no | no |  |  | no |  |  | 1489331.539 | 15303597.832 |  | -1
node_8103801_200826749 |  |  | PQ | AN | 4803.554 | 8103801 | no | no |  |  | no |  |  | 1489569.648 | 15303414.021 |  | -1
node_8103801_200826751 |  |  | PQ | AN | 4803.554 | 8103801 | no | no |  |  | no |  |  | 1489922.61 | 15303420.483 |  | -1
node_8103801_200826752 |  |  | PQ | AN | 4803.554 | 8103801 | no | no |  |  | no |  |  | 1490213.464 | 15303463.983 |  | -1
node_8103801_200827694 |  |  | PQ | AN | 4803.554 | 8103801 | no | no |  |  | no |  |  | 1478714.809 | 15300332.202 |  | -1
node_8103801_200845043 |  |  | PQ | AN | 4803.554 | 8103801 | no | no |  |  | no |  |  | 1490613.633 | 15303651.468 |  | -1
node_8103801_200845044 |  |  | PQ | AN | 4803.554 | 8103801 | no | no |  |  | no |  |  | 1490689.599 | 15303852.407 |  | -1
node_8103801_200845045 |  |  | PQ | AN | 4803.554 | 8103801 | no | no |  |  | no |  |  | 1490754.685 | 15303479.248 |  | -1
node_8103801_200845046 |  |  | PQ | AN | 4803.554 | 8103801 | no | no |  |  | no |  |  | 1491024.858 | 15303432.477 |  | -1
node_8103801_200845047 |  |  | PQ | AN | 4803.554 | 8103801 | no | no |  |  | no |  |  | 1491025.838 | 15303679.503 |  | -1
node_8103801_200845048 |  |  | PQ | AN | 4803.554 | 8103801 | no | no |  |  | no |  |  | 1491021.27 | 15303940.206 |  | -1
node_8103801_200845049 |  |  | PQ | AN | 4803.554 | 8103801 | no | no |  |  | no |  |  | 1491287.937 | 15303397.385 |  | -1
node_8103801_200845050 |  |  | PQ | AN | 4803.554 | 8103801 | no | no |  |  | no |  |  | 1491501.236 | 15303201.522 |  | -1
node_8103801_200845051 |  |  | PQ | AN | 4803.554 | 8103801 | no | no |  |  | no |  |  | 1491575.614 | 15302945.604 |  | -1
node_8103801_200867448 |  |  | PQ | AN | 4803.554 | 8103801 | no | no |  |  | no |  |  | 1477558.935 | 15290786.145 |  | -1
node_8103801_200867449 |  |  | PQ | AN | 4803.554 | 8103801 | no | no |  |  | no |  |  | 1477463.198 | 15291060.368 |  | -1
node_8103801_200867450 |  |  | PQ | AN | 4803.554 | 8103801 | no | no |  |  | no |  |  | 1470641.014 | 15278010.147 |  | -1
node_8103801_200867452 |  |  | PQ | AN | 4803.554 | 8103801 | no | no |  |  | no |  |  | 1470725.786 | 15277955.369 |  | -1
node_8103801_200867453 |  |  | PQ | AN | 4803.554 | 8103801 | no | no |  |  | no |  |  | 1470984.669 | 15277659.918 |  | -1
node_8103801_200867454 |  |  | PQ | AN | 4803.554 | 8103801 | no | no |  |  | no |  |  | 1471214.397 | 15277358.048 |  | -1
node_8103801_200867455 |  |  | PQ | AN | 4803.554 | 8103801 | no | no |  |  | no |  |  | 1471322.374 | 15277220.818 |  | -1
node_8103801_200867456 |  |  | PQ | AN | 4803.554 | 8103801 | no | no |  |  | no |  |  | 1471568.447 | 15276901.293 |  | -1
node_8103801_200867458 |  |  | PQ | AN | 4803.554 | 8103801 | no | no |  |  | no |  |  | 1471723.87 | 15276659.395 |  | -1
node_8103801_200867460 |  |  | PQ | AN | 4803.554 | 8103801 | no | no |  |  | no |  |  | 1471929.14 | 15276421.275 |  | -1
node_8103801_200867461 |  |  | PQ | AN | 4803.554 | 8103801 | no | no |  |  | no |  |  | 1472126.918 | 15276201.258 |  | -1
node_8103801_200867462 |  |  | PQ | AN | 4803.554 | 8103801 | no | no |  |  | no |  |  | 1472417.227 | 15276174.636 |  | -1
node_8103801_200867463 |  |  | PQ | AN | 4803.554 | 8103801 | no | no |  |  | no |  |  | 1472499.254 | 15276241.689 |  | -1
node_8103801_200867464 |  |  | PQ | AN | 4803.554 | 8103801 | no | no |  |  | no |  |  | 1472855.197 | 15275841.024 |  | -1
node_8103801_200867465 |  |  | PQ | AN | 4803.554 | 8103801 | no | no |  |  | no |  |  | 1473104.757 | 15275646.93 |  | -1
node_8103801_200867466 |  |  | PQ | AN | 4803.554 | 8103801 | no | no |  |  | no |  |  | 1473369.485 | 15275446.338 |  | -1
node_8103801_200867467 |  |  | PQ | AN | 4803.554 | 8103801 | no | no |  |  | no |  |  | 1472693.957 | 15276405.769 |  | -1
node_8103801_200867468 |  |  | PQ | AN | 4803.554 | 8103801 | no | no |  |  | no |  |  | 1472748.673 | 15276457.381 |  | -1
node_8103801_200867469 |  |  | PQ | AN | 4803.554 | 8103801 | no | no |  |  | no |  |  | 1472944.807 | 15276554.215 |  | -1
node_8103801_200867470 |  |  | PQ | AN | 4803.554 | 8103801 | no | no |  |  | no |  |  | 1473084.542 | 15276628.255 |  | -1
node_8103801_200867471 |  |  | PQ | AN | 4803.554 | 8103801 | no | no |  |  | no |  |  | 1472886.294 | 15276321.244 |  | -1
node_8103801_200867474 |  |  | PQ | AN | 4803.554 | 8103801 | no | no |  |  | no |  |  | 1473235.712 | 15276267.93 |  | -1
node_8103801_200867476 |  |  | PQ | AN | 4803.554 | 8103801 | no | no |  |  | no |  |  | 1473591.816 | 15276177.106 |  | -1
node_8103801_200867478 |  |  | PQ | AN | 4803.554 | 8103801 | no | no |  |  | no |  |  | 1473686.528 | 15276151.997 |  | -1
node_8103801_200867479 |  |  | PQ | AN | 4803.554 | 8103801 | no | no |  |  | no |  |  | 1473722.426 | 15276055.545 |  | -1
node_8103801_200867481 |  |  | PQ | AN | 4803.554 | 8103801 | no | no |  |  | no |  |  | 1473864.279 | 15276145.116 |  | -1
node_8103801_200867482 |  |  | PQ | AN | 4803.554 | 8103801 | no | no |  |  | no |  |  | 1473670.426 | 15275937.009 |  | -1
node_8103801_200867487 |  |  | PQ | AN | 4803.554 | 8103801 | no | no |  |  | no |  |  | 1474458.593 | 15276072.631 |  | -1
node_8103801_200867489 |  |  | PQ | AN | 4803.554 | 8103801 | no | no |  |  | no |  |  | 1474669.205 | 15276087.968 |  | -1
node_8103801_200867492 |  |  | PQ | AN | 4803.554 | 8103801 | no | no |  |  | no |  |  | 1474983.119 | 15276203.565 |  | -1
node_8103801_200867496 |  |  | PQ | AN | 4803.554 | 8103801 | no | no |  |  | no |  |  | 1475073.24 | 15276234.481 |  | -1
node_8103801_200867498 |  |  | PQ | AN | 4803.554 | 8103801 | no | no |  |  | no |  |  | 1475210.576 | 15276287.181 |  | -1
node_8103801_200867499 |  |  | PQ | AN | 4803.554 | 8103801 | no | no |  |  | no |  |  | 1475323.481 | 15276330.729 |  | -1
node_8103801_200867500 |  |  | PQ | AN | 4803.554 | 8103801 | no | no |  |  | no |  |  | 1475434.899 | 15276375.401 |  | -1
node_8103801_200867501 |  |  | PQ | AN | 4803.554 | 8103801 | no | no |  |  | no |  |  | 1475693.06 | 15276463.093 |  | -1
node_8103801_200867502 |  |  | PQ | AN | 4803.554 | 8103801 | no | no |  |  | no |  |  | 1475799.353 | 15276506.115 |  | -1
node_8103801_200867504 |  |  | PQ | AN | 4803.554 | 8103801 | no | no |  |  | no |  |  | 1476320.364 | 15276796.426 |  | -1
node_8103801_200867505 |  |  | PQ | AN | 4803.554 | 8103801 | no | no |  |  | no |  |  | 1476414.572 | 15276852.688 |  | -1
node_8103801_200867506 |  |  | PQ | AN | 4803.554 | 8103801 | no | no |  |  | no |  |  | 1476630.484 | 15276945.501 |  | -1
node_8103801_200867507 |  |  | PQ | AN | 4803.554 | 8103801 | no | no |  |  | no |  |  | 1476679.591 | 15276963.813 |  | -1
node_8103801_200867508 |  |  | PQ | AN | 4803.554 | 8103801 | no | no |  |  | no |  |  | 1476974.451 | 15277295.865 |  | -1
node_8103801_200867509 |  |  | PQ | AN | 4803.554 | 8103801 | no | no |  |  | no |  |  | 1477336.093 | 15277781.353 |  | -1
node_8103801_200867510 |  |  | PQ | AN | 4803.554 | 8103801 | no | no |  |  | no |  |  | 1477634.676 | 15278196.421 |  | -1
node_8103801_200867512 |  |  | PQ | AN | 4803.554 | 8103801 | no | no |  |  | no |  |  | 1477836.298 | 15278465.002 |  | -1
node_8103801_200867513 |  |  | PQ | AN | 4803.554 | 8103801 | no | no |  |  | no |  |  | 1477985.806 | 15278777.853 |  | -1
node_8103801_200867514 |  |  | PQ | AN | 4803.554 | 8103801 | no | no |  |  | no |  |  | 1478255.504 | 15279316.545 |  | -1
node_8103801_200867515 |  |  | PQ | AN | 4803.554 | 8103801 | no | no |  |  | no |  |  | 1478603.471 | 15279760.652 |  | -1
node_8103801_200867516 |  |  | PQ | AN | 4803.554 | 8103801 | no | no |  |  | no |  |  | 1478793.107 | 15280011.469 |  | -1
node_8103801_200867517 |  |  | PQ | AN | 4803.554 | 8103801 | no | no |  |  | no |  |  | 1478988.213 | 15280250.383 |  | -1
node_8103801_200867519 |  |  | PQ | AN | 4803.554 | 8103801 | no | no |  |  | no |  |  | 1479029.884 | 15280299.184 |  | -1
node_8103801_200867520 |  |  | PQ | AN | 4803.554 | 8103801 | no | no |  |  | no |  |  | 1479186.69 | 15280555.889 |  | -1
node_8103801_200867524 |  |  | PQ | AN | 4803.554 | 8103801 | no | no |  |  | no |  |  | 1479462.25 | 15281024.277 |  | -1
node_8103801_200867527 |  |  | PQ | AN | 4803.554 | 8103801 | no | no |  |  | no |  |  | 1479803.72 | 15280974.707 |  | -1
node_8103801_200867529 |  |  | PQ | AN | 4803.554 | 8103801 | no | no |  |  | no |  |  | 1479690.434 | 15281404.817 |  | -1
node_8103801_200867530 |  |  | PQ | AN | 4803.554 | 8103801 | no | no |  |  | no |  |  | 1479802.134 | 15281597.903 |  | -1
node_8103801_200867531 |  |  | PQ | AN | 4803.554 | 8103801 | no | no |  |  | no |  |  | 1479854.828 | 15281670.475 |  | -1
node_8103801_200867532 |  |  | PQ | AN | 4803.554 | 8103801 | no | no |  |  | no |  |  | 1480075.598 | 15282043.332 |  | -1
node_8103801_200867536 |  |  | PQ | AN | 4803.554 | 8103801 | no | no |  |  | no |  |  | 1480108.687 | 15282662.408 |  | -1
node_8103801_200867537 |  |  | PQ | AN | 4803.554 | 8103801 | no | no |  |  | no |  |  | 1479888.138 | 15282497.102 |  | -1
node_8103801_200867539 |  |  | PQ | AN | 4803.554 | 8103801 | no | no |  |  | no |  |  | 1480153.388 | 15283387.721 |  | -1
node_8103801_200867541 |  |  | PQ | AN | 4803.554 | 8103801 | no | no |  |  | no |  |  | 1480176.374 | 15283764.832 |  | -1
node_8103801_200867542 |  |  | PQ | AN | 4803.554 | 8103801 | no | no |  |  | no |  |  | 1480275.637 | 15284117.69 |  | -1
node_8103801_200867543 |  |  | PQ | AN | 4803.554 | 8103801 | no | no |  |  | no |  |  | 1480363.377 | 15284463.31 |  | -1
node_8103801_200867544 |  |  | PQ | AN | 4803.554 | 8103801 | no | no |  |  | no |  |  | 1480504.215 | 15284970.309 |  | -1
node_8103801_200867546 |  |  | PQ | AN | 4803.554 | 8103801 | no | no |  |  | no |  |  | 1480593.776 | 15285286.397 |  | -1
node_8103801_200867547 |  |  | PQ | AN | 4803.554 | 8103801 | no | no |  |  | no |  |  | 1480664.643 | 15285545.203 |  | -1
node_8103801_200867548 |  |  | PQ | AN | 4803.554 | 8103801 | no | no |  |  | no |  |  | 1480762.43 | 15285896.754 |  | -1
node_8103801_200867549 |  |  | PQ | AN | 4803.554 | 8103801 | no | no |  |  | no |  |  | 1480850.611 | 15285861.887 |  | -1
node_8103801_200867550 |  |  | PQ | AN | 4803.554 | 8103801 | no | no |  |  | no |  |  | 1481062.773 | 15285846.811 |  | -1
node_8103801_200867551 |  |  | PQ | AN | 4803.554 | 8103801 | no | no |  |  | no |  |  | 1480848.023 | 15286201.001 |  | -1
node_8103801_200867553 |  |  | PQ | AN | 4803.554 | 8103801 | no | no |  |  | no |  |  | 1480891.106 | 15286627.196 |  | -1
node_8103801_200867554 |  |  | PQ | AN | 4803.554 | 8103801 | no | no |  |  | no |  |  | 1480910.947 | 15286867.679 |  | -1
node_8103801_200867555 |  |  | PQ | AN | 4803.554 | 8103801 | no | no |  |  | no |  |  | 1480818.595 | 15287216.41 |  | -1
node_8103801_200867556 |  |  | PQ | AN | 4803.554 | 8103801 | no | no |  |  | no |  |  | 1480530.384 | 15287084.788 |  | -1
node_8103801_200867557 |  |  | PQ | AN | 4803.554 | 8103801 | no | no |  |  | no |  |  | 1480765.466 | 15287474.348 |  | -1
node_8103801_200867558 |  |  | PQ | AN | 4803.554 | 8103801 | no | no |  |  | no |  |  | 1480564.497 | 15287720.309 |  | -1
node_8103801_200867559 |  |  | PQ | AN | 4803.554 | 8103801 | no | no |  |  | no |  |  | 1480342.673 | 15287854.06 |  | -1
node_8103801_200867561 |  |  | PQ | AN | 4803.554 | 8103801 | no | no |  |  | no |  |  | 1480027.608 | 15288040.187 |  | -1
node_8103801_200867562 |  |  | PQ | AN | 4803.554 | 8103801 | no | no |  |  | no |  |  | 1479707.924 | 15288230.477 |  | -1
node_8103801_200867563 |  |  | PQ | AN | 4803.554 | 8103801 | no | no |  |  | no |  |  | 1479570.259 | 15288440.28 |  | -1
node_8103801_200867564 |  |  | PQ | AN | 4803.554 | 8103801 | no | no |  |  | no |  |  | 1479457.156 | 15288702.109 |  | -1
node_8103801_200867565 |  |  | PQ | AN | 4803.554 | 8103801 | no | no |  |  | no |  |  | 1479227.647 | 15288969.097 |  | -1
node_8103801_200867566 |  |  | PQ | AN | 4803.554 | 8103801 | no | no |  |  | no |  |  | 1478791.28 | 15289003.1 |  | -1
node_8103801_200867567 |  |  | PQ | AN | 4803.554 | 8103801 | no | no |  |  | no |  |  | 1478801.181 | 15288964.167 |  | -1
node_8103801_200867568 |  |  | PQ | AN | 4803.554 | 8103801 | no | no |  |  | no |  |  | 1478470.59 | 15288984.27 |  | -1
node_8103801_200867569 |  |  | PQ | AN | 4803.554 | 8103801 | no | no |  |  | no |  |  | 1478195.068 | 15289133.666 |  | -1
node_8103801_200867570 |  |  | PQ | AN | 4803.554 | 8103801 | no | no |  |  | no |  |  | 1478066.625 | 15289404.336 |  | -1
node_8103801_200867571 |  |  | PQ | AN | 4803.554 | 8103801 | no | no |  |  | no |  |  | 1477954.7 | 15289668.31 |  | -1
node_8103801_200867572 |  |  | PQ | AN | 4803.554 | 8103801 | no | no |  |  | no |  |  | 1477825.338 | 15289961.981 |  | -1
node_8103801_200867573 |  |  | PQ | AN | 4803.554 | 8103801 | no | no |  |  | no |  |  | 1477709.469 | 15290230.138 |  | -1
node_8103801_200867574 |  |  | PQ | AN | 4803.554 | 8103801 | no | no |  |  | no |  |  | 1477674.414 | 15290526.753 |  | -1
node_8103801_200867575 |  |  | PQ | AN | 4803.554 | 8103801 | no | no |  |  | no |  |  | 1469882.559 | 15284803.494 |  | -1
node_8103801_200867576 |  |  | PQ | AN | 4803.554 | 8103801 | no | no |  |  | no |  |  | 1469973.982 | 15285030.805 |  | -1
node_8103801_200867577 |  |  | PQ | AN | 4803.554 | 8103801 | no | no |  |  | no |  |  | 1470029.898 | 15285273.486 |  | -1
node_8103801_200867578 |  |  | PQ | AN | 4803.554 | 8103801 | no | no |  |  | no |  |  | 1470065.474 | 15285489.69 |  | -1
node_8103801_200867579 |  |  | PQ | AN | 4803.554 | 8103801 | no | no |  |  | no |  |  | 1470110.394 | 15285743.537 |  | -1
node_8103801_200867580 |  |  | PQ | AN | 4803.554 | 8103801 | no | no |  |  | no |  |  | 1470162.618 | 15286013.732 |  | -1
node_8103801_200867582 |  |  | PQ | AN | 4803.554 | 8103801 | no | no |  |  | no |  |  | 1470181.779 | 15286170.593 |  | -1
node_8103801_200867583 |  |  | PQ | AN | 4803.554 | 8103801 | no | no |  |  | no |  |  | 1470207.22 | 15286311.31 |  | -1
node_8103801_200867584 |  |  | PQ | AN | 4803.554 | 8103801 | no | no |  |  | no |  |  | 1470249.564 | 15286558.332 |  | -1
node_8103801_200867585 |  |  | PQ | AN | 4803.554 | 8103801 | no | no |  |  | no |  |  | 1470300.644 | 15286802.146 |  | -1
node_8103801_200867586 |  |  | PQ | AN | 4803.554 | 8103801 | no | no |  |  | no |  |  | 1469593.822 | 15284040.937 |  | -1
node_8103801_200867587 |  |  | PQ | AN | 4803.554 | 8103801 | no | no |  |  | no |  |  | 1469731.582 | 15284423.271 |  | -1
node_8103801_200867588 |  |  | PQ | AN | 4803.554 | 8103801 | no | no |  |  | no |  |  | 1474577.596 | 15276030.305 |  | -1
node_8103801_200867589 |  |  | PQ | AN | 4803.554 | 8103801 | no | no |  |  | no |  |  | 1474574.441 | 15275939.981 |  | -1
node_8103801_200867590 |  |  | PQ | AN | 4803.554 | 8103801 | no | no |  |  | no |  |  | 1474456.515 | 15275680.727 |  | -1
node_8103801_200867592 |  |  | PQ | AN | 4803.554 | 8103801 | no | no |  |  | no |  |  | 1474592.772 | 15275664.832 |  | -1
node_8103801_200867593 |  |  | PQ | AN | 4803.554 | 8103801 | no | no |  |  | no |  |  | 1474868.938 | 15275708.79 |  | -1
node_8103801_200867594 |  |  | PQ | AN | 4803.554 | 8103801 | no | no |  |  | no |  |  | 1474824.429 | 15275307.477 |  | -1
node_8103801_200867595 |  |  | PQ | AN | 4803.554 | 8103801 | no | no |  |  | no |  |  | 1475197.832 | 15275444.264 |  | -1
node_8103801_200867596 |  |  | PQ | AN | 4803.554 | 8103801 | no | no |  |  | no |  |  | 1475345.813 | 15275550.707 |  | -1
node_8103801_200867597 |  |  | PQ | AN | 4803.554 | 8103801 | no | no |  |  | no |  |  | 1474779.039 | 15274965.403 |  | -1
node_8103801_200867598 |  |  | PQ | AN | 4803.554 | 8103801 | no | no |  |  | no |  |  | 1474741.525 | 15274690.521 |  | -1
node_8103801_200867599 |  |  | PQ | AN | 4803.554 | 8103801 | no | no |  |  | no |  |  | 1474734.487 | 15274639.255 |  | -1
node_8103801_200867600 |  |  | PQ | AN | 4803.554 | 8103801 | no | no |  |  | no |  |  | 1474818.26 | 15274600.473 |  | -1
node_8103801_200867601 |  |  | PQ | AN | 4803.554 | 8103801 | no | no |  |  | no |  |  | 1474970.79 | 15274411.07 |  | -1
node_8103801_200867602 |  |  | PQ | AN | 4803.554 | 8103801 | no | no |  |  | no |  |  | 1475212.772 | 15274110.755 |  | -1
node_8103801_200867603 |  |  | PQ | AN | 4803.554 | 8103801 | no | no |  |  | no |  |  | 1475341.7 | 15273961.801 |  | -1
node_8103801_200867604 |  |  | PQ | AN | 4803.554 | 8103801 | no | no |  |  | no |  |  | 1475337.141 | 15274008.664 |  | -1
node_8103801_200867605 |  |  | PQ | AN | 4803.554 | 8103801 | no | no |  |  | no |  |  | 1475593.368 | 15274166.643 |  | -1
node_8103801_200867606 |  |  | PQ | AN | 4803.554 | 8103801 | no | no |  |  | no |  |  | 1475493.875 | 15273698.133 |  | -1
node_8103801_200867607 |  |  | PQ | AN | 4803.554 | 8103801 | no | no |  |  | no |  |  | 1475645.739 | 15273443.82 |  | -1
node_8103801_200867608 |  |  | PQ | AN | 4803.554 | 8103801 | no | no |  |  | no |  |  | 1475793.097 | 15273179.814 |  | -1
node_8103801_200867609 |  |  | PQ | AN | 4803.554 | 8103801 | no | no |  |  | no |  |  | 1475941.46 | 15272925.822 |  | -1
node_8103801_200867610 |  |  | PQ | AN | 4803.554 | 8103801 | no | no |  |  | no |  |  | 1476052.912 | 15272719.355 |  | -1
node_8103801_200867887 |  |  | PQ | AN | 4803.554 | 8103801 | no | no |  |  | no |  |  | 1471000.821 | 15292595.555 |  | -1
node_8103801_200867889 |  |  | PQ | AN | 4803.554 | 8103801 | no | no |  |  | no |  |  | 1470807.934 | 15292631.016 |  | -1
node_8103801_200867890 |  |  | PQ | AN | 4803.554 | 8103801 | no | no |  |  | no |  |  | 1470626.715 | 15292674.376 |  | -1
node_8103801_200867891 |  |  | PQ | AN | 4803.554 | 8103801 | no | no |  |  | no |  |  | 1468345.002 | 15292710.951 |  | -1
node_8103801_200867892 |  |  | PQ | AN | 4803.554 | 8103801 | no | no |  |  | no |  |  | 1468316.866 | 15292955.033 |  | -1
node_8103801_200867893 |  |  | PQ | AN | 4803.554 | 8103801 | no | no |  |  | no |  |  | 1468269.636 | 15293286.747 |  | -1
node_8103801_200867895 |  |  | PQ | AN | 4803.554 | 8103801 | no | no |  |  | no |  |  | 1468172.666 | 15293951.12 |  | -1
node_8103801_200867898 |  |  | PQ | AN | 4803.554 | 8103801 | no | no |  |  | no |  |  | 1468066.256 | 15294348.885 |  | -1
node_8103801_200867900 |  |  | PQ | AN | 4803.554 | 8103801 | no | no |  |  | no |  |  | 1467941.599 | 15294735.338 |  | -1
node_8103801_200867902 |  |  | PQ | AN | 4803.554 | 8103801 | no | no |  |  | no |  |  | 1467629.73 | 15295165.349 |  | -1
node_8103801_200867903 |  |  | PQ | AN | 4803.554 | 8103801 | no | no |  |  | no |  |  | 1467406.319 | 15295466.264 |  | -1
node_8103801_200867904 |  |  | PQ | AN | 4803.554 | 8103801 | no | no |  |  | no |  |  | 1467319.097 | 15295400.164 |  | -1
node_8103801_200867905 |  |  | PQ | AN | 4803.554 | 8103801 | no | no |  |  | no |  |  | 1467313.306 | 15295602.846 |  | -1
node_8103801_200867906 |  |  | PQ | AN | 4803.554 | 8103801 | no | no |  |  | no |  |  | 1467077.99 | 15295745.938 |  | -1
node_8103801_200867907 |  |  | PQ | AN | 4803.554 | 8103801 | no | no |  |  | no |  |  | 1466557.112 | 15296051.788 |  | -1
node_8103801_200867908 |  |  | PQ | AN | 4803.554 | 8103801 | no | no |  |  | no |  |  | 1470444.615 | 15292752.326 |  | -1
node_8103801_200867909 |  |  | PQ | AN | 4803.554 | 8103801 | no | no |  |  | no |  |  | 1466377.744 | 15296182.197 |  | -1
node_8103801_200867910 |  |  | PQ | AN | 4803.554 | 8103801 | no | no |  |  | no |  |  | 1466167.603 | 15296468.011 |  | -1
node_8103801_200867911 |  |  | PQ | AN | 4803.554 | 8103801 | no | no |  |  | no |  |  | 1466108.182 | 15296557.465 |  | -1
node_8103801_200867913 |  |  | PQ | AN | 4803.554 | 8103801 | no | no |  |  | no |  |  | 1465950.629 | 15296796.593 |  | -1
node_8103801_200867915 |  |  | PQ | AN | 4803.554 | 8103801 | no | no |  |  | no |  |  | 1465844.557 | 15297058.546 |  | -1
node_8103801_200867918 |  |  | PQ | AN | 4803.554 | 8103801 | no | no |  |  | no |  |  | 1465736.91 | 15297242.119 |  | -1
node_8103801_200867919 |  |  | PQ | AN | 4803.554 | 8103801 | no | no |  |  | no |  |  | 1465640.059 | 15297396.27 |  | -1
node_8103801_200867920 |  |  | PQ | AN | 4803.554 | 8103801 | no | no |  |  | no |  |  | 1465461.833 | 15297703.385 |  | -1
node_8103801_200867921 |  |  | PQ | AN | 4803.554 | 8103801 | no | no |  |  | no |  |  | 1465278.92 | 15298052.491 |  | -1
node_8103801_200867922 |  |  | PQ | AN | 4803.554 | 8103801 | no | no |  |  | no |  |  | 1465216.734 | 15298432.917 |  | -1
node_8103801_200867923 |  |  | PQ | AN | 4803.554 | 8103801 | no | no |  |  | no |  |  | 1465444.457 | 15298450.978 |  | -1
node_8103801_200867924 |  |  | PQ | AN | 4803.554 | 8103801 | no | no |  |  | no |  |  | 1470104.6 | 15292751.613 |  | -1
node_8103801_200867925 |  |  | PQ | AN | 4803.554 | 8103801 | no | no |  |  | no |  |  | 1469849.481 | 15292760.173 |  | -1
node_8103801_200867926 |  |  | PQ | AN | 4803.554 | 8103801 | no | no |  |  | no |  |  | 1469686.217 | 15292779.608 |  | -1
node_8103801_200867927 |  |  | PQ | AN | 4803.554 | 8103801 | no | no |  |  | no |  |  | 1469487.039 | 15292812.119 |  | -1
node_8103801_200867928 |  |  | PQ | AN | 4803.554 | 8103801 | no | no |  |  | no |  |  | 1469049.618 | 15292770.042 |  | -1
node_8103801_200867929 |  |  | PQ | AN | 4803.554 | 8103801 | no | no |  |  | no |  |  | 1469071.229 | 15293065.765 |  | -1
node_8103801_200867930 |  |  | PQ | AN | 4803.554 | 8103801 | no | no |  |  | no |  |  | 1468797.686 | 15292745.302 |  | -1
node_8103801_200867931 |  |  | PQ | AN | 4803.554 | 8103801 | no | no |  |  | no |  |  | 1468573.654 | 15292726.936 |  | -1
node_8103801_200867932 |  |  | PQ | AN | 4803.554 | 8103801 | no | no |  |  | no |  |  | 1478738.72 | 15299786.884 |  | -1
node_8103801_200867933 |  |  | PQ | AN | 4803.554 | 8103801 | no | no |  |  | no |  |  | 1479057.278 | 15299784.307 |  | -1
node_8103801_200867934 |  |  | PQ | AN | 4803.554 | 8103801 | no | no |  |  | no |  |  | 1479270.61 | 15299778.541 |  | -1
node_8103801_200867935 |  |  | PQ | AN | 4803.554 | 8103801 | no | no |  |  | no |  |  | 1479546.435 | 15299770.45 |  | -1
node_8103801_200867936 |  |  | PQ | AN | 4803.554 | 8103801 | no | no |  |  | no |  |  | 1479761.958 | 15299684.503 |  | -1
node_8103801_200867937 |  |  | PQ | AN | 4803.554 | 8103801 | no | no |  |  | no |  |  | 1480036.807 | 15299566.939 |  | -1
node_8103801_200867938 |  |  | PQ | AN | 4803.554 | 8103801 | no | no |  |  | no |  |  | 1480322.948 | 15299450.444 |  | -1
node_8103801_200867940 |  |  | PQ | AN | 4803.554 | 8103801 | no | no |  |  | no |  |  | 1480653.447 | 15299347.799 |  | -1
node_8103801_200867941 |  |  | PQ | AN | 4803.554 | 8103801 | no | no |  |  | no |  |  | 1480804.876 | 15299385.918 |  | -1
node_8103801_200867942 |  |  | PQ | AN | 4803.554 | 8103801 | no | no |  |  | no |  |  | 1481131.354 | 15299468.838 |  | -1
node_8103801_200867943 |  |  | PQ | AN | 4803.554 | 8103801 | no | no |  |  | no |  |  | 1481491.675 | 15299626.146 |  | -1
node_8103801_200867945 |  |  | PQ | AN | 4803.554 | 8103801 | no | no |  |  | no |  |  | 1481908.335 | 15299879.722 |  | -1
node_8103801_200868272 |  |  | PQ | AN | 4803.554 | 8103801 | no | no |  |  | no |  |  | 1470896.793 | 15292260.522 |  | -1
node_8103801_200868273 |  |  | PQ | AN | 4803.554 | 8103801 | no | no |  |  | no |  |  | 1470329.803 | 15289053.441 |  | -1
node_8103801_200868274 |  |  | PQ | AN | 4803.554 | 8103801 | no | no |  |  | no |  |  | 1470321.625 | 15288743.971 |  | -1
node_8103801_200868275 |  |  | PQ | AN | 4803.554 | 8103801 | no | no |  |  | no |  |  | 1470306.332 | 15288394.421 |  | -1
node_8103801_200868276 |  |  | PQ | AN | 4803.554 | 8103801 | no | no |  |  | no |  |  | 1470301.703 | 15287972.219 |  | -1
node_8103801_200868277 |  |  | PQ | AN | 4803.554 | 8103801 | no | no |  |  | no |  |  | 1470271.518 | 15287668.112 |  | -1
node_8103801_200868278 |  |  | PQ | AN | 4803.554 | 8103801 | no | no |  |  | no |  |  | 1470216.547 | 15287201.742 |  | -1
node_8103801_200868279 |  |  | PQ | AN | 4803.554 | 8103801 | no | no |  |  | no |  |  | 1470198.675 | 15287028.209 |  | -1
node_8103801_200868280 |  |  | PQ | AN | 4803.554 | 8103801 | no | no |  |  | no |  |  | 1470162.646 | 15286702.625 |  | -1
node_8103801_200868281 |  |  | PQ | AN | 4803.554 | 8103801 | no | no |  |  | no |  |  | 1469815.376 | 15286525.059 |  | -1
node_8103801_200868282 |  |  | PQ | AN | 4803.554 | 8103801 | no | no |  |  | no |  |  | 1469572.506 | 15286401.29 |  | -1
node_8103801_200868283 |  |  | PQ | AN | 4803.554 | 8103801 | no | no |  |  | no |  |  | 1469446.297 | 15286519.65 |  | -1
node_8103801_200868285 |  |  | PQ | AN | 4803.554 | 8103801 | no | no |  |  | no |  |  | 1470484.287 | 15291487.52 |  | -1
node_8103801_200868286 |  |  | PQ | AN | 4803.554 | 8103801 | no | no |  |  | no |  |  | 1470455.606 | 15291058.075 |  | -1
node_8103801_200868288 |  |  | PQ | AN | 4803.554 | 8103801 | no | no |  |  | no |  |  | 1470432.995 | 15290719.999 |  | -1
node_8103801_200868289 |  |  | PQ | AN | 4803.554 | 8103801 | no | no |  |  | no |  |  | 1470413.76 | 15290373.927 |  | -1
node_8103801_200868290 |  |  | PQ | AN | 4803.554 | 8103801 | no | no |  |  | no |  |  | 1470378.519 | 15289988.902 |  | -1
node_8103801_200868291 |  |  | PQ | AN | 4803.554 | 8103801 | no | no |  |  | no |  |  | 1470357.516 | 15289679.878 |  | -1
node_8103801_200868292 |  |  | PQ | AN | 4803.554 | 8103801 | no | no |  |  | no |  |  | 1470342.854 | 15289356.424 |  | -1
node_8103801_200868330 |  |  | PQ | AN | 4803.554 | 8103801 | no | no |  |  | no |  |  | 1474792.331 | 15296258.312 |  | -1
node_8103801_200868331 |  |  | PQ | AN | 4803.554 | 8103801 | no | no |  |  | no |  |  | 1474002.57 | 15298977.769 |  | -1
node_8103801_200868332 |  |  | PQ | AN | 4803.554 | 8103801 | no | no |  |  | no |  |  | 1473706.945 | 15299231.854 |  | -1
node_8103801_200868335 |  |  | PQ | AN | 4803.554 | 8103801 | no | no |  |  | no |  |  | 1473416.786 | 15299496.871 |  | -1
node_8103801_200868336 |  |  | PQ | AN | 4803.554 | 8103801 | no | no |  |  | no |  |  | 1473190.82 | 15299707.665 |  | -1
node_8103801_200868337 |  |  | PQ | AN | 4803.554 | 8103801 | no | no |  |  | no |  |  | 1472919.126 | 15299955.691 |  | -1
node_8103801_200868338 |  |  | PQ | AN | 4803.554 | 8103801 | no | no |  |  | no |  |  | 1472645.233 | 15300188.343 |  | -1
node_8103801_200868340 |  |  | PQ | AN | 4803.554 | 8103801 | no | no |  |  | no |  |  | 1472094.173 | 15300573.197 |  | -1
node_8103801_200868341 |  |  | PQ | AN | 4803.554 | 8103801 | no | no |  |  | no |  |  | 1472054.971 | 15300518.069 |  | -1
node_8103801_200868342 |  |  | PQ | AN | 4803.554 | 8103801 | no | no |  |  | no |  |  | 1471828.424 | 15300551.923 |  | -1
node_8103801_200868343 |  |  | PQ | AN | 4803.554 | 8103801 | no | no |  |  | no |  |  | 1471592.313 | 15300605.412 |  | -1
node_8103801_200868344 |  |  | PQ | AN | 4803.554 | 8103801 | no | no |  |  | no |  |  | 1474833.745 | 15296421.957 |  | -1
node_8103801_200868346 |  |  | PQ | AN | 4803.554 | 8103801 | no | no |  |  | no |  |  | 1471282.664 | 15300623.594 |  | -1
node_8103801_200868347 |  |  | PQ | AN | 4803.554 | 8103801 | no | no |  |  | no |  |  | 1474644.724 | 15296760.717 |  | -1
node_8103801_200868350 |  |  | PQ | AN | 4803.554 | 8103801 | no | no |  |  | no |  |  | 1474499.932 | 15297026.257 |  | -1
node_8103801_200868351 |  |  | PQ | AN | 4803.554 | 8103801 | no | no |  |  | no |  |  | 1474316.44 | 15297146.358 |  | -1
node_8103801_200868352 |  |  | PQ | AN | 4803.554 | 8103801 | no | no |  |  | no |  |  | 1474375.538 | 15297353.715 |  | -1
node_8103801_200868353 |  |  | PQ | AN | 4803.554 | 8103801 | no | no |  |  | no |  |  | 1474238.441 | 15297670.138 |  | -1
node_8103801_200868355 |  |  | PQ | AN | 4803.554 | 8103801 | no | no |  |  | no |  |  | 1474247.199 | 15298101.159 |  | -1
node_8103801_200868356 |  |  | PQ | AN | 4803.554 | 8103801 | no | no |  |  | no |  |  | 1474261.195 | 15298322.711 |  | -1
node_8103801_200868357 |  |  | PQ | AN | 4803.554 | 8103801 | no | no |  |  | no |  |  | 1474274.355 | 15298520.275 |  | -1
node_8103801_200868358 |  |  | PQ | AN | 4803.554 | 8103801 | no | no |  |  | no |  |  | 1474274.02 | 15298689.445 |  | -1
node_8103801_200868359 |  |  | PQ | AN | 4803.554 | 8103801 | no | no |  |  | no |  |  | 1474114.969 | 15298843.53 |  | -1
node_8103801_200868470 |  |  | PQ | ABCN | 4803.554 | 8103801 | no | no |  |  | no |  |  | 1464549.76 | 15280227.946 |  | -1
node_8103801_200868945 |  |  | PQ | AN | 4803.554 | 8103801 | no | no |  |  | no |  |  | 1481137.709 | 15286217.549 |  | -1
node_8103801_200868946 |  |  | PQ | AN | 4803.554 | 8103801 | no | no |  |  | no |  |  | 1481468.306 | 15286231.354 |  | -1
node_8103801_200868947 |  |  | PQ | AN | 4803.554 | 8103801 | no | no |  |  | no |  |  | 1481715.338 | 15286238.561 |  | -1
node_8103801_200868948 |  |  | PQ | AN | 4803.554 | 8103801 | no | no |  |  | no |  |  | 1482134.387 | 15286242.493 |  | -1
node_8103801_200868950 |  |  | PQ | AN | 4803.554 | 8103801 | no | no |  |  | no |  |  | 1482355.098 | 15285806.101 |  | -1
node_8103801_200868951 |  |  | PQ | AN | 4803.554 | 8103801 | no | no |  |  | no |  |  | 1482694.687 | 15285158.778 |  | -1
node_8103801_200869024 |  |  | PQ | AN | 4803.554 | 8103801 | no | no |  |  | no |  |  | 1465721.631 | 15296706.861 |  | -1
node_8103801_200869025 |  |  | PQ | AN | 4803.554 | 8103801 | no | no |  |  | no |  |  | 1465702.676 | 15296520.762 |  | -1
node_8103801_200869027 |  |  | PQ | AN | 4803.554 | 8103801 | no | no |  |  | no |  |  | 1465700.538 | 15296368.523 |  | -1
node_8103801_200869028 |  |  | PQ | AN | 4803.554 | 8103801 | no | no |  |  | no |  |  | 1465516.317 | 15296138.041 |  | -1
node_8103801_200869029 |  |  | PQ | AN | 4803.554 | 8103801 | no | no |  |  | no |  |  | 1465418.245 | 15295965.81 |  | -1
node_8103801_200869030 |  |  | PQ | AN | 4803.554 | 8103801 | no | no |  |  | no |  |  | 1465264.601 | 15295849.735 |  | -1
node_8103801_200869031 |  |  | PQ | AN | 4803.554 | 8103801 | no | no |  |  | no |  |  | 1465147.964 | 15295791.973 |  | -1
node_8103801_200869032 |  |  | PQ | AN | 4803.554 | 8103801 | no | no |  |  | no |  |  | 1464986.882 | 15295712.848 |  | -1
node_8103801_200869033 |  |  | PQ | AN | 4803.554 | 8103801 | no | no |  |  | no |  |  | 1464734.199 | 15295681.538 |  | -1
node_8103801_200869035 |  |  | PQ | AN | 4803.554 | 8103801 | no | no |  |  | no |  |  | 1472095.666 | 15300819.45 |  | -1
node_8103801_200869036 |  |  | PQ | AN | 4803.554 | 8103801 | no | no |  |  | no |  |  | 1472099.159 | 15301077.47 |  | -1
node_8103801_200869037 |  |  | PQ | AN | 4803.554 | 8103801 | no | no |  |  | no |  |  | 1472116.78 | 15301232.285 |  | -1
node_8103801_200869038 |  |  | PQ | AN | 4803.554 | 8103801 | no | no |  |  | no |  |  | 1472105.472 | 15301414.702 |  | -1
node_8103801_200869040 |  |  | PQ | AN | 4803.554 | 8103801 | no | no |  |  | no |  |  | 1471750.995 | 15301600.811 |  | -1
node_8103801_200869041 |  |  | PQ | AN | 4803.554 | 8103801 | no | no |  |  | no |  |  | 1471502.602 | 15301698.975 |  | -1
node_8103801_200869042 |  |  | PQ | AN | 4803.554 | 8103801 | no | no |  |  | no |  |  | 1471190.71 | 15301750.852 |  | -1
node_8103801_200869043 |  |  | PQ | AN | 4803.554 | 8103801 | no | no |  |  | no |  |  | 1471025.391 | 15301761.084 |  | -1
node_8103801_200869105 |  |  | PQ | AN | 4803.554 | 8103801 | no | no |  |  | no |  |  | 1464682.054 | 15300557.625 |  | -1
node_8103801_200869106 |  |  | PQ | AN | 4803.554 | 8103801 | no | no |  |  | no |  |  | 1464490.893 | 15300516.923 |  | -1
node_8103801_200869107 |  |  | PQ | AN | 4803.554 | 8103801 | no | no |  |  | no |  |  | 1464120.302 | 15300392.289 |  | -1
node_8103801_200869108 |  |  | PQ | AN | 4803.554 | 8103801 | no | no |  |  | no |  |  | 1463879.031 | 15300223.596 |  | -1
node_8103801_200869109 |  |  | PQ | AN | 4803.554 | 8103801 | no | no |  |  | no |  |  | 1463711.796 | 15300041.363 |  | -1
node_8103801_200869110 |  |  | PQ | AN | 4803.554 | 8103801 | no | no |  |  | no |  |  | 1463547.874 | 15299773.713 |  | -1
node_8103801_200869111 |  |  | PQ | AN | 4803.554 | 8103801 | no | no |  |  | no |  |  | 1463458.655 | 15299566.111 |  | -1
node_8103801_200869142 |  |  | PQ | ABCN | 4803.554 | 8103801 | no | no |  |  | no |  |  | 1463956.621 | 15283674.982 |  | -1
node_8103801_200869143 |  |  | PQ | ABCN | 4803.554 | 8103801 | no | no |  |  | no |  |  | 1463784.192 | 15283456.975 |  | -1
node_8103801_200869145 |  |  | PQ | ABCN | 4803.554 | 8103801 | no | no |  |  | no |  |  | 1463898.182 | 15283356.988 |  | -1
node_8103801_200869148 |  |  | PQ | ABCN | 4803.554 | 8103801 | no | no |  |  | no |  |  | 1463707.557 | 15283658.994 |  | -1
node_8103801_200869266 |  |  | PQ | AN | 4803.554 | 8103801 | no | no |  |  | no |  |  | 1468065.938 | 15292695.144 |  | -1
node_8103801_200869268 |  |  | PQ | AN | 4803.554 | 8103801 | no | no |  |  | no |  |  | 1468204.038 | 15290532.238 |  | -1
node_8103801_200869269 |  |  | PQ | AN | 4803.554 | 8103801 | no | no |  |  | no |  |  | 1468337.735 | 15290382.744 |  | -1
node_8103801_200869272 |  |  | PQ | AN | 4803.554 | 8103801 | no | no |  |  | no |  |  | 1467783.887 | 15292681.048 |  | -1
node_8103801_200869273 |  |  | PQ | AN | 4803.554 | 8103801 | no | no |  |  | no |  |  | 1467658.351 | 15292452.477 |  | -1
node_8103801_200869274 |  |  | PQ | AN | 4803.554 | 8103801 | no | no |  |  | no |  |  | 1467734.612 | 15292172.154 |  | -1
node_8103801_200869275 |  |  | PQ | AN | 4803.554 | 8103801 | no | no |  |  | no |  |  | 1467826.782 | 15291852.431 |  | -1
node_8103801_200869276 |  |  | PQ | AN | 4803.554 | 8103801 | no | no |  |  | no |  |  | 1467897.804 | 15291616.12 |  | -1
node_8103801_200869277 |  |  | PQ | AN | 4803.554 | 8103801 | no | no |  |  | no |  |  | 1468064.053 | 15291053.085 |  | -1
node_8103801_200869278 |  |  | PQ | AN | 4803.554 | 8103801 | no | no |  |  | no |  |  | 1468081.352 | 15290904.492 |  | -1
node_8103801_200869279 |  |  | PQ | AN | 4803.554 | 8103801 | no | no |  |  | no |  |  | 1468145.572 | 15290704.868 |  | -1
node_8103801_200869459 |  |  | PQ | AN | 4803.554 | 8103801 | no | no |  |  | no |  |  | 1474585.387 | 15298615.999 |  | -1
node_8103801_200869463 |  |  | PQ | AN | 4803.554 | 8103801 | no | no |  |  | no |  |  | 1475083.248 | 15298483.444 |  | -1
node_8103801_200869464 |  |  | PQ | AN | 4803.554 | 8103801 | no | no |  |  | no |  |  | 1475223.141 | 15298442.639 |  | -1
node_8103801_200869465 |  |  | PQ | AN | 4803.554 | 8103801 | no | no |  |  | no |  |  | 1475392.101 | 15298394.153 |  | -1
node_8103801_200869473 |  |  | PQ | AN | 4803.554 | 8103801 | no | no |  |  | no |  |  | 1467163.755 | 15300953.211 |  | -1
node_8103801_200869478 |  |  | PQ | AN | 4803.554 | 8103801 | no | no |  |  | no |  |  | 1467136.575 | 15301294.339 |  | -1
node_8103801_200869479 |  |  | PQ | AN | 4803.554 | 8103801 | no | no |  |  | no |  |  | 1467093.609 | 15301686.772 |  | -1
node_8103801_200869483 |  |  | PQ | AN | 4803.554 | 8103801 | no | no |  |  | no |  |  | 1467446.921 | 15301726.092 |  | -1
node_8103801_200869484 |  |  | PQ | AN | 4803.554 | 8103801 | no | no |  |  | no |  |  | 1467594.999 | 15301698.804 |  | -1
node_8103801_200869485 |  |  | PQ | AN | 4803.554 | 8103801 | no | no |  |  | no |  |  | 1467744.333 | 15301682.407 |  | -1
node_8103801_200869486 |  |  | PQ | AN | 4803.554 | 8103801 | no | no |  |  | no |  |  | 1467955.231 | 15301655.576 |  | -1
node_8103801_200869487 |  |  | PQ | AN | 4803.554 | 8103801 | no | no |  |  | no |  |  | 1468105.145 | 15301637.276 |  | -1
node_8103801_200869660 |  |  | PQ | AN | 4803.554 | 8103801 | no | no |  |  | no |  |  | 1469099.015 | 15300729.462 |  | -1
node_8103801_200869661 |  |  | PQ | AN | 4803.554 | 8103801 | no | no |  |  | no |  |  | 1469102.971 | 15300988.846 |  | -1
node_8103801_200869662 |  |  | PQ | AN | 4803.554 | 8103801 | no | no |  |  | no |  |  | 1469099.743 | 15301236.055 |  | -1
node_8103801_200869663 |  |  | PQ | AN | 4803.554 | 8103801 | no | no |  |  | no |  |  | 1469105.072 | 15301483.12 |  | -1
node_8103801_200869664 |  |  | PQ | AN | 4803.554 | 8103801 | no | no |  |  | no |  |  | 1469351.337 | 15301599.812 |  | -1
node_8103801_200869665 |  |  | PQ | AN | 4803.554 | 8103801 | no | no |  |  | no |  |  | 1469535.746 | 15301691.306 |  | -1
node_8103801_200869677 |  |  | PQ | AN | 4803.554 | 8103801 | no | no |  |  | no |  |  | 1479651.452 | 15280402.241 |  | -1
node_8103801_200869678 |  |  | PQ | AN | 4803.554 | 8103801 | no | no |  |  | no |  |  | 1480022.476 | 15280383.955 |  | -1
node_8103801_200869679 |  |  | PQ | AN | 4803.554 | 8103801 | no | no |  |  | no |  |  | 1480665.658 | 15280349.217 |  | -1
node_8103801_200869680 |  |  | PQ | AN | 4803.554 | 8103801 | no | no |  |  | no |  |  | 1481089.489 | 15280329.523 |  | -1
node_8103801_200869681 |  |  | PQ | AN | 4803.554 | 8103801 | no | no |  |  | no |  |  | 1481251.81 | 15280437.293 |  | -1
node_8103801_200869682 |  |  | PQ | AN | 4803.554 | 8103801 | no | no |  |  | no |  |  | 1481568.352 | 15280654.628 |  | -1
node_8103801_200869683 |  |  | PQ | AN | 4803.554 | 8103801 | no | no |  |  | no |  |  | 1481921.793 | 15280914.163 |  | -1
node_8103801_200869684 |  |  | PQ | AN | 4803.554 | 8103801 | no | no |  |  | no |  |  | 1482291.809 | 15281181.116 |  | -1
node_8103801_200869793 |  |  | PQ | AN | 4803.554 | 8103801 | no | no |  |  | no |  |  | 1476610.503 | 15298168.915 |  | -1
node_8103801_200869794 |  |  | PQ | AN | 4803.554 | 8103801 | no | no |  |  | no |  |  | 1476477.707 | 15298353.764 |  | -1
node_8103801_200869795 |  |  | PQ | AN | 4803.554 | 8103801 | no | no |  |  | no |  |  | 1476393.251 | 15298605.317 |  | -1
node_8103801_200869796 |  |  | PQ | AN | 4803.554 | 8103801 | no | no |  |  | no |  |  | 1476555.644 | 15298747.701 |  | -1
node_8103801_200869797 |  |  | PQ | AN | 4803.554 | 8103801 | no | no |  |  | no |  |  | 1476623.089 | 15298736.033 |  | -1
node_8103801_200869800 |  |  | PQ | AN | 4803.554 | 8103801 | no | no |  |  | no |  |  | 1476313.807 | 15298880.247 |  | -1
node_8103801_200869946 |  |  | PQ | ABCN | 4803.554 | 8103801 | no | no |  |  | no |  |  | 1464480.233 | 15280267.728 |  | -1
node_8103801_200869947 |  |  | PQ | ABCN | 4803.554 | 8103801 | no | no |  |  | no |  |  | 1464456.894 | 15280306.909 |  | -1
node_8103801_200870050 |  |  | PQ | AN | 4803.554 | 8103801 | no | no |  |  | no |  |  | 1474587.37 | 15274710.151 |  | -1
node_8103801_200870051 |  |  | PQ | AN | 4803.554 | 8103801 | no | no |  |  | no |  |  | 1474453.751 | 15274751.938 |  | -1
node_8103801_200870052 |  |  | PQ | AN | 4803.554 | 8103801 | no | no |  |  | no |  |  | 1474227.665 | 15274946.929 |  | -1
node_8103801_200870057 |  |  | PQ | AN | 4803.554 | 8103801 | no | no |  |  | no |  |  | 1480452.755 | 15284284.365 |  | -1
node_8103801_200870058 |  |  | PQ | AN | 4803.554 | 8103801 | no | no |  |  | no |  |  | 1480576.992 | 15284138.076 |  | -1
node_8103801_200870059 |  |  | PQ | AN | 4803.554 | 8103801 | no | no |  |  | no |  |  | 1480661.712 | 15284471.025 |  | -1
node_8103801_200870060 |  |  | PQ | AN | 4803.554 | 8103801 | no | no |  |  | no |  |  | 1480911.897 | 15284400.244 |  | -1
node_8103801_200870061 |  |  | PQ | AN | 4803.554 | 8103801 | no | no |  |  | no |  |  | 1481186 | 15284478.598 |  | -1
node_8103801_200870062 |  |  | PQ | AN | 4803.554 | 8103801 | no | no |  |  | no |  |  | 1481415.973 | 15284482.613 |  | -1
node_8103801_200870063 |  |  | PQ | AN | 4803.554 | 8103801 | no | no |  |  | no |  |  | 1481763.308 | 15284606.026 |  | -1
node_8103801_200870107 |  |  | PQ | AN | 4803.554 | 8103801 | no | no |  |  | no |  |  | 1472270.896 | 15284420.799 |  | -1
node_8103801_200870108 |  |  | PQ | AN | 4803.554 | 8103801 | no | no |  |  | no |  |  | 1470657.48 | 15282743.34 |  | -1
node_8103801_200870109 |  |  | PQ | AN | 4803.554 | 8103801 | no | no |  |  | no |  |  | 1470783.746 | 15283070.005 |  | -1
node_8103801_200870110 |  |  | PQ | AN | 4803.554 | 8103801 | no | no |  |  | no |  |  | 1471026.408 | 15283292.741 |  | -1
node_8103801_200870111 |  |  | PQ | AN | 4803.554 | 8103801 | no | no |  |  | no |  |  | 1471245.58 | 15283578.357 |  | -1
node_8103801_200870112 |  |  | PQ | AN | 4803.554 | 8103801 | no | no |  |  | no |  |  | 1471452.015 | 15283839.189 |  | -1
node_8103801_200870113 |  |  | PQ | AN | 4803.554 | 8103801 | no | no |  |  | no |  |  | 1471649.509 | 15284099.342 |  | -1
node_8103801_200870114 |  |  | PQ | AN | 4803.554 | 8103801 | no | no |  |  | no |  |  | 1471858.689 | 15284282.789 |  | -1
node_8103801_200870115 |  |  | PQ | AN | 4803.554 | 8103801 | no | no |  |  | no |  |  | 1472100.135 | 15284431.71 |  | -1
node_8103801_200870116 |  |  | PQ | AN | 4803.554 | 8103801 | no | no |  |  | no |  |  | 1469872.679 | 15281946.508 |  | -1
node_8103801_200870117 |  |  | PQ | AN | 4803.554 | 8103801 | no | no |  |  | no |  |  | 1470090.385 | 15282075.13 |  | -1
node_8103801_200870118 |  |  | PQ | AN | 4803.554 | 8103801 | no | no |  |  | no |  |  | 1470294.73 | 15282194.553 |  | -1
node_8103801_200870119 |  |  | PQ | AN | 4803.554 | 8103801 | no | no |  |  | no |  |  | 1470534.022 | 15282407.609 |  | -1
node_8103801_200870120 |  |  | PQ | AN | 4803.554 | 8103801 | no | no |  |  | no |  |  | 1469245.046 | 15281897.215 |  | -1
node_8103801_200870121 |  |  | PQ | AN | 4803.554 | 8103801 | no | no |  |  | no |  |  | 1469453.565 | 15281786.214 |  | -1
node_8103801_200870122 |  |  | PQ | AN | 4803.554 | 8103801 | no | no |  |  | no |  |  | 1469630.434 | 15281922.931 |  | -1
node_8103801_200870156 |  |  | PQ | ABCN | 4803.554 | 8103801 | no | no |  |  | no |  |  | 1466220.551 | 15288075.503 |  | -1
node_8103801_200870157 |  |  | PQ | AN | 4803.554 | 8103801 | no | no |  |  | no |  |  | 1466256.434 | 15290251.709 |  | -1
node_8103801_200870158 |  |  | PQ | AN | 4803.554 | 8103801 | no | no |  |  | no |  |  | 1466084.619 | 15290197.374 |  | -1
node_8103801_200870160 |  |  | PQ | AN | 4803.554 | 8103801 | no | no |  |  | no |  |  | 1466214.766 | 15290385.284 |  | -1
node_8103801_200870161 |  |  | PQ | AN | 4803.554 | 8103801 | no | no |  |  | no |  |  | 1466155.615 | 15290572.653 |  | -1
node_8103801_200870163 |  |  | PQ | AN | 4803.554 | 8103801 | no | no |  |  | no |  |  | 1466015.635 | 15290796.22 |  | -1
node_8103801_200870164 |  |  | PQ | AN | 4803.554 | 8103801 | no | no |  |  | no |  |  | 1465921.448 | 15290943.199 |  | -1
node_8103801_200870165 |  |  | PQ | AN | 4803.554 | 8103801 | no | no |  |  | no |  |  | 1465796.509 | 15291136.964 |  | -1
node_8103801_200870169 |  |  | PQ | AN | 4803.554 | 8103801 | no | no |  |  | no |  |  | 1465716.873 | 15291289.993 |  | -1
node_8103801_200870171 |  |  | PQ | AN | 4803.554 | 8103801 | no | no |  |  | no |  |  | 1465689.147 | 15291488.482 |  | -1
node_8103801_200870172 |  |  | PQ | AN | 4803.554 | 8103801 | no | no |  |  | no |  |  | 1465676.662 | 15291619.738 |  | -1
node_8103801_200870173 |  |  | PQ | AN | 4803.554 | 8103801 | no | no |  |  | no |  |  | 1465696.878 | 15291781.406 |  | -1
node_8103801_200870174 |  |  | PQ | AN | 4803.554 | 8103801 | no | no |  |  | no |  |  | 1466183.255 | 15288263.24 |  | -1
node_8103801_200870175 |  |  | PQ | AN | 4803.554 | 8103801 | no | no |  |  | no |  |  | 1465697.448 | 15292028.073 |  | -1
node_8103801_200870176 |  |  | PQ | AN | 4803.554 | 8103801 | no | no |  |  | no |  |  | 1465456.952 | 15291943.232 |  | -1
node_8103801_200870178 |  |  | PQ | AN | 4803.554 | 8103801 | no | no |  |  | no |  |  | 1465662.555 | 15292229.851 |  | -1
node_8103801_200870179 |  |  | PQ | AN | 4803.554 | 8103801 | no | no |  |  | no |  |  | 1465625.223 | 15292426.781 |  | -1
node_8103801_200870181 |  |  | PQ | AN | 4803.554 | 8103801 | no | no |  |  | no |  |  | 1465542.624 | 15292760.681 |  | -1
node_8103801_200870182 |  |  | PQ | AN | 4803.554 | 8103801 | no | no |  |  | no |  |  | 1465434.239 | 15293052.428 |  | -1
node_8103801_200870183 |  |  | PQ | AN | 4803.554 | 8103801 | no | no |  |  | no |  |  | 1465353.75 | 15293265.475 |  | -1
node_8103801_200870184 |  |  | PQ | AN | 4803.554 | 8103801 | no | no |  |  | no |  |  | 1464982.353 | 15293265.837 |  | -1
node_8103801_200870185 |  |  | PQ | AN | 4803.554 | 8103801 | no | no |  |  | no |  |  | 1464553.203 | 15293265.806 |  | -1
node_8103801_200870187 |  |  | PQ | AN | 4803.554 | 8103801 | no | no |  |  | no |  |  | 1465247.14 | 15293467.061 |  | -1
node_8103801_200870188 |  |  | PQ | AN | 4803.554 | 8103801 | no | no |  |  | no |  |  | 1465100.78 | 15293746.748 |  | -1
node_8103801_200870190 |  |  | PQ | AN | 4803.554 | 8103801 | no | no |  |  | no |  |  | 1465294.253 | 15293872.296 |  | -1
node_8103801_200870191 |  |  | PQ | AN | 4803.554 | 8103801 | no | no |  |  | no |  |  | 1465592.579 | 15293860.284 |  | -1
node_8103801_200870192 |  |  | PQ | AN | 4803.554 | 8103801 | no | no |  |  | no |  |  | 1464994.921 | 15293886.606 |  | -1
node_8103801_200870193 |  |  | PQ | AN | 4803.554 | 8103801 | no | no |  |  | no |  |  | 1464889.798 | 15294036.548 |  | -1
node_8103801_200870195 |  |  | PQ | AN | 4803.554 | 8103801 | no | no |  |  | no |  |  | 1466211.406 | 15288614.659 |  | -1
node_8103801_200870196 |  |  | PQ | AN | 4803.554 | 8103801 | no | no |  |  | no |  |  | 1464771.455 | 15294202.142 |  | -1
node_8103801_200870197 |  |  | PQ | AN | 4803.554 | 8103801 | no | no |  |  | no |  |  | 1464663.607 | 15294357.843 |  | -1
node_8103801_200870198 |  |  | PQ | AN | 4803.554 | 8103801 | no | no |  |  | no |  |  | 1464421.289 | 15294523.954 |  | -1
node_8103801_200870199 |  |  | PQ | AN | 4803.554 | 8103801 | no | no |  |  | no |  |  | 1464198.778 | 15294743.186 |  | -1
node_8103801_200870201 |  |  | PQ | AN | 4803.554 | 8103801 | no | no |  |  | no |  |  | 1466227.374 | 15288833.53 |  | -1
node_8103801_200870202 |  |  | PQ | AN | 4803.554 | 8103801 | no | no |  |  | no |  |  | 1466245.58 | 15289091.055 |  | -1
node_8103801_200870203 |  |  | PQ | AN | 4803.554 | 8103801 | no | no |  |  | no |  |  | 1466262.269 | 15289359.564 |  | -1
node_8103801_200870204 |  |  | PQ | AN | 4803.554 | 8103801 | no | no |  |  | no |  |  | 1466270.81 | 15289570.463 |  | -1
node_8103801_200870207 |  |  | PQ | AN | 4803.554 | 8103801 | no | no |  |  | no |  |  | 1466276.453 | 15289763.865 |  | -1
node_8103801_200870208 |  |  | PQ | AN | 4803.554 | 8103801 | no | no |  |  | no |  |  | 1466280.359 | 15289959.341 |  | -1
node_8103801_200870241 |  |  | PQ | AN | 4803.554 | 8103801 | no | no |  |  | no |  |  | 1468976.554 | 15281008.049 |  | -1
node_8103801_200870244 |  |  | PQ | AN | 4803.554 | 8103801 | no | no |  |  | no |  |  | 1469183.365 | 15280559.09 |  | -1
node_8103801_200870245 |  |  | PQ | AN | 4803.554 | 8103801 | no | no |  |  | no |  |  | 1469300.232 | 15280346.304 |  | -1
node_8103801_200870247 |  |  | PQ | AN | 4803.554 | 8103801 | no | no |  |  | no |  |  | 1469458.989 | 15280117.521 |  | -1
node_8103801_200870248 |  |  | PQ | AN | 4803.554 | 8103801 | no | no |  |  | no |  |  | 1469624.683 | 15279887.629 |  | -1
node_8103801_200870249 |  |  | PQ | AN | 4803.554 | 8103801 | no | no |  |  | no |  |  | 1469799.982 | 15279676.402 |  | -1
node_8103801_200870250 |  |  | PQ | AN | 4803.554 | 8103801 | no | no |  |  | no |  |  | 1469975.196 | 15279454.101 |  | -1
node_8103801_200870251 |  |  | PQ | AN | 4803.554 | 8103801 | no | no |  |  | no |  |  | 1470168.442 | 15279250.1 |  | -1
node_8103801_200870252 |  |  | PQ | AN | 4803.554 | 8103801 | no | no |  |  | no |  |  | 1470366.13 | 15279049.433 |  | -1
node_8103801_200870253 |  |  | PQ | AN | 4803.554 | 8103801 | no | no |  |  | no |  |  | 1470560.742 | 15278848.821 |  | -1
node_8103801_200870254 |  |  | PQ | AN | 4803.554 | 8103801 | no | no |  |  | no |  |  | 1470762.139 | 15278646.684 |  | -1
node_8103801_200870255 |  |  | PQ | AN | 4803.554 | 8103801 | no | no |  |  | no |  |  | 1470943.565 | 15278442.761 |  | -1
node_8103801_200870257 |  |  | PQ | AN | 4803.554 | 8103801 | no | no |  |  | no |  |  | 1471116.748 | 15278273.622 |  | -1
node_8103801_200870258 |  |  | PQ | AN | 4803.554 | 8103801 | no | no |  |  | no |  |  | 1471312.359 | 15278073.081 |  | -1
node_8103801_200870259 |  |  | PQ | AN | 4803.554 | 8103801 | no | no |  |  | no |  |  | 1471477.61 | 15277848.216 |  | -1
node_8103801_200870260 |  |  | PQ | AN | 4803.554 | 8103801 | no | no |  |  | no |  |  | 1471556.663 | 15277913.25 |  | -1
node_8103801_200870261 |  |  | PQ | AN | 4803.554 | 8103801 | no | no |  |  | no |  |  | 1471749.7 | 15277941.712 |  | -1
node_8103801_200870262 |  |  | PQ | AN | 4803.554 | 8103801 | no | no |  |  | no |  |  | 1471694.549 | 15277708.065 |  | -1
node_8103801_200870263 |  |  | PQ | AN | 4803.554 | 8103801 | no | no |  |  | no |  |  | 1471924.033 | 15277578.934 |  | -1
node_8103801_200870264 |  |  | PQ | AN | 4803.554 | 8103801 | no | no |  |  | no |  |  | 1472041.654 | 15277351.919 |  | -1
node_8103801_200870265 |  |  | PQ | AN | 4803.554 | 8103801 | no | no |  |  | no |  |  | 1472231.529 | 15277044.337 |  | -1
node_8103801_200870266 |  |  | PQ | AN | 4803.554 | 8103801 | no | no |  |  | no |  |  | 1472350.933 | 15276862.159 |  | -1
node_8103801_200870267 |  |  | PQ | AN | 4803.554 | 8103801 | no | no |  |  | no |  |  | 1472447.017 | 15276710.211 |  | -1
node_8103801_200870268 |  |  | PQ | AN | 4803.554 | 8103801 | no | no |  |  | no |  |  | 1472591.573 | 15276572.767 |  | -1
node_8103801_200870293 |  |  | PQ | AN | 4803.554 | 8103801 | no | no |  |  | no |  |  | 1474692.297 | 15295929.172 |  | -1
node_8103801_200870296 |  |  | PQ | AN | 4803.554 | 8103801 | no | no |  |  | no |  |  | 1474402.782 | 15295490.314 |  | -1
node_8103801_200870297 |  |  | PQ | AN | 4803.554 | 8103801 | no | no |  |  | no |  |  | 1474078.149 | 15295076.538 |  | -1
node_8103801_200870298 |  |  | PQ | AN | 4803.554 | 8103801 | no | no |  |  | no |  |  | 1473786.313 | 15294886.716 |  | -1
node_8103801_200870299 |  |  | PQ | AN | 4803.554 | 8103801 | no | no |  |  | no |  |  | 1473465.911 | 15294679.136 |  | -1
node_8103801_200870300 |  |  | PQ | AN | 4803.554 | 8103801 | no | no |  |  | no |  |  | 1473235.31 | 15294533.074 |  | -1
node_8103801_200870301 |  |  | PQ | AN | 4803.554 | 8103801 | no | no |  |  | no |  |  | 1473037.99 | 15294325.638 |  | -1
node_8103801_200870302 |  |  | PQ | AN | 4803.554 | 8103801 | no | no |  |  | no |  |  | 1472902.841 | 15294182.285 |  | -1
node_8103801_200870303 |  |  | PQ | AN | 4803.554 | 8103801 | no | no |  |  | no |  |  | 1472667.671 | 15293962.859 |  | -1
node_8103801_200870304 |  |  | PQ | AN | 4803.554 | 8103801 | no | no |  |  | no |  |  | 1472427.813 | 15293744.629 |  | -1
node_8103801_200870306 |  |  | PQ | AN | 4803.554 | 8103801 | no | no |  |  | no |  |  | 1472234.39 | 15293558.215 |  | -1
node_8103801_200870307 |  |  | PQ | AN | 4803.554 | 8103801 | no | no |  |  | no |  |  | 1471704.751 | 15293071.664 |  | -1
node_8103801_200870308 |  |  | PQ | AN | 4803.554 | 8103801 | no | no |  |  | no |  |  | 1471408.71 | 15292776.467 |  | -1
node_8103801_200870309 |  |  | PQ | AN | 4803.554 | 8103801 | no | no |  |  | no |  |  | 1471064.109 | 15292587.556 |  | -1
node_8103801_200870311 |  |  | PQ | AN | 4803.554 | 8103801 | no | no |  |  | no |  |  | 1478493.55 | 15299816.636 |  | -1
node_8103801_200870312 |  |  | PQ | AN | 4803.554 | 8103801 | no | no |  |  | no |  |  | 1478385.192 | 15299581.77 |  | -1
node_8103801_200870313 |  |  | PQ | AN | 4803.554 | 8103801 | no | no |  |  | no |  |  | 1478278.733 | 15299341.165 |  | -1
node_8103801_200870315 |  |  | PQ | AN | 4803.554 | 8103801 | no | no |  |  | no |  |  | 1478141.326 | 15299187.612 |  | -1
node_8103801_200870316 |  |  | PQ | AN | 4803.554 | 8103801 | no | no |  |  | no |  |  | 1477840.066 | 15299057.371 |  | -1
node_8103801_200870317 |  |  | PQ | AN | 4803.554 | 8103801 | no | no |  |  | no |  |  | 1477807.998 | 15298876.77 |  | -1
node_8103801_200870318 |  |  | PQ | AN | 4803.554 | 8103801 | no | no |  |  | no |  |  | 1477488.799 | 15298683.212 |  | -1
node_8103801_200870320 |  |  | PQ | AN | 4803.554 | 8103801 | no | no |  |  | no |  |  | 1477332.422 | 15298530.007 |  | -1
node_8103801_200870322 |  |  | PQ | AN | 4803.554 | 8103801 | no | no |  |  | no |  |  | 1477076.845 | 15298271.937 |  | -1
node_8103801_200870324 |  |  | PQ | AN | 4803.554 | 8103801 | no | no |  |  | no |  |  | 1477110.005 | 15298184.933 |  | -1
node_8103801_200870325 |  |  | PQ | AN | 4803.554 | 8103801 | no | no |  |  | no |  |  | 1477166.396 | 15297979.386 |  | -1
node_8103801_200870326 |  |  | PQ | AN | 4803.554 | 8103801 | no | no |  |  | no |  |  | 1476789.594 | 15297999.086 |  | -1
node_8103801_200870328 |  |  | PQ | AN | 4803.554 | 8103801 | no | no |  |  | no |  |  | 1476459.319 | 15297523.788 |  | -1
node_8103801_200870329 |  |  | PQ | AN | 4803.554 | 8103801 | no | no |  |  | no |  |  | 1476443.716 | 15297404.275 |  | -1
node_8103801_200870330 |  |  | PQ | AN | 4803.554 | 8103801 | no | no |  |  | no |  |  | 1476386.709 | 15297180.032 |  | -1
node_8103801_200870332 |  |  | PQ | AN | 4803.554 | 8103801 | no | no |  |  | no |  |  | 1476035.747 | 15296902.39 |  | -1
node_8103801_200870333 |  |  | PQ | AN | 4803.554 | 8103801 | no | no |  |  | no |  |  | 1475804.778 | 15296670.044 |  | -1
node_8103801_200870334 |  |  | PQ | AN | 4803.554 | 8103801 | no | no |  |  | no |  |  | 1475665.124 | 15296537.563 |  | -1
node_8103801_200870335 |  |  | PQ | AN | 4803.554 | 8103801 | no | no |  |  | no |  |  | 1475558.432 | 15296436.101 |  | -1
node_8103801_200870337 |  |  | PQ | AN | 4803.554 | 8103801 | no | no |  |  | no |  |  | 1475459.913 | 15296368.7 |  | -1
node_8103801_200870338 |  |  | PQ | AN | 4803.554 | 8103801 | no | no |  |  | no |  |  | 1475364.843 | 15296307.206 |  | -1
node_8103801_200870339 |  |  | PQ | AN | 4803.554 | 8103801 | no | no |  |  | no |  |  | 1475238.73 | 15296244.491 |  | -1
node_8103801_200870340 |  |  | PQ | AN | 4803.554 | 8103801 | no | no |  |  | no |  |  | 1475139.414 | 15296186.457 |  | -1
node_8103801_200870341 |  |  | PQ | AN | 4803.554 | 8103801 | no | no |  |  | no |  |  | 1475026.757 | 15296120.399 |  | -1
node_8103801_200870342 |  |  | PQ | AN | 4803.554 | 8103801 | no | no |  |  | no |  |  | 1474942.978 | 15296076.154 |  | -1
node_8103801_200870716 |  |  | PQ | AN | 4803.554 | 8103801 | no | no |  |  | no |  |  | 1476657.16 | 15297330.965 |  | -1
node_8103801_200870717 |  |  | PQ | AN | 4803.554 | 8103801 | no | no |  |  | no |  |  | 1476902.077 | 15297097.934 |  | -1
node_8103801_200870718 |  |  | PQ | AN | 4803.554 | 8103801 | no | no |  |  | no |  |  | 1476938.481 | 15297044.053 |  | -1
node_8103801_200870719 |  |  | PQ | AN | 4803.554 | 8103801 | no | no |  |  | no |  |  | 1476883.161 | 15296790.201 |  | -1
node_8103801_200870720 |  |  | PQ | AN | 4803.554 | 8103801 | no | no |  |  | no |  |  | 1476824.234 | 15296553.013 |  | -1
node_8103801_200870721 |  |  | PQ | AN | 4803.554 | 8103801 | no | no |  |  | no |  |  | 1476753.986 | 15296302.908 |  | -1
node_8103801_200870722 |  |  | PQ | AN | 4803.554 | 8103801 | no | no |  |  | no |  |  | 1476799.736 | 15295983.074 |  | -1
node_8103801_200870723 |  |  | PQ | AN | 4803.554 | 8103801 | no | no |  |  | no |  |  | 1477280.453 | 15297066.921 |  | -1
node_8103801_200870724 |  |  | PQ | AN | 4803.554 | 8103801 | no | no |  |  | no |  |  | 1477636.649 | 15297072.79 |  | -1
node_8103801_200870725 |  |  | PQ | AN | 4803.554 | 8103801 | no | no |  |  | no |  |  | 1477822.233 | 15297059.395 |  | -1
node_8103801_200870726 |  |  | PQ | AN | 4803.554 | 8103801 | no | no |  |  | no |  |  | 1478005.448 | 15297078.169 |  | -1
node_8103801_200870727 |  |  | PQ | AN | 4803.554 | 8103801 | no | no |  |  | no |  |  | 1478295.577 | 15297055.913 |  | -1
node_8103801_200870729 |  |  | PQ | AN | 4803.554 | 8103801 | no | no |  |  | no |  |  | 1478553.035 | 15296863.592 |  | -1
node_8103801_200870730 |  |  | PQ | AN | 4803.554 | 8103801 | no | no |  |  | no |  |  | 1478797.733 | 15296694.474 |  | -1
node_8103801_200870732 |  |  | PQ | AN | 4803.554 | 8103801 | no | no |  |  | no |  |  | 1479035.985 | 15296513.348 |  | -1
node_8103801_200870733 |  |  | PQ | AN | 4803.554 | 8103801 | no | no |  |  | no |  |  | 1479265.417 | 15296351.551 |  | -1
node_8103801_200870735 |  |  | PQ | AN | 4803.554 | 8103801 | no | no |  |  | no |  |  | 1468162.301 | 15300680.962 |  | -1
node_8103801_200870736 |  |  | PQ | AN | 4803.554 | 8103801 | no | no |  |  | no |  |  | 1468464.629 | 15300687.453 |  | -1
node_8103801_200870738 |  |  | PQ | AN | 4803.554 | 8103801 | no | no |  |  | no |  |  | 1468746.049 | 15300691.867 |  | -1
node_8103801_200870739 |  |  | PQ | AN | 4803.554 | 8103801 | no | no |  |  | no |  |  | 1469072.413 | 15300695.681 |  | -1
node_8103801_200870740 |  |  | PQ | AN | 4803.554 | 8103801 | no | no |  |  | no |  |  | 1469311.917 | 15300694.15 |  | -1
node_8103801_200870742 |  |  | PQ | AN | 4803.554 | 8103801 | no | no |  |  | no |  |  | 1469638.907 | 15300684.082 |  | -1
node_8103801_200870743 |  |  | PQ | AN | 4803.554 | 8103801 | no | no |  |  | no |  |  | 1470062.97 | 15300685.742 |  | -1
node_8103801_200870745 |  |  | PQ | AN | 4803.554 | 8103801 | no | no |  |  | no |  |  | 1470396.506 | 15300605.972 |  | -1
node_8103801_200870747 |  |  | PQ | AN | 4803.554 | 8103801 | no | no |  |  | no |  |  | 1470614.423 | 15300608.195 |  | -1
node_8103801_200870748 |  |  | PQ | AN | 4803.554 | 8103801 | no | no |  |  | no |  |  | 1470785.07 | 15300618.762 |  | -1
node_8103801_200870750 |  |  | PQ | AN | 4803.554 | 8103801 | no | no |  |  | no |  |  | 1464838.59 | 15300540.323 |  | -1
node_8103801_200870751 |  |  | PQ | AN | 4803.554 | 8103801 | no | no |  |  | no |  |  | 1464979.753 | 15300231.182 |  | -1
node_8103801_200870752 |  |  | PQ | AN | 4803.554 | 8103801 | no | no |  |  | no |  |  | 1465003.941 | 15299966.438 |  | -1
node_8103801_200870753 |  |  | PQ | AN | 4803.554 | 8103801 | no | no |  |  | no |  |  | 1464736.628 | 15299717.264 |  | -1
node_8103801_200870754 |  |  | PQ | AN | 4803.554 | 8103801 | no | no |  |  | no |  |  | 1465011.242 | 15299719.975 |  | -1
node_8103801_200870755 |  |  | PQ | AN | 4803.554 | 8103801 | no | no |  |  | no |  |  | 1465041.667 | 15299490.706 |  | -1
node_8103801_200870756 |  |  | PQ | AN | 4803.554 | 8103801 | no | no |  |  | no |  |  | 1465169.361 | 15300483.258 |  | -1
node_8103801_200870758 |  |  | PQ | AN | 4803.554 | 8103801 | no | no |  |  | no |  |  | 1465383.883 | 15300470.671 |  | -1
node_8103801_200870760 |  |  | PQ | AN | 4803.554 | 8103801 | no | no |  |  | no |  |  | 1465724.715 | 15300571.533 |  | -1
node_8103801_200870761 |  |  | PQ | AN | 4803.554 | 8103801 | no | no |  |  | no |  |  | 1466249.351 | 15300629.568 |  | -1
node_8103801_200870762 |  |  | PQ | AN | 4803.554 | 8103801 | no | no |  |  | no |  |  | 1466205.564 | 15300686.701 |  | -1
node_8103801_200870763 |  |  | PQ | AN | 4803.554 | 8103801 | no | no |  |  | no |  |  | 1466216.662 | 15300890.003 |  | -1
node_8103801_200870766 |  |  | PQ | AN | 4803.554 | 8103801 | no | no |  |  | no |  |  | 1466677.118 | 15300673.011 |  | -1
node_8103801_200870767 |  |  | PQ | AN | 4803.554 | 8103801 | no | no |  |  | no |  |  | 1467001.793 | 15300702.437 |  | -1
node_8103801_200870768 |  |  | PQ | AN | 4803.554 | 8103801 | no | no |  |  | no |  |  | 1467186.775 | 15300727.436 |  | -1
node_8103801_200870770 |  |  | PQ | AN | 4803.554 | 8103801 | no | no |  |  | no |  |  | 1467424.832 | 15300753.348 |  | -1
node_8103801_200870771 |  |  | PQ | AN | 4803.554 | 8103801 | no | no |  |  | no |  |  | 1467691.736 | 15300675.947 |  | -1
node_8103801_200870785 |  |  | PQ | AN | 4803.554 | 8103801 | no | no |  |  | no |  |  | 1467056.373 | 15287297.91 |  | -1
node_8103801_200870786 |  |  | PQ | ABCN | 4803.554 | 8103801 | no | no |  |  | no |  |  | 1466168.802 | 15287404.31 |  | -1
node_8103801_200870787 |  |  | PQ | ABCN | 4803.554 | 8103801 | no | no |  |  | no |  |  | 1466132.2 | 15287609.211 |  | -1
node_8103801_200870789 |  |  | PQ | ABCN | 4803.554 | 8103801 | no | no |  |  | no |  |  | 1466198.139 | 15287812.054 |  | -1
node_8103801_200870792 |  |  | PQ | ABN | 4803.554 | 8103801 | no | no |  |  | no |  |  | 1463834.244 | 15284166.22 |  | -1
node_8103801_200870794 |  |  | PQ | ABN | 4803.554 | 8103801 | no | no |  |  | no |  |  | 1463673.019 | 15284166.321 |  | -1
node_8103801_200870795 |  |  | PQ | ABN | 4803.554 | 8103801 | no | no |  |  | no |  |  | 1463419.888 | 15284167.104 |  | -1
node_8103801_200870796 |  |  | PQ | ABN | 4803.554 | 8103801 | no | no |  |  | no |  |  | 1463144.607 | 15284216.46 |  | -1
node_8103801_200870797 |  |  | PQ | ABN | 4803.554 | 8103801 | no | no |  |  | no |  |  | 1462976.354 | 15284175.176 |  | -1
node_8103801_200870798 |  |  | PQ | ABN | 4803.554 | 8103801 | no | no |  |  | no |  |  | 1462764.23 | 15284112.045 |  | -1
node_8103801_200870800 |  |  | PQ | ABN | 4803.554 | 8103801 | no | no |  |  | no |  |  | 1462693.001 | 15284096.964 |  | -1
node_8103801_200870801 |  |  | PQ | ABN | 4803.554 | 8103801 | no | no |  |  | no |  |  | 1462489.66 | 15284054.188 |  | -1
node_8103801_200870803 |  |  | PQ | ABN | 4803.554 | 8103801 | no | no |  |  | no |  |  | 1462205.81 | 15284041.939 |  | -1
node_8103801_200870805 |  |  | PQ | ABN | 4803.554 | 8103801 | no | no |  |  | no |  |  | 1461857.774 | 15284179.426 |  | -1
node_8103801_200870806 |  |  | PQ | ABN | 4803.554 | 8103801 | no | no |  |  | no |  |  | 1461558.853 | 15284364.053 |  | -1
node_8103801_200870807 |  |  | PQ | ABN | 4803.554 | 8103801 | no | no |  |  | no |  |  | 1461457.101 | 15284315.143 |  | -1
node_8103801_200870809 |  |  | PQ | AN | 4803.554 | 8103801 | no | no |  |  | no |  |  | 1461354.149 | 15284566.656 |  | -1
node_8103801_200870810 |  |  | PQ | AN | 4803.554 | 8103801 | no | no |  |  | no |  |  | 1461141.131 | 15284691.586 |  | -1
node_8103801_200870811 |  |  | PQ | AN | 4803.554 | 8103801 | no | no |  |  | no |  |  | 1460664.582 | 15284559.978 |  | -1
node_8103801_200870812 |  |  | PQ | AN | 4803.554 | 8103801 | no | no |  |  | no |  |  | 1460795.767 | 15284435.732 |  | -1
node_8103801_200870813 |  |  | PQ | AN | 4803.554 | 8103801 | no | no |  |  | no |  |  | 1460956.129 | 15284285.753 |  | -1
node_8103801_200870814 |  |  | PQ | AN | 4803.554 | 8103801 | no | no |  |  | no |  |  | 1460343.353 | 15284477.602 |  | -1
node_8103801_200870815 |  |  | PQ | AN | 4803.554 | 8103801 | no | no |  |  | no |  |  | 1460096.496 | 15284608.154 |  | -1
node_8103801_200870816 |  |  | PQ | AN | 4803.554 | 8103801 | no | no |  |  | no |  |  | 1460201.637 | 15284794.954 |  | -1
node_8103801_200870967 |  |  | PQ | AN | 4803.554 | 8103801 | no | no |  |  | no |  |  | 1468692.681 | 15282165.544 |  | -1
node_8103801_200870968 |  |  | PQ | AN | 4803.554 | 8103801 | no | no |  |  | no |  |  | 1468819.2 | 15282217.004 |  | -1
node_8103801_200870970 |  |  | PQ | AN | 4803.554 | 8103801 | no | no |  |  | no |  |  | 1468936.109 | 15282266.366 |  | -1
node_8103801_200870972 |  |  | PQ | AN | 4803.554 | 8103801 | no | no |  |  | no |  |  | 1469011.23 | 15282392.322 |  | -1
node_8103801_200870973 |  |  | PQ | AN | 4803.554 | 8103801 | no | no |  |  | no |  |  | 1469101.363 | 15282561.963 |  | -1
node_8103801_200870974 |  |  | PQ | AN | 4803.554 | 8103801 | no | no |  |  | no |  |  | 1469198.644 | 15282925.735 |  | -1
node_8103801_200870976 |  |  | PQ | AN | 4803.554 | 8103801 | no | no |  |  | no |  |  | 1469304.815 | 15283343.225 |  | -1
node_8103801_200870977 |  |  | PQ | AN | 4803.554 | 8103801 | no | no |  |  | no |  |  | 1469440.437 | 15283696.916 |  | -1
node_8103801_200870978 |  |  | PQ | ABCN | 4803.554 | 8103801 | no | no |  |  | no |  |  | 1466792.79 | 15283479.249 |  | -1
node_8103801_200870979 |  |  | PQ | ABCN | 4803.554 | 8103801 | no | no |  |  | no |  |  | 1466912.961 | 15283398.56 |  | -1
node_8103801_200870990 |  |  | PQ | ABCN | 4803.554 | 8103801 | no | no |  |  | no |  |  | 1464418.159 | 15283685.01 |  | -1
node_8103801_200870994 |  |  | PQ | ABCN | 4803.554 | 8103801 | no | no |  |  | no |  |  | 1464419.8 | 15283755.688 |  | -1
node_8103801_200870995 |  |  | PQ | ABCN | 4803.554 | 8103801 | no | no |  |  | no |  |  | 1464402.442 | 15283856.676 |  | -1
node_8103801_200870996 |  |  | PQ | ABCN | 4803.554 | 8103801 | no | no |  |  | no |  |  | 1464403.121 | 15283877.159 |  | -1
node_8103801_200870997 |  |  | PQ | ABCN | 4803.554 | 8103801 | no | no |  |  | no |  |  | 1464184.337 | 15283665.25 |  | -1
node_8103801_200870998 |  |  | PQ | ABCN | 4803.554 | 8103801 | no | no |  |  | no |  |  | 1464189.775 | 15283603.896 |  | -1
node_8103801_200871001 |  |  | PQ | ABCN | 4803.554 | 8103801 | no | no |  |  | no |  |  | 1464194.061 | 15283474.219 |  | -1
node_8103801_200871007 |  |  | PQ | AN | 4803.554 | 8103801 | no | no |  |  | no |  |  | 1465426.898 | 15284709.629 |  | -1
node_8103801_200871008 |  |  | PQ | AN | 4803.554 | 8103801 | no | no |  |  | no |  |  | 1465314.178 | 15284608.883 |  | -1
node_8103801_200871009 |  |  | PQ | AN | 4803.554 | 8103801 | no | no |  |  | no |  |  | 1465215.205 | 15284528.744 |  | -1
node_8103801_200871012 |  |  | PQ | ABCN | 4803.554 | 8103801 | no | no |  |  | no |  |  | 1465618.819 | 15284549.427 |  | -1
node_8103801_200871013 |  |  | PQ | ABCN | 4803.554 | 8103801 | no | no |  |  | no |  |  | 1465638.973 | 15284469.362 |  | -1
node_8103801_200871014 |  |  | PQ | ABCN | 4803.554 | 8103801 | no | no |  |  | no |  |  | 1465639.551 | 15284581.519 |  | -1
node_8103801_200871015 |  |  | PQ | ABCN | 4803.554 | 8103801 | no | no |  |  | no |  |  | 1465801.147 | 15284671.694 |  | -1
node_8103801_200871016 |  |  | PQ | ABCN | 4803.554 | 8103801 | no | no |  |  | no |  |  | 1465938.392 | 15284751.055 |  | -1
node_8103801_200871018 |  |  | PQ | AN | 4803.554 | 8103801 | no | no |  |  | no |  |  | 1465483.966 | 15281425.994 |  | -1
node_8103801_200871019 |  |  | PQ | AN | 4803.554 | 8103801 | no | no |  |  | no |  |  | 1465379.097 | 15281601.409 |  | -1
node_8103801_200871020 |  |  | PQ | AN | 4803.554 | 8103801 | no | no |  |  | no |  |  | 1465273.942 | 15281776.188 |  | -1
node_8103801_200871021 |  |  | PQ | AN | 4803.554 | 8103801 | no | no |  |  | no |  |  | 1465406.277 | 15281777.883 |  | -1
node_8103801_200871022 |  |  | PQ | AN | 4803.554 | 8103801 | no | no |  |  | no |  |  | 1465555.806 | 15281780.34 |  | -1
node_8103801_200871023 |  |  | PQ | AN | 4803.554 | 8103801 | no | no |  |  | no |  |  | 1465734.792 | 15281779.849 |  | -1
node_8103801_200871026 |  |  | PQ | AN | 4803.554 | 8103801 | no | no |  |  | no |  |  | 1465121.683 | 15281870.048 |  | -1
node_8103801_200871027 |  |  | PQ | AN | 4803.554 | 8103801 | no | no |  |  | no |  |  | 1464922.74 | 15281868.407 |  | -1
node_8103801_200871028 |  |  | PQ | AN | 4803.554 | 8103801 | no | no |  |  | no |  |  | 1464797.183 | 15281943.018 |  | -1
node_8103801_200871029 |  |  | PQ | AN | 4803.554 | 8103801 | no | no |  |  | no |  |  | 1464801.559 | 15282192.81 |  | -1
node_8103801_200871031 |  |  | PQ | AN | 4803.554 | 8103801 | no | no |  |  | no |  |  | 1465257.876 | 15281276.524 |  | -1
node_8103801_200871032 |  |  | PQ | AN | 4803.554 | 8103801 | no | no |  |  | no |  |  | 1465082.321 | 15281330.5 |  | -1
node_8103801_200871033 |  |  | PQ | AN | 4803.554 | 8103801 | no | no |  |  | no |  |  | 1464858.491 | 15281333.672 |  | -1
node_8103801_200871034 |  |  | PQ | AN | 4803.554 | 8103801 | no | no |  |  | no |  |  | 1464687.36 | 15281333.382 |  | -1
node_8103801_200871035 |  |  | PQ | AN | 4803.554 | 8103801 | no | no |  |  | no |  |  | 1464514.709 | 15281315.127 |  | -1
node_8103801_200871036 |  |  | PQ | AN | 4803.554 | 8103801 | no | no |  |  | no |  |  | 1464356.893 | 15281318.575 |  | -1
node_8103801_200871037 |  |  | PQ | AN | 4803.554 | 8103801 | no | no |  |  | no |  |  | 1464207.983 | 15281440.517 |  | -1
node_8103801_200871040 |  |  | PQ | AN | 4803.554 | 8103801 | no | no |  |  | no |  |  | 1466240.105 | 15285558.775 |  | -1
node_8103801_200871041 |  |  | PQ | AN | 4803.554 | 8103801 | no | no |  |  | no |  |  | 1466359.631 | 15285397.491 |  | -1
node_8103801_200871042 |  |  | PQ | AN | 4803.554 | 8103801 | no | no |  |  | no |  |  | 1466395.961 | 15285284.506 |  | -1
node_8103801_200871043 |  |  | PQ | AN | 4803.554 | 8103801 | no | no |  |  | no |  |  | 1466496.436 | 15285273.946 |  | -1
node_8103801_200871050 |  |  | PQ | ABCN | 4803.554 | 8103801 | no | no |  |  | no |  |  | 1464152.524 | 15284086.595 |  | -1
node_8103801_200871051 |  |  | PQ | ABCN | 4803.554 | 8103801 | no | no |  |  | no |  |  | 1464311.669 | 15284111.382 |  | -1
node_8103801_200871053 |  |  | PQ | ABCN | 4803.554 | 8103801 | no | no |  |  | no |  |  | 1464660.79 | 15284171.939 |  | -1
node_8103801_200871059 |  |  | PQ | ABCN | 4803.554 | 8103801 | no | no |  |  | no |  |  | 1464944.566 | 15284145.693 |  | -1
node_8103801_200871060 |  |  | PQ | ABCN | 4803.554 | 8103801 | no | no |  |  | no |  |  | 1465219.133 | 15284128.993 |  | -1
node_8103801_200871061 |  |  | PQ | ABCN | 4803.554 | 8103801 | no | no |  |  | no |  |  | 1464193.181 | 15283968.461 |  | -1
node_8103801_200871062 |  |  | PQ | ABCN | 4803.554 | 8103801 | no | no |  |  | no |  |  | 1464231.288 | 15283899.208 |  | -1
node_8103801_200871063 |  |  | PQ | ABCN | 4803.554 | 8103801 | no | no |  |  | no |  |  | 1464320.927 | 15283807.695 |  | -1
node_8103801_200871064 |  |  | PQ | ABCN | 4803.554 | 8103801 | no | no |  |  | no |  |  | 1464431.623 | 15283700.484 |  | -1
node_8103801_200871065 |  |  | PQ | AN | 4803.554 | 8103801 | no | no |  |  | no |  |  | 1468891.642 | 15282148.281 |  | -1
node_8103801_200871066 |  |  | PQ | AN | 4803.554 | 8103801 | no | no |  |  | no |  |  | 1469129.044 | 15282048.297 |  | -1
node_8103801_200871068 |  |  | PQ | ABCN | 4803.554 | 8103801 | no | no |  |  | no |  |  | 1466879.446 | 15283058.152 |  | -1
node_8103801_200871069 |  |  | PQ | AN | 4803.554 | 8103801 | no | no |  |  | no |  |  | 1468272.919 | 15282235.398 |  | -1
node_8103801_200871070 |  |  | PQ | AN | 4803.554 | 8103801 | no | no |  |  | no |  |  | 1468371.264 | 15282172.556 |  | -1
node_8103801_200871072 |  |  | PQ | AN | 4803.554 | 8103801 | no | no |  |  | no |  |  | 1468578.951 | 15282104.279 |  | -1
node_8103801_200871073 |  |  | PQ | AN | 4803.554 | 8103801 | no | no |  |  | no |  |  | 1468562.202 | 15281975.243 |  | -1
node_8103801_200871074 |  |  | PQ | AN | 4803.554 | 8103801 | no | no |  |  | no |  |  | 1468624.596 | 15281837.001 |  | -1
node_8103801_200871075 |  |  | PQ | AN | 4803.554 | 8103801 | no | no |  |  | no |  |  | 1468706.565 | 15281662.677 |  | -1
node_8103801_200871076 |  |  | PQ | AN | 4803.554 | 8103801 | no | no |  |  | no |  |  | 1468795.516 | 15281458.227 |  | -1
node_8103801_200871077 |  |  | PQ | AN | 4803.554 | 8103801 | no | no |  |  | no |  |  | 1468874.413 | 15281274.995 |  | -1
node_8103801_200871079 |  |  | PQ | AN | 4803.554 | 8103801 | no | no |  |  | no |  |  | 1468911.066 | 15281167.966 |  | -1
node_8103801_200871081 |  |  | PQ | ABCN | 4803.554 | 8103801 | no | no |  |  | no |  |  | 1466970.076 | 15283046.889 |  | -1
node_8103801_200871082 |  |  | PQ | AN | 4803.554 | 8103801 | no | no |  |  | no |  |  | 1469079.439 | 15280770.83 |  | -1
node_8103801_200871083 |  |  | PQ | ABCN | 4803.554 | 8103801 | no | no |  |  | no |  |  | 1467108.384 | 15283032.769 |  | -1
node_8103801_200871084 |  |  | PQ | ABCN | 4803.554 | 8103801 | no | no |  |  | no |  |  | 1467225.767 | 15283022.732 |  | -1
node_8103801_200871085 |  |  | PQ | ABCN | 4803.554 | 8103801 | no | no |  |  | no |  |  | 1467323.114 | 15283015.582 |  | -1
node_8103801_200871087 |  |  | PQ | ABCN | 4803.554 | 8103801 | no | no |  |  | no |  |  | 1467827.093 | 15282550.547 |  | -1
node_8103801_200871089 |  |  | PQ | ABCN | 4803.554 | 8103801 | no | no |  |  | no |  |  | 1467878.565 | 15282501.467 |  | -1
node_8103801_200871092 |  |  | PQ | ABCN | 4803.554 | 8103801 | no | no |  |  | no |  |  | 1468071.745 | 15282368.041 |  | -1
node_8103801_200871093 |  |  | PQ | ABN | 4803.554 | 8103801 | no | no |  |  | no |  |  | 1468162.43 | 15282303.957 |  | -1
node_8103801_200871094 |  |  | PQ | ABN | 4803.554 | 8103801 | no | no |  |  | no |  |  | 1468160.886 | 15282257.405 |  | -1
node_8103801_200871095 |  |  | PQ | ABN | 4803.554 | 8103801 | no | no |  |  | no |  |  | 1468171.455 | 15282048.649 |  | -1
node_8103801_200871097 |  |  | PQ | ABCN | 4803.554 | 8103801 | no | no |  |  | no |  |  | 1466887.39 | 15283126.93 |  | -1
node_8103801_200871098 |  |  | PQ | ABCN | 4803.554 | 8103801 | no | no |  |  | no |  |  | 1466849.71 | 15282848.924 |  | -1
node_8103801_200871099 |  |  | PQ | ABCN | 4803.554 | 8103801 | no | no |  |  | no |  |  | 1466769.719 | 15282673.624 |  | -1
node_8103801_200871100 |  |  | PQ | ABCN | 4803.554 | 8103801 | no | no |  |  | no |  |  | 1466691.637 | 15282508.56 |  | -1
node_8103801_200871101 |  |  | PQ | ABCN | 4803.554 | 8103801 | no | no |  |  | no |  |  | 1466622.79 | 15282335.735 |  | -1
node_8103801_200871102 |  |  | PQ | ABCN | 4803.554 | 8103801 | no | no |  |  | no |  |  | 1466453.077 | 15282019.062 |  | -1
node_8103801_200871103 |  |  | PQ | AN | 4803.554 | 8103801 | no | no |  |  | no |  |  | 1466198.4 | 15286896.831 |  | -1
node_8103801_200871104 |  |  | PQ | AN | 4803.554 | 8103801 | no | no |  |  | no |  |  | 1466527.634 | 15287029.237 |  | -1
node_8103801_200871106 |  |  | PQ | AN | 4803.554 | 8103801 | no | no |  |  | no |  |  | 1466765.904 | 15287057.176 |  | -1
node_8103801_200871109 |  |  | PQ | ABCN | 4803.554 | 8103801 | no | no |  |  | no |  |  | 1466543.48 | 15286099.745 |  | -1
node_8103801_200871110 |  |  | PQ | ABCN | 4803.554 | 8103801 | no | no |  |  | no |  |  | 1466567.428 | 15286133.211 |  | -1
node_8103801_200871111 |  |  | PQ | ABCN | 4803.554 | 8103801 | no | no |  |  | no |  |  | 1466704.208 | 15286219.909 |  | -1
node_8103801_200871112 |  |  | PQ | ABCN | 4803.554 | 8103801 | no | no |  |  | no |  |  | 1466834.754 | 15286297.23 |  | -1
node_8103801_200871113 |  |  | PQ | ABCN | 4803.554 | 8103801 | no | no |  |  | no |  |  | 1466472.273 | 15286209.049 |  | -1
node_8103801_200871114 |  |  | PQ | ABCN | 4803.554 | 8103801 | no | no |  |  | no |  |  | 1466417.826 | 15286294.32 |  | -1
node_8103801_200871115 |  |  | PQ | ABCN | 4803.554 | 8103801 | no | no |  |  | no |  |  | 1466219.618 | 15286472.652 |  | -1
node_8103801_200871118 |  |  | PQ | ABCN | 4803.554 | 8103801 | no | no |  |  | no |  |  | 1466207.319 | 15286695.235 |  | -1
node_8103801_200871120 |  |  | PQ | ABCN | 4803.554 | 8103801 | no | no |  |  | no |  |  | 1466154.662 | 15286895.188 |  | -1
node_8103801_200871121 |  |  | PQ | ABCN | 4803.554 | 8103801 | no | no |  |  | no |  |  | 1466095.169 | 15287159.373 |  | -1
node_8103801_200871122 |  |  | PQ | ABCN | 4803.554 | 8103801 | no | no |  |  | no |  |  | 1466676.643 | 15285894.187 |  | -1
node_8103801_200871124 |  |  | PQ | ABCN | 4803.554 | 8103801 | no | no |  |  | no |  |  | 1466831.163 | 15286011.983 |  | -1
node_8103801_200871125 |  |  | PQ | ABCN | 4803.554 | 8103801 | no | no |  |  | no |  |  | 1466900.319 | 15284939.814 |  | -1
node_8103801_200871126 |  |  | PQ | ABCN | 4803.554 | 8103801 | no | no |  |  | no |  |  | 1466875.254 | 15284760.447 |  | -1
node_8103801_200871127 |  |  | PQ | ABCN | 4803.554 | 8103801 | no | no |  |  | no |  |  | 1466862.425 | 15284674.325 |  | -1
node_8103801_200871128 |  |  | PQ | ABCN | 4803.554 | 8103801 | no | no |  |  | no |  |  | 1466844.85 | 15284541.966 |  | -1
node_8103801_200871129 |  |  | PQ | ABCN | 4803.554 | 8103801 | no | no |  |  | no |  |  | 1466823.485 | 15284426.005 |  | -1
node_8103801_200871130 |  |  | PQ | ABCN | 4803.554 | 8103801 | no | no |  |  | no |  |  | 1466816.431 | 15284331.112 |  | -1
node_8103801_200871131 |  |  | PQ | ABCN | 4803.554 | 8103801 | no | no |  |  | no |  |  | 1466793.465 | 15284178.167 |  | -1
node_8103801_200871132 |  |  | PQ | ABCN | 4803.554 | 8103801 | no | no |  |  | no |  |  | 1466774.421 | 15284094.42 |  | -1
node_8103801_200871134 |  |  | PQ | ABCN | 4803.554 | 8103801 | no | no |  |  | no |  |  | 1466759.9 | 15283981.723 |  | -1
node_8103801_200871135 |  |  | PQ | ABCN | 4803.554 | 8103801 | no | no |  |  | no |  |  | 1466753.769 | 15283925.648 |  | -1
node_8103801_200871136 |  |  | PQ | ABCN | 4803.554 | 8103801 | no | no |  |  | no |  |  | 1466746.341 | 15285800.305 |  | -1
node_8103801_200871137 |  |  | PQ | ABCN | 4803.554 | 8103801 | no | no |  |  | no |  |  | 1466737.785 | 15283809.275 |  | -1
node_8103801_200871138 |  |  | PQ | ABCN | 4803.554 | 8103801 | no | no |  |  | no |  |  | 1466720.632 | 15283682.983 |  | -1
node_8103801_200871139 |  |  | PQ | ABCN | 4803.554 | 8103801 | no | no |  |  | no |  |  | 1466658.766 | 15283582.344 |  | -1
node_8103801_200871140 |  |  | PQ | ABCN | 4803.554 | 8103801 | no | no |  |  | no |  |  | 1466690.911 | 15283551.272 |  | -1
node_8103801_200871146 |  |  | PQ | AN | 4803.554 | 8103801 | no | no |  |  | no |  |  | 1466541.326 | 15283098.989 |  | -1
node_8103801_200871147 |  |  | PQ | AN | 4803.554 | 8103801 | no | no |  |  | no |  |  | 1466497.6 | 15282989.252 |  | -1
node_8103801_200871148 |  |  | PQ | AN | 4803.554 | 8103801 | no | no |  |  | no |  |  | 1466406.874 | 15282772.199 |  | -1
node_8103801_200871150 |  |  | PQ | ABCN | 4803.554 | 8103801 | no | no |  |  | no |  |  | 1466810.573 | 15285697.683 |  | -1
node_8103801_200871156 |  |  | PQ | ABCN | 4803.554 | 8103801 | no | no |  |  | no |  |  | 1466362.794 | 15282054.684 |  | -1
node_8103801_200871158 |  |  | PQ | ABCN | 4803.554 | 8103801 | no | no |  |  | no |  |  | 1466367.144 | 15281815.366 |  | -1
node_8103801_200871159 |  |  | PQ | ABCN | 4803.554 | 8103801 | no | no |  |  | no |  |  | 1466414.393 | 15281764.852 |  | -1
node_8103801_200871161 |  |  | PQ | ABCN | 4803.554 | 8103801 | no | no |  |  | no |  |  | 1466309.576 | 15281679.501 |  | -1
node_8103801_200871162 |  |  | PQ | ABCN | 4803.554 | 8103801 | no | no |  |  | no |  |  | 1466266.056 | 15281666.477 |  | -1
node_8103801_200871163 |  |  | PQ | ABCN | 4803.554 | 8103801 | no | no |  |  | no |  |  | 1466255.589 | 15281542.657 |  | -1
node_8103801_200871164 |  |  | PQ | ABCN | 4803.554 | 8103801 | no | no |  |  | no |  |  | 1466421.773 | 15281523.347 |  | -1
node_8103801_200871166 |  |  | PQ | ABCN | 4803.554 | 8103801 | no | no |  |  | no |  |  | 1466917.166 | 15285522.258 |  | -1
node_8103801_200871168 |  |  | PQ | ABCN | 4803.554 | 8103801 | no | no |  |  | no |  |  | 1466933.535 | 15285435.697 |  | -1
node_8103801_200871169 |  |  | PQ | ABCN | 4803.554 | 8103801 | no | no |  |  | no |  |  | 1466926.234 | 15285323.018 |  | -1
node_8103801_200871170 |  |  | PQ | ABCN | 4803.554 | 8103801 | no | no |  |  | no |  |  | 1466925.453 | 15285227.395 |  | -1
node_8103801_200871171 |  |  | PQ | ABCN | 4803.554 | 8103801 | no | no |  |  | no |  |  | 1466921.631 | 15285149.047 |  | -1
node_8103801_200871173 |  |  | PQ | ABCN | 4803.554 | 8103801 | no | no |  |  | no |  |  | 1466382.985 | 15285905.06 |  | -1
node_8103801_200871174 |  |  | PQ | ABCN | 4803.554 | 8103801 | no | no |  |  | no |  |  | 1466558.745 | 15285799.126 |  | -1
node_8103801_200871175 |  |  | PQ | ABCN | 4803.554 | 8103801 | no | no |  |  | no |  |  | 1465733.384 | 15285243.648 |  | -1
node_8103801_200871176 |  |  | PQ | ABCN | 4803.554 | 8103801 | no | no |  |  | no |  |  | 1465635.566 | 15285176.587 |  | -1
node_8103801_200871177 |  |  | PQ | ABCN | 4803.554 | 8103801 | no | no |  |  | no |  |  | 1465515.993 | 15285090.576 |  | -1
node_8103801_200871178 |  |  | PQ | ABCN | 4803.554 | 8103801 | no | no |  |  | no |  |  | 1465440.703 | 15285030.016 |  | -1
node_8103801_200871179 |  |  | PQ | ABCN | 4803.554 | 8103801 | no | no |  |  | no |  |  | 1465341.171 | 15284950.67 |  | -1
node_8103801_200871180 |  |  | PQ | ABCN | 4803.554 | 8103801 | no | no |  |  | no |  |  | 1465335.759 | 15284916.08 |  | -1
node_8103801_200871181 |  |  | PQ | ABCN | 4803.554 | 8103801 | no | no |  |  | no |  |  | 1465456.932 | 15284755.292 |  | -1
node_8103801_200871182 |  |  | PQ | ABCN | 4803.554 | 8103801 | no | no |  |  | no |  |  | 1465527.568 | 15284674.195 |  | -1
node_8103801_200871183 |  |  | PQ | ABCN | 4803.554 | 8103801 | no | no |  |  | no |  |  | 1465235.677 | 15284903.139 |  | -1
node_8103801_200871184 |  |  | PQ | ABCN | 4803.554 | 8103801 | no | no |  |  | no |  |  | 1465119.014 | 15284834.687 |  | -1
node_8103801_200871185 |  |  | PQ | ABCN | 4803.554 | 8103801 | no | no |  |  | no |  |  | 1464972.787 | 15284695.007 |  | -1
node_8103801_200871187 |  |  | PQ | ABCN | 4803.554 | 8103801 | no | no |  |  | no |  |  | 1464750.477 | 15284523.033 |  | -1
node_8103801_200871188 |  |  | PQ | ABCN | 4803.554 | 8103801 | no | no |  |  | no |  |  | 1464766.703 | 15284489.393 |  | -1
node_8103801_200871189 |  |  | PQ | ABCN | 4803.554 | 8103801 | no | no |  |  | no |  |  | 1466506.298 | 15285764.231 |  | -1
node_8103801_200871190 |  |  | PQ | ABCN | 4803.554 | 8103801 | no | no |  |  | no |  |  | 1464596.078 | 15284424.916 |  | -1
node_8103801_200871191 |  |  | PQ | ABCN | 4803.554 | 8103801 | no | no |  |  | no |  |  | 1464484.734 | 15284362.622 |  | -1
node_8103801_200871192 |  |  | PQ | ABCN | 4803.554 | 8103801 | no | no |  |  | no |  |  | 1464331.918 | 15284301.955 |  | -1
node_8103801_200871193 |  |  | PQ | ABCN | 4803.554 | 8103801 | no | no |  |  | no |  |  | 1464215.019 | 15284257.367 |  | -1
node_8103801_200871194 |  |  | PQ | ABCN | 4803.554 | 8103801 | no | no |  |  | no |  |  | 1464042.281 | 15284158.29 |  | -1
node_8103801_200871195 |  |  | PQ | ABCN | 4803.554 | 8103801 | no | no |  |  | no |  |  | 1466443.365 | 15285712.155 |  | -1
node_8103801_200871196 |  |  | PQ | ABCN | 4803.554 | 8103801 | no | no |  |  | no |  |  | 1466330.735 | 15285652.772 |  | -1
node_8103801_200871197 |  |  | PQ | ABCN | 4803.554 | 8103801 | no | no |  |  | no |  |  | 1466246.811 | 15285588.364 |  | -1
node_8103801_200871198 |  |  | PQ | ABCN | 4803.554 | 8103801 | no | no |  |  | no |  |  | 1466140.745 | 15285514.231 |  | -1
node_8103801_200871199 |  |  | PQ | ABCN | 4803.554 | 8103801 | no | no |  |  | no |  |  | 1466046.949 | 15285449.796 |  | -1
node_8103801_200871200 |  |  | PQ | ABCN | 4803.554 | 8103801 | no | no |  |  | no |  |  | 1465949.311 | 15285386.637 |  | -1
node_8103801_200871201 |  |  | PQ | ABCN | 4803.554 | 8103801 | no | no |  |  | no |  |  | 1465845.261 | 15285313.654 |  | -1
node_8103801_200871206 |  |  | PQ | ABCN | 4803.554 | 8103801 | no | no |  |  | no |  |  | 1466630.911 | 15284121.327 |  | -1
node_8103801_200871207 |  |  | PQ | ABCN | 4803.554 | 8103801 | no | no |  |  | no |  |  | 1466471.926 | 15284147.273 |  | -1
node_8103801_200871208 |  |  | PQ | ABCN | 4803.554 | 8103801 | no | no |  |  | no |  |  | 1466476.585 | 15284069.711 |  | -1
node_8103801_200871209 |  |  | PQ | ABCN | 4803.554 | 8103801 | no | no |  |  | no |  |  | 1466462.725 | 15283971.522 |  | -1
node_8103801_200871210 |  |  | PQ | ABCN | 4803.554 | 8103801 | no | no |  |  | no |  |  | 1466282.289 | 15284176.638 |  | -1
node_8103801_200871211 |  |  | PQ | ABCN | 4803.554 | 8103801 | no | no |  |  | no |  |  | 1466091.91 | 15284209.69 |  | -1
node_8103801_200871214 |  |  | PQ | AN | 4803.554 | 8103801 | no | no |  |  | no |  |  | 1465444.056 | 15283615.536 |  | -1
node_8103801_200871215 |  |  | PQ | AN | 4803.554 | 8103801 | no | no |  |  | no |  |  | 1465331.641 | 15283634.663 |  | -1
node_8103801_200871216 |  |  | PQ | AN | 4803.554 | 8103801 | no | no |  |  | no |  |  | 1465211.392 | 15283645.051 |  | -1
node_8103801_200871218 |  |  | PQ | ABCN | 4803.554 | 8103801 | no | no |  |  | no |  |  | 1465051.572 | 15283632.314 |  | -1
node_8103801_200871220 |  |  | PQ | ABCN | 4803.554 | 8103801 | no | no |  |  | no |  |  | 1464885.864 | 15283612.503 |  | -1
node_8103801_200871221 |  |  | PQ | ABCN | 4803.554 | 8103801 | no | no |  |  | no |  |  | 1464781.31 | 15283597.466 |  | -1
node_8103801_200871222 |  |  | PQ | ABCN | 4803.554 | 8103801 | no | no |  |  | no |  |  | 1464700.771 | 15283583.354 |  | -1
node_8103801_200871225 |  |  | PQ | AN | 4803.554 | 8103801 | no | no |  |  | no |  |  | 1466296.675 | 15283501.773 |  | -1
node_8103801_200871226 |  |  | PQ | AN | 4803.554 | 8103801 | no | no |  |  | no |  |  | 1466171.458 | 15283515.93 |  | -1
node_8103801_200871227 |  |  | PQ | AN | 4803.554 | 8103801 | no | no |  |  | no |  |  | 1466058.574 | 15283532.892 |  | -1
node_8103801_200871228 |  |  | PQ | AN | 4803.554 | 8103801 | no | no |  |  | no |  |  | 1465956.335 | 15283549.268 |  | -1
node_8103801_200871229 |  |  | PQ | AN | 4803.554 | 8103801 | no | no |  |  | no |  |  | 1465817.686 | 15283565.234 |  | -1
node_8103801_200871230 |  |  | PQ | AN | 4803.554 | 8103801 | no | no |  |  | no |  |  | 1465688.952 | 15283581.4 |  | -1
node_8103801_200871231 |  |  | PQ | AN | 4803.554 | 8103801 | no | no |  |  | no |  |  | 1465710.495 | 15283659.27 |  | -1
node_8103801_200871233 |  |  | PQ | AN | 4803.554 | 8103801 | no | no |  |  | no |  |  | 1465590.066 | 15283597.222 |  | -1
node_8103801_200871239 |  |  | PQ | AN | 4803.554 | 8103801 | no | no |  |  | no |  |  | 1465941.667 | 15281299.758 |  | -1
node_8103801_200871240 |  |  | PQ | ABCN | 4803.554 | 8103801 | no | no |  |  | no |  |  | 1466225.579 | 15281541.447 |  | -1
node_8103801_200871241 |  |  | PQ | ABCN | 4803.554 | 8103801 | no | no |  |  | no |  |  | 1466082.603 | 15281511.941 |  | -1
node_8103801_200871242 |  |  | PQ | ABCN | 4803.554 | 8103801 | no | no |  |  | no |  |  | 1465923.107 | 15281480.241 |  | -1
node_8103801_200871246 |  |  | PQ | ABCN | 4803.554 | 8103801 | no | no |  |  | no |  |  | 1465799.531 | 15281437.232 |  | -1
node_8103801_200871247 |  |  | PQ | ABCN | 4803.554 | 8103801 | no | no |  |  | no |  |  | 1465879.516 | 15281211.693 |  | -1
node_8103801_200871249 |  |  | PQ | ABCN | 4803.554 | 8103801 | no | no |  |  | no |  |  | 1465675.767 | 15281462.565 |  | -1
node_8103801_200871251 |  |  | PQ | ABCN | 4803.554 | 8103801 | no | no |  |  | no |  |  | 1465442.245 | 15281362.006 |  | -1
node_8103801_200871252 |  |  | PQ | ABCN | 4803.554 | 8103801 | no | no |  |  | no |  |  | 1465305.242 | 15281218.58 |  | -1
node_8103801_200871265 |  |  | PQ | AN | 4803.554 | 8103801 | no | no |  |  | no |  |  | 1465905.685 | 15283459.32 |  | -1
node_8103801_200871266 |  |  | PQ | AN | 4803.554 | 8103801 | no | no |  |  | no |  |  | 1465884.917 | 15283337.372 |  | -1
node_8103801_200871268 |  |  | PQ | AN | 4803.554 | 8103801 | no | no |  |  | no |  |  | 1465865.91 | 15283212.951 |  | -1
node_8103801_200871269 |  |  | PQ | AN | 4803.554 | 8103801 | no | no |  |  | no |  |  | 1465841.859 | 15283084.865 |  | -1
node_8103801_200871270 |  |  | PQ | AN | 4803.554 | 8103801 | no | no |  |  | no |  |  | 1465829.205 | 15283010.359 |  | -1
node_8103801_200871271 |  |  | PQ | AN | 4803.554 | 8103801 | no | no |  |  | no |  |  | 1465811.101 | 15282877.561 |  | -1
node_8103801_200871278 |  |  | PQ | AN | 4803.554 | 8103801 | no | no |  |  | no |  |  | 1466000.868 | 15283982.702 |  | -1
node_8103801_200871280 |  |  | PQ | AN | 4803.554 | 8103801 | no | no |  |  | no |  |  | 1466011.505 | 15284099.337 |  | -1
node_8103801_200871281 |  |  | PQ | AN | 4803.554 | 8103801 | no | no |  |  | no |  |  | 1466037.291 | 15284237.984 |  | -1
node_8103801_200871284 |  |  | PQ | AN | 4803.554 | 8103801 | no | no |  |  | no |  |  | 1465057.19 | 15283450.263 |  | -1
node_8103801_200871285 |  |  | PQ | AN | 4803.554 | 8103801 | no | no |  |  | no |  |  | 1465051.596 | 15283326.306 |  | -1
node_8103801_200871286 |  |  | PQ | AN | 4803.554 | 8103801 | no | no |  |  | no |  |  | 1465046.411 | 15283206.918 |  | -1
node_8103801_200871287 |  |  | PQ | AN | 4803.554 | 8103801 | no | no |  |  | no |  |  | 1465040.617 | 15283135.484 |  | -1
node_8103801_200871289 |  |  | PQ | AN | 4803.554 | 8103801 | no | no |  |  | no |  |  | 1466332.231 | 15283620.884 |  | -1
node_8103801_200871291 |  |  | PQ | AN | 4803.554 | 8103801 | no | no |  |  | no |  |  | 1466351.625 | 15283752.45 |  | -1
node_8103801_200908078 |  |  | PQ | ABCN | 4803.554 | 8103801 | no | no |  |  | no |  |  | 1465095.675 | 15281009.116 |  | -1
node_8103801_200940783 |  |  | PQ | AN | 4803.554 | 8103801 | no | no |  |  | no |  |  | 1478793.374 | 15300535.057 |  | -1
node_8103801_200942799 |  |  | PQ | AN | 4803.554 | 8103801 | no | no |  |  | no |  |  | 1491923.571 | 15302962.469 |  | -1
node_8103801_200948619 |  |  | PQ | AN | 4803.554 | 8103801 | no | no |  |  | no |  |  | 1480133.791 | 15283014.099 |  | -1
node_8103801_200948620 |  |  | PQ | AN | 4803.554 | 8103801 | no | no |  |  | no |  |  | 1480253.691 | 15283004.343 |  | -1
node_8103801_200955940 |  |  | PQ | ABCN | 4803.554 | 8103801 | no | no |  |  | no |  |  | 1466614.319 | 15285986.071 |  | -1
node_8103801_200961230 |  |  | PQ | AN | 4803.554 | 8103801 | no | no |  |  | no |  |  | 1470306.522 | 15288233.637 |  | -1
node_8103801_200961398 |  |  | PQ | AN | 4803.554 | 8103801 | no | no |  |  | no |  |  | 1470670.999 | 15291839.923 |  | -1
node_8103801_200962646 |  |  | PQ | AN | 4803.554 | 8103801 | no | no |  |  | no |  |  | 1477106.751 | 15277464.043 |  | -1
node_8103801_200962821 |  |  | PQ | AN | 4803.554 | 8103801 | no | no |  |  | no |  |  | 1472320.783 | 15300414.431 |  | -1
node_8103801_200965020 |  |  | PQ | AN | 4803.554 | 8103801 | no | no |  |  | no |  |  | 1474150.16 | 15276109.119 |  | -1
node_8103801_200972031 |  |  | PQ | AN | 4803.554 | 8103801 | no | no |  |  | no |  |  | 1487502.226 | 15302759.051 |  | -1
node_8103801_200972272 |  |  | PQ | AN | 4803.554 | 8103801 | no | no |  |  | no |  |  | 1471892.02 | 15301562.078 |  | -1
node_8103801_200972400 |  |  | PQ | AN | 4803.554 | 8103801 | no | no |  |  | no |  |  | 1478810.131 | 15288729.026 |  | -1
node_8103801_200972411 |  |  | PQ | AN | 4803.554 | 8103801 | no | no |  |  | no |  |  | 1473254.879 | 15296841.237 |  | -1
node_8103801_200972606 |  |  | PQ | AN | 4803.554 | 8103801 | no | no |  |  | no |  |  | 1473507.772 | 15275100.152 |  | -1
node_8103801_200976816 |  |  | PQ | AN | 4803.554 | 8103801 | no | no |  |  | no |  |  | 1473823.387 | 15276188.426 |  | -1
node_8103801_200976817 |  |  | PQ | AN | 4803.554 | 8103801 | no | no |  |  | no |  |  | 1473916.284 | 15276369.156 |  | -1
node_8103801_200976934 |  |  | PQ | AN | 4803.554 | 8103801 | no | no |  |  | no |  |  | 1477713.768 | 15297132.148 |  | -1
node_8103801_200978113 |  |  | PQ | AN | 4803.554 | 8103801 | no | no |  |  | no |  |  | 1477651.07 | 15297336.599 |  | -1
node_8103801_200982881 |  |  | PQ | AN | 4803.554 | 8103801 | no | no |  |  | no |  |  | 1471260.31 | 15291592.693 |  | -1
node_8103801_201003802 |  |  | PQ | AN | 4803.554 | 8103801 | no | no |  |  | no |  |  | 1472161.87 | 15277197.488 |  | -1
node_8103801_201008937 |  |  | PQ | AN | 4803.554 | 8103801 | no | no |  |  | no |  |  | 1476808.014 | 15298743.439 |  | -1
node_8103801_201014317 |  |  | PQ | AN | 4803.554 | 8103801 | no | no |  |  | no |  |  | 1476706.989 | 15290633.102 |  | -1
node_8103801_201014318 |  |  | PQ | AN | 4803.554 | 8103801 | no | no |  |  | no |  |  | 1477354.998 | 15290983.058 |  | -1
node_8103801_201014321 |  |  | PQ | AN | 4803.554 | 8103801 | no | no |  |  | no |  |  | 1477760.219 | 15289249.095 |  | -1
node_8103801_201014322 |  |  | PQ | AN | 4803.554 | 8103801 | no | no |  |  | no |  |  | 1478615.605 | 15289663.689 |  | -1
node_8103801_201014323 |  |  | PQ | AN | 4803.554 | 8103801 | no | no |  |  | no |  |  | 1478970.747 | 15290209.956 |  | -1
node_8103801_201014324 |  |  | PQ | AN | 4803.554 | 8103801 | no | no |  |  | no |  |  | 1477667.415 | 15291138.754 |  | -1
node_8103801_201014331 |  |  | PQ | AN | 4803.554 | 8103801 | no | no |  |  | no |  |  | 1478367.432 | 15289505.098 |  | -1
node_8103801_201014332 |  |  | PQ | AN | 4803.554 | 8103801 | no | no |  |  | no |  |  | 1478729.683 | 15289837.62 |  | -1
node_8103801_201014333 |  |  | PQ | AN | 4803.554 | 8103801 | no | no |  |  | no |  |  | 1477831.099 | 15290009.35 |  | -1
node_8103801_201014334 |  |  | PQ | AN | 4803.554 | 8103801 | no | no |  |  | no |  |  | 1477917.337 | 15290223.743 |  | -1
node_8103801_201014505 |  |  | PQ | ABCN | 4803.554 | 8103801 | no | no |  |  | no |  |  | 1465559.076 | 15281388.873 |  | -1
node_8103801_201023333 |  |  | PQ | AN | 4803.554 | 8103801 | no | no |  |  | no |  |  | 1467242.392 | 15301714.467 |  | -1
node_8103801_201025382 |  |  | PQ | AN | 4803.554 | 8103801 | no | no |  |  | no |  |  | 1482554.455 | 15300407.426 |  | -1
node_8103801_201025383 |  |  | PQ | AN | 4803.554 | 8103801 | no | no |  |  | no |  |  | 1482775.797 | 15300657.314 |  | -1
node_8103801_201027880 |  |  | PQ | AN | 4803.554 | 8103801 | no | no |  |  | no |  |  | 1473483.311 | 15276228.003 |  | -1
node_8103801_201038468 |  |  | PQ | AN | 4803.554 | 8103801 | no | no |  |  | no |  |  | 1474602.173 | 15296846.408 |  | -1
node_8103801_201047708 |  |  | PQ | AN | 4803.554 | 8103801 | no | no |  |  | no |  |  | 1462093.169 | 15284291.687 |  | -1
node_8103801_201050993 |  |  | PQ | AN | 4803.554 | 8103801 | no | no |  |  | no |  |  | 1468487.481 | 15282128.522 |  | -1
node_8103801_201059390 |  |  | PQ | AN | 4803.554 | 8103801 | no | no |  |  | no |  |  | 1478890.148 | 15290937.342 |  | -1
node_8103801_201059448 |  |  | PQ | AN | 4803.554 | 8103801 | no | no |  |  | no |  |  | 1479001.665 | 15290546.679 |  | -1
node_8103801_201059449 |  |  | PQ | AN | 4803.554 | 8103801 | no | no |  |  | no |  |  | 1479017.241 | 15290785.078 |  | -1
node_8103801_201062810 |  |  | PQ | AN | 4803.554 | 8103801 | no | no |  |  | no |  |  | 1491730.971 | 15302750.328 |  | -1
node_8103801_201062811 |  |  | PQ | AN | 4803.554 | 8103801 | no | no |  |  | no |  |  | 1491937.295 | 15302295.51 |  | -1
node_8103801_201062812 |  |  | PQ | AN | 4803.554 | 8103801 | no | no |  |  | no |  |  | 1491776.593 | 15302468.944 |  | -1
node_8103801_201062813 |  |  | PQ | AN | 4803.554 | 8103801 | no | no |  |  | no |  |  | 1492196.77 | 15302297.596 |  | -1
node_8103801_201067827 |  |  | PQ | AN | 4803.554 | 8103801 | no | no |  |  | no |  |  | 1465148.778 | 15293783.155 |  | -1
node_8103801_310032779 |  |  | PQ | AN | 4803.554 | 8103801 | no | no |  |  | no |  |  | 1477311.143 | 15291368.53 |  | -1
node_8103801_310032782 |  |  | PQ | AN | 4803.554 | 8103801 | no | no |  |  | no |  |  | 1477220.071 | 15291637.019 |  | -1
node_8103801_310032784 |  |  | PQ | AN | 4803.554 | 8103801 | no | no |  |  | no |  |  | 1476990.255 | 15291671.115 |  | -1
node_8103801_310042057 |  |  | PQ | ABCN | 4803.554 | 8103801 | no | no |  |  | no |  |  | 1464722.499 | 15280465.579 |  | -1
node_8103801_310042064 |  |  | PQ | ABCN | 4803.554 | 8103801 | no | no |  |  | no |  |  | 1464823.108 | 15280640.88 |  | -1
node_8103801_310042065 |  |  | PQ | ABCN | 4803.554 | 8103801 | no | no |  |  | no |  |  | 1464917.9 | 15280768.942 |  | -1
node_8103801_310042074 |  |  | PQ | ABCN | 4803.554 | 8103801 | no | no |  |  | no |  |  | 1465220.143 | 15281122.222 |  | -1
node_8103801_310042150 |  |  | PQ | ABCN | 4803.554 | 8103801 | no | no |  |  | no |  |  | 1465261.765 | 15281160.045 |  | -1
node_8103801_310049462 |  |  | PQ | AN | 4803.554 | 8103801 | no | no |  |  | no |  |  | 1479954.721 | 15281841.107 |  | -1
node_8103801_311881338 |  |  | PQ | AN | 4803.554 | 8103801 | no | no |  |  | no |  |  | 1471097.47 | 15283735.228 |  | -1
node_8103801_311926697 |  |  | PQ | ABCN | 4803.554 | 8103801 | no | no |  |  | no |  |  | 1466070.407 | 15281586.471 |  | -1
node_8103801_311929854 |  |  | PQ | AN | 4803.554 | 8103801 | no | no |  |  | no |  |  | 1471089.208 | 15283236.828 |  | -1
node_8103801_311929858 |  |  | PQ | AN | 4803.554 | 8103801 | no | no |  |  | no |  |  | 1471130.008 | 15283199.528 |  | -1
node_8103801_311929859 |  |  | PQ | AN | 4803.554 | 8103801 | no | no |  |  | no |  |  | 1471344.256 | 15282947.454 |  | -1
node_8103801_311991686 |  |  | PQ | AN | 4803.554 | 8103801 | no | no |  |  | no |  |  | 1491862.877 | 15302265.844 |  | -1
node_8103801_312064971 |  |  | PQ | ABCN | 4803.554 | 8103801 | no | no |  |  | no |  |  | 1466383.104 | 15286229.854 |  | -1
node_8103801_312100812 |  |  | PQ | AN | 4803.554 | 8103801 | no | no |  |  | no |  |  | 1477206.521 | 15291821.314 |  | -1
node_8103801_312100813 |  |  | PQ | AN | 4803.554 | 8103801 | no | no |  |  | no |  |  | 1477150.412 | 15292012.41 |  | -1
node_8103801_312100814 |  |  | PQ | AN | 4803.554 | 8103801 | no | no |  |  | no |  |  | 1476886.756 | 15291882.511 |  | -1
node_8103801_312100815 |  |  | PQ | AN | 4803.554 | 8103801 | no | no |  |  | no |  |  | 1476583.299 | 15291875.985 |  | -1
node_8103801_312100816 |  |  | PQ | AN | 4803.554 | 8103801 | no | no |  |  | no |  |  | 1476277.611 | 15291827.872 |  | -1
node_8103801_312100817 |  |  | PQ | AN | 4803.554 | 8103801 | no | no |  |  | no |  |  | 1476174.113 | 15291707.25 |  | -1
node_8103801_312100856 |  |  | PQ | AN | 4803.554 | 8103801 | no | no |  |  | no |  |  | 1475903.701 | 15291763.777 |  | -1
node_8103801_312105765 |  |  | PQ | AN | 4803.554 | 8103801 | no | no |  |  | no |  |  | 1476211.098 | 15291843.252 |  | -1
node_8103801_312115037 |  |  | PQ | AN | 4803.554 | 8103801 | no | no |  |  | no |  |  | 1480489.23 | 15284916.363 |  | -1
node_8103801_312115038 |  |  | PQ | AN | 4803.554 | 8103801 | no | no |  |  | no |  |  | 1480106.213 | 15284936.591 |  | -1
node_220370673 |  |  | PQ | AN | 4803.554 | 8103801 | no | no |  |  | no |  |  | 1472754.759 | 15276451.361 |  | -1
node_220415607 |  |  | PQ | AN | 4803.554 | 8103801 | no | no |  |  | no |  |  | 1482934.809 | 15300964.659 |  | -1
node_220628175 |  |  | PQ | AN | 4803.554 | 8103801 | no | no |  |  | no |  |  | 1468700.496 | 15282168.723 |  | -1
node_311874214 |  |  | PQ | AN | 4803.554 | 8103801 | no | no |  |  | no |  |  | 1472760.391 | 15276445.789 |  | -1
node_311874589 |  |  | PQ | AN | 4803.554 | 8103801 | no | no |  |  | no |  |  | 1468708.673 | 15282172.049 |  | -1
node_311874636 |  |  | PQ | ABCN | 4803.554 | 8103801 | no | no |  |  | no |  |  | 1464326.818 | 15284113.794 |  | -1
node_312013989 |  |  | PQ | AN | 4803.554 | 8103801 | no | no |  |  | no |  |  | 1482925.048 | 15300961.586 |  | -1
node_SOURCE_8103801 |  |  | SWING | ABCN | 4803.554 | 8103801 | no | no |  |  | no |  |  | 1464457.412 | 15280214.118 |  | -1
node_intto1_8103801_200825484 |  |  | PQ | AN | 4803.554 | 8103801 | no | no |  |  | no |  |  | 1487878.212 | 15304865.73 |  | -1
node_intto1_8103801_200826743 |  |  | PQ | AN | 4803.554 | 8103801 | no | no |  |  | no |  |  | 1487941.288 | 15304205.507 |  | -1
node_intto1_8103801_200826751 |  |  | PQ | AN | 4803.554 | 8103801 | no | no |  |  | no |  |  | 1489922.61 | 15303420.483 |  | -1
node_intto1_8103801_200867449 |  |  | PQ | AN | 4803.554 | 8103801 | no | no |  |  | no |  |  | 1477463.198 | 15291060.368 |  | -1
node_intto1_8103801_200867461 |  |  | PQ | AN | 4803.554 | 8103801 | no | no |  |  | no |  |  | 1472126.918 | 15276201.258 |  | -1
node_intto1_8103801_200867464 |  |  | PQ | AN | 4803.554 | 8103801 | no | no |  |  | no |  |  | 1472855.197 | 15275841.024 |  | -1
node_intto1_8103801_200867468 |  |  | PQ | AN | 4803.554 | 8103801 | no | no |  |  | no |  |  | 1472748.673 | 15276457.381 |  | -1
node_intto1_8103801_200867498 |  |  | PQ | AN | 4803.554 | 8103801 | no | no |  |  | no |  |  | 1475210.576 | 15276287.181 |  | -1
node_intto1_8103801_200867553 |  |  | PQ | AN | 4803.554 | 8103801 | no | no |  |  | no |  |  | 1480891.106 | 15286627.196 |  | -1
node_intto1_8103801_200867556 |  |  | PQ | AN | 4803.554 | 8103801 | no | no |  |  | no |  |  | 1480530.384 | 15287084.788 |  | -1
node_intto1_8103801_200867573 |  |  | PQ | AN | 4803.554 | 8103801 | no | no |  |  | no |  |  | 1477709.469 | 15290230.138 |  | -1
node_intto1_8103801_200867589 |  |  | PQ | AN | 4803.554 | 8103801 | no | no |  |  | no |  |  | 1474574.441 | 15275939.981 |  | -1
node_intto1_8103801_200867889 |  |  | PQ | AN | 4803.554 | 8103801 | no | no |  |  | no |  |  | 1470807.934 | 15292631.016 |  | -1
node_intto1_8103801_200867932 |  |  | PQ | AN | 4803.554 | 8103801 | no | no |  |  | no |  |  | 1478738.72 | 15299786.884 |  | -1
node_intto1_8103801_200868280 |  |  | PQ | AN | 4803.554 | 8103801 | no | no |  |  | no |  |  | 1470162.646 | 15286702.625 |  | -1
node_intto1_8103801_200868281 |  |  | PQ | AN | 4803.554 | 8103801 | no | no |  |  | no |  |  | 1469815.376 | 15286525.059 |  | -1
node_intto1_8103801_200868286 |  |  | PQ | AN | 4803.554 | 8103801 | no | no |  |  | no |  |  | 1470455.606 | 15291058.075 |  | -1
node_intto1_8103801_200868330 |  |  | PQ | AN | 4803.554 | 8103801 | no | no |  |  | no |  |  | 1474792.331 | 15296258.312 |  | -1
node_intto1_8103801_200868340 |  |  | PQ | AN | 4803.554 | 8103801 | no | no |  |  | no |  |  | 1472094.173 | 15300573.197 |  | -1
node_intto1_8103801_200868342 |  |  | PQ | AN | 4803.554 | 8103801 | no | no |  |  | no |  |  | 1471828.424 | 15300551.923 |  | -1
node_intto1_8103801_200869025 |  |  | PQ | AN | 4803.554 | 8103801 | no | no |  |  | no |  |  | 1465702.676 | 15296520.762 |  | -1
node_intto1_8103801_200869035 |  |  | PQ | AN | 4803.554 | 8103801 | no | no |  |  | no |  |  | 1472095.666 | 15300819.45 |  | -1
node_intto1_8103801_200869107 |  |  | PQ | AN | 4803.554 | 8103801 | no | no |  |  | no |  |  | 1464120.302 | 15300392.289 |  | -1
node_intto1_8103801_200869273 |  |  | PQ | AN | 4803.554 | 8103801 | no | no |  |  | no |  |  | 1467658.351 | 15292452.477 |  | -1
node_intto1_8103801_200869463 |  |  | PQ | AN | 4803.554 | 8103801 | no | no |  |  | no |  |  | 1475083.248 | 15298483.444 |  | -1
node_intto1_8103801_200869473 |  |  | PQ | AN | 4803.554 | 8103801 | no | no |  |  | no |  |  | 1467163.755 | 15300953.211 |  | -1
node_intto1_8103801_200869660 |  |  | PQ | AN | 4803.554 | 8103801 | no | no |  |  | no |  |  | 1469099.015 | 15300729.462 |  | -1
node_intto1_8103801_200869677 |  |  | PQ | AN | 4803.554 | 8103801 | no | no |  |  | no |  |  | 1479651.452 | 15280402.241 |  | -1
node_intto1_8103801_200869795 |  |  | PQ | AN | 4803.554 | 8103801 | no | no |  |  | no |  |  | 1476393.251 | 15298605.317 |  | -1
node_intto1_8103801_200869947 |  |  | PQ | ABCN | 4803.554 | 8103801 | no | no |  |  | no |  |  | 1464456.894 | 15280306.909 |  | -1
node_intto1_8103801_200870057 |  |  | PQ | AN | 4803.554 | 8103801 | no | no |  |  | no |  |  | 1480452.755 | 15284284.365 |  | -1
node_intto1_8103801_200870107 |  |  | PQ | AN | 4803.554 | 8103801 | no | no |  |  | no |  |  | 1472270.896 | 15284420.799 |  | -1
node_intto1_8103801_200870195 |  |  | PQ | AN | 4803.554 | 8103801 | no | no |  |  | no |  |  | 1466211.406 | 15288614.659 |  | -1
node_intto1_8103801_200870308 |  |  | PQ | AN | 4803.554 | 8103801 | no | no |  |  | no |  |  | 1471408.71 | 15292776.467 |  | -1
node_intto1_8103801_200870717 |  |  | PQ | AN | 4803.554 | 8103801 | no | no |  |  | no |  |  | 1476902.077 | 15297097.934 |  | -1
node_intto1_8103801_200870718 |  |  | PQ | AN | 4803.554 | 8103801 | no | no |  |  | no |  |  | 1476938.481 | 15297044.053 |  | -1
node_intto1_8103801_200870751 |  |  | PQ | AN | 4803.554 | 8103801 | no | no |  |  | no |  |  | 1464979.753 | 15300231.182 |  | -1
node_intto1_8103801_200870792 |  |  | PQ | ABN | 4803.554 | 8103801 | no | no |  |  | no |  |  | 1463834.244 | 15284166.22 |  | -1
node_intto1_8103801_200870995 |  |  | PQ | ABCN | 4803.554 | 8103801 | no | no |  |  | no |  |  | 1464402.442 | 15283856.676 |  | -1
node_intto1_8103801_200871019 |  |  | PQ | AN | 4803.554 | 8103801 | no | no |  |  | no |  |  | 1465379.097 | 15281601.409 |  | -1
node_intto1_8103801_200871032 |  |  | PQ | AN | 4803.554 | 8103801 | no | no |  |  | no |  |  | 1465082.321 | 15281330.5 |  | -1
node_intto1_8103801_200871041 |  |  | PQ | AN | 4803.554 | 8103801 | no | no |  |  | no |  |  | 1466359.631 | 15285397.491 |  | -1
node_intto1_8103801_200871060 |  |  | PQ | ABCN | 4803.554 | 8103801 | no | no |  |  | no |  |  | 1465219.133 | 15284128.993 |  | -1
node_intto1_8103801_200871066 |  |  | PQ | AN | 4803.554 | 8103801 | no | no |  |  | no |  |  | 1469129.044 | 15282048.297 |  | -1
node_intto1_8103801_200871074 |  |  | PQ | AN | 4803.554 | 8103801 | no | no |  |  | no |  |  | 1468624.596 | 15281837.001 |  | -1
node_intto1_8103801_200871075 |  |  | PQ | AN | 4803.554 | 8103801 | no | no |  |  | no |  |  | 1468706.565 | 15281662.677 |  | -1
node_intto1_8103801_200871079 |  |  | PQ | AN | 4803.554 | 8103801 | no | no |  |  | no |  |  | 1468911.066 | 15281167.966 |  | -1
node_intto1_8103801_200871081 |  |  | PQ | ABCN | 4803.554 | 8103801 | no | no |  |  | no |  |  | 1466970.076 | 15283046.889 |  | -1
node_intto1_8103801_200871084 |  |  | PQ | ABCN | 4803.554 | 8103801 | no | no |  |  | no |  |  | 1467225.767 | 15283022.732 |  | -1
node_intto1_8103801_200871104 |  |  | PQ | AN | 4803.554 | 8103801 | no | no |  |  | no |  |  | 1466527.634 | 15287029.237 |  | -1
node_intto1_8103801_200871118 |  |  | PQ | ABCN | 4803.554 | 8103801 | no | no |  |  | no |  |  | 1466207.319 | 15286695.235 |  | -1
node_intto1_8103801_200871173 |  |  | PQ | ABCN | 4803.554 | 8103801 | no | no |  |  | no |  |  | 1466382.985 | 15285905.06 |  | -1
node_intto1_8103801_200871180 |  |  | PQ | ABCN | 4803.554 | 8103801 | no | no |  |  | no |  |  | 1465335.759 | 15284916.08 |  | -1
node_intto1_8103801_200871197 |  |  | PQ | ABCN | 4803.554 | 8103801 | no | no |  |  | no |  |  | 1466246.811 | 15285588.364 |  | -1
node_intto1_8103801_200871207 |  |  | PQ | ABCN | 4803.554 | 8103801 | no | no |  |  | no |  |  | 1466471.926 | 15284147.273 |  | -1
node_intto1_8103801_200871215 |  |  | PQ | AN | 4803.554 | 8103801 | no | no |  |  | no |  |  | 1465331.641 | 15283634.663 |  | -1
node_intto1_8103801_200871216 |  |  | PQ | AN | 4803.554 | 8103801 | no | no |  |  | no |  |  | 1465211.392 | 15283645.051 |  | -1
node_intto1_8103801_200871239 |  |  | PQ | AN | 4803.554 | 8103801 | no | no |  |  | no |  |  | 1465941.667 | 15281299.758 |  | -1
node_intto1_8103801_200871240 |  |  | PQ | ABCN | 4803.554 | 8103801 | no | no |  |  | no |  |  | 1466225.579 | 15281541.447 |  | -1
node_intto1_8103801_200871284 |  |  | PQ | AN | 4803.554 | 8103801 | no | no |  |  | no |  |  | 1465057.19 | 15283450.263 |  | -1
node_intto1_8103801_200962646 |  |  | PQ | AN | 4803.554 | 8103801 | no | no |  |  | no |  |  | 1477106.751 | 15277464.043 |  | -1
node_intto1_8103801_200972031 |  |  | PQ | AN | 4803.554 | 8103801 | no | no |  |  | no |  |  | 1487502.226 | 15302759.051 |  | -1
node_intto1_8103801_200972400 |  |  | PQ | AN | 4803.554 | 8103801 | no | no |  |  | no |  |  | 1478810.131 | 15288729.026 |  | -1
node_intto1_8103801_200972411 |  |  | PQ | AN | 4803.554 | 8103801 | no | no |  |  | no |  |  | 1473254.879 | 15296841.237 |  | -1
node_intto1_8103801_200972606 |  |  | PQ | AN | 4803.554 | 8103801 | no | no |  |  | no |  |  | 1473507.772 | 15275100.152 |  | -1
node_intto1_8103801_200982881 |  |  | PQ | AN | 4803.554 | 8103801 | no | no |  |  | no |  |  | 1471260.31 | 15291592.693 |  | -1
node_intto1_8103801_201014331 |  |  | PQ | AN | 4803.554 | 8103801 | no | no |  |  | no |  |  | 1478367.432 | 15289505.098 |  | -1
node_intto1_8103801_201062813 |  |  | PQ | AN | 4803.554 | 8103801 | no | no |  |  | no |  |  | 1492196.77 | 15302297.596 |  | -1
node_intto1_8103801_311929854 |  |  | PQ | AN | 4803.554 | 8103801 | no | no |  |  | no |  |  | 1471089.208 | 15283236.828 |  | -1
node_intto1_8103801_312100856 |  |  | PQ | AN | 4803.554 | 8103801 | no | no |  |  | no |  |  | 1475903.701 | 15291763.777 |  | -1
node_intto1_8103801_312105765 |  |  | PQ | AN | 4803.554 | 8103801 | no | no |  |  | no |  |  | 1476211.098 | 15291843.252 |  | -1
node_intto1_220370673 |  |  | PQ | AN | 4803.554 | 8103801 | no | no |  |  | no |  |  | 1472754.759 | 15276451.361 |  | -1
node_intto1_220415607 |  |  | PQ | AN | 4803.554 | 8103801 | no | no |  |  | no |  |  | 1482934.809 | 15300964.659 |  | -1
node_intto1_220628175 |  |  | PQ | AN | 4803.554 | 8103801 | no | no |  |  | no |  |  | 1468700.496 | 15282168.723 |  | -1
node_intto1_311874214 |  |  | PQ | AN | 4803.554 | 8103801 | no | no |  |  | no |  |  | 1472760.391 | 15276445.789 |  | -1
node_intto1_311874589 |  |  | PQ | AN | 4803.554 | 8103801 | no | no |  |  | no |  |  | 1468708.673 | 15282172.049 |  | -1
node_intto1_311874636 |  |  | PQ | ABCN | 4803.554 | 8103801 | no | no |  |  | no |  |  | 1464326.818 | 15284113.794 |  | -1
node_intto1_312013989 |  |  | PQ | AN | 4803.554 | 8103801 | no | no |  |  | no |  |  | 1482925.048 | 15300961.586 |  | -1

## overhead_line
data_type | static
owner_type | feeder
owner | 8103801
object | overhead_line
name | groupid | phases | fr | to | length | configuration | dcircuit | selected | monitored | monitored_fields | class_monitored_fields | played | played_fields | comments | R | X | B | lim_kw
oh_line_8103801_200825461 |  | AN | node_8103801_200867945 | node_8103801_200825461 | 437.739 | bal_1P_2AC_2AC(N) | 8103801 | no | no |  |  | no |  |  | 0 | 0 | 0 | 0
oh_line_8103801_200825464 |  | AN | node_8103801_201025383 | node_8103801_200825464 | 332.957 | bal_1P_2AC_2AC(N) | 8103801 | no | no |  |  | no |  |  | 0 | 0 | 0 | 0
oh_line_8103801_200825465-1 |  | AN | node_220415607 | node_8103801_200825465 | 154.506 | bal_1P_2AC_2AC(N) | 8103801 | no | no |  |  | no |  |  | 0 | 0 | 0 | 0
oh_line_8103801_200825465-2 |  | AN | node_312013989 | node_intto1_220415607 | 10.233 | bal_1P_2AC_2AC(N) | 8103801 | no | no |  |  | no |  |  | 0 | 0 | 0 | 0
oh_line_8103801_200825465-3 |  | AN | node_8103801_200825464 | node_intto1_312013989 | 8.713 | bal_1P_2AC_2AC(N) | 8103801 | no | no |  |  | no |  |  | 0 | 0 | 0 | 0
oh_line_8103801_200825466 |  | AN | node_8103801_200825465 | node_8103801_200825466 | 609.839 | bal_1P_2AC_2AC(N) | 8103801 | no | no |  |  | no |  |  | 0 | 0 | 0 | 0
oh_line_8103801_200825467 |  | AN | node_8103801_200825466 | node_8103801_200825467 | 422.153 | bal_1P_2AC_2AC(N) | 8103801 | no | no |  |  | no |  |  | 0 | 0 | 0 | 0
oh_line_8103801_200825468 |  | AN | node_8103801_200825467 | node_8103801_200825468 | 425.267 | bal_1P_2AC_2AC(N) | 8103801 | no | no |  |  | no |  |  | 0 | 0 | 0 | 0
oh_line_8103801_200825469 |  | AN | node_8103801_200825468 | node_8103801_200825469 | 321.014 | bal_1P_2AC_2AC(N) | 8103801 | no | no |  |  | no |  |  | 0 | 0 | 0 | 0
oh_line_8103801_200825470 |  | AN | node_8103801_200825469 | node_8103801_200825470 | 314.137 | bal_1P_2AC_2AC(N) | 8103801 | no | no |  |  | no |  |  | 0 | 0 | 0 | 0
oh_line_8103801_200825471 |  | AN | node_8103801_200825470 | node_8103801_200825471 | 278.282 | bal_1P_2AC_2AC(N) | 8103801 | no | no |  |  | no |  |  | 0 | 0 | 0 | 0
oh_line_8103801_200825472 |  | AN | node_8103801_200825471 | node_8103801_200825472 | 289.542 | bal_1P_2AC_2AC(N) | 8103801 | no | no |  |  | no |  |  | 0 | 0 | 0 | 0
oh_line_8103801_200825473 |  | AN | node_8103801_200825472 | node_8103801_200825473 | 264.373 | bal_1P_2AC_2AC(N) | 8103801 | no | no |  |  | no |  |  | 0 | 0 | 0 | 0
oh_line_8103801_200825475 |  | AN | node_8103801_200825473 | node_8103801_200825475 | 471.907 | bal_1P_2AC_2AC(N) | 8103801 | no | no |  |  | no |  |  | 0 | 0 | 0 | 0
oh_line_8103801_200825476 |  | AN | node_8103801_200825475 | node_8103801_200825476 | 425.799 | bal_1P_2AC_2AC(N) | 8103801 | no | no |  |  | no |  |  | 0 | 0 | 0 | 0
oh_line_8103801_200825477 |  | AN | node_8103801_200825476 | node_8103801_200825477 | 460.367 | bal_1P_2AC_2AC(N) | 8103801 | no | no |  |  | no |  |  | 0 | 0 | 0 | 0
oh_line_8103801_200825478 |  | AN | node_8103801_200825477 | node_8103801_200825478 | 357.715 | bal_1P_2AC_2AC(N) | 8103801 | no | no |  |  | no |  |  | 0 | 0 | 0 | 0
oh_line_8103801_200825479 |  | AN | node_8103801_200825478 | node_8103801_200825479 | 285.297 | bal_1P_2AC_2AC(N) | 8103801 | no | no |  |  | no |  |  | 0 | 0 | 0 | 0
oh_line_8103801_200825480 |  | AN | node_8103801_200825479 | node_8103801_200825480 | 312.93 | bal_1P_2AC_2AC(N) | 8103801 | no | no |  |  | no |  |  | 0 | 0 | 0 | 0
oh_line_8103801_200825482 |  | AN | node_8103801_200825480 | node_8103801_200825482 | 127.165 | bal_1P_2AC_2AC(N) | 8103801 | no | no |  |  | no |  |  | 0 | 0 | 0 | 0
oh_line_8103801_200825483 |  | AN | node_8103801_200825482 | node_8103801_200825483 | 455.309 | bal_1P_2AC_2AC(N) | 8103801 | no | no |  |  | no |  |  | 0 | 0 | 0 | 0
oh_line_8103801_200825484 |  | AN | node_8103801_200825483 | node_intto1_8103801_200825484 | 389.38 | bal_1P_2AC_2AC(N) | 8103801 | no | no |  |  | no |  |  | 0 | 0 | 0 | 0
oh_line_8103801_200825485 |  | AN | node_8103801_200825484 | node_8103801_200825485 | 282.441 | bal_1P_2AC_2AC(N) | 8103801 | no | no |  |  | no |  |  | 0 | 0 | 0 | 0
oh_line_8103801_200825486 |  | AN | node_8103801_200825485 | node_8103801_200825486 | 486.86 | bal_1P_2AC_2AC(N) | 8103801 | no | no |  |  | no |  |  | 0 | 0 | 0 | 0
oh_line_8103801_200825487 |  | AN | node_8103801_200825486 | node_8103801_200825487 | 471.258 | bal_1P_2AC_2AC(N) | 8103801 | no | no |  |  | no |  |  | 0 | 0 | 0 | 0
oh_line_8103801_200825488 |  | AN | node_8103801_200825485 | node_8103801_200825488 | 277.069 | bal_1P_2AC_2AC(N) | 8103801 | no | no |  |  | no |  |  | 0 | 0 | 0 | 0
oh_line_8103801_200826256 |  | AN | node_8103801_200825473 | node_8103801_200826256 | 358.117 | bal_1P_2AC_2AC(N) | 8103801 | no | no |  |  | no |  |  | 0 | 0 | 0 | 0
oh_line_8103801_200826257 |  | AN | node_8103801_200826256 | node_8103801_200826257 | 317.275 | bal_1P_2AC_2AC(N) | 8103801 | no | no |  |  | no |  |  | 0 | 0 | 0 | 0
oh_line_8103801_200826258 |  | AN | node_8103801_200826257 | node_8103801_200826258 | 438.421 | bal_1P_2AC_2AC(N) | 8103801 | no | no |  |  | no |  |  | 0 | 0 | 0 | 0
oh_line_8103801_200826259 |  | AN | node_8103801_200826258 | node_8103801_200826259 | 391.872 | bal_1P_2AC_2AC(N) | 8103801 | no | no |  |  | no |  |  | 0 | 0 | 0 | 0
oh_line_8103801_200826260 |  | AN | node_8103801_200826259 | node_8103801_200826260 | 384.242 | bal_1P_2AC_2AC(N) | 8103801 | no | no |  |  | no |  |  | 0 | 0 | 0 | 0
oh_line_8103801_200826261 |  | AN | node_8103801_200826259 | node_8103801_200826261 | 257.937 | bal_1P_2AC_2AC(N) | 8103801 | no | no |  |  | no |  |  | 0 | 0 | 0 | 0
oh_line_8103801_200826262 |  | AN | node_8103801_200826259 | node_8103801_200826262 | 253.451 | bal_1P_2AC_2AC(N) | 8103801 | no | no |  |  | no |  |  | 0 | 0 | 0 | 0
oh_line_8103801_200826263 |  | AN | node_8103801_200826262 | node_8103801_200826263 | 96.642 | bal_1P_1/0AA_1/0AA(N) | 8103801 | no | no |  |  | no |  |  | 0 | 0 | 0 | 0
oh_line_8103801_200826264 |  | AN | node_8103801_200826263 | node_8103801_200826264 | 303.34 | bal_1P_1/0AA_1/0AA(N) | 8103801 | no | no |  |  | no |  |  | 0 | 0 | 0 | 0
oh_line_8103801_200826265 |  | AN | node_8103801_200826264 | node_8103801_200826265 | 303.309 | bal_1P_1/0AA_1/0AA(N) | 8103801 | no | no |  |  | no |  |  | 0 | 0 | 0 | 0
oh_line_8103801_200826266 |  | AN | node_8103801_200826265 | node_8103801_200826266 | 249.889 | bal_1P_1/0AA_1/0AA(N) | 8103801 | no | no |  |  | no |  |  | 0 | 0 | 0 | 0
oh_line_8103801_200826267 |  | AN | node_8103801_200826262 | node_8103801_200826267 | 263.267 | bal_1P_2AC_2AC(N) | 8103801 | no | no |  |  | no |  |  | 0 | 0 | 0 | 0
oh_line_8103801_200826741 |  | AN | node_8103801_200825482 | node_8103801_200826741 | 321.815 | bal_1P_1/0AC_1/0AC(N) | 8103801 | no | no |  |  | no |  |  | 0 | 0 | 0 | 0
oh_line_8103801_200826742 |  | AN | node_8103801_200826752 | node_8103801_200826742 | 295.724 | bal_1P_1/0AA_1/0AA(N) | 8103801 | no | no |  |  | no |  |  | 0 | 0 | 0 | 0
oh_line_8103801_200826743 |  | AN | node_8103801_200826741 | node_intto1_8103801_200826743 | 361.091 | bal_1P_1/0AC_1/0AC(N) | 8103801 | no | no |  |  | no |  |  | 0 | 0 | 0 | 0
oh_line_8103801_200826744 |  | AN | node_8103801_200826743 | node_8103801_200826744 | 424.625 | bal_1P_1/0AA_1/0AA(N) | 8103801 | no | no |  |  | no |  |  | 0 | 0 | 0 | 0
oh_line_8103801_200826745 |  | AN | node_8103801_200826744 | node_8103801_200826745 | 409.691 | bal_1P_1/0AA_1/0AA(N) | 8103801 | no | no |  |  | no |  |  | 0 | 0 | 0 | 0
oh_line_8103801_200826746 |  | AN | node_8103801_200826745 | node_8103801_200826746 | 358.05 | bal_1P_1/0AA_1/0AA(N) | 8103801 | no | no |  |  | no |  |  | 0 | 0 | 0 | 0
oh_line_8103801_200826747 |  | AN | node_8103801_200826746 | node_8103801_200826747 | 204.118 | bal_1P_1/0AA_1/0AA(N) | 8103801 | no | no |  |  | no |  |  | 0 | 0 | 0 | 0
oh_line_8103801_200826748 |  | AN | node_8103801_200826747 | node_8103801_200826748 | 149.799 | bal_1P_1/0AA_1/0AA(N) | 8103801 | no | no |  |  | no |  |  | 0 | 0 | 0 | 0
oh_line_8103801_200826749 |  | AN | node_8103801_200826748 | node_8103801_200826749 | 300.803 | bal_1P_1/0AA_1/0AA(N) | 8103801 | no | no |  |  | no |  |  | 0 | 0 | 0 | 0
oh_line_8103801_200826751 |  | AN | node_8103801_200826749 | node_intto1_8103801_200826751 | 353.021 | bal_1P_1/0AA_1/0AA(N) | 8103801 | no | no |  |  | no |  |  | 0 | 0 | 0 | 0
oh_line_8103801_200826752 |  | AN | node_8103801_200826751 | node_8103801_200826752 | 294.089 | bal_1P_1/0AA_1/0AA(N) | 8103801 | no | no |  |  | no |  |  | 0 | 0 | 0 | 0
oh_line_8103801_200827694 |  | AN | node_8103801_200870311 | node_8103801_200827694 | 561.039 | bal_1P_2AC_2AC(N) | 8103801 | no | no |  |  | no |  |  | 0 | 0 | 0 | 0
oh_line_8103801_200845043 |  | AN | node_8103801_200826742 | node_8103801_200845043 | 248.599 | bal_1P_1/0AA_1/0AA(N) | 8103801 | no | no |  |  | no |  |  | 0 | 0 | 0 | 0
oh_line_8103801_200845044 |  | AN | node_8103801_200845043 | node_8103801_200845044 | 214.82 | bal_1P_1/0AA_1/0AA(N) | 8103801 | no | no |  |  | no |  |  | 0 | 0 | 0 | 0
oh_line_8103801_200845045 |  | AN | node_8103801_200826742 | node_8103801_200845045 | 253.279 | bal_1P_1/0AA_1/0AA(N) | 8103801 | no | no |  |  | no |  |  | 0 | 0 | 0 | 0
oh_line_8103801_200845046 |  | AN | node_8103801_200845045 | node_8103801_200845046 | 274.192 | bal_1P_1/0AA_1/0AA(N) | 8103801 | no | no |  |  | no |  |  | 0 | 0 | 0 | 0
oh_line_8103801_200845047 |  | AN | node_8103801_200845046 | node_8103801_200845047 | 247.027 | bal_1P_1/0AA_1/0AA(N) | 8103801 | no | no |  |  | no |  |  | 0 | 0 | 0 | 0
oh_line_8103801_200845048 |  | AN | node_8103801_200845047 | node_8103801_200845048 | 260.743 | bal_1P_1/0AA_1/0AA(N) | 8103801 | no | no |  |  | no |  |  | 0 | 0 | 0 | 0
oh_line_8103801_200845049 |  | AN | node_8103801_200845046 | node_8103801_200845049 | 265.409 | bal_1P_1/0AA_1/0AA(N) | 8103801 | no | no |  |  | no |  |  | 0 | 0 | 0 | 0
oh_line_8103801_200845050 |  | AN | node_8103801_200845049 | node_8103801_200845050 | 289.584 | bal_1P_1/0AA_1/0AA(N) | 8103801 | no | no |  |  | no |  |  | 0 | 0 | 0 | 0
oh_line_8103801_200845051 |  | AN | node_8103801_200845050 | node_8103801_200845051 | 266.507 | bal_1P_1/0AA_1/0AA(N) | 8103801 | no | no |  |  | no |  |  | 0 | 0 | 0 | 0
oh_line_8103801_200867448 |  | AN | node_8103801_200867574 | node_8103801_200867448 | 283.935 | bal_1P_1/0AA_1/0AA(N) | 8103801 | no | no |  |  | no |  |  | 0 | 0 | 0 | 0
oh_line_8103801_200867449 |  | AN | node_8103801_200867448 | node_intto1_8103801_200867449 | 290.455 | bal_1P_1/0AA_1/0AA(N) | 8103801 | no | no |  |  | no |  |  | 0 | 0 | 0 | 0
oh_line_8103801_200867450 |  | AN | node_8103801_200867452 | node_8103801_200867450 | 100.93 | bal_1P_2AC_2AC(N) | 8103801 | no | no |  |  | no |  |  | 0 | 0 | 0 | 0
oh_line_8103801_200867452 |  | AN | node_8103801_200867453 | node_8103801_200867452 | 392.826 | bal_1P_2AC_2AC(N) | 8103801 | no | no |  |  | no |  |  | 0 | 0 | 0 | 0
oh_line_8103801_200867453 |  | AN | node_8103801_200867454 | node_8103801_200867453 | 379.342 | bal_1P_2AC_2AC(N) | 8103801 | no | no |  |  | no |  |  | 0 | 0 | 0 | 0
oh_line_8103801_200867454 |  | AN | node_8103801_200867455 | node_8103801_200867454 | 174.616 | bal_1P_2AC_2AC(N) | 8103801 | no | no |  |  | no |  |  | 0 | 0 | 0 | 0
oh_line_8103801_200867455 |  | AN | node_8103801_200867456 | node_8103801_200867455 | 403.297 | bal_1P_2AC_2AC(N) | 8103801 | no | no |  |  | no |  |  | 0 | 0 | 0 | 0
oh_line_8103801_200867456 |  | AN | node_8103801_200867458 | node_8103801_200867456 | 287.525 | bal_1P_1/0AA_2AC(N) | 8103801 | no | no |  |  | no |  |  | 0 | 0 | 0 | 0
oh_line_8103801_200867458 |  | AN | node_8103801_200867460 | node_8103801_200867458 | 314.384 | bal_1P_1/0AA_1/0AA(N) | 8103801 | no | no |  |  | no |  |  | 0 | 0 | 0 | 0
oh_line_8103801_200867460 |  | AN | node_8103801_200867461 | node_8103801_200867460 | 295.844 | bal_1P_1/0AA_1/0AA(N) | 8103801 | no | no |  |  | no |  |  | 0 | 0 | 0 | 0
oh_line_8103801_200867461 |  | AN | node_8103801_200867462 | node_intto1_8103801_200867461 | 291.526 | bal_1P_2AC_2AC(N) | 8103801 | no | no |  |  | no |  |  | 0 | 0 | 0 | 0
oh_line_8103801_200867462 |  | AN | node_8103801_200867463 | node_8103801_200867462 | 105.946 | bal_1P_2AC_2AC(N) | 8103801 | no | no |  |  | no |  |  | 0 | 0 | 0 | 0
oh_line_8103801_200867463 |  | AN | node_8103801_200867467 | node_8103801_200867463 | 254.62 | bal_1P_2AC_2AC(N) | 8103801 | no | no |  |  | no |  |  | 0 | 0 | 0 | 0
oh_line_8103801_200867464 |  | AN | node_8103801_200867463 | node_intto1_8103801_200867464 | 535.937 | bal_1P_2AC_2AC(N) | 8103801 | no | no |  |  | no |  |  | 0 | 0 | 0 | 0
oh_line_8103801_200867465 |  | AN | node_8103801_200867464 | node_8103801_200867465 | 316.152 | bal_1P_2AC_2AC(N) | 8103801 | no | no |  |  | no |  |  | 0 | 0 | 0 | 0
oh_line_8103801_200867466 |  | AN | node_8103801_200867465 | node_8103801_200867466 | 332.142 | bal_1P_2AC_2AC(N) | 8103801 | no | no |  |  | no |  |  | 0 | 0 | 0 | 0
oh_line_8103801_200867467 |  | AN | node_8103801_200867468 | node_8103801_200867467 | 75.217 | bal_1P_2AC_2AC(N) | 8103801 | no | no |  |  | no |  |  | 0 | 0 | 0 | 0
oh_line_8103801_200867468 |  | AN | node_8103801_200870268 | node_intto1_8103801_200867468 | 194.921 | bal_1P_2AC_2AC(N) | 8103801 | no | no |  |  | no |  |  | 0 | 0 | 0 | 0
oh_line_8103801_200867469 |  | AN | node_8103801_200867468 | node_8103801_200867469 | 218.735 | bal_1P_1/0AA_1/0AA(N) | 8103801 | no | no |  |  | no |  |  | 0 | 0 | 0 | 0
oh_line_8103801_200867470 |  | AN | node_8103801_200867469 | node_8103801_200867470 | 158.139 | bal_1P_1/0AA_1/0AA(N) | 8103801 | no | no |  |  | no |  |  | 0 | 0 | 0 | 0
oh_line_8103801_200867471-1 |  | AN | node_311874214 | node_8103801_200867471 | 177.097 | bal_1P_2AC_2AC(N) | 8103801 | no | no |  |  | no |  |  | 0 | 0 | 0 | 0
oh_line_8103801_200867471-2 |  | AN | node_220370673 | node_intto1_311874214 | 7.923 | bal_1P_2AC_2AC(N) | 8103801 | no | no |  |  | no |  |  | 0 | 0 | 0 | 0
oh_line_8103801_200867471-3 |  | AN | node_8103801_200867468 | node_intto1_220370673 | 8.56 | bal_1P_2AC_2AC(N) | 8103801 | no | no |  |  | no |  |  | 0 | 0 | 0 | 0
oh_line_8103801_200867474 |  | AN | node_8103801_200867471 | node_8103801_200867474 | 353.461 | bal_1P_2AC_2AC(N) | 8103801 | no | no |  |  | no |  |  | 0 | 0 | 0 | 0
oh_line_8103801_200867476 |  | AN | node_8103801_201027880 | node_8103801_200867476 | 119.85 | bal_1P_1/0AA_1/0AA(N) | 8103801 | no | no |  |  | no |  |  | 0 | 0 | 0 | 0
oh_line_8103801_200867478 |  | AN | node_8103801_200867476 | node_8103801_200867478 | 97.983 | bal_1P_1/0AA_1/0AA(N) | 8103801 | no | no |  |  | no |  |  | 0 | 0 | 0 | 0
oh_line_8103801_200867479 |  | AN | node_8103801_200867478 | node_8103801_200867479 | 102.915 | bal_1P_1/0AA_1/0AA(N) | 8103801 | no | no |  |  | no |  |  | 0 | 0 | 0 | 0
oh_line_8103801_200867481 |  | AN | node_8103801_200867479 | node_8103801_200867481 | 167.765 | bal_1P_1/0AA_1/0AA(N) | 8103801 | no | no |  |  | no |  |  | 0 | 0 | 0 | 0
oh_line_8103801_200867482 |  | AN | node_8103801_200867481 | node_8103801_200867482 | 284.407 | bal_1P_2AC_2AC(N) | 8103801 | no | no |  |  | no |  |  | 0 | 0 | 0 | 0
oh_line_8103801_200867487 |  | AN | node_8103801_200965020 | node_8103801_200867487 | 310.584 | bal_1P_2AC_2AC(N) | 8103801 | no | no |  |  | no |  |  | 0 | 0 | 0 | 0
oh_line_8103801_200867489 |  | AN | node_8103801_200867487 | node_8103801_200867489 | 211.17 | bal_1P_2AC_2AC(N) | 8103801 | no | no |  |  | no |  |  | 0 | 0 | 0 | 0
oh_line_8103801_200867492 |  | AN | node_8103801_200867489 | node_8103801_200867492 | 334.521 | bal_1P_2AC_2AC(N) | 8103801 | no | no |  |  | no |  |  | 0 | 0 | 0 | 0
oh_line_8103801_200867496 |  | AN | node_8103801_200867492 | node_8103801_200867496 | 95.276 | bal_1P_2AC_2AC(N) | 8103801 | no | no |  |  | no |  |  | 0 | 0 | 0 | 0
oh_line_8103801_200867498 |  | AN | node_8103801_200867496 | node_intto1_8103801_200867498 | 147.1 | bal_1P_2AC_2AC(N) | 8103801 | no | no |  |  | no |  |  | 0 | 0 | 0 | 0
oh_line_8103801_200867499 |  | AN | node_8103801_200867498 | node_8103801_200867499 | 121.012 | bal_1P_2AC_2AC(N) | 8103801 | no | no |  |  | no |  |  | 0 | 0 | 0 | 0
oh_line_8103801_200867500 |  | AN | node_8103801_200867499 | node_8103801_200867500 | 120.04 | bal_1P_2AC_2AC(N) | 8103801 | no | no |  |  | no |  |  | 0 | 0 | 0 | 0
oh_line_8103801_200867501 |  | AN | node_8103801_200867500 | node_8103801_200867501 | 272.648 | bal_1P_2AC_2AC(N) | 8103801 | no | no |  |  | no |  |  | 0 | 0 | 0 | 0
oh_line_8103801_200867502 |  | AN | node_8103801_200867501 | node_8103801_200867502 | 114.67 | bal_1P_2AC_2AC(N) | 8103801 | no | no |  |  | no |  |  | 0 | 0 | 0 | 0
oh_line_8103801_200867504 |  | AN | node_8103801_200867502 | node_8103801_200867504 | 596.434 | bal_1P_2AC_2AC(N) | 8103801 | no | no |  |  | no |  |  | 0 | 0 | 0 | 0
oh_line_8103801_200867505 |  | AN | node_8103801_200867504 | node_8103801_200867505 | 109.73 | bal_1P_2AC_2AC(N) | 8103801 | no | no |  |  | no |  |  | 0 | 0 | 0 | 0
oh_line_8103801_200867506 |  | AN | node_8103801_200867505 | node_8103801_200867506 | 235.015 | bal_1P_2AC_2AC(N) | 8103801 | no | no |  |  | no |  |  | 0 | 0 | 0 | 0
oh_line_8103801_200867507 |  | AN | node_8103801_200867506 | node_8103801_200867507 | 52.41 | bal_1P_2AC_2AC(N) | 8103801 | no | no |  |  | no |  |  | 0 | 0 | 0 | 0
oh_line_8103801_200867508 |  | AN | node_8103801_200867507 | node_8103801_200867508 | 444.074 | bal_1P_2AC_2AC(N) | 8103801 | no | no |  |  | no |  |  | 0 | 0 | 0 | 0
oh_line_8103801_200867509 |  | AN | node_8103801_200962646 | node_8103801_200867509 | 391.514 | bal_1P_2AC_2AC(N) | 8103801 | no | no |  |  | no |  |  | 0 | 0 | 0 | 0
oh_line_8103801_200867510 |  | AN | node_8103801_200867509 | node_8103801_200867510 | 511.306 | bal_1P_2AC_2AC(N) | 8103801 | no | no |  |  | no |  |  | 0 | 0 | 0 | 0
oh_line_8103801_200867512 |  | AN | node_8103801_200867510 | node_8103801_200867512 | 335.838 | bal_1P_2AC_2AC(N) | 8103801 | no | no |  |  | no |  |  | 0 | 0 | 0 | 0
oh_line_8103801_200867513 |  | AN | node_8103801_200867512 | node_8103801_200867513 | 346.74 | bal_1P_2AC_2AC(N) | 8103801 | no | no |  |  | no |  |  | 0 | 0 | 0 | 0
oh_line_8103801_200867514 |  | AN | node_8103801_200867513 | node_8103801_200867514 | 602.433 | bal_1P_2AC_2AC(N) | 8103801 | no | no |  |  | no |  |  | 0 | 0 | 0 | 0
oh_line_8103801_200867515 |  | AN | node_8103801_200867514 | node_8103801_200867515 | 564.191 | bal_1P_2AC_2AC(N) | 8103801 | no | no |  |  | no |  |  | 0 | 0 | 0 | 0
oh_line_8103801_200867516 |  | AN | node_8103801_200867515 | node_8103801_200867516 | 314.438 | bal_1P_2AC_2AC(N) | 8103801 | no | no |  |  | no |  |  | 0 | 0 | 0 | 0
oh_line_8103801_200867517 |  | AN | node_8103801_200867516 | node_8103801_200867517 | 308.457 | bal_1P_2AC_2AC(N) | 8103801 | no | no |  |  | no |  |  | 0 | 0 | 0 | 0
oh_line_8103801_200867519 |  | AN | node_8103801_200867517 | node_8103801_200867519 | 64.172 | bal_1P_2AC_2AC(N) | 8103801 | no | no |  |  | no |  |  | 0 | 0 | 0 | 0
oh_line_8103801_200867520 |  | AN | node_8103801_200867519 | node_8103801_200867520 | 300.808 | bal_1P_2AC_2AC(N) | 8103801 | no | no |  |  | no |  |  | 0 | 0 | 0 | 0
oh_line_8103801_200867524 |  | AN | node_8103801_200867520 | node_8103801_200867524 | 543.434 | bal_1P_2AC_2AC(N) | 8103801 | no | no |  |  | no |  |  | 0 | 0 | 0 | 0
oh_line_8103801_200867527 |  | AN | node_8103801_200867524 | node_8103801_200867527 | 345.049 | bal_1P_1/0AA_1/0AA(N) | 8103801 | no | no |  |  | no |  |  | 0 | 0 | 0 | 0
oh_line_8103801_200867529 |  | AN | node_8103801_200867524 | node_8103801_200867529 | 443.71 | bal_1P_2AC_2AC(N) | 8103801 | no | no |  |  | no |  |  | 0 | 0 | 0 | 0
oh_line_8103801_200867530 |  | AN | node_8103801_200867529 | node_8103801_200867530 | 223.068 | bal_1P_2AC_2AC(N) | 8103801 | no | no |  |  | no |  |  | 0 | 0 | 0 | 0
oh_line_8103801_200867531 |  | AN | node_8103801_200867530 | node_8103801_200867531 | 89.685 | bal_1P_2AC_2AC(N) | 8103801 | no | no |  |  | no |  |  | 0 | 0 | 0 | 0
oh_line_8103801_200867532 |  | AN | node_8103801_310049462 | node_8103801_200867532 | 235.598 | bal_1P_1/0AA_1/0AA(N) | 8103801 | no | no |  |  | no |  |  | 0 | 0 | 0 | 0
oh_line_8103801_200867536 |  | AN | node_8103801_200867532 | node_8103801_200867536 | 619.96 | bal_1P_2AC_2AC(N) | 8103801 | no | no |  |  | no |  |  | 0 | 0 | 0 | 0
oh_line_8103801_200867537 |  | AN | node_8103801_200867536 | node_8103801_200867537 | 275.623 | bal_1P_1/0AA_1/0AA(N) | 8103801 | no | no |  |  | no |  |  | 0 | 0 | 0 | 0
oh_line_8103801_200867539 |  | AN | node_8103801_200948620 | node_8103801_200867539 | 396.282 | bal_1P_2AC_2AC(N) | 8103801 | no | no |  |  | no |  |  | 0 | 0 | 0 | 0
oh_line_8103801_200867541-1 |  | AN | node_1480175_063_15283743_327 | node_8103801_200867541 | 21.545 | bal_1P_2AC_2AC(N) | 8103801 | no | no |  |  | no |  |  | 0 | 0 | 0 | 0
oh_line_8103801_200867541-2 |  | AN | node_8103801_200867539 | node_1480175_063_15283743_327 | 356.266 | bal_1P_2AC_2AC(N) | 8103801 | no | no |  |  | no |  |  | 0 | 0 | 0 | 0
oh_line_8103801_200867542 |  | AN | node_8103801_200867541 | node_8103801_200867542 | 366.554 | bal_1P_2AC_2AC(N) | 8103801 | no | no |  |  | no |  |  | 0 | 0 | 0 | 0
oh_line_8103801_200867543 |  | AN | node_8103801_200867542 | node_8103801_200867543 | 356.584 | bal_1P_2AC_2AC(N) | 8103801 | no | no |  |  | no |  |  | 0 | 0 | 0 | 0
oh_line_8103801_200867544 |  | AN | node_8103801_312115037 | node_8103801_200867544 | 55.988 | bal_1P_2AC_2AC(N) | 8103801 | no | no |  |  | no |  |  | 0 | 0 | 0 | 0
oh_line_8103801_200867546 |  | AN | node_8103801_200867544 | node_8103801_200867546 | 328.532 | bal_1P_2AC_2AC(N) | 8103801 | no | no |  |  | no |  |  | 0 | 0 | 0 | 0
oh_line_8103801_200867547 |  | AN | node_8103801_200867546 | node_8103801_200867547 | 268.333 | bal_1P_2AC_2AC(N) | 8103801 | no | no |  |  | no |  |  | 0 | 0 | 0 | 0
oh_line_8103801_200867548 |  | AN | node_8103801_200867547 | node_8103801_200867548 | 364.897 | bal_1P_2AC_2AC(N) | 8103801 | no | no |  |  | no |  |  | 0 | 0 | 0 | 0
oh_line_8103801_200867549 |  | AN | node_8103801_200867548 | node_8103801_200867549 | 94.824 | bal_1P_1/0AA_1/0AA(N) | 8103801 | no | no |  |  | no |  |  | 0 | 0 | 0 | 0
oh_line_8103801_200867550 |  | AN | node_8103801_200867549 | node_8103801_200867550 | 212.697 | bal_1P_1/0AA_1/0AA(N) | 8103801 | no | no |  |  | no |  |  | 0 | 0 | 0 | 0
oh_line_8103801_200867551 |  | AN | node_8103801_200867548 | node_8103801_200867551 | 316.058 | bal_1P_2AC_2AC(N) | 8103801 | no | no |  |  | no |  |  | 0 | 0 | 0 | 0
oh_line_8103801_200867553 |  | AN | node_8103801_200867551 | node_intto1_8103801_200867553 | 428.367 | bal_1P_2AC_2AC(N) | 8103801 | no | no |  |  | no |  |  | 0 | 0 | 0 | 0
oh_line_8103801_200867554 |  | AN | node_8103801_200867553 | node_8103801_200867554 | 241.299 | bal_1P_2AC_2AC(N) | 8103801 | no | no |  |  | no |  |  | 0 | 0 | 0 | 0
oh_line_8103801_200867555 |  | AN | node_8103801_200867554 | node_8103801_200867555 | 360.753 | bal_1P_1/0AA_1/0AA(N) | 8103801 | no | no |  |  | no |  |  | 0 | 0 | 0 | 0
oh_line_8103801_200867556 |  | AN | node_8103801_200867555 | node_intto1_8103801_200867556 | 316.845 | bal_1P_1/0AA_1/0AA(N) | 8103801 | no | no |  |  | no |  |  | 0 | 0 | 0 | 0
oh_line_8103801_200867557 |  | AN | node_8103801_200867555 | node_8103801_200867557 | 263.353 | bal_1P_1/0AA_1/0AA(N) | 8103801 | no | no |  |  | no |  |  | 0 | 0 | 0 | 0
oh_line_8103801_200867558 |  | AN | node_8103801_200867557 | node_8103801_200867558 | 317.624 | bal_1P_1/0AA_1/0AA(N) | 8103801 | no | no |  |  | no |  |  | 0 | 0 | 0 | 0
oh_line_8103801_200867559 |  | AN | node_8103801_200867558 | node_8103801_200867559 | 259.027 | bal_1P_1/0AA_1/0AA(N) | 8103801 | no | no |  |  | no |  |  | 0 | 0 | 0 | 0
oh_line_8103801_200867561 |  | AN | node_8103801_200867559 | node_8103801_200867561 | 365.937 | bal_1P_1/0AA_1/0AA(N) | 8103801 | no | no |  |  | no |  |  | 0 | 0 | 0 | 0
oh_line_8103801_200867562 |  | AN | node_8103801_200867561 | node_8103801_200867562 | 372.032 | bal_1P_1/0AA_1/0AA(N) | 8103801 | no | no |  |  | no |  |  | 0 | 0 | 0 | 0
oh_line_8103801_200867563 |  | AN | node_8103801_200867562 | node_8103801_200867563 | 250.937 | bal_1P_1/0AA_1/0AA(N) | 8103801 | no | no |  |  | no |  |  | 0 | 0 | 0 | 0
oh_line_8103801_200867564 |  | AN | node_8103801_200867563 | node_8103801_200867564 | 285.213 | bal_1P_1/0AA_1/0AA(N) | 8103801 | no | no |  |  | no |  |  | 0 | 0 | 0 | 0
oh_line_8103801_200867565 |  | AN | node_8103801_200867564 | node_8103801_200867565 | 352.075 | bal_1P_1/0AA_1/0AA(N) | 8103801 | no | no |  |  | no |  |  | 0 | 0 | 0 | 0
oh_line_8103801_200867566 |  | AN | node_8103801_200867565 | node_8103801_200867566 | 437.689 | bal_1P_1/0AA_1/0AA(N) | 8103801 | no | no |  |  | no |  |  | 0 | 0 | 0 | 0
oh_line_8103801_200867567 |  | AN | node_8103801_200867566 | node_8103801_200867567 | 40.172 | bal_1P_1/0AA_1/0AA(N) | 8103801 | no | no |  |  | no |  |  | 0 | 0 | 0 | 0
oh_line_8103801_200867568 |  | AN | node_8103801_200867566 | node_8103801_200867568 | 321.243 | bal_1P_1/0AA_1/0AA(N) | 8103801 | no | no |  |  | no |  |  | 0 | 0 | 0 | 0
oh_line_8103801_200867569 |  | AN | node_8103801_200867568 | node_8103801_200867569 | 313.419 | bal_1P_1/0AA_1/0AA(N) | 8103801 | no | no |  |  | no |  |  | 0 | 0 | 0 | 0
oh_line_8103801_200867570 |  | AN | node_8103801_200867569 | node_8103801_200867570 | 299.6 | bal_1P_1/0AA_1/0AA(N) | 8103801 | no | no |  |  | no |  |  | 0 | 0 | 0 | 0
oh_line_8103801_200867571 |  | AN | node_8103801_200867570 | node_8103801_200867571 | 286.722 | bal_1P_1/0AA_1/0AA(N) | 8103801 | no | no |  |  | no |  |  | 0 | 0 | 0 | 0
oh_line_8103801_200867572 |  | AN | node_8103801_200867571 | node_8103801_200867572 | 320.9 | bal_1P_1/0AA_1/0AA(N) | 8103801 | no | no |  |  | no |  |  | 0 | 0 | 0 | 0
oh_line_8103801_200867573 |  | AN | node_8103801_200867572 | node_intto1_8103801_200867573 | 292.119 | bal_1P_1/0AA_1/0AA(N) | 8103801 | no | no |  |  | no |  |  | 0 | 0 | 0 | 0
oh_line_8103801_200867574 |  | AN | node_8103801_200867573 | node_8103801_200867574 | 298.68 | bal_1P_1/0AA_1/0AA(N) | 8103801 | no | no |  |  | no |  |  | 0 | 0 | 0 | 0
oh_line_8103801_200867575 |  | AN | node_8103801_200867587 | node_8103801_200867575 | 409.102 | bal_1P_2AC_2AC(N) | 8103801 | no | no |  |  | no |  |  | 0 | 0 | 0 | 0
oh_line_8103801_200867576 |  | AN | node_8103801_200867575 | node_8103801_200867576 | 245.007 | bal_1P_4/0AL_4/0AL(N) | 8103801 | no | no |  |  | no |  |  | 0 | 0 | 0 | 0
oh_line_8103801_200867577 |  | AN | node_8103801_200867576 | node_8103801_200867577 | 249.04 | bal_1P_4/0AL_4/0AL(N) | 8103801 | no | no |  |  | no |  |  | 0 | 0 | 0 | 0
oh_line_8103801_200867578 |  | AN | node_8103801_200867577 | node_8103801_200867578 | 219.112 | bal_1P_4/0AL_4/0AL(N) | 8103801 | no | no |  |  | no |  |  | 0 | 0 | 0 | 0
oh_line_8103801_200867579 |  | AN | node_8103801_200867578 | node_8103801_200867579 | 257.791 | bal_1P_2AC_2AC(N) | 8103801 | no | no |  |  | no |  |  | 0 | 0 | 0 | 0
oh_line_8103801_200867580 |  | AN | node_8103801_200867579 | node_8103801_200867580 | 275.196 | bal_1P_2AC_2AC(N) | 8103801 | no | no |  |  | no |  |  | 0 | 0 | 0 | 0
oh_line_8103801_200867582 |  | AN | node_8103801_200867580 | node_8103801_200867582 | 158.026 | bal_1P_2AC_2AC(N) | 8103801 | no | no |  |  | no |  |  | 0 | 0 | 0 | 0
oh_line_8103801_200867583 |  | AN | node_8103801_200867582 | node_8103801_200867583 | 142.998 | bal_1P_2AC_2AC(N) | 8103801 | no | no |  |  | no |  |  | 0 | 0 | 0 | 0
oh_line_8103801_200867584 |  | AN | node_8103801_200867583 | node_8103801_200867584 | 250.626 | bal_1P_2AC_2AC(N) | 8103801 | no | no |  |  | no |  |  | 0 | 0 | 0 | 0
oh_line_8103801_200867585 |  | AN | node_8103801_200867584 | node_8103801_200867585 | 249.107 | bal_1P_2AC_2AC(N) | 8103801 | no | no |  |  | no |  |  | 0 | 0 | 0 | 0
oh_line_8103801_200867586 |  | AN | node_8103801_200870977 | node_8103801_200867586 | 376.666 | bal_1P_2AC_2AC(N) | 8103801 | no | no |  |  | no |  |  | 0 | 0 | 0 | 0
oh_line_8103801_200867587 |  | AN | node_8103801_200867586 | node_8103801_200867587 | 406.395 | bal_1P_2AC_2AC(N) | 8103801 | no | no |  |  | no |  |  | 0 | 0 | 0 | 0
oh_line_8103801_200867588 |  | AN | node_8103801_200867489 | node_8103801_200867588 | 108.247 | bal_1P_2AC_2AC(N) | 8103801 | no | no |  |  | no |  |  | 0 | 0 | 0 | 0
oh_line_8103801_200867589 |  | AN | node_8103801_200867588 | node_intto1_8103801_200867589 | 90.379 | bal_1P_2AC_2AC(N) | 8103801 | no | no |  |  | no |  |  | 0 | 0 | 0 | 0
oh_line_8103801_200867590 |  | AN | node_8103801_200867589 | node_8103801_200867590 | 284.814 | bal_1P_2AC_2AC(N) | 8103801 | no | no |  |  | no |  |  | 0 | 0 | 0 | 0
oh_line_8103801_200867592 |  | AN | node_8103801_200867590 | node_8103801_200867592 | 137.18 | bal_1P_2AC_2AC(N) | 8103801 | no | no |  |  | no |  |  | 0 | 0 | 0 | 0
oh_line_8103801_200867593 |  | AN | node_8103801_200867592 | node_8103801_200867593 | 279.643 | bal_1P_2AC_2AC(N) | 8103801 | no | no |  |  | no |  |  | 0 | 0 | 0 | 0
oh_line_8103801_200867594 |  | AN | node_8103801_200867593 | node_8103801_200867594 | 403.774 | bal_1P_2AC_2AC(N) | 8103801 | no | no |  |  | no |  |  | 0 | 0 | 0 | 0
oh_line_8103801_200867595 |  | AN | node_8103801_200867594 | node_8103801_200867595 | 397.669 | bal_1P_1/0AA_1/0AA(N) | 8103801 | no | no |  |  | no |  |  | 0 | 0 | 0 | 0
oh_line_8103801_200867596 |  | AN | node_8103801_200867595 | node_8103801_200867596 | 182.287 | bal_1P_1/0AA_1/0AA(N) | 8103801 | no | no |  |  | no |  |  | 0 | 0 | 0 | 0
oh_line_8103801_200867597 |  | AN | node_8103801_200867594 | node_8103801_200867597 | 345.072 | bal_1P_2AC_2AC(N) | 8103801 | no | no |  |  | no |  |  | 0 | 0 | 0 | 0
oh_line_8103801_200867598 |  | AN | node_8103801_200867597 | node_8103801_200867598 | 277.43 | bal_1P_2AC_2AC(N) | 8103801 | no | no |  |  | no |  |  | 0 | 0 | 0 | 0
oh_line_8103801_200867599-1 |  | AN | node_8103801_200867598 | node_1474739_583_15274676_372 | 14.282 | bal_1P_2AC_2AC(N) | 8103801 | no | no |  |  | no |  |  | 0 | 0 | 0 | 0
oh_line_8103801_200867599-2 |  | AN | node_1474739_583_15274676_372 | node_8103801_200867599 | 37.465 | bal_1P_2AC_2AC(N) | 8103801 | no | no |  |  | no |  |  | 0 | 0 | 0 | 0
oh_line_8103801_200867600 |  | AN | node_8103801_200867598 | node_8103801_200867600 | 118.308 | bal_1P_2AC_2AC(N) | 8103801 | no | no |  |  | no |  |  | 0 | 0 | 0 | 0
oh_line_8103801_200867601 |  | AN | node_8103801_200867600 | node_8103801_200867601 | 243.185 | bal_1P_2AC_2AC(N) | 8103801 | no | no |  |  | no |  |  | 0 | 0 | 0 | 0
oh_line_8103801_200867602 |  | AN | node_8103801_200867601 | node_8103801_200867602 | 385.674 | bal_1P_2AC_2AC(N) | 8103801 | no | no |  |  | no |  |  | 0 | 0 | 0 | 0
oh_line_8103801_200867603 |  | AN | node_8103801_200867602 | node_8103801_200867603 | 197.002 | bal_1P_2AC_2AC(N) | 8103801 | no | no |  |  | no |  |  | 0 | 0 | 0 | 0
oh_line_8103801_200867604 |  | AN | node_8103801_200867603 | node_8103801_200867604 | 47.084 | bal_1P_2AC_2AC(N) | 8103801 | no | no |  |  | no |  |  | 0 | 0 | 0 | 0
oh_line_8103801_200867605 |  | AN | node_8103801_200867604 | node_8103801_200867605 | 301.015 | bal_1P_2AC_2AC(N) | 8103801 | no | no |  |  | no |  |  | 0 | 0 | 0 | 0
oh_line_8103801_200867606 |  | AN | node_8103801_200867603 | node_8103801_200867606 | 304.431 | bal_1P_2AC_2AC(N) | 8103801 | no | no |  |  | no |  |  | 0 | 0 | 0 | 0
oh_line_8103801_200867607 |  | AN | node_8103801_200867606 | node_8103801_200867607 | 296.206 | bal_1P_2AC_2AC(N) | 8103801 | no | no |  |  | no |  |  | 0 | 0 | 0 | 0
oh_line_8103801_200867608 |  | AN | node_8103801_200867607 | node_8103801_200867608 | 302.347 | bal_1P_1/0AA_1/0AA(N) | 8103801 | no | no |  |  | no |  |  | 0 | 0 | 0 | 0
oh_line_8103801_200867609 |  | AN | node_8103801_200867608 | node_8103801_200867609 | 294.148 | bal_1P_1/0AA_1/0AA(N) | 8103801 | no | no |  |  | no |  |  | 0 | 0 | 0 | 0
oh_line_8103801_200867610 |  | AN | node_8103801_200867609 | node_8103801_200867610 | 234.628 | bal_1P_1/0AA_1/0AA(N) | 8103801 | no | no |  |  | no |  |  | 0 | 0 | 0 | 0
oh_line_8103801_200867887 |  | AN | node_8103801_200870309 | node_8103801_200867887 | 63.791 | bal_1P_2AC_2AC(N) | 8103801 | no | no |  |  | no |  |  | 0 | 0 | 0 | 0
oh_line_8103801_200867889 |  | AN | node_8103801_200867887 | node_intto1_8103801_200867889 | 196.121 | bal_1P_2AC_2AC(N) | 8103801 | no | no |  |  | no |  |  | 0 | 0 | 0 | 0
oh_line_8103801_200867890 |  | AN | node_8103801_200867889 | node_8103801_200867890 | 186.334 | bal_1P_2AC_2AC(N) | 8103801 | no | no |  |  | no |  |  | 0 | 0 | 0 | 0
oh_line_8103801_200867891 |  | AN | node_8103801_200867931 | node_8103801_200867891 | 229.21 | bal_1P_2AC_2AC(N) | 8103801 | no | no |  |  | no |  |  | 0 | 0 | 0 | 0
oh_line_8103801_200867892 |  | AN | node_8103801_200867891 | node_8103801_200867892 | 245.698 | bal_1P_2AC_2AC(N) | 8103801 | no | no |  |  | no |  |  | 0 | 0 | 0 | 0
oh_line_8103801_200867893 |  | AN | node_8103801_200867892 | node_8103801_200867893 | 335.059 | bal_1P_2AC_2AC(N) | 8103801 | no | no |  |  | no |  |  | 0 | 0 | 0 | 0
oh_line_8103801_200867895 |  | AN | node_8103801_200867893 | node_8103801_200867895 | 671.413 | bal_1P_2AC_2AC(N) | 8103801 | no | no |  |  | no |  |  | 0 | 0 | 0 | 0
oh_line_8103801_200867898 |  | AN | node_8103801_200867895 | node_8103801_200867898 | 411.752 | bal_1P_2AC_2AC(N) | 8103801 | no | no |  |  | no |  |  | 0 | 0 | 0 | 0
oh_line_8103801_200867900 |  | AN | node_8103801_200867898 | node_8103801_200867900 | 406.061 | bal_1P_2AC_2AC(N) | 8103801 | no | no |  |  | no |  |  | 0 | 0 | 0 | 0
oh_line_8103801_200867902 |  | AN | node_8103801_200867900 | node_8103801_200867902 | 531.199 | bal_1P_2AC_2AC(N) | 8103801 | no | no |  |  | no |  |  | 0 | 0 | 0 | 0
oh_line_8103801_200867903 |  | AN | node_8103801_200867902 | node_8103801_200867903 | 374.782 | bal_1P_2AC_2AC(N) | 8103801 | no | no |  |  | no |  |  | 0 | 0 | 0 | 0
oh_line_8103801_200867904 |  | AN | node_8103801_200867903 | node_8103801_200867904 | 109.439 | bal_1P_1/0AA_1/0AA(N) | 8103801 | no | no |  |  | no |  |  | 0 | 0 | 0 | 0
oh_line_8103801_200867905 |  | AN | node_8103801_200867903 | node_8103801_200867905 | 165.246 | bal_1P_2AC_2AC(N) | 8103801 | no | no |  |  | no |  |  | 0 | 0 | 0 | 0
oh_line_8103801_200867906 |  | AN | node_8103801_200867905 | node_8103801_200867906 | 275.407 | bal_1P_2AC_2AC(N) | 8103801 | no | no |  |  | no |  |  | 0 | 0 | 0 | 0
oh_line_8103801_200867907 |  | AN | node_8103801_200867906 | node_8103801_200867907 | 604.035 | bal_1P_2AC_2AC(N) | 8103801 | no | no |  |  | no |  |  | 0 | 0 | 0 | 0
oh_line_8103801_200867908 |  | AN | node_8103801_200867890 | node_8103801_200867908 | 198.082 | bal_1P_2AC_2AC(N) | 8103801 | no | no |  |  | no |  |  | 0 | 0 | 0 | 0
oh_line_8103801_200867909-1 |  | AN | node_8103801_200867907 | node_1466389_453_15296173_684 | 207.287 | bal_1P_2AC_2AC(N) | 8103801 | no | no |  |  | no |  |  | 0 | 0 | 0 | 0
oh_line_8103801_200867909-2 |  | AN | node_1466389_453_15296173_684 | node_8103801_200867909 | 14.477 | bal_1P_2AC_2AC(N) | 8103801 | no | no |  |  | no |  |  | 0 | 0 | 0 | 0
oh_line_8103801_200867910 |  | AN | node_8103801_200867909 | node_8103801_200867910 | 354.752 | bal_1P_2AC_2AC(N) | 8103801 | no | no |  |  | no |  |  | 0 | 0 | 0 | 0
oh_line_8103801_200867911 |  | AN | node_8103801_200867910 | node_8103801_200867911 | 107.391 | bal_1P_2AC_2AC(N) | 8103801 | no | no |  |  | no |  |  | 0 | 0 | 0 | 0
oh_line_8103801_200867913 |  | AN | node_8103801_200867911 | node_8103801_200867913 | 286.365 | bal_1P_2AC_2AC(N) | 8103801 | no | no |  |  | no |  |  | 0 | 0 | 0 | 0
oh_line_8103801_200867915 |  | AN | node_8103801_200867913 | node_8103801_200867915 | 282.614 | bal_1P_2AC_2AC(N) | 8103801 | no | no |  |  | no |  |  | 0 | 0 | 0 | 0
oh_line_8103801_200867918 |  | AN | node_8103801_200867915 | node_8103801_200867918 | 212.808 | bal_1P_2AC_2AC(N) | 8103801 | no | no |  |  | no |  |  | 0 | 0 | 0 | 0
oh_line_8103801_200867919 |  | AN | node_8103801_200867918 | node_8103801_200867919 | 182.051 | bal_1P_2AC_2AC(N) | 8103801 | no | no |  |  | no |  |  | 0 | 0 | 0 | 0
oh_line_8103801_200867920 |  | AN | node_8103801_200867919 | node_8103801_200867920 | 355.082 | bal_1P_2AC_2AC(N) | 8103801 | no | no |  |  | no |  |  | 0 | 0 | 0 | 0
oh_line_8103801_200867921 |  | AN | node_8103801_200867920 | node_8103801_200867921 | 394.122 | bal_1P_2AC_2AC(N) | 8103801 | no | no |  |  | no |  |  | 0 | 0 | 0 | 0
oh_line_8103801_200867922 |  | AN | node_8103801_200867921 | node_8103801_200867922 | 385.475 | bal_1P_2AC_2AC(N) | 8103801 | no | no |  |  | no |  |  | 0 | 0 | 0 | 0
oh_line_8103801_200867923 |  | AN | node_8103801_200867922 | node_8103801_200867923 | 228.438 | bal_1P_2AC_2AC(N) | 8103801 | no | no |  |  | no |  |  | 0 | 0 | 0 | 0
oh_line_8103801_200867924 |  | AN | node_8103801_200867908 | node_8103801_200867924 | 340.016 | bal_1P_2AC_2AC(N) | 8103801 | no | no |  |  | no |  |  | 0 | 0 | 0 | 0
oh_line_8103801_200867925 |  | AN | node_8103801_200867924 | node_8103801_200867925 | 255.263 | bal_1P_2AC_2AC(N) | 8103801 | no | no |  |  | no |  |  | 0 | 0 | 0 | 0
oh_line_8103801_200867926 |  | AN | node_8103801_200867925 | node_8103801_200867926 | 164.416 | bal_1P_2AC_2AC(N) | 8103801 | no | no |  |  | no |  |  | 0 | 0 | 0 | 0
oh_line_8103801_200867927 |  | AN | node_8103801_200867926 | node_8103801_200867927 | 201.814 | bal_1P_2AC_2AC(N) | 8103801 | no | no |  |  | no |  |  | 0 | 0 | 0 | 0
oh_line_8103801_200867928 |  | AN | node_8103801_200867927 | node_8103801_200867928 | 439.44 | bal_1P_2AC_2AC(N) | 8103801 | no | no |  |  | no |  |  | 0 | 0 | 0 | 0
oh_line_8103801_200867929 |  | AN | node_8103801_200867928 | node_8103801_200867929 | 296.512 | bal_1P_1/0AA_1/0AA(N) | 8103801 | no | no |  |  | no |  |  | 0 | 0 | 0 | 0
oh_line_8103801_200867930 |  | AN | node_8103801_200867928 | node_8103801_200867930 | 253.144 | bal_1P_2AC_2AC(N) | 8103801 | no | no |  |  | no |  |  | 0 | 0 | 0 | 0
oh_line_8103801_200867931 |  | AN | node_8103801_200867930 | node_8103801_200867931 | 224.784 | bal_1P_2AC_2AC(N) | 8103801 | no | no |  |  | no |  |  | 0 | 0 | 0 | 0
oh_line_8103801_200867932 |  | AN | node_8103801_200870311 | node_intto1_8103801_200867932 | 246.968 | bal_1P_2AC_2AC(N) | 8103801 | no | no |  |  | no |  |  | 0 | 0 | 0 | 0
oh_line_8103801_200867933 |  | AN | node_8103801_200867932 | node_8103801_200867933 | 318.569 | bal_1P_4ACW_4ACW(N) | 8103801 | no | no |  |  | no |  |  | 0 | 0 | 0 | 0
oh_line_8103801_200867934 |  | AN | node_8103801_200867933 | node_8103801_200867934 | 213.41 | bal_1P_4ACW_4ACW(N) | 8103801 | no | no |  |  | no |  |  | 0 | 0 | 0 | 0
oh_line_8103801_200867935 |  | AN | node_8103801_200867934 | node_8103801_200867935 | 275.944 | bal_1P_4ACW_4ACW(N) | 8103801 | no | no |  |  | no |  |  | 0 | 0 | 0 | 0
oh_line_8103801_200867936 |  | AN | node_8103801_200867935 | node_8103801_200867936 | 232.028 | bal_1P_4ACW_4ACW(N) | 8103801 | no | no |  |  | no |  |  | 0 | 0 | 0 | 0
oh_line_8103801_200867937 |  | AN | node_8103801_200867936 | node_8103801_200867937 | 298.938 | bal_1P_4ACW_4ACW(N) | 8103801 | no | no |  |  | no |  |  | 0 | 0 | 0 | 0
oh_line_8103801_200867938 |  | AN | node_8103801_200867937 | node_8103801_200867938 | 308.946 | bal_1P_4ACW_4ACW(N) | 8103801 | no | no |  |  | no |  |  | 0 | 0 | 0 | 0
oh_line_8103801_200867940 |  | AN | node_8103801_200867938 | node_8103801_200867940 | 346.072 | bal_1P_4ACW_4ACW(N) | 8103801 | no | no |  |  | no |  |  | 0 | 0 | 0 | 0
oh_line_8103801_200867941 |  | AN | node_8103801_200867940 | node_8103801_200867941 | 156.153 | bal_1P_4ACW_4ACW(N) | 8103801 | no | no |  |  | no |  |  | 0 | 0 | 0 | 0
oh_line_8103801_200867942 |  | AN | node_8103801_200867941 | node_8103801_200867942 | 336.844 | bal_1P_2AC_2AC(N) | 8103801 | no | no |  |  | no |  |  | 0 | 0 | 0 | 0
oh_line_8103801_200867943 |  | AN | node_8103801_200867942 | node_8103801_200867943 | 393.163 | bal_1P_2AC_2AC(N) | 8103801 | no | no |  |  | no |  |  | 0 | 0 | 0 | 0
oh_line_8103801_200867945 |  | AN | node_8103801_200867943 | node_8103801_200867945 | 487.757 | bal_1P_2AC_2AC(N) | 8103801 | no | no |  |  | no |  |  | 0 | 0 | 0 | 0
oh_line_8103801_200868272 |  | AN | node_8103801_200961398 | node_8103801_200868272 | 477.375 | bal_1P_4AC_4AC(N) | 8103801 | no | no |  |  | no |  |  | 0 | 0 | 0 | 0
oh_line_8103801_200868273 |  | AN | node_8103801_200868274 | node_8103801_200868273 | 309.577 | bal_1P_4AC_4AC(N) | 8103801 | no | no |  |  | no |  |  | 0 | 0 | 0 | 0
oh_line_8103801_200868274 |  | AN | node_8103801_200868275 | node_8103801_200868274 | 349.885 | bal_1P_4AC_4AC(N) | 8103801 | no | no |  |  | no |  |  | 0 | 0 | 0 | 0
oh_line_8103801_200868275 |  | AN | node_8103801_200961230 | node_8103801_200868275 | 160.783 | bal_1P_4AC_4AC(N) | 8103801 | no | no |  |  | no |  |  | 0 | 0 | 0 | 0
oh_line_8103801_200868276 |  | AN | node_8103801_200868277 | node_8103801_200868276 | 305.602 | bal_1P_6CU_6CU(N) | 8103801 | no | no |  |  | no |  |  | 0 | 0 | 0 | 0
oh_line_8103801_200868277 |  | AN | node_8103801_200868278 | node_8103801_200868277 | 469.598 | bal_1P_6CU_6CU(N) | 8103801 | no | no |  |  | no |  |  | 0 | 0 | 0 | 0
oh_line_8103801_200868278 |  | AN | node_8103801_200868279 | node_8103801_200868278 | 174.451 | bal_1P_6CU_6CU(N) | 8103801 | no | no |  |  | no |  |  | 0 | 0 | 0 | 0
oh_line_8103801_200868279 |  | AN | node_8103801_200868280 | node_8103801_200868279 | 327.571 | bal_1P_6CU_6CU(N) | 8103801 | no | no |  |  | no |  |  | 0 | 0 | 0 | 0
oh_line_8103801_200868280 |  | AN | node_8103801_200867584 | node_intto1_8103801_200868280 | 168.494 | bal_1P_2AC_2AC(N) | 8103801 | no | no |  |  | no |  |  | 0 | 0 | 0 | 0
oh_line_8103801_200868281 |  | AN | node_8103801_200868280 | node_intto1_8103801_200868281 | 390.04 | bal_1P_6CU_6CU(N) | 8103801 | no | no |  |  | no |  |  | 0 | 0 | 0 | 0
oh_line_8103801_200868282 |  | AN | node_8103801_200868281 | node_8103801_200868282 | 272.588 | bal_1P_6CU_6CU(N) | 8103801 | no | no |  |  | no |  |  | 0 | 0 | 0 | 0
oh_line_8103801_200868283 |  | AN | node_8103801_200868282 | node_8103801_200868283 | 173.025 | bal_1P_6CU_6CU(N) | 8103801 | no | no |  |  | no |  |  | 0 | 0 | 0 | 0
oh_line_8103801_200868285 |  | AN | node_8103801_200868286 | node_8103801_200868285 | 430.402 | bal_1P_4AC_4AC(N) | 8103801 | no | no |  |  | no |  |  | 0 | 0 | 0 | 0
oh_line_8103801_200868286 |  | AN | node_8103801_200868288 | node_intto1_8103801_200868286 | 338.831 | bal_1P_4AC_4AC(N) | 8103801 | no | no |  |  | no |  |  | 0 | 0 | 0 | 0
oh_line_8103801_200868288 |  | AN | node_8103801_200868289 | node_8103801_200868288 | 346.606 | bal_1P_4AC_4AC(N) | 8103801 | no | no |  |  | no |  |  | 0 | 0 | 0 | 0
oh_line_8103801_200868289 |  | AN | node_8103801_200868290 | node_8103801_200868289 | 386.635 | bal_1P_4AC_4AC(N) | 8103801 | no | no |  |  | no |  |  | 0 | 0 | 0 | 0
oh_line_8103801_200868290 |  | AN | node_8103801_200868291 | node_8103801_200868290 | 309.737 | bal_1P_4AC_4AC(N) | 8103801 | no | no |  |  | no |  |  | 0 | 0 | 0 | 0
oh_line_8103801_200868291 |  | AN | node_8103801_200868292 | node_8103801_200868291 | 323.787 | bal_1P_4AC_4AC(N) | 8103801 | no | no |  |  | no |  |  | 0 | 0 | 0 | 0
oh_line_8103801_200868292 |  | AN | node_8103801_200868273 | node_8103801_200868292 | 303.264 | bal_1P_4AC_4AC(N) | 8103801 | no | no |  |  | no |  |  | 0 | 0 | 0 | 0
oh_line_8103801_200868330 |  | AN | node_8103801_200870293 | node_intto1_8103801_200868330 | 344.005 | bal_1P_8DCW_8DCW(N) | 8103801 | no | no |  |  | no |  |  | 0 | 0 | 0 | 0
oh_line_8103801_200868331 |  | AN | node_8103801_200868359 | node_8103801_200868331 | 175.082 | bal_1P_4AC_4AC(N) | 8103801 | no | no |  |  | no |  |  | 0 | 0 | 0 | 0
oh_line_8103801_200868332 |  | AN | node_8103801_200868331 | node_8103801_200868332 | 389.812 | bal_1P_4AC_4AC(N) | 8103801 | no | no |  |  | no |  |  | 0 | 0 | 0 | 0
oh_line_8103801_200868335 |  | AN | node_8103801_200868332 | node_8103801_200868335 | 392.972 | bal_1P_4AC_4AC(N) | 8103801 | no | no |  |  | no |  |  | 0 | 0 | 0 | 0
oh_line_8103801_200868336 |  | AN | node_8103801_200868335 | node_8103801_200868336 | 309.022 | bal_1P_4AC_4AC(N) | 8103801 | no | no |  |  | no |  |  | 0 | 0 | 0 | 0
oh_line_8103801_200868337 |  | AN | node_8103801_200868336 | node_8103801_200868337 | 367.878 | bal_1P_4AC_4AC(N) | 8103801 | no | no |  |  | no |  |  | 0 | 0 | 0 | 0
oh_line_8103801_200868338 |  | AN | node_8103801_200868337 | node_8103801_200868338 | 359.366 | bal_1P_4AC_4AC(N) | 8103801 | no | no |  |  | no |  |  | 0 | 0 | 0 | 0
oh_line_8103801_200868340 |  | AN | node_8103801_200962821 | node_intto1_8103801_200868340 | 276.692 | bal_1P_4AC_4AC(N) | 8103801 | no | no |  |  | no |  |  | 0 | 0 | 0 | 0
oh_line_8103801_200868341 |  | AN | node_8103801_200868340 | node_8103801_200868341 | 67.645 | bal_1P_2AC_2AC(N) | 8103801 | no | no |  |  | no |  |  | 0 | 0 | 0 | 0
oh_line_8103801_200868342 |  | AN | node_8103801_200868341 | node_intto1_8103801_200868342 | 229.062 | bal_1P_2AC_2AC(N) | 8103801 | no | no |  |  | no |  |  | 0 | 0 | 0 | 0
oh_line_8103801_200868343 |  | AN | node_8103801_200868342 | node_8103801_200868343 | 242.095 | bal_1P_2AC_2AC(N) | 8103801 | no | no |  |  | no |  |  | 0 | 0 | 0 | 0
oh_line_8103801_200868344 |  | AN | node_8103801_200868330 | node_8103801_200868344 | 168.804 | bal_1P_2AC_2AC(N) | 8103801 | no | no |  |  | no |  |  | 0 | 0 | 0 | 0
oh_line_8103801_200868346 |  | AN | node_8103801_200868343 | node_8103801_200868346 | 310.182 | bal_1P_1/0AA_1/0AA(N) | 8103801 | no | no |  |  | no |  |  | 0 | 0 | 0 | 0
oh_line_8103801_200868347 |  | AN | node_8103801_200868344 | node_8103801_200868347 | 387.926 | bal_1P_8DCW_8DCW(N) | 8103801 | no | no |  |  | no |  |  | 0 | 0 | 0 | 0
oh_line_8103801_200868350 |  | AN | node_8103801_201038468 | node_8103801_200868350 | 206.879 | bal_1P_8DCW_8DCW(N) | 8103801 | no | no |  |  | no |  |  | 0 | 0 | 0 | 0
oh_line_8103801_200868351 |  | AN | node_8103801_200868350 | node_8103801_200868351 | 219.302 | bal_1P_1/0AA_1/0AA(N) | 8103801 | no | no |  |  | no |  |  | 0 | 0 | 0 | 0
oh_line_8103801_200868352 |  | AN | node_8103801_200868350 | node_8103801_200868352 | 350.289 | bal_1P_8DCW_8DCW(N) | 8103801 | no | no |  |  | no |  |  | 0 | 0 | 0 | 0
oh_line_8103801_200868353 |  | AN | node_8103801_200868352 | node_8103801_200868353 | 344.847 | bal_1P_8DCW_8DCW(N) | 8103801 | no | no |  |  | no |  |  | 0 | 0 | 0 | 0
oh_line_8103801_200868355 |  | AN | node_8103801_200868353 | node_8103801_200868355 | 431.11 | bal_1P_8DCW_8DCW(N) | 8103801 | no | no |  |  | no |  |  | 0 | 0 | 0 | 0
oh_line_8103801_200868356 |  | AN | node_8103801_200868355 | node_8103801_200868356 | 221.993 | bal_1P_8DCW_8DCW(N) | 8103801 | no | no |  |  | no |  |  | 0 | 0 | 0 | 0
oh_line_8103801_200868357 |  | AN | node_8103801_200868356 | node_8103801_200868357 | 198.002 | bal_1P_8DCW_8DCW(N) | 8103801 | no | no |  |  | no |  |  | 0 | 0 | 0 | 0
oh_line_8103801_200868358 |  | AN | node_8103801_200868357 | node_8103801_200868358 | 169.17 | bal_1P_8DCW_8DCW(N) | 8103801 | no | no |  |  | no |  |  | 0 | 0 | 0 | 0
oh_line_8103801_200868359 |  | AN | node_8103801_200868358 | node_8103801_200868359 | 221.448 | bal_1P_4AC_4AC(N) | 8103801 | no | no |  |  | no |  |  | 0 | 0 | 0 | 0
oh_line_8103801_200868470 |  | ABCN | node_8103801_200869946 | node_8103801_200868470 | 80.103 | bal_3P_477AL_4/0AC(N) | 8103801 | no | no |  |  | no |  |  | 0 | 0 | 0 | 0
oh_line_8103801_200868945 |  | AN | node_8103801_200867551 | node_8103801_200868945 | 290.158 | bal_1P_2AC_2AC(N) | 8103801 | no | no |  |  | no |  |  | 0 | 0 | 0 | 0
oh_line_8103801_200868946 |  | AN | node_8103801_200868945 | node_8103801_200868946 | 330.886 | bal_1P_2AC_2AC(N) | 8103801 | no | no |  |  | no |  |  | 0 | 0 | 0 | 0
oh_line_8103801_200868947 |  | AN | node_8103801_200868946 | node_8103801_200868947 | 247.137 | bal_1P_2AC_2AC(N) | 8103801 | no | no |  |  | no |  |  | 0 | 0 | 0 | 0
oh_line_8103801_200868948 |  | AN | node_8103801_200868947 | node_8103801_200868948 | 419.068 | bal_1P_2AC_2AC(N) | 8103801 | no | no |  |  | no |  |  | 0 | 0 | 0 | 0
oh_line_8103801_200868950 |  | AN | node_8103801_200868948 | node_8103801_200868950 | 489.031 | bal_1P_2AC_2AC(N) | 8103801 | no | no |  |  | no |  |  | 0 | 0 | 0 | 0
oh_line_8103801_200868951 |  | AN | node_8103801_200868950 | node_8103801_200868951 | 730.991 | bal_1P_2AC_2AC(N) | 8103801 | no | no |  |  | no |  |  | 0 | 0 | 0 | 0
oh_line_8103801_200869024 |  | AN | node_8103801_200867915 | node_8103801_200869024 | 372.55 | bal_1P_2AC_2AC(N) | 8103801 | no | no |  |  | no |  |  | 0 | 0 | 0 | 0
oh_line_8103801_200869025 |  | AN | node_8103801_200869024 | node_intto1_8103801_200869025 | 187.061 | bal_1P_2AC_2AC(N) | 8103801 | no | no |  |  | no |  |  | 0 | 0 | 0 | 0
oh_line_8103801_200869027 |  | AN | node_8103801_200869025 | node_8103801_200869027 | 152.254 | bal_1P_2AC_2AC(N) | 8103801 | no | no |  |  | no |  |  | 0 | 0 | 0 | 0
oh_line_8103801_200869028 |  | AN | node_8103801_200869027 | node_8103801_200869028 | 295.058 | bal_1P_2AC_2AC(N) | 8103801 | no | no |  |  | no |  |  | 0 | 0 | 0 | 0
oh_line_8103801_200869029 |  | AN | node_8103801_200869028 | node_8103801_200869029 | 198.196 | bal_1P_2AC_2AC(N) | 8103801 | no | no |  |  | no |  |  | 0 | 0 | 0 | 0
oh_line_8103801_200869030 |  | AN | node_8103801_200869029 | node_8103801_200869030 | 192.561 | bal_1P_2AC_2AC(N) | 8103801 | no | no |  |  | no |  |  | 0 | 0 | 0 | 0
oh_line_8103801_200869031 |  | AN | node_8103801_200869030 | node_8103801_200869031 | 130.156 | bal_1P_2AC_2AC(N) | 8103801 | no | no |  |  | no |  |  | 0 | 0 | 0 | 0
oh_line_8103801_200869032 |  | AN | node_8103801_200869031 | node_8103801_200869032 | 179.467 | bal_1P_2AC_2AC(N) | 8103801 | no | no |  |  | no |  |  | 0 | 0 | 0 | 0
oh_line_8103801_200869033 |  | AN | node_8103801_200869032 | node_8103801_200869033 | 254.615 | bal_1P_2AC_2AC(N) | 8103801 | no | no |  |  | no |  |  | 0 | 0 | 0 | 0
oh_line_8103801_200869035 |  | AN | node_8103801_200868340 | node_intto1_8103801_200869035 | 246.258 | bal_1P_2AC_2AC(N) | 8103801 | no | no |  |  | no |  |  | 0 | 0 | 0 | 0
oh_line_8103801_200869036 |  | AN | node_8103801_200869035 | node_8103801_200869036 | 258.043 | bal_1P_2AC_2AC(N) | 8103801 | no | no |  |  | no |  |  | 0 | 0 | 0 | 0
oh_line_8103801_200869037 |  | AN | node_8103801_200869036 | node_8103801_200869037 | 155.815 | bal_1P_2AC_2AC(N) | 8103801 | no | no |  |  | no |  |  | 0 | 0 | 0 | 0
oh_line_8103801_200869038 |  | AN | node_8103801_200869037 | node_8103801_200869038 | 182.767 | bal_1P_2AC_2AC(N) | 8103801 | no | no |  |  | no |  |  | 0 | 0 | 0 | 0
oh_line_8103801_200869040 |  | AN | node_8103801_200972272 | node_8103801_200869040 | 146.248 | bal_1P_2AC_2AC(N) | 8103801 | no | no |  |  | no |  |  | 0 | 0 | 0 | 0
oh_line_8103801_200869041 |  | AN | node_8103801_200869040 | node_8103801_200869041 | 267.086 | bal_1P_2AC_2AC(N) | 8103801 | no | no |  |  | no |  |  | 0 | 0 | 0 | 0
oh_line_8103801_200869042 |  | AN | node_8103801_200869041 | node_8103801_200869042 | 316.177 | bal_1P_2AC_2AC(N) | 8103801 | no | no |  |  | no |  |  | 0 | 0 | 0 | 0
oh_line_8103801_200869043 |  | AN | node_8103801_200869042 | node_8103801_200869043 | 165.635 | bal_1P_2AC_2AC(N) | 8103801 | no | no |  |  | no |  |  | 0 | 0 | 0 | 0
oh_line_8103801_200869105 |  | AN | node_8103801_200870750 | node_8103801_200869105 | 157.489 | bal_1P_2AC_2AC(N) | 8103801 | no | no |  |  | no |  |  | 0 | 0 | 0 | 0
oh_line_8103801_200869106 |  | AN | node_8103801_200869105 | node_8103801_200869106 | 195.447 | bal_1P_2AC_2AC(N) | 8103801 | no | no |  |  | no |  |  | 0 | 0 | 0 | 0
oh_line_8103801_200869107 |  | AN | node_8103801_200869106 | node_intto1_8103801_200869107 | 390.987 | bal_1P_2AC_2AC(N) | 8103801 | no | no |  |  | no |  |  | 0 | 0 | 0 | 0
oh_line_8103801_200869108 |  | AN | node_8103801_200869107 | node_8103801_200869108 | 294.396 | bal_1P_2AC_2AC(N) | 8103801 | no | no |  |  | no |  |  | 0 | 0 | 0 | 0
oh_line_8103801_200869109 |  | AN | node_8103801_200869108 | node_8103801_200869109 | 247.338 | bal_1P_2AC_2AC(N) | 8103801 | no | no |  |  | no |  |  | 0 | 0 | 0 | 0
oh_line_8103801_200869110 |  | AN | node_8103801_200869109 | node_8103801_200869110 | 313.858 | bal_1P_2AC_2AC(N) | 8103801 | no | no |  |  | no |  |  | 0 | 0 | 0 | 0
oh_line_8103801_200869111 |  | AN | node_8103801_200869110 | node_8103801_200869111 | 225.962 | bal_1P_2AC_2AC(N) | 8103801 | no | no |  |  | no |  |  | 0 | 0 | 0 | 0
oh_line_8103801_200869142 |  | ABCN | node_8103801_200870997 | node_8103801_200869142 | 227.924 | bal_3P_2AC_2AC(N) | 8103801 | no | no |  |  | no |  |  | 0 | 0 | 0 | 0
oh_line_8103801_200869143 |  | ABCN | node_8103801_200869142 | node_8103801_200869143 | 277.955 | bal_3P_1/0AC_1/0AC(N) | 8103801 | no | no |  |  | no |  |  | 0 | 0 | 0 | 0
oh_line_8103801_200869145 |  | ABCN | node_8103801_200869143 | node_8103801_200869145 | 151.629 | bal_3P_1/0AC_1/0AC(N) | 8103801 | no | no |  |  | no |  |  | 0 | 0 | 0 | 0
oh_line_8103801_200869148 |  | ABCN | node_8103801_200869142 | node_8103801_200869148 | 249.577 | bal_3P_2AC_1/0AC(N) | 8103801 | no | no |  |  | no |  |  | 0 | 0 | 0 | 0
oh_line_8103801_200869266 |  | AN | node_8103801_200867891 | node_8103801_200869266 | 279.511 | bal_1P_2AC_2AC(N) | 8103801 | no | no |  |  | no |  |  | 0 | 0 | 0 | 0
oh_line_8103801_200869268 |  | AN | node_8103801_200869279 | node_8103801_200869268 | 182.262 | bal_1P_2AC_2AC(N) | 8103801 | no | no |  |  | no |  |  | 0 | 0 | 0 | 0
oh_line_8103801_200869269 |  | AN | node_8103801_200869268 | node_8103801_200869269 | 200.558 | bal_1P_2AC_2AC(N) | 8103801 | no | no |  |  | no |  |  | 0 | 0 | 0 | 0
oh_line_8103801_200869272 |  | AN | node_8103801_200869266 | node_8103801_200869272 | 282.404 | bal_1P_2AC_2AC(N) | 8103801 | no | no |  |  | no |  |  | 0 | 0 | 0 | 0
oh_line_8103801_200869273 |  | AN | node_8103801_200869272 | node_intto1_8103801_200869273 | 260.785 | bal_1P_2AC_2AC(N) | 8103801 | no | no |  |  | no |  |  | 0 | 0 | 0 | 0
oh_line_8103801_200869274 |  | AN | node_8103801_200869273 | node_8103801_200869274 | 290.511 | bal_1P_2AC_2AC(N) | 8103801 | no | no |  |  | no |  |  | 0 | 0 | 0 | 0
oh_line_8103801_200869275 |  | AN | node_8103801_200869274 | node_8103801_200869275 | 332.744 | bal_1P_2AC_2AC(N) | 8103801 | no | no |  |  | no |  |  | 0 | 0 | 0 | 0
oh_line_8103801_200869276 |  | AN | node_8103801_200869275 | node_8103801_200869276 | 246.752 | bal_1P_2AC_2AC(N) | 8103801 | no | no |  |  | no |  |  | 0 | 0 | 0 | 0
oh_line_8103801_200869277 |  | AN | node_8103801_200869276 | node_8103801_200869277 | 587.067 | bal_1P_2AC_2AC(N) | 8103801 | no | no |  |  | no |  |  | 0 | 0 | 0 | 0
oh_line_8103801_200869278 |  | AN | node_8103801_200869277 | node_8103801_200869278 | 149.596 | bal_1P_2AC_2AC(N) | 8103801 | no | no |  |  | no |  |  | 0 | 0 | 0 | 0
oh_line_8103801_200869279 |  | AN | node_8103801_200869278 | node_8103801_200869279 | 209.7 | bal_1P_2AC_2AC(N) | 8103801 | no | no |  |  | no |  |  | 0 | 0 | 0 | 0
oh_line_8103801_200869459 |  | AN | node_8103801_200868358 | node_8103801_200869459 | 319.912 | bal_1P_2AC_2AC(N) | 8103801 | no | no |  |  | no |  |  | 0 | 0 | 0 | 0
oh_line_8103801_200869463 |  | AN | node_8103801_200869459 | node_intto1_8103801_200869463 | 515.236 | bal_1P_2AC_2AC(N) | 8103801 | no | no |  |  | no |  |  | 0 | 0 | 0 | 0
oh_line_8103801_200869464 |  | AN | node_8103801_200869463 | node_8103801_200869464 | 145.722 | bal_1P_2AC_2AC(N) | 8103801 | no | no |  |  | no |  |  | 0 | 0 | 0 | 0
oh_line_8103801_200869465 |  | AN | node_8103801_200869464 | node_8103801_200869465 | 175.779 | bal_1P_2AC_2AC(N) | 8103801 | no | no |  |  | no |  |  | 0 | 0 | 0 | 0
oh_line_8103801_200869473 |  | AN | node_8103801_200870768 | node_intto1_8103801_200869473 | 226.946 | bal_1P_2AC_2AC(N) | 8103801 | no | no |  |  | no |  |  | 0 | 0 | 0 | 0
oh_line_8103801_200869478 |  | AN | node_8103801_200869473 | node_8103801_200869478 | 342.209 | bal_1P_2AC_2AC(N) | 8103801 | no | no |  |  | no |  |  | 0 | 0 | 0 | 0
oh_line_8103801_200869479 |  | AN | node_8103801_200869478 | node_8103801_200869479 | 394.778 | bal_1P_2AC_2AC(N) | 8103801 | no | no |  |  | no |  |  | 0 | 0 | 0 | 0
oh_line_8103801_200869483 |  | AN | node_8103801_201023333 | node_8103801_200869483 | 204.859 | bal_1P_2AC_2AC(N) | 8103801 | no | no |  |  | no |  |  | 0 | 0 | 0 | 0
oh_line_8103801_200869484 |  | AN | node_8103801_200869483 | node_8103801_200869484 | 150.572 | bal_1P_2AC_2AC(N) | 8103801 | no | no |  |  | no |  |  | 0 | 0 | 0 | 0
oh_line_8103801_200869485 |  | AN | node_8103801_200869484 | node_8103801_200869485 | 150.231 | bal_1P_2AC_2AC(N) | 8103801 | no | no |  |  | no |  |  | 0 | 0 | 0 | 0
oh_line_8103801_200869486 |  | AN | node_8103801_200869485 | node_8103801_200869486 | 212.598 | bal_1P_2AC_1/0AC(N) | 8103801 | no | no |  |  | no |  |  | 0 | 0 | 0 | 0
oh_line_8103801_200869487 |  | AN | node_8103801_200869486 | node_8103801_200869487 | 151.027 | bal_1P_2AC_1/0AC(N) | 8103801 | no | no |  |  | no |  |  | 0 | 0 | 0 | 0
oh_line_8103801_200869660 |  | AN | node_8103801_200870739 | node_intto1_8103801_200869660 | 42.999 | bal_1P_2AC_2AC(N) | 8103801 | no | no |  |  | no |  |  | 0 | 0 | 0 | 0
oh_line_8103801_200869661 |  | AN | node_8103801_200869660 | node_8103801_200869661 | 259.414 | bal_1P_2AC_2AC(N) | 8103801 | no | no |  |  | no |  |  | 0 | 0 | 0 | 0
oh_line_8103801_200869662 |  | AN | node_8103801_200869661 | node_8103801_200869662 | 247.23 | bal_1P_2AC_2AC(N) | 8103801 | no | no |  |  | no |  |  | 0 | 0 | 0 | 0
oh_line_8103801_200869663 |  | AN | node_8103801_200869662 | node_8103801_200869663 | 247.122 | bal_1P_2AC_2AC(N) | 8103801 | no | no |  |  | no |  |  | 0 | 0 | 0 | 0
oh_line_8103801_200869664 |  | AN | node_8103801_200869663 | node_8103801_200869664 | 272.513 | bal_1P_2AC_2AC(N) | 8103801 | no | no |  |  | no |  |  | 0 | 0 | 0 | 0
oh_line_8103801_200869665 |  | AN | node_8103801_200869664 | node_8103801_200869665 | 205.859 | bal_1P_2AC_2AC(N) | 8103801 | no | no |  |  | no |  |  | 0 | 0 | 0 | 0
oh_line_8103801_200869677 |  | AN | node_8103801_200867520 | node_intto1_8103801_200869677 | 489.501 | bal_1P_2AC_2AC(N) | 8103801 | no | no |  |  | no |  |  | 0 | 0 | 0 | 0
oh_line_8103801_200869678 |  | AN | node_8103801_200869677 | node_8103801_200869678 | 371.474 | bal_1P_2AC_2AC(N) | 8103801 | no | no |  |  | no |  |  | 0 | 0 | 0 | 0
oh_line_8103801_200869679 |  | AN | node_8103801_200869678 | node_8103801_200869679 | 644.12 | bal_1P_2AC_2AC(N) | 8103801 | no | no |  |  | no |  |  | 0 | 0 | 0 | 0
oh_line_8103801_200869680 |  | AN | node_8103801_200869679 | node_8103801_200869680 | 424.288 | bal_1P_2AC_2AC(N) | 8103801 | no | no |  |  | no |  |  | 0 | 0 | 0 | 0
oh_line_8103801_200869681 |  | AN | node_8103801_200869680 | node_8103801_200869681 | 194.84 | bal_1P_2AC_2AC(N) | 8103801 | no | no |  |  | no |  |  | 0 | 0 | 0 | 0
oh_line_8103801_200869682 |  | AN | node_8103801_200869681 | node_8103801_200869682 | 383.971 | bal_1P_2AC_2AC(N) | 8103801 | no | no |  |  | no |  |  | 0 | 0 | 0 | 0
oh_line_8103801_200869683 |  | AN | node_8103801_200869682 | node_8103801_200869683 | 438.496 | bal_1P_2AC_2AC(N) | 8103801 | no | no |  |  | no |  |  | 0 | 0 | 0 | 0
oh_line_8103801_200869684 |  | AN | node_8103801_200869683 | node_8103801_200869684 | 456.263 | bal_1P_2AC_2AC(N) | 8103801 | no | no |  |  | no |  |  | 0 | 0 | 0 | 0
oh_line_8103801_200869793 |  | AN | node_8103801_200870326 | node_8103801_200869793 | 246.811 | bal_1P_6CU_6CU(N) | 8103801 | no | no |  |  | no |  |  | 0 | 0 | 0 | 0
oh_line_8103801_200869794 |  | AN | node_8103801_200869793 | node_8103801_200869794 | 227.604 | bal_1P_2AC_2AC(N) | 8103801 | no | no |  |  | no |  |  | 0 | 0 | 0 | 0
oh_line_8103801_200869795 |  | AN | node_8103801_200869794 | node_intto1_8103801_200869795 | 265.353 | bal_1P_2AC_2AC(N) | 8103801 | no | no |  |  | no |  |  | 0 | 0 | 0 | 0
oh_line_8103801_200869796 |  | AN | node_8103801_200869795 | node_8103801_200869796 | 215.973 | bal_1P_2AC_2AC(N) | 8103801 | no | no |  |  | no |  |  | 0 | 0 | 0 | 0
oh_line_8103801_200869797 |  | AN | node_8103801_200869796 | node_8103801_200869797 | 68.447 | bal_1P_2AC_2AC(N) | 8103801 | no | no |  |  | no |  |  | 0 | 0 | 0 | 0
oh_line_8103801_200869800 |  | AN | node_8103801_200869796 | node_8103801_200869800 | 275.778 | bal_1P_2AC_2AC(N) | 8103801 | no | no |  |  | no |  |  | 0 | 0 | 0 | 0
oh_line_8103801_200869946 |  | ABCD | node_SOURCE_8103801 | node_8103801_200869946 | 58.265 | bal_3P_477AL | 8103801 | no | no |  |  | no |  |  | 0 | 0 | 0 | 0
oh_line_8103801_200869947 |  | ABCN | node_8103801_200869946 | node_intto1_8103801_200869947 | 45.605 | bal_3P_477AC_4/0AC(N) | 8103801 | no | no |  |  | no |  |  | 0 | 0 | 0 | 0
oh_line_8103801_200870050 |  | AN | node_8103801_200867599 | node_8103801_200870050 | 163.308 | bal_1P_1/0AA_1/0AA(N) | 8103801 | no | no |  |  | no |  |  | 0 | 0 | 0 | 0
oh_line_8103801_200870051 |  | AN | node_8103801_200870050 | node_8103801_200870051 | 140.001 | bal_1P_1/0AA_1/0AA(N) | 8103801 | no | no |  |  | no |  |  | 0 | 0 | 0 | 0
oh_line_8103801_200870052 |  | AN | node_8103801_200870051 | node_8103801_200870052 | 298.557 | bal_1P_1/0AA_1/0AA(N) | 8103801 | no | no |  |  | no |  |  | 0 | 0 | 0 | 0
oh_line_8103801_200870057 |  | AN | node_8103801_200867542 | node_intto1_8103801_200870057 | 243.216 | bal_1P_1/0AC_1/0AC(N) | 8103801 | no | no |  |  | no |  |  | 0 | 0 | 0 | 0
oh_line_8103801_200870058 |  | AN | node_8103801_200870057 | node_8103801_200870058 | 191.925 | bal_1P_1/0AC_1/0AC(N) | 8103801 | no | no |  |  | no |  |  | 0 | 0 | 0 | 0
oh_line_8103801_200870059 |  | AN | node_8103801_200870057 | node_8103801_200870059 | 280.187 | bal_1P_1/0AA_1/0AA(N) | 8103801 | no | no |  |  | no |  |  | 0 | 0 | 0 | 0
oh_line_8103801_200870060 |  | AN | node_8103801_200870059 | node_8103801_200870060 | 260.005 | bal_1P_1/0AA_1/0AA(N) | 8103801 | no | no |  |  | no |  |  | 0 | 0 | 0 | 0
oh_line_8103801_200870061 |  | AN | node_8103801_200870060 | node_8103801_200870061 | 285.081 | bal_1P_1/0AA_1/0AA(N) | 8103801 | no | no |  |  | no |  |  | 0 | 0 | 0 | 0
oh_line_8103801_200870062 |  | AN | node_8103801_200870061 | node_8103801_200870062 | 230.008 | bal_1P_1/0AA_1/0AA(N) | 8103801 | no | no |  |  | no |  |  | 0 | 0 | 0 | 0
oh_line_8103801_200870063 |  | AN | node_8103801_200870062 | node_8103801_200870063 | 368.609 | bal_1P_1/0AA_1/0AA(N) | 8103801 | no | no |  |  | no |  |  | 0 | 0 | 0 | 0
oh_line_8103801_200870107 |  | AN | node_8103801_200870115 | node_intto1_8103801_200870107 | 171.109 | bal_1P_1/0AA_1/0AA(N) | 8103801 | no | no |  |  | no |  |  | 0 | 0 | 0 | 0
oh_line_8103801_200870108 |  | AN | node_8103801_200870119 | node_8103801_200870108 | 357.711 | bal_1P_1/0AA_1/0AA(N) | 8103801 | no | no |  |  | no |  |  | 0 | 0 | 0 | 0
oh_line_8103801_200870109 |  | AN | node_8103801_200870108 | node_8103801_200870109 | 350.219 | bal_1P_1/0AA_1/0AA(N) | 8103801 | no | no |  |  | no |  |  | 0 | 0 | 0 | 0
oh_line_8103801_200870110 |  | AN | node_8103801_200870109 | node_8103801_200870110 | 329.388 | bal_1P_1/0AA_1/0AA(N) | 8103801 | no | no |  |  | no |  |  | 0 | 0 | 0 | 0
oh_line_8103801_200870111 |  | AN | node_8103801_200870110 | node_8103801_200870111 | 360.018 | bal_1P_1/0AA_1/0AA(N) | 8103801 | no | no |  |  | no |  |  | 0 | 0 | 0 | 0
oh_line_8103801_200870112 |  | AN | node_8103801_200870111 | node_8103801_200870112 | 332.639 | bal_1P_1/0AA_1/0AA(N) | 8103801 | no | no |  |  | no |  |  | 0 | 0 | 0 | 0
oh_line_8103801_200870113 |  | AN | node_8103801_200870112 | node_8103801_200870113 | 326.624 | bal_1P_1/0AA_1/0AA(N) | 8103801 | no | no |  |  | no |  |  | 0 | 0 | 0 | 0
oh_line_8103801_200870114 |  | AN | node_8103801_200870113 | node_8103801_200870114 | 278.225 | bal_1P_1/0AA_1/0AA(N) | 8103801 | no | no |  |  | no |  |  | 0 | 0 | 0 | 0
oh_line_8103801_200870115 |  | AN | node_8103801_200870114 | node_8103801_200870115 | 283.678 | bal_1P_1/0AA_1/0AA(N) | 8103801 | no | no |  |  | no |  |  | 0 | 0 | 0 | 0
oh_line_8103801_200870116 |  | AN | node_8103801_200870122 | node_8103801_200870116 | 243.389 | bal_1P_1/0AA_1/0AA(N) | 8103801 | no | no |  |  | no |  |  | 0 | 0 | 0 | 0
oh_line_8103801_200870117 |  | AN | node_8103801_200870116 | node_8103801_200870117 | 252.863 | bal_1P_1/0AA_1/0AA(N) | 8103801 | no | no |  |  | no |  |  | 0 | 0 | 0 | 0
oh_line_8103801_200870118 |  | AN | node_8103801_200870117 | node_8103801_200870118 | 236.682 | bal_1P_1/0AA_1/0AA(N) | 8103801 | no | no |  |  | no |  |  | 0 | 0 | 0 | 0
oh_line_8103801_200870119 |  | AN | node_8103801_200870118 | node_8103801_200870119 | 320.396 | bal_1P_1/0AA_1/0AA(N) | 8103801 | no | no |  |  | no |  |  | 0 | 0 | 0 | 0
oh_line_8103801_200870120 |  | AN | node_8103801_200871066 | node_8103801_200870120 | 190.479 | bal_1P_1/0AA_1/0AA(N) | 8103801 | no | no |  |  | no |  |  | 0 | 0 | 0 | 0
oh_line_8103801_200870121 |  | AN | node_8103801_200870120 | node_8103801_200870121 | 236.223 | bal_1P_1/0AA_1/0AA(N) | 8103801 | no | no |  |  | no |  |  | 0 | 0 | 0 | 0
oh_line_8103801_200870122 |  | AN | node_8103801_200870121 | node_8103801_200870122 | 223.55 | bal_1P_1/0AA_1/0AA(N) | 8103801 | no | no |  |  | no |  |  | 0 | 0 | 0 | 0
oh_line_8103801_200870156 |  | ABCN | node_8103801_200870789 | node_8103801_200870156 | 264.4 | bal_3P_4/0AC_1/0AC(N) | 8103801 | no | no |  |  | no |  |  | 0 | 0 | 0 | 0
oh_line_8103801_200870157 |  | AN | node_8103801_200870208 | node_8103801_200870157 | 293.345 | bal_1P_1/0AA_1/0AA(N) | 8103801 | no | no |  |  | no |  |  | 0 | 0 | 0 | 0
oh_line_8103801_200870158 |  | AN | node_8103801_200870157 | node_8103801_200870158 | 180.201 | bal_1P_1/0AA_1/0AA(N) | 8103801 | no | no |  |  | no |  |  | 0 | 0 | 0 | 0
oh_line_8103801_200870160 |  | AN | node_8103801_200870157 | node_8103801_200870160 | 139.924 | bal_1P_1/0AA_1/0AA(N) | 8103801 | no | no |  |  | no |  |  | 0 | 0 | 0 | 0
oh_line_8103801_200870161 |  | AN | node_8103801_200870160 | node_8103801_200870161 | 196.484 | bal_1P_1/0AA_1/0AA(N) | 8103801 | no | no |  |  | no |  |  | 0 | 0 | 0 | 0
oh_line_8103801_200870163 |  | AN | node_8103801_200870161 | node_8103801_200870163 | 263.773 | bal_1P_1/0AA_1/0AA(N) | 8103801 | no | no |  |  | no |  |  | 0 | 0 | 0 | 0
oh_line_8103801_200870164 |  | AN | node_8103801_200870163 | node_8103801_200870164 | 174.568 | bal_1P_1/0AA_1/0AA(N) | 8103801 | no | no |  |  | no |  |  | 0 | 0 | 0 | 0
oh_line_8103801_200870165 |  | AN | node_8103801_200870164 | node_8103801_200870165 | 230.553 | bal_1P_1/0AA_1/0AA(N) | 8103801 | no | no |  |  | no |  |  | 0 | 0 | 0 | 0
oh_line_8103801_200870169 |  | AN | node_8103801_200870165 | node_8103801_200870169 | 172.51 | bal_1P_1/0AA_1/0AA(N) | 8103801 | no | no |  |  | no |  |  | 0 | 0 | 0 | 0
oh_line_8103801_200870171 |  | AN | node_8103801_200870169 | node_8103801_200870171 | 200.416 | bal_1P_1/0AA_1/0AA(N) | 8103801 | no | no |  |  | no |  |  | 0 | 0 | 0 | 0
oh_line_8103801_200870172 |  | AN | node_8103801_200870171 | node_8103801_200870172 | 131.849 | bal_1P_1/0AA_1/0AA(N) | 8103801 | no | no |  |  | no |  |  | 0 | 0 | 0 | 0
oh_line_8103801_200870173 |  | AN | node_8103801_200870172 | node_8103801_200870173 | 162.927 | bal_1P_1/0AA_1/0AA(N) | 8103801 | no | no |  |  | no |  |  | 0 | 0 | 0 | 0
oh_line_8103801_200870174 |  | AN | node_8103801_200870156 | node_8103801_200870174 | 191.406 | bal_1P_1/0AA_1/0AA(N) | 8103801 | no | no |  |  | no |  |  | 0 | 0 | 0 | 0
oh_line_8103801_200870175 |  | AN | node_8103801_200870173 | node_8103801_200870175 | 246.668 | bal_1P_1/0AA_1/0AA(N) | 8103801 | no | no |  |  | no |  |  | 0 | 0 | 0 | 0
oh_line_8103801_200870176 |  | AN | node_8103801_200870175 | node_8103801_200870176 | 255.022 | bal_1P_4CU_4CU(N) | 8103801 | no | no |  |  | no |  |  | 0 | 0 | 0 | 0
oh_line_8103801_200870178 |  | AN | node_8103801_200870175 | node_8103801_200870178 | 204.772 | bal_1P_1/0AC_1/0AC(N) | 8103801 | no | no |  |  | no |  |  | 0 | 0 | 0 | 0
oh_line_8103801_200870179-1 |  | AN | node_8103801_200870178 | node_1465660_574_15292240_298 | 10.633 | bal_1P_1/0AC_1/0AC(N) | 8103801 | no | no |  |  | no |  |  | 0 | 0 | 0 | 0
oh_line_8103801_200870179-2 |  | AN | node_1465660_574_15292240_298 | node_8103801_200870179 | 189.805 | bal_1P_1/0AC_1/0AC(N) | 8103801 | no | no |  |  | no |  |  | 0 | 0 | 0 | 0
oh_line_8103801_200870181 |  | AN | node_8103801_200870179 | node_8103801_200870181 | 343.965 | bal_1P_1/0AC_1/0AC(N) | 8103801 | no | no |  |  | no |  |  | 0 | 0 | 0 | 0
oh_line_8103801_200870182 |  | AN | node_8103801_200870181 | node_8103801_200870182 | 311.229 | bal_1P_1/0AC_1/0AC(N) | 8103801 | no | no |  |  | no |  |  | 0 | 0 | 0 | 0
oh_line_8103801_200870183 |  | AN | node_8103801_200870182 | node_8103801_200870183 | 227.745 | bal_1P_2AC_2AC(N) | 8103801 | no | no |  |  | no |  |  | 0 | 0 | 0 | 0
oh_line_8103801_200870184 |  | AN | node_8103801_200870183 | node_8103801_200870184 | 371.398 | bal_1P_2AC_2AC(N) | 8103801 | no | no |  |  | no |  |  | 0 | 0 | 0 | 0
oh_line_8103801_200870185 |  | AN | node_8103801_200870184 | node_8103801_200870185 | 429.149 | bal_1P_2AC_2AC(N) | 8103801 | no | no |  |  | no |  |  | 0 | 0 | 0 | 0
oh_line_8103801_200870187 |  | AN | node_8103801_200870183 | node_8103801_200870187 | 228.041 | bal_1P_2AC_2AC(N) | 8103801 | no | no |  |  | no |  |  | 0 | 0 | 0 | 0
oh_line_8103801_200870188 |  | AN | node_8103801_200870187 | node_8103801_200870188 | 315.668 | bal_1P_2AC_2AC(N) | 8103801 | no | no |  |  | no |  |  | 0 | 0 | 0 | 0
oh_line_8103801_200870190 |  | AN | node_8103801_201067827 | node_8103801_200870190 | 170.614 | bal_1P_2AC_2AC(N) | 8103801 | no | no |  |  | no |  |  | 0 | 0 | 0 | 0
oh_line_8103801_200870191 |  | AN | node_8103801_200870190 | node_8103801_200870191 | 298.568 | bal_1P_2AC_2AC(N) | 8103801 | no | no |  |  | no |  |  | 0 | 0 | 0 | 0
oh_line_8103801_200870192 |  | AN | node_8103801_200870188 | node_8103801_200870192 | 175.403 | bal_1P_2AC_2AC(N) | 8103801 | no | no |  |  | no |  |  | 0 | 0 | 0 | 0
oh_line_8103801_200870193 |  | AN | node_8103801_200870192 | node_8103801_200870193 | 183.122 | bal_1P_1/0AA_1/0AA(N) | 8103801 | no | no |  |  | no |  |  | 0 | 0 | 0 | 0
oh_line_8103801_200870195 |  | AN | node_8103801_200870174 | node_intto1_8103801_200870195 | 352.544 | bal_1P_1/0AA_1/0AA(N) | 8103801 | no | no |  |  | no |  |  | 0 | 0 | 0 | 0
oh_line_8103801_200870196 |  | AN | node_8103801_200870193 | node_8103801_200870196 | 203.535 | bal_1P_1/0AA_1/0AA(N) | 8103801 | no | no |  |  | no |  |  | 0 | 0 | 0 | 0
oh_line_8103801_200870197 |  | AN | node_8103801_200870196 | node_8103801_200870197 | 189.404 | bal_1P_1/0AA_1/0AA(N) | 8103801 | no | no |  |  | no |  |  | 0 | 0 | 0 | 0
oh_line_8103801_200870198 |  | AN | node_8103801_200870197 | node_8103801_200870198 | 293.787 | bal_1P_1/0AA_1/0AA(N) | 8103801 | no | no |  |  | no |  |  | 0 | 0 | 0 | 0
oh_line_8103801_200870199 |  | AN | node_8103801_200870198 | node_8103801_200870199 | 312.368 | bal_1P_1/0AA_1/0AA(N) | 8103801 | no | no |  |  | no |  |  | 0 | 0 | 0 | 0
oh_line_8103801_200870201 |  | AN | node_8103801_200870195 | node_8103801_200870201 | 219.453 | bal_1P_1/0AA_1/0AA(N) | 8103801 | no | no |  |  | no |  |  | 0 | 0 | 0 | 0
oh_line_8103801_200870202 |  | AN | node_8103801_200870201 | node_8103801_200870202 | 258.167 | bal_1P_1/0AA_1/0AA(N) | 8103801 | no | no |  |  | no |  |  | 0 | 0 | 0 | 0
oh_line_8103801_200870203 |  | AN | node_8103801_200870202 | node_8103801_200870203 | 269.028 | bal_1P_1/0AA_1/0AA(N) | 8103801 | no | no |  |  | no |  |  | 0 | 0 | 0 | 0
oh_line_8103801_200870204 |  | AN | node_8103801_200870203 | node_8103801_200870204 | 211.072 | bal_1P_1/0AA_1/0AA(N) | 8103801 | no | no |  |  | no |  |  | 0 | 0 | 0 | 0
oh_line_8103801_200870207 |  | AN | node_8103801_200870204 | node_8103801_200870207 | 193.484 | bal_1P_1/0AA_1/0AA(N) | 8103801 | no | no |  |  | no |  |  | 0 | 0 | 0 | 0
oh_line_8103801_200870208 |  | AN | node_8103801_200870207 | node_8103801_200870208 | 195.515 | bal_1P_1/0AA_1/0AA(N) | 8103801 | no | no |  |  | no |  |  | 0 | 0 | 0 | 0
oh_line_8103801_200870241 |  | AN | node_8103801_200871079 | node_8103801_200870241 | 172.807 | bal_1P_1/0AA_1/0AA(N) | 8103801 | no | no |  |  | no |  |  | 0 | 0 | 0 | 0
oh_line_8103801_200870244 |  | AN | node_8103801_200871082 | node_8103801_200870244 | 235.869 | bal_1P_1/0AA_1/0AA(N) | 8103801 | no | no |  |  | no |  |  | 0 | 0 | 0 | 0
oh_line_8103801_200870245 |  | AN | node_8103801_200870244 | node_8103801_200870245 | 242.767 | bal_1P_1/0AA_1/0AA(N) | 8103801 | no | no |  |  | no |  |  | 0 | 0 | 0 | 0
oh_line_8103801_200870247 |  | AN | node_8103801_200870245 | node_8103801_200870247 | 278.47 | bal_1P_1/0AA_1/0AA(N) | 8103801 | no | no |  |  | no |  |  | 0 | 0 | 0 | 0
oh_line_8103801_200870248 |  | AN | node_8103801_200870247 | node_8103801_200870248 | 283.381 | bal_1P_1/0AA_1/0AA(N) | 8103801 | no | no |  |  | no |  |  | 0 | 0 | 0 | 0
oh_line_8103801_200870249 |  | AN | node_8103801_200870248 | node_8103801_200870249 | 274.493 | bal_1P_1/0AA_1/0AA(N) | 8103801 | no | no |  |  | no |  |  | 0 | 0 | 0 | 0
oh_line_8103801_200870250 |  | AN | node_8103801_200870249 | node_8103801_200870250 | 283.051 | bal_1P_1/0AA_1/0AA(N) | 8103801 | no | no |  |  | no |  |  | 0 | 0 | 0 | 0
oh_line_8103801_200870251 |  | AN | node_8103801_200870250 | node_8103801_200870251 | 280.998 | bal_1P_1/0AA_1/0AA(N) | 8103801 | no | no |  |  | no |  |  | 0 | 0 | 0 | 0
oh_line_8103801_200870252 |  | AN | node_8103801_200870251 | node_8103801_200870252 | 281.688 | bal_1P_1/0AA_1/0AA(N) | 8103801 | no | no |  |  | no |  |  | 0 | 0 | 0 | 0
oh_line_8103801_200870253 |  | AN | node_8103801_200870252 | node_8103801_200870253 | 279.498 | bal_1P_1/0AA_1/0AA(N) | 8103801 | no | no |  |  | no |  |  | 0 | 0 | 0 | 0
oh_line_8103801_200870254 |  | AN | node_8103801_200870253 | node_8103801_200870254 | 285.342 | bal_1P_1/0AA_1/0AA(N) | 8103801 | no | no |  |  | no |  |  | 0 | 0 | 0 | 0
oh_line_8103801_200870255 |  | AN | node_8103801_200870254 | node_8103801_200870255 | 272.947 | bal_1P_1/0AA_1/0AA(N) | 8103801 | no | no |  |  | no |  |  | 0 | 0 | 0 | 0
oh_line_8103801_200870257 |  | AN | node_8103801_200870255 | node_8103801_200870257 | 242.076 | bal_1P_1/0AA_1/0AA(N) | 8103801 | no | no |  |  | no |  |  | 0 | 0 | 0 | 0
oh_line_8103801_200870258 |  | AN | node_8103801_200870257 | node_8103801_200870258 | 280.143 | bal_1P_1/0AA_1/0AA(N) | 8103801 | no | no |  |  | no |  |  | 0 | 0 | 0 | 0
oh_line_8103801_200870259 |  | AN | node_8103801_200870258 | node_8103801_200870259 | 279.056 | bal_1P_1/0AA_1/0AA(N) | 8103801 | no | no |  |  | no |  |  | 0 | 0 | 0 | 0
oh_line_8103801_200870260 |  | AN | node_8103801_200870259 | node_8103801_200870260 | 102.366 | bal_1P_1/0AA_1/0AA(N) | 8103801 | no | no |  |  | no |  |  | 0 | 0 | 0 | 0
oh_line_8103801_200870261 |  | AN | node_8103801_200870260 | node_8103801_200870261 | 195.124 | bal_1P_1/0AA_1/0AA(N) | 8103801 | no | no |  |  | no |  |  | 0 | 0 | 0 | 0
oh_line_8103801_200870262 |  | AN | node_8103801_200870259 | node_8103801_200870262 | 258.272 | bal_1P_1/0AA_1/0AA(N) | 8103801 | no | no |  |  | no |  |  | 0 | 0 | 0 | 0
oh_line_8103801_200870263 |  | AN | node_8103801_200870262 | node_8103801_200870263 | 263.321 | bal_1P_1/0AA_1/0AA(N) | 8103801 | no | no |  |  | no |  |  | 0 | 0 | 0 | 0
oh_line_8103801_200870264 |  | AN | node_8103801_200870263 | node_8103801_200870264 | 255.676 | bal_1P_2AC_2AC(N) | 8103801 | no | no |  |  | no |  |  | 0 | 0 | 0 | 0
oh_line_8103801_200870265 |  | AN | node_8103801_201003802 | node_8103801_200870265 | 168.249 | bal_1P_2AC_2AC(N) | 8103801 | no | no |  |  | no |  |  | 0 | 0 | 0 | 0
oh_line_8103801_200870266 |  | AN | node_8103801_200870265 | node_8103801_200870266 | 217.821 | bal_1P_2AC_2AC(N) | 8103801 | no | no |  |  | no |  |  | 0 | 0 | 0 | 0
oh_line_8103801_200870267 |  | AN | node_8103801_200870266 | node_8103801_200870267 | 179.779 | bal_1P_2AC_2AC(N) | 8103801 | no | no |  |  | no |  |  | 0 | 0 | 0 | 0
oh_line_8103801_200870268 |  | AN | node_8103801_200870267 | node_8103801_200870268 | 199.468 | bal_1P_2AC_2AC(N) | 8103801 | no | no |  |  | no |  |  | 0 | 0 | 0 | 0
oh_line_8103801_200870293 |  | AN | node_8103801_200870296 | node_8103801_200870293 | 525.752 | bal_1P_2AC_2AC(N) | 8103801 | no | no |  |  | no |  |  | 0 | 0 | 0 | 0
oh_line_8103801_200870296 |  | AN | node_8103801_200870297 | node_8103801_200870296 | 525.925 | bal_1P_2AC_2AC(N) | 8103801 | no | no |  |  | no |  |  | 0 | 0 | 0 | 0
oh_line_8103801_200870297 |  | AN | node_8103801_200870298 | node_8103801_200870297 | 348.139 | bal_1P_2AC_2AC(N) | 8103801 | no | no |  |  | no |  |  | 0 | 0 | 0 | 0
oh_line_8103801_200870298 |  | AN | node_8103801_200870299 | node_8103801_200870298 | 381.769 | bal_1P_2AC_2AC(N) | 8103801 | no | no |  |  | no |  |  | 0 | 0 | 0 | 0
oh_line_8103801_200870299 |  | AN | node_8103801_200870300 | node_8103801_200870299 | 272.966 | bal_1P_2AC_2AC(N) | 8103801 | no | no |  |  | no |  |  | 0 | 0 | 0 | 0
oh_line_8103801_200870300 |  | AN | node_8103801_200870301 | node_8103801_200870300 | 286.295 | bal_1P_2AC_2AC(N) | 8103801 | no | no |  |  | no |  |  | 0 | 0 | 0 | 0
oh_line_8103801_200870301 |  | AN | node_8103801_200870302 | node_8103801_200870301 | 197.016 | bal_1P_2AC_2AC(N) | 8103801 | no | no |  |  | no |  |  | 0 | 0 | 0 | 0
oh_line_8103801_200870302 |  | AN | node_8103801_200870303 | node_8103801_200870302 | 321.64 | bal_1P_2AC_2AC(N) | 8103801 | no | no |  |  | no |  |  | 0 | 0 | 0 | 0
oh_line_8103801_200870303 |  | AN | node_8103801_200870304 | node_8103801_200870303 | 324.278 | bal_1P_2AC_2AC(N) | 8103801 | no | no |  |  | no |  |  | 0 | 0 | 0 | 0
oh_line_8103801_200870304 |  | AN | node_8103801_200870306 | node_8103801_200870304 | 268.631 | bal_1P_2AC_2AC(N) | 8103801 | no | no |  |  | no |  |  | 0 | 0 | 0 | 0
oh_line_8103801_200870306 |  | AN | node_8103801_200870307 | node_8103801_200870306 | 719.2 | bal_1P_2AC_2AC(N) | 8103801 | no | no |  |  | no |  |  | 0 | 0 | 0 | 0
oh_line_8103801_200870307 |  | AN | node_8103801_200870308 | node_8103801_200870307 | 418.069 | bal_1P_2AC_2AC(N) | 8103801 | no | no |  |  | no |  |  | 0 | 0 | 0 | 0
oh_line_8103801_200870308 |  | AN | node_8103801_200870309 | node_intto1_8103801_200870308 | 392.985 | bal_1P_2AC_2AC(N) | 8103801 | no | no |  |  | no |  |  | 0 | 0 | 0 | 0
oh_line_8103801_200870309 |  | AN | node_8103801_200868272 | node_8103801_200870309 | 367.35 | bal_1P_4AC_4AC(N) | 8103801 | no | no |  |  | no |  |  | 0 | 0 | 0 | 0
oh_line_8103801_200870311 |  | AN | node_8103801_200870312 | node_8103801_200870311 | 258.657 | bal_1P_2AC_2AC(N) | 8103801 | no | no |  |  | no |  |  | 0 | 0 | 0 | 0
oh_line_8103801_200870312 |  | AN | node_8103801_200870313 | node_8103801_200870312 | 263.105 | bal_1P_2AC_2AC(N) | 8103801 | no | no |  |  | no |  |  | 0 | 0 | 0 | 0
oh_line_8103801_200870313 |  | AN | node_8103801_200870315 | node_8103801_200870313 | 206.056 | bal_1P_2AC_2AC(N) | 8103801 | no | no |  |  | no |  |  | 0 | 0 | 0 | 0
oh_line_8103801_200870315 |  | AN | node_8103801_200870316 | node_8103801_200870315 | 328.207 | bal_1P_2AC_2AC(N) | 8103801 | no | no |  |  | no |  |  | 0 | 0 | 0 | 0
oh_line_8103801_200870316 |  | AN | node_8103801_200870318 | node_8103801_200870316 | 513.209 | bal_1P_2AC_2AC(N) | 8103801 | no | no |  |  | no |  |  | 0 | 0 | 0 | 0
oh_line_8103801_200870317 |  | AN | node_8103801_200870316 | node_8103801_200870317 | 183.427 | bal_1P_2AC_2AC(N) | 8103801 | no | no |  |  | no |  |  | 0 | 0 | 0 | 0
oh_line_8103801_200870318 |  | AN | node_8103801_200870320 | node_8103801_200870318 | 218.919 | bal_1P_2AC_2AC(N) | 8103801 | no | no |  |  | no |  |  | 0 | 0 | 0 | 0
oh_line_8103801_200870320 |  | AN | node_8103801_200870322 | node_8103801_200870320 | 363.208 | bal_1P_2AC_2AC(N) | 8103801 | no | no |  |  | no |  |  | 0 | 0 | 0 | 0
oh_line_8103801_200870322 |  | AN | node_8103801_200870326 | node_8103801_200870322 | 396.183 | bal_1P_2AC_2AC(N) | 8103801 | no | no |  |  | no |  |  | 0 | 0 | 0 | 0
oh_line_8103801_200870324 |  | AN | node_8103801_200870322 | node_8103801_200870324 | 93.109 | bal_1P_1/0AA_1/0AA(N) | 8103801 | no | no |  |  | no |  |  | 0 | 0 | 0 | 0
oh_line_8103801_200870325 |  | AN | node_8103801_200870324 | node_8103801_200870325 | 213.142 | bal_1P_1/0AA_1/0AA(N) | 8103801 | no | no |  |  | no |  |  | 0 | 0 | 0 | 0
oh_line_8103801_200870326 |  | AN | node_8103801_200870328 | node_8103801_200870326 | 578.783 | bal_1P_2AC_2AC(N) | 8103801 | no | no |  |  | no |  |  | 0 | 0 | 0 | 0
oh_line_8103801_200870328 |  | AN | node_8103801_200870329 | node_8103801_200870328 | 120.528 | bal_1P_2AC_2AC(N) | 8103801 | no | no |  |  | no |  |  | 0 | 0 | 0 | 0
oh_line_8103801_200870329 |  | AN | node_8103801_200870330 | node_8103801_200870329 | 231.375 | bal_1P_2AC_2AC(N) | 8103801 | no | no |  |  | no |  |  | 0 | 0 | 0 | 0
oh_line_8103801_200870330 |  | AN | node_8103801_200870332 | node_8103801_200870330 | 447.504 | bal_1P_2AC_2AC(N) | 8103801 | no | no |  |  | no |  |  | 0 | 0 | 0 | 0
oh_line_8103801_200870332-1 |  | AN | node_1476018_169_15296884_707 | node_8103801_200870332 | 24.933 | bal_1P_2AC_2AC(N) | 8103801 | no | no |  |  | no |  |  | 0 | 0 | 0 | 0
oh_line_8103801_200870332-2 |  | AN | node_8103801_200870333 | node_1476018_169_15296884_707 | 302.681 | bal_1P_2AC_2AC(N) | 8103801 | no | no |  |  | no |  |  | 0 | 0 | 0 | 0
oh_line_8103801_200870333 |  | AN | node_8103801_200870334 | node_8103801_200870333 | 192.495 | bal_1P_2AC_2AC(N) | 8103801 | no | no |  |  | no |  |  | 0 | 0 | 0 | 0
oh_line_8103801_200870334 |  | AN | node_8103801_200870335 | node_8103801_200870334 | 147.234 | bal_1P_2AC_2AC(N) | 8103801 | no | no |  |  | no |  |  | 0 | 0 | 0 | 0
oh_line_8103801_200870335 |  | AN | node_8103801_200870337 | node_8103801_200870335 | 119.368 | bal_1P_2AC_2AC(N) | 8103801 | no | no |  |  | no |  |  | 0 | 0 | 0 | 0
oh_line_8103801_200870337 |  | AN | node_8103801_200870338 | node_8103801_200870337 | 113.224 | bal_1P_2AC_2AC(N) | 8103801 | no | no |  |  | no |  |  | 0 | 0 | 0 | 0
oh_line_8103801_200870338 |  | AN | node_8103801_200870339 | node_8103801_200870338 | 140.846 | bal_1P_2AC_2AC(N) | 8103801 | no | no |  |  | no |  |  | 0 | 0 | 0 | 0
oh_line_8103801_200870339 |  | AN | node_8103801_200870340 | node_8103801_200870339 | 115.029 | bal_1P_2AC_2AC(N) | 8103801 | no | no |  |  | no |  |  | 0 | 0 | 0 | 0
oh_line_8103801_200870340 |  | AN | node_8103801_200870341 | node_8103801_200870340 | 130.595 | bal_1P_2AC_2AC(N) | 8103801 | no | no |  |  | no |  |  | 0 | 0 | 0 | 0
oh_line_8103801_200870341 |  | AN | node_8103801_200870342 | node_8103801_200870341 | 94.745 | bal_1P_2AC_2AC(N) | 8103801 | no | no |  |  | no |  |  | 0 | 0 | 0 | 0
oh_line_8103801_200870342 |  | AN | node_8103801_200870293 | node_8103801_200870342 | 290.593 | bal_1P_2AC_2AC(N) | 8103801 | no | no |  |  | no |  |  | 0 | 0 | 0 | 0
oh_line_8103801_200870716 |  | AN | node_8103801_200870328 | node_8103801_200870716 | 276.264 | bal_1P_2AC_2AC(N) | 8103801 | no | no |  |  | no |  |  | 0 | 0 | 0 | 0
oh_line_8103801_200870717 |  | AN | node_8103801_200870716 | node_intto1_8103801_200870717 | 338.087 | bal_1P_2AC_2AC(N) | 8103801 | no | no |  |  | no |  |  | 0 | 0 | 0 | 0
oh_line_8103801_200870718 |  | AN | node_8103801_200870717 | node_intto1_8103801_200870718 | 65.041 | bal_1P_1/0AA_1/0AA(N) | 8103801 | no | no |  |  | no |  |  | 0 | 0 | 0 | 0
oh_line_8103801_200870719 |  | AN | node_8103801_200870718 | node_8103801_200870719 | 259.811 | bal_1P_1/0AA_1/0AA(N) | 8103801 | no | no |  |  | no |  |  | 0 | 0 | 0 | 0
oh_line_8103801_200870720 |  | AN | node_8103801_200870719 | node_8103801_200870720 | 244.398 | bal_1P_1/0AA_1/0AA(N) | 8103801 | no | no |  |  | no |  |  | 0 | 0 | 0 | 0
oh_line_8103801_200870721 |  | AN | node_8103801_200870720 | node_8103801_200870721 | 259.783 | bal_1P_1/0AA_1/0AA(N) | 8103801 | no | no |  |  | no |  |  | 0 | 0 | 0 | 0
oh_line_8103801_200870722 |  | AN | node_8103801_200870721 | node_8103801_200870722 | 323.089 | bal_1P_1/0AA_1/0AA(N) | 8103801 | no | no |  |  | no |  |  | 0 | 0 | 0 | 0
oh_line_8103801_200870723 |  | AN | node_8103801_200870717 | node_8103801_200870723 | 379.645 | bal_1P_2AC_2AC(N) | 8103801 | no | no |  |  | no |  |  | 0 | 0 | 0 | 0
oh_line_8103801_200870724 |  | AN | node_8103801_200870723 | node_8103801_200870724 | 356.244 | bal_1P_2AC_2AC(N) | 8103801 | no | no |  |  | no |  |  | 0 | 0 | 0 | 0
oh_line_8103801_200870725 |  | AN | node_8103801_200870724 | node_8103801_200870725 | 186.067 | bal_1P_2AC_2AC(N) | 8103801 | no | no |  |  | no |  |  | 0 | 0 | 0 | 0
oh_line_8103801_200870726 |  | AN | node_8103801_200870725 | node_8103801_200870726 | 184.174 | bal_1P_2AC_2AC(N) | 8103801 | no | no |  |  | no |  |  | 0 | 0 | 0 | 0
oh_line_8103801_200870727 |  | AN | node_8103801_200870726 | node_8103801_200870727 | 290.981 | bal_1P_2AC_2AC(N) | 8103801 | no | no |  |  | no |  |  | 0 | 0 | 0 | 0
oh_line_8103801_200870729 |  | AN | node_8103801_200870727 | node_8103801_200870729 | 321.36 | bal_1P_8DCW_8DCW(N) | 8103801 | no | no |  |  | no |  |  | 0 | 0 | 0 | 0
oh_line_8103801_200870730 |  | AN | node_8103801_200870729 | node_8103801_200870730 | 297.452 | bal_1P_8DCW_8DCW(N) | 8103801 | no | no |  |  | no |  |  | 0 | 0 | 0 | 0
oh_line_8103801_200870732 |  | AN | node_8103801_200870730 | node_8103801_200870732 | 299.284 | bal_1P_8DCW_8DCW(N) | 8103801 | no | no |  |  | no |  |  | 0 | 0 | 0 | 0
oh_line_8103801_200870733 |  | AN | node_8103801_200870732 | node_8103801_200870733 | 280.745 | bal_1P_8DCW_8DCW(N) | 8103801 | no | no |  |  | no |  |  | 0 | 0 | 0 | 0
oh_line_8103801_200870735 |  | AN | node_8103801_200870735 | node_8103801_200870771 | 470.591 | bal_1P_4ACW_4ACW(N) | 8103801 | no | no |  |  | no |  |  | 0 | 0 | 0 | 0
oh_line_8103801_200870736 |  | AN | node_8103801_200870736 | node_8103801_200870735 | 302.398 | bal_1P_4ACW_4ACW(N) | 8103801 | no | no |  |  | no |  |  | 0 | 0 | 0 | 0
oh_line_8103801_200870738 |  | AN | node_8103801_200870738 | node_8103801_200870736 | 281.455 | bal_1P_4ACW_4ACW(N) | 8103801 | no | no |  |  | no |  |  | 0 | 0 | 0 | 0
oh_line_8103801_200870739 |  | AN | node_8103801_200870739 | node_8103801_200870738 | 326.386 | bal_1P_4ACW_4ACW(N) | 8103801 | no | no |  |  | no |  |  | 0 | 0 | 0 | 0
oh_line_8103801_200870740 |  | AN | node_8103801_200870740 | node_8103801_200870739 | 239.509 | bal_1P_4ACW_4ACW(N) | 8103801 | no | no |  |  | no |  |  | 0 | 0 | 0 | 0
oh_line_8103801_200870742 |  | AN | node_8103801_200870742 | node_8103801_200870740 | 327.145 | bal_1P_4ACW_4ACW(N) | 8103801 | no | no |  |  | no |  |  | 0 | 0 | 0 | 0
oh_line_8103801_200870743 |  | AN | node_8103801_200870743 | node_8103801_200870742 | 424.066 | bal_1P_4ACW_4ACW(N) | 8103801 | no | no |  |  | no |  |  | 0 | 0 | 0 | 0
oh_line_8103801_200870745 |  | AN | node_8103801_200870745 | node_8103801_200870743 | 342.943 | bal_1P_2AC_2AC(N) | 8103801 | no | no |  |  | no |  |  | 0 | 0 | 0 | 0
oh_line_8103801_200870747 |  | AN | node_8103801_200870747 | node_8103801_200870745 | 217.929 | bal_1P_1/0AA_1/0AA(N) | 8103801 | no | no |  |  | no |  |  | 0 | 0 | 0 | 0
oh_line_8103801_200870748 |  | AN | node_8103801_200870748 | node_8103801_200870747 | 170.973 | bal_1P_1/0AA_1/0AA(N) | 8103801 | no | no |  |  | no |  |  | 0 | 0 | 0 | 0
oh_line_8103801_200870749 |  | AN | node_8103801_200868346 | node_8103801_200870748 | 500.282 | bal_1P_2AC_2AC(N) | 8103801 | no | no |  |  | no |  |  | 0 | 0 | 0 | 0
oh_line_8103801_200870751 |  | AN | node_8103801_200870750 | node_intto1_8103801_200870751 | 339.85 | bal_1P_1/0AC_1/0AC(N) | 8103801 | no | no |  |  | no |  |  | 0 | 0 | 0 | 0
oh_line_8103801_200870752 |  | AN | node_8103801_200870751 | node_8103801_200870752 | 265.846 | bal_1P_1/0AC_1/0AC(N) | 8103801 | no | no |  |  | no |  |  | 0 | 0 | 0 | 0
oh_line_8103801_200870753 |  | AN | node_8103801_200870752 | node_8103801_200870753 | 365.436 | bal_1P_1/0AA_1/0AA(N) | 8103801 | no | no |  |  | no |  |  | 0 | 0 | 0 | 0
oh_line_8103801_200870754 |  | AN | node_8103801_200870752 | node_8103801_200870754 | 246.571 | bal_1P_1/0AC_1/0AC(N) | 8103801 | no | no |  |  | no |  |  | 0 | 0 | 0 | 0
oh_line_8103801_200870755 |  | AN | node_8103801_200870754 | node_8103801_200870755 | 231.28 | bal_1P_1/0AC_1/0AC(N) | 8103801 | no | no |  |  | no |  |  | 0 | 0 | 0 | 0
oh_line_8103801_200870756 |  | AN | node_8103801_200870756 | node_8103801_200870750 | 335.657 | bal_1P_2AC_2AC(N) | 8103801 | no | no |  |  | no |  |  | 0 | 0 | 0 | 0
oh_line_8103801_200870758 |  | AN | node_8103801_200870758 | node_8103801_200870756 | 214.892 | bal_1P_2AC_2AC(N) | 8103801 | no | no |  |  | no |  |  | 0 | 0 | 0 | 0
oh_line_8103801_200870760 |  | AN | node_8103801_200870760 | node_8103801_200870758 | 355.442 | bal_1P_2AC_2AC(N) | 8103801 | no | no |  |  | no |  |  | 0 | 0 | 0 | 0
oh_line_8103801_200870761 |  | AN | node_8103801_200870761 | node_8103801_200870760 | 527.836 | bal_1P_2AC_2AC(N) | 8103801 | no | no |  |  | no |  |  | 0 | 0 | 0 | 0
oh_line_8103801_200870762 |  | AN | node_8103801_200870761 | node_8103801_200870762 | 71.983 | bal_1P_1/0AA_1/0AA(N) | 8103801 | no | no |  |  | no |  |  | 0 | 0 | 0 | 0
oh_line_8103801_200870763 |  | AN | node_8103801_200870762 | node_8103801_200870763 | 203.605 | bal_1P_4CU_4CU(N) | 8103801 | no | no |  |  | no |  |  | 0 | 0 | 0 | 0
oh_line_8103801_200870766 |  | AN | node_8103801_200870766 | node_8103801_200870761 | 429.967 | bal_1P_2AC_2AC(N) | 8103801 | no | no |  |  | no |  |  | 0 | 0 | 0 | 0
oh_line_8103801_200870767 |  | AN | node_8103801_200870767 | node_8103801_200870766 | 326.006 | bal_1P_2AC_2AC(N) | 8103801 | no | no |  |  | no |  |  | 0 | 0 | 0 | 0
oh_line_8103801_200870768 |  | AN | node_8103801_200870768 | node_8103801_200870767 | 186.663 | bal_1P_2AC_2AC(N) | 8103801 | no | no |  |  | no |  |  | 0 | 0 | 0 | 0
oh_line_8103801_200870770 |  | AN | node_8103801_200870770 | node_8103801_200870768 | 239.464 | bal_1P_2AC_2AC(N) | 8103801 | no | no |  |  | no |  |  | 0 | 0 | 0 | 0
oh_line_8103801_200870771 |  | AN | node_8103801_200870771 | node_8103801_200870770 | 277.9 | bal_1P_4ACW_4ACW(N) | 8103801 | no | no |  |  | no |  |  | 0 | 0 | 0 | 0
oh_line_8103801_200870785 |  | AN | node_8103801_200871106 | node_8103801_200870785 | 377.261 | bal_1P_2AC_2AC(N) | 8103801 | no | no |  |  | no |  |  | 0 | 0 | 0 | 0
oh_line_8103801_200870786 |  | ABCN | node_8103801_200871121 | node_8103801_200870786 | 255.765 | bal_3P_4/0AC_1/0AC(N) | 8103801 | no | no |  |  | no |  |  | 0 | 0 | 0 | 0
oh_line_8103801_200870787 |  | ABCN | node_8103801_200870786 | node_8103801_200870787 | 208.145 | bal_3P_4/0AC_1/0AC(N) | 8103801 | no | no |  |  | no |  |  | 0 | 0 | 0 | 0
oh_line_8103801_200870789 |  | ABCN | node_8103801_200870787 | node_8103801_200870789 | 213.291 | bal_3P_4/0AC_1/0AC(N) | 8103801 | no | no |  |  | no |  |  | 0 | 0 | 0 | 0
oh_line_8103801_200870792 |  | ABN | node_8103801_200871194 | node_intto1_8103801_200870792 | 208.188 | bal_2P_1/0AA_1/0AA(N) | 8103801 | no | no |  |  | no |  |  | 0 | 0 | 0 | 0
oh_line_8103801_200870794 |  | ABN | node_8103801_200870792 | node_8103801_200870794 | 161.225 | bal_2P_2AC_1/0AA(N) | 8103801 | no | no |  |  | no |  |  | 0 | 0 | 0 | 0
oh_line_8103801_200870795 |  | ABN | node_8103801_200870794 | node_8103801_200870795 | 253.132 | bal_2P_2AC_1/0AA(N) | 8103801 | no | no |  |  | no |  |  | 0 | 0 | 0 | 0
oh_line_8103801_200870796 |  | ABN | node_8103801_200870795 | node_8103801_200870796 | 279.671 | bal_2P_2AC_1/0AA(N) | 8103801 | no | no |  |  | no |  |  | 0 | 0 | 0 | 0
oh_line_8103801_200870797 |  | ABN | node_8103801_200870796 | node_8103801_200870797 | 173.244 | bal_2P_2AC_1/0AA(N) | 8103801 | no | no |  |  | no |  |  | 0 | 0 | 0 | 0
oh_line_8103801_200870798 |  | ABN | node_8103801_200870797 | node_8103801_200870798 | 221.318 | bal_2P_2AC_1/0AA(N) | 8103801 | no | no |  |  | no |  |  | 0 | 0 | 0 | 0
oh_line_8103801_200870800 |  | ABN | node_8103801_200870798 | node_8103801_200870800 | 72.809 | bal_2P_2AC_1/0AA(N) | 8103801 | no | no |  |  | no |  |  | 0 | 0 | 0 | 0
oh_line_8103801_200870801 |  | ABN | node_8103801_200870800 | node_8103801_200870801 | 207.791 | bal_2P_2AC_1/0AA(N) | 8103801 | no | no |  |  | no |  |  | 0 | 0 | 0 | 0
oh_line_8103801_200870803 |  | ABN | node_8103801_200870801 | node_8103801_200870803 | 284.114 | bal_2P_2AC_1/0AA(N) | 8103801 | no | no |  |  | no |  |  | 0 | 0 | 0 | 0
oh_line_8103801_200870805 |  | ABN | node_8103801_200870803 | node_8103801_200870805 | 374.208 | bal_2P_2AC_1/0AA(N) | 8103801 | no | no |  |  | no |  |  | 0 | 0 | 0 | 0
oh_line_8103801_200870806 |  | ABN | node_8103801_200870805 | node_8103801_200870806 | 351.342 | bal_2P_2AC_1/0AA(N) | 8103801 | no | no |  |  | no |  |  | 0 | 0 | 0 | 0
oh_line_8103801_200870807 |  | ABN | node_8103801_200870806 | node_8103801_200870807 | 112.896 | bal_2P_1/0AA_1/0AA(N) | 8103801 | no | no |  |  | no |  |  | 0 | 0 | 0 | 0
oh_line_8103801_200870809 |  | AN | node_8103801_200870806 | node_8103801_200870809 | 288.014 | bal_1P_2AC_2AC(N) | 8103801 | no | no |  |  | no |  |  | 0 | 0 | 0 | 0
oh_line_8103801_200870810 |  | AN | node_8103801_200870809 | node_8103801_200870810 | 246.949 | bal_1P_2AC_2AC(N) | 8103801 | no | no |  |  | no |  |  | 0 | 0 | 0 | 0
oh_line_8103801_200870811 |  | AN | node_8103801_200870810 | node_8103801_200870811 | 494.388 | bal_1P_2AC_2AC(N) | 8103801 | no | no |  |  | no |  |  | 0 | 0 | 0 | 0
oh_line_8103801_200870812 |  | AN | node_8103801_200870811 | node_8103801_200870812 | 180.684 | bal_1P_2AC_2AC(N) | 8103801 | no | no |  |  | no |  |  | 0 | 0 | 0 | 0
oh_line_8103801_200870813 |  | AN | node_8103801_200870812 | node_8103801_200870813 | 219.567 | bal_1P_2AC_2AC(N) | 8103801 | no | no |  |  | no |  |  | 0 | 0 | 0 | 0
oh_line_8103801_200870814 |  | AN | node_8103801_200870811 | node_8103801_200870814 | 331.623 | bal_1P_2AC_2AC(N) | 8103801 | no | no |  |  | no |  |  | 0 | 0 | 0 | 0
oh_line_8103801_200870815 |  | AN | node_8103801_200870814 | node_8103801_200870815 | 279.252 | bal_1P_2AC_2AC(N) | 8103801 | no | no |  |  | no |  |  | 0 | 0 | 0 | 0
oh_line_8103801_200870816 |  | AN | node_8103801_200870815 | node_8103801_200870816 | 214.357 | bal_1P_1/0AA_1/0AA(N) | 8103801 | no | no |  |  | no |  |  | 0 | 0 | 0 | 0
oh_line_8103801_200870967 |  | AN | node_8103801_200871072 | node_8103801_200870967 | 129.183 | bal_1P_1/0AA_1/0AA(N) | 8103801 | no | no |  |  | no |  |  | 0 | 0 | 0 | 0
oh_line_8103801_200870968-1 |  | AN | node_311874589 | node_8103801_200870968 | 119.319 | bal_1P_1/0AA_1/0AA(N) | 8103801 | no | no |  |  | no |  |  | 0 | 0 | 0 | 0
oh_line_8103801_200870968-2 |  | AN | node_220628175 | node_intto1_311874589 | 8.827 | bal_1P_1/0AA_1/0AA(N) | 8103801 | no | no |  |  | no |  |  | 0 | 0 | 0 | 0
oh_line_8103801_200870968-3 |  | AN | node_8103801_200870967 | node_intto1_220628175 | 8.437 | bal_1P_1/0AA_1/0AA(N) | 8103801 | no | no |  |  | no |  |  | 0 | 0 | 0 | 0
oh_line_8103801_200870970 |  | AN | node_8103801_200870968 | node_8103801_200870970 | 126.903 | bal_1P_4CU_4CU(N) | 8103801 | no | no |  |  | no |  |  | 0 | 0 | 0 | 0
oh_line_8103801_200870972 |  | AN | node_8103801_200870970 | node_8103801_200870972 | 146.656 | bal_1P_4CU_4CU(N) | 8103801 | no | no |  |  | no |  |  | 0 | 0 | 0 | 0
oh_line_8103801_200870973 |  | AN | node_8103801_200870972 | node_8103801_200870973 | 192.1 | bal_1P_4CU_4CU(N) | 8103801 | no | no |  |  | no |  |  | 0 | 0 | 0 | 0
oh_line_8103801_200870974 |  | AN | node_8103801_200870973 | node_8103801_200870974 | 376.555 | bal_1P_2AC_2AC(N) | 8103801 | no | no |  |  | no |  |  | 0 | 0 | 0 | 0
oh_line_8103801_200870976 |  | AN | node_8103801_200870974 | node_8103801_200870976 | 430.779 | bal_1P_2AC_2AC(N) | 8103801 | no | no |  |  | no |  |  | 0 | 0 | 0 | 0
oh_line_8103801_200870977 |  | AN | node_8103801_200870976 | node_8103801_200870977 | 378.801 | bal_1P_2AC_2AC(N) | 8103801 | no | no |  |  | no |  |  | 0 | 0 | 0 | 0
oh_line_8103801_200870978 |  | ABCN | node_8103801_200870979 | node_8103801_200870978 | 144.748 | bal_3P_477AL_4/0AL(N) | 8103801 | no | no |  |  | no |  |  | 0 | 0 | 0 | 0
oh_line_8103801_200870979 |  | ABCN | node_8103801_200871097 | node_8103801_200870979 | 272.831 | bal_3P_477AL_4/0AL(N) | 8103801 | no | no |  |  | no |  |  | 0 | 0 | 0 | 0
oh_line_8103801_200870990 |  | ABCN | node_8103801_200871064 | node_8103801_200870990 | 20.511 | bal_3P_1/0AC_1/0AC(N) | 8103801 | no | no |  |  | no |  |  | 0 | 0 | 0 | 0
oh_line_8103801_200870994 |  | ABCN | node_8103801_200870990 | node_8103801_200870994 | 70.697 | bal_3P_1/0AC_1/0AC(N) | 8103801 | no | no |  |  | no |  |  | 0 | 0 | 0 | 0
oh_line_8103801_200870995 |  | ABCN | node_8103801_200870994 | node_intto1_8103801_200870995 | 102.469 | bal_3P_1/0AC_1/0AC(N) | 8103801 | no | no |  |  | no |  |  | 0 | 0 | 0 | 0
oh_line_8103801_200870996 |  | ABCN | node_8103801_200870995 | node_8103801_200870996 | 20.494 | bal_3P_1/0AC_1/0AC(N) | 8103801 | no | no |  |  | no |  |  | 0 | 0 | 0 | 0
oh_line_8103801_200870997 |  | ABCN | node_8103801_200870990 | node_8103801_200870997 | 234.656 | bal_3P_2AC_1/0AC(N) | 8103801 | no | no |  |  | no |  |  | 0 | 0 | 0 | 0
oh_line_8103801_200870998 |  | ABCN | node_8103801_200870997 | node_8103801_200870998 | 61.595 | bal_3P_1/0AA_1/0AC(N) | 8103801 | no | no |  |  | no |  |  | 0 | 0 | 0 | 0
oh_line_8103801_200871001 |  | ABCN | node_8103801_200870998 | node_8103801_200871001 | 129.747 | bal_3P_1/0AA_1/0AC(N) | 8103801 | no | no |  |  | no |  |  | 0 | 0 | 0 | 0
oh_line_8103801_200871007 |  | AN | node_8103801_200871181 | node_8103801_200871007 | 54.655 | bal_1P_1/0AC_4/0AL(N) | 8103801 | no | no |  |  | no |  |  | 0 | 0 | 0 | 0
oh_line_8103801_200871008 |  | AN | node_8103801_200871007 | node_8103801_200871008 | 151.181 | bal_1P_1/0AC_4/0AL(N) | 8103801 | no | no |  |  | no |  |  | 0 | 0 | 0 | 0
oh_line_8103801_200871009 |  | AN | node_8103801_200871008 | node_8103801_200871009 | 127.349 | bal_1P_1/0AC_4/0AL(N) | 8103801 | no | no |  |  | no |  |  | 0 | 0 | 0 | 0
oh_line_8103801_200871012 |  | ABCN | node_8103801_200871182 | node_8103801_200871012 | 154.576 | bal_3P_1/0AC_4/0AL(N) | 8103801 | no | no |  |  | no |  |  | 0 | 0 | 0 | 0
oh_line_8103801_200871013 |  | ABCN | node_8103801_200871012 | node_8103801_200871013 | 82.563 | bal_3P_1/0AC_4/0AL(N) | 8103801 | no | no |  |  | no |  |  | 0 | 0 | 0 | 0
oh_line_8103801_200871014 |  | ABCN | node_8103801_200871013 | node_8103801_200871014 | 112.158 | bal_3P_1/0AC_4/0AL(N) | 8103801 | no | no |  |  | no |  |  | 0 | 0 | 0 | 0
oh_line_8103801_200871015 |  | ABCN | node_8103801_200871014 | node_8103801_200871015 | 185.054 | bal_3P_1/0AC_4/0AL(N) | 8103801 | no | no |  |  | no |  |  | 0 | 0 | 0 | 0
oh_line_8103801_200871016 |  | ABCN | node_8103801_200871015 | node_8103801_200871016 | 158.538 | bal_3P_1/0AC_4/0AL(N) | 8103801 | no | no |  |  | no |  |  | 0 | 0 | 0 | 0
oh_line_8103801_200871018 |  | AN | node_8103801_200871251 | node_8103801_200871018 | 76.388 | bal_1P_1/0AA_1/0AA(N) | 8103801 | no | no |  |  | no |  |  | 0 | 0 | 0 | 0
oh_line_8103801_200871019 |  | AN | node_8103801_200871018 | node_intto1_8103801_200871019 | 204.372 | bal_1P_1/0AC_1/0AC(N) | 8103801 | no | no |  |  | no |  |  | 0 | 0 | 0 | 0
oh_line_8103801_200871020 |  | AN | node_8103801_200871019 | node_8103801_200871020 | 203.974 | bal_1P_1/0AC_1/0AC(N) | 8103801 | no | no |  |  | no |  |  | 0 | 0 | 0 | 0
oh_line_8103801_200871021 |  | AN | node_8103801_200871020 | node_8103801_200871021 | 132.347 | bal_1P_1/0AC_1/0AC(N) | 8103801 | no | no |  |  | no |  |  | 0 | 0 | 0 | 0
oh_line_8103801_200871022 |  | AN | node_8103801_200871021 | node_8103801_200871022 | 149.549 | bal_1P_1/0AC_1/0AC(N) | 8103801 | no | no |  |  | no |  |  | 0 | 0 | 0 | 0
oh_line_8103801_200871023 |  | AN | node_8103801_200871022 | node_8103801_200871023 | 178.987 | bal_1P_1/0AC_1/0AC(N) | 8103801 | no | no |  |  | no |  |  | 0 | 0 | 0 | 0
oh_line_8103801_200871026 |  | AN | node_8103801_200871020 | node_8103801_200871026 | 178.864 | bal_1P_1/0AC_1/0AC(N) | 8103801 | no | no |  |  | no |  |  | 0 | 0 | 0 | 0
oh_line_8103801_200871027 |  | AN | node_8103801_200871026 | node_8103801_200871027 | 198.95 | bal_1P_1/0AC_1/0AC(N) | 8103801 | no | no |  |  | no |  |  | 0 | 0 | 0 | 0
oh_line_8103801_200871028 |  | AN | node_8103801_200871027 | node_8103801_200871028 | 146.053 | bal_1P_1/0AC_1/0AC(N) | 8103801 | no | no |  |  | no |  |  | 0 | 0 | 0 | 0
oh_line_8103801_200871029 |  | AN | node_8103801_200871028 | node_8103801_200871029 | 249.831 | bal_1P_1/0AC_1/0AC(N) | 8103801 | no | no |  |  | no |  |  | 0 | 0 | 0 | 0
oh_line_8103801_200871031 |  | AN | node_8103801_200871252 | node_8103801_200871031 | 74.84 | bal_1P_1/0AA_1/0AA(N) | 8103801 | no | no |  |  | no |  |  | 0 | 0 | 0 | 0
oh_line_8103801_200871032 |  | AN | node_8103801_200871031 | node_intto1_8103801_200871032 | 183.666 | bal_1P_1/0AC_4/0AL(N) | 8103801 | no | no |  |  | no |  |  | 0 | 0 | 0 | 0
oh_line_8103801_200871033 |  | AN | node_8103801_200871032 | node_8103801_200871033 | 223.853 | bal_1P_1/0AC_1/0AC(N) | 8103801 | no | no |  |  | no |  |  | 0 | 0 | 0 | 0
oh_line_8103801_200871034 |  | AN | node_8103801_200871033 | node_8103801_200871034 | 171.131 | bal_1P_1/0AC_1/0AC(N) | 8103801 | no | no |  |  | no |  |  | 0 | 0 | 0 | 0
oh_line_8103801_200871035 |  | AN | node_8103801_200871034 | node_8103801_200871035 | 173.613 | bal_1P_1/0AC_1/0AC(N) | 8103801 | no | no |  |  | no |  |  | 0 | 0 | 0 | 0
oh_line_8103801_200871036 |  | AN | node_8103801_200871035 | node_8103801_200871036 | 157.854 | bal_1P_1/0AC_1/0AC(N) | 8103801 | no | no |  |  | no |  |  | 0 | 0 | 0 | 0
oh_line_8103801_200871037 |  | AN | node_8103801_200871036 | node_8103801_200871037 | 192.468 | bal_1P_1/0AC_1/0AC(N) | 8103801 | no | no |  |  | no |  |  | 0 | 0 | 0 | 0
oh_line_8103801_200871040 |  | AN | node_8103801_200871197 | node_8103801_200871040 | 30.339 | bal_1P_1/0AC_1/0AC(N) | 8103801 | no | no |  |  | no |  |  | 0 | 0 | 0 | 0
oh_line_8103801_200871041 |  | AN | node_8103801_200871040 | node_intto1_8103801_200871041 | 200.746 | bal_1P_1/0AA_1/0AC(N) | 8103801 | no | no |  |  | no |  |  | 0 | 0 | 0 | 0
oh_line_8103801_200871042 |  | AN | node_8103801_200871041 | node_8103801_200871042 | 118.683 | bal_1P_1/0AA_1/0AC(N) | 8103801 | no | no |  |  | no |  |  | 0 | 0 | 0 | 0
oh_line_8103801_200871043 |  | AN | node_8103801_200871042 | node_8103801_200871043 | 101.028 | bal_1P_1/0AC_4/0AL(N) | 8103801 | no | no |  |  | no |  |  | 0 | 0 | 0 | 0
oh_line_8103801_200871050 |  | ABCN | node_8103801_200871194 | node_8103801_200871050 | 131.506 | bal_3P_1/0AA_1/0AA(N) | 8103801 | no | no |  |  | no |  |  | 0 | 0 | 0 | 0
oh_line_8103801_200871051 |  | ABCN | node_8103801_200871050 | node_8103801_200871051 | 161.064 | bal_3P_1/0AA_1/0AA(N) | 8103801 | no | no |  |  | no |  |  | 0 | 0 | 0 | 0
oh_line_8103801_200871053-1 |  | ABCN | node_1464342_628_15284116_546 | node_8103801_200871053 | 322.948 | bal_3P_2AC_1/0AC(N) | 8103801 | no | no |  |  | no |  |  | 0 | 0 | 0 | 0
oh_line_8103801_200871053-2 |  | ABCN | node_311874636 | node_1464342_628_15284116_546 | 16.048 | bal_3P_2AC_1/0AC(N) | 8103801 | no | no |  |  | no |  |  | 0 | 0 | 0 | 0
oh_line_8103801_200871053-3 |  | ABCN | node_8103801_200871051 | node_intto1_311874636 | 15.34 | bal_3P_2AC_1/0AC(N) | 8103801 | no | no |  |  | no |  |  | 0 | 0 | 0 | 0
oh_line_8103801_200871059 |  | ABCN | node_8103801_200871053 | node_8103801_200871059 | 284.987 | bal_3P_1/0AA_1/0AC(N) | 8103801 | no | no |  |  | no |  |  | 0 | 0 | 0 | 0
oh_line_8103801_200871060 |  | ABCN | node_8103801_200871059 | node_intto1_8103801_200871060 | 275.075 | bal_3P_1/0AA_1/0AC(N) | 8103801 | no | no |  |  | no |  |  | 0 | 0 | 0 | 0
oh_line_8103801_200871061 |  | ABCN | node_8103801_200871050 | node_8103801_200871061 | 124.934 | bal_3P_1/0AA_1/0AA(N) | 8103801 | no | no |  |  | no |  |  | 0 | 0 | 0 | 0
oh_line_8103801_200871062 |  | ABCN | node_8103801_200871061 | node_8103801_200871062 | 79.045 | bal_3P_1/0AA_1/0AA(N) | 8103801 | no | no |  |  | no |  |  | 0 | 0 | 0 | 0
oh_line_8103801_200871063 |  | ABCN | node_8103801_200871062 | node_8103801_200871063 | 128.101 | bal_3P_1/0AA_1/0AA(N) | 8103801 | no | no |  |  | no |  |  | 0 | 0 | 0 | 0
oh_line_8103801_200871064 |  | ABCN | node_8103801_200871063 | node_8103801_200871064 | 154.103 | bal_3P_1/0AA_1/0AA(N) | 8103801 | no | no |  |  | no |  |  | 0 | 0 | 0 | 0
oh_line_8103801_200871065 |  | AN | node_8103801_200870968 | node_8103801_200871065 | 99.854 | bal_1P_1/0AA_1/0AA(N) | 8103801 | no | no |  |  | no |  |  | 0 | 0 | 0 | 0
oh_line_8103801_200871066 |  | AN | node_8103801_200871065 | node_intto1_8103801_200871066 | 257.598 | bal_1P_1/0AA_1/0AA(N) | 8103801 | no | no |  |  | no |  |  | 0 | 0 | 0 | 0
oh_line_8103801_200871068 |  | ABCN | node_8103801_200871098 | node_8103801_200871068 | 211.33 | bal_3P_477AL_4/0AC(N) | 8103801 | no | no |  |  | no |  |  | 0 | 0 | 0 | 0
oh_line_8103801_200871069 |  | AN | node_8103801_200871093 | node_8103801_200871069 | 130.032 | bal_1P_1/0AA_1/0AA(N) | 8103801 | no | no |  |  | no |  |  | 0 | 0 | 0 | 0
oh_line_8103801_200871070 |  | AN | node_8103801_200871069 | node_8103801_200871070 | 116.708 | bal_1P_1/0AA_1/0AA(N) | 8103801 | no | no |  |  | no |  |  | 0 | 0 | 0 | 0
oh_line_8103801_200871072 |  | AN | node_8103801_201050993 | node_8103801_200871072 | 94.628 | bal_1P_1/0AA_1/0AA(N) | 8103801 | no | no |  |  | no |  |  | 0 | 0 | 0 | 0
oh_line_8103801_200871073 |  | AN | node_8103801_200871072 | node_8103801_200871073 | 130.118 | bal_1P_1/0AA_1/0AA(N) | 8103801 | no | no |  |  | no |  |  | 0 | 0 | 0 | 0
oh_line_8103801_200871074 |  | AN | node_8103801_200871073 | node_intto1_8103801_200871074 | 151.67 | bal_1P_1/0AA_1/0AA(N) | 8103801 | no | no |  |  | no |  |  | 0 | 0 | 0 | 0
oh_line_8103801_200871075 |  | AN | node_8103801_200871074 | node_intto1_8103801_200871075 | 192.634 | bal_1P_1/0AA_1/0AA(N) | 8103801 | no | no |  |  | no |  |  | 0 | 0 | 0 | 0
oh_line_8103801_200871076 |  | AN | node_8103801_200871075 | node_8103801_200871076 | 222.963 | bal_1P_1/0AA_1/0AA(N) | 8103801 | no | no |  |  | no |  |  | 0 | 0 | 0 | 0
oh_line_8103801_200871077 |  | AN | node_8103801_200871076 | node_8103801_200871077 | 199.496 | bal_1P_1/0AA_1/0AA(N) | 8103801 | no | no |  |  | no |  |  | 0 | 0 | 0 | 0
oh_line_8103801_200871079 |  | AN | node_8103801_200871077 | node_intto1_8103801_200871079 | 113.131 | bal_1P_1/0AA_1/0AA(N) | 8103801 | no | no |  |  | no |  |  | 0 | 0 | 0 | 0
oh_line_8103801_200871081 |  | ABCN | node_8103801_200871068 | node_intto1_8103801_200871081 | 91.327 | bal_3P_4/0AA_4/0AL(N) | 8103801 | no | no |  |  | no |  |  | 0 | 0 | 0 | 0
oh_line_8103801_200871082 |  | AN | node_8103801_200870241 | node_8103801_200871082 | 258.569 | bal_1P_1/0AA_1/0AA(N) | 8103801 | no | no |  |  | no |  |  | 0 | 0 | 0 | 0
oh_line_8103801_200871083 |  | ABCN | node_8103801_200871081 | node_8103801_200871083 | 139.027 | bal_3P_4/0AA_4/0AL(N) | 8103801 | no | no |  |  | no |  |  | 0 | 0 | 0 | 0
oh_line_8103801_200871084 |  | ABCN | node_8103801_200871083 | node_intto1_8103801_200871084 | 117.812 | bal_3P_4/0AA_4/0AL(N) | 8103801 | no | no |  |  | no |  |  | 0 | 0 | 0 | 0
oh_line_8103801_200871085 |  | ABCN | node_8103801_200871084 | node_8103801_200871085 | 97.61 | bal_3P_4/0AA_4/0AL(N) | 8103801 | no | no |  |  | no |  |  | 0 | 0 | 0 | 0
oh_line_8103801_200871087 |  | ABCN | node_8103801_200871085 | node_8103801_200871087 | 685.749 | bal_3P_4/0AA_4/0AL(N) | 8103801 | no | no |  |  | no |  |  | 0 | 0 | 0 | 0
oh_line_8103801_200871089 |  | ABCN | node_8103801_200871087 | node_8103801_200871089 | 71.121 | bal_3P_4/0AA_4/0AL(N) | 8103801 | no | no |  |  | no |  |  | 0 | 0 | 0 | 0
oh_line_8103801_200871092 |  | ABCN | node_8103801_200871089 | node_8103801_200871092 | 234.779 | bal_3P_4/0AA_1/0AA(N) | 8103801 | no | no |  |  | no |  |  | 0 | 0 | 0 | 0
oh_line_8103801_200871093 |  | ABN | node_8103801_200871092 | node_8103801_200871093 | 111.043 | bal_2P_4/0AA_1/0AA(N) | 8103801 | no | no |  |  | no |  |  | 0 | 0 | 0 | 0
oh_line_8103801_200871094 |  | ABN | node_8103801_200871093 | node_8103801_200871094 | 46.577 | bal_2P_1/0AA_1/0AA(N) | 8103801 | no | no |  |  | no |  |  | 0 | 0 | 0 | 0
oh_line_8103801_200871095 |  | ABN | node_8103801_200871094 | node_8103801_200871095 | 209.024 | bal_2P_1/0AA_1/0AA(N) | 8103801 | no | no |  |  | no |  |  | 0 | 0 | 0 | 0
oh_line_8103801_200871097 |  | ABCN | node_8103801_200871068 | node_8103801_200871097 | 69.235 | bal_3P_477AL_4/0AL(N) | 8103801 | no | no |  |  | no |  |  | 0 | 0 | 0 | 0
oh_line_8103801_200871098 |  | ABCN | node_8103801_200871099 | node_8103801_200871098 | 192.688 | bal_3P_477AL_4/0AC(N) | 8103801 | no | no |  |  | no |  |  | 0 | 0 | 0 | 0
oh_line_8103801_200871099 |  | ABCN | node_8103801_200871100 | node_8103801_200871099 | 182.601 | bal_3P_4/0AC_4/0AC(N) | 8103801 | no | no |  |  | no |  |  | 0 | 0 | 0 | 0
oh_line_8103801_200871100 |  | ABCN | node_8103801_200871101 | node_8103801_200871100 | 186.033 | bal_3P_4/0AC_4/0AC(N) | 8103801 | no | no |  |  | no |  |  | 0 | 0 | 0 | 0
oh_line_8103801_200871101 |  | ABCN | node_8103801_200871102 | node_8103801_200871101 | 359.283 | bal_3P_4/0AC_4/0AC(N) | 8103801 | no | no |  |  | no |  |  | 0 | 0 | 0 | 0
oh_line_8103801_200871102 |  | ABCN | node_8103801_200871156 | node_8103801_200871102 | 97.056 | bal_3P_1/0AC_4/0AC(N) | 8103801 | no | no |  |  | no |  |  | 0 | 0 | 0 | 0
oh_line_8103801_200871103 |  | AN | node_8103801_200871120 | node_8103801_200871103 | 43.769 | bal_1P_1/0AC_1/0AC(N) | 8103801 | no | no |  |  | no |  |  | 0 | 0 | 0 | 0
oh_line_8103801_200871104 |  | AN | node_8103801_200871103 | node_intto1_8103801_200871104 | 354.861 | bal_1P_1/0AC_1/0AC(N) | 8103801 | no | no |  |  | no |  |  | 0 | 0 | 0 | 0
oh_line_8103801_200871106 |  | AN | node_8103801_200871104 | node_8103801_200871106 | 239.902 | bal_1P_2AC_2AC(N) | 8103801 | no | no |  |  | no |  |  | 0 | 0 | 0 | 0
oh_line_8103801_200871109 |  | ABCN | node_8103801_200955940 | node_8103801_200871109 | 133.94 | bal_3P_4/0AC_4/0AL(N) | 8103801 | no | no |  |  | no |  |  | 0 | 0 | 0 | 0
oh_line_8103801_200871110 |  | ABCN | node_8103801_200871109 | node_8103801_200871110 | 41.152 | unb_3P_2-1/0AA_1/0AC_1/0AC(N) | 8103801 | no | no |  |  | no |  |  | 0 | 0 | 0 | 0
oh_line_8103801_200871111 |  | ABCN | node_8103801_200871110 | node_8103801_200871111 | 161.942 | unb_3P_2-1/0AA_1/0AC_1/0AC(N) | 8103801 | no | no |  |  | no |  |  | 0 | 0 | 0 | 0
oh_line_8103801_200871112 |  | ABCN | node_8103801_200871111 | node_8103801_200871112 | 151.726 | bal_3P_1/0AA_1/0AA(N) | 8103801 | no | no |  |  | no |  |  | 0 | 0 | 0 | 0
oh_line_8103801_200871113 |  | ABCN | node_8103801_200871109 | node_8103801_200871113 | 130.452 | bal_3P_4/0AC_4/0AL(N) | 8103801 | no | no |  |  | no |  |  | 0 | 0 | 0 | 0
oh_line_8103801_200871114 |  | ABCN | node_8103801_200871113 | node_8103801_200871114 | 101.171 | bal_3P_4/0AC_4/0AL(N) | 8103801 | no | no |  |  | no |  |  | 0 | 0 | 0 | 0
oh_line_8103801_200871115 |  | ABCN | node_8103801_200871114 | node_8103801_200871115 | 266.625 | bal_3P_1/0AC_1/0AC(N) | 8103801 | no | no |  |  | no |  |  | 0 | 0 | 0 | 0
oh_line_8103801_200871118 |  | ABCN | node_8103801_200871115 | node_intto1_8103801_200871118 | 222.922 | bal_3P_4/0AC_1/0AC(N) | 8103801 | no | no |  |  | no |  |  | 0 | 0 | 0 | 0
oh_line_8103801_200871120 |  | ABCN | node_8103801_200871118 | node_8103801_200871120 | 206.771 | bal_3P_4/0AC_1/0AC(N) | 8103801 | no | no |  |  | no |  |  | 0 | 0 | 0 | 0
oh_line_8103801_200871121 |  | ABCN | node_8103801_200871120 | node_8103801_200871121 | 270.8 | bal_3P_4/0AC_1/0AC(N) | 8103801 | no | no |  |  | no |  |  | 0 | 0 | 0 | 0
oh_line_8103801_200871122 |  | ABCN | node_8103801_200871136 | node_8103801_200871122 | 116.926 | bal_3P_4/0AC_4/0AL(N) | 8103801 | no | no |  |  | no |  |  | 0 | 0 | 0 | 0
oh_line_8103801_200871124 |  | ABCN | node_8103801_200871122 | node_8103801_200871124 | 194.299 | bal_3P_4/0AC_4/0AL(N) | 8103801 | no | no |  |  | no |  |  | 0 | 0 | 0 | 0
oh_line_8103801_200871125 |  | ABCN | node_8103801_200871126 | node_8103801_200871125 | 181.11 | bal_3P_477AL_4/0AL(N) | 8103801 | no | no |  |  | no |  |  | 0 | 0 | 0 | 0
oh_line_8103801_200871126 |  | ABCN | node_8103801_200871127 | node_8103801_200871126 | 87.073 | bal_3P_477AL_4/0AL(N) | 8103801 | no | no |  |  | no |  |  | 0 | 0 | 0 | 0
oh_line_8103801_200871127 |  | ABCN | node_8103801_200871128 | node_8103801_200871127 | 133.521 | bal_3P_477AL_4/0AL(N) | 8103801 | no | no |  |  | no |  |  | 0 | 0 | 0 | 0
oh_line_8103801_200871128 |  | ABCN | node_8103801_200871129 | node_8103801_200871128 | 117.913 | bal_3P_477AL_4/0AL(N) | 8103801 | no | no |  |  | no |  |  | 0 | 0 | 0 | 0
oh_line_8103801_200871129 |  | ABCN | node_8103801_200871130 | node_8103801_200871129 | 95.155 | bal_3P_477AL_4/0AL(N) | 8103801 | no | no |  |  | no |  |  | 0 | 0 | 0 | 0
oh_line_8103801_200871130 |  | ABCN | node_8103801_200871131 | node_8103801_200871130 | 154.659 | bal_3P_477AL_4/0AL(N) | 8103801 | no | no |  |  | no |  |  | 0 | 0 | 0 | 0
oh_line_8103801_200871131 |  | ABCN | node_8103801_200871132 | node_8103801_200871131 | 85.885 | bal_3P_477AL_4/0AL(N) | 8103801 | no | no |  |  | no |  |  | 0 | 0 | 0 | 0
oh_line_8103801_200871132 |  | ABCN | node_8103801_200871134 | node_8103801_200871132 | 113.629 | bal_3P_477AL_4/0AL(N) | 8103801 | no | no |  |  | no |  |  | 0 | 0 | 0 | 0
oh_line_8103801_200871134 |  | ABCN | node_8103801_200871135 | node_8103801_200871134 | 56.409 | bal_3P_477AL_4/0AL(N) | 8103801 | no | no |  |  | no |  |  | 0 | 0 | 0 | 0
oh_line_8103801_200871135 |  | ABCN | node_8103801_200871137 | node_8103801_200871135 | 117.465 | bal_3P_477AL_4/0AL(N) | 8103801 | no | no |  |  | no |  |  | 0 | 0 | 0 | 0
oh_line_8103801_200871136 |  | ABCN | node_8103801_200871150 | node_8103801_200871136 | 121.066 | bal_3P_4/0AC_4/0AC(N) | 8103801 | no | no |  |  | no |  |  | 0 | 0 | 0 | 0
oh_line_8103801_200871137 |  | ABCN | node_8103801_200871138 | node_8103801_200871137 | 127.452 | bal_3P_477AL_4/0AL(N) | 8103801 | no | no |  |  | no |  |  | 0 | 0 | 0 | 0
oh_line_8103801_200871138 |  | ABCN | node_8103801_200871139 | node_8103801_200871138 | 118.134 | bal_3P_477AL_4/0AL(N) | 8103801 | no | no |  |  | no |  |  | 0 | 0 | 0 | 0
oh_line_8103801_200871139 |  | ABCN | node_8103801_200871140 | node_8103801_200871139 | 44.707 | bal_3P_477AL_4/0AL(N) | 8103801 | no | no |  |  | no |  |  | 0 | 0 | 0 | 0
oh_line_8103801_200871140 |  | ABCN | node_8103801_200870978 | node_8103801_200871140 | 124.766 | bal_3P_477AL_4/0AL(N) | 8103801 | no | no |  |  | no |  |  | 0 | 0 | 0 | 0
oh_line_8103801_200871146 |  | AN | node_8103801_200871147 | node_8103801_200871146 | 118.128 | bal_1P_1/0AC_1/0AC(N) | 8103801 | no | no |  |  | no |  |  | 0 | 0 | 0 | 0
oh_line_8103801_200871147 |  | AN | node_8103801_200871148 | node_8103801_200871147 | 235.252 | bal_1P_1/0AC_1/0AC(N) | 8103801 | no | no |  |  | no |  |  | 0 | 0 | 0 | 0
oh_line_8103801_200871148 |  | AN | node_8103801_200871099 | node_8103801_200871148 | 375.997 | bal_1P_1/0AC_1/0AC(N) | 8103801 | no | no |  |  | no |  |  | 0 | 0 | 0 | 0
oh_line_8103801_200871150 |  | ABCN | node_8103801_200871166 | node_8103801_200871150 | 205.27 | bal_3P_4/0AC_1/0AC(N) | 8103801 | no | no |  |  | no |  |  | 0 | 0 | 0 | 0
oh_line_8103801_200871156 |  | ABCN | node_8103801_200871158 | node_8103801_200871156 | 239.358 | bal_3P_1/0AC_4/0AC(N) | 8103801 | no | no |  |  | no |  |  | 0 | 0 | 0 | 0
oh_line_8103801_200871158 |  | ABCN | node_8103801_200871161 | node_8103801_200871158 | 147.558 | bal_3P_1/0AC_4/0AC(N) | 8103801 | no | no |  |  | no |  |  | 0 | 0 | 0 | 0
oh_line_8103801_200871159 |  | ABCN | node_8103801_200871158 | node_8103801_200871159 | 69.167 | bal_3P_1/0AC_1/0AC(N) | 8103801 | no | no |  |  | no |  |  | 0 | 0 | 0 | 0
oh_line_8103801_200871161 |  | ABCN | node_8103801_200871162 | node_8103801_200871161 | 45.428 | bal_3P_1/0AC_4/0AC(N) | 8103801 | no | no |  |  | no |  |  | 0 | 0 | 0 | 0
oh_line_8103801_200871162 |  | ABCN | node_8103801_200871163 | node_8103801_200871162 | 124.262 | bal_3P_1/0AC_4/0AC(N) | 8103801 | no | no |  |  | no |  |  | 0 | 0 | 0 | 0
oh_line_8103801_200871163 |  | ABCN | node_8103801_200871240 | node_8103801_200871163 | 30.035 | bal_3P_477AL_4/0AC(N) | 8103801 | no | no |  |  | no |  |  | 0 | 0 | 0 | 0
oh_line_8103801_200871164 |  | ABCN | node_8103801_200871163 | node_8103801_200871164 | 167.302 | bal_3P_1/0AC_1/0AC(N) | 8103801 | no | no |  |  | no |  |  | 0 | 0 | 0 | 0
oh_line_8103801_200871166 |  | ABCN | node_8103801_200871168 | node_8103801_200871166 | 88.095 | bal_3P_4/0AL_4/0AL(N) | 8103801 | no | no |  |  | no |  |  | 0 | 0 | 0 | 0
oh_line_8103801_200871168 |  | ABCN | node_8103801_200871169 | node_8103801_200871168 | 112.916 | bal_3P_4/0AL_4/0AL(N) | 8103801 | no | no |  |  | no |  |  | 0 | 0 | 0 | 0
oh_line_8103801_200871169 |  | ABCN | node_8103801_200871170 | node_8103801_200871169 | 95.626 | bal_3P_4/0AL_4/0AL(N) | 8103801 | no | no |  |  | no |  |  | 0 | 0 | 0 | 0
oh_line_8103801_200871170 |  | ABCN | node_8103801_200871171 | node_8103801_200871170 | 78.44 | bal_3P_477AL_4/0AL(N) | 8103801 | no | no |  |  | no |  |  | 0 | 0 | 0 | 0
oh_line_8103801_200871171 |  | ABCN | node_8103801_200871125 | node_8103801_200871171 | 210.316 | bal_3P_477AL_4/0AL(N) | 8103801 | no | no |  |  | no |  |  | 0 | 0 | 0 | 0
oh_line_8103801_200871174 |  | ABCN | node_8103801_200871122 | node_8103801_200871174 | 151.448 | bal_3P_1/0AC_4/0AA(N) | 8103801 | no | no |  |  | no |  |  | 0 | 0 | 0 | 0
oh_line_8103801_200871175 |  | ABCN | node_8103801_200871201 | node_8103801_200871175 | 131.974 | bal_3P_1/0AA_4/0AL(N) | 8103801 | no | no |  |  | no |  |  | 0 | 0 | 0 | 0
oh_line_8103801_200871176 |  | ABCN | node_8103801_200871175 | node_8103801_200871176 | 118.599 | bal_3P_1/0AA_4/0AL(N) | 8103801 | no | no |  |  | no |  |  | 0 | 0 | 0 | 0
oh_line_8103801_200871177 |  | ABCN | node_8103801_200871176 | node_8103801_200871177 | 147.294 | bal_3P_1/0AA_4/0AL(N) | 8103801 | no | no |  |  | no |  |  | 0 | 0 | 0 | 0
oh_line_8103801_200871178 |  | ABCN | node_8103801_200871177 | node_8103801_200871178 | 96.623 | bal_3P_1/0AA_1/0AA(N) | 8103801 | no | no |  |  | no |  |  | 0 | 0 | 0 | 0
oh_line_8103801_200871179 |  | ABCN | node_8103801_200871178 | node_8103801_200871179 | 127.29 | bal_3P_1/0AA_1/0AA(N) | 8103801 | no | no |  |  | no |  |  | 0 | 0 | 0 | 0
oh_line_8103801_200871180 |  | ABCN | node_8103801_200871179 | node_intto1_8103801_200871180 | 35.01 | bal_3P_1/0AC_4/0AL(N) | 8103801 | no | no |  |  | no |  |  | 0 | 0 | 0 | 0
oh_line_8103801_200871181 |  | ABCN | node_8103801_200871180 | node_8103801_200871181 | 201.335 | bal_3P_1/0AC_4/0AL(N) | 8103801 | no | no |  |  | no |  |  | 0 | 0 | 0 | 0
oh_line_8103801_200871182 |  | ABCN | node_8103801_200871181 | node_8103801_200871182 | 107.547 | bal_3P_1/0AC_4/0AL(N) | 8103801 | no | no |  |  | no |  |  | 0 | 0 | 0 | 0
oh_line_8103801_200871183 |  | ABCN | node_8103801_200871179 | node_8103801_200871183 | 115.707 | bal_3P_1/0AA_1/0AA(N) | 8103801 | no | no |  |  | no |  |  | 0 | 0 | 0 | 0
oh_line_8103801_200871184 |  | ABCN | node_8103801_200871183 | node_8103801_200871184 | 135.263 | bal_3P_1/0AA_1/0AA(N) | 8103801 | no | no |  |  | no |  |  | 0 | 0 | 0 | 0
oh_line_8103801_200871185 |  | ABCN | node_8103801_200871184 | node_8103801_200871185 | 202.22 | bal_3P_1/0AA_1/0AA(N) | 8103801 | no | no |  |  | no |  |  | 0 | 0 | 0 | 0
oh_line_8103801_200871187 |  | ABCN | node_8103801_200871185 | node_8103801_200871187 | 281.064 | bal_3P_1/0AA_1/0AA(N) | 8103801 | no | no |  |  | no |  |  | 0 | 0 | 0 | 0
oh_line_8103801_200871188 |  | ABCN | node_8103801_200871187 | node_8103801_200871188 | 37.349 | bal_3P_1/0AA_1/0AA(N) | 8103801 | no | no |  |  | no |  |  | 0 | 0 | 0 | 0
oh_line_8103801_200871189 |  | ABCN | node_8103801_200871174 | node_8103801_200871189 | 62.996 | bal_3P_1/0AC_4/0AA(N) | 8103801 | no | no |  |  | no |  |  | 0 | 0 | 0 | 0
oh_line_8103801_200871190 |  | ABCN | node_8103801_200871187 | node_8103801_200871190 | 182.937 | bal_3P_1/0AA_1/0AA(N) | 8103801 | no | no |  |  | no |  |  | 0 | 0 | 0 | 0
oh_line_8103801_200871191 |  | ABCN | node_8103801_200871190 | node_8103801_200871191 | 127.586 | bal_3P_1/0AA_1/0AA(N) | 8103801 | no | no |  |  | no |  |  | 0 | 0 | 0 | 0
oh_line_8103801_200871192 |  | ABCN | node_8103801_200871191 | node_8103801_200871192 | 164.417 | bal_3P_1/0AA_1/0AA(N) | 8103801 | no | no |  |  | no |  |  | 0 | 0 | 0 | 0
oh_line_8103801_200871193 |  | ABCN | node_8103801_200871192 | node_8103801_200871193 | 125.114 | bal_3P_1/0AA_1/0AA(N) | 8103801 | no | no |  |  | no |  |  | 0 | 0 | 0 | 0
oh_line_8103801_200871194 |  | ABCN | node_8103801_200871193 | node_8103801_200871194 | 199.135 | bal_3P_1/0AA_1/0AA(N) | 8103801 | no | no |  |  | no |  |  | 0 | 0 | 0 | 0
oh_line_8103801_200871195 |  | ABCN | node_8103801_200871189 | node_8103801_200871195 | 81.685 | bal_3P_1/0AC_4/0AA(N) | 8103801 | no | no |  |  | no |  |  | 0 | 0 | 0 | 0
oh_line_8103801_200871196 |  | ABCN | node_8103801_200871195 | node_8103801_200871196 | 127.325 | bal_3P_1/0AC_4/0AA(N) | 8103801 | no | no |  |  | no |  |  | 0 | 0 | 0 | 0
oh_line_8103801_200871197 |  | ABCN | node_8103801_200871196 | node_intto1_8103801_200871197 | 105.791 | bal_3P_1/0AC_4/0AL(N) | 8103801 | no | no |  |  | no |  |  | 0 | 0 | 0 | 0
oh_line_8103801_200871198 |  | ABCN | node_8103801_200871197 | node_8103801_200871198 | 129.405 | bal_3P_1/0AA_4/0AL(N) | 8103801 | no | no |  |  | no |  |  | 0 | 0 | 0 | 0
oh_line_8103801_200871199 |  | ABCN | node_8103801_200871198 | node_8103801_200871199 | 113.797 | bal_3P_1/0AA_4/0AL(N) | 8103801 | no | no |  |  | no |  |  | 0 | 0 | 0 | 0
oh_line_8103801_200871200 |  | ABCN | node_8103801_200871199 | node_8103801_200871200 | 116.286 | bal_3P_1/0AA_4/0AL(N) | 8103801 | no | no |  |  | no |  |  | 0 | 0 | 0 | 0
oh_line_8103801_200871201 |  | ABCN | node_8103801_200871200 | node_8103801_200871201 | 127.094 | bal_3P_1/0AA_4/0AL(N) | 8103801 | no | no |  |  | no |  |  | 0 | 0 | 0 | 0
oh_line_8103801_200871206 |  | ABCN | node_8103801_200871132 | node_8103801_200871206 | 146.011 | bal_3P_1/0AA_1/0AC(N) | 8103801 | no | no |  |  | no |  |  | 0 | 0 | 0 | 0
oh_line_8103801_200871207 |  | ABCN | node_8103801_200871206 | node_intto1_8103801_200871207 | 161.088 | bal_3P_1/0AA_1/0AC(N) | 8103801 | no | no |  |  | no |  |  | 0 | 0 | 0 | 0
oh_line_8103801_200871208 |  | ABCN | node_8103801_200871207 | node_8103801_200871208 | 77.701 | bal_3P_1/0AA_4/0AC(N) | 8103801 | no | no |  |  | no |  |  | 0 | 0 | 0 | 0
oh_line_8103801_200871209 |  | ABCN | node_8103801_200871208 | node_8103801_200871209 | 99.163 | bal_3P_1/0AA_4/0AC(N) | 8103801 | no | no |  |  | no |  |  | 0 | 0 | 0 | 0
oh_line_8103801_200871210 |  | ABCN | node_8103801_200871207 | node_8103801_200871210 | 191.898 | bal_3P_1/0AA_1/0AC(N) | 8103801 | no | no |  |  | no |  |  | 0 | 0 | 0 | 0
oh_line_8103801_200871211 |  | ABCN | node_8103801_200871210 | node_8103801_200871211 | 193.227 | bal_3P_4/0AL_1/0AC(N) | 8103801 | no | no |  |  | no |  |  | 0 | 0 | 0 | 0
oh_line_8103801_200871214 |  | AN | node_8103801_200871215 | node_8103801_200871214 | 114.03 | bal_1P_4CU_4CU(N) | 8103801 | no | no |  |  | no |  |  | 0 | 0 | 0 | 0
oh_line_8103801_200871215 |  | AN | node_8103801_200871216 | node_intto1_8103801_200871215 | 120.697 | bal_1P_4CU_4CU(N) | 8103801 | no | no |  |  | no |  |  | 0 | 0 | 0 | 0
oh_line_8103801_200871216 |  | AN | node_8103801_200871218 | node_intto1_8103801_200871216 | 160.327 | bal_1P_4CU_4CU(N) | 8103801 | no | no |  |  | no |  |  | 0 | 0 | 0 | 0
oh_line_8103801_200871218 |  | ABCN | node_8103801_200871220 | node_8103801_200871218 | 166.888 | bal_3P_4CU_4CU(N) | 8103801 | no | no |  |  | no |  |  | 0 | 0 | 0 | 0
oh_line_8103801_200871220 |  | ABCN | node_8103801_200871221 | node_8103801_200871220 | 105.63 | bal_3P_4CU_4CU(N) | 8103801 | no | no |  |  | no |  |  | 0 | 0 | 0 | 0
oh_line_8103801_200871221 |  | ABCN | node_8103801_200871222 | node_8103801_200871221 | 81.766 | bal_3P_4CU_4CU(N) | 8103801 | no | no |  |  | no |  |  | 0 | 0 | 0 | 0
oh_line_8103801_200871222 |  | ABCN | node_8103801_200870990 | node_8103801_200871222 | 300.339 | bal_3P_2AC_1/0AC(N) | 8103801 | no | no |  |  | no |  |  | 0 | 0 | 0 | 0
oh_line_8103801_200871225 |  | AN | node_8103801_200871226 | node_8103801_200871225 | 126.014 | bal_1P_1/0AC_2/0CU(N) | 8103801 | no | no |  |  | no |  |  | 0 | 0 | 0 | 0
oh_line_8103801_200871226 |  | AN | node_8103801_200871227 | node_8103801_200871226 | 114.152 | bal_1P_1/0AC_2/0CU(N) | 8103801 | no | no |  |  | no |  |  | 0 | 0 | 0 | 0
oh_line_8103801_200871227 |  | AN | node_8103801_200871228 | node_8103801_200871227 | 103.542 | bal_1P_1/0AC_2/0CU(N) | 8103801 | no | no |  |  | no |  |  | 0 | 0 | 0 | 0
oh_line_8103801_200871228 |  | AN | node_8103801_200871229 | node_8103801_200871228 | 139.566 | bal_1P_4CU_4CU(N) | 8103801 | no | no |  |  | no |  |  | 0 | 0 | 0 | 0
oh_line_8103801_200871229 |  | AN | node_8103801_200871230 | node_8103801_200871229 | 129.745 | bal_1P_4CU_4CU(N) | 8103801 | no | no |  |  | no |  |  | 0 | 0 | 0 | 0
oh_line_8103801_200871230 |  | AN | node_8103801_200871233 | node_8103801_200871230 | 100.143 | bal_1P_4CU_4CU(N) | 8103801 | no | no |  |  | no |  |  | 0 | 0 | 0 | 0
oh_line_8103801_200871231 |  | AN | node_8103801_200871230 | node_8103801_200871231 | 80.794 | bal_1P_1/0AC_1/0AC(N) | 8103801 | no | no |  |  | no |  |  | 0 | 0 | 0 | 0
oh_line_8103801_200871233 |  | AN | node_8103801_200871214 | node_8103801_200871233 | 147.154 | bal_1P_4CU_4CU(N) | 8103801 | no | no |  |  | no |  |  | 0 | 0 | 0 | 0
oh_line_8103801_200871240 |  | ABCN | node_8103801_200871241 | node_intto1_8103801_200871240 | 145.993 | bal_3P_477AL_4/0AC(N) | 8103801 | no | no |  |  | no |  |  | 0 | 0 | 0 | 0
oh_line_8103801_200871241 |  | ABCN | node_8103801_200871242 | node_8103801_200871241 | 162.616 | bal_3P_477AL_4/0AC(N) | 8103801 | no | no |  |  | no |  |  | 0 | 0 | 0 | 0
oh_line_8103801_200871242 |  | ABCN | node_8103801_200871246 | node_8103801_200871242 | 130.846 | bal_3P_477AL_4/0AC(N) | 8103801 | no | no |  |  | no |  |  | 0 | 0 | 0 | 0
oh_line_8103801_200871246 |  | ABCN | node_8103801_200871249 | node_8103801_200871246 | 126.33 | bal_3P_477AL_1/0AA(N) | 8103801 | no | no |  |  | no |  |  | 0 | 0 | 0 | 0
oh_line_8103801_200871247 |  | ABCN | node_8103801_200871246 | node_8103801_200871247 | 239.304 | bal_3P_477AL_4/0AC(N) | 8103801 | no | no |  |  | no |  |  | 0 | 0 | 0 | 0
oh_line_8103801_200871249 |  | ABCN | node_8103801_201014505 | node_8103801_200871249 | 138.012 | bal_3P_477AL_1/0AA(N) | 8103801 | no | no |  |  | no |  |  | 0 | 0 | 0 | 0
oh_line_8103801_200871251 |  | ABCN | node_8103801_200871252 | node_8103801_200871251 | 198.346 | bal_3P_477AL_4/0AC(N) | 8103801 | no | no |  |  | no |  |  | 0 | 0 | 0 | 0
oh_line_8103801_200871252 |  | ABCN | node_8103801_310042150 | node_8103801_200871252 | 72.915 | bal_3P_477AL_4/0AC(N) | 8103801 | no | no |  |  | no |  |  | 0 | 0 | 0 | 0
oh_line_8103801_200871265 |  | AN | node_8103801_200871228 | node_8103801_200871265 | 103.228 | bal_1P_1/0AA_1/0AA(N) | 8103801 | no | no |  |  | no |  |  | 0 | 0 | 0 | 0
oh_line_8103801_200871266 |  | AN | node_8103801_200871265 | node_8103801_200871266 | 123.704 | bal_1P_1/0AA_1/0AA(N) | 8103801 | no | no |  |  | no |  |  | 0 | 0 | 0 | 0
oh_line_8103801_200871268 |  | AN | node_8103801_200871266 | node_8103801_200871268 | 125.864 | bal_1P_1/0AA_1/0AA(N) | 8103801 | no | no |  |  | no |  |  | 0 | 0 | 0 | 0
oh_line_8103801_200871269 |  | AN | node_8103801_200871268 | node_8103801_200871269 | 130.325 | bal_1P_1/0AA_1/0AA(N) | 8103801 | no | no |  |  | no |  |  | 0 | 0 | 0 | 0
oh_line_8103801_200871270 |  | AN | node_8103801_200871269 | node_8103801_200871270 | 75.573 | bal_1P_1/0AC_1/0AC(N) | 8103801 | no | no |  |  | no |  |  | 0 | 0 | 0 | 0
oh_line_8103801_200871271 |  | AN | node_8103801_200871270 | node_8103801_200871271 | 134.026 | bal_1P_1/0AC_1/0AC(N) | 8103801 | no | no |  |  | no |  |  | 0 | 0 | 0 | 0
oh_line_8103801_200871278 |  | AN | node_8103801_200871280 | node_8103801_200871278 | 117.119 | bal_1P_4/0AL_4/0AL(N) | 8103801 | no | no |  |  | no |  |  | 0 | 0 | 0 | 0
oh_line_8103801_200871280 |  | AN | node_8103801_200871281 | node_8103801_200871280 | 141.025 | bal_1P_4/0AL_4/0AL(N) | 8103801 | no | no |  |  | no |  |  | 0 | 0 | 0 | 0
oh_line_8103801_200871281 |  | AN | node_8103801_200871211 | node_8103801_200871281 | 61.513 | bal_1P_4/0AL_1/0AC(N) | 8103801 | no | no |  |  | no |  |  | 0 | 0 | 0 | 0
oh_line_8103801_200871284 |  | AN | node_8103801_200871218 | node_intto1_8103801_200871284 | 182.138 | bal_1P_2AC_2AC(N) | 8103801 | no | no |  |  | no |  |  | 0 | 0 | 0 | 0
oh_line_8103801_200871285 |  | AN | node_8103801_200871284 | node_8103801_200871285 | 124.083 | bal_1P_2AC_2AC(N) | 8103801 | no | no |  |  | no |  |  | 0 | 0 | 0 | 0
oh_line_8103801_200871286 |  | AN | node_8103801_200871285 | node_8103801_200871286 | 119.501 | bal_1P_2AC_2AC(N) | 8103801 | no | no |  |  | no |  |  | 0 | 0 | 0 | 0
oh_line_8103801_200871287 |  | AN | node_8103801_200871286 | node_8103801_200871287 | 71.668 | bal_1P_2AC_2AC(N) | 8103801 | no | no |  |  | no |  |  | 0 | 0 | 0 | 0
oh_line_8103801_200871289 |  | AN | node_8103801_200871225 | node_8103801_200871289 | 124.305 | bal_1P_1/0AC_4/0AL(N) | 8103801 | no | no |  |  | no |  |  | 0 | 0 | 0 | 0
oh_line_8103801_200871291 |  | AN | node_8103801_200871289 | node_8103801_200871291 | 132.988 | bal_1P_1/0AC_4/0AL(N) | 8103801 | no | no |  |  | no |  |  | 0 | 0 | 0 | 0
oh_line_8103801_200908078 |  | ABCN | node_8103801_310042065 | node_8103801_200908078 | 298.811 | bal_3P_477AL_4/0AC(N) | 8103801 | no | no |  |  | no |  |  | 0 | 0 | 0 | 0
oh_line_8103801_200940783 |  | AN | node_8103801_200827694 | node_8103801_200940783 | 217.537 | bal_1P_2AC_2AC(N) | 8103801 | no | no |  |  | no |  |  | 0 | 0 | 0 | 0
oh_line_8103801_200942799 |  | AN | node_8103801_200845051 | node_8103801_200942799 | 348.366 | bal_1P_1/0AA_1/0AA(N) | 8103801 | no | no |  |  | no |  |  | 0 | 0 | 0 | 0
oh_line_8103801_200948619 |  | AN | node_8103801_200867536 | node_8103801_200948619 | 352.585 | bal_1P_2AC_2AC(N) | 8103801 | no | no |  |  | no |  |  | 0 | 0 | 0 | 0
oh_line_8103801_200948620 |  | AN | node_8103801_200948619 | node_8103801_200948620 | 120.295 | bal_1P_1/0AA_1/0AA(N) | 8103801 | no | no |  |  | no |  |  | 0 | 0 | 0 | 0
oh_line_8103801_200955940 |  | ABCN | node_8103801_200871122 | node_8103801_200955940 | 111.027 | bal_3P_4/0AC_4/0AL(N) | 8103801 | no | no |  |  | no |  |  | 0 | 0 | 0 | 0
oh_line_8103801_200961230 |  | AN | node_8103801_200868276 | node_8103801_200961230 | 261.463 | bal_1P_4AC_4AC(N) | 8103801 | no | no |  |  | no |  |  | 0 | 0 | 0 | 0
oh_line_8103801_200961398 |  | AN | node_8103801_200868285 | node_8103801_200961398 | 398.81 | bal_1P_4AC_4AC(N) | 8103801 | no | no |  |  | no |  |  | 0 | 0 | 0 | 0
oh_line_8103801_200962646 |  | AN | node_8103801_200867508 | node_intto1_8103801_200962646 | 213.979 | bal_1P_2AC_2AC(N) | 8103801 | no | no |  |  | no |  |  | 0 | 0 | 0 | 0
oh_line_8103801_200962821 |  | AN | node_8103801_200868338 | node_8103801_200962821 | 395.455 | bal_1P_4AC_4AC(N) | 8103801 | no | no |  |  | no |  |  | 0 | 0 | 0 | 0
oh_line_8103801_200965020 |  | AN | node_8103801_200867481 | node_8103801_200965020 | 288.139 | bal_1P_2AC_2AC(N) | 8103801 | no | no |  |  | no |  |  | 0 | 0 | 0 | 0
oh_line_8103801_200972272 |  | AN | node_8103801_200869038 | node_8103801_200972272 | 259.386 | bal_1P_2AC_2AC(N) | 8103801 | no | no |  |  | no |  |  | 0 | 0 | 0 | 0
oh_line_8103801_200976816 |  | AN | node_8103801_200867481 | node_8103801_200976816 | 59.564 | bal_1P_1/0AA_1/0AA(N) | 8103801 | no | no |  |  | no |  |  | 0 | 0 | 0 | 0
oh_line_8103801_200976817 |  | AN | node_8103801_200976816 | node_8103801_200976817 | 203.207 | bal_1P_1/0AA_1/0AA(N) | 8103801 | no | no |  |  | no |  |  | 0 | 0 | 0 | 0
oh_line_8103801_200976934 |  | AN | node_8103801_200870724 | node_8103801_200976934 | 97.318 | bal_1P_1/0AA_1/0AA(N) | 8103801 | no | no |  |  | no |  |  | 0 | 0 | 0 | 0
oh_line_8103801_201003802 |  | AN | node_8103801_200870264 | node_8103801_201003802 | 195.705 | bal_1P_2AC_2AC(N) | 8103801 | no | no |  |  | no |  |  | 0 | 0 | 0 | 0
oh_line_8103801_201008937 |  | AN | node_8103801_200869797 | node_8103801_201008937 | 185.073 | bal_1P_2AC_2AC(N) | 8103801 | no | no |  |  | no |  |  | 0 | 0 | 0 | 0
oh_line_8103801_201014317 |  | AN | node_8103801_201014318 | node_8103801_201014317 | 736.469 | bal_1P_WYECUST | 8103801 | no | no |  |  | no |  |  | 0 | 0 | 0 | 0
oh_line_8103801_201014318 |  | AN | node_8103801_200867449 | node_8103801_201014318 | 132.981 | bal_1P_1/0AA_1/0AA(N) | 8103801 | no | no |  |  | no |  |  | 0 | 0 | 0 | 0
oh_line_8103801_201014321 |  | AN | node_8103801_200867570 | node_8103801_201014321 | 343.489 | bal_1P_1/0AA_1/0AA(N) | 8103801 | no | no |  |  | no |  |  | 0 | 0 | 0 | 0
oh_line_8103801_201014322 |  | AN | node_8103801_201014331 | node_8103801_201014322 | 294.518 | bal_1P_WYECUST | 8103801 | no | no |  |  | no |  |  | 0 | 0 | 0 | 0
oh_line_8103801_201014323 |  | AN | node_8103801_201014332 | node_8103801_201014323 | 443.561 | bal_1P_WYECUST | 8103801 | no | no |  |  | no |  |  | 0 | 0 | 0 | 0
oh_line_8103801_201014324 |  | AN | node_8103801_201014334 | node_8103801_201014324 | 948.528 | bal_1P_WYECUST | 8103801 | no | no |  |  | no |  |  | 0 | 0 | 0 | 0
oh_line_8103801_201014331 |  | AN | node_8103801_200867570 | node_intto1_8103801_201014331 | 317.234 | bal_1P_WYECUST | 8103801 | no | no |  |  | no |  |  | 0 | 0 | 0 | 0
oh_line_8103801_201014332 |  | AN | node_8103801_201014322 | node_8103801_201014332 | 208.004 | bal_1P_WYECUST | 8103801 | no | no |  |  | no |  |  | 0 | 0 | 0 | 0
oh_line_8103801_201014333 |  | AN | node_8103801_200867572 | node_8103801_201014333 | 47.718 | bal_1P_WYECUST | 8103801 | no | no |  |  | no |  |  | 0 | 0 | 0 | 0
oh_line_8103801_201014334 |  | AN | node_8103801_201014333 | node_8103801_201014334 | 231.088 | bal_1P_WYECUST | 8103801 | no | no |  |  | no |  |  | 0 | 0 | 0 | 0
oh_line_8103801_201014505 |  | ABCN | node_8103801_200871251 | node_8103801_201014505 | 119.881 | bal_3P_477AL_1/0AA(N) | 8103801 | no | no |  |  | no |  |  | 0 | 0 | 0 | 0
oh_line_8103801_201023333 |  | AN | node_8103801_200869479 | node_8103801_201023333 | 151.339 | bal_1P_2AC_2AC(N) | 8103801 | no | no |  |  | no |  |  | 0 | 0 | 0 | 0
oh_line_8103801_201025382 |  | AN | node_8103801_200825461 | node_8103801_201025382 | 409.881 | bal_1P_2AC_2AC(N) | 8103801 | no | no |  |  | no |  |  | 0 | 0 | 0 | 0
oh_line_8103801_201025383 |  | AN | node_8103801_201025382 | node_8103801_201025383 | 333.822 | bal_1P_2AC_2AC(N) | 8103801 | no | no |  |  | no |  |  | 0 | 0 | 0 | 0
oh_line_8103801_201027880 |  | AN | node_8103801_200867474 | node_8103801_201027880 | 250.798 | bal_1P_2AC_2AC(N) | 8103801 | no | no |  |  | no |  |  | 0 | 0 | 0 | 0
oh_line_8103801_201038468 |  | AN | node_8103801_200868347 | node_8103801_201038468 | 95.674 | bal_1P_8DCW_8DCW(N) | 8103801 | no | no |  |  | no |  |  | 0 | 0 | 0 | 0
oh_line_8103801_201047708 |  | AN | node_8103801_200870803 | node_8103801_201047708 | 273.974 | bal_1P_1/0AA_1/0AA(N) | 8103801 | no | no |  |  | no |  |  | 0 | 0 | 0 | 0
oh_line_8103801_201050993 |  | AN | node_8103801_200871070 | node_8103801_201050993 | 124.279 | bal_1P_1/0AA_1/0AA(N) | 8103801 | no | no |  |  | no |  |  | 0 | 0 | 0 | 0
oh_line_8103801_201059390 |  | AN | node_8103801_201059449 | node_8103801_201059390 | 198.337 | bal_1P_WYECUST | 8103801 | no | no |  |  | no |  |  | 0 | 0 | 0 | 0
oh_line_8103801_201059448 |  | AN | node_8103801_201014323 | node_8103801_201059448 | 338.139 | bal_1P_WYECUST | 8103801 | no | no |  |  | no |  |  | 0 | 0 | 0 | 0
oh_line_8103801_201059449 |  | AN | node_8103801_201059448 | node_8103801_201059449 | 238.907 | bal_1P_WYECUST | 8103801 | no | no |  |  | no |  |  | 0 | 0 | 0 | 0
oh_line_8103801_201062810 |  | AN | node_8103801_200845051 | node_8103801_201062810 | 249.536 | bal_1P_1/0AA_1/0AA(N) | 8103801 | no | no |  |  | no |  |  | 0 | 0 | 0 | 0
oh_line_8103801_201062811 |  | AN | node_8103801_201062812 | node_8103801_201062811 | 236.441 | bal_1P_1/0AA_1/0AA(N) | 8103801 | no | no |  |  | no |  |  | 0 | 0 | 0 | 0
oh_line_8103801_201062812 |  | AN | node_8103801_201062810 | node_8103801_201062812 | 285.059 | bal_1P_1/0AA_1/0AA(N) | 8103801 | no | no |  |  | no |  |  | 0 | 0 | 0 | 0
oh_line_8103801_201067827 |  | AN | node_8103801_200870188 | node_8103801_201067827 | 60.244 | bal_1P_2AC_2AC(N) | 8103801 | no | no |  |  | no |  |  | 0 | 0 | 0 | 0
oh_line_8103801_310032779 |  | AN | node_8103801_200867449 | node_8103801_310032779 | 343.634 | bal_1P_1/0AA_1/0AA(N) | 8103801 | no | no |  |  | no |  |  | 0 | 0 | 0 | 0
oh_line_8103801_310032782 |  | AN | node_8103801_310032779 | node_8103801_310032782 | 283.515 | bal_1P_1/0AA_1/0AA(N) | 8103801 | no | no |  |  | no |  |  | 0 | 0 | 0 | 0
oh_line_8103801_310032784 |  | AN | node_8103801_310032782 | node_8103801_310032784 | 232.332 | bal_1P_1/0AA_1/0AA(N) | 8103801 | no | no |  |  | no |  |  | 0 | 0 | 0 | 0
oh_line_8103801_310042057 |  | ABCN | node_8103801_200868470 | node_8103801_310042057 | 293.783 | bal_3P_477AL_4/0AC(N) | 8103801 | no | no |  |  | no |  |  | 0 | 0 | 0 | 0
oh_line_8103801_310042064 |  | ABCN | node_8103801_310042057 | node_8103801_310042064 | 202.12 | bal_3P_477AL_4/0AC(N) | 8103801 | no | no |  |  | no |  |  | 0 | 0 | 0 | 0
oh_line_8103801_310042065 |  | ABCN | node_8103801_310042064 | node_8103801_310042065 | 159.327 | bal_3P_477AL_4/0AC(N) | 8103801 | no | no |  |  | no |  |  | 0 | 0 | 0 | 0
oh_line_8103801_310042074 |  | ABCN | node_8103801_200908078 | node_8103801_310042074 | 168.182 | bal_3P_477AL_4/0AC(N) | 8103801 | no | no |  |  | no |  |  | 0 | 0 | 0 | 0
oh_line_8103801_310042150 |  | ABCN | node_8103801_310042074 | node_8103801_310042150 | 56.24 | bal_3P_477AL_4/0AC(N) | 8103801 | no | no |  |  | no |  |  | 0 | 0 | 0 | 0
oh_line_8103801_310049462 |  | AN | node_8103801_200867531 | node_8103801_310049462 | 197.721 | bal_1P_1/0AA_1/0AA(N) | 8103801 | no | no |  |  | no |  |  | 0 | 0 | 0 | 0
oh_line_8103801_311926697 |  | ABCN | node_8103801_200871241 | node_8103801_311926697 | 75.521 | bal_3P_1/0AA_1/0AA(N) | 8103801 | no | no |  |  | no |  |  | 0 | 0 | 0 | 0
oh_line_8103801_311929854 |  | AN | node_8103801_200870110 | node_intto1_8103801_311929854 | 84.084 | bal_1P_1/0AA_1/0AA(N) | 8103801 | no | no |  |  | no |  |  | 0 | 0 | 0 | 0
oh_line_8103801_311929858 |  | AN | node_8103801_311929854 | node_8103801_311929858 | 55.28 | bal_1P_1/0AA_1/0AA(N) | 8103801 | no | no |  |  | no |  |  | 0 | 0 | 0 | 0
oh_line_8103801_311929859 |  | AN | node_8103801_311929858 | node_8103801_311929859 | 330.823 | bal_1P_WYECUST | 8103801 | no | no |  |  | no |  |  | 0 | 0 | 0 | 0
oh_line_8103801_311991686 |  | AN | node_8103801_201062811 | node_8103801_311991686 | 80.113 | bal_1P_1/0AA_1/0AA(N) | 8103801 | no | no |  |  | no |  |  | 0 | 0 | 0 | 0
oh_line_8103801_312064971 |  | ABCN | node_8103801_200871114 | node_8103801_312064971 | 73.221 | bal_3P_1/0AA_1/0AA(N) | 8103801 | no | no |  |  | no |  |  | 0 | 0 | 0 | 0
oh_line_8103801_312100812 |  | AN | node_8103801_310032782 | node_8103801_312100812 | 184.792 | bal_1P_1/0AA_1/0AA(N) | 8103801 | no | no |  |  | no |  |  | 0 | 0 | 0 | 0
oh_line_8103801_312100813 |  | AN | node_8103801_312100812 | node_8103801_312100813 | 199.163 | bal_1P_1/0AA_1/0AA(N) | 8103801 | no | no |  |  | no |  |  | 0 | 0 | 0 | 0
oh_line_8103801_312100814 |  | AN | node_8103801_312100813 | node_8103801_312100814 | 293.918 | bal_1P_1/0AA_1/0AA(N) | 8103801 | no | no |  |  | no |  |  | 0 | 0 | 0 | 0
oh_line_8103801_312100815 |  | AN | node_8103801_312100814 | node_8103801_312100815 | 303.527 | bal_1P_1/0AA_1/0AA(N) | 8103801 | no | no |  |  | no |  |  | 0 | 0 | 0 | 0
oh_line_8103801_312100816 |  | AN | node_8103801_312100815 | node_8103801_312100816 | 309.452 | bal_1P_1/0AA_1/0AA(N) | 8103801 | no | no |  |  | no |  |  | 0 | 0 | 0 | 0
oh_line_8103801_312100817 |  | AN | node_8103801_312100816 | node_8103801_312100817 | 158.939 | bal_1P_1/0AA_1/0AA(N) | 8103801 | no | no |  |  | no |  |  | 0 | 0 | 0 | 0
oh_line_8103801_312105765 |  | AN | node_8103801_312100816 | node_intto1_8103801_312105765 | 68.268 | bal_1P_WYECUST | 8103801 | no | no |  |  | no |  |  | 0 | 0 | 0 | 0
oh_line_8103801_312115037 |  | AN | node_8103801_200867543 | node_8103801_312115037 | 470.209 | bal_1P_2AC_2AC(N) | 8103801 | no | no |  |  | no |  |  | 0 | 0 | 0 | 0
oh_line_TAP_OH_895938 |  | AN | node_8103801_200825461 | node_1482307_629_15300076_058 | 0.033 | unb_TAPWIRE_OH | 8103801 | no | no |  |  | no |  |  | 0 | 0 | 0 | 0
oh_line_TAP_OH_895939 |  | AN | node_8103801_200825471 | node_1485012_459_15302322_122 | 0.033 | unb_TAPWIRE_OH | 8103801 | no | no |  |  | no |  |  | 0 | 0 | 0 | 0
oh_line_TAP_OH_895940 |  | AN | node_8103801_200825480 | node_1487195_812_15304166_786 | 0.033 | unb_TAPWIRE_OH | 8103801 | no | no |  |  | no |  |  | 0 | 0 | 0 | 0
oh_line_TAP_OH_895941 |  | AN | node_8103801_200825487 | node_1488859_664_15305616_123 | 0.033 | unb_TAPWIRE_OH | 8103801 | no | no |  |  | no |  |  | 0 | 0 | 0 | 0
oh_line_TAP_OH_895942 |  | AN | node_8103801_200825488 | node_1488115_718_15305408_552 | 0.033 | unb_TAPWIRE_OH | 8103801 | no | no |  |  | no |  |  | 0 | 0 | 0 | 0
oh_line_TAP_OH_896218 |  | AN | node_8103801_200826258 | node_1486304_523_15301856_28 | 0.033 | unb_TAPWIRE_OH | 8103801 | no | no |  |  | no |  |  | 0 | 0 | 0 | 0
oh_line_TAP_OH_896219 |  | AN | node_8103801_200826260 | node_1486499_074_15301231_905 | 0.033 | unb_TAPWIRE_OH | 8103801 | no | no |  |  | no |  |  | 0 | 0 | 0 | 0
oh_line_TAP_OH_896220 |  | AN | node_8103801_200826261 | node_1486310_005_15301604_283 | 0.033 | unb_TAPWIRE_OH | 8103801 | no | no |  |  | no |  |  | 0 | 0 | 0 | 0
oh_line_TAP_OH_896221 |  | AN | node_8103801_200826266 | node_1486822_791_15302561_531 | 0.033 | unb_TAPWIRE_OH | 8103801 | no | no |  |  | no |  |  | 0 | 0 | 0 | 0
oh_line_TAP_OH_896222 |  | AN | node_8103801_200826267 | node_1487155_595_15301706_819 | 0.033 | unb_TAPWIRE_OH | 8103801 | no | no |  |  | no |  |  | 0 | 0 | 0 | 0
oh_line_TAP_OH_896387 |  | AN | node_8103801_200826747 | node_1489193_185_15303665_02 | 0.033 | unb_TAPWIRE_OH | 8103801 | no | no |  |  | no |  |  | 0 | 0 | 0 | 0
oh_line_TAP_OH_896388 |  | AN | node_8103801_200826749 | node_1489576_416_15303451_733 | 0.033 | unb_TAPWIRE_OH | 8103801 | no | no |  |  | no |  |  | 0 | 0 | 0 | 0
oh_line_TAP_OH_896389 |  | AN | node_8103801_200826751 | node_1489920_308_15303394_04 | 0.033 | unb_TAPWIRE_OH | 8103801 | no | no |  |  | no |  |  | 0 | 0 | 0 | 0
oh_line_TAP_OH_896647 |  | AN | node_8103801_200827694 | node_1478686_449_15300341_914 | 0.033 | unb_TAPWIRE_OH | 8103801 | no | no |  |  | no |  |  | 0 | 0 | 0 | 0
oh_line_TAP_OH_902008 |  | AN | node_8103801_200845044 | node_1490704_385_15303874_356 | 0.033 | unb_TAPWIRE_OH | 8103801 | no | no |  |  | no |  |  | 0 | 0 | 0 | 0
oh_line_TAP_OH_902009 |  | AN | node_8103801_200845048 | node_1491023_561_15303969_218 | 0.033 | unb_TAPWIRE_OH | 8103801 | no | no |  |  | no |  |  | 0 | 0 | 0 | 0
oh_line_TAP_OH_906831 |  | AN | node_8103801_200867450 | node_1470620_579_15277993_061 | 0.033 | unb_TAPWIRE_OH | 8103801 | no | no |  |  | no |  |  | 0 | 0 | 0 | 0
oh_line_TAP_OH_906832 |  | AN | node_8103801_200867452 | node_1470719_248_15277920_352 | 0.033 | unb_TAPWIRE_OH | 8103801 | no | no |  |  | no |  |  | 0 | 0 | 0 | 0
oh_line_TAP_OH_906833 |  | AN | node_8103801_200867454 | node_1471244_493_15277386_909 | 0.033 | unb_TAPWIRE_OH | 8103801 | no | no |  |  | no |  |  | 0 | 0 | 0 | 0
oh_line_TAP_OH_906834 |  | AN | node_8103801_200867456 | node_1471604_41_15276932_661 | 0.033 | unb_TAPWIRE_OH | 8103801 | no | no |  |  | no |  |  | 0 | 0 | 0 | 0
oh_line_TAP_OH_906835 |  | AN | node_8103801_200867458 | node_1471695_941_15276638_791 | 0.033 | unb_TAPWIRE_OH | 8103801 | no | no |  |  | no |  |  | 0 | 0 | 0 | 0
oh_line_TAP_OH_906836 |  | AN | node_8103801_200867465 | node_1473093_575_15275616_925 | 0.033 | unb_TAPWIRE_OH | 8103801 | no | no |  |  | no |  |  | 0 | 0 | 0 | 0
oh_line_TAP_OH_906837 |  | AN | node_8103801_200867466 | node_1473396_015_15275460_639 | 0.033 | unb_TAPWIRE_OH | 8103801 | no | no |  |  | no |  |  | 0 | 0 | 0 | 0
oh_line_TAP_OH_906838 |  | AN | node_8103801_200867467 | node_1472673_114_15276420_722 | 0.033 | unb_TAPWIRE_OH | 8103801 | no | no |  |  | no |  |  | 0 | 0 | 0 | 0
oh_line_TAP_OH_906839 |  | AN | node_8103801_200867470 | node_1473126_04_15276634_233 | 0.033 | unb_TAPWIRE_OH | 8103801 | no | no |  |  | no |  |  | 0 | 0 | 0 | 0
oh_line_TAP_OH_906840 |  | AN | node_8103801_200867471 | node_1472903_238_15276354_017 | 0.033 | unb_TAPWIRE_OH | 8103801 | no | no |  |  | no |  |  | 0 | 0 | 0 | 0
oh_line_TAP_OH_906841 |  | AN | node_8103801_200867474 | node_1473245_51_15276298_64 | 0.033 | unb_TAPWIRE_OH | 8103801 | no | no |  |  | no |  |  | 0 | 0 | 0 | 0
oh_line_TAP_OH_906842 |  | AN | node_8103801_200867476 | node_1473592_126_15276216_677 | 0.033 | unb_TAPWIRE_OH | 8103801 | no | no |  |  | no |  |  | 0 | 0 | 0 | 0
oh_line_TAP_OH_906843 |  | AN | node_8103801_200867481 | node_1473901_214_15276160_257 | 0.033 | unb_TAPWIRE_OH | 8103801 | no | no |  |  | no |  |  | 0 | 0 | 0 | 0
oh_line_TAP_OH_906845 |  | AN | node_8103801_200867487 | node_1474467_333_15276112_003 | 0.033 | unb_TAPWIRE_OH | 8103801 | no | no |  |  | no |  |  | 0 | 0 | 0 | 0
oh_line_TAP_OH_906846 |  | AN | node_8103801_200867492 | node_1474995_69_15276169_707 | 0.033 | unb_TAPWIRE_OH | 8103801 | no | no |  |  | no |  |  | 0 | 0 | 0 | 0
oh_line_TAP_OH_906848 |  | AN | node_8103801_200867500 | node_1475448_746_15276338_941 | 0.033 | unb_TAPWIRE_OH | 8103801 | no | no |  |  | no |  |  | 0 | 0 | 0 | 0
oh_line_TAP_OH_906849 |  | AN | node_8103801_200867501 | node_1475706_675_15276435_017 | 0.033 | unb_TAPWIRE_OH | 8103801 | no | no |  |  | no |  |  | 0 | 0 | 0 | 0
oh_line_TAP_OH_906850 |  | AN | node_8103801_200867504 | node_1476336_018_15276772_201 | 0.033 | unb_TAPWIRE_OH | 8103801 | no | no |  |  | no |  |  | 0 | 0 | 0 | 0
oh_line_TAP_OH_906851 |  | AN | node_8103801_200867505 | node_1476431_039_15276820_365 | 0.033 | unb_TAPWIRE_OH | 8103801 | no | no |  |  | no |  |  | 0 | 0 | 0 | 0
oh_line_TAP_OH_906852 |  | AN | node_8103801_200867507 | node_1476701_432_15276958_271 | 0.033 | unb_TAPWIRE_OH | 8103801 | no | no |  |  | no |  |  | 0 | 0 | 0 | 0
oh_line_TAP_OH_906853 |  | AN | node_8103801_200867508 | node_1477001_26_15277279_577 | 0.033 | unb_TAPWIRE_OH | 8103801 | no | no |  |  | no |  |  | 0 | 0 | 0 | 0
oh_line_TAP_OH_906854 |  | AN | node_8103801_200867510 | node_1477607_52_15278207_541 | 0.033 | unb_TAPWIRE_OH | 8103801 | no | no |  |  | no |  |  | 0 | 0 | 0 | 0
oh_line_TAP_OH_906855 |  | AN | node_8103801_200867512 | node_1477851_844_15278442_557 | 0.033 | unb_TAPWIRE_OH | 8103801 | no | no |  |  | no |  |  | 0 | 0 | 0 | 0
oh_line_TAP_OH_906856 |  | AN | node_8103801_200867513 | node_1478033_16_15278767_431 | 0.033 | unb_TAPWIRE_OH | 8103801 | no | no |  |  | no |  |  | 0 | 0 | 0 | 0
oh_line_TAP_OH_906857 |  | AN | node_8103801_200867514 | node_1478233_996_15279338_47 | 0.033 | unb_TAPWIRE_OH | 8103801 | no | no |  |  | no |  |  | 0 | 0 | 0 | 0
oh_line_TAP_OH_906858 |  | AN | node_8103801_200867515 | node_1478634_671_15279744_005 | 0.033 | unb_TAPWIRE_OH | 8103801 | no | no |  |  | no |  |  | 0 | 0 | 0 | 0
oh_line_TAP_OH_906859 |  | AN | node_8103801_200867516 | node_1478827_415_15279996_125 | 0.033 | unb_TAPWIRE_OH | 8103801 | no | no |  |  | no |  |  | 0 | 0 | 0 | 0
oh_line_TAP_OH_906860 |  | AN | node_8103801_200867517 | node_1479028_137_15280234_373 | 0.033 | unb_TAPWIRE_OH | 8103801 | no | no |  |  | no |  |  | 0 | 0 | 0 | 0
oh_line_TAP_OH_906861 |  | AN | node_8103801_200867520 | node_1479175_563_15280593_196 | 0.033 | unb_TAPWIRE_OH | 8103801 | no | no |  |  | no |  |  | 0 | 0 | 0 | 0
oh_line_TAP_OH_906862 |  | AN | node_8103801_200867524 | node_1479476_814_15281002_329 | 0.033 | unb_TAPWIRE_OH | 8103801 | no | no |  |  | no |  |  | 0 | 0 | 0 | 0
oh_line_TAP_OH_906863 |  | AN | node_8103801_200867527 | node_1479838_289_15280975_169 | 0.033 | unb_TAPWIRE_OH | 8103801 | no | no |  |  | no |  |  | 0 | 0 | 0 | 0
oh_line_TAP_OH_906864 |  | AN | node_8103801_200867529 | node_1479722_349_15281395_837 | 0.033 | unb_TAPWIRE_OH | 8103801 | no | no |  |  | no |  |  | 0 | 0 | 0 | 0
oh_line_TAP_OH_906865 |  | AN | node_8103801_200867531 | node_1479884_282_15281662_202 | 0.033 | unb_TAPWIRE_OH | 8103801 | no | no |  |  | no |  |  | 0 | 0 | 0 | 0
oh_line_TAP_OH_906866 |  | AN | node_8103801_200867532 | node_1480047_787_15282055_456 | 0.033 | unb_TAPWIRE_OH | 8103801 | no | no |  |  | no |  |  | 0 | 0 | 0 | 0
oh_line_TAP_OH_906867 |  | AN | node_8103801_200867537 | node_1479860_575_15282477_235 | 0.033 | unb_TAPWIRE_OH | 8103801 | no | no |  |  | no |  |  | 0 | 0 | 0 | 0
oh_line_TAP_OH_906868 |  | AN | node_8103801_200867539 | node_1480125_877_15283388_396 | 0.033 | unb_TAPWIRE_OH | 8103801 | no | no |  |  | no |  |  | 0 | 0 | 0 | 0
oh_line_TAP_OH_906869 |  | AN | node_8103801_200867544 | node_1480475_987_15284969_71 | 0.033 | unb_TAPWIRE_OH | 8103801 | no | no |  |  | no |  |  | 0 | 0 | 0 | 0
oh_line_TAP_OH_906870 |  | AN | node_8103801_200867547 | node_1480700_049_15285534_812 | 0.033 | unb_TAPWIRE_OH | 8103801 | no | no |  |  | no |  |  | 0 | 0 | 0 | 0
oh_line_TAP_OH_906871 |  | AN | node_8103801_200867550 | node_1481096_44_15285842_6 | 0.033 | unb_TAPWIRE_OH | 8103801 | no | no |  |  | no |  |  | 0 | 0 | 0 | 0
oh_line_TAP_OH_906872 |  | AN | node_8103801_200867551 | node_1480815_576_15286208_84 | 0.033 | unb_TAPWIRE_OH | 8103801 | no | no |  |  | no |  |  | 0 | 0 | 0 | 0
oh_line_TAP_OH_906873 |  | AN | node_8103801_200867554 | node_1480947_441_15286865_367 | 0.033 | unb_TAPWIRE_OH | 8103801 | no | no |  |  | no |  |  | 0 | 0 | 0 | 0
oh_line_TAP_OH_906874 |  | AN | node_8103801_200867556 | node_1480502_525_15287067_505 | 0.033 | unb_TAPWIRE_OH | 8103801 | no | no |  |  | no |  |  | 0 | 0 | 0 | 0
oh_line_TAP_OH_906875 |  | AN | node_8103801_200867559 | node_1480327_271_15287823_613 | 0.033 | unb_TAPWIRE_OH | 8103801 | no | no |  |  | no |  |  | 0 | 0 | 0 | 0
oh_line_TAP_OH_906876 |  | AN | node_8103801_200867562 | node_1479683_043_15288204_468 | 0.033 | unb_TAPWIRE_OH | 8103801 | no | no |  |  | no |  |  | 0 | 0 | 0 | 0
oh_line_TAP_OH_906877 |  | AN | node_8103801_200867566 | node_1478801_492_15289038_675 | 0.033 | unb_TAPWIRE_OH | 8103801 | no | no |  |  | no |  |  | 0 | 0 | 0 | 0
oh_line_TAP_OH_906878 |  | AN | node_8103801_200867570 | node_1478083_325_15289430_13 | 0.033 | unb_TAPWIRE_OH | 8103801 | no | no |  |  | no |  |  | 0 | 0 | 0 | 0
oh_line_TAP_OH_906879 |  | AN | node_8103801_200867571 | node_1477985_529_15289679_493 | 0.033 | unb_TAPWIRE_OH | 8103801 | no | no |  |  | no |  |  | 0 | 0 | 0 | 0
oh_line_TAP_OH_906880 |  | AN | node_8103801_200867572 | node_1477790_669_15289941_605 | 0.033 | unb_TAPWIRE_OH | 8103801 | no | no |  |  | no |  |  | 0 | 0 | 0 | 0
oh_line_TAP_OH_906881 |  | AN | node_8103801_200867575 | node_1469922_714_15284782_367 | 0.033 | unb_TAPWIRE_OH | 8103801 | no | no |  |  | no |  |  | 0 | 0 | 0 | 0
oh_line_TAP_OH_906882 |  | AN | node_8103801_200867578 | node_1470114_699_15285471_475 | 0.033 | unb_TAPWIRE_OH | 8103801 | no | no |  |  | no |  |  | 0 | 0 | 0 | 0
oh_line_TAP_OH_906883 |  | AN | node_8103801_200867583 | node_1470233_521_15286294_76 | 0.033 | unb_TAPWIRE_OH | 8103801 | no | no |  |  | no |  |  | 0 | 0 | 0 | 0
oh_line_TAP_OH_906884 |  | AN | node_8103801_200867585 | node_1470303_907_15286831_444 | 0.033 | unb_TAPWIRE_OH | 8103801 | no | no |  |  | no |  |  | 0 | 0 | 0 | 0
oh_line_TAP_OH_906885 |  | AN | node_8103801_200867586 | node_1469629_889_15284024_559 | 0.033 | unb_TAPWIRE_OH | 8103801 | no | no |  |  | no |  |  | 0 | 0 | 0 | 0
oh_line_TAP_OH_906886 |  | AN | node_8103801_200867589 | node_1474604_266_15275929_267 | 0.033 | unb_TAPWIRE_OH | 8103801 | no | no |  |  | no |  |  | 0 | 0 | 0 | 0
oh_line_TAP_OH_906887 |  | AN | node_8103801_200867590 | node_1474453_717_15275649_548 | 0.033 | unb_TAPWIRE_OH | 8103801 | no | no |  |  | no |  |  | 0 | 0 | 0 | 0
oh_line_TAP_OH_906888 |  | AN | node_8103801_200867594 | node_1474787_619_15275313_487 | 0.033 | unb_TAPWIRE_OH | 8103801 | no | no |  |  | no |  |  | 0 | 0 | 0 | 0
oh_line_TAP_OH_906889 |  | AN | node_8103801_200867596 | node_1475373_789_15275571_836 | 0.033 | unb_TAPWIRE_OH | 8103801 | no | no |  |  | no |  |  | 0 | 0 | 0 | 0
oh_line_TAP_OH_906890 |  | AN | node_8103801_200867597 | node_1474762_691_15275012_104 | 0.033 | unb_TAPWIRE_OH | 8103801 | no | no |  |  | no |  |  | 0 | 0 | 0 | 0
oh_line_TAP_OH_906891 |  | AN | node_8103801_200867599 | node_1474753_721_15274606_073 | 0.033 | unb_TAPWIRE_OH | 8103801 | no | no |  |  | no |  |  | 0 | 0 | 0 | 0
oh_line_TAP_OH_906892 |  | AN | node_8103801_200867601 | node_1474947_088_15274385_34 | 0.033 | unb_TAPWIRE_OH | 8103801 | no | no |  |  | no |  |  | 0 | 0 | 0 | 0
oh_line_TAP_OH_906893 |  | AN | node_8103801_200867602 | node_1475182_952_15274087_561 | 0.033 | unb_TAPWIRE_OH | 8103801 | no | no |  |  | no |  |  | 0 | 0 | 0 | 0
oh_line_TAP_OH_906894 |  | AN | node_8103801_200867605 | node_1475626_964_15274178_251 | 0.033 | unb_TAPWIRE_OH | 8103801 | no | no |  |  | no |  |  | 0 | 0 | 0 | 0
oh_line_TAP_OH_906895 |  | AN | node_8103801_200867606 | node_1475514_764_15273719_724 | 0.033 | unb_TAPWIRE_OH | 8103801 | no | no |  |  | no |  |  | 0 | 0 | 0 | 0
oh_line_TAP_OH_906896 |  | AN | node_8103801_200867607 | node_1475676_976_15273448_55 | 0.033 | unb_TAPWIRE_OH | 8103801 | no | no |  |  | no |  |  | 0 | 0 | 0 | 0
oh_line_TAP_OH_906897 |  | AN | node_8103801_200867610 | node_1476069_145_15272686_126 | 0.033 | unb_TAPWIRE_OH | 8103801 | no | no |  |  | no |  |  | 0 | 0 | 0 | 0
oh_line_TAP_OH_906995 |  | AN | node_8103801_200867889 | node_1470784_1_15292580_815 | 0.033 | unb_TAPWIRE_OH | 8103801 | no | no |  |  | no |  |  | 0 | 0 | 0 | 0
oh_line_TAP_OH_906996 |  | AN | node_8103801_200867890 | node_1470630_283_15292700_261 | 0.033 | unb_TAPWIRE_OH | 8103801 | no | no |  |  | no |  |  | 0 | 0 | 0 | 0
oh_line_TAP_OH_906997 |  | AN | node_8103801_200867892 | node_1468324_119_15292996_047 | 0.033 | unb_TAPWIRE_OH | 8103801 | no | no |  |  | no |  |  | 0 | 0 | 0 | 0
oh_line_TAP_OH_906998 |  | AN | node_8103801_200867893 | node_1468236_432_15293283_935 | 0.033 | unb_TAPWIRE_OH | 8103801 | no | no |  |  | no |  |  | 0 | 0 | 0 | 0
oh_line_TAP_OH_906999 |  | AN | node_8103801_200867895 | node_1468146_006_15293941_623 | 0.033 | unb_TAPWIRE_OH | 8103801 | no | no |  |  | no |  |  | 0 | 0 | 0 | 0
oh_line_TAP_OH_907000 |  | AN | node_8103801_200867898 | node_1468028_022_15294342_901 | 0.033 | unb_TAPWIRE_OH | 8103801 | no | no |  |  | no |  |  | 0 | 0 | 0 | 0
oh_line_TAP_OH_907001 |  | AN | node_8103801_200867900 | node_1467971_942_15294753_053 | 0.033 | unb_TAPWIRE_OH | 8103801 | no | no |  |  | no |  |  | 0 | 0 | 0 | 0
oh_line_TAP_OH_907002 |  | AN | node_8103801_200867902 | node_1467653_138_15295186_456 | 0.033 | unb_TAPWIRE_OH | 8103801 | no | no |  |  | no |  |  | 0 | 0 | 0 | 0
oh_line_TAP_OH_907003 |  | AN | node_8103801_200867904 | node_1467289_861_15295391_158 | 0.033 | unb_TAPWIRE_OH | 8103801 | no | no |  |  | no |  |  | 0 | 0 | 0 | 0
oh_line_TAP_OH_907004 |  | AN | node_8103801_200867905 | node_1467326_1_15295635_859 | 0.033 | unb_TAPWIRE_OH | 8103801 | no | no |  |  | no |  |  | 0 | 0 | 0 | 0
oh_line_TAP_OH_907005 |  | AN | node_8103801_200867910 | node_1466147_94_15296450_796 | 0.033 | unb_TAPWIRE_OH | 8103801 | no | no |  |  | no |  |  | 0 | 0 | 0 | 0
oh_line_TAP_OH_907006 |  | AN | node_8103801_200867911 | node_1466081_573_15296531_117 | 0.033 | unb_TAPWIRE_OH | 8103801 | no | no |  |  | no |  |  | 0 | 0 | 0 | 0
oh_line_TAP_OH_907007 |  | AN | node_8103801_200867913 | node_1465930_791_15296775_429 | 0.033 | unb_TAPWIRE_OH | 8103801 | no | no |  |  | no |  |  | 0 | 0 | 0 | 0
oh_line_TAP_OH_907008 |  | AN | node_8103801_200867918 | node_1465761_988_15297248_478 | 0.033 | unb_TAPWIRE_OH | 8103801 | no | no |  |  | no |  |  | 0 | 0 | 0 | 0
oh_line_TAP_OH_907009 |  | AN | node_8103801_200867920 | node_1465493_411_15297710_835 | 0.033 | unb_TAPWIRE_OH | 8103801 | no | no |  |  | no |  |  | 0 | 0 | 0 | 0
oh_line_TAP_OH_907010 |  | AN | node_8103801_200867921 | node_1465250_398_15298035_094 | 0.033 | unb_TAPWIRE_OH | 8103801 | no | no |  |  | no |  |  | 0 | 0 | 0 | 0
oh_line_TAP_OH_907011 |  | AN | node_8103801_200867923 | node_1465476_568_15298443_003 | 0.033 | unb_TAPWIRE_OH | 8103801 | no | no |  |  | no |  |  | 0 | 0 | 0 | 0
oh_line_TAP_OH_907012 |  | AN | node_8103801_200867925 | node_1469852_482_15292793_591 | 0.033 | unb_TAPWIRE_OH | 8103801 | no | no |  |  | no |  |  | 0 | 0 | 0 | 0
oh_line_TAP_OH_907013 |  | AN | node_8103801_200867926 | node_1469689_912_15292812_196 | 0.033 | unb_TAPWIRE_OH | 8103801 | no | no |  |  | no |  |  | 0 | 0 | 0 | 0
oh_line_TAP_OH_907014 |  | AN | node_8103801_200867927 | node_1469486_879_15292843_932 | 0.033 | unb_TAPWIRE_OH | 8103801 | no | no |  |  | no |  |  | 0 | 0 | 0 | 0
oh_line_TAP_OH_907015 |  | AN | node_8103801_200867929 | node_1469074_339_15293094_227 | 0.033 | unb_TAPWIRE_OH | 8103801 | no | no |  |  | no |  |  | 0 | 0 | 0 | 0
oh_line_TAP_OH_907016 |  | AN | node_8103801_200867930 | node_1468801_566_15292774_848 | 0.033 | unb_TAPWIRE_OH | 8103801 | no | no |  |  | no |  |  | 0 | 0 | 0 | 0
oh_line_TAP_OH_907017 |  | AN | node_8103801_200867931 | node_1468574_908_15292762_698 | 0.033 | unb_TAPWIRE_OH | 8103801 | no | no |  |  | no |  |  | 0 | 0 | 0 | 0
oh_line_TAP_OH_907018 |  | AN | node_8103801_200867934 | node_1479272_905_15299739_384 | 0.033 | unb_TAPWIRE_OH | 8103801 | no | no |  |  | no |  |  | 0 | 0 | 0 | 0
oh_line_TAP_OH_907019 |  | AN | node_8103801_200867938 | node_1480316_903_15299411_393 | 0.033 | unb_TAPWIRE_OH | 8103801 | no | no |  |  | no |  |  | 0 | 0 | 0 | 0
oh_line_TAP_OH_907020 |  | AN | node_8103801_200867941 | node_1480814_94_15299352_664 | 0.033 | unb_TAPWIRE_OH | 8103801 | no | no |  |  | no |  |  | 0 | 0 | 0 | 0
oh_line_TAP_OH_907021 |  | AN | node_8103801_200867942 | node_1481142_577_15299440_559 | 0.033 | unb_TAPWIRE_OH | 8103801 | no | no |  |  | no |  |  | 0 | 0 | 0 | 0
oh_line_TAP_OH_907130 |  | AN | node_8103801_200868274 | node_1470348_306_15288749_31 | 0.033 | unb_TAPWIRE_OH | 8103801 | no | no |  |  | no |  |  | 0 | 0 | 0 | 0
oh_line_TAP_OH_907131 |  | AN | node_8103801_200868279 | node_1470227_147_15287019_51 | 0.033 | unb_TAPWIRE_OH | 8103801 | no | no |  |  | no |  |  | 0 | 0 | 0 | 0
oh_line_TAP_OH_907132 |  | AN | node_8103801_200868280 | node_1470199_363_15286713_092 | 0.033 | unb_TAPWIRE_OH | 8103801 | no | no |  |  | no |  |  | 0 | 0 | 0 | 0
oh_line_TAP_OH_907133 |  | AN | node_8103801_200868283 | node_1469423_919_15286533_39 | 0.033 | unb_TAPWIRE_OH | 8103801 | no | no |  |  | no |  |  | 0 | 0 | 0 | 0
oh_line_TAP_OH_907134 |  | AN | node_8103801_200868286 | node_1470488_038_15291060_16 | 0.033 | unb_TAPWIRE_OH | 8103801 | no | no |  |  | no |  |  | 0 | 0 | 0 | 0
oh_line_TAP_OH_907135 |  | AN | node_8103801_200868289 | node_1470444_558_15290374_345 | 0.033 | unb_TAPWIRE_OH | 8103801 | no | no |  |  | no |  |  | 0 | 0 | 0 | 0
oh_line_TAP_OH_907136 |  | AN | node_8103801_200868292 | node_1470385_204_15289352_745 | 0.033 | unb_TAPWIRE_OH | 8103801 | no | no |  |  | no |  |  | 0 | 0 | 0 | 0
oh_line_TAP_OH_907152 |  | AN | node_8103801_200868332 | node_1473722_77_15299251_222 | 0.033 | unb_TAPWIRE_OH | 8103801 | no | no |  |  | no |  |  | 0 | 0 | 0 | 0
oh_line_TAP_OH_907153 |  | AN | node_8103801_200868335 | node_1473436_754_15299509_435 | 0.033 | unb_TAPWIRE_OH | 8103801 | no | no |  |  | no |  |  | 0 | 0 | 0 | 0
oh_line_TAP_OH_907154 |  | AN | node_8103801_200868338 | node_1472667_564_15300202_202 | 0.033 | unb_TAPWIRE_OH | 8103801 | no | no |  |  | no |  |  | 0 | 0 | 0 | 0
oh_line_TAP_OH_907155 |  | AN | node_8103801_200868343 | node_1471620_989_15300680_253 | 0.033 | unb_TAPWIRE_OH | 8103801 | no | no |  |  | no |  |  | 0 | 0 | 0 | 0
oh_line_TAP_OH_907156 |  | AN | node_8103801_200868344 | node_1474860_88_15296431_858 | 0.033 | unb_TAPWIRE_OH | 8103801 | no | no |  |  | no |  |  | 0 | 0 | 0 | 0
oh_line_TAP_OH_907157 |  | AN | node_8103801_200868346 | node_1471265_303_15300721_722 | 0.033 | unb_TAPWIRE_OH | 8103801 | no | no |  |  | no |  |  | 0 | 0 | 0 | 0
oh_line_TAP_OH_907158 |  | AN | node_8103801_200868350 | node_1474521_976_15297037_213 | 0.033 | unb_TAPWIRE_OH | 8103801 | no | no |  |  | no |  |  | 0 | 0 | 0 | 0
oh_line_TAP_OH_907159 |  | AN | node_8103801_200868352 | node_1474400_715_15297358_656 | 0.033 | unb_TAPWIRE_OH | 8103801 | no | no |  |  | no |  |  | 0 | 0 | 0 | 0
oh_line_TAP_OH_907160 |  | AN | node_8103801_200868353 | node_1474197_367_15297666_683 | 0.033 | unb_TAPWIRE_OH | 8103801 | no | no |  |  | no |  |  | 0 | 0 | 0 | 0
oh_line_TAP_OH_907161 |  | AN | node_8103801_200868358 | node_1474301_173_15298728_729 | 0.033 | unb_TAPWIRE_OH | 8103801 | no | no |  |  | no |  |  | 0 | 0 | 0 | 0
oh_line_TAP_OH_907428 |  | AN | node_8103801_200869027 | node_1465732_938_15296356_504 | 0.033 | unb_TAPWIRE_OH | 8103801 | no | no |  |  | no |  |  | 0 | 0 | 0 | 0
oh_line_TAP_OH_907429 |  | AN | node_8103801_200869029 | node_1465445_909_15295933_675 | 0.033 | unb_TAPWIRE_OH | 8103801 | no | no |  |  | no |  |  | 0 | 0 | 0 | 0
oh_line_TAP_OH_907430 |  | AN | node_8103801_200869032 | node_1464987_326_15295691_494 | 0.033 | unb_TAPWIRE_OH | 8103801 | no | no |  |  | no |  |  | 0 | 0 | 0 | 0
oh_line_TAP_OH_907431 |  | AN | node_8103801_200869033 | node_1464727_761_15295719_763 | 0.033 | unb_TAPWIRE_OH | 8103801 | no | no |  |  | no |  |  | 0 | 0 | 0 | 0
oh_line_TAP_OH_907432 |  | AN | node_8103801_200869040 | node_1471753_862_15301680_824 | 0.033 | unb_TAPWIRE_OH | 8103801 | no | no |  |  | no |  |  | 0 | 0 | 0 | 0
oh_line_TAP_OH_907452 |  | AN | node_8103801_200869106 | node_1464485_169_15300556_072 | 0.033 | unb_TAPWIRE_OH | 8103801 | no | no |  |  | no |  |  | 0 | 0 | 0 | 0
oh_line_TAP_OH_907453 |  | AN | node_8103801_200869107 | node_1464108_431_15300425_79 | 0.033 | unb_TAPWIRE_OH | 8103801 | no | no |  |  | no |  |  | 0 | 0 | 0 | 0
oh_line_TAP_OH_907454 |  | AN | node_8103801_200869108 | node_1463857_36_15300248_212 | 0.033 | unb_TAPWIRE_OH | 8103801 | no | no |  |  | no |  |  | 0 | 0 | 0 | 0
oh_line_TAP_OH_907455 |  | AN | node_8103801_200869109 | node_1463688_399_15300064_343 | 0.033 | unb_TAPWIRE_OH | 8103801 | no | no |  |  | no |  |  | 0 | 0 | 0 | 0
oh_line_TAP_OH_907456 |  | AN | node_8103801_200869111 | node_1463431_521_15299573_387 | 0.033 | unb_TAPWIRE_OH | 8103801 | no | no |  |  | no |  |  | 0 | 0 | 0 | 0
oh_line_TAP_OH_907468 |  | ABCN | node_8103801_200869142 | node_1463940_859_15283710_81 | 0.033 | unb_TAPWIRE_OH | 8103801 | no | no |  |  | no |  |  | 0 | 0 | 0 | 0
oh_line_TAP_OH_907471 |  | ABCN | node_8103801_200869148 | node_1463674_686_15283656_624 | 0.033 | unb_TAPWIRE_OH | 8103801 | no | no |  |  | no |  |  | 0 | 0 | 0 | 0
oh_line_TAP_OH_907524 |  | AN | node_8103801_200869266 | node_1468069_598_15292663_236 | 0.033 | unb_TAPWIRE_OH | 8103801 | no | no |  |  | no |  |  | 0 | 0 | 0 | 0
oh_line_TAP_OH_907525 |  | AN | node_8103801_200869269 | node_1468365_411_15290390_356 | 0.033 | unb_TAPWIRE_OH | 8103801 | no | no |  |  | no |  |  | 0 | 0 | 0 | 0
oh_line_TAP_OH_907526 |  | AN | node_8103801_200869272 | node_1467762_932_15292709_893 | 0.033 | unb_TAPWIRE_OH | 8103801 | no | no |  |  | no |  |  | 0 | 0 | 0 | 0
oh_line_TAP_OH_907527 |  | AN | node_8103801_200869278 | node_1468050_208_15290894_568 | 0.033 | unb_TAPWIRE_OH | 8103801 | no | no |  |  | no |  |  | 0 | 0 | 0 | 0
oh_line_TAP_OH_907608 |  | AN | node_8103801_200869464 | node_1475236_212_15298407_618 | 0.033 | unb_TAPWIRE_OH | 8103801 | no | no |  |  | no |  |  | 0 | 0 | 0 | 0
oh_line_TAP_OH_907610 |  | AN | node_8103801_200869479 | node_1467086_495_15301726_535 | 0.033 | unb_TAPWIRE_OH | 8103801 | no | no |  |  | no |  |  | 0 | 0 | 0 | 0
oh_line_TAP_OH_907611 |  | AN | node_8103801_200869484 | node_1467614_903_15301735_663 | 0.033 | unb_TAPWIRE_OH | 8103801 | no | no |  |  | no |  |  | 0 | 0 | 0 | 0
oh_line_TAP_OH_907612 |  | AN | node_8103801_200869486 | node_1467935_824_15301689_44 | 0.033 | unb_TAPWIRE_OH | 8103801 | no | no |  |  | no |  |  | 0 | 0 | 0 | 0
oh_line_TAP_OH_907613 |  | AN | node_8103801_200869487 | node_1468092_224_15301682_951 | 0.033 | unb_TAPWIRE_OH | 8103801 | no | no |  |  | no |  |  | 0 | 0 | 0 | 0
oh_line_TAP_OH_907681 |  | AN | node_8103801_200869664 | node_1469363_414_15301565_14 | 0.033 | unb_TAPWIRE_OH | 8103801 | no | no |  |  | no |  |  | 0 | 0 | 0 | 0
oh_line_TAP_OH_907682 |  | AN | node_8103801_200869665 | node_1469565_97_15301700_275 | 0.033 | unb_TAPWIRE_OH | 8103801 | no | no |  |  | no |  |  | 0 | 0 | 0 | 0
oh_line_TAP_OH_907687 |  | AN | node_8103801_200869684 | node_1482322_34_15281208_4 | 0.033 | unb_TAPWIRE_OH | 8103801 | no | no |  |  | no |  |  | 0 | 0 | 0 | 0
oh_line_TAP_OH_907723 |  | AN | node_8103801_200869793 | node_1476577_749_15298147_768 | 0.033 | unb_TAPWIRE_OH | 8103801 | no | no |  |  | no |  |  | 0 | 0 | 0 | 0
oh_line_TAP_OH_907725 |  | AN | node_8103801_200869800 | node_1476344_455_15298955_03 | 0.033 | unb_TAPWIRE_OH | 8103801 | no | no |  |  | no |  |  | 0 | 0 | 0 | 0
oh_line_TAP_OH_907751 |  | AN | node_8103801_200870052 | node_1474202_645_15274964_029 | 0.033 | unb_TAPWIRE_OH | 8103801 | no | no |  |  | no |  |  | 0 | 0 | 0 | 0
oh_line_TAP_OH_907753 |  | AN | node_8103801_200870058 | node_1480601_847_15284111_978 | 0.033 | unb_TAPWIRE_OH | 8103801 | no | no |  |  | no |  |  | 0 | 0 | 0 | 0
oh_line_TAP_OH_907754 |  | AN | node_8103801_200870063 | node_1481793_178_15284616_703 | 0.033 | unb_TAPWIRE_OH | 8103801 | no | no |  |  | no |  |  | 0 | 0 | 0 | 0
oh_line_TAP_OH_907770 |  | AN | node_8103801_200870107 | node_1472310_48_15284420_536 | 0.033 | unb_TAPWIRE_OH | 8103801 | no | no |  |  | no |  |  | 0 | 0 | 0 | 0
oh_line_TAP_OH_907771 |  | AN | node_8103801_200870108 | node_1470697_22_15282735_33 | 0.033 | unb_TAPWIRE_OH | 8103801 | no | no |  |  | no |  |  | 0 | 0 | 0 | 0
oh_line_TAP_OH_907772 |  | AN | node_8103801_200870109 | node_1470763_987_15283084_147 | 0.033 | unb_TAPWIRE_OH | 8103801 | no | no |  |  | no |  |  | 0 | 0 | 0 | 0
oh_line_TAP_OH_907773 |  | AN | node_8103801_200870119 | node_1470566_436_15282385_583 | 0.033 | unb_TAPWIRE_OH | 8103801 | no | no |  |  | no |  |  | 0 | 0 | 0 | 0
oh_line_TAP_OH_907774 |  | AN | node_8103801_200870122 | node_1469625_398_15281956_56 | 0.033 | unb_TAPWIRE_OH | 8103801 | no | no |  |  | no |  |  | 0 | 0 | 0 | 0
oh_line_TAP_OH_907786 |  | ABCN | node_8103801_200870156 | node_1466262_187_15288072_257 | 0.033 | unb_TAPWIRE_OH | 8103801 | no | no |  |  | no |  |  | 0 | 0 | 0 | 0
oh_line_TAP_OH_907787 |  | AN | node_8103801_200870157 | node_1466286_807_15290233_381 | 0.033 | unb_TAPWIRE_OH | 8103801 | no | no |  |  | no |  |  | 0 | 0 | 0 | 0
oh_line_TAP_OH_907788 |  | AN | node_8103801_200870158 | node_1466056_558_15290183_117 | 0.033 | unb_TAPWIRE_OH | 8103801 | no | no |  |  | no |  |  | 0 | 0 | 0 | 0
oh_line_TAP_OH_907789 |  | AN | node_8103801_200870161 | node_1466182_31_15290577_599 | 0.033 | unb_TAPWIRE_OH | 8103801 | no | no |  |  | no |  |  | 0 | 0 | 0 | 0
oh_line_TAP_OH_907790 |  | AN | node_8103801_200870163 | node_1466046_125_15290807_454 | 0.033 | unb_TAPWIRE_OH | 8103801 | no | no |  |  | no |  |  | 0 | 0 | 0 | 0
oh_line_TAP_OH_907791 |  | AN | node_8103801_200870165 | node_1465765_622_15291148_529 | 0.033 | unb_TAPWIRE_OH | 8103801 | no | no |  |  | no |  |  | 0 | 0 | 0 | 0
oh_line_TAP_OH_907792 |  | AN | node_8103801_200870172 | node_1465703_717_15291641_117 | 0.033 | unb_TAPWIRE_OH | 8103801 | no | no |  |  | no |  |  | 0 | 0 | 0 | 0
oh_line_TAP_OH_907793 |  | AN | node_8103801_200870175 | node_1465733_152_15292028_177 | 0.033 | unb_TAPWIRE_OH | 8103801 | no | no |  |  | no |  |  | 0 | 0 | 0 | 0
oh_line_TAP_OH_907794 |  | AN | node_8103801_200870176 | node_1465450_78_15291902_124 | 0.033 | unb_TAPWIRE_OH | 8103801 | no | no |  |  | no |  |  | 0 | 0 | 0 | 0
oh_line_TAP_OH_907795 |  | AN | node_8103801_200870179 | node_1465662_621_15292429_944 | 0.033 | unb_TAPWIRE_OH | 8103801 | no | no |  |  | no |  |  | 0 | 0 | 0 | 0
oh_line_TAP_OH_907796 |  | AN | node_8103801_200870181 | node_1465575_35_15292765_122 | 0.033 | unb_TAPWIRE_OH | 8103801 | no | no |  |  | no |  |  | 0 | 0 | 0 | 0
oh_line_TAP_OH_907797 |  | AN | node_8103801_200870182 | node_1465463_894_15293061_101 | 0.033 | unb_TAPWIRE_OH | 8103801 | no | no |  |  | no |  |  | 0 | 0 | 0 | 0
oh_line_TAP_OH_907798 |  | AN | node_8103801_200870184 | node_1464982_692_15293295_603 | 0.033 | unb_TAPWIRE_OH | 8103801 | no | no |  |  | no |  |  | 0 | 0 | 0 | 0
oh_line_TAP_OH_907799 |  | AN | node_8103801_200870190 | node_1465286_049_15293908_607 | 0.033 | unb_TAPWIRE_OH | 8103801 | no | no |  |  | no |  |  | 0 | 0 | 0 | 0
oh_line_TAP_OH_907800 |  | AN | node_8103801_200870191 | node_1465624_218_15293866_326 | 0.033 | unb_TAPWIRE_OH | 8103801 | no | no |  |  | no |  |  | 0 | 0 | 0 | 0
oh_line_TAP_OH_907801 |  | AN | node_8103801_200870192 | node_1465021_6_15293911_029 | 0.033 | unb_TAPWIRE_OH | 8103801 | no | no |  |  | no |  |  | 0 | 0 | 0 | 0
oh_line_TAP_OH_907802 |  | AN | node_8103801_200870195 | node_1466235_782_15288641_063 | 0.033 | unb_TAPWIRE_OH | 8103801 | no | no |  |  | no |  |  | 0 | 0 | 0 | 0
oh_line_TAP_OH_907803 |  | AN | node_8103801_200870197 | node_1464689_796_15294381_627 | 0.033 | unb_TAPWIRE_OH | 8103801 | no | no |  |  | no |  |  | 0 | 0 | 0 | 0
oh_line_TAP_OH_907804 |  | AN | node_8103801_200870199 | node_1464214_648_15294770_723 | 0.033 | unb_TAPWIRE_OH | 8103801 | no | no |  |  | no |  |  | 0 | 0 | 0 | 0
oh_line_TAP_OH_907805 |  | AN | node_8103801_200870204 | node_1466240_523_15289564_424 | 0.033 | unb_TAPWIRE_OH | 8103801 | no | no |  |  | no |  |  | 0 | 0 | 0 | 0
oh_line_TAP_OH_907806 |  | AN | node_8103801_200870208 | node_1466315_373_15289955_754 | 0.033 | unb_TAPWIRE_OH | 8103801 | no | no |  |  | no |  |  | 0 | 0 | 0 | 0
oh_line_TAP_OH_907815 |  | AN | node_8103801_200870245 | node_1469271_654_15280355_275 | 0.033 | unb_TAPWIRE_OH | 8103801 | no | no |  |  | no |  |  | 0 | 0 | 0 | 0
oh_line_TAP_OH_907816 |  | AN | node_8103801_200870253 | node_1470584_441_15278866_622 | 0.033 | unb_TAPWIRE_OH | 8103801 | no | no |  |  | no |  |  | 0 | 0 | 0 | 0
oh_line_TAP_OH_907817 |  | AN | node_8103801_200870255 | node_1470934_993_15278489_044 | 0.033 | unb_TAPWIRE_OH | 8103801 | no | no |  |  | no |  |  | 0 | 0 | 0 | 0
oh_line_TAP_OH_907818 |  | AN | node_8103801_200870261 | node_1471774_605_15277960_226 | 0.033 | unb_TAPWIRE_OH | 8103801 | no | no |  |  | no |  |  | 0 | 0 | 0 | 0
oh_line_TAP_OH_907819 |  | AN | node_8103801_200870263 | node_1471945_754_15277601_152 | 0.033 | unb_TAPWIRE_OH | 8103801 | no | no |  |  | no |  |  | 0 | 0 | 0 | 0
oh_line_TAP_OH_907820 |  | AN | node_8103801_200870264 | node_1472008_135_15277336_88 | 0.033 | unb_TAPWIRE_OH | 8103801 | no | no |  |  | no |  |  | 0 | 0 | 0 | 0
oh_line_TAP_OH_907821 |  | AN | node_8103801_200870265 | node_1472204_216_15277033_988 | 0.033 | unb_TAPWIRE_OH | 8103801 | no | no |  |  | no |  |  | 0 | 0 | 0 | 0
oh_line_TAP_OH_907822 |  | AN | node_8103801_200870266 | node_1472325_674_15276849_389 | 0.033 | unb_TAPWIRE_OH | 8103801 | no | no |  |  | no |  |  | 0 | 0 | 0 | 0
oh_line_TAP_OH_907823 |  | AN | node_8103801_200870268 | node_1472599_432_15276616_499 | 0.033 | unb_TAPWIRE_OH | 8103801 | no | no |  |  | no |  |  | 0 | 0 | 0 | 0
oh_line_TAP_OH_907826 |  | AN | node_8103801_200870293 | node_1474666_932_15295948_945 | 0.033 | unb_TAPWIRE_OH | 8103801 | no | no |  |  | no |  |  | 0 | 0 | 0 | 0
oh_line_TAP_OH_907827 |  | AN | node_8103801_200870297 | node_1474113_51_15295052_695 | 0.033 | unb_TAPWIRE_OH | 8103801 | no | no |  |  | no |  |  | 0 | 0 | 0 | 0
oh_line_TAP_OH_907828 |  | AN | node_8103801_200870299 | node_1473439_504_15294705_378 | 0.033 | unb_TAPWIRE_OH | 8103801 | no | no |  |  | no |  |  | 0 | 0 | 0 | 0
oh_line_TAP_OH_907829 |  | AN | node_8103801_200870300 | node_1473221_267_15294553_99 | 0.033 | unb_TAPWIRE_OH | 8103801 | no | no |  |  | no |  |  | 0 | 0 | 0 | 0
oh_line_TAP_OH_907830 |  | AN | node_8103801_200870301 | node_1473069_679_15294295_662 | 0.033 | unb_TAPWIRE_OH | 8103801 | no | no |  |  | no |  |  | 0 | 0 | 0 | 0
oh_line_TAP_OH_907831 |  | AN | node_8103801_200870302 | node_1472928_179_15294162_631 | 0.033 | unb_TAPWIRE_OH | 8103801 | no | no |  |  | no |  |  | 0 | 0 | 0 | 0
oh_line_TAP_OH_907832 |  | AN | node_8103801_200870303 | node_1472691_176_15293946_613 | 0.033 | unb_TAPWIRE_OH | 8103801 | no | no |  |  | no |  |  | 0 | 0 | 0 | 0
oh_line_TAP_OH_907833 |  | AN | node_8103801_200870304 | node_1472410_402_15293760_308 | 0.033 | unb_TAPWIRE_OH | 8103801 | no | no |  |  | no |  |  | 0 | 0 | 0 | 0
oh_line_TAP_OH_907834 |  | AN | node_8103801_200870308 | node_1471413_756_15292745_934 | 0.033 | unb_TAPWIRE_OH | 8103801 | no | no |  |  | no |  |  | 0 | 0 | 0 | 0
oh_line_TAP_OH_907835 |  | AN | node_8103801_200870315 | node_1478120_217_15299214_65 | 0.033 | unb_TAPWIRE_OH | 8103801 | no | no |  |  | no |  |  | 0 | 0 | 0 | 0
oh_line_TAP_OH_907836 |  | AN | node_8103801_200870317 | node_1477806_804_15298841_103 | 0.033 | unb_TAPWIRE_OH | 8103801 | no | no |  |  | no |  |  | 0 | 0 | 0 | 0
oh_line_TAP_OH_907837 |  | AN | node_8103801_200870318 | node_1477474_65_15298698_466 | 0.033 | unb_TAPWIRE_OH | 8103801 | no | no |  |  | no |  |  | 0 | 0 | 0 | 0
oh_line_TAP_OH_907838 |  | AN | node_8103801_200870320 | node_1477323_143_15298549_051 | 0.033 | unb_TAPWIRE_OH | 8103801 | no | no |  |  | no |  |  | 0 | 0 | 0 | 0
oh_line_TAP_OH_907839 |  | AN | node_8103801_200870322 | node_1477060_441_15298289_896 | 0.033 | unb_TAPWIRE_OH | 8103801 | no | no |  |  | no |  |  | 0 | 0 | 0 | 0
oh_line_TAP_OH_907840 |  | AN | node_8103801_200870325 | node_1477179_867_15297949_07 | 0.033 | unb_TAPWIRE_OH | 8103801 | no | no |  |  | no |  |  | 0 | 0 | 0 | 0
oh_line_TAP_OH_907841 |  | AN | node_8103801_200870326 | node_1476797_65_15298052_785 | 0.033 | unb_TAPWIRE_OH | 8103801 | no | no |  |  | no |  |  | 0 | 0 | 0 | 0
oh_line_TAP_OH_907842 |  | AN | node_8103801_200870329 | node_1476413_312_15297403_033 | 0.033 | unb_TAPWIRE_OH | 8103801 | no | no |  |  | no |  |  | 0 | 0 | 0 | 0
oh_line_TAP_OH_907843 |  | AN | node_8103801_200870330 | node_1476423_043_15297177_541 | 0.033 | unb_TAPWIRE_OH | 8103801 | no | no |  |  | no |  |  | 0 | 0 | 0 | 0
oh_line_TAP_OH_907844 |  | AN | node_8103801_200870339 | node_1475257_342_15296214_491 | 0.033 | unb_TAPWIRE_OH | 8103801 | no | no |  |  | no |  |  | 0 | 0 | 0 | 0
oh_line_TAP_OH_907978 |  | AN | node_8103801_200870722 | node_1476789_09_15295944_809 | 0.033 | unb_TAPWIRE_OH | 8103801 | no | no |  |  | no |  |  | 0 | 0 | 0 | 0
oh_line_TAP_OH_907979 |  | AN | node_8103801_200870723 | node_1477280_705_15297034_737 | 0.033 | unb_TAPWIRE_OH | 8103801 | no | no |  |  | no |  |  | 0 | 0 | 0 | 0
oh_line_TAP_OH_907980 |  | AN | node_8103801_200870725 | node_1477818_285_15297023_598 | 0.033 | unb_TAPWIRE_OH | 8103801 | no | no |  |  | no |  |  | 0 | 0 | 0 | 0
oh_line_TAP_OH_907981 |  | AN | node_8103801_200870727 | node_1478288_191_15297088_817 | 0.033 | unb_TAPWIRE_OH | 8103801 | no | no |  |  | no |  |  | 0 | 0 | 0 | 0
oh_line_TAP_OH_907983 |  | AN | node_8103801_200870733 | node_1479288_322_15296329_102 | 0.033 | unb_TAPWIRE_OH | 8103801 | no | no |  |  | no |  |  | 0 | 0 | 0 | 0
oh_line_TAP_OH_907984 |  | AN | node_8103801_200870736 | node_1468461_895_15300719_11 | 0.033 | unb_TAPWIRE_OH | 8103801 | no | no |  |  | no |  |  | 0 | 0 | 0 | 0
oh_line_TAP_OH_907985 |  | AN | node_8103801_200870738 | node_1468735_157_15300717_849 | 0.033 | unb_TAPWIRE_OH | 8103801 | no | no |  |  | no |  |  | 0 | 0 | 0 | 0
oh_line_TAP_OH_907986 |  | AN | node_8103801_200870740 | node_1469311_392_15300727_157 | 0.033 | unb_TAPWIRE_OH | 8103801 | no | no |  |  | no |  |  | 0 | 0 | 0 | 0
oh_line_TAP_OH_907987 |  | AN | node_8103801_200870742 | node_1469624_047_15300717_488 | 0.033 | unb_TAPWIRE_OH | 8103801 | no | no |  |  | no |  |  | 0 | 0 | 0 | 0
oh_line_TAP_OH_907988 |  | AN | node_8103801_200870743 | node_1470063_033_15300716_815 | 0.033 | unb_TAPWIRE_OH | 8103801 | no | no |  |  | no |  |  | 0 | 0 | 0 | 0
oh_line_TAP_OH_907989 |  | AN | node_8103801_200870745 | node_1470390_086_15300564_621 | 0.033 | unb_TAPWIRE_OH | 8103801 | no | no |  |  | no |  |  | 0 | 0 | 0 | 0
oh_line_TAP_OH_907990 |  | AN | node_8103801_200870748 | node_1470762_803_15300646_787 | 0.033 | unb_TAPWIRE_OH | 8103801 | no | no |  |  | no |  |  | 0 | 0 | 0 | 0
oh_line_TAP_OH_907991 |  | AN | node_8103801_200870750 | node_1464861_382_15300573_217 | 0.033 | unb_TAPWIRE_OH | 8103801 | no | no |  |  | no |  |  | 0 | 0 | 0 | 0
oh_line_TAP_OH_907992 |  | AN | node_8103801_200870753 | node_1464714_725_15299695_881 | 0.033 | unb_TAPWIRE_OH | 8103801 | no | no |  |  | no |  |  | 0 | 0 | 0 | 0
oh_line_TAP_OH_907993 |  | AN | node_8103801_200870754 | node_1464986_152_15299709_374 | 0.033 | unb_TAPWIRE_OH | 8103801 | no | no |  |  | no |  |  | 0 | 0 | 0 | 0
oh_line_TAP_OH_907994 |  | AN | node_8103801_200870755 | node_1465048_004_15299448_888 | 0.033 | unb_TAPWIRE_OH | 8103801 | no | no |  |  | no |  |  | 0 | 0 | 0 | 0
oh_line_TAP_OH_907995 |  | AN | node_8103801_200870756 | node_1465170_635_15300455_573 | 0.033 | unb_TAPWIRE_OH | 8103801 | no | no |  |  | no |  |  | 0 | 0 | 0 | 0
oh_line_TAP_OH_907996 |  | AN | node_8103801_200870758 | node_1465392_033_15300439_54 | 0.033 | unb_TAPWIRE_OH | 8103801 | no | no |  |  | no |  |  | 0 | 0 | 0 | 0
oh_line_TAP_OH_907997 |  | AN | node_8103801_200870760 | node_1465711_458_15300601_01 | 0.033 | unb_TAPWIRE_OH | 8103801 | no | no |  |  | no |  |  | 0 | 0 | 0 | 0
oh_line_TAP_OH_907998 |  | AN | node_8103801_200870763 | node_1466262_92_15300898_658 | 0.033 | unb_TAPWIRE_OH | 8103801 | no | no |  |  | no |  |  | 0 | 0 | 0 | 0
oh_line_TAP_OH_907999 |  | AN | node_8103801_200870766 | node_1466681_873_15300647_965 | 0.033 | unb_TAPWIRE_OH | 8103801 | no | no |  |  | no |  |  | 0 | 0 | 0 | 0
oh_line_TAP_OH_908000 |  | AN | node_8103801_200870768 | node_1467167_205_15300698_947 | 0.033 | unb_TAPWIRE_OH | 8103801 | no | no |  |  | no |  |  | 0 | 0 | 0 | 0
oh_line_TAP_OH_908001 |  | AN | node_8103801_200870770 | node_1467428_99_15300786_823 | 0.033 | unb_TAPWIRE_OH | 8103801 | no | no |  |  | no |  |  | 0 | 0 | 0 | 0
oh_line_TAP_OH_908003 |  | AN | node_8103801_200870785 | node_1467081_56_15287320_54 | 0.033 | unb_TAPWIRE_OH | 8103801 | no | no |  |  | no |  |  | 0 | 0 | 0 | 0
oh_line_TAP_OH_908004 |  | ABCN | node_8103801_200870787 | node_1466103_45_15287610_397 | 0.033 | unb_TAPWIRE_OH | 8103801 | no | no |  |  | no |  |  | 0 | 0 | 0 | 0
oh_line_TAP_OH_908005 |  | ABCN | node_8103801_200870789 | node_1466239_871_15287811_334 | 0.033 | unb_TAPWIRE_OH | 8103801 | no | no |  |  | no |  |  | 0 | 0 | 0 | 0
oh_line_TAP_OH_908006 |  | ABN | node_8103801_200870792 | node_1463838_073_15284131_929 | 0.033 | unb_TAPWIRE_OH | 8103801 | no | no |  |  | no |  |  | 0 | 0 | 0 | 0
oh_line_TAP_OH_908007 |  | ABN | node_8103801_200870795 | node_1463417_95_15284132_382 | 0.033 | unb_TAPWIRE_OH | 8103801 | no | no |  |  | no |  |  | 0 | 0 | 0 | 0
oh_line_TAP_OH_908008 |  | ABN | node_8103801_200870796 | node_1463145_433_15284248_554 | 0.033 | unb_TAPWIRE_OH | 8103801 | no | no |  |  | no |  |  | 0 | 0 | 0 | 0
oh_line_TAP_OH_908009 |  | ABN | node_8103801_200870798 | node_1462758_023_15284141_672 | 0.033 | unb_TAPWIRE_OH | 8103801 | no | no |  |  | no |  |  | 0 | 0 | 0 | 0
oh_line_TAP_OH_908010 |  | ABN | node_8103801_200870801 | node_1462486_496_15284091_971 | 0.033 | unb_TAPWIRE_OH | 8103801 | no | no |  |  | no |  |  | 0 | 0 | 0 | 0
oh_line_TAP_OH_908011 |  | ABN | node_8103801_200870803 | node_1462205_456_15284004_012 | 0.033 | unb_TAPWIRE_OH | 8103801 | no | no |  |  | no |  |  | 0 | 0 | 0 | 0
oh_line_TAP_OH_908013 |  | AN | node_8103801_200870809 | node_1461376_056_15284602_629 | 0.033 | unb_TAPWIRE_OH | 8103801 | no | no |  |  | no |  |  | 0 | 0 | 0 | 0
oh_line_TAP_OH_908014 |  | AN | node_8103801_200870813 | node_1460979_042_15284260_866 | 0.033 | unb_TAPWIRE_OH | 8103801 | no | no |  |  | no |  |  | 0 | 0 | 0 | 0
oh_line_TAP_OH_908015 |  | AN | node_8103801_200870816 | node_1460220_547_15284814_203 | 0.033 | unb_TAPWIRE_OH | 8103801 | no | no |  |  | no |  |  | 0 | 0 | 0 | 0
oh_line_TAP_OH_908073 |  | AN | node_8103801_200870970 | node_1468960_971_15282252_455 | 0.033 | unb_TAPWIRE_OH | 8103801 | no | no |  |  | no |  |  | 0 | 0 | 0 | 0
oh_line_TAP_OH_908075 |  | AN | node_8103801_200870976 | node_1469273_455_15283368_346 | 0.033 | unb_TAPWIRE_OH | 8103801 | no | no |  |  | no |  |  | 0 | 0 | 0 | 0
oh_line_TAP_OH_908076 |  | AN | node_8103801_200870977 | node_1469474_51_15283678_73 | 0.033 | unb_TAPWIRE_OH | 8103801 | no | no |  |  | no |  |  | 0 | 0 | 0 | 0
oh_line_TAP_OH_908081 |  | AN | node_8103801_200871009 | node_1465230_359_15284501_521 | 0.033 | unb_TAPWIRE_OH | 8103801 | no | no |  |  | no |  |  | 0 | 0 | 0 | 0
oh_line_TAP_OH_908082 |  | ABCN | node_8103801_200871016 | node_1465963_114_15284720_193 | 0.033 | unb_TAPWIRE_OH | 8103801 | no | no |  |  | no |  |  | 0 | 0 | 0 | 0
oh_line_TAP_OH_908083 |  | AN | node_8103801_200871020 | node_1465290_641_15281809_849 | 0.033 | unb_TAPWIRE_OH | 8103801 | no | no |  |  | no |  |  | 0 | 0 | 0 | 0
oh_line_TAP_OH_908084 |  | AN | node_8103801_200871022 | node_1465561_815_15281747_625 | 0.033 | unb_TAPWIRE_OH | 8103801 | no | no |  |  | no |  |  | 0 | 0 | 0 | 0
oh_line_TAP_OH_908085 |  | AN | node_8103801_200871023 | node_1465734_152_15281749_115 | 0.033 | unb_TAPWIRE_OH | 8103801 | no | no |  |  | no |  |  | 0 | 0 | 0 | 0
oh_line_TAP_OH_908086 |  | AN | node_8103801_200871028 | node_1464752_554_15281949_858 | 0.033 | unb_TAPWIRE_OH | 8103801 | no | no |  |  | no |  |  | 0 | 0 | 0 | 0
oh_line_TAP_OH_908087 |  | AN | node_8103801_200871029 | node_1464807_027_15282227_201 | 0.033 | unb_TAPWIRE_OH | 8103801 | no | no |  |  | no |  |  | 0 | 0 | 0 | 0
oh_line_TAP_OH_908088 |  | AN | node_8103801_200871032 | node_1465090_424_15281356_5 | 0.033 | unb_TAPWIRE_OH | 8103801 | no | no |  |  | no |  |  | 0 | 0 | 0 | 0
oh_line_TAP_OH_908089 |  | AN | node_8103801_200871033 | node_1464865_073_15281364_588 | 0.033 | unb_TAPWIRE_OH | 8103801 | no | no |  |  | no |  |  | 0 | 0 | 0 | 0
oh_line_TAP_OH_908090 |  | AN | node_8103801_200871035 | node_1464519_82_15281352_118 | 0.033 | unb_TAPWIRE_OH | 8103801 | no | no |  |  | no |  |  | 0 | 0 | 0 | 0
oh_line_TAP_OH_908091 |  | AN | node_8103801_200871037 | node_1464192_695_15281424_264 | 0.033 | unb_TAPWIRE_OH | 8103801 | no | no |  |  | no |  |  | 0 | 0 | 0 | 0
oh_line_TAP_OH_908092 |  | AN | node_8103801_200871042 | node_1466372_154_15285257_198 | 0.033 | unb_TAPWIRE_OH | 8103801 | no | no |  |  | no |  |  | 0 | 0 | 0 | 0
oh_line_TAP_OH_908093 |  | AN | node_8103801_200871043 | node_1466502_251_15285300_644 | 0.033 | unb_TAPWIRE_OH | 8103801 | no | no |  |  | no |  |  | 0 | 0 | 0 | 0
oh_line_TAP_OH_908094 |  | ABCN | node_8103801_200871050 | node_1464126_59_15284061_151 | 0.033 | unb_TAPWIRE_OH | 8103801 | no | no |  |  | no |  |  | 0 | 0 | 0 | 0
oh_line_TAP_OH_908095 |  | ABCN | node_8103801_200871053 | node_1464653_217_15284200_9 | 0.033 | unb_TAPWIRE_OH | 8103801 | no | no |  |  | no |  |  | 0 | 0 | 0 | 0
oh_line_TAP_OH_908096 |  | ABCN | node_8103801_200871059 | node_1464943_913_15284113_052 | 0.033 | unb_TAPWIRE_OH | 8103801 | no | no |  |  | no |  |  | 0 | 0 | 0 | 0
oh_line_TAP_OH_908098 |  | AN | node_8103801_200871066 | node_1469157_767_15282068_156 | 0.033 | unb_TAPWIRE_OH | 8103801 | no | no |  |  | no |  |  | 0 | 0 | 0 | 0
oh_line_TAP_OH_908099 |  | AN | node_8103801_200871076 | node_1468821_492_15281465_665 | 0.033 | unb_TAPWIRE_OH | 8103801 | no | no |  |  | no |  |  | 0 | 0 | 0 | 0
oh_line_TAP_OH_908100 |  | ABCN | node_8103801_200871081 | node_1466970_552_15283013_411 | 0.033 | unb_TAPWIRE_OH | 8103801 | no | no |  |  | no |  |  | 0 | 0 | 0 | 0
oh_line_TAP_OH_908101 |  | ABCN | node_8103801_200871089 | node_1467892_96_15282519_914 | 0.033 | unb_TAPWIRE_OH | 8103801 | no | no |  |  | no |  |  | 0 | 0 | 0 | 0
oh_line_TAP_OH_908102 |  | ABN | node_8103801_200871093 | node_1468145_763_15282293_351 | 0.033 | unb_TAPWIRE_OH | 8103801 | no | no |  |  | no |  |  | 0 | 0 | 0 | 0
oh_line_TAP_OH_908105 |  | ABCN | node_8103801_200871114 | node_1466443_781_15286310_747 | 0.033 | unb_TAPWIRE_OH | 8103801 | no | no |  |  | no |  |  | 0 | 0 | 0 | 0
oh_line_TAP_OH_908106 |  | ABCN | node_8103801_200871118 | node_1466228_911_15286766_556 | 0.033 | unb_TAPWIRE_OH | 8103801 | no | no |  |  | no |  |  | 0 | 0 | 0 | 0
oh_line_TAP_OH_908107 |  | ABCN | node_8103801_200871121 | node_1466066_565_15287156_245 | 0.033 | unb_TAPWIRE_OH | 8103801 | no | no |  |  | no |  |  | 0 | 0 | 0 | 0
oh_line_TAP_OH_908108 |  | ABCN | node_8103801_200871125 | node_1466937_112_15284932_866 | 0.033 | unb_TAPWIRE_OH | 8103801 | no | no |  |  | no |  |  | 0 | 0 | 0 | 0
oh_line_TAP_OH_908109 |  | ABCN | node_8103801_200871128 | node_1466880_074_15284538_863 | 0.033 | unb_TAPWIRE_OH | 8103801 | no | no |  |  | no |  |  | 0 | 0 | 0 | 0
oh_line_TAP_OH_908111 |  | ABCN | node_8103801_200871131 | node_1466829_558_15284176_831 | 0.033 | unb_TAPWIRE_OH | 8103801 | no | no |  |  | no |  |  | 0 | 0 | 0 | 0
oh_line_TAP_OH_908112 |  | ABCN | node_8103801_200871135 | node_1466789_107_15283923_241 | 0.033 | unb_TAPWIRE_OH | 8103801 | no | no |  |  | no |  |  | 0 | 0 | 0 | 0
oh_line_TAP_OH_908113 |  | ABCN | node_8103801_200871136 | node_1466778_054_15285817_646 | 0.033 | unb_TAPWIRE_OH | 8103801 | no | no |  |  | no |  |  | 0 | 0 | 0 | 0
oh_line_TAP_OH_908117 |  | ABCN | node_8103801_200871164 | node_1466431_593_15281493_091 | 0.033 | unb_TAPWIRE_OH | 8103801 | no | no |  |  | no |  |  | 0 | 0 | 0 | 0
oh_line_TAP_OH_908118 |  | ABCN | node_8103801_200871166 | node_1466948_263_15285531_536 | 0.033 | unb_TAPWIRE_OH | 8103801 | no | no |  |  | no |  |  | 0 | 0 | 0 | 0
oh_line_TAP_OH_908120 |  | ABCN | node_8103801_200871177 | node_1465499_219_15285110_684 | 0.033 | unb_TAPWIRE_OH | 8103801 | no | no |  |  | no |  |  | 0 | 0 | 0 | 0
oh_line_TAP_OH_908121 |  | ABCN | node_8103801_200871181 | node_1465485_108_15284777_118 | 0.033 | unb_TAPWIRE_OH | 8103801 | no | no |  |  | no |  |  | 0 | 0 | 0 | 0
oh_line_TAP_OH_908122 |  | ABCN | node_8103801_200871185 | node_1464998_089_15284669_572 | 0.033 | unb_TAPWIRE_OH | 8103801 | no | no |  |  | no |  |  | 0 | 0 | 0 | 0
oh_line_TAP_OH_908124 |  | ABCN | node_8103801_200871192 | node_1464322_353_15284325_545 | 0.033 | unb_TAPWIRE_OH | 8103801 | no | no |  |  | no |  |  | 0 | 0 | 0 | 0
oh_line_TAP_OH_908125 |  | ABCN | node_8103801_200871198 | node_1466122_263_15285535_685 | 0.033 | unb_TAPWIRE_OH | 8103801 | no | no |  |  | no |  |  | 0 | 0 | 0 | 0
oh_line_TAP_OH_908126 |  | ABCN | node_8103801_200871201 | node_1465829_999_15285340_712 | 0.033 | unb_TAPWIRE_OH | 8103801 | no | no |  |  | no |  |  | 0 | 0 | 0 | 0
oh_line_TAP_OH_908127 |  | ABCN | node_8103801_200871207 | node_1466481_692_15284183_311 | 0.033 | unb_TAPWIRE_OH | 8103801 | no | no |  |  | no |  |  | 0 | 0 | 0 | 0
oh_line_TAP_OH_908129 |  | AN | node_8103801_200871214 | node_1465448_49_15283585_152 | 0.033 | unb_TAPWIRE_OH | 8103801 | no | no |  |  | no |  |  | 0 | 0 | 0 | 0
oh_line_TAP_OH_908130 |  | ABCN | node_8103801_200871222 | node_1464706_749_15283616_706 | 0.033 | unb_TAPWIRE_OH | 8103801 | no | no |  |  | no |  |  | 0 | 0 | 0 | 0
oh_line_TAP_OH_908131 |  | AN | node_8103801_200871226 | node_1466164_418_15283487_151 | 0.033 | unb_TAPWIRE_OH | 8103801 | no | no |  |  | no |  |  | 0 | 0 | 0 | 0
oh_line_TAP_OH_908132 |  | AN | node_8103801_200871231 | node_1465743_918_15283642_179 | 0.033 | unb_TAPWIRE_OH | 8103801 | no | no |  |  | no |  |  | 0 | 0 | 0 | 0
oh_line_TAP_OH_908133 |  | ABCN | node_8103801_200871249 | node_1465675_92_15281512_068 | 0.033 | unb_TAPWIRE_OH | 8103801 | no | no |  |  | no |  |  | 0 | 0 | 0 | 0
oh_line_TAP_OH_908134 |  | AN | node_8103801_200871266 | node_1465924_179_15283331_696 | 0.033 | unb_TAPWIRE_OH | 8103801 | no | no |  |  | no |  |  | 0 | 0 | 0 | 0
oh_line_TAP_OH_908135 |  | AN | node_8103801_200871269 | node_1465859_424_15283102_01 | 0.033 | unb_TAPWIRE_OH | 8103801 | no | no |  |  | no |  |  | 0 | 0 | 0 | 0
oh_line_TAP_OH_908136 |  | AN | node_8103801_200871271 | node_1465791_251_15282904_519 | 0.033 | unb_TAPWIRE_OH | 8103801 | no | no |  |  | no |  |  | 0 | 0 | 0 | 0
oh_line_TAP_OH_908137 |  | AN | node_8103801_200871278 | node_1466032_393_15283982_774 | 0.033 | unb_TAPWIRE_OH | 8103801 | no | no |  |  | no |  |  | 0 | 0 | 0 | 0
oh_line_TAP_OH_908138 |  | AN | node_8103801_200871281 | node_1466006_28_15284248_341 | 0.033 | unb_TAPWIRE_OH | 8103801 | no | no |  |  | no |  |  | 0 | 0 | 0 | 0
oh_line_TAP_OH_908139 |  | AN | node_8103801_200871287 | node_1465058_46_15283145_306 | 0.033 | unb_TAPWIRE_OH | 8103801 | no | no |  |  | no |  |  | 0 | 0 | 0 | 0
oh_line_TAP_OH_908140 |  | AN | node_8103801_200871291 | node_1466322_156_15283766_844 | 0.033 | unb_TAPWIRE_OH | 8103801 | no | no |  |  | no |  |  | 0 | 0 | 0 | 0
oh_line_TAP_OH_919851 |  | AN | node_8103801_200942799 | node_1491957_212_15302966_385 | 0.033 | unb_TAPWIRE_OH | 8103801 | no | no |  |  | no |  |  | 0 | 0 | 0 | 0
oh_line_TAP_OH_922312 |  | AN | node_8103801_200961230 | node_1470272_337_15288236_121 | 0.033 | unb_TAPWIRE_OH | 8103801 | no | no |  |  | no |  |  | 0 | 0 | 0 | 0
oh_line_TAP_OH_922349 |  | AN | node_8103801_200961398 | node_1470671_431_15291884_393 | 0.033 | unb_TAPWIRE_OH | 8103801 | no | no |  |  | no |  |  | 0 | 0 | 0 | 0
oh_line_TAP_OH_922644 |  | AN | node_8103801_200962821 | node_1472330_699_15300430_01 | 0.033 | unb_TAPWIRE_OH | 8103801 | no | no |  |  | no |  |  | 0 | 0 | 0 | 0
oh_line_TAP_OH_923104 |  | AN | node_8103801_200965020 | node_1474155_189_15276143_052 | 0.033 | unb_TAPWIRE_OH | 8103801 | no | no |  |  | no |  |  | 0 | 0 | 0 | 0
oh_line_TAP_OH_927539 |  | AN | node_8103801_201003802 | node_1472176_11_15277239_734 | 0.033 | unb_TAPWIRE_OH | 8103801 | no | no |  |  | no |  |  | 0 | 0 | 0 | 0
oh_line_TAP_OH_928335 |  | AN | node_8103801_201008937 | node_1476858_54_15298699_536 | 0.033 | unb_TAPWIRE_OH | 8103801 | no | no |  |  | no |  |  | 0 | 0 | 0 | 0
oh_line_TAP_OH_929499 |  | AN | node_8103801_201014317 | node_1476679_235_15290604_637 | 0.033 | unb_TAPWIRE_OH | 8103801 | no | no |  |  | no |  |  | 0 | 0 | 0 | 0
oh_line_TAP_OH_929502 |  | AN | node_8103801_201014321 | node_1477726_468_15289232_042 | 0.033 | unb_TAPWIRE_OH | 8103801 | no | no |  |  | no |  |  | 0 | 0 | 0 | 0
oh_line_TAP_OH_929503 |  | AN | node_8103801_201014322 | node_1478630_963_15289655_777 | 0.033 | unb_TAPWIRE_OH | 8103801 | no | no |  |  | no |  |  | 0 | 0 | 0 | 0
oh_line_TAP_OH_929504 |  | AN | node_8103801_201014323 | node_1479000_259_15290197_272 | 0.033 | unb_TAPWIRE_OH | 8103801 | no | no |  |  | no |  |  | 0 | 0 | 0 | 0
oh_line_TAP_OH_929505 |  | AN | node_8103801_201014324 | node_1477648_209_15291174_1 | 0.033 | unb_TAPWIRE_OH | 8103801 | no | no |  |  | no |  |  | 0 | 0 | 0 | 0
oh_line_TAP_OH_931908 |  | AN | node_8103801_201025382 | node_1482587_35_15300392_474 | 0.033 | unb_TAPWIRE_OH | 8103801 | no | no |  |  | no |  |  | 0 | 0 | 0 | 0
oh_line_TAP_OH_931909 |  | AN | node_8103801_201025383 | node_1482803_811_15300640_923 | 0.033 | unb_TAPWIRE_OH | 8103801 | no | no |  |  | no |  |  | 0 | 0 | 0 | 0
oh_line_TAP_OH_933674 |  | AN | node_8103801_201038468 | node_1474634_632_15296860_775 | 0.033 | unb_TAPWIRE_OH | 8103801 | no | no |  |  | no |  |  | 0 | 0 | 0 | 0
oh_line_TAP_OH_935197 |  | AN | node_8103801_201047708 | node_1462074_732_15284332_518 | 0.033 | unb_TAPWIRE_OH | 8103801 | no | no |  |  | no |  |  | 0 | 0 | 0 | 0
oh_line_TAP_OH_935575 |  | AN | node_8103801_201050993 | node_1468488_019_15282089_779 | 0.033 | unb_TAPWIRE_OH | 8103801 | no | no |  |  | no |  |  | 0 | 0 | 0 | 0
oh_line_TAP_OH_1704855 |  | AN | node_8103801_200867489 | node_1474691_162_15276080_431 | 0.033 | unb_TAPWIRE_OH | 8103801 | no | no |  |  | no |  |  | 0 | 0 | 0 | 0
oh_line_TAP_OH_1704856 |  | AN | node_8103801_200948620 | node_1480310_034_15282983_244 | 0.033 | unb_TAPWIRE_OH | 8103801 | no | no |  |  | no |  |  | 0 | 0 | 0 | 0
oh_line_TAP_OH_1704858 |  | AN | node_8103801_200868951 | node_1482719_343_15285166_307 | 0.033 | unb_TAPWIRE_OH | 8103801 | no | no |  |  | no |  |  | 0 | 0 | 0 | 0
oh_line_TAP_OH_1764456 |  | AN | node_8103801_200948619 | node_1480098_337_15283043_58 | 0.033 | unb_TAPWIRE_OH | 8103801 | no | no |  |  | no |  |  | 0 | 0 | 0 | 0
oh_line_TAP_OH_1779658 |  | AN | node_8103801_310032784 | node_1476967_347_15291722_766 | 0.033 | unb_TAPWIRE_OH | 8103801 | no | no |  |  | no |  |  | 0 | 0 | 0 | 0
oh_line_TAP_OH_2035725 |  | AN | node_8103801_200871148 | node_1466407_05_15282756_984 | 0.033 | unb_TAPWIRE_OH | 8103801 | no | no |  |  | no |  |  | 0 | 0 | 0 | 0
oh_line_TAP_OH_2142125 |  | ABN | node_8103801_200871095 | node_1468176_177_15281947_655 | 0.033 | unb_TAPWIRE_OH | 8103801 | no | no |  |  | no |  |  | 0 | 0 | 0 | 0
oh_line_TAP_OH_2142126 |  | ABN | node_8103801_200871095 | node_1468195_693_15281952_56 | 0.033 | unb_TAPWIRE_OH | 8103801 | no | no |  |  | no |  |  | 0 | 0 | 0 | 0
oh_line_TAP_OH_2142132 |  | ABCN | node_8103801_200871159 | node_1466471_843_15281691_121 | 0.033 | unb_TAPWIRE_OH | 8103801 | no | no |  |  | no |  |  | 0 | 0 | 0 | 0
oh_line_TAP_OH_2142133 |  | ABCN | node_8103801_200871159 | node_1466482_673_15281713_496 | 0.033 | unb_TAPWIRE_OH | 8103801 | no | no |  |  | no |  |  | 0 | 0 | 0 | 0
oh_line_TAP_OH_2142134 |  | ABCN | node_8103801_200871159 | node_1466457_08_15281673_245 | 0.033 | unb_TAPWIRE_OH | 8103801 | no | no |  |  | no |  |  | 0 | 0 | 0 | 0
oh_line_TAP_OH_2142138 |  | ABCN | node_8103801_200871112 | node_1466908_364_15286337_676 | 0.033 | unb_TAPWIRE_OH | 8103801 | no | no |  |  | no |  |  | 0 | 0 | 0 | 0
oh_line_TAP_OH_2142139 |  | ABCN | node_8103801_200871112 | node_1466898_128_15286360_422 | 0.033 | unb_TAPWIRE_OH | 8103801 | no | no |  |  | no |  |  | 0 | 0 | 0 | 0
oh_line_TAP_OH_2142140 |  | ABCN | node_8103801_200871112 | node_1466913_855_15286312_123 | 0.033 | unb_TAPWIRE_OH | 8103801 | no | no |  |  | no |  |  | 0 | 0 | 0 | 0
oh_line_TAP_OH_2142143 |  | ABCN | node_8103801_200870995 | node_1464489_594_15283858_962 | 0.033 | unb_TAPWIRE_OH | 8103801 | no | no |  |  | no |  |  | 0 | 0 | 0 | 0
oh_line_TAP_OH_2142144 |  | ABCN | node_8103801_200870995 | node_1464484_556_15283884_684 | 0.033 | unb_TAPWIRE_OH | 8103801 | no | no |  |  | no |  |  | 0 | 0 | 0 | 0
oh_line_TAP_OH_2142145 |  | ABCN | node_8103801_200870995 | node_1464489_495_15283832_335 | 0.033 | unb_TAPWIRE_OH | 8103801 | no | no |  |  | no |  |  | 0 | 0 | 0 | 0
oh_line_TAP_OH_2142162 |  | ABCN | node_8103801_200869145 | node_1463884_325_15283321_081 | 0.033 | unb_TAPWIRE_OH | 8103801 | no | no |  |  | no |  |  | 0 | 0 | 0 | 0
oh_line_TAP_OH_2142163 |  | ABCN | node_8103801_200869145 | node_1463901_333_15283318_895 | 0.033 | unb_TAPWIRE_OH | 8103801 | no | no |  |  | no |  |  | 0 | 0 | 0 | 0
oh_line_TAP_OH_2142167 |  | ABCN | node_8103801_200871209 | node_1466430_696_15283884_339 | 0.033 | unb_TAPWIRE_OH | 8103801 | no | no |  |  | no |  |  | 0 | 0 | 0 | 0
oh_line_TAP_OH_2142168 |  | ABCN | node_8103801_200871209 | node_1466449_877_15283877_661 | 0.033 | unb_TAPWIRE_OH | 8103801 | no | no |  |  | no |  |  | 0 | 0 | 0 | 0
oh_line_TAP_OH_2142169 |  | ABCN | node_8103801_200871209 | node_1466413_478_15283897_46 | 0.033 | unb_TAPWIRE_OH | 8103801 | no | no |  |  | no |  |  | 0 | 0 | 0 | 0
oh_line_TAP_OH_2142173 |  | ABCN | node_8103801_200871174 | node_1466507_436_15285864_711 | 0.033 | unb_TAPWIRE_OH | 8103801 | no | no |  |  | no |  |  | 0 | 0 | 0 | 0
oh_line_TAP_OH_2142174 |  | ABCN | node_8103801_200871174 | node_1466495_981_15285842_904 | 0.033 | unb_TAPWIRE_OH | 8103801 | no | no |  |  | no |  |  | 0 | 0 | 0 | 0
oh_line_TAP_OH_2142207 |  | ABN | node_8103801_200870807 | node_1461390_289_15284278_949 | 0.033 | unb_TAPWIRE_OH | 8103801 | no | no |  |  | no |  |  | 0 | 0 | 0 | 0
oh_line_TAP_OH_2142208 |  | ABN | node_8103801_200870807 | node_1461399_595_15284255_492 | 0.033 | unb_TAPWIRE_OH | 8103801 | no | no |  |  | no |  |  | 0 | 0 | 0 | 0
oh_line_TAP_OH_2142211 |  | ABCN | node_8103801_200871060 | node_1465298_549_15284119_37 | 0.033 | unb_TAPWIRE_OH | 8103801 | no | no |  |  | no |  |  | 0 | 0 | 0 | 0
oh_line_TAP_OH_2142212 |  | ABCN | node_8103801_200871060 | node_1465297_149_15284145_922 | 0.033 | unb_TAPWIRE_OH | 8103801 | no | no |  |  | no |  |  | 0 | 0 | 0 | 0
oh_line_TAP_OH_2142216 |  | ABCN | node_8103801_200869143 | node_1463749_7_15283433_023 | 0.033 | unb_TAPWIRE_OH | 8103801 | no | no |  |  | no |  |  | 0 | 0 | 0 | 0
oh_line_TAP_OH_2142217 |  | ABCN | node_8103801_200869143 | node_1463748_866_15283460_15 | 0.033 | unb_TAPWIRE_OH | 8103801 | no | no |  |  | no |  |  | 0 | 0 | 0 | 0
oh_line_TAP_OH_2142218 |  | ABCN | node_8103801_200869143 | node_1463749_522_15283477_486 | 0.033 | unb_TAPWIRE_OH | 8103801 | no | no |  |  | no |  |  | 0 | 0 | 0 | 0
oh_line_TAP_OH_2142219 |  | ABCN | node_8103801_200871139 | node_1466600_832_15283647_485 | 0.033 | unb_TAPWIRE_OH | 8103801 | no | no |  |  | no |  |  | 0 | 0 | 0 | 0
oh_line_TAP_OH_2142220 |  | ABCN | node_8103801_200871139 | node_1466591_127_15283624_204 | 0.033 | unb_TAPWIRE_OH | 8103801 | no | no |  |  | no |  |  | 0 | 0 | 0 | 0
oh_line_TAP_OH_2142224 |  | ABCN | node_8103801_200871130 | node_1466892_1_15284317_949 | 0.033 | unb_TAPWIRE_OH | 8103801 | no | no |  |  | no |  |  | 0 | 0 | 0 | 0
oh_line_TAP_OH_2142225 |  | ABCN | node_8103801_200871130 | node_1466891_544_15284344_562 | 0.033 | unb_TAPWIRE_OH | 8103801 | no | no |  |  | no |  |  | 0 | 0 | 0 | 0
oh_line_TAP_OH_2142226 |  | ABCN | node_8103801_200871001 | node_1464228_233_15283498_803 | 0.033 | unb_TAPWIRE_OH | 8103801 | no | no |  |  | no |  |  | 0 | 0 | 0 | 0
oh_line_TAP_OH_2142227 |  | ABCN | node_8103801_200871001 | node_1464231_729_15283474_873 | 0.033 | unb_TAPWIRE_OH | 8103801 | no | no |  |  | no |  |  | 0 | 0 | 0 | 0
oh_line_TAP_OH_2142234 |  | ABCN | node_8103801_200871188 | node_1464817_672_15284403_389 | 0.033 | unb_TAPWIRE_OH | 8103801 | no | no |  |  | no |  |  | 0 | 0 | 0 | 0
oh_line_TAP_OH_2142235 |  | ABCN | node_8103801_200871188 | node_1464831_749_15284422_235 | 0.033 | unb_TAPWIRE_OH | 8103801 | no | no |  |  | no |  |  | 0 | 0 | 0 | 0
oh_line_TAP_OH_2142236 |  | ABCN | node_8103801_200871188 | node_1464800_457_15284390_054 | 0.033 | unb_TAPWIRE_OH | 8103801 | no | no |  |  | no |  |  | 0 | 0 | 0 | 0
oh_line_TAP_OH_2142242 |  | ABCN | node_8103801_200870996 | node_1464383_447_15283959_954 | 0.033 | unb_TAPWIRE_OH | 8103801 | no | no |  |  | no |  |  | 0 | 0 | 0 | 0
oh_line_TAP_OH_2142243 |  | ABCN | node_8103801_200870996 | node_1464365_824_15283947_62 | 0.033 | unb_TAPWIRE_OH | 8103801 | no | no |  |  | no |  |  | 0 | 0 | 0 | 0
oh_line_TAP_OH_2142244 |  | ABCN | node_8103801_200870996 | node_1464402_826_15283965_76 | 0.033 | unb_TAPWIRE_OH | 8103801 | no | no |  |  | no |  |  | 0 | 0 | 0 | 0
oh_line_TAP_OH_3315698 |  | ABCN | node_8103801_311926697 | node_1466055_625_15281617_571 | 0.033 | unb_TAPWIRE_OH | 8103801 | no | no |  |  | no |  |  | 0 | 0 | 0 | 0
oh_line_TAP_OH_3315699 |  | ABCN | node_8103801_311926697 | node_1466067_582_15281618_782 | 0.033 | unb_TAPWIRE_OH | 8103801 | no | no |  |  | no |  |  | 0 | 0 | 0 | 0
oh_line_TAP_OH_3315700 |  | ABCN | node_8103801_311926697 | node_1466079_533_15281619_126 | 0.033 | unb_TAPWIRE_OH | 8103801 | no | no |  |  | no |  |  | 0 | 0 | 0 | 0
oh_line_TAP_OH_3340915 |  | AN | node_8103801_311929859 | node_1471397_253_15282908_711 | 0.033 | unb_TAPWIRE_OH | 8103801 | no | no |  |  | no |  |  | 0 | 0 | 0 | 0
oh_line_TAP_OH_3622581 |  | ABCN | node_8103801_200871110 | node_1466568_063_15286157_565 | 0.033 | unb_TAPWIRE_OH | 8103801 | no | no |  |  | no |  |  | 0 | 0 | 0 | 0
oh_line_TAP_OH_3653401 |  | AN | node_8103801_311991686 | node_1491833_972_15302256_147 | 0.033 | unb_TAPWIRE_OH | 8103801 | no | no |  |  | no |  |  | 0 | 0 | 0 | 0
oh_line_TAP_OH_4471547 |  | ABCN | node_8103801_312064971 | node_1466356_82_15286212_281 | 0.033 | unb_TAPWIRE_OH | 8103801 | no | no |  |  | no |  |  | 0 | 0 | 0 | 0
oh_line_TAP_OH_4471548 |  | ABCN | node_8103801_312064971 | node_1466363_509_15286200_096 | 0.033 | unb_TAPWIRE_OH | 8103801 | no | no |  |  | no |  |  | 0 | 0 | 0 | 0
oh_line_TAP_OH_4471549 |  | ABCN | node_8103801_312064971 | node_1466373_139_15286192_655 | 0.033 | unb_TAPWIRE_OH | 8103801 | no | no |  |  | no |  |  | 0 | 0 | 0 | 0
oh_line_TAP_OH_4973181 |  | AN | node_8103801_312100817 | node_1476138_753_15291682_362 | 0.033 | unb_TAPWIRE_OH | 8103801 | no | no |  |  | no |  |  | 0 | 0 | 0 | 0
oh_line_TAP_OH_5091182 |  | AN | node_8103801_312105765 | node_1476191_619_15291850_108 | 0.033 | unb_TAPWIRE_OH | 8103801 | no | no |  |  | no |  |  | 0 | 0 | 0 | 0

## overhead_line_conductor
data_type | static
owner_type | feeder
owner | 8103801
object | overhead_line_conductor
name | groupid | geometric_mean_radius | resistance | diameter | rating_summer_continuous | rating_summer_emergency | rating_winter_continuous | rating_winter_emergency | dcircuit | selected | comments
oh_cond_1/0_AAAC |  | 0.012 | 0.876 | 0.398 | 235 | 235 | 310 | 310 |  | no
oh_cond_1/0_ACSR |  | 0.012 | 0.888 | 0.398 | 265 | 265 | 330 | 330 |  | no
oh_cond_2/0_CU |  | 0.013 | 0.44 | 0.414 | 295 | 295 | 425 | 425 |  | no
oh_cond_2_ACSR |  | 0.01 | 1.41 | 0.325 | 195 | 195 | 245 | 245 |  | no
oh_cond_3_#7_CWD_30% |  | 0.005 | 3.07 | 0.311 | 125 | 125 | 195 | 195 |  | no
oh_cond_4/0_AAAC |  | 0.017 | 0.439 | 0.563 | 365 | 365 | 480 | 480 |  | no
oh_cond_4/0_ACSR |  | 0.017 | 0.445 | 0.563 | 410 | 410 | 515 | 515 |  | no
oh_cond_4/0_AL |  | 0.016 | 0.442 | 0.522 | 365 | 365 | 480 | 480 |  | no
oh_cond_4A_CWD |  | 0.006 | 1.395 | 0.29 | 150 | 150 | 220 | 220 |  | no
oh_cond_4_ACSR |  | 0.008 | 2.24 | 0.25 | 145 | 145 | 185 | 185 |  | no
oh_cond_4_CU |  | 0.007 | 1.388 | 0.232 | 140 | 140 | 200 | 200 |  | no
oh_cond_6_CU |  | 0.006 | 2.18 | 0.184 | 110 | 110 | 150 | 150 |  | no
oh_cond_8D_CWD |  | 0.004 | 3.51 | 0.219 | 85 | 85 | 135 | 135 |  | no
oh_cond_477_ACSR |  | 0.028 | 0.196 | 0.849 | 695 | 695 | 880 | 880 |  | no
oh_cond_477_MCM_AL |  | 0.025 | 0.198 | 0.792 | 605 | 605 | 810 | 810 |  | no
oh_cond_WP-4/0-CU |  | 0.015 | 0.273 | 0.81 | 340 | 340 | 390 | 390 |  | no

## recloser
data_type | static
owner_type | feeder
owner | 8103801
object | recloser
name | groupid | phases | fr | to | phase_A_state | phase_B_state | phase_C_state | operating_mode | retry_time | max_number_of_tries | status | dcircuit | selected | monitored | monitored_fields | class_monitored_fields | played | played_fields | comments
recloser_220627881 |  | AN | node_intto1_8103801_200871074 | node_8103801_200871074 | CLOSED | CLOSED | CLOSED | INDIVIDUAL |  |  |  | 8103801 | no | no |  |  | no
recloser_220628175 |  | AN | node_intto1_220628175 | node_220628175 | CLOSED | CLOSED | CLOSED | INDIVIDUAL |  |  |  | 8103801 | no | no |  |  | no
recloser_312016295 |  | ABCN | node_intto1_8103801_200869947 | node_8103801_200869947 | CLOSED | CLOSED | CLOSED | INDIVIDUAL |  |  |  | 8103801 | no | no |  |  | no

## regulator
data_type | static
owner_type | feeder
owner | 8103801
object | regulator
name | groupid | phases | fr | to | configuration | sense_node | dcircuit | selected | monitored | monitored_fields | class_monitored_fields | played | played_fields | comments
regulator_220370673 |  | AN | node_intto1_220370673 | node_220370673 | config_regulator_220370673 |  | 8103801 | no | no |  |  | no

## regulator_configuration
data_type | static
owner_type | feeder
owner | 8103801
object | regulator_configuration
name | groupid | connect_type | band_center | band_width | time_delay | dwell_time | raise_taps | lower_taps | current_transducer_ratio | power_transducer_ratio | compensator_r_setting_A | compensator_x_setting_A | compensator_r_setting_B | compensator_x_setting_B | compensator_r_setting_C | compensator_x_setting_C | CT_phase | PT_phase | regulation | control_level | Control | Type | tap_pos_A | tap_pos_B | tap_pos_C | dcircuit | selected | comments
config_regulator_220370673 |  | WYE_WYE | 123 | 3 |  |  | 16 | 16 | 150 | 40 | 0 | 0 | 0 | 0 | 0 | 0 | A | A | 0.1 | INDIVIDUAL | OUTPUT_VOLTAGE | A | 0 | 0 | 0 |  | no

## switch
data_type | static
owner_type | feeder
owner | 8103801
object | switch
name | groupid | phases | fr | to | phase_A_state | phase_B_state | phase_C_state | operating_mode | status | dcircuit | selected | monitored | monitored_fields | class_monitored_fields | played | played_fields | comments
switch_220415492 |  | AN | node_intto1_8103801_200826751 | node_8103801_200826751 | CLOSED | CLOSED | CLOSED | INDIVIDUAL |  | 8103801 | no | no |  |  | no
switch_220415607 |  | AN | node_intto1_220415607 | node_220415607 | CLOSED | CLOSED | CLOSED | INDIVIDUAL |  | 8103801 | no | no |  |  | no
switch_220416408 |  | ABCN | node_intto1_8103801_200871240 | node_8103801_200871240 | CLOSED | CLOSED | CLOSED | INDIVIDUAL |  | 8103801 | no | no |  |  | no
switch_220416467 |  | AN | node_intto1_8103801_200867468 | node_8103801_200867468 | CLOSED | CLOSED | CLOSED | INDIVIDUAL |  | 8103801 | no | no |  |  | no
switch_220416535 |  | AN | node_intto1_8103801_200868286 | node_8103801_200868286 | CLOSED | CLOSED | CLOSED | INDIVIDUAL |  | 8103801 | no | no |  |  | no

## underground_line
data_type | static
owner_type | feeder
owner | 8103801
object | underground_line
name | groupid | phases | fr | to | length | configuration | dcircuit | selected | monitored | monitored_fields | class_monitored_fields | played | played_fields | comments
und_line_8103801_200871173 |  | ABCN | node_8103801_200871195 | node_intto1_8103801_200871173 | 202.134 | und_3P_2ALURD_2AL(N) | 8103801 | no | no |  |  | no
und_line_8103801_200871239 |  | AN | node_8103801_200871247 | node_intto1_8103801_200871239 | 107.788 | und_1P_2ALURD_2AL(N) | 8103801 | no | no |  |  | no
und_line_8103801_200972031 |  | AN | node_8103801_200826266 | node_intto1_8103801_200972031 | 688.839 | und_1P_2ALURD_2AL(N) | 8103801 | no | no |  |  | no
und_line_8103801_200972400 |  | AN | node_8103801_200867567 | node_intto1_8103801_200972400 | 235.314 | und_1P_WYECUST | 8103801 | no | no |  |  | no
und_line_8103801_200972411 |  | AN | node_8103801_200868351 | node_intto1_8103801_200972411 | 1104.542 | und_1P_WYECUST | 8103801 | no | no |  |  | no
und_line_8103801_200972606 |  | AN | node_8103801_200867466 | node_intto1_8103801_200972606 | 372.784 | und_1P_WYECUST | 8103801 | no | no |  |  | no
und_line_8103801_200978113 |  | AN | node_8103801_200976934 | node_8103801_200978113 | 213.849 | und_1P_WYECUST | 8103801 | no | no |  |  | no
und_line_8103801_200982881 |  | AN | node_8103801_200961398 | node_intto1_8103801_200982881 | 639.069 | und_1P_WYECUST | 8103801 | no | no |  |  | no
und_line_8103801_201062813 |  | AN | node_8103801_201062811 | node_intto1_8103801_201062813 | 259.483 | und_1P_WYECUST | 8103801 | no | no |  |  | no
und_line_8103801_311881338 |  | AN | node_8103801_200870111 | node_8103801_311881338 | 215.743 | und_1P_WYECUST | 8103801 | no | no |  |  | no
und_line_8103801_312100856 |  | AN | node_8103801_312100817 | node_intto1_8103801_312100856 | 276.256 | und_1P_WYECUST | 8103801 | no | no |  |  | no
und_line_8103801_312115038 |  | AN | node_8103801_312115037 | node_8103801_312115038 | 383.551 | und_1P_WYECUST | 8103801 | no | no |  |  | no
und_line_TAP_UG_59702 |  | ABCN | node_8103801_200871173 | node_1466370_543_15285949_692 | 0.033 | und_TAPWIRE_UG | 8103801 | no | no |  |  | no
und_line_TAP_UG_59703 |  | AN | node_8103801_200871239 | node_1465946_981_15281351_142 | 0.033 | und_TAPWIRE_UG | 8103801 | no | no |  |  | no
und_line_TAP_UG_61029 |  | AN | node_8103801_200972031 | node_1487534_238_15302765_707 | 0.033 | und_TAPWIRE_UG | 8103801 | no | no |  |  | no
und_line_TAP_UG_61153 |  | AN | node_8103801_200972400 | node_1478813_954_15288684_382 | 0.033 | und_TAPWIRE_UG | 8103801 | no | no |  |  | no
und_line_TAP_UG_61162 |  | AN | node_8103801_200972411 | node_1473221_294_15296848_287 | 0.033 | und_TAPWIRE_UG | 8103801 | no | no |  |  | no
und_line_TAP_UG_61260 |  | AN | node_8103801_200972606 | node_1473522_942_15275067_048 | 0.033 | und_TAPWIRE_UG | 8103801 | no | no |  |  | no
und_line_TAP_UG_62395 |  | AN | node_8103801_200978113 | node_1477642_055_15297368_132 | 0.033 | und_TAPWIRE_UG | 8103801 | no | no |  |  | no
und_line_TAP_UG_62833 |  | AN | node_8103801_200982881 | node_1471322_979_15291571_878 | 0.033 | und_TAPWIRE_UG | 8103801 | no | no |  |  | no
und_line_TAP_UG_69409 |  | AN | node_8103801_201062813 | node_1492229_565_15302297_859 | 0.033 | und_TAPWIRE_UG | 8103801 | no | no |  |  | no
und_line_TAP_UG_1269332 |  | AN | node_8103801_311881338 | node_1471073_951_15283786_542 | 0.033 | und_TAPWIRE_UG | 8103801 | no | no |  |  | no
und_line_TAP_UG_2526592 |  | AN | node_8103801_312100856 | node_1475868_843_15291764_024 | 0.033 | und_TAPWIRE_UG | 8103801 | no | no |  |  | no
und_line_TAP_UG_2607801 |  | AN | node_8103801_312115038 | node_1480105_013_15284893_822 | 0.033 | und_TAPWIRE_UG | 8103801 | no | no |  |  | no

## underground_line_conductor
data_type | static
owner_type | feeder
owner | 8103801
object | underground_line_conductor
name | groupid | outer_diameter | conductor_gmr | conductor_diameter | conductor_resistance | neutral_gmr | neutral_diameter | neutral_resistance | neutral_strands | insulation_relative_permitivitty | shield_gmr | shield_resistance | rating_summer_continuous | rating_summer_emergency | rating_winter_continuous | rating_winter_emergency | dcircuit | selected | comments
und_cond_1P_2ALURD_2AL(N) | [12 empty] | 125 | 125 | 140 | 140 |  | no
und_cond_1P_WYECUST | [12 empty] | 685 | 685 | 685 | 685 |  | no
und_cond_3P_2ALURD_2AL(N) | [12 empty] | 125 | 125 | 140 | 140 |  | no
und_cond_TAPWIRE_UG | [12 empty] | 99999999 | 99999999 | 99999999 | 99999999 |  | no