## Feeder
Name | Description | Comments
8108301

## Node
Name | GroupId | Latitude | Longitude | BusType | NominalVoltage | ConsistentPath | DistToSlack | Phases | Feeder | Comments
node_1398033_161_15299911_531 |  | 42.119254635411984 | -75.89301909355999 | PQ | 7199.558 | False | -1 | ABCN | 8108301
node_1398039_926_15299465_224 |  | 42.118032197658714 | -75.89299335578426 | PQ | 2771.281 | False | -1 | ABCN | 8108301
node_1398053_202_15299914_789 |  | 42.11926355909501 | -75.89294284658828 | PQ | 7199.558 | False | -1 | ABCN | 8108301
node_1398071_898_15299912_86 |  | 42.11925827555156 | -75.89287171673534 | PQ | 7199.558 | False | -1 | ABCN | 8108301
node_1398183_773_15300341_481 |  | 42.12043227123669 | -75.89244608278698 | PQ | 7199.558 | False | -1 | ABCN | 8108301
node_1398193_217_15298498_948 |  | 42.11538556145881 | -75.89241015262378 | PQ | 7199.558 | False | -1 | AN | 8108301
node_1398210_287_15301690_889 |  | 42.12412830845716 | -75.89234520896792 | PQ | 7199.558 | False | -1 | ABCN | 8108301
node_1398230_062_15301692_917 |  | 42.12413386316224 | -75.89226997400633 | PQ | 7199.558 | False | -1 | ABCN | 8108301
node_1398230_469_15299961_413 |  | 42.1193912625319 | -75.89226842555478 | PQ | 7199.558 | False | -1 | ABCN | 8108301
node_1398232_638_15300014_149 |  | 42.11953570677623 | -75.89226017348743 | PQ | 7199.558 | False | -1 | ABCN | 8108301
node_1398233_538_15300947_736 |  | 42.122092807594186 | -75.8922567493931 | PQ | 7199.558 | False | -1 | ABCN | 8108301
node_1398234_137_15299987_611 |  | 42.119463019022966 | -75.89225447046809 | PQ | 7199.558 | False | -1 | ABCN | 8108301
node_1398249_522_15301688_004 |  | 42.12412040642354 | -75.89219593747774 | PQ | 7199.558 | False | -1 | ABCN | 8108301
node_1398285_559_15301226_951 |  | 42.12285757928111 | -75.8920588329361 | PQ | 7199.558 | False | -1 | ABCN | 8108301
node_1398287_085_15301200_416 |  | 42.122784899744865 | -75.89205302719392 | PQ | 7199.558 | False | -1 | ABCN | 8108301
node_1398287_807_15301298_005 |  | 42.123052196645666 | -75.89205028030936 | PQ | 7199.558 | False | -1 | ABCN | 8108301
node_1398288_972_15301350_79 |  | 42.12319677510131 | -75.89204584800947 | PQ | 7199.558 | False | -1 | ABCN | 8108301
node_1398290_975_15301324_317 |  | 42.12312426538347 | -75.89203822749731 | PQ | 7199.558 | False | -1 | ABCN | 8108301
node_1398386_112_15299792_336 |  | 42.11892815953775 | -75.89167627409444 | PQ | 7199.558 | False | -1 | ABCN | 8108301
node_1398395_004_15300536_902 |  | 42.120967530616845 | -75.89164244404243 | PQ | 7199.558 | False | -1 | ABCN | 8108301
node_1398398_234_15300589_55 |  | 42.12111173382861 | -75.89163015534832 | PQ | 7199.558 | False | -1 | ABCN | 8108301
node_1398399_198_15300562_962 |  | 42.121038909125026 | -75.89162648776284 | PQ | 7199.558 | False | -1 | ABCN | 8108301
node_1398400_039_15300191_179 |  | 42.120020593088704 | -75.89162328813691 | PQ | 7199.558 | False | -1 | ABCN | 8108301
node_1398400_226_15300178_174 |  | 42.11998497230978 | -75.8916225766862 | PQ | 7199.558 | False | -1 | ABCN | 8108301
node_1398401_883_15298968_916 |  | 42.116672806843766 | -75.89161627254808 | PQ | 7199.558 | False | -1 | AN | 8108301
node_1398402_724_15300201_12 |  | 42.12004782155186 | -75.89161307292215 | PQ | 7199.558 | False | -1 | ABCN | 8108301
node_1398422_973_15302846_233 |  | 42.12729280312923 | -75.8915360346042 | PQ | 7199.558 | False | -1 | ABCN | 8108301
node_1398423_389_15302826_448 |  | 42.12723861188655 | -75.89153445191171 | PQ | 7199.558 | False | -1 | ABCN | 8108301
node_1398423_523_15302861_831 |  | 42.127335526151896 | -75.89153394210211 | PQ | 7199.558 | False | -1 | ABCN | 8108301
node_1398536_8_15300109_917 |  | 42.11979801594627 | -75.8911029741757 | PQ | 7199.558 | False | -1 | ABCN | 8108301
node_1398556_5_15300107_093 |  | 42.119790280992056 | -75.89102802455528 | PQ | 7199.558 | False | -1 | ABCN | 8108301
node_1398566_224_15302825_072 |  | 42.12723484301367 | -75.89099102911828 | PQ | 2771.281 | False | -1 | AN | 8108301
node_1398576_105_15300111_217 |  | 42.119801576654666 | -75.89095343636706 | PQ | 7199.558 | False | -1 | ABCN | 8108301
node_1398592_763_15301105_041 |  | 42.12252366700436 | -75.8908900601855 | PQ | 7199.558 | False | -1 | ABCN | 8108301
node_1398621_259_15302396_36 |  | 42.12606059807895 | -75.89078164574981 | PQ | 7199.558 | False | -1 | ABCN | 8108301
node_1398676_348_15303627_105 |  | 42.12943161657663 | -75.89057205693568 | PQ | 2771.281 | False | -1 | AN | 8108301
node_1398738_897_15300490_731 |  | 42.12084106794988 | -75.89033408618407 | PQ | 7199.558 | False | -1 | ABCN | 8108301
node_1398742_58_15300438_196 |  | 42.12069717424584 | -75.89032007402915 | PQ | 7199.558 | False | -1 | ABCN | 8108301
node_1398743_315_15300464_811 |  | 42.12077007290261 | -75.89031727768544 | PQ | 7199.558 | False | -1 | ABCN | 8108301
node_1398756_3_15300360_724 |  | 42.12048497793787 | -75.89026787561332 | PQ | 7199.558 | False | -1 | ABCN | 8108301
node_1398760_327_15300308_237 |  | 42.12034121570615 | -75.89025255469345 | PQ | 7199.558 | False | -1 | ABCN | 8108301
node_1398760_887_15300334_858 |  | 42.120414130796945 | -75.89025042414586 | PQ | 7199.558 | False | -1 | ABCN | 8108301
node_1398766_748_15301374_463 |  | 42.12326161560109 | -75.89022812568265 | PQ | 7199.558 | False | -1 | ABCN | 8108301
node_1398785_847_15301367_489 |  | 42.12324251377008 | -75.89015546259635 | PQ | 7199.558 | False | -1 | ABCN | 8108301
node_1398805_671_15301367_405 |  | 42.123242283693536 | -75.89008004121185 | PQ | 7199.558 | False | -1 | ABCN | 8108301
node_1398878_971_15299800_793 |  | 42.11895132331533 | -75.88980116775116 | PQ | 7199.558 | False | -1 | ABCN | 8108301
node_1398927_846_15303682_261 |  | 42.129582689216576 | -75.88961522040611 | PQ | 2771.281 | False | -1 | AN | 8108301
node_1398932_236_15303074_399 |  | 42.12791775127571 | -75.88959851843487 | PQ | 2771.281 | False | -1 | AN | 8108301
node_1398976_525_15300382_769 |  | 42.12054535933514 | -75.88943001875273 | PQ | 7199.558 | False | -1 | ABCN | 8108301
node_1398977_334_15300361_262 |  | 42.12048645152335 | -75.88942694087238 | PQ | 7199.558 | False | -1 | ABCN | 8108301
node_1398977_474_15298934_844 |  | 42.11657948341588 | -75.88942640823548 | PQ | 7199.558 | False | -1 | ABCN | 8108301
node_1398981_117_15298908_701 |  | 42.116507877570164 | -75.88941254826253 | PQ | 7199.558 | False | -1 | ABCN | 8108301
node_1398988_727_15299319_819 |  | 42.11763393242534 | -75.88938359564267 | PQ | 7199.558 | False | -1 | ABCN | 8108301
node_1398990_814_15300058_379 |  | 42.11965685303168 | -75.88937565554836 | PQ | 7199.558 | False | -1 | ABCN | 8108301
node_1398991_408_15300037_474 |  | 42.119599594101764 | -75.8893733956461 | PQ | 7199.558 | False | -1 | ABCN | 8108301
node_1398991_773_15300048_918 |  | 42.11963093929162 | -75.88937200698562 | PQ | 7199.558 | False | -1 | ABCN | 8108301
node_1399023_234_15300476_503 |  | 42.12080209736606 | -75.88925231206139 | PQ | 7199.558 | False | -1 | ABCN | 8108301
node_1399057_574_15299630_488 |  | 42.118484856821254 | -75.88912166383983 | PQ | 7199.558 | False | -1 | ABCN | 8108301
node_1399089_725_15300629_158 |  | 42.121220220396225 | -75.8889993437766 | PQ | 7199.558 | False | -1 | ABCN | 8108301
node_1399089_809_15300576_36 |  | 42.12107560633349 | -75.88899902419446 | PQ | 7199.558 | False | -1 | ABCN | 8108301
node_1399092_355_15300602_788 |  | 42.12114799279605 | -75.88898933781205 | PQ | 7199.558 | False | -1 | ABCN | 8108301
node_1399098_237_15299954_201 |  | 42.11937150881735 | -75.88896695945331 | PQ | 7199.558 | False | -1 | ABCN | 8108301
node_1399100_343_15299929_018 |  | 42.119302532417834 | -75.88895894707257 | PQ | 7199.558 | False | -1 | ABCN | 8108301
node_1399100_749_15299907_799 |  | 42.1192444134399 | -75.88895740242558 | PQ | 7199.558 | False | -1 | ABCN | 8108301
node_1399117_927_15299743_642 |  | 42.118794786357505 | -75.8888920478784 | PQ | 7199.558 | False | -1 | ABCN | 8108301
node_1399137_695_15299745_841 |  | 42.11880080943269 | -75.88881683954864 | PQ | 7199.558 | False | -1 | ABCN | 8108301
node_1399161_001_15298573_044 |  | 42.11558851088099 | -75.88872817072361 | PQ | 7199.558 | False | -1 | AN | 8108301
node_1399181_678_15303933_064 |  | 42.130269640252145 | -75.88864950405858 | PQ | 2771.281 | False | -1 | AN | 8108301
node_1399231_483_15302729_764 |  | 42.12697379378659 | -75.88846001848273 | PQ | 2771.281 | False | -1 | AN | 8108301
node_1399232_529_15303387_768 |  | 42.128776070989055 | -75.8884560389242 | PQ | 2771.281 | False | -1 | AN | 8108301
node_1399323_861_15299516_889 |  | 42.11817370842714 | -75.88810856183127 | PQ | 7199.558 | False | -1 | ABCN | 8108301
node_1399324_939_15299490_31 |  | 42.118100908374615 | -75.88810446052717 | PQ | 7199.558 | False | -1 | ABCN | 8108301
node_1399328_503_15300531_53 |  | 42.120952816674176 | -75.88809090111361 | PQ | 7199.558 | False | -1 | ABCN | 8108301
node_1399331_104_15299465_054 |  | 42.11803173202762 | -75.88808100548098 | PQ | 7199.558 | False | -1 | ABCN | 8108301
node_1399348_302_15300530_316 |  | 42.12094949152034 | -75.88801557484283 | PQ | 7199.558 | False | -1 | ABCN | 8108301
node_1399367_16_15300522_259 |  | 42.12092742334534 | -75.88794382865291 | PQ | 7199.558 | False | -1 | ABCN | 8108301
node_1399385_893_15300407_665 |  | 42.120613549639806 | -75.88787255803163 | PQ | 7199.558 | False | -1 | AN | 8108301
node_1399403_531_15298716_716 |  | 42.11598202941619 | -75.8878054533918 | PQ | 7199.558 | False | -1 | ABCN | 8108301
node_1399439_737_15299672_973 |  | 42.11860122351043 | -75.88766770588133 | PQ | 7199.558 | False | -1 | ABCN | 8108301
node_1399442_083_15299206_243 |  | 42.117322847028376 | -75.88765878040876 | PQ | 7199.558 | False | -1 | ABCN | 8108301
node_1399444_315_15303282_995 |  | 42.128489097065895 | -75.88765028865481 | PQ | 2771.281 | False | -1 | AN | 8108301
node_1399445_63_15299647_598 |  | 42.11853172122168 | -75.88764528567255 | PQ | 7199.558 | False | -1 | ABCN | 8108301
node_1399446_423_15299620_999 |  | 42.11845886638902 | -75.88764226866498 | PQ | 7199.558 | False | -1 | ABCN | 8108301
node_1399447_699_15299781_753 |  | 42.11889917263245 | -75.88763741406012 | PQ | 7199.558 | False | -1 | ABCN | 8108301
node_1399457_75_15298967_091 |  | 42.11666780815699 | -75.88759917453552 | PQ | 7199.558 | False | -1 | ABN | 8108301
node_1399467_377_15299785_163 |  | 42.11890851264446 | -75.8875625481398 | PQ | 7199.558 | False | -1 | ABCN | 8108301
node_1399485_759_15299795_292 |  | 42.118936256040826 | -75.88749261291532 | PQ | 7199.558 | False | -1 | ABCN | 8108301
node_1399495_536_15303478_438 |  | 42.1290244167042 | -75.88745541583722 | PQ | 2771.281 | False | -1 | AN | 8108301
node_1399582_739_15302920_287 |  | 42.12749563751314 | -75.88712364772817 | PQ | 2771.281 | False | -1 | AN | 8108301
node_1399610_463_15298780_32 |  | 42.11615624118266 | -75.88701817040452 | PQ | 7199.558 | False | -1 | ABCN | 8108301
node_1399631_404_15298651_119 |  | 42.11580235880985 | -75.88693849933848 | PQ | 7199.558 | False | -1 | ABCN | 8108301
node_1399651_635_15299821_555 |  | 42.11900819056732 | -75.88686152950243 | PQ | 7199.558 | False | -1 | ABCN | 8108301
node_1399652_091_15299848_179 |  | 42.11908111387513 | -75.88685979462795 | PQ | 7199.558 | False | -1 | ABCN | 8108301
node_1399656_324_15299795_723 |  | 42.118937436552606 | -75.88684368997095 | PQ | 7199.558 | False | -1 | ABCN | 8108301
node_1399770_924_15298599_148 |  | 42.115660009905454 | -75.88640768862585 | PQ | 7199.558 | False | -1 | ABCN | 8108301
node_1399789_851_15298607_236 |  | 42.11568216298965 | -75.88633567992203 | PQ | 7199.558 | False | -1 | ABCN | 8108301
node_1399804_891_15302953_997 |  | 42.12758796942069 | -75.88627845950117 | PQ | 2771.281 | False | -1 | AD | 8108301
node_1399891_866_15299157_419 |  | 42.11718911777728 | -75.88594755882936 | PQ | 7199.558 | False | -1 | ABN | 8108301
node_1399892_589_15299343_506 |  | 42.117698811271204 | -75.88594480814024 | PQ | 7199.558 | False | -1 | ABN | 8108301
node_1399949_619_15299649_093 |  | 42.11853581603633 | -75.885727834696 | PQ | 7199.558 | False | -1 | ABCN | 8108301
node_1400016_311_15298793_96 |  | 42.116193601230684 | -75.88547410169681 | PQ | 7199.558 | False | -1 | ABN | 8108301
node_1400076_578_15298598_011 |  | 42.115656895655114 | -75.88524481292662 | PQ | 7199.558 | False | -1 | AN | 8108301
node_1400171_804_15303985_015 |  | 42.13041193437642 | -75.88488252091886 | PQ | 2771.281 | False | -1 | AN | 8108301
node_1400185_235_15298958_662 |  | 42.116644721071594 | -75.88483142201777 | PQ | 7199.558 | False | -1 | AN | 8108301
node_1400186_824_15302965_182 |  | 42.12761860520787 | -75.88482537658899 | PQ | 2771.281 | False | -1 | AN | 8108301
node_1400222_062_15303701_996 |  | 42.12963674350894 | -75.88469131188221 | PQ | 2771.281 | False | -1 | AN | 8108301
node_1400267_76_15299469_637 |  | 42.1180442848942 | -75.88451745159016 | PQ | 7199.558 | False | -1 | ABCN | 8108301
node_1400289_021_15299465_949 |  | 42.1180341834384 | -75.88443656306836 | PQ | 7199.558 | False | -1 | ABCN | 8108301
node_1400474_479_15303052_114 |  | 42.127856712516895 | -75.88373097897187 | PQ | 2771.281 | False | -1 | AN | 8108301
node_1400755_41_15302893_723 |  | 42.12742287854571 | -75.88266216314396 | PQ | 2771.281 | False | -1 | AN | 8108301
node_1401106_557_15303170_639 |  | 42.1281813532568 | -75.88132620708528 | PQ | 2771.281 | False | -1 | AN | 8108301
node_1401469_023_15303214_978 |  | 42.12830279806395 | -75.87994718733353 | PQ | 2771.281 | False | -1 | AN | 8108301
node_1401929_931_15303459_367 |  | 42.128972181112125 | -75.8781936401436 | PQ | 2771.281 | False | -1 | AN | 8108301
node_1402027_238_15302449_446 |  | 42.12620600097555 | -75.87782343086886 | PQ | 2771.281 | False | -1 | AN | 8108301
node_1402078_864_15303714_091 |  | 42.129669871792 | -75.87762701720881 | PQ | 2771.281 | False | -1 | AN | 8108301
node_1402245_242_15304944_843 |  | 42.133040909462714 | -75.87699402391218 | PQ | 2771.281 | False | -1 | AN | 8108301
node_1402382_519_15305400_942 |  | 42.13429016756717 | -75.87647174680353 | PQ | 2771.281 | False | -1 | AN | 8108301
node_1403020_819_15306221_5 |  | 42.13653768122469 | -75.87404330301145 | PQ | 2771.281 | False | -1 | AN | 8108301
node_1403223_697_15306497_409 |  | 42.13729339775628 | -75.87327144366687 | PQ | 2771.281 | False | -1 | AN | 8108301
node_1403533_958_15305344_595 |  | 42.13413583277054 | -75.87209104040919 | PQ | 2771.281 | False | -1 | AN | 8108301
node_1403811_044_15305372_46 |  | 42.13421215518537 | -75.87103685307318 | PQ | 2771.281 | False | -1 | AN | 8108301
node_1404048_615_15305481_987 |  | 42.1345121503452 | -75.87013300250115 | PQ | 2771.281 | False | -1 | AN | 8108301
node_1404459_504_15305505_933 |  | 42.13457773859374 | -75.86856975506063 | PQ | 2771.281 | False | -1 | AN | 8108301
node_1404899_1_15305662_943 |  | 42.13500778999701 | -75.86689729042452 | PQ | 2771.281 | False | -1 | AD | 8108301
node_1404906_731_15305590_527 |  | 42.13480944210567 | -75.86686825790913 | PQ | 2771.281 | False | -1 | AN | 8108301
node_1404931_228_15305958_748 |  | 42.135818001801 | -75.86677505786592 | PQ | 2771.281 | False | -1 | AN | 8108301
node_1405045_396_15304730_699 |  | 42.13245436766473 | -75.86634070008611 | PQ | 2771.281 | False | -1 | AN | 8108301
node_1405088_848_15305361_194 |  | 42.13418129753866 | -75.86617538481171 | PQ | 2771.281 | False | -1 | AN | 8108301
node_1405102_765_15304394_791 |  | 42.13153431348493 | -75.86612243689967 | PQ | 2771.281 | False | -1 | AN | 8108301
node_1405112_032_15304902_648 |  | 42.13292533708541 | -75.86608718014169 | PQ | 2771.281 | False | -1 | AN | 8108301
node_1405117_407_15304066_746 |  | 42.13063579611287 | -75.86606673068941 | PQ | 2771.281 | False | -1 | AN | 8108301
node_1405332_756_15305634_041 |  | 42.13492862723249 | -75.86524742481102 | PQ | 2771.281 | False | -1 | AN | 8108301
node_1405729_763_15305092_112 |  | 42.133444280204124 | -75.86373699212331 | PQ | 2771.281 | False | -1 | AN | 8108301
node_1406112_159_15305506_315 |  | 42.1345787848942 | -75.86228214770483 | PQ | 2771.281 | False | -1 | AN | 8108301
node_1406394_9_15305420_757 |  | 42.13434444098005 | -75.86120644564276 | PQ | 2771.281 | False | -1 | AN | 8108301
node_1406665_845_15305334_084 |  | 42.134107043073705 | -75.86017562204376 | PQ | 2771.281 | False | -1 | AN | 8108301
node_1406932_707_15305233_249 |  | 42.13383085535796 | -75.85916033241938 | PQ | 2771.281 | False | -1 | AN | 8108301
node_8108301_200805598 |  | 42.117979619690836 | -75.89301219210763 | PQ | 2771.281 | False | -1 | ABCN | 8108301
node_8108301_200808328 |  | 42.11590742709741 | -75.88718108500834 | PQ | 7199.558 | False | -1 | AD | 8108301
node_8108301_200808329 |  | 42.11615470733904 | -75.88714293298837 | PQ | 7199.558 | False | -1 | ABCN | 8108301
node_8108301_200808331 |  | 42.11643512955877 | -75.88722820815546 | PQ | 7199.558 | False | -1 | ABCN | 8108301
node_8108301_200808332 |  | 42.116718600292664 | -75.88730692427963 | PQ | 7199.558 | False | -1 | ABCN | 8108301
node_8108301_200808333 |  | 42.116694414865684 | -75.8874414265096 | PQ | 7199.558 | False | -1 | ABN | 8108301
node_8108301_200808334 |  | 42.11703355864476 | -75.8874359441541 | PQ | 7199.558 | False | -1 | ABCN | 8108301
node_8108301_200808335 |  | 42.11734318141228 | -75.88755934090477 | PQ | 7199.558 | False | -1 | ABCN | 8108301
node_8108301_200808337 |  | 42.11767040503528 | -75.8876650084559 | PQ | 7199.558 | False | -1 | ABCN | 8108301
node_8108301_200808338 |  | 42.11788989805643 | -75.88774501051772 | PQ | 7199.558 | False | -1 | ABCN | 8108301
node_8108301_200808339 |  | 42.118154080706894 | -75.88782743607742 | PQ | 7199.558 | False | -1 | ABCN | 8108301
node_8108301_200808340 |  | 42.11848661800241 | -75.88792918113826 | PQ | 7199.558 | False | -1 | ABCN | 8108301
node_8108301_200808341 |  | 42.11876710869729 | -75.8880298913617 | PQ | 7199.558 | False | -1 | ABCN | 8108301
node_8108301_200808342 |  | 42.11902552847817 | -75.88812253213615 | PQ | 7199.558 | False | -1 | ABCN | 8108301
node_8108301_200808343 |  | 42.11911856157137 | -75.88812814384632 | PQ | 7199.558 | False | -1 | ABCN | 8108301
node_8108301_200808384 |  | 42.120693682012615 | -75.88805777109866 | PQ | 7199.558 | False | -1 | ABCN | 8108301
node_8108301_200808385 |  | 42.12067082500376 | -75.88800199640653 | PQ | 7199.558 | False | -1 | AN | 8108301
node_8108301_200808435 |  | 42.1192459007204 | -75.88927283760464 | PQ | 7199.558 | False | -1 | ABCN | 8108301
node_8108301_200808436 |  | 42.11927881536095 | -75.88907958172048 | PQ | 7199.558 | False | -1 | ABCN | 8108301
node_8108301_200808437 |  | 42.1193983921657 | -75.88925053533688 | PQ | 7199.558 | False | -1 | ABCN | 8108301
node_8108301_200808438 |  | 42.11962789077743 | -75.88924879665787 | PQ | 7199.558 | False | -1 | ABCN | 8108301
node_8108301_200808439 |  | 42.1199017941618 | -75.88925349147166 | PQ | 7199.558 | False | -1 | ABCN | 8108301
node_8108301_200808440 |  | 42.12017126583371 | -75.88925093481456 | PQ | 7199.558 | False | -1 | ABCN | 8108301
node_8108301_200808441 |  | 42.12054457324029 | -75.8892543056452 | PQ | 7199.558 | False | -1 | ABCN | 8108301
node_8108301_200808445 |  | 42.1208409501726 | -75.88925200769745 | PQ | 7199.558 | False | -1 | ABCN | 8108301
node_8108301_200808446 |  | 42.121169168054934 | -75.88926544156088 | PQ | 7199.558 | False | -1 | ABCN | 8108301
node_8108301_200808447 |  | 42.12153965702387 | -75.88926597800233 | PQ | 7199.558 | False | -1 | ABCN | 8108301
node_8108301_200808448 |  | 42.12194587085398 | -75.88928680030043 | PQ | 7199.558 | False | -1 | ABCN | 8108301
node_8108301_200809182 |  | 42.11583557748012 | -75.88867725063632 | PQ | 7199.558 | False | -1 | ABCN | 8108301
node_8108301_200809183 |  | 42.11676537156686 | -75.88569873750326 | PQ | 7199.558 | False | -1 | ABN | 8108301
node_8108301_200809184 |  | 42.11721027112413 | -75.88583328919236 | PQ | 7199.558 | False | -1 | ABN | 8108301
node_8108301_200809186 |  | 42.117610141415284 | -75.88594026931298 | PQ | 7199.558 | False | -1 | ABN | 8108301
node_8108301_200809187 |  | 42.11585644323128 | -75.88828025733478 | PQ | 7199.558 | False | -1 | ABCN | 8108301
node_8108301_200809188 |  | 42.1158948194507 | -75.88778121460847 | PQ | 7199.558 | False | -1 | ABCN | 8108301
node_8108301_200809191 |  | 42.11592039355396 | -75.88721262852624 | PQ | 7199.558 | False | -1 | ABCN | 8108301
node_8108301_200809193 |  | 42.115893093876636 | -75.88692695633603 | PQ | 7199.558 | False | -1 | ABCN | 8108301
node_8108301_200809194 |  | 42.11593414336635 | -75.88644091755909 | PQ | 7199.558 | False | -1 | ABCN | 8108301
node_8108301_200809196 |  | 42.11598145148582 | -75.8860721349903 | PQ | 7199.558 | False | -1 | ABN | 8108301
node_8108301_200809197 |  | 42.11622787167943 | -75.88560268404812 | PQ | 7199.558 | False | -1 | ABN | 8108301
node_8108301_200809198 |  | 42.11577215304668 | -75.88533918857553 | PQ | 7199.558 | False | -1 | AN | 8108301
node_8108301_200809199 |  | 42.11647930699385 | -75.88563447486173 | PQ | 7199.558 | False | -1 | ABN | 8108301
node_8108301_200809200 |  | 42.11668104851419 | -75.88546183202544 | PQ | 7199.558 | False | -1 | AN | 8108301
node_8108301_200809201 |  | 42.116746694281865 | -75.88484288132014 | PQ | 7199.558 | False | -1 | AN | 8108301
node_8108301_200809214 |  | 42.11906088357347 | -75.88888984123983 | PQ | 7199.558 | False | -1 | ABCN | 8108301
node_8108301_200809218 |  | 42.119082403947175 | -75.88848306263759 | PQ | 7199.558 | False | -1 | ABCN | 8108301
node_8108301_200809219 |  | 42.11916322654961 | -75.8876255172346 | PQ | 7199.558 | False | -1 | ABCN | 8108301
node_8108301_200809220 |  | 42.11922031292212 | -75.8872256781302 | PQ | 7199.558 | False | -1 | ABCN | 8108301
node_8108301_200809222 |  | 42.11925577483867 | -75.88665489682306 | PQ | 7199.558 | False | -1 | ABCN | 8108301
node_8108301_200809223 |  | 42.11905568220021 | -75.88643946041671 | PQ | 7199.558 | False | -1 | ABCN | 8108301
node_8108301_200809224 |  | 42.11903297583672 | -75.88659324029777 | PQ | 7199.558 | False | -1 | ABCN | 8108301
node_8108301_200809225 |  | 42.11888478189255 | -75.88618479910751 | PQ | 7199.558 | False | -1 | ABCN | 8108301
node_8108301_200809227 |  | 42.11860430489269 | -75.88568574877209 | PQ | 7199.558 | False | -1 | ABCN | 8108301
node_8108301_200809228 |  | 42.11847606734955 | -75.88527168065347 | PQ | 7199.558 | False | -1 | ABCN | 8108301
node_8108301_200809229 |  | 42.118365962029124 | -75.88492277685458 | PQ | 7199.558 | False | -1 | ABCN | 8108301
node_8108301_200809232 |  | 42.118239417191965 | -75.88448018983472 | PQ | 7199.558 | False | -1 | ABCN | 8108301
node_8108301_200809246 |  | 42.1207421870779 | -75.8906300002209 | PQ | 7199.558 | False | -1 | ABCN | 8108301
node_8108301_200809247 |  | 42.12115738484918 | -75.89068374708827 | PQ | 7199.558 | False | -1 | ABCN | 8108301
node_8108301_200809248 |  | 42.12153745486268 | -75.89079398770761 | PQ | 7199.558 | False | -1 | ABCN | 8108301
node_8108301_200809250 |  | 42.1225151514333 | -75.89103473578018 | PQ | 7199.558 | False | -1 | ABCN | 8108301
node_8108301_200809252 |  | 42.12327677600181 | -75.8911912397185 | PQ | 7199.558 | False | -1 | ABCN | 8108301
node_8108301_200809254 |  | 42.12457066347742 | -75.89140243405242 | PQ | 7199.558 | False | -1 | ABCN | 8108301
node_8108301_200809255 |  | 42.12535136796489 | -75.89150441879985 | PQ | 7199.558 | False | -1 | ABCN | 8108301
node_8108301_200809256 |  | 42.120120553129226 | -75.8904949311131 | PQ | 7199.558 | False | -1 | ABCN | 8108301
node_8108301_200809257 |  | 42.120360624305874 | -75.89057727677726 | PQ | 7199.558 | False | -1 | ABCN | 8108301
node_8108301_200809258 |  | 42.123816803992206 | -75.89067487107486 | PQ | 7199.558 | False | -1 | ABCN | 8108301
node_8108301_200809259 |  | 42.12380913203513 | -75.89007175490356 | PQ | 7199.558 | False | -1 | ABCN | 8108301
node_8108301_200809260 |  | 42.12353407826805 | -75.89011948677856 | PQ | 7199.558 | False | -1 | ABCN | 8108301
node_8108301_200809262 |  | 42.11907451286958 | -75.89162274028182 | PQ | 7199.558 | False | -1 | ABCN | 8108301
node_8108301_200809263 |  | 42.11938067627196 | -75.89159588016405 | PQ | 7199.558 | False | -1 | ABCN | 8108301
node_8108301_200809264 |  | 42.11955813923909 | -75.89157572746663 | PQ | 7199.558 | False | -1 | ABCN | 8108301
node_8108301_200809265 |  | 42.11972301099355 | -75.89157783138236 | PQ | 7199.558 | False | -1 | ABCN | 8108301
node_8108301_200809266 |  | 42.12000149673571 | -75.89156385346838 | PQ | 7199.558 | False | -1 | ABCN | 8108301
node_8108301_200809267 |  | 42.12009224549753 | -75.89143427812972 | PQ | 7199.558 | False | -1 | ABCN | 8108301
node_8108301_200809269 |  | 42.12008240698635 | -75.89102670437669 | PQ | 7199.558 | False | -1 | ABCN | 8108301
node_8108301_200809270 |  | 42.11910036909051 | -75.89260612876066 | PQ | 7199.558 | False | -1 | ABCN | 8108301
node_8108301_200809271 |  | 42.12211966355246 | -75.89240383707201 | PQ | 7199.558 | False | -1 | ABCN | 8108301
node_8108301_200809272 |  | 42.12246750367703 | -75.89239422297602 | PQ | 7199.558 | False | -1 | ABCN | 8108301
node_8108301_200809273 |  | 42.12280915638602 | -75.89237182179 | PQ | 7199.558 | False | -1 | ABCN | 8108301
node_8108301_200809274 |  | 42.12313647587424 | -75.89235544320543 | PQ | 7199.558 | False | -1 | ABCN | 8108301
node_8108301_200809275 |  | 42.12358266002553 | -75.89234500352227 | PQ | 7199.558 | False | -1 | ABCN | 8108301
node_8108301_200809276 |  | 42.12389068595228 | -75.8923186608232 | PQ | 7199.558 | False | -1 | ABCN | 8108301
node_8108301_200809277 |  | 42.11949572549903 | -75.89256427110972 | PQ | 7199.558 | False | -1 | ABCN | 8108301
node_8108301_200809278 |  | 42.11974317282006 | -75.8925760956488 | PQ | 7199.558 | False | -1 | ABCN | 8108301
node_8108301_200809279 |  | 42.1200543732553 | -75.89252824583278 | PQ | 7199.558 | False | -1 | ABCN | 8108301
node_8108301_200809280 |  | 42.1203165810821 | -75.8925420030829 | PQ | 7199.558 | False | -1 | ABCN | 8108301
node_8108301_200809282 |  | 42.12102785449498 | -75.89247145532599 | PQ | 7199.558 | False | -1 | ABCN | 8108301
node_8108301_200809283 |  | 42.12109981367253 | -75.8922344128844 | PQ | 7199.558 | False | -1 | ABCN | 8108301
node_8108301_200809284 |  | 42.121072790634855 | -75.89193655852746 | PQ | 7199.558 | False | -1 | ABCN | 8108301
node_8108301_200809285 |  | 42.12127337081645 | -75.89246378535468 | PQ | 7199.558 | False | -1 | ABCN | 8108301
node_8108301_200809286 |  | 42.1215852532643 | -75.89242064557064 | PQ | 7199.558 | False | -1 | ABCN | 8108301
node_8108301_200809287 |  | 42.12180520917755 | -75.89243478708023 | PQ | 7199.558 | False | -1 | ABCN | 8108301
node_8108301_200815897 |  | 42.118936234128775 | -75.88953452211177 | PQ | 7199.558 | False | -1 | ABCN | 8108301
node_8108301_200815908 |  | 42.118555279416185 | -75.88937762630488 | PQ | 7199.558 | False | -1 | ABCN | 8108301
node_8108301_200815913 |  | 42.11810573176498 | -75.88932388324206 | PQ | 7199.558 | False | -1 | ABCN | 8108301
node_8108301_200815920 |  | 42.11764193032418 | -75.88927453823815 | PQ | 7199.558 | False | -1 | ABCN | 8108301
node_8108301_200815921 |  | 42.11717220167343 | -75.88921918965553 | PQ | 7199.558 | False | -1 | ABCN | 8108301
node_8108301_200815922 |  | 42.11660497534895 | -75.8891572744209 | PQ | 7199.558 | False | -1 | ABCN | 8108301
node_8108301_200815923 |  | 42.116198934076245 | -75.88911314925859 | PQ | 7199.558 | False | -1 | ABCN | 8108301
node_8108301_200815924 |  | 42.115829250375214 | -75.8890864032773 | PQ | 7199.558 | False | -1 | ABCN | 8108301
node_8108301_200815926 |  | 42.11868055335435 | -75.88938467233011 | PQ | 7199.558 | False | -1 | ABCN | 8108301
node_8108301_200815931 |  | 42.11861693171245 | -75.88916455252362 | PQ | 7199.558 | False | -1 | ABCN | 8108301
node_8108301_200815945 |  | 42.11564085603332 | -75.88882029407937 | PQ | 7199.558 | False | -1 | AN | 8108301
node_8108301_200816132 |  | 42.118997828905904 | -75.89296789193607 | PQ | 7199.558 | False | -1 | ABCN | 8108301
node_8108301_200816133 |  | 42.11902015728651 | -75.89241138149319 | PQ | 7199.558 | False | -1 | ABCN | 8108301
node_8108301_200816134 |  | 42.119043373105214 | -75.8917078061987 | PQ | 7199.558 | False | -1 | ABCN | 8108301
node_8108301_200816135 |  | 42.11907264760619 | -75.89103637173636 | PQ | 7199.558 | False | -1 | ABCN | 8108301
node_8108301_200816136 |  | 42.1189396825379 | -75.88977846981027 | PQ | 7199.558 | False | -1 | ABCN | 8108301
node_8108301_200816137 |  | 42.11845848292811 | -75.89007615676705 | PQ | 7199.558 | False | -1 | ABCN | 8108301
node_8108301_200816138 |  | 42.11840403421883 | -75.8910246194837 | PQ | 7199.558 | False | -1 | ABCN | 8108301
node_8108301_200816139 |  | 42.11833381704938 | -75.89112330949148 | PQ | 7199.558 | False | -1 | ABCN | 8108301
node_8108301_200816140 |  | 42.11884529637551 | -75.8910607969426 | PQ | 7199.558 | False | -1 | ABCN | 8108301
node_8108301_200816141 |  | 42.1189950679874 | -75.89274310394764 | PQ | 7199.558 | False | -1 | ABCN | 8108301
node_8108301_200816142 |  | 42.11880227480115 | -75.89295034535488 | PQ | 7199.558 | False | -1 | ABCN | 8108301
node_8108301_200832043 |  | 42.12620331401021 | -75.891289020439 | PQ | 7199.558 | False | -1 | ABCN | 8108301
node_8108301_200832044 |  | 42.12700529509981 | -75.89110227033407 | PQ | 7199.558 | False | -1 | ABCN | 8108301
node_8108301_200832045 |  | 42.127306517334546 | -75.89098549730366 | PQ | 2771.281 | False | -1 | AN | 8108301
node_8108301_200832046 |  | 42.127547344476966 | -75.89096154005698 | PQ | 2771.281 | False | -1 | AD | 8108301
node_8108301_200832047 |  | 42.128015525589085 | -75.89097512229783 | PQ | 2771.281 | False | -1 | AD | 8108301
node_8108301_200832048 |  | 42.12847525686629 | -75.89087064557063 | PQ | 2771.281 | False | -1 | AD | 8108301
node_8108301_200832049 |  | 42.128977670081056 | -75.89075024680479 | PQ | 2771.281 | False | -1 | AD | 8108301
node_8108301_200832050 |  | 42.12942721499326 | -75.8907141796778 | PQ | 2771.281 | False | -1 | AN | 8108301
node_8108301_200832052 |  | 42.12727868902898 | -75.89126449250993 | PQ | 7199.558 | False | -1 | ABCN | 8108301
node_8108301_200832057 |  | 42.127161103481924 | -75.89033436772071 | PQ | 2771.281 | False | -1 | AD | 8108301
node_8108301_200832059 |  | 42.12804628189255 | -75.88760048710502 | PQ | 2771.281 | False | -1 | AD | 8108301
node_8108301_200832060 |  | 42.12849353699536 | -75.88754793867065 | PQ | 2771.281 | False | -1 | AN | 8108301
node_8108301_200832061 |  | 42.128945319675836 | -75.88747184388092 | PQ | 2771.281 | False | -1 | AN | 8108301
node_8108301_200832064 |  | 42.127184061834015 | -75.88981708598526 | PQ | 2771.281 | False | -1 | AD | 8108301
node_8108301_200832067 |  | 42.12706482466608 | -75.88898526694435 | PQ | 2771.281 | False | -1 | AD | 8108301
node_8108301_200832068 |  | 42.12712213563711 | -75.88856693392601 | PQ | 2771.281 | False | -1 | AN | 8108301
node_8108301_200832069 |  | 42.127256859147536 | -75.8882309123309 | PQ | 2771.281 | False | -1 | AD | 8108301
node_8108301_200832070 |  | 42.12756946195408 | -75.88767735421824 | PQ | 2771.281 | False | -1 | AD | 8108301
node_8108301_200832072 |  | 42.12759865976288 | -75.88715312918039 | PQ | 2771.281 | False | -1 | AN | 8108301
node_8108301_200832073 |  | 42.1275992212592 | -75.8866593405366 | PQ | 2771.281 | False | -1 | AD | 8108301
node_8108301_200832074 |  | 42.127586766996856 | -75.8862377660423 | PQ | 2771.281 | False | -1 | AD | 8108301
node_8108301_200832075 |  | 42.12755988912653 | -75.88565418242689 | PQ | 2771.281 | False | -1 | AD | 8108301
node_8108301_200832077 |  | 42.127709159500235 | -75.88487785654148 | PQ | 2771.281 | False | -1 | AN | 8108301
node_8108301_200832078 |  | 42.12782116569114 | -75.8843079921307 | PQ | 2771.281 | False | -1 | AD | 8108301
node_8108301_200832079 |  | 42.12793998926911 | -75.88372705648158 | PQ | 2771.281 | False | -1 | AN | 8108301
node_8108301_200832080 |  | 42.12786575123819 | -75.88358077156256 | PQ | 2771.281 | False | -1 | AD | 8108301
node_8108301_200832081 |  | 42.12747636038572 | -75.88278567022655 | PQ | 2771.281 | False | -1 | AN | 8108301
node_8108301_200832082 |  | 42.12804109147532 | -75.88309049451775 | PQ | 2771.281 | False | -1 | AD | 8108301
node_8108301_200832083 |  | 42.12823063893892 | -75.88229225062405 | PQ | 2771.281 | False | -1 | AD | 8108301
node_8108301_200832085 |  | 42.128280546375514 | -75.8813468239377 | PQ | 2771.281 | False | -1 | AN | 8108301
node_8108301_200832086 |  | 42.12832021540598 | -75.88056696362602 | PQ | 2771.281 | False | -1 | AD | 8108301
node_8108301_200832087 |  | 42.128391259755375 | -75.88000233047049 | PQ | 2771.281 | False | -1 | AN | 8108301
node_8108301_200832090 |  | 42.1289148756191 | -75.87910306818486 | PQ | 2771.281 | False | -1 | AD | 8108301
node_8108301_200832091 |  | 42.129438217582184 | -75.87820641962458 | PQ | 2771.281 | False | -1 | AD | 8108301
node_8108301_200832092 |  | 42.128973027465115 | -75.87832888806523 | PQ | 2771.281 | False | -1 | AN | 8108301
node_8108301_200832094 |  | 42.12765445058533 | -75.87791077571075 | PQ | 2771.281 | False | -1 | AD | 8108301
node_8108301_200832095 |  | 42.126298839599286 | -75.87784988009531 | PQ | 2771.281 | False | -1 | AN | 8108301
node_8108301_200832096 |  | 42.129730940679885 | -75.87771669043484 | PQ | 2771.281 | False | -1 | AN | 8108301
node_8108301_200832097 |  | 42.13005886274952 | -75.87719099303642 | PQ | 2771.281 | False | -1 | AD | 8108301
node_8108301_200832098 |  | 42.130728303316836 | -75.87643434047521 | PQ | 2771.281 | False | -1 | AD | 8108301
node_8108301_200832099 |  | 42.131598102206226 | -75.87546957906955 | PQ | 2771.281 | False | -1 | AD | 8108301
node_8108301_200832100 |  | 42.132200568587734 | -75.87480993110081 | PQ | 2771.281 | False | -1 | AD | 8108301
node_8108301_200832101 |  | 42.13247429941469 | -75.87498270709631 | PQ | 2771.281 | False | -1 | AD | 8108301
node_8108301_200832102 |  | 42.1330425556056 | -75.87613714810985 | PQ | 2771.281 | False | -1 | AD | 8108301
node_8108301_200832103 |  | 42.13303064092752 | -75.87687975427518 | PQ | 2771.281 | False | -1 | AN | 8108301
node_8108301_200832104 |  | 42.1335590336185 | -75.87656819973635 | PQ | 2771.281 | False | -1 | AD | 8108301
node_8108301_200832105 |  | 42.13420027063636 | -75.87646600954325 | PQ | 2771.281 | False | -1 | AN | 8108301
node_8108301_200832106 |  | 42.132930957526646 | -75.87398774898317 | PQ | 2771.281 | False | -1 | AD | 8108301
node_8108301_200832107 |  | 42.127461621791994 | -75.89155934888207 | PQ | 2771.281 | False | -1 | AD | 8108301
node_8108301_200832108 |  | 42.12731912498125 | -75.8909478398751 | PQ | 2771.281 | False | -1 | AN | 8108301
node_8108301_200832110 |  | 42.127541009155046 | -75.889788643175 | PQ | 2771.281 | False | -1 | AD | 8108301
node_8108301_200832111 |  | 42.12790606393517 | -75.88974966176329 | PQ | 2771.281 | False | -1 | AN | 8108301
node_8108301_200832117 |  | 42.12962801429537 | -75.88953618850435 | PQ | 2771.281 | False | -1 | AN | 8108301
node_8108301_200832119 |  | 42.12748061132374 | -75.88876924083286 | PQ | 2771.281 | False | -1 | AD | 8108301
node_8108301_200832121 |  | 42.12795441013809 | -75.88869056655874 | PQ | 2771.281 | False | -1 | AD | 8108301
node_8108301_200832122 |  | 42.12835848480415 | -75.88864342819342 | PQ | 2771.281 | False | -1 | AD | 8108301
node_8108301_200832123 |  | 42.12876506566112 | -75.88856333101786 | PQ | 2771.281 | False | -1 | AN | 8108301
node_8108301_200832124 |  | 42.12919330932014 | -75.88852703561793 | PQ | 2771.281 | False | -1 | AD | 8108301
node_8108301_200832125 |  | 42.129561924808655 | -75.88861588325678 | PQ | 2771.281 | False | -1 | AD | 8108301
node_8108301_200832126 |  | 42.12960020516285 | -75.88929657038292 | PQ | 2771.281 | False | -1 | AD | 8108301
node_8108301_200832130 |  | 42.129885401470816 | -75.88858673280035 | PQ | 2771.281 | False | -1 | AD | 8108301
node_8108301_200832131 |  | 42.13024034383913 | -75.88851042115131 | PQ | 2771.281 | False | -1 | AN | 8108301
node_8108301_200832143 |  | 42.12805030549303 | -75.8848627753082 | PQ | 2771.281 | False | -1 | AD | 8108301
node_8108301_200832144 |  | 42.12840429194808 | -75.8848555999283 | PQ | 2771.281 | False | -1 | AD | 8108301
node_8108301_200832145 |  | 42.128803102243744 | -75.88485442432258 | PQ | 2771.281 | False | -1 | AD | 8108301
node_8108301_200832146 |  | 42.129219595565075 | -75.88483973115335 | PQ | 2771.281 | False | -1 | AD | 8108301
node_8108301_200832147 |  | 42.129635026151895 | -75.88483823216094 | PQ | 2771.281 | False | -1 | AN | 8108301
node_8108301_200832148 |  | 42.13004352431338 | -75.88482477166566 | PQ | 2771.281 | False | -1 | AD | 8108301
node_8108301_200832149 |  | 42.13035411668919 | -75.88481601359327 | PQ | 2771.281 | False | -1 | AN | 8108301
node_8108301_200836198 |  | 42.137203566561624 | -75.8732715387806 | PQ | 2771.281 | False | -1 | AN | 8108301
node_8108301_200836199 |  | 42.133529340049535 | -75.86378204940019 | PQ | 2771.281 | False | -1 | AN | 8108301
node_8108301_200836201 |  | 42.13379914040223 | -75.87337327623233 | PQ | 2771.281 | False | -1 | AD | 8108301
node_8108301_200836202 |  | 42.13402707504129 | -75.87269573166388 | PQ | 2771.281 | False | -1 | AD | 8108301
node_8108301_200836203 |  | 42.13421824673572 | -75.87217067723428 | PQ | 2771.281 | False | -1 | AN | 8108301
node_8108301_200836204 |  | 42.13433929164792 | -75.87173098167186 | PQ | 2771.281 | False | -1 | AD | 8108301
node_8108301_200836205 |  | 42.13487200375208 | -75.87199850616211 | PQ | 2771.281 | False | -1 | AD | 8108301
node_8108301_200836206 |  | 42.13536687922108 | -75.872248933008 | PQ | 2771.281 | False | -1 | AD | 8108301
node_8108301_200836207 |  | 42.136004106333495 | -75.87225385989927 | PQ | 2771.281 | False | -1 | AD | 8108301
node_8108301_200836208 |  | 42.13631753905899 | -75.8732894734258 | PQ | 2771.281 | False | -1 | AD | 8108301
node_8108301_200836209 |  | 42.136515029641316 | -75.87393441681166 | PQ | 2771.281 | False | -1 | AN | 8108301
node_8108301_200836210 |  | 42.136814898806854 | -75.87225062983696 | PQ | 2771.281 | False | -1 | AD | 8108301
node_8108301_200836211 |  | 42.13430913518687 | -75.87106197070739 | PQ | 2771.281 | False | -1 | AN | 8108301
node_8108301_200836214 |  | 42.13461136263697 | -75.87016208067114 | PQ | 2771.281 | False | -1 | AN | 8108301
node_8108301_200836216 |  | 42.134697561909064 | -75.86863168170892 | PQ | 2771.281 | False | -1 | AN | 8108301
node_8108301_200836219 |  | 42.13491182890591 | -75.86692200477651 | PQ | 2771.281 | False | -1 | AN | 8108301
node_8108301_200836220 |  | 42.13502850236382 | -75.86689195644647 | PQ | 2771.281 | False | -1 | AD | 8108301
node_8108301_200836221 |  | 42.13581730335436 | -75.86687385059653 | PQ | 2771.281 | False | -1 | AN | 8108301
node_8108301_200836224 |  | 42.134973220996564 | -75.866278400592 | PQ | 2771.281 | False | -1 | AD | 8108301
node_8108301_200836226 |  | 42.135028214768134 | -75.86525896020437 | PQ | 2771.281 | False | -1 | AN | 8108301
node_8108301_200836228 |  | 42.13490408025665 | -75.86409430017153 | PQ | 2771.281 | False | -1 | AD | 8108301
node_8108301_200836229 |  | 42.1347953225274 | -75.86305250805701 | PQ | 2771.281 | False | -1 | AD | 8108301
node_8108301_200836230 |  | 42.13467225348943 | -75.86222765514579 | PQ | 2771.281 | False | -1 | AN | 8108301
node_8108301_200836234 |  | 42.13443485010507 | -75.86119094210453 | PQ | 2771.281 | False | -1 | AN | 8108301
node_8108301_200836237 |  | 42.13419470223624 | -75.8601640638231 | PQ | 2771.281 | False | -1 | AN | 8108301
node_8108301_200836239 |  | 42.13389391002553 | -75.85912404843309 | PQ | 2771.281 | False | -1 | AN | 8108301
node_8108301_200837222 |  | 42.134515793223784 | -75.866263494368 | PQ | 2771.281 | False | -1 | AD | 8108301
node_8108301_200837223 |  | 42.134152127119926 | -75.86626253562159 | PQ | 2771.281 | False | -1 | AN | 8108301
node_8108301_200837224 |  | 42.13363347981391 | -75.86623905013901 | PQ | 2771.281 | False | -1 | AD | 8108301
node_8108301_200837225 |  | 42.133337568512694 | -75.86624165625526 | PQ | 2771.281 | False | -1 | AD | 8108301
node_8108301_200837226 |  | 42.13289998758068 | -75.86622828706916 | PQ | 2771.281 | False | -1 | AN | 8108301
node_8108301_200837228 |  | 42.132461111098614 | -75.8662185512276 | PQ | 2771.281 | False | -1 | AN | 8108301
node_8108301_200837229 |  | 42.131464151095614 | -75.86619562501377 | PQ | 2771.281 | False | -1 | AN | 8108301
node_8108301_200837232 |  | 42.130671151208176 | -75.86616690827596 | PQ | 2771.281 | False | -1 | AN | 8108301
node_8108301_200914628 |  | 42.13380915968784 | -75.85870621000616 | PQ | 2771.281 | False | -1 | AD | 8108301
node_8108301_200917118 |  | 42.11845165458503 | -75.88991159859795 | PQ | 7199.558 | False | -1 | ABCN | 8108301
node_8108301_200980274 |  | 42.120737886837766 | -75.89249677840586 | PQ | 7199.558 | False | -1 | ABCN | 8108301
node_8108301_201011964 |  | 42.12058611575117 | -75.88897002972456 | PQ | 7199.558 | False | -1 | ABCN | 8108301
node_8108301_201015705 |  | 42.12284356104608 | -75.8911260221351 | PQ | 7199.558 | False | -1 | ABCN | 8108301
node_8108301_201016307 |  | 42.123828896705696 | -75.89131103356102 | PQ | 7199.558 | False | -1 | ABCN | 8108301
node_8108301_201017116 |  | 42.1219595467132 | -75.89087065317973 | PQ | 7199.558 | False | -1 | ABCN | 8108301
node_8108301_201024136 |  | 42.118315287670725 | -75.89126162387979 | PQ | 7199.558 | False | -1 | AN | 8108301
node_8108301_201024137 |  | 42.117498455688136 | -75.89133020088019 | PQ | 7199.558 | False | -1 | AN | 8108301
node_8108301_201024138 |  | 42.11666038818851 | -75.89149269317905 | PQ | 7199.558 | False | -1 | AN | 8108301
node_8108301_201024139 |  | 42.11596131157137 | -75.89153687160504 | PQ | 7199.558 | False | -1 | AN | 8108301
node_8108301_310009298 |  | 42.1191678472535 | -75.89161524531978 | PQ | 7199.558 | False | -1 | ABCN | 8108301
node_8108301_310009384 |  | 42.13724802337537 | -75.87224686713775 | PQ | 2771.281 | False | -1 | AD | 8108301
node_8108301_311902383 |  | 42.118046859560266 | -75.89301267528539 | PQ | 2771.281 | False | -1 | ABCN | 8108301
node_8108301_312118439 |  | 42.11548131438541 | -75.89223869300231 | PQ | 7199.558 | False | -1 | AN | 8108301
node_8108301_312118440 |  | 42.11554743947922 | -75.89155999185088 | PQ | 7199.558 | False | -1 | AN | 8108301
node_8108301_312120464 |  | 42.126198471446806 | -75.89111845869117 | PQ | 7199.558 | False | -1 | ABCN | 8108301
node_8108301_312120470 |  | 42.12615556491071 | -75.89078026850298 | PQ | 7199.558 | False | -1 | ABCN | 8108301
node_8108301_312140492 |  | 42.11845072332284 | -75.89021132859767 | PQ | 7199.558 | False | -1 | ABCN | 8108301
node_220382508 |  | 42.11878624613538 | -75.89295166553347 | PQ | 7199.558 | False | -1 | ABCN | 8108301
node_220387986 |  | 42.127272898769334 | -75.89099852788488 | PQ | 7199.558 | False | -1 | AN | 8108301
node_220464120 |  | 42.12729048866878 | -75.89099171013261 | PQ | 2771.281 | False | -1 | AN | 8108301
node_311902511 |  | 42.11806501917305 | -75.89301117629299 | PQ | 2771.281 | False | -1 | ABCN | 8108301
node_SOURCE_8108301 |  | 42.11861005132824 | -75.88955266981175 | SWING | 7199.558 | False | -1 | ABCN | 8108301
node_intto1_8108301_200808384 |  | 42.120693682012615 | -75.88805777109866 | PQ | 7199.558 | False | -1 | ABCN | 8108301
node_intto1_8108301_200808436 |  | 42.11927881536095 | -75.88907958172048 | PQ | 7199.558 | False | -1 | ABCN | 8108301
node_intto1_8108301_200808438 |  | 42.11962789077743 | -75.88924879665787 | PQ | 7199.558 | False | -1 | ABCN | 8108301
node_intto1_8108301_200809187 |  | 42.11585644323128 | -75.88828025733478 | PQ | 7199.558 | False | -1 | ABCN | 8108301
node_intto1_8108301_200809224 |  | 42.11903297583672 | -75.88659324029777 | PQ | 7199.558 | False | -1 | ABCN | 8108301
node_intto1_8108301_200809269 |  | 42.12008240698635 | -75.89102670437669 | PQ | 7199.558 | False | -1 | ABCN | 8108301
node_intto1_8108301_200809280 |  | 42.1203165810821 | -75.8925420030829 | PQ | 7199.558 | False | -1 | ABCN | 8108301
node_intto1_8108301_200815931 |  | 42.11861693171245 | -75.88916455252362 | PQ | 7199.558 | False | -1 | ABCN | 8108301
node_intto1_8108301_200832048 |  | 42.12847525686629 | -75.89087064557063 | PQ | 2771.281 | False | -1 | AD | 8108301
node_intto1_8108301_200832067 |  | 42.12706482466608 | -75.88898526694435 | PQ | 2771.281 | False | -1 | AD | 8108301
node_intto1_8108301_200832092 |  | 42.128973027465115 | -75.87832888806523 | PQ | 2771.281 | False | -1 | AD | 8108301
node_intto1_8108301_200832101 |  | 42.13247429941469 | -75.87498270709631 | PQ | 2771.281 | False | -1 | AD | 8108301
node_intto1_8108301_200832119 |  | 42.12748061132374 | -75.88876924083286 | PQ | 2771.281 | False | -1 | AD | 8108301
node_intto1_8108301_200836199 |  | 42.133529340049535 | -75.86378204940019 | PQ | 2771.281 | False | -1 | AD | 8108301
node_intto1_8108301_200836205 |  | 42.13487200375208 | -75.87199850616211 | PQ | 2771.281 | False | -1 | AD | 8108301
node_intto1_8108301_200837223 |  | 42.134152127119926 | -75.86626253562159 | PQ | 2771.281 | False | -1 | AD | 8108301
node_intto1_8108301_312120464 |  | 42.126198471446806 | -75.89111845869117 | PQ | 7199.558 | False | -1 | ABCN | 8108301
node_intto1_8108301_312120470 |  | 42.12615556491071 | -75.89078026850298 | PQ | 7199.558 | False | -1 | ABCN | 8108301
node_intto1_220382508 |  | 42.11878624613538 | -75.89295166553347 | PQ | 7199.558 | False | -1 | ABCN | 8108301
node_intto1_220387986 |  | 42.127272898769334 | -75.89099852788488 | PQ | 7199.558 | False | -1 | AN | 8108301
node_intto1_220464120 |  | 42.12729048866878 | -75.89099171013261 | PQ | 7199.558 | False | -1 | AN | 8108301
node_intto1_311902511 |  | 42.11806501917305 | -75.89301117629299 | PQ | 7199.558 | False | -1 | ABCN | 8108301

## Capacitor
Name | GroupId | NominalVoltage | RemoteSense | RemoteSenseB | ParticipatingPhases | PhasesConnected | SwitchA | SwitchB | SwitchC | Control | ControlLevel | VoltageSetHigh | VoltageSetLow | ReactivePowerSetHigh | ReactivePowerSetLow | CapacitorA | CapacitorB | CapacitorC | TimeDelay | DwellTime | LockoutTime | CurrentSetHigh | CurrentSetLow | Status | ParentNode | Phases | Feeder | Comments
cap_220368731 |  | 0 |  |  |  |  | CLOSED | CLOSED | CLOSED | MANUAL | BANK | 0 | 0 | 0 | 0 | 150000 | 150000 | 150000 | 0 | 0 | 0 | 0 | 0 | OPEN | node_1399023_234_15300476_503 | ABCN | 8108301
cap_220369039 |  | 0 |  |  |  |  | CLOSED | OPEN | OPEN | MANUAL | BANK | 0 | 0 | 0 | 0 | 150000 | 0 | 0 | 0 | 0 | 0 | 0 | 0 | OPEN | node_1399804_891_15302953_997 | AN | 8108301
cap_220369079 |  | 0 |  |  |  |  | CLOSED | OPEN | OPEN | MANUAL | BANK | 0 | 0 | 0 | 0 | 50000 | 0 | 0 | 0 | 0 | 0 | 0 | 0 | OPEN | node_1404899_1_15305662_943 | AN | 8108301

## EVChargingStation
Name | GroupId | ServiceCharge | ServiceDischarge | ChargeEfficiency | DischargeEfficiency | CommitmentStatus | ConstructionTime | CalendarLife | YearOfInstallation | DepthOfDischarge | ReactivePower | ReactivePowerA | ReactivePowerB | ReactivePowerC | ActivePower | ActivePowerA | ActivePowerB | ActivePowerC | Energy | MaxEnergy | PowerCharge | PowerDischarge | RampUpLimit | RampDownLimit | CapitalCost | FixedOperatingCost | VariableOperatingCost | MaxReactivePower | MaxActivePower | OutputSchedule | PlanningStatus | UnitType | UnitSubtype | ParentNode | Phases | Feeder | Comments

## Fuse
Name | GroupId | MeanReplacementTime | PhaseAStatus | PhaseBStatus | PhaseCStatus | RepairDistributionType | CurrentLimit | CurrentInAReal | CurrentInAImag | CurrentInA | CurrentInBReal | CurrentInBImag | CurrentInB | CurrentInCReal | CurrentInCImag | CurrentInC | CurrentOutAReal | CurrentOutAImag | CurrentOutA | CurrentOutBReal | CurrentOutBImag | CurrentOutB | CurrentOutCReal | CurrentOutCImag | CurrentOutC | ActivePowerInA | ReactivePowerInA | PowerInA | ActivePowerInB | ReactivePowerInB | PowerInB | ActivePowerInC | ReactivePowerInC | PowerInC | ActivePowerOutA | ReactivePowerOutA | PowerOutA | ActivePowerOutB | ReactivePowerOutB | PowerOutB | ActivePowerOutC | ReactivePowerOutC | PowerOutC | Status | From | To | Length | Phases | Feeder | Comments
fuse_220382508 |  | 0 | GOOD | GOOD | GOOD | NONE | 100 | 0 | 0 | 0+0j | 0 | 0 | 0+0j | 0 | 0 | 0+0j | 0 | 0 | 0+0j | 0 | 0 | 0+0j | 0 | 0 | 0+0j | 0 | 0 | 0+0j | 0 | 0 | 0+0j | 0 | 0 | 0+0j | 0 | 0 | 0+0j | 0 | 0 | 0+0j | 0 | 0 | 0+0j | OPEN | node_intto1_220382508 | node_220382508 | 0 | ABCN | 8108301
fuse_220382521 |  | 0 | GOOD | GOOD | GOOD | NONE | 15 | 0 | 0 | 0+0j | 0 | 0 | 0+0j | 0 | 0 | 0+0j | 0 | 0 | 0+0j | 0 | 0 | 0+0j | 0 | 0 | 0+0j | 0 | 0 | 0+0j | 0 | 0 | 0+0j | 0 | 0 | 0+0j | 0 | 0 | 0+0j | 0 | 0 | 0+0j | 0 | 0 | 0+0j | OPEN | node_intto1_8108301_200815931 | node_8108301_200815931 | 0 | ABCN | 8108301
fuse_220387986 |  | 0 | GOOD | GOOD | GOOD | NONE | 100 | 0 | 0 | 0+0j | 0 | 0 | 0+0j | 0 | 0 | 0+0j | 0 | 0 | 0+0j | 0 | 0 | 0+0j | 0 | 0 | 0+0j | 0 | 0 | 0+0j | 0 | 0 | 0+0j | 0 | 0 | 0+0j | 0 | 0 | 0+0j | 0 | 0 | 0+0j | 0 | 0 | 0+0j | OPEN | node_intto1_220387986 | node_220387986 | 0 | AN | 8108301
fuse_220581551 |  | 0 | GOOD | GOOD | GOOD | NONE | 100 | 0 | 0 | 0+0j | 0 | 0 | 0+0j | 0 | 0 | 0+0j | 0 | 0 | 0+0j | 0 | 0 | 0+0j | 0 | 0 | 0+0j | 0 | 0 | 0+0j | 0 | 0 | 0+0j | 0 | 0 | 0+0j | 0 | 0 | 0+0j | 0 | 0 | 0+0j | 0 | 0 | 0+0j | OPEN | node_intto1_8108301_200809187 | node_8108301_200809187 | 0 | ABCN | 8108301
fuse_220581555 |  | 0 | GOOD | GOOD | GOOD | NONE | 6 | 0 | 0 | 0+0j | 0 | 0 | 0+0j | 0 | 0 | 0+0j | 0 | 0 | 0+0j | 0 | 0 | 0+0j | 0 | 0 | 0+0j | 0 | 0 | 0+0j | 0 | 0 | 0+0j | 0 | 0 | 0+0j | 0 | 0 | 0+0j | 0 | 0 | 0+0j | 0 | 0 | 0+0j | OPEN | node_intto1_8108301_200809224 | node_8108301_200809224 | 0 | ABCN | 8108301
fuse_220581573 |  | 0 | GOOD | GOOD | GOOD | NONE | 50 | 0 | 0 | 0+0j | 0 | 0 | 0+0j | 0 | 0 | 0+0j | 0 | 0 | 0+0j | 0 | 0 | 0+0j | 0 | 0 | 0+0j | 0 | 0 | 0+0j | 0 | 0 | 0+0j | 0 | 0 | 0+0j | 0 | 0 | 0+0j | 0 | 0 | 0+0j | 0 | 0 | 0+0j | OPEN | node_intto1_8108301_200832048 | node_8108301_200832048 | 0 | AD | 8108301
fuse_220581575 |  | 0 | GOOD | GOOD | GOOD | NONE | 50 | 0 | 0 | 0+0j | 0 | 0 | 0+0j | 0 | 0 | 0+0j | 0 | 0 | 0+0j | 0 | 0 | 0+0j | 0 | 0 | 0+0j | 0 | 0 | 0+0j | 0 | 0 | 0+0j | 0 | 0 | 0+0j | 0 | 0 | 0+0j | 0 | 0 | 0+0j | 0 | 0 | 0+0j | OPEN | node_intto1_8108301_200832119 | node_8108301_200832119 | 0 | AD | 8108301
fuse_220581577 |  | 0 | GOOD | GOOD | GOOD | NONE | 100 | 0 | 0 | 0+0j | 0 | 0 | 0+0j | 0 | 0 | 0+0j | 0 | 0 | 0+0j | 0 | 0 | 0+0j | 0 | 0 | 0+0j | 0 | 0 | 0+0j | 0 | 0 | 0+0j | 0 | 0 | 0+0j | 0 | 0 | 0+0j | 0 | 0 | 0+0j | 0 | 0 | 0+0j | OPEN | node_intto1_8108301_200832067 | node_8108301_200832067 | 0 | AD | 8108301
fuse_220581579 |  | 0 | GOOD | GOOD | GOOD | NONE | 40 | 0 | 0 | 0+0j | 0 | 0 | 0+0j | 0 | 0 | 0+0j | 0 | 0 | 0+0j | 0 | 0 | 0+0j | 0 | 0 | 0+0j | 0 | 0 | 0+0j | 0 | 0 | 0+0j | 0 | 0 | 0+0j | 0 | 0 | 0+0j | 0 | 0 | 0+0j | 0 | 0 | 0+0j | OPEN | node_intto1_8108301_200832092 | node_8108301_200832092 | 0 | AD | 8108301
fuse_220581581 |  | 0 | GOOD | GOOD | GOOD | NONE | 40 | 0 | 0 | 0+0j | 0 | 0 | 0+0j | 0 | 0 | 0+0j | 0 | 0 | 0+0j | 0 | 0 | 0+0j | 0 | 0 | 0+0j | 0 | 0 | 0+0j | 0 | 0 | 0+0j | 0 | 0 | 0+0j | 0 | 0 | 0+0j | 0 | 0 | 0+0j | 0 | 0 | 0+0j | OPEN | node_intto1_8108301_200832101 | node_8108301_200832101 | 0 | AD | 8108301
fuse_220581587 |  | 0 | GOOD | GOOD | GOOD | NONE | 6 | 0 | 0 | 0+0j | 0 | 0 | 0+0j | 0 | 0 | 0+0j | 0 | 0 | 0+0j | 0 | 0 | 0+0j | 0 | 0 | 0+0j | 0 | 0 | 0+0j | 0 | 0 | 0+0j | 0 | 0 | 0+0j | 0 | 0 | 0+0j | 0 | 0 | 0+0j | 0 | 0 | 0+0j | OPEN | node_intto1_8108301_200808436 | node_8108301_200808436 | 0 | ABCN | 8108301
fuse_220581590 |  | 0 | GOOD | GOOD | GOOD | NONE | 100 | 0 | 0 | 0+0j | 0 | 0 | 0+0j | 0 | 0 | 0+0j | 0 | 0 | 0+0j | 0 | 0 | 0+0j | 0 | 0 | 0+0j | 0 | 0 | 0+0j | 0 | 0 | 0+0j | 0 | 0 | 0+0j | 0 | 0 | 0+0j | 0 | 0 | 0+0j | 0 | 0 | 0+0j | OPEN | node_intto1_8108301_200808384 | node_8108301_200808384 | 0 | ABCN | 8108301
fuse_220581593 |  | 0 | GOOD | GOOD | GOOD | NONE | 100 | 0 | 0 | 0+0j | 0 | 0 | 0+0j | 0 | 0 | 0+0j | 0 | 0 | 0+0j | 0 | 0 | 0+0j | 0 | 0 | 0+0j | 0 | 0 | 0+0j | 0 | 0 | 0+0j | 0 | 0 | 0+0j | 0 | 0 | 0+0j | 0 | 0 | 0+0j | 0 | 0 | 0+0j | OPEN | node_intto1_8108301_200809280 | node_8108301_200809280 | 0 | ABCN | 8108301
fuse_220581596 |  | 0 | GOOD | GOOD | GOOD | NONE | 65 | 0 | 0 | 0+0j | 0 | 0 | 0+0j | 0 | 0 | 0+0j | 0 | 0 | 0+0j | 0 | 0 | 0+0j | 0 | 0 | 0+0j | 0 | 0 | 0+0j | 0 | 0 | 0+0j | 0 | 0 | 0+0j | 0 | 0 | 0+0j | 0 | 0 | 0+0j | 0 | 0 | 0+0j | OPEN | node_intto1_8108301_200836205 | node_8108301_200836205 | 0 | AD | 8108301
fuse_220581598 |  | 0 | GOOD | GOOD | GOOD | NONE | 40 | 0 | 0 | 0+0j | 0 | 0 | 0+0j | 0 | 0 | 0+0j | 0 | 0 | 0+0j | 0 | 0 | 0+0j | 0 | 0 | 0+0j | 0 | 0 | 0+0j | 0 | 0 | 0+0j | 0 | 0 | 0+0j | 0 | 0 | 0+0j | 0 | 0 | 0+0j | 0 | 0 | 0+0j | OPEN | node_intto1_8108301_200837223 | node_8108301_200837223 | 0 | AD | 8108301
fuse_220581600 |  | 0 | GOOD | GOOD | GOOD | NONE | 40 | 0 | 0 | 0+0j | 0 | 0 | 0+0j | 0 | 0 | 0+0j | 0 | 0 | 0+0j | 0 | 0 | 0+0j | 0 | 0 | 0+0j | 0 | 0 | 0+0j | 0 | 0 | 0+0j | 0 | 0 | 0+0j | 0 | 0 | 0+0j | 0 | 0 | 0+0j | 0 | 0 | 0+0j | OPEN | node_intto1_8108301_200836199 | node_8108301_200836199 | 0 | AD | 8108301
fuse_312120465 |  | 0 | GOOD | GOOD | GOOD | NONE | 300 | 0 | 0 | 0+0j | 0 | 0 | 0+0j | 0 | 0 | 0+0j | 0 | 0 | 0+0j | 0 | 0 | 0+0j | 0 | 0 | 0+0j | 0 | 0 | 0+0j | 0 | 0 | 0+0j | 0 | 0 | 0+0j | 0 | 0 | 0+0j | 0 | 0 | 0+0j | 0 | 0 | 0+0j | OPEN | node_intto1_8108301_312120470 | node_8108301_312120470 | 0 | ABCN | 8108301
fuse_312120467 |  | 0 | GOOD | GOOD | GOOD | NONE | 50 | 0 | 0 | 0+0j | 0 | 0 | 0+0j | 0 | 0 | 0+0j | 0 | 0 | 0+0j | 0 | 0 | 0+0j | 0 | 0 | 0+0j | 0 | 0 | 0+0j | 0 | 0 | 0+0j | 0 | 0 | 0+0j | 0 | 0 | 0+0j | 0 | 0 | 0+0j | 0 | 0 | 0+0j | OPEN | node_intto1_8108301_312120464 | node_8108301_312120464 | 0 | ABCN | 8108301

## Generator
Name | GroupId | ColdStartupCost | ColdStartupTime | HotStartupCost | HotStartupStatus | ShutdownCost | CommitmentStatus | ConstructionTime | CalendarLife | YearOfInstallation | ReactivePower | ActivePower | MaxPowerOutput | MinPowerOutput | MinimumDowntime | MinimumUptime | NoLoadCost | NonSpinningReserve | SpinningReserve | OperatingReserve | RampUpLimit | RampDownLimit | StartupCapability | ShutdownCapability | ShutdownStatus | StartupStatus | CapitalCost | FixedOperatingCost | VariableOperatingCost | MaxReactivePower | MaxActivePower | OutputSchedule | PlanningStatus | UnitType | UnitSubtype | ParentNode | Phases | Feeder | Comments

## HeatPump
Name | GroupId | YearOfInstallation | ReactivePower | ActivePower | MaxPowerOutput | MinPowerOutput | RampUpLimit | RampDownLimit | CapitalCost | FixedOperatingCost | VariableOperatingCost | MaxReactivePower | MaxActivePower | OutputSchedule | PlanningStatus | UnitType | UnitSubtype | ParentNode | Phases | Feeder | Comments

## LineSpacing
Name | DistanceAB | DistanceAC | DistanceAE | DistanceAN | DistanceBC | DistanceBE | DistanceBN | DistanceCE | DistanceCN | DistanceNE | Feeder | Comments

## Load
Name | GroupId | PriorityLevel | LoadClass | BaseReactivePowerA | BaseReactivePowerB | BaseReactivePowerC | BaseActivePowerA | BaseActivePowerB | BaseActivePowerC | BasePowerA | BasePowerB | BasePowerC | ConstantCurrentAReal | ConstantCurrentAImag | ConstantCurrentA | ConstantCurrentBReal | ConstantCurrentBImag | ConstantCurrentB | ConstantCurrentCReal | ConstantCurrentCImag | ConstantCurrentC | ConstantResistanceA | ConstantReactanceA | ConstantImpedanceA | ConstantResistanceB | ConstantReactanceB | ConstantImpedanceB | ConstantResistanceC | ConstantReactanceC | ConstantImpedanceC | ConstantActivePowerA | ConstantReactivePowerA | ConstantPowerA | ConstantActivePowerB | ConstantReactivePowerB | ConstantPowerB | ConstantActivePowerC | ConstantReactivePowerC | ConstantPowerC | CurrentFractionA | CurrentFractionB | CurrentFractionC | CurrentPfA | CurrentPfB | CurrentPfC | ImpedanceFractionA | ImpedanceFractionB | ImpedanceFractionC | ImpedancePfA | ImpedancePfB | ImpedancePfC | PowerFractionA | PowerFractionB | PowerFractionC | PowerPfA | PowerPfB | PowerPfC | DemandResponseLowerBound | DemandResponseShortageCost | DemandResponseSurplusCost | DemandResponseUpperBound | ActivePowerA | ActivePowerB | ActivePowerC | ReactivePowerA | ReactivePowerB | ReactivePowerC | NominalVoltage | Status | ParentNode | Phases | Feeder | Comments
load_220330887 |  | 0 | C | 0 | 0 | 0 | 0 | 0 | 0 | 0 | 0 | 0 | 0 | 0 | 0+0j | 0 | 0 | 0+0j | 0 | 0 | 0+0j | 0 | 0 | 0+0j | 0 | 0 | 0+0j | 0 | 0 | 0+0j | 54835.2 | 23359.697 | 54835.2+23359.697j | 0 | 0 | 0+0j | 0 | 0 | 0+0j | 0 | 0 | 0 | 0 | 0 | 0 | 0 | 0 | 0 | 0 | 0 | 0 | 0 | 0 | 0 | 0 | 0 | 0 | 1 | 0 | 0 | 1 | 0 | 0 | 0 | 0 | 0 | 0 | 0 | OPEN | node_1399610_463_15298780_32 | AN | 8108301
load_220330888 |  | 0 | C | 0 | 0 | 0 | 0 | 0 | 0 | 0 | 0 | 0 | 0 | 0 | 0+0j | 0 | 0 | 0+0j | 0 | 0 | 0+0j | 0 | 0 | 0+0j | 0 | 0 | 0+0j | 0 | 0 | 0+0j | 1000 | 425.998 | 1000+425.998j | 0 | 0 | 0+0j | 0 | 0 | 0+0j | 0 | 0 | 0 | 0 | 0 | 0 | 0 | 0 | 0 | 0 | 0 | 0 | 0 | 0 | 0 | 0 | 0 | 0 | 1 | 0 | 0 | 1 | 0 | 0 | 0 | 0 | 0 | 0 | 0 | OPEN | node_1399457_75_15298967_091 | AN | 8108301
load_220330889 |  | 0 | R | 0 | 0 | 0 | 0 | 0 | 0 | 0 | 0 | 0 | 0 | 0 | 0+0j | 0 | 0 | 0+0j | 0 | 0 | 0+0j | 0 | 0 | 0+0j | 0 | 0 | 0+0j | 0 | 0 | 0+0j | 33840 | 14415.78 | 33840+14415.78j | 0 | 0 | 0+0j | 0 | 0 | 0+0j | 0 | 0 | 0 | 0 | 0 | 0 | 0 | 0 | 0 | 0 | 0 | 0 | 0 | 0 | 0 | 0 | 0 | 0 | 1 | 0 | 0 | 1 | 0 | 0 | 0 | 0 | 0 | 0 | 0 | OPEN | node_1399442_083_15299206_243 | AN | 8108301
load_220330890 |  | 0 | C | 0 | 0 | 0 | 0 | 0 | 0 | 0 | 0 | 0 | 0 | 0 | 0+0j | 0 | 0 | 0+0j | 0 | 0 | 0+0j | 0 | 0 | 0+0j | 0 | 0 | 0+0j | 0 | 0 | 0+0j | 17666.667 | 7525.969 | 17666.667+7525.969j | 0 | 0 | 0+0j | 0 | 0 | 0+0j | 0 | 0 | 0 | 0 | 0 | 0 | 0 | 0 | 0 | 0 | 0 | 0 | 0 | 0 | 0 | 0 | 0 | 0 | 1 | 0 | 0 | 1 | 0 | 0 | 0 | 0 | 0 | 0 | 0 | OPEN | node_1399445_63_15299647_598 | AN | 8108301
load_220330891 |  | 0 | C | 0 | 0 | 0 | 0 | 0 | 0 | 0 | 0 | 0 | 0 | 0 | 0+0j | 0 | 0 | 0+0j | 0 | 0 | 0+0j | 0 | 0 | 0+0j | 0 | 0 | 0+0j | 0 | 0 | 0+0j | 0 | 0 | 0+0j | 17666.667 | 7525.969 | 17666.667+7525.969j | 0 | 0 | 0+0j | 0 | 0 | 0 | 0 | 0 | 0 | 0 | 0 | 0 | 0 | 0 | 0 | 0 | 0 | 0 | 0 | 0 | 0 | 1 | 0 | 0 | 1 | 0 | 0 | 0 | 0 | 0 | 0 | 0 | OPEN | node_1399439_737_15299672_973 | BN | 8108301
load_220330892 |  | 0 | C | 0 | 0 | 0 | 0 | 0 | 0 | 0 | 0 | 0 | 0 | 0 | 0+0j | 0 | 0 | 0+0j | 0 | 0 | 0+0j | 0 | 0 | 0+0j | 0 | 0 | 0+0j | 0 | 0 | 0+0j | 0 | 0 | 0+0j | 0 | 0 | 0+0j | 17666.667 | 7525.969 | 17666.667+7525.969j | 0 | 0 | 0 | 0 | 0 | 0 | 0 | 0 | 0 | 0 | 0 | 0 | 0 | 0 | 0 | 0 | 0 | 0 | 1 | 0 | 0 | 1 | 0 | 0 | 0 | 0 | 0 | 0 | 0 | OPEN | node_1399446_423_15299620_999 | CN | 8108301
load_220330924 |  | 0 | U | 0 | 0 | 0 | 0 | 0 | 0 | 0 | 0 | 0 | 0 | 0 | 0+0j | 0 | 0 | 0+0j | 0 | 0 | 0+0j | 0 | 0 | 0+0j | 0 | 0 | 0+0j | 0 | 0 | 0+0j | 0 | 0 | 0+0j | 0 | 0 | 0+0j | 0 | 0 | 0+0j | 0 | 0 | 0 | 0 | 0 | 0 | 0 | 0 | 0 | 0 | 0 | 0 | 0 | 0 | 0 | 0 | 0 | 0 | 1 | 0 | 0 | 1 | 0 | 0 | 0 | 0 | 0 | 0 | 0 | OPEN | node_1399100_343_15299929_018 | BN | 8108301
load_220330925 |  | 0 | U | 0 | 0 | 0 | 0 | 0 | 0 | 0 | 0 | 0 | 0 | 0 | 0+0j | 0 | 0 | 0+0j | 0 | 0 | 0+0j | 0 | 0 | 0+0j | 0 | 0 | 0+0j | 0 | 0 | 0+0j | 0 | 0 | 0+0j | 0 | 0 | 0+0j | 0 | 0 | 0+0j | 0 | 0 | 0 | 0 | 0 | 0 | 0 | 0 | 0 | 0 | 0 | 0 | 0 | 0 | 0 | 0 | 0 | 0 | 1 | 0 | 0 | 1 | 0 | 0 | 0 | 0 | 0 | 0 | 0 | OPEN | node_1399098_237_15299954_201 | AN | 8108301
load_220330926 |  | 0 | C | 0 | 0 | 0 | 0 | 0 | 0 | 0 | 0 | 0 | 0 | 0 | 0+0j | 0 | 0 | 0+0j | 0 | 0 | 0+0j | 0 | 0 | 0+0j | 0 | 0 | 0+0j | 0 | 0 | 0+0j | 666.667 | 283.999 | 666.667+283.999j | 0 | 0 | 0+0j | 0 | 0 | 0+0j | 0 | 0 | 0 | 0 | 0 | 0 | 0 | 0 | 0 | 0 | 0 | 0 | 0 | 0 | 0 | 0 | 0 | 0 | 1 | 0 | 0 | 1 | 0 | 0 | 0 | 0 | 0 | 0 | 0 | OPEN | node_1398991_773_15300048_918 | AN | 8108301
load_220330927 |  | 0 | C | 0 | 0 | 0 | 0 | 0 | 0 | 0 | 0 | 0 | 0 | 0 | 0+0j | 0 | 0 | 0+0j | 0 | 0 | 0+0j | 0 | 0 | 0+0j | 0 | 0 | 0+0j | 0 | 0 | 0+0j | 0 | 0 | 0+0j | 666.667 | 283.999 | 666.667+283.999j | 0 | 0 | 0+0j | 0 | 0 | 0 | 0 | 0 | 0 | 0 | 0 | 0 | 0 | 0 | 0 | 0 | 0 | 0 | 0 | 0 | 0 | 1 | 0 | 0 | 1 | 0 | 0 | 0 | 0 | 0 | 0 | 0 | OPEN | node_1398990_814_15300058_379 | BN | 8108301
load_220330928 |  | 0 | C | 0 | 0 | 0 | 0 | 0 | 0 | 0 | 0 | 0 | 0 | 0 | 0+0j | 0 | 0 | 0+0j | 0 | 0 | 0+0j | 0 | 0 | 0+0j | 0 | 0 | 0+0j | 0 | 0 | 0+0j | 0 | 0 | 0+0j | 0 | 0 | 0+0j | 666.667 | 283.999 | 666.667+283.999j | 0 | 0 | 0 | 0 | 0 | 0 | 0 | 0 | 0 | 0 | 0 | 0 | 0 | 0 | 0 | 0 | 0 | 0 | 1 | 0 | 0 | 1 | 0 | 0 | 0 | 0 | 0 | 0 | 0 | OPEN | node_1398991_408_15300037_474 | CN | 8108301
load_220330931 |  | 0 | C | 0 | 0 | 0 | 0 | 0 | 0 | 0 | 0 | 0 | 0 | 0 | 0+0j | 0 | 0 | 0+0j | 0 | 0 | 0+0j | 0 | 0 | 0+0j | 0 | 0 | 0+0j | 0 | 0 | 0+0j | 4666.667 | 1987.992 | 4666.667+1987.992j | 0 | 0 | 0+0j | 0 | 0 | 0+0j | 0 | 0 | 0 | 0 | 0 | 0 | 0 | 0 | 0 | 0 | 0 | 0 | 0 | 0 | 0 | 0 | 0 | 0 | 1 | 0 | 0 | 1 | 0 | 0 | 0 | 0 | 0 | 0 | 0 | OPEN | node_1399092_355_15300602_788 | AN | 8108301
load_220330932 |  | 0 | C | 0 | 0 | 0 | 0 | 0 | 0 | 0 | 0 | 0 | 0 | 0 | 0+0j | 0 | 0 | 0+0j | 0 | 0 | 0+0j | 0 | 0 | 0+0j | 0 | 0 | 0+0j | 0 | 0 | 0+0j | 0 | 0 | 0+0j | 4666.667 | 1987.992 | 4666.667+1987.992j | 0 | 0 | 0+0j | 0 | 0 | 0 | 0 | 0 | 0 | 0 | 0 | 0 | 0 | 0 | 0 | 0 | 0 | 0 | 0 | 0 | 0 | 1 | 0 | 0 | 1 | 0 | 0 | 0 | 0 | 0 | 0 | 0 | OPEN | node_1399089_725_15300629_158 | BN | 8108301
load_220330933 |  | 0 | C | 0 | 0 | 0 | 0 | 0 | 0 | 0 | 0 | 0 | 0 | 0 | 0+0j | 0 | 0 | 0+0j | 0 | 0 | 0+0j | 0 | 0 | 0+0j | 0 | 0 | 0+0j | 0 | 0 | 0+0j | 0 | 0 | 0+0j | 0 | 0 | 0+0j | 4666.667 | 1987.992 | 4666.667+1987.992j | 0 | 0 | 0 | 0 | 0 | 0 | 0 | 0 | 0 | 0 | 0 | 0 | 0 | 0 | 0 | 0 | 0 | 0 | 1 | 0 | 0 | 1 | 0 | 0 | 0 | 0 | 0 | 0 | 0 | OPEN | node_1399089_809_15300576_36 | CN | 8108301
load_220331231 |  | 0 | C | 0 | 0 | 0 | 0 | 0 | 0 | 0 | 0 | 0 | 0 | 0 | 0+0j | 0 | 0 | 0+0j | 0 | 0 | 0+0j | 0 | 0 | 0+0j | 0 | 0 | 0+0j | 0 | 0 | 0+0j | 106552.8 | 45391.303 | 106552.8+45391.303j | 0 | 0 | 0+0j | 0 | 0 | 0+0j | 0 | 0 | 0 | 0 | 0 | 0 | 0 | 0 | 0 | 0 | 0 | 0 | 0 | 0 | 0 | 0 | 0 | 0 | 1 | 0 | 0 | 1 | 0 | 0 | 0 | 0 | 0 | 0 | 0 | OPEN | node_1399892_589_15299343_506 | AN | 8108301
load_220331232 |  | 0 | C | 0 | 0 | 0 | 0 | 0 | 0 | 0 | 0 | 0 | 0 | 0 | 0+0j | 0 | 0 | 0+0j | 0 | 0 | 0+0j | 0 | 0 | 0+0j | 0 | 0 | 0+0j | 0 | 0 | 0+0j | 1000 | 425.998 | 1000+425.998j | 0 | 0 | 0+0j | 0 | 0 | 0+0j | 0 | 0 | 0 | 0 | 0 | 0 | 0 | 0 | 0 | 0 | 0 | 0 | 0 | 0 | 0 | 0 | 0 | 0 | 1 | 0 | 0 | 1 | 0 | 0 | 0 | 0 | 0 | 0 | 0 | OPEN | node_1399403_531_15298716_716 | AN | 8108301
load_220331233 |  | 0 | R | 0 | 0 | 0 | 0 | 0 | 0 | 0 | 0 | 0 | 0 | 0 | 0+0j | 0 | 0 | 0+0j | 0 | 0 | 0+0j | 0 | 0 | 0+0j | 0 | 0 | 0+0j | 0 | 0 | 0+0j | 9093.6 | 3873.857 | 9093.6+3873.857j | 0 | 0 | 0+0j | 0 | 0 | 0+0j | 0 | 0 | 0 | 0 | 0 | 0 | 0 | 0 | 0 | 0 | 0 | 0 | 0 | 0 | 0 | 0 | 0 | 0 | 1 | 0 | 0 | 1 | 0 | 0 | 0 | 0 | 0 | 0 | 0 | OPEN | node_1399631_404_15298651_119 | AN | 8108301
load_220331234 |  | 0 | R | 0 | 0 | 0 | 0 | 0 | 0 | 0 | 0 | 0 | 0 | 0 | 0+0j | 0 | 0 | 0+0j | 0 | 0 | 0+0j | 0 | 0 | 0+0j | 0 | 0 | 0+0j | 0 | 0 | 0+0j | 3855.6 | 1642.479 | 3855.6+1642.479j | 0 | 0 | 0+0j | 0 | 0 | 0+0j | 0 | 0 | 0 | 0 | 0 | 0 | 0 | 0 | 0 | 0 | 0 | 0 | 0 | 0 | 0 | 0 | 0 | 0 | 1 | 0 | 0 | 1 | 0 | 0 | 0 | 0 | 0 | 0 | 0 | OPEN | node_1399770_924_15298599_148 | AN | 8108301
load_220331235 |  | 0 | C | 0 | 0 | 0 | 0 | 0 | 0 | 0 | 0 | 0 | 0 | 0 | 0+0j | 0 | 0 | 0+0j | 0 | 0 | 0+0j | 0 | 0 | 0+0j | 0 | 0 | 0+0j | 0 | 0 | 0+0j | 17000 | 7241.97 | 17000+7241.97j | 0 | 0 | 0+0j | 0 | 0 | 0+0j | 0 | 0 | 0 | 0 | 0 | 0 | 0 | 0 | 0 | 0 | 0 | 0 | 0 | 0 | 0 | 0 | 0 | 0 | 1 | 0 | 0 | 1 | 0 | 0 | 0 | 0 | 0 | 0 | 0 | OPEN | node_1399789_851_15298607_236 | AN | 8108301
load_220331236 |  | 0 | C | 0 | 0 | 0 | 0 | 0 | 0 | 0 | 0 | 0 | 0 | 0 | 0+0j | 0 | 0 | 0+0j | 0 | 0 | 0+0j | 0 | 0 | 0+0j | 0 | 0 | 0+0j | 0 | 0 | 0+0j | 1000 | 425.998 | 1000+425.998j | 0 | 0 | 0+0j | 0 | 0 | 0+0j | 0 | 0 | 0 | 0 | 0 | 0 | 0 | 0 | 0 | 0 | 0 | 0 | 0 | 0 | 0 | 0 | 0 | 0 | 1 | 0 | 0 | 1 | 0 | 0 | 0 | 0 | 0 | 0 | 0 | OPEN | node_1400016_311_15298793_96 | AN | 8108301
load_220331237 |  | 0 | C | 0 | 0 | 0 | 0 | 0 | 0 | 0 | 0 | 0 | 0 | 0 | 0+0j | 0 | 0 | 0+0j | 0 | 0 | 0+0j | 0 | 0 | 0+0j | 0 | 0 | 0+0j | 0 | 0 | 0+0j | 4000 | 1703.993 | 4000+1703.993j | 0 | 0 | 0+0j | 0 | 0 | 0+0j | 0 | 0 | 0 | 0 | 0 | 0 | 0 | 0 | 0 | 0 | 0 | 0 | 0 | 0 | 0 | 0 | 0 | 0 | 1 | 0 | 0 | 1 | 0 | 0 | 0 | 0 | 0 | 0 | 0 | OPEN | node_1400185_235_15298958_662 | AN | 8108301
load_220331238 |  | 0 | C | 0 | 0 | 0 | 0 | 0 | 0 | 0 | 0 | 0 | 0 | 0 | 0+0j | 0 | 0 | 0+0j | 0 | 0 | 0+0j | 0 | 0 | 0+0j | 0 | 0 | 0+0j | 0 | 0 | 0+0j | 209000 | 89033.627 | 209000+89033.627j | 0 | 0 | 0+0j | 0 | 0 | 0+0j | 0 | 0 | 0 | 0 | 0 | 0 | 0 | 0 | 0 | 0 | 0 | 0 | 0 | 0 | 0 | 0 | 0 | 0 | 1 | 0 | 0 | 1 | 0 | 0 | 0 | 0 | 0 | 0 | 0 | OPEN | node_1399137_695_15299745_841 | AN | 8108301
load_220331239 |  | 0 | C | 0 | 0 | 0 | 0 | 0 | 0 | 0 | 0 | 0 | 0 | 0 | 0+0j | 0 | 0 | 0+0j | 0 | 0 | 0+0j | 0 | 0 | 0+0j | 0 | 0 | 0+0j | 0 | 0 | 0+0j | 209000 | 89033.627 | 209000+89033.627j | 0 | 0 | 0+0j | 0 | 0 | 0+0j | 0 | 0 | 0 | 0 | 0 | 0 | 0 | 0 | 0 | 0 | 0 | 0 | 0 | 0 | 0 | 0 | 0 | 0 | 1 | 0 | 0 | 1 | 0 | 0 | 0 | 0 | 0 | 0 | 0 | OPEN | node_1399117_927_15299743_642 | AN | 8108301
load_220331240 |  | 0 | C | 0 | 0 | 0 | 0 | 0 | 0 | 0 | 0 | 0 | 0 | 0 | 0+0j | 0 | 0 | 0+0j | 0 | 0 | 0+0j | 0 | 0 | 0+0j | 0 | 0 | 0+0j | 0 | 0 | 0+0j | 26333.333 | 11217.953 | 26333.333+11217.953j | 0 | 0 | 0+0j | 0 | 0 | 0+0j | 0 | 0 | 0 | 0 | 0 | 0 | 0 | 0 | 0 | 0 | 0 | 0 | 0 | 0 | 0 | 0 | 0 | 0 | 1 | 0 | 0 | 1 | 0 | 0 | 0 | 0 | 0 | 0 | 0 | OPEN | node_1399467_377_15299785_163 | AN | 8108301
load_220331241 |  | 0 | R | 0 | 0 | 0 | 0 | 0 | 0 | 0 | 0 | 0 | 0 | 0 | 0+0j | 0 | 0 | 0+0j | 0 | 0 | 0+0j | 0 | 0 | 0+0j | 0 | 0 | 0+0j | 0 | 0 | 0+0j | 0 | 0 | 0+0j | 1382.4 | 588.9 | 1382.4+588.9j | 0 | 0 | 0+0j | 0 | 0 | 0 | 0 | 0 | 0 | 0 | 0 | 0 | 0 | 0 | 0 | 0 | 0 | 0 | 0 | 0 | 0 | 1 | 0 | 0 | 1 | 0 | 0 | 0 | 0 | 0 | 0 | 0 | OPEN | node_1399485_759_15299795_292 | BN | 8108301
load_220331242 |  | 0 | R | 0 | 0 | 0 | 0 | 0 | 0 | 0 | 0 | 0 | 0 | 0 | 0+0j | 0 | 0 | 0+0j | 0 | 0 | 0+0j | 0 | 0 | 0+0j | 0 | 0 | 0+0j | 0 | 0 | 0+0j | 0 | 0 | 0+0j | 0 | 0 | 0+0j | 1382.4 | 588.9 | 1382.4+588.9j | 0 | 0 | 0 | 0 | 0 | 0 | 0 | 0 | 0 | 0 | 0 | 0 | 0 | 0 | 0 | 0 | 0 | 0 | 1 | 0 | 0 | 1 | 0 | 0 | 0 | 0 | 0 | 0 | 0 | OPEN | node_1399447_699_15299781_753 | CN | 8108301
load_220331243 |  | 0 | C | 0 | 0 | 0 | 0 | 0 | 0 | 0 | 0 | 0 | 0 | 0 | 0+0j | 0 | 0 | 0+0j | 0 | 0 | 0+0j | 0 | 0 | 0+0j | 0 | 0 | 0+0j | 0 | 0 | 0+0j | 14333.333 | 6105.974 | 14333.333+6105.974j | 0 | 0 | 0+0j | 0 | 0 | 0+0j | 0 | 0 | 0 | 0 | 0 | 0 | 0 | 0 | 0 | 0 | 0 | 0 | 0 | 0 | 0 | 0 | 0 | 0 | 1 | 0 | 0 | 1 | 0 | 0 | 0 | 0 | 0 | 0 | 0 | OPEN | node_1399652_091_15299848_179 | AN | 8108301
load_220331244 |  | 0 | C | 0 | 0 | 0 | 0 | 0 | 0 | 0 | 0 | 0 | 0 | 0 | 0+0j | 0 | 0 | 0+0j | 0 | 0 | 0+0j | 0 | 0 | 0+0j | 0 | 0 | 0+0j | 0 | 0 | 0+0j | 0 | 0 | 0+0j | 14333.333 | 6105.974 | 14333.333+6105.974j | 0 | 0 | 0+0j | 0 | 0 | 0 | 0 | 0 | 0 | 0 | 0 | 0 | 0 | 0 | 0 | 0 | 0 | 0 | 0 | 0 | 0 | 1 | 0 | 0 | 1 | 0 | 0 | 0 | 0 | 0 | 0 | 0 | OPEN | node_1399651_635_15299821_555 | BN | 8108301
load_220331245 |  | 0 | C | 0 | 0 | 0 | 0 | 0 | 0 | 0 | 0 | 0 | 0 | 0 | 0+0j | 0 | 0 | 0+0j | 0 | 0 | 0+0j | 0 | 0 | 0+0j | 0 | 0 | 0+0j | 0 | 0 | 0+0j | 0 | 0 | 0+0j | 0 | 0 | 0+0j | 14333.333 | 6105.974 | 14333.333+6105.974j | 0 | 0 | 0 | 0 | 0 | 0 | 0 | 0 | 0 | 0 | 0 | 0 | 0 | 0 | 0 | 0 | 0 | 0 | 1 | 0 | 0 | 1 | 0 | 0 | 0 | 0 | 0 | 0 | 0 | OPEN | node_1399656_324_15299795_723 | CN | 8108301
load_220331246 |  | 0 | R | 0 | 0 | 0 | 0 | 0 | 0 | 0 | 0 | 0 | 0 | 0 | 0+0j | 0 | 0 | 0+0j | 0 | 0 | 0+0j | 0 | 0 | 0+0j | 0 | 0 | 0+0j | 0 | 0 | 0+0j | 47160 | 20090.076 | 47160+20090.076j | 0 | 0 | 0+0j | 0 | 0 | 0+0j | 0 | 0 | 0 | 0 | 0 | 0 | 0 | 0 | 0 | 0 | 0 | 0 | 0 | 0 | 0 | 0 | 0 | 0 | 1 | 0 | 0 | 1 | 0 | 0 | 0 | 0 | 0 | 0 | 0 | OPEN | node_1399949_619_15299649_093 | AN | 8108301
load_220331247 |  | 0 | R | 0 | 0 | 0 | 0 | 0 | 0 | 0 | 0 | 0 | 0 | 0 | 0+0j | 0 | 0 | 0+0j | 0 | 0 | 0+0j | 0 | 0 | 0+0j | 0 | 0 | 0+0j | 0 | 0 | 0+0j | 27990 | 11923.69 | 27990+11923.69j | 0 | 0 | 0+0j | 0 | 0 | 0+0j | 0 | 0 | 0 | 0 | 0 | 0 | 0 | 0 | 0 | 0 | 0 | 0 | 0 | 0 | 0 | 0 | 0 | 0 | 1 | 0 | 0 | 1 | 0 | 0 | 0 | 0 | 0 | 0 | 0 | OPEN | node_1400289_021_15299465_949 | AN | 8108301
load_220331248 |  | 0 | C | 0 | 0 | 0 | 0 | 0 | 0 | 0 | 0 | 0 | 0 | 0 | 0+0j | 0 | 0 | 0+0j | 0 | 0 | 0+0j | 0 | 0 | 0+0j | 0 | 0 | 0+0j | 0 | 0 | 0+0j | 176.4 | 75.146 | 176.4+75.146j | 0 | 0 | 0+0j | 0 | 0 | 0+0j | 0 | 0 | 0 | 0 | 0 | 0 | 0 | 0 | 0 | 0 | 0 | 0 | 0 | 0 | 0 | 0 | 0 | 0 | 1 | 0 | 0 | 1 | 0 | 0 | 0 | 0 | 0 | 0 | 0 | OPEN | node_1400267_76_15299469_637 | AN | 8108301
load_220331250 |  | 0 | U | 0 | 0 | 0 | 0 | 0 | 0 | 0 | 0 | 0 | 0 | 0 | 0+0j | 0 | 0 | 0+0j | 0 | 0 | 0+0j | 0 | 0 | 0+0j | 0 | 0 | 0+0j | 0 | 0 | 0+0j | 0 | 0 | 0+0j | 0 | 0 | 0+0j | 0 | 0 | 0+0j | 0 | 0 | 0 | 0 | 0 | 0 | 0 | 0 | 0 | 0 | 0 | 0 | 0 | 0 | 0 | 0 | 0 | 0 | 1 | 0 | 0 | 1 | 0 | 0 | 0 | 0 | 0 | 0 | 0 | OPEN | node_1398760_887_15300334_858 | AN | 8108301
load_220331251 |  | 0 | U | 0 | 0 | 0 | 0 | 0 | 0 | 0 | 0 | 0 | 0 | 0 | 0+0j | 0 | 0 | 0+0j | 0 | 0 | 0+0j | 0 | 0 | 0+0j | 0 | 0 | 0+0j | 0 | 0 | 0+0j | 0 | 0 | 0+0j | 0 | 0 | 0+0j | 0 | 0 | 0+0j | 0 | 0 | 0 | 0 | 0 | 0 | 0 | 0 | 0 | 0 | 0 | 0 | 0 | 0 | 0 | 0 | 0 | 0 | 1 | 0 | 0 | 1 | 0 | 0 | 0 | 0 | 0 | 0 | 0 | OPEN | node_1398756_3_15300360_724 | BN | 8108301
load_220331252 |  | 0 | U | 0 | 0 | 0 | 0 | 0 | 0 | 0 | 0 | 0 | 0 | 0 | 0+0j | 0 | 0 | 0+0j | 0 | 0 | 0+0j | 0 | 0 | 0+0j | 0 | 0 | 0+0j | 0 | 0 | 0+0j | 0 | 0 | 0+0j | 0 | 0 | 0+0j | 0 | 0 | 0+0j | 0 | 0 | 0 | 0 | 0 | 0 | 0 | 0 | 0 | 0 | 0 | 0 | 0 | 0 | 0 | 0 | 0 | 0 | 1 | 0 | 0 | 1 | 0 | 0 | 0 | 0 | 0 | 0 | 0 | OPEN | node_1398760_327_15300308_237 | CN | 8108301
load_220331253 |  | 0 | C | 0 | 0 | 0 | 0 | 0 | 0 | 0 | 0 | 0 | 0 | 0 | 0+0j | 0 | 0 | 0+0j | 0 | 0 | 0+0j | 0 | 0 | 0+0j | 0 | 0 | 0+0j | 0 | 0 | 0+0j | 69333.333 | 29535.876 | 69333.333+29535.876j | 0 | 0 | 0+0j | 0 | 0 | 0+0j | 0 | 0 | 0 | 0 | 0 | 0 | 0 | 0 | 0 | 0 | 0 | 0 | 0 | 0 | 0 | 0 | 0 | 0 | 1 | 0 | 0 | 1 | 0 | 0 | 0 | 0 | 0 | 0 | 0 | OPEN | node_1398785_847_15301367_489 | AN | 8108301
load_220331254 |  | 0 | C | 0 | 0 | 0 | 0 | 0 | 0 | 0 | 0 | 0 | 0 | 0 | 0+0j | 0 | 0 | 0+0j | 0 | 0 | 0+0j | 0 | 0 | 0+0j | 0 | 0 | 0+0j | 0 | 0 | 0+0j | 0 | 0 | 0+0j | 69333.333 | 29535.876 | 69333.333+29535.876j | 0 | 0 | 0+0j | 0 | 0 | 0 | 0 | 0 | 0 | 0 | 0 | 0 | 0 | 0 | 0 | 0 | 0 | 0 | 0 | 0 | 0 | 1 | 0 | 0 | 1 | 0 | 0 | 0 | 0 | 0 | 0 | 0 | OPEN | node_1398805_671_15301367_405 | BN | 8108301
load_220331255 |  | 0 | C | 0 | 0 | 0 | 0 | 0 | 0 | 0 | 0 | 0 | 0 | 0 | 0+0j | 0 | 0 | 0+0j | 0 | 0 | 0+0j | 0 | 0 | 0+0j | 0 | 0 | 0+0j | 0 | 0 | 0+0j | 0 | 0 | 0+0j | 0 | 0 | 0+0j | 69333.333 | 29535.876 | 69333.333+29535.876j | 0 | 0 | 0 | 0 | 0 | 0 | 0 | 0 | 0 | 0 | 0 | 0 | 0 | 0 | 0 | 0 | 0 | 0 | 1 | 0 | 0 | 1 | 0 | 0 | 0 | 0 | 0 | 0 | 0 | OPEN | node_1398766_748_15301374_463 | CN | 8108301
load_220331256 |  | 0 | C | 0 | 0 | 0 | 0 | 0 | 0 | 0 | 0 | 0 | 0 | 0 | 0+0j | 0 | 0 | 0+0j | 0 | 0 | 0+0j | 0 | 0 | 0+0j | 0 | 0 | 0+0j | 0 | 0 | 0+0j | 0 | 0 | 0+0j | 0 | 0 | 0+0j | 0 | 0 | 0+0j | 0 | 0 | 0 | 0 | 0 | 0 | 0 | 0 | 0 | 0 | 0 | 0 | 0 | 0 | 0 | 0 | 0 | 0 | 1 | 0 | 0 | 1 | 0 | 0 | 0 | 0 | 0 | 0 | 0 | OPEN | node_1398556_5_15300107_093 | AN | 8108301
load_220331257 |  | 0 | C | 0 | 0 | 0 | 0 | 0 | 0 | 0 | 0 | 0 | 0 | 0 | 0+0j | 0 | 0 | 0+0j | 0 | 0 | 0+0j | 0 | 0 | 0+0j | 0 | 0 | 0+0j | 0 | 0 | 0+0j | 0 | 0 | 0+0j | 0 | 0 | 0+0j | 0 | 0 | 0+0j | 0 | 0 | 0 | 0 | 0 | 0 | 0 | 0 | 0 | 0 | 0 | 0 | 0 | 0 | 0 | 0 | 0 | 0 | 1 | 0 | 0 | 1 | 0 | 0 | 0 | 0 | 0 | 0 | 0 | OPEN | node_1398576_105_15300111_217 | BN | 8108301
load_220331258 |  | 0 | C | 0 | 0 | 0 | 0 | 0 | 0 | 0 | 0 | 0 | 0 | 0 | 0+0j | 0 | 0 | 0+0j | 0 | 0 | 0+0j | 0 | 0 | 0+0j | 0 | 0 | 0+0j | 0 | 0 | 0+0j | 0 | 0 | 0+0j | 0 | 0 | 0+0j | 0 | 0 | 0+0j | 0 | 0 | 0 | 0 | 0 | 0 | 0 | 0 | 0 | 0 | 0 | 0 | 0 | 0 | 0 | 0 | 0 | 0 | 1 | 0 | 0 | 1 | 0 | 0 | 0 | 0 | 0 | 0 | 0 | OPEN | node_1398536_8_15300109_917 | CN | 8108301
load_220331259 |  | 0 | R | 0 | 0 | 0 | 0 | 0 | 0 | 0 | 0 | 0 | 0 | 0 | 0+0j | 0 | 0 | 0+0j | 0 | 0 | 0+0j | 0 | 0 | 0+0j | 0 | 0 | 0+0j | 0 | 0 | 0+0j | 51033.6 | 21740.223 | 51033.6+21740.223j | 0 | 0 | 0+0j | 0 | 0 | 0+0j | 0 | 0 | 0 | 0 | 0 | 0 | 0 | 0 | 0 | 0 | 0 | 0 | 0 | 0 | 0 | 0 | 0 | 0 | 1 | 0 | 0 | 1 | 0 | 0 | 0 | 0 | 0 | 0 | 0 | OPEN | node_1398233_538_15300947_736 | AN | 8108301
load_220331260 |  | 0 | R | 0 | 0 | 0 | 0 | 0 | 0 | 0 | 0 | 0 | 0 | 0 | 0+0j | 0 | 0 | 0+0j | 0 | 0 | 0+0j | 0 | 0 | 0+0j | 0 | 0 | 0+0j | 0 | 0 | 0+0j | 345.6 | 147.225 | 345.6+147.225j | 0 | 0 | 0+0j | 0 | 0 | 0+0j | 0 | 0 | 0 | 0 | 0 | 0 | 0 | 0 | 0 | 0 | 0 | 0 | 0 | 0 | 0 | 0 | 0 | 0 | 1 | 0 | 0 | 1 | 0 | 0 | 0 | 0 | 0 | 0 | 0 | OPEN | node_1398287_085_15301200_416 | AN | 8108301
load_220331261 |  | 0 | R | 0 | 0 | 0 | 0 | 0 | 0 | 0 | 0 | 0 | 0 | 0 | 0+0j | 0 | 0 | 0+0j | 0 | 0 | 0+0j | 0 | 0 | 0+0j | 0 | 0 | 0+0j | 0 | 0 | 0+0j | 345.6 | 147.225 | 345.6+147.225j | 0 | 0 | 0+0j | 0 | 0 | 0+0j | 0 | 0 | 0 | 0 | 0 | 0 | 0 | 0 | 0 | 0 | 0 | 0 | 0 | 0 | 0 | 0 | 0 | 0 | 1 | 0 | 0 | 1 | 0 | 0 | 0 | 0 | 0 | 0 | 0 | OPEN | node_1398285_559_15301226_951 | AN | 8108301
load_220331262 |  | 0 | R | 0 | 0 | 0 | 0 | 0 | 0 | 0 | 0 | 0 | 0 | 0 | 0+0j | 0 | 0 | 0+0j | 0 | 0 | 0+0j | 0 | 0 | 0+0j | 0 | 0 | 0+0j | 0 | 0 | 0+0j | 6844.8 | 2915.873 | 6844.8+2915.873j | 0 | 0 | 0+0j | 0 | 0 | 0+0j | 0 | 0 | 0 | 0 | 0 | 0 | 0 | 0 | 0 | 0 | 0 | 0 | 0 | 0 | 0 | 0 | 0 | 0 | 1 | 0 | 0 | 1 | 0 | 0 | 0 | 0 | 0 | 0 | 0 | OPEN | node_1398290_975_15301324_317 | AN | 8108301
load_220331263 |  | 0 | C | 0 | 0 | 0 | 0 | 0 | 0 | 0 | 0 | 0 | 0 | 0 | 0+0j | 0 | 0 | 0+0j | 0 | 0 | 0+0j | 0 | 0 | 0+0j | 0 | 0 | 0+0j | 0 | 0 | 0+0j | 0 | 0 | 0+0j | 666.667 | 283.999 | 666.667+283.999j | 0 | 0 | 0+0j | 0 | 0 | 0 | 0 | 0 | 0 | 0 | 0 | 0 | 0 | 0 | 0 | 0 | 0 | 0 | 0 | 0 | 0 | 1 | 0 | 0 | 1 | 0 | 0 | 0 | 0 | 0 | 0 | 0 | OPEN | node_1398288_972_15301350_79 | BN | 8108301
load_220331264 |  | 0 | R | 0 | 0 | 0 | 0 | 0 | 0 | 0 | 0 | 0 | 0 | 0 | 0+0j | 0 | 0 | 0+0j | 0 | 0 | 0+0j | 0 | 0 | 0+0j | 0 | 0 | 0+0j | 0 | 0 | 0+0j | 0 | 0 | 0+0j | 0 | 0 | 0+0j | 6844.8 | 2915.873 | 6844.8+2915.873j | 0 | 0 | 0 | 0 | 0 | 0 | 0 | 0 | 0 | 0 | 0 | 0 | 0 | 0 | 0 | 0 | 0 | 0 | 1 | 0 | 0 | 1 | 0 | 0 | 0 | 0 | 0 | 0 | 0 | OPEN | node_1398287_807_15301298_005 | CN | 8108301
load_220331265 |  | 0 | C | 0 | 0 | 0 | 0 | 0 | 0 | 0 | 0 | 0 | 0 | 0 | 0+0j | 0 | 0 | 0+0j | 0 | 0 | 0+0j | 0 | 0 | 0+0j | 0 | 0 | 0+0j | 0 | 0 | 0+0j | 0 | 0 | 0+0j | 0 | 0 | 0+0j | 8666.667 | 3691.985 | 8666.667+3691.985j | 0 | 0 | 0 | 0 | 0 | 0 | 0 | 0 | 0 | 0 | 0 | 0 | 0 | 0 | 0 | 0 | 0 | 0 | 1 | 0 | 0 | 1 | 0 | 0 | 0 | 0 | 0 | 0 | 0 | OPEN | node_1398249_522_15301688_004 | CN | 8108301
load_220331266 |  | 0 | C | 0 | 0 | 0 | 0 | 0 | 0 | 0 | 0 | 0 | 0 | 0 | 0+0j | 0 | 0 | 0+0j | 0 | 0 | 0+0j | 0 | 0 | 0+0j | 0 | 0 | 0+0j | 0 | 0 | 0+0j | 8666.667 | 3691.985 | 8666.667+3691.985j | 0 | 0 | 0+0j | 0 | 0 | 0+0j | 0 | 0 | 0 | 0 | 0 | 0 | 0 | 0 | 0 | 0 | 0 | 0 | 0 | 0 | 0 | 0 | 0 | 0 | 1 | 0 | 0 | 1 | 0 | 0 | 0 | 0 | 0 | 0 | 0 | OPEN | node_1398210_287_15301690_889 | AN | 8108301
load_220331267 |  | 0 | C | 0 | 0 | 0 | 0 | 0 | 0 | 0 | 0 | 0 | 0 | 0 | 0+0j | 0 | 0 | 0+0j | 0 | 0 | 0+0j | 0 | 0 | 0+0j | 0 | 0 | 0+0j | 0 | 0 | 0+0j | 0 | 0 | 0+0j | 8666.667 | 3691.985 | 8666.667+3691.985j | 0 | 0 | 0+0j | 0 | 0 | 0 | 0 | 0 | 0 | 0 | 0 | 0 | 0 | 0 | 0 | 0 | 0 | 0 | 0 | 0 | 0 | 1 | 0 | 0 | 1 | 0 | 0 | 0 | 0 | 0 | 0 | 0 | OPEN | node_1398230_062_15301692_917 | BN | 8108301
load_220331268 |  | 0 | C | 0 | 0 | 0 | 0 | 0 | 0 | 0 | 0 | 0 | 0 | 0 | 0+0j | 0 | 0 | 0+0j | 0 | 0 | 0+0j | 0 | 0 | 0+0j | 0 | 0 | 0+0j | 0 | 0 | 0+0j | 12333.333 | 5253.978 | 12333.333+5253.978j | 0 | 0 | 0+0j | 0 | 0 | 0+0j | 0 | 0 | 0 | 0 | 0 | 0 | 0 | 0 | 0 | 0 | 0 | 0 | 0 | 0 | 0 | 0 | 0 | 0 | 1 | 0 | 0 | 1 | 0 | 0 | 0 | 0 | 0 | 0 | 0 | OPEN | node_1398234_137_15299987_611 | AN | 8108301
load_220331269 |  | 0 | C | 0 | 0 | 0 | 0 | 0 | 0 | 0 | 0 | 0 | 0 | 0 | 0+0j | 0 | 0 | 0+0j | 0 | 0 | 0+0j | 0 | 0 | 0+0j | 0 | 0 | 0+0j | 0 | 0 | 0+0j | 0 | 0 | 0+0j | 12333.333 | 5253.978 | 12333.333+5253.978j | 0 | 0 | 0+0j | 0 | 0 | 0 | 0 | 0 | 0 | 0 | 0 | 0 | 0 | 0 | 0 | 0 | 0 | 0 | 0 | 0 | 0 | 1 | 0 | 0 | 1 | 0 | 0 | 0 | 0 | 0 | 0 | 0 | OPEN | node_1398232_638_15300014_149 | BN | 8108301
load_220331270 |  | 0 | C | 0 | 0 | 0 | 0 | 0 | 0 | 0 | 0 | 0 | 0 | 0 | 0+0j | 0 | 0 | 0+0j | 0 | 0 | 0+0j | 0 | 0 | 0+0j | 0 | 0 | 0+0j | 0 | 0 | 0+0j | 0 | 0 | 0+0j | 0 | 0 | 0+0j | 12333.333 | 5253.978 | 12333.333+5253.978j | 0 | 0 | 0 | 0 | 0 | 0 | 0 | 0 | 0 | 0 | 0 | 0 | 0 | 0 | 0 | 0 | 0 | 0 | 1 | 0 | 0 | 1 | 0 | 0 | 0 | 0 | 0 | 0 | 0 | OPEN | node_1398230_469_15299961_413 | CN | 8108301
load_220331271 |  | 0 | R | 0 | 0 | 0 | 0 | 0 | 0 | 0 | 0 | 0 | 0 | 0 | 0+0j | 0 | 0 | 0+0j | 0 | 0 | 0+0j | 0 | 0 | 0+0j | 0 | 0 | 0+0j | 0 | 0 | 0+0j | 74044.8 | 31542.953 | 74044.8+31542.953j | 0 | 0 | 0+0j | 0 | 0 | 0+0j | 0 | 0 | 0 | 0 | 0 | 0 | 0 | 0 | 0 | 0 | 0 | 0 | 0 | 0 | 0 | 0 | 0 | 0 | 1 | 0 | 0 | 1 | 0 | 0 | 0 | 0 | 0 | 0 | 0 | OPEN | node_1398183_773_15300341_481 | AN | 8108301
load_220331272 |  | 0 | C | 0 | 0 | 0 | 0 | 0 | 0 | 0 | 0 | 0 | 0 | 0 | 0+0j | 0 | 0 | 0+0j | 0 | 0 | 0+0j | 0 | 0 | 0+0j | 0 | 0 | 0+0j | 0 | 0 | 0+0j | 4000 | 1703.993 | 4000+1703.993j | 0 | 0 | 0+0j | 0 | 0 | 0+0j | 0 | 0 | 0 | 0 | 0 | 0 | 0 | 0 | 0 | 0 | 0 | 0 | 0 | 0 | 0 | 0 | 0 | 0 | 1 | 0 | 0 | 1 | 0 | 0 | 0 | 0 | 0 | 0 | 0 | OPEN | node_1398399_198_15300562_962 | AN | 8108301
load_220331273 |  | 0 | C | 0 | 0 | 0 | 0 | 0 | 0 | 0 | 0 | 0 | 0 | 0 | 0+0j | 0 | 0 | 0+0j | 0 | 0 | 0+0j | 0 | 0 | 0+0j | 0 | 0 | 0+0j | 0 | 0 | 0+0j | 0 | 0 | 0+0j | 4000 | 1703.993 | 4000+1703.993j | 0 | 0 | 0+0j | 0 | 0 | 0 | 0 | 0 | 0 | 0 | 0 | 0 | 0 | 0 | 0 | 0 | 0 | 0 | 0 | 0 | 0 | 1 | 0 | 0 | 1 | 0 | 0 | 0 | 0 | 0 | 0 | 0 | OPEN | node_1398398_234_15300589_55 | BN | 8108301
load_220331274 |  | 0 | C | 0 | 0 | 0 | 0 | 0 | 0 | 0 | 0 | 0 | 0 | 0 | 0+0j | 0 | 0 | 0+0j | 0 | 0 | 0+0j | 0 | 0 | 0+0j | 0 | 0 | 0+0j | 0 | 0 | 0+0j | 0 | 0 | 0+0j | 0 | 0 | 0+0j | 4000 | 1703.993 | 4000+1703.993j | 0 | 0 | 0 | 0 | 0 | 0 | 0 | 0 | 0 | 0 | 0 | 0 | 0 | 0 | 0 | 0 | 0 | 0 | 1 | 0 | 0 | 1 | 0 | 0 | 0 | 0 | 0 | 0 | 0 | OPEN | node_1398395_004_15300536_902 | CN | 8108301
load_220332970 |  | 0 | R | 0 | 0 | 0 | 0 | 0 | 0 | 0 | 0 | 0 | 0 | 0 | 0+0j | 0 | 0 | 0+0j | 0 | 0 | 0+0j | 0 | 0 | 0+0j | 0 | 0 | 0+0j | 0 | 0 | 0+0j | 31068 | 13234.913 | 31068+13234.913j | 0 | 0 | 0+0j | 0 | 0 | 0+0j | 0 | 0 | 0 | 0 | 0 | 0 | 0 | 0 | 0 | 0 | 0 | 0 | 0 | 0 | 0 | 0 | 0 | 0 | 1 | 0 | 0 | 1 | 0 | 0 | 0 | 0 | 0 | 0 | 0 | OPEN | node_1398988_727_15299319_819 | AN | 8108301
load_220332971 |  | 0 | R | 0 | 0 | 0 | 0 | 0 | 0 | 0 | 0 | 0 | 0 | 0 | 0+0j | 0 | 0 | 0+0j | 0 | 0 | 0+0j | 0 | 0 | 0+0j | 0 | 0 | 0+0j | 0 | 0 | 0+0j | 15739.2 | 6704.871 | 15739.2+6704.871j | 0 | 0 | 0+0j | 0 | 0 | 0+0j | 0 | 0 | 0 | 0 | 0 | 0 | 0 | 0 | 0 | 0 | 0 | 0 | 0 | 0 | 0 | 0 | 0 | 0 | 1 | 0 | 0 | 1 | 0 | 0 | 0 | 0 | 0 | 0 | 0 | OPEN | node_1398977_474_15298934_844 | AN | 8108301
load_220332972 |  | 0 | C | 0 | 0 | 0 | 0 | 0 | 0 | 0 | 0 | 0 | 0 | 0 | 0+0j | 0 | 0 | 0+0j | 0 | 0 | 0+0j | 0 | 0 | 0+0j | 0 | 0 | 0+0j | 0 | 0 | 0+0j | 18500 | 7880.967 | 18500+7880.967j | 0 | 0 | 0+0j | 0 | 0 | 0+0j | 0 | 0 | 0 | 0 | 0 | 0 | 0 | 0 | 0 | 0 | 0 | 0 | 0 | 0 | 0 | 0 | 0 | 0 | 1 | 0 | 0 | 1 | 0 | 0 | 0 | 0 | 0 | 0 | 0 | OPEN | node_1398981_117_15298908_701 | AN | 8108301
load_220332973 |  | 0 | C | 0 | 0 | 0 | 0 | 0 | 0 | 0 | 0 | 0 | 0 | 0 | 0+0j | 0 | 0 | 0+0j | 0 | 0 | 0+0j | 0 | 0 | 0+0j | 0 | 0 | 0+0j | 0 | 0 | 0+0j | 22000 | 9371.961 | 22000+9371.961j | 0 | 0 | 0+0j | 0 | 0 | 0+0j | 0 | 0 | 0 | 0 | 0 | 0 | 0 | 0 | 0 | 0 | 0 | 0 | 0 | 0 | 0 | 0 | 0 | 0 | 1 | 0 | 0 | 1 | 0 | 0 | 0 | 0 | 0 | 0 | 0 | OPEN | node_1399057_574_15299630_488 | AN | 8108301
load_220332977 |  | 0 | C | 0 | 0 | 0 | 0 | 0 | 0 | 0 | 0 | 0 | 0 | 0 | 0+0j | 0 | 0 | 0+0j | 0 | 0 | 0+0j | 0 | 0 | 0+0j | 0 | 0 | 0+0j | 0 | 0 | 0+0j | 158.4 | 67.478 | 158.4+67.478j | 0 | 0 | 0+0j | 0 | 0 | 0+0j | 0 | 0 | 0 | 0 | 0 | 0 | 0 | 0 | 0 | 0 | 0 | 0 | 0 | 0 | 0 | 0 | 0 | 0 | 1 | 0 | 0 | 1 | 0 | 0 | 0 | 0 | 0 | 0 | 0 | OPEN | node_1399161_001_15298573_044 | AN | 8108301
load_220332999 |  | 0 | C | 0 | 0 | 0 | 0 | 0 | 0 | 0 | 0 | 0 | 0 | 0 | 0+0j | 0 | 0 | 0+0j | 0 | 0 | 0+0j | 0 | 0 | 0+0j | 0 | 0 | 0+0j | 0 | 0 | 0+0j | 0 | 0 | 0+0j | 0 | 0 | 0+0j | 36666.667 | 15619.935 | 36666.667+15619.935j | 0 | 0 | 0 | 0 | 0 | 0 | 0 | 0 | 0 | 0 | 0 | 0 | 0 | 0 | 0 | 0 | 0 | 0 | 1 | 0 | 0 | 1 | 0 | 0 | 0 | 0 | 0 | 0 | 0 | OPEN | node_1398071_898_15299912_86 | CN | 8108301
load_220333000 |  | 0 | C | 0 | 0 | 0 | 0 | 0 | 0 | 0 | 0 | 0 | 0 | 0 | 0+0j | 0 | 0 | 0+0j | 0 | 0 | 0+0j | 0 | 0 | 0+0j | 0 | 0 | 0+0j | 0 | 0 | 0+0j | 0 | 0 | 0+0j | 36666.667 | 15619.935 | 36666.667+15619.935j | 0 | 0 | 0+0j | 0 | 0 | 0 | 0 | 0 | 0 | 0 | 0 | 0 | 0 | 0 | 0 | 0 | 0 | 0 | 0 | 0 | 0 | 1 | 0 | 0 | 1 | 0 | 0 | 0 | 0 | 0 | 0 | 0 | OPEN | node_1398053_202_15299914_789 | BN | 8108301
load_220333001 |  | 0 | C | 0 | 0 | 0 | 0 | 0 | 0 | 0 | 0 | 0 | 0 | 0 | 0+0j | 0 | 0 | 0+0j | 0 | 0 | 0+0j | 0 | 0 | 0+0j | 0 | 0 | 0+0j | 0 | 0 | 0+0j | 36666.667 | 15619.935 | 36666.667+15619.935j | 0 | 0 | 0+0j | 0 | 0 | 0+0j | 0 | 0 | 0 | 0 | 0 | 0 | 0 | 0 | 0 | 0 | 0 | 0 | 0 | 0 | 0 | 0 | 0 | 0 | 1 | 0 | 0 | 1 | 0 | 0 | 0 | 0 | 0 | 0 | 0 | OPEN | node_1398033_161_15299911_531 | AN | 8108301
load_220333002 |  | 0 | R | 0 | 0 | 0 | 0 | 0 | 0 | 0 | 0 | 0 | 0 | 0 | 0+0j | 0 | 0 | 0+0j | 0 | 0 | 0+0j | 0 | 0 | 0+0j | 0 | 0 | 0+0j | 0 | 0 | 0+0j | 78350.4 | 33377.131 | 78350.4+33377.131j | 0 | 0 | 0+0j | 0 | 0 | 0+0j | 0 | 0 | 0 | 0 | 0 | 0 | 0 | 0 | 0 | 0 | 0 | 0 | 0 | 0 | 0 | 0 | 0 | 0 | 1 | 0 | 0 | 1 | 0 | 0 | 0 | 0 | 0 | 0 | 0 | OPEN | node_1398386_112_15299792_336 | AN | 8108301
load_220338748 |  | 0 | R | 0 | 0 | 0 | 0 | 0 | 0 | 0 | 0 | 0 | 0 | 0 | 0+0j | 0 | 0 | 0+0j | 0 | 0 | 0+0j | 0 | 0 | 0+0j | 0 | 0 | 0+0j | 0 | 0 | 0+0j | 71128.8 | 30300.742 | 71128.8+30300.742j | 0 | 0 | 0+0j | 0 | 0 | 0+0j | 0 | 0 | 0 | 0 | 0 | 0 | 0 | 0 | 0 | 0 | 0 | 0 | 0 | 0 | 0 | 0 | 0 | 0 | 1 | 0 | 0 | 1 | 0 | 0 | 0 | 0 | 0 | 0 | 0 | OPEN | node_1398676_348_15303627_105 | AN | 8108301
load_220338749 |  | 0 | C | 0 | 0 | 0 | 0 | 0 | 0 | 0 | 0 | 0 | 0 | 0 | 0+0j | 0 | 0 | 0+0j | 0 | 0 | 0+0j | 0 | 0 | 0+0j | 0 | 0 | 0+0j | 0 | 0 | 0+0j | 5666.667 | 2413.99 | 5666.667+2413.99j | 0 | 0 | 0+0j | 0 | 0 | 0+0j | 0 | 0 | 0 | 0 | 0 | 0 | 0 | 0 | 0 | 0 | 0 | 0 | 0 | 0 | 0 | 0 | 0 | 0 | 1 | 0 | 0 | 1 | 0 | 0 | 0 | 0 | 0 | 0 | 0 | OPEN | node_1398423_523_15302861_831 | AN | 8108301
load_220338750 |  | 0 | C | 0 | 0 | 0 | 0 | 0 | 0 | 0 | 0 | 0 | 0 | 0 | 0+0j | 0 | 0 | 0+0j | 0 | 0 | 0+0j | 0 | 0 | 0+0j | 0 | 0 | 0+0j | 0 | 0 | 0+0j | 0 | 0 | 0+0j | 5666.667 | 2413.99 | 5666.667+2413.99j | 0 | 0 | 0+0j | 0 | 0 | 0 | 0 | 0 | 0 | 0 | 0 | 0 | 0 | 0 | 0 | 0 | 0 | 0 | 0 | 0 | 0 | 1 | 0 | 0 | 1 | 0 | 0 | 0 | 0 | 0 | 0 | 0 | OPEN | node_1398422_973_15302846_233 | BN | 8108301
load_220338751 |  | 0 | C | 0 | 0 | 0 | 0 | 0 | 0 | 0 | 0 | 0 | 0 | 0 | 0+0j | 0 | 0 | 0+0j | 0 | 0 | 0+0j | 0 | 0 | 0+0j | 0 | 0 | 0+0j | 0 | 0 | 0+0j | 0 | 0 | 0+0j | 0 | 0 | 0+0j | 5666.667 | 2413.99 | 5666.667+2413.99j | 0 | 0 | 0 | 0 | 0 | 0 | 0 | 0 | 0 | 0 | 0 | 0 | 0 | 0 | 0 | 0 | 0 | 0 | 1 | 0 | 0 | 1 | 0 | 0 | 0 | 0 | 0 | 0 | 0 | OPEN | node_1398423_389_15302826_448 | CN | 8108301
load_220338752 |  | 0 | R | 0 | 0 | 0 | 0 | 0 | 0 | 0 | 0 | 0 | 0 | 0 | 0+0j | 0 | 0 | 0+0j | 0 | 0 | 0+0j | 0 | 0 | 0+0j | 0 | 0 | 0+0j | 0 | 0 | 0+0j | 52848 | 22513.154 | 52848+22513.154j | 0 | 0 | 0+0j | 0 | 0 | 0+0j | 0 | 0 | 0 | 0 | 0 | 0 | 0 | 0 | 0 | 0 | 0 | 0 | 0 | 0 | 0 | 0 | 0 | 0 | 1 | 0 | 0 | 1 | 0 | 0 | 0 | 0 | 0 | 0 | 0 | OPEN | node_1399444_315_15303282_995 | AN | 8108301
load_220338753 |  | 0 | R | 0 | 0 | 0 | 0 | 0 | 0 | 0 | 0 | 0 | 0 | 0 | 0+0j | 0 | 0 | 0+0j | 0 | 0 | 0+0j | 0 | 0 | 0+0j | 0 | 0 | 0+0j | 0 | 0 | 0+0j | 33213.6 | 14148.934 | 33213.6+14148.934j | 0 | 0 | 0+0j | 0 | 0 | 0+0j | 0 | 0 | 0 | 0 | 0 | 0 | 0 | 0 | 0 | 0 | 0 | 0 | 0 | 0 | 0 | 0 | 0 | 0 | 1 | 0 | 0 | 1 | 0 | 0 | 0 | 0 | 0 | 0 | 0 | OPEN | node_1399231_483_15302729_764 | AN | 8108301
load_220338754 |  | 0 | R | 0 | 0 | 0 | 0 | 0 | 0 | 0 | 0 | 0 | 0 | 0 | 0+0j | 0 | 0 | 0+0j | 0 | 0 | 0+0j | 0 | 0 | 0+0j | 0 | 0 | 0+0j | 0 | 0 | 0+0j | 34567.2 | 14725.566 | 34567.2+14725.566j | 0 | 0 | 0+0j | 0 | 0 | 0+0j | 0 | 0 | 0 | 0 | 0 | 0 | 0 | 0 | 0 | 0 | 0 | 0 | 0 | 0 | 0 | 0 | 0 | 0 | 1 | 0 | 0 | 1 | 0 | 0 | 0 | 0 | 0 | 0 | 0 | OPEN | node_1399582_739_15302920_287 | AN | 8108301
load_220338755 |  | 0 | R | 0 | 0 | 0 | 0 | 0 | 0 | 0 | 0 | 0 | 0 | 0 | 0+0j | 0 | 0 | 0+0j | 0 | 0 | 0+0j | 0 | 0 | 0+0j | 0 | 0 | 0+0j | 0 | 0 | 0+0j | 82231.2 | 35030.345 | 82231.2+35030.345j | 0 | 0 | 0+0j | 0 | 0 | 0+0j | 0 | 0 | 0 | 0 | 0 | 0 | 0 | 0 | 0 | 0 | 0 | 0 | 0 | 0 | 0 | 0 | 0 | 0 | 1 | 0 | 0 | 1 | 0 | 0 | 0 | 0 | 0 | 0 | 0 | OPEN | node_1400186_824_15302965_182 | AN | 8108301
load_220338756 |  | 0 | R | 0 | 0 | 0 | 0 | 0 | 0 | 0 | 0 | 0 | 0 | 0 | 0+0j | 0 | 0 | 0+0j | 0 | 0 | 0+0j | 0 | 0 | 0+0j | 0 | 0 | 0+0j | 0 | 0 | 0+0j | 33170.4 | 14130.531 | 33170.4+14130.531j | 0 | 0 | 0+0j | 0 | 0 | 0+0j | 0 | 0 | 0 | 0 | 0 | 0 | 0 | 0 | 0 | 0 | 0 | 0 | 0 | 0 | 0 | 0 | 0 | 0 | 1 | 0 | 0 | 1 | 0 | 0 | 0 | 0 | 0 | 0 | 0 | OPEN | node_1400474_479_15303052_114 | AN | 8108301
load_220338758 |  | 0 | R | 0 | 0 | 0 | 0 | 0 | 0 | 0 | 0 | 0 | 0 | 0 | 0+0j | 0 | 0 | 0+0j | 0 | 0 | 0+0j | 0 | 0 | 0+0j | 0 | 0 | 0+0j | 0 | 0 | 0+0j | 28843.2 | 12287.152 | 28843.2+12287.152j | 0 | 0 | 0+0j | 0 | 0 | 0+0j | 0 | 0 | 0 | 0 | 0 | 0 | 0 | 0 | 0 | 0 | 0 | 0 | 0 | 0 | 0 | 0 | 0 | 0 | 1 | 0 | 0 | 1 | 0 | 0 | 0 | 0 | 0 | 0 | 0 | OPEN | node_1401106_557_15303170_639 | AN | 8108301
load_220338759 |  | 0 | C | 0 | 0 | 0 | 0 | 0 | 0 | 0 | 0 | 0 | 0 | 0 | 0+0j | 0 | 0 | 0+0j | 0 | 0 | 0+0j | 0 | 0 | 0+0j | 0 | 0 | 0+0j | 0 | 0 | 0+0j | 72 | 30.672 | 72+30.672j | 0 | 0 | 0+0j | 0 | 0 | 0+0j | 0 | 0 | 0 | 0 | 0 | 0 | 0 | 0 | 0 | 0 | 0 | 0 | 0 | 0 | 0 | 0 | 0 | 0 | 1 | 0 | 0 | 1 | 0 | 0 | 0 | 0 | 0 | 0 | 0 | OPEN | node_1401469_023_15303214_978 | AN | 8108301
load_220338760 |  | 0 | C | 0 | 0 | 0 | 0 | 0 | 0 | 0 | 0 | 0 | 0 | 0 | 0+0j | 0 | 0 | 0+0j | 0 | 0 | 0+0j | 0 | 0 | 0+0j | 0 | 0 | 0+0j | 0 | 0 | 0+0j | 2541.6 | 1082.717 | 2541.6+1082.717j | 0 | 0 | 0+0j | 0 | 0 | 0+0j | 0 | 0 | 0 | 0 | 0 | 0 | 0 | 0 | 0 | 0 | 0 | 0 | 0 | 0 | 0 | 0 | 0 | 0 | 1 | 0 | 0 | 1 | 0 | 0 | 0 | 0 | 0 | 0 | 0 | OPEN | node_1401929_931_15303459_367 | AN | 8108301
load_220338761 |  | 0 | C | 0 | 0 | 0 | 0 | 0 | 0 | 0 | 0 | 0 | 0 | 0 | 0+0j | 0 | 0 | 0+0j | 0 | 0 | 0+0j | 0 | 0 | 0+0j | 0 | 0 | 0+0j | 0 | 0 | 0+0j | 1418.4 | 604.236 | 1418.4+604.236j | 0 | 0 | 0+0j | 0 | 0 | 0+0j | 0 | 0 | 0 | 0 | 0 | 0 | 0 | 0 | 0 | 0 | 0 | 0 | 0 | 0 | 0 | 0 | 0 | 0 | 1 | 0 | 0 | 1 | 0 | 0 | 0 | 0 | 0 | 0 | 0 | OPEN | node_1402027_238_15302449_446 | AN | 8108301
load_220338762 |  | 0 | C | 0 | 0 | 0 | 0 | 0 | 0 | 0 | 0 | 0 | 0 | 0 | 0+0j | 0 | 0 | 0+0j | 0 | 0 | 0+0j | 0 | 0 | 0+0j | 0 | 0 | 0+0j | 0 | 0 | 0+0j | 597.6 | 254.577 | 597.6+254.577j | 0 | 0 | 0+0j | 0 | 0 | 0+0j | 0 | 0 | 0 | 0 | 0 | 0 | 0 | 0 | 0 | 0 | 0 | 0 | 0 | 0 | 0 | 0 | 0 | 0 | 1 | 0 | 0 | 1 | 0 | 0 | 0 | 0 | 0 | 0 | 0 | OPEN | node_1402078_864_15303714_091 | AN | 8108301
load_220338763 |  | 0 | C | 0 | 0 | 0 | 0 | 0 | 0 | 0 | 0 | 0 | 0 | 0 | 0+0j | 0 | 0 | 0+0j | 0 | 0 | 0+0j | 0 | 0 | 0+0j | 0 | 0 | 0+0j | 0 | 0 | 0+0j | 5169.6 | 2202.24 | 5169.6+2202.24j | 0 | 0 | 0+0j | 0 | 0 | 0+0j | 0 | 0 | 0 | 0 | 0 | 0 | 0 | 0 | 0 | 0 | 0 | 0 | 0 | 0 | 0 | 0 | 0 | 0 | 1 | 0 | 0 | 1 | 0 | 0 | 0 | 0 | 0 | 0 | 0 | OPEN | node_1402245_242_15304944_843 | AN | 8108301
load_220338764 |  | 0 | R | 0 | 0 | 0 | 0 | 0 | 0 | 0 | 0 | 0 | 0 | 0 | 0+0j | 0 | 0 | 0+0j | 0 | 0 | 0+0j | 0 | 0 | 0+0j | 0 | 0 | 0+0j | 0 | 0 | 0+0j | 7005.6 | 2984.373 | 7005.6+2984.373j | 0 | 0 | 0+0j | 0 | 0 | 0+0j | 0 | 0 | 0 | 0 | 0 | 0 | 0 | 0 | 0 | 0 | 0 | 0 | 0 | 0 | 0 | 0 | 0 | 0 | 1 | 0 | 0 | 1 | 0 | 0 | 0 | 0 | 0 | 0 | 0 | OPEN | node_1402382_519_15305400_942 | AN | 8108301
load_220338765 |  | 0 | R | 0 | 0 | 0 | 0 | 0 | 0 | 0 | 0 | 0 | 0 | 0 | 0+0j | 0 | 0 | 0+0j | 0 | 0 | 0+0j | 0 | 0 | 0+0j | 0 | 0 | 0+0j | 0 | 0 | 0+0j | 9122.4 | 3886.126 | 9122.4+3886.126j | 0 | 0 | 0+0j | 0 | 0 | 0+0j | 0 | 0 | 0 | 0 | 0 | 0 | 0 | 0 | 0 | 0 | 0 | 0 | 0 | 0 | 0 | 0 | 0 | 0 | 1 | 0 | 0 | 1 | 0 | 0 | 0 | 0 | 0 | 0 | 0 | OPEN | node_1398566_224_15302825_072 | AN | 8108301
load_220338766 |  | 0 | R | 0 | 0 | 0 | 0 | 0 | 0 | 0 | 0 | 0 | 0 | 0 | 0+0j | 0 | 0 | 0+0j | 0 | 0 | 0+0j | 0 | 0 | 0+0j | 0 | 0 | 0+0j | 0 | 0 | 0+0j | 39168 | 16685.498 | 39168+16685.498j | 0 | 0 | 0+0j | 0 | 0 | 0+0j | 0 | 0 | 0 | 0 | 0 | 0 | 0 | 0 | 0 | 0 | 0 | 0 | 0 | 0 | 0 | 0 | 0 | 0 | 1 | 0 | 0 | 1 | 0 | 0 | 0 | 0 | 0 | 0 | 0 | OPEN | node_1398932_236_15303074_399 | AN | 8108301
load_220338767 |  | 0 | R | 0 | 0 | 0 | 0 | 0 | 0 | 0 | 0 | 0 | 0 | 0 | 0+0j | 0 | 0 | 0+0j | 0 | 0 | 0+0j | 0 | 0 | 0+0j | 0 | 0 | 0+0j | 0 | 0 | 0+0j | 51220.8 | 21819.969 | 51220.8+21819.969j | 0 | 0 | 0+0j | 0 | 0 | 0+0j | 0 | 0 | 0 | 0 | 0 | 0 | 0 | 0 | 0 | 0 | 0 | 0 | 0 | 0 | 0 | 0 | 0 | 0 | 1 | 0 | 0 | 1 | 0 | 0 | 0 | 0 | 0 | 0 | 0 | OPEN | node_1398927_846_15303682_261 | AN | 8108301
load_220338768 |  | 0 | R | 0 | 0 | 0 | 0 | 0 | 0 | 0 | 0 | 0 | 0 | 0 | 0+0j | 0 | 0 | 0+0j | 0 | 0 | 0+0j | 0 | 0 | 0+0j | 0 | 0 | 0+0j | 0 | 0 | 0+0j | 51012 | 21731.021 | 51012+21731.021j | 0 | 0 | 0+0j | 0 | 0 | 0+0j | 0 | 0 | 0 | 0 | 0 | 0 | 0 | 0 | 0 | 0 | 0 | 0 | 0 | 0 | 0 | 0 | 0 | 0 | 1 | 0 | 0 | 1 | 0 | 0 | 0 | 0 | 0 | 0 | 0 | OPEN | node_1399232_529_15303387_768 | AN | 8108301
load_220338769 |  | 0 | R | 0 | 0 | 0 | 0 | 0 | 0 | 0 | 0 | 0 | 0 | 0 | 0+0j | 0 | 0 | 0+0j | 0 | 0 | 0+0j | 0 | 0 | 0+0j | 0 | 0 | 0+0j | 0 | 0 | 0+0j | 95673.6 | 40756.783 | 95673.6+40756.783j | 0 | 0 | 0+0j | 0 | 0 | 0+0j | 0 | 0 | 0 | 0 | 0 | 0 | 0 | 0 | 0 | 0 | 0 | 0 | 0 | 0 | 0 | 0 | 0 | 0 | 1 | 0 | 0 | 1 | 0 | 0 | 0 | 0 | 0 | 0 | 0 | OPEN | node_1399181_678_15303933_064 | AN | 8108301
load_220338771 |  | 0 | R | 0 | 0 | 0 | 0 | 0 | 0 | 0 | 0 | 0 | 0 | 0 | 0+0j | 0 | 0 | 0+0j | 0 | 0 | 0+0j | 0 | 0 | 0+0j | 0 | 0 | 0+0j | 0 | 0 | 0+0j | 35906.4 | 15296.062 | 35906.4+15296.062j | 0 | 0 | 0+0j | 0 | 0 | 0+0j | 0 | 0 | 0 | 0 | 0 | 0 | 0 | 0 | 0 | 0 | 0 | 0 | 0 | 0 | 0 | 0 | 0 | 0 | 1 | 0 | 0 | 1 | 0 | 0 | 0 | 0 | 0 | 0 | 0 | OPEN | node_1400222_062_15303701_996 | AN | 8108301
load_220338772 |  | 0 | R | 0 | 0 | 0 | 0 | 0 | 0 | 0 | 0 | 0 | 0 | 0 | 0+0j | 0 | 0 | 0+0j | 0 | 0 | 0+0j | 0 | 0 | 0+0j | 0 | 0 | 0+0j | 0 | 0 | 0+0j | 21931.2 | 9342.652 | 21931.2+9342.652j | 0 | 0 | 0+0j | 0 | 0 | 0+0j | 0 | 0 | 0 | 0 | 0 | 0 | 0 | 0 | 0 | 0 | 0 | 0 | 0 | 0 | 0 | 0 | 0 | 0 | 1 | 0 | 0 | 1 | 0 | 0 | 0 | 0 | 0 | 0 | 0 | OPEN | node_1400171_804_15303985_015 | AN | 8108301
load_220340218 |  | 0 | C | 0 | 0 | 0 | 0 | 0 | 0 | 0 | 0 | 0 | 0 | 0 | 0+0j | 0 | 0 | 0+0j | 0 | 0 | 0+0j | 0 | 0 | 0+0j | 0 | 0 | 0+0j | 0 | 0 | 0+0j | 43084.8 | 18354.048 | 43084.8+18354.048j | 0 | 0 | 0+0j | 0 | 0 | 0+0j | 0 | 0 | 0 | 0 | 0 | 0 | 0 | 0 | 0 | 0 | 0 | 0 | 0 | 0 | 0 | 0 | 0 | 0 | 1 | 0 | 0 | 1 | 0 | 0 | 0 | 0 | 0 | 0 | 0 | OPEN | node_1403223_697_15306497_409 | AN | 8108301
load_220340220 |  | 0 | C | 0 | 0 | 0 | 0 | 0 | 0 | 0 | 0 | 0 | 0 | 0 | 0+0j | 0 | 0 | 0+0j | 0 | 0 | 0+0j | 0 | 0 | 0+0j | 0 | 0 | 0+0j | 0 | 0 | 0+0j | 72 | 30.672 | 72+30.672j | 0 | 0 | 0+0j | 0 | 0 | 0+0j | 0 | 0 | 0 | 0 | 0 | 0 | 0 | 0 | 0 | 0 | 0 | 0 | 0 | 0 | 0 | 0 | 0 | 0 | 1 | 0 | 0 | 1 | 0 | 0 | 0 | 0 | 0 | 0 | 0 | OPEN | node_1403533_958_15305344_595 | AN | 8108301
load_220340221 |  | 0 | C | 0 | 0 | 0 | 0 | 0 | 0 | 0 | 0 | 0 | 0 | 0 | 0+0j | 0 | 0 | 0+0j | 0 | 0 | 0+0j | 0 | 0 | 0+0j | 0 | 0 | 0+0j | 0 | 0 | 0+0j | 1000 | 425.998 | 1000+425.998j | 0 | 0 | 0+0j | 0 | 0 | 0+0j | 0 | 0 | 0 | 0 | 0 | 0 | 0 | 0 | 0 | 0 | 0 | 0 | 0 | 0 | 0 | 0 | 0 | 0 | 1 | 0 | 0 | 1 | 0 | 0 | 0 | 0 | 0 | 0 | 0 | OPEN | node_1403020_819_15306221_5 | AN | 8108301
load_220340222 |  | 0 | R | 0 | 0 | 0 | 0 | 0 | 0 | 0 | 0 | 0 | 0 | 0 | 0+0j | 0 | 0 | 0+0j | 0 | 0 | 0+0j | 0 | 0 | 0+0j | 0 | 0 | 0+0j | 0 | 0 | 0+0j | 9712.8 | 4137.635 | 9712.8+4137.635j | 0 | 0 | 0+0j | 0 | 0 | 0+0j | 0 | 0 | 0 | 0 | 0 | 0 | 0 | 0 | 0 | 0 | 0 | 0 | 0 | 0 | 0 | 0 | 0 | 0 | 1 | 0 | 0 | 1 | 0 | 0 | 0 | 0 | 0 | 0 | 0 | OPEN | node_1403811_044_15305372_46 | AN | 8108301
load_220340223 |  | 0 | R | 0 | 0 | 0 | 0 | 0 | 0 | 0 | 0 | 0 | 0 | 0 | 0+0j | 0 | 0 | 0+0j | 0 | 0 | 0+0j | 0 | 0 | 0+0j | 0 | 0 | 0+0j | 0 | 0 | 0+0j | 2966.4 | 1263.681 | 2966.4+1263.681j | 0 | 0 | 0+0j | 0 | 0 | 0+0j | 0 | 0 | 0 | 0 | 0 | 0 | 0 | 0 | 0 | 0 | 0 | 0 | 0 | 0 | 0 | 0 | 0 | 0 | 1 | 0 | 0 | 1 | 0 | 0 | 0 | 0 | 0 | 0 | 0 | OPEN | node_1404048_615_15305481_987 | AN | 8108301
load_220340224 |  | 0 | R | 0 | 0 | 0 | 0 | 0 | 0 | 0 | 0 | 0 | 0 | 0 | 0+0j | 0 | 0 | 0+0j | 0 | 0 | 0+0j | 0 | 0 | 0+0j | 0 | 0 | 0+0j | 0 | 0 | 0+0j | 12362.4 | 5266.36 | 12362.4+5266.36j | 0 | 0 | 0+0j | 0 | 0 | 0+0j | 0 | 0 | 0 | 0 | 0 | 0 | 0 | 0 | 0 | 0 | 0 | 0 | 0 | 0 | 0 | 0 | 0 | 0 | 1 | 0 | 0 | 1 | 0 | 0 | 0 | 0 | 0 | 0 | 0 | OPEN | node_1404459_504_15305505_933 | AN | 8108301
load_220340225 |  | 0 | R | 0 | 0 | 0 | 0 | 0 | 0 | 0 | 0 | 0 | 0 | 0 | 0+0j | 0 | 0 | 0+0j | 0 | 0 | 0+0j | 0 | 0 | 0+0j | 0 | 0 | 0+0j | 0 | 0 | 0+0j | 16603.2 | 7072.934 | 16603.2+7072.934j | 0 | 0 | 0+0j | 0 | 0 | 0+0j | 0 | 0 | 0 | 0 | 0 | 0 | 0 | 0 | 0 | 0 | 0 | 0 | 0 | 0 | 0 | 0 | 0 | 0 | 1 | 0 | 0 | 1 | 0 | 0 | 0 | 0 | 0 | 0 | 0 | OPEN | node_1404906_731_15305590_527 | AN | 8108301
load_220340226 |  | 0 | R | 0 | 0 | 0 | 0 | 0 | 0 | 0 | 0 | 0 | 0 | 0 | 0+0j | 0 | 0 | 0+0j | 0 | 0 | 0+0j | 0 | 0 | 0+0j | 0 | 0 | 0+0j | 0 | 0 | 0+0j | 11246.4 | 4790.946 | 11246.4+4790.946j | 0 | 0 | 0+0j | 0 | 0 | 0+0j | 0 | 0 | 0 | 0 | 0 | 0 | 0 | 0 | 0 | 0 | 0 | 0 | 0 | 0 | 0 | 0 | 0 | 0 | 1 | 0 | 0 | 1 | 0 | 0 | 0 | 0 | 0 | 0 | 0 | OPEN | node_1404931_228_15305958_748 | AN | 8108301
load_220340227 |  | 0 | R | 0 | 0 | 0 | 0 | 0 | 0 | 0 | 0 | 0 | 0 | 0 | 0+0j | 0 | 0 | 0+0j | 0 | 0 | 0+0j | 0 | 0 | 0+0j | 0 | 0 | 0+0j | 0 | 0 | 0+0j | 5860.8 | 2496.69 | 5860.8+2496.69j | 0 | 0 | 0+0j | 0 | 0 | 0+0j | 0 | 0 | 0 | 0 | 0 | 0 | 0 | 0 | 0 | 0 | 0 | 0 | 0 | 0 | 0 | 0 | 0 | 0 | 1 | 0 | 0 | 1 | 0 | 0 | 0 | 0 | 0 | 0 | 0 | OPEN | node_1405332_756_15305634_041 | AN | 8108301
load_220340228 |  | 0 | R | 0 | 0 | 0 | 0 | 0 | 0 | 0 | 0 | 0 | 0 | 0 | 0+0j | 0 | 0 | 0+0j | 0 | 0 | 0+0j | 0 | 0 | 0+0j | 0 | 0 | 0+0j | 0 | 0 | 0+0j | 17827.2 | 7594.355 | 17827.2+7594.355j | 0 | 0 | 0+0j | 0 | 0 | 0+0j | 0 | 0 | 0 | 0 | 0 | 0 | 0 | 0 | 0 | 0 | 0 | 0 | 0 | 0 | 0 | 0 | 0 | 0 | 1 | 0 | 0 | 1 | 0 | 0 | 0 | 0 | 0 | 0 | 0 | OPEN | node_1406112_159_15305506_315 | AN | 8108301
load_220340229 |  | 0 | R | 0 | 0 | 0 | 0 | 0 | 0 | 0 | 0 | 0 | 0 | 0 | 0+0j | 0 | 0 | 0+0j | 0 | 0 | 0+0j | 0 | 0 | 0+0j | 0 | 0 | 0+0j | 0 | 0 | 0+0j | 4860 | 2070.351 | 4860+2070.351j | 0 | 0 | 0+0j | 0 | 0 | 0+0j | 0 | 0 | 0 | 0 | 0 | 0 | 0 | 0 | 0 | 0 | 0 | 0 | 0 | 0 | 0 | 0 | 0 | 0 | 1 | 0 | 0 | 1 | 0 | 0 | 0 | 0 | 0 | 0 | 0 | OPEN | node_1406394_9_15305420_757 | AN | 8108301
load_220340230 |  | 0 | R | 0 | 0 | 0 | 0 | 0 | 0 | 0 | 0 | 0 | 0 | 0 | 0+0j | 0 | 0 | 0+0j | 0 | 0 | 0+0j | 0 | 0 | 0+0j | 0 | 0 | 0+0j | 0 | 0 | 0+0j | 2916 | 1242.211 | 2916+1242.211j | 0 | 0 | 0+0j | 0 | 0 | 0+0j | 0 | 0 | 0 | 0 | 0 | 0 | 0 | 0 | 0 | 0 | 0 | 0 | 0 | 0 | 0 | 0 | 0 | 0 | 1 | 0 | 0 | 1 | 0 | 0 | 0 | 0 | 0 | 0 | 0 | OPEN | node_1406665_845_15305334_084 | AN | 8108301
load_220340231 |  | 0 | R | 0 | 0 | 0 | 0 | 0 | 0 | 0 | 0 | 0 | 0 | 0 | 0+0j | 0 | 0 | 0+0j | 0 | 0 | 0+0j | 0 | 0 | 0+0j | 0 | 0 | 0+0j | 0 | 0 | 0+0j | 8503.2 | 3622.348 | 8503.2+3622.348j | 0 | 0 | 0+0j | 0 | 0 | 0+0j | 0 | 0 | 0 | 0 | 0 | 0 | 0 | 0 | 0 | 0 | 0 | 0 | 0 | 0 | 0 | 0 | 0 | 0 | 1 | 0 | 0 | 1 | 0 | 0 | 0 | 0 | 0 | 0 | 0 | OPEN | node_1406932_707_15305233_249 | AN | 8108301
load_220340637 |  | 0 | R | 0 | 0 | 0 | 0 | 0 | 0 | 0 | 0 | 0 | 0 | 0 | 0+0j | 0 | 0 | 0+0j | 0 | 0 | 0+0j | 0 | 0 | 0+0j | 0 | 0 | 0+0j | 0 | 0 | 0+0j | 51336 | 21869.044 | 51336+21869.044j | 0 | 0 | 0+0j | 0 | 0 | 0+0j | 0 | 0 | 0 | 0 | 0 | 0 | 0 | 0 | 0 | 0 | 0 | 0 | 0 | 0 | 0 | 0 | 0 | 0 | 1 | 0 | 0 | 1 | 0 | 0 | 0 | 0 | 0 | 0 | 0 | OPEN | node_1405088_848_15305361_194 | AN | 8108301
load_220340638 |  | 0 | R | 0 | 0 | 0 | 0 | 0 | 0 | 0 | 0 | 0 | 0 | 0 | 0+0j | 0 | 0 | 0+0j | 0 | 0 | 0+0j | 0 | 0 | 0+0j | 0 | 0 | 0+0j | 0 | 0 | 0+0j | 7070.4 | 3011.978 | 7070.4+3011.978j | 0 | 0 | 0+0j | 0 | 0 | 0+0j | 0 | 0 | 0 | 0 | 0 | 0 | 0 | 0 | 0 | 0 | 0 | 0 | 0 | 0 | 0 | 0 | 0 | 0 | 1 | 0 | 0 | 1 | 0 | 0 | 0 | 0 | 0 | 0 | 0 | OPEN | node_1405112_032_15304902_648 | AN | 8108301
load_220340639 |  | 0 | R | 0 | 0 | 0 | 0 | 0 | 0 | 0 | 0 | 0 | 0 | 0 | 0+0j | 0 | 0 | 0+0j | 0 | 0 | 0+0j | 0 | 0 | 0+0j | 0 | 0 | 0+0j | 0 | 0 | 0+0j | 3686.4 | 1570.4 | 3686.4+1570.4j | 0 | 0 | 0+0j | 0 | 0 | 0+0j | 0 | 0 | 0 | 0 | 0 | 0 | 0 | 0 | 0 | 0 | 0 | 0 | 0 | 0 | 0 | 0 | 0 | 0 | 1 | 0 | 0 | 1 | 0 | 0 | 0 | 0 | 0 | 0 | 0 | OPEN | node_1405045_396_15304730_699 | AN | 8108301
load_220340640 |  | 0 | R | 0 | 0 | 0 | 0 | 0 | 0 | 0 | 0 | 0 | 0 | 0 | 0+0j | 0 | 0 | 0+0j | 0 | 0 | 0+0j | 0 | 0 | 0+0j | 0 | 0 | 0+0j | 0 | 0 | 0+0j | 21708 | 9247.569 | 21708+9247.569j | 0 | 0 | 0+0j | 0 | 0 | 0+0j | 0 | 0 | 0 | 0 | 0 | 0 | 0 | 0 | 0 | 0 | 0 | 0 | 0 | 0 | 0 | 0 | 0 | 0 | 1 | 0 | 0 | 1 | 0 | 0 | 0 | 0 | 0 | 0 | 0 | OPEN | node_1405102_765_15304394_791 | AN | 8108301
load_220340641 |  | 0 | R | 0 | 0 | 0 | 0 | 0 | 0 | 0 | 0 | 0 | 0 | 0 | 0+0j | 0 | 0 | 0+0j | 0 | 0 | 0+0j | 0 | 0 | 0+0j | 0 | 0 | 0+0j | 0 | 0 | 0+0j | 22399.2 | 9542.019 | 22399.2+9542.019j | 0 | 0 | 0+0j | 0 | 0 | 0+0j | 0 | 0 | 0 | 0 | 0 | 0 | 0 | 0 | 0 | 0 | 0 | 0 | 0 | 0 | 0 | 0 | 0 | 0 | 1 | 0 | 0 | 1 | 0 | 0 | 0 | 0 | 0 | 0 | 0 | OPEN | node_1405117_407_15304066_746 | AN | 8108301
load_220427946 |  | 0 | C | 0 | 0 | 0 | 0 | 0 | 0 | 0 | 0 | 0 | 0 | 0 | 0+0j | 0 | 0 | 0+0j | 0 | 0 | 0+0j | 0 | 0 | 0+0j | 0 | 0 | 0+0j | 0 | 0 | 0+0j | 30000 | 12779.946 | 30000+12779.946j | 0 | 0 | 0+0j | 0 | 0 | 0+0j | 0 | 0 | 0 | 0 | 0 | 0 | 0 | 0 | 0 | 0 | 0 | 0 | 0 | 0 | 0 | 0 | 0 | 0 | 1 | 0 | 0 | 1 | 0 | 0 | 0 | 0 | 0 | 0 | 0 | OPEN | node_1399385_893_15300407_665 | AN | 8108301
load_220429131 |  | 0 | C | 0 | 0 | 0 | 0 | 0 | 0 | 0 | 0 | 0 | 0 | 0 | 0+0j | 0 | 0 | 0+0j | 0 | 0 | 0+0j | 0 | 0 | 0+0j | 0 | 0 | 0+0j | 0 | 0 | 0+0j | 127333.333 | 54243.773 | 127333.333+54243.773j | 0 | 0 | 0+0j | 0 | 0 | 0+0j | 0 | 0 | 0 | 0 | 0 | 0 | 0 | 0 | 0 | 0 | 0 | 0 | 0 | 0 | 0 | 0 | 0 | 0 | 1 | 0 | 0 | 1 | 0 | 0 | 0 | 0 | 0 | 0 | 0 | OPEN | node_1399348_302_15300530_316 | AN | 8108301
load_220432731 |  | 0 | R | 0 | 0 | 0 | 0 | 0 | 0 | 0 | 0 | 0 | 0 | 0 | 0+0j | 0 | 0 | 0+0j | 0 | 0 | 0+0j | 0 | 0 | 0+0j | 0 | 0 | 0+0j | 0 | 0 | 0+0j | 16912.8 | 7204.823 | 16912.8+7204.823j | 0 | 0 | 0+0j | 0 | 0 | 0+0j | 0 | 0 | 0 | 0 | 0 | 0 | 0 | 0 | 0 | 0 | 0 | 0 | 0 | 0 | 0 | 0 | 0 | 0 | 1 | 0 | 0 | 1 | 0 | 0 | 0 | 0 | 0 | 0 | 0 | OPEN | node_1405729_763_15305092_112 | AN | 8108301
load_220433158 |  | 0 | C | 0 | 0 | 0 | 0 | 0 | 0 | 0 | 0 | 0 | 0 | 0 | 0+0j | 0 | 0 | 0+0j | 0 | 0 | 0+0j | 0 | 0 | 0+0j | 0 | 0 | 0+0j | 0 | 0 | 0+0j | 0 | 0 | 0+0j | 127333.333 | 54243.773 | 127333.333+54243.773j | 0 | 0 | 0+0j | 0 | 0 | 0 | 0 | 0 | 0 | 0 | 0 | 0 | 0 | 0 | 0 | 0 | 0 | 0 | 0 | 0 | 0 | 1 | 0 | 0 | 1 | 0 | 0 | 0 | 0 | 0 | 0 | 0 | OPEN | node_1399328_503_15300531_53 | BN | 8108301
load_220433159 |  | 0 | C | 0 | 0 | 0 | 0 | 0 | 0 | 0 | 0 | 0 | 0 | 0 | 0+0j | 0 | 0 | 0+0j | 0 | 0 | 0+0j | 0 | 0 | 0+0j | 0 | 0 | 0+0j | 0 | 0 | 0+0j | 0 | 0 | 0+0j | 0 | 0 | 0+0j | 127333.333 | 54243.773 | 127333.333+54243.773j | 0 | 0 | 0 | 0 | 0 | 0 | 0 | 0 | 0 | 0 | 0 | 0 | 0 | 0 | 0 | 0 | 0 | 0 | 1 | 0 | 0 | 1 | 0 | 0 | 0 | 0 | 0 | 0 | 0 | OPEN | node_1399367_16_15300522_259 | CN | 8108301
load_220434780 |  | 0 | R | 0 | 0 | 0 | 0 | 0 | 0 | 0 | 0 | 0 | 0 | 0 | 0+0j | 0 | 0 | 0+0j | 0 | 0 | 0+0j | 0 | 0 | 0+0j | 0 | 0 | 0+0j | 0 | 0 | 0+0j | 9151.2 | 3898.395 | 9151.2+3898.395j | 0 | 0 | 0+0j | 0 | 0 | 0+0j | 0 | 0 | 0 | 0 | 0 | 0 | 0 | 0 | 0 | 0 | 0 | 0 | 0 | 0 | 0 | 0 | 0 | 0 | 1 | 0 | 0 | 1 | 0 | 0 | 0 | 0 | 0 | 0 | 0 | OPEN | node_1400755_41_15302893_723 | AN | 8108301
load_220437210 |  | 0 | C | 0 | 0 | 0 | 0 | 0 | 0 | 0 | 0 | 0 | 0 | 0 | 0+0j | 0 | 0 | 0+0j | 0 | 0 | 0+0j | 0 | 0 | 0+0j | 0 | 0 | 0+0j | 0 | 0 | 0+0j | 242726.4 | 103401.013 | 242726.4+103401.013j | 0 | 0 | 0+0j | 0 | 0 | 0+0j | 0 | 0 | 0 | 0 | 0 | 0 | 0 | 0 | 0 | 0 | 0 | 0 | 0 | 0 | 0 | 0 | 0 | 0 | 1 | 0 | 0 | 1 | 0 | 0 | 0 | 0 | 0 | 0 | 0 | OPEN | node_1399891_866_15299157_419 | AN | 8108301
load_220543632 |  | 0 | U | 0 | 0 | 0 | 0 | 0 | 0 | 0 | 0 | 0 | 0 | 0 | 0+0j | 0 | 0 | 0+0j | 0 | 0 | 0+0j | 0 | 0 | 0+0j | 0 | 0 | 0+0j | 0 | 0 | 0+0j | 0 | 0 | 0+0j | 0 | 0 | 0+0j | 0 | 0 | 0+0j | 0 | 0 | 0 | 0 | 0 | 0 | 0 | 0 | 0 | 0 | 0 | 0 | 0 | 0 | 0 | 0 | 0 | 0 | 1 | 0 | 0 | 1 | 0 | 0 | 0 | 0 | 0 | 0 | 0 | OPEN | node_1399495_536_15303478_438 | AN | 8108301
load_220596602 |  | 0 | C | 0 | 0 | 0 | 0 | 0 | 0 | 0 | 0 | 0 | 0 | 0 | 0+0j | 0 | 0 | 0+0j | 0 | 0 | 0+0j | 0 | 0 | 0+0j | 0 | 0 | 0+0j | 0 | 0 | 0+0j | 3000 | 1277.995 | 3000+1277.995j | 0 | 0 | 0+0j | 0 | 0 | 0+0j | 0 | 0 | 0 | 0 | 0 | 0 | 0 | 0 | 0 | 0 | 0 | 0 | 0 | 0 | 0 | 0 | 0 | 0 | 1 | 0 | 0 | 1 | 0 | 0 | 0 | 0 | 0 | 0 | 0 | OPEN | node_1398592_763_15301105_041 | AN | 8108301
load_220612063 |  | 0 | C | 0 | 0 | 0 | 0 | 0 | 0 | 0 | 0 | 0 | 0 | 0 | 0+0j | 0 | 0 | 0+0j | 0 | 0 | 0+0j | 0 | 0 | 0+0j | 0 | 0 | 0+0j | 0 | 0 | 0+0j | 3261.6 | 1389.436 | 3261.6+1389.436j | 0 | 0 | 0+0j | 0 | 0 | 0+0j | 0 | 0 | 0 | 0 | 0 | 0 | 0 | 0 | 0 | 0 | 0 | 0 | 0 | 0 | 0 | 0 | 0 | 0 | 1 | 0 | 0 | 1 | 0 | 0 | 0 | 0 | 0 | 0 | 0 | OPEN | node_1398401_883_15298968_916 | AN | 8108301
load_220625856 |  | 0 | C | 0 | 0 | 0 | 0 | 0 | 0 | 0 | 0 | 0 | 0 | 0 | 0+0j | 0 | 0 | 0+0j | 0 | 0 | 0+0j | 0 | 0 | 0+0j | 0 | 0 | 0+0j | 0 | 0 | 0+0j | 42000 | 17891.925 | 42000+17891.925j | 0 | 0 | 0+0j | 0 | 0 | 0+0j | 0 | 0 | 0 | 0 | 0 | 0 | 0 | 0 | 0 | 0 | 0 | 0 | 0 | 0 | 0 | 0 | 0 | 0 | 1 | 0 | 0 | 1 | 0 | 0 | 0 | 0 | 0 | 0 | 0 | OPEN | node_1399324_939_15299490_31 | AN | 8108301
load_220625857 |  | 0 | C | 0 | 0 | 0 | 0 | 0 | 0 | 0 | 0 | 0 | 0 | 0 | 0+0j | 0 | 0 | 0+0j | 0 | 0 | 0+0j | 0 | 0 | 0+0j | 0 | 0 | 0+0j | 0 | 0 | 0+0j | 0 | 0 | 0+0j | 42000 | 17891.925 | 42000+17891.925j | 0 | 0 | 0+0j | 0 | 0 | 0 | 0 | 0 | 0 | 0 | 0 | 0 | 0 | 0 | 0 | 0 | 0 | 0 | 0 | 0 | 0 | 1 | 0 | 0 | 1 | 0 | 0 | 0 | 0 | 0 | 0 | 0 | OPEN | node_1399331_104_15299465_054 | BN | 8108301
load_220625858 |  | 0 | C | 0 | 0 | 0 | 0 | 0 | 0 | 0 | 0 | 0 | 0 | 0 | 0+0j | 0 | 0 | 0+0j | 0 | 0 | 0+0j | 0 | 0 | 0+0j | 0 | 0 | 0+0j | 0 | 0 | 0+0j | 0 | 0 | 0+0j | 0 | 0 | 0+0j | 42000 | 17891.925 | 42000+17891.925j | 0 | 0 | 0 | 0 | 0 | 0 | 0 | 0 | 0 | 0 | 0 | 0 | 0 | 0 | 0 | 0 | 0 | 0 | 1 | 0 | 0 | 1 | 0 | 0 | 0 | 0 | 0 | 0 | 0 | OPEN | node_1399323_861_15299516_889 | CN | 8108301
load_220647696 |  | 0 | C | 0 | 0 | 0 | 0 | 0 | 0 | 0 | 0 | 0 | 0 | 0 | 0+0j | 0 | 0 | 0+0j | 0 | 0 | 0+0j | 0 | 0 | 0+0j | 0 | 0 | 0+0j | 0 | 0 | 0+0j | 24666.667 | 10507.956 | 24666.667+10507.956j | 0 | 0 | 0+0j | 0 | 0 | 0+0j | 0 | 0 | 0 | 0 | 0 | 0 | 0 | 0 | 0 | 0 | 0 | 0 | 0 | 0 | 0 | 0 | 0 | 0 | 1 | 0 | 0 | 1 | 0 | 0 | 0 | 0 | 0 | 0 | 0 | OPEN | node_1398738_897_15300490_731 | AN | 8108301
load_220647697 |  | 0 | C | 0 | 0 | 0 | 0 | 0 | 0 | 0 | 0 | 0 | 0 | 0 | 0+0j | 0 | 0 | 0+0j | 0 | 0 | 0+0j | 0 | 0 | 0+0j | 0 | 0 | 0+0j | 0 | 0 | 0+0j | 0 | 0 | 0+0j | 24666.667 | 10507.956 | 24666.667+10507.956j | 0 | 0 | 0+0j | 0 | 0 | 0 | 0 | 0 | 0 | 0 | 0 | 0 | 0 | 0 | 0 | 0 | 0 | 0 | 0 | 0 | 0 | 1 | 0 | 0 | 1 | 0 | 0 | 0 | 0 | 0 | 0 | 0 | OPEN | node_1398742_58_15300438_196 | BN | 8108301
load_220647700 |  | 0 | C | 0 | 0 | 0 | 0 | 0 | 0 | 0 | 0 | 0 | 0 | 0 | 0+0j | 0 | 0 | 0+0j | 0 | 0 | 0+0j | 0 | 0 | 0+0j | 0 | 0 | 0+0j | 0 | 0 | 0+0j | 0 | 0 | 0+0j | 0 | 0 | 0+0j | 24666.667 | 10507.956 | 24666.667+10507.956j | 0 | 0 | 0 | 0 | 0 | 0 | 0 | 0 | 0 | 0 | 0 | 0 | 0 | 0 | 0 | 0 | 0 | 0 | 1 | 0 | 0 | 1 | 0 | 0 | 0 | 0 | 0 | 0 | 0 | OPEN | node_1398743_315_15300464_811 | CN | 8108301
load_310013882 |  | 0 | C | 0 | 0 | 0 | 0 | 0 | 0 | 0 | 0 | 0 | 0 | 0 | 0+0j | 0 | 0 | 0+0j | 0 | 0 | 0+0j | 0 | 0 | 0+0j | 0 | 0 | 0+0j | 0 | 0 | 0+0j | 946000 | 402994.312 | 946000+402994.312j | 0 | 0 | 0+0j | 0 | 0 | 0+0j | 0 | 0 | 0 | 0 | 0 | 0 | 0 | 0 | 0 | 0 | 0 | 0 | 0 | 0 | 0 | 0 | 0 | 0 | 1 | 0 | 0 | 1 | 0 | 0 | 0 | 0 | 0 | 0 | 0 | OPEN | node_1398039_926_15299465_224 | AN | 8108301
load_310049245 |  | 0 | U | 0 | 0 | 0 | 0 | 0 | 0 | 0 | 0 | 0 | 0 | 0 | 0+0j | 0 | 0 | 0+0j | 0 | 0 | 0+0j | 0 | 0 | 0+0j | 0 | 0 | 0+0j | 0 | 0 | 0+0j | 0 | 0 | 0+0j | 0 | 0 | 0+0j | 0 | 0 | 0+0j | 0 | 0 | 0 | 0 | 0 | 0 | 0 | 0 | 0 | 0 | 0 | 0 | 0 | 0 | 0 | 0 | 0 | 0 | 1 | 0 | 0 | 1 | 0 | 0 | 0 | 0 | 0 | 0 | 0 | OPEN | node_1399100_749_15299907_799 | CN | 8108301
load_310050325 |  | 0 | R | 0 | 0 | 0 | 0 | 0 | 0 | 0 | 0 | 0 | 0 | 0 | 0+0j | 0 | 0 | 0+0j | 0 | 0 | 0+0j | 0 | 0 | 0+0j | 0 | 0 | 0+0j | 0 | 0 | 0+0j | 10.8 | 4.601 | 10.8+4.601j | 0 | 0 | 0+0j | 0 | 0 | 0+0j | 0 | 0 | 0 | 0 | 0 | 0 | 0 | 0 | 0 | 0 | 0 | 0 | 0 | 0 | 0 | 0 | 0 | 0 | 1 | 0 | 0 | 1 | 0 | 0 | 0 | 0 | 0 | 0 | 0 | OPEN | node_1398976_525_15300382_769 | AN | 8108301
load_310050327 |  | 0 | C | 0 | 0 | 0 | 0 | 0 | 0 | 0 | 0 | 0 | 0 | 0 | 0+0j | 0 | 0 | 0+0j | 0 | 0 | 0+0j | 0 | 0 | 0+0j | 0 | 0 | 0+0j | 0 | 0 | 0+0j | 8000 | 3407.986 | 8000+3407.986j | 0 | 0 | 0+0j | 0 | 0 | 0+0j | 0 | 0 | 0 | 0 | 0 | 0 | 0 | 0 | 0 | 0 | 0 | 0 | 0 | 0 | 0 | 0 | 0 | 0 | 1 | 0 | 0 | 1 | 0 | 0 | 0 | 0 | 0 | 0 | 0 | OPEN | node_1398977_334_15300361_262 | AN | 8108301
load_311935024 |  | 0 | C | 0 | 0 | 0 | 0 | 0 | 0 | 0 | 0 | 0 | 0 | 0 | 0+0j | 0 | 0 | 0+0j | 0 | 0 | 0+0j | 0 | 0 | 0+0j | 0 | 0 | 0+0j | 0 | 0 | 0+0j | 5666.667 | 2413.99 | 5666.667+2413.99j | 0 | 0 | 0+0j | 0 | 0 | 0+0j | 0 | 0 | 0 | 0 | 0 | 0 | 0 | 0 | 0 | 0 | 0 | 0 | 0 | 0 | 0 | 0 | 0 | 0 | 1 | 0 | 0 | 1 | 0 | 0 | 0 | 0 | 0 | 0 | 0 | OPEN | node_1398402_724_15300201_12 | AN | 8108301
load_311935025 |  | 0 | C | 0 | 0 | 0 | 0 | 0 | 0 | 0 | 0 | 0 | 0 | 0 | 0+0j | 0 | 0 | 0+0j | 0 | 0 | 0+0j | 0 | 0 | 0+0j | 0 | 0 | 0+0j | 0 | 0 | 0+0j | 0 | 0 | 0+0j | 5666.667 | 2413.99 | 5666.667+2413.99j | 0 | 0 | 0+0j | 0 | 0 | 0 | 0 | 0 | 0 | 0 | 0 | 0 | 0 | 0 | 0 | 0 | 0 | 0 | 0 | 0 | 0 | 1 | 0 | 0 | 1 | 0 | 0 | 0 | 0 | 0 | 0 | 0 | OPEN | node_1398400_039_15300191_179 | BN | 8108301
load_311935026 |  | 0 | C | 0 | 0 | 0 | 0 | 0 | 0 | 0 | 0 | 0 | 0 | 0 | 0+0j | 0 | 0 | 0+0j | 0 | 0 | 0+0j | 0 | 0 | 0+0j | 0 | 0 | 0+0j | 0 | 0 | 0+0j | 0 | 0 | 0+0j | 0 | 0 | 0+0j | 5666.667 | 2413.99 | 5666.667+2413.99j | 0 | 0 | 0 | 0 | 0 | 0 | 0 | 0 | 0 | 0 | 0 | 0 | 0 | 0 | 0 | 0 | 0 | 0 | 1 | 0 | 0 | 1 | 0 | 0 | 0 | 0 | 0 | 0 | 0 | OPEN | node_1398400_226_15300178_174 | CN | 8108301
load_312005186 |  | 0 | C | 0 | 0 | 0 | 0 | 0 | 0 | 0 | 0 | 0 | 0 | 0 | 0+0j | 0 | 0 | 0+0j | 0 | 0 | 0+0j | 0 | 0 | 0+0j | 0 | 0 | 0+0j | 0 | 0 | 0+0j | 7000 | 2981.988 | 7000+2981.988j | 0 | 0 | 0+0j | 0 | 0 | 0+0j | 0 | 0 | 0 | 0 | 0 | 0 | 0 | 0 | 0 | 0 | 0 | 0 | 0 | 0 | 0 | 0 | 0 | 0 | 1 | 0 | 0 | 1 | 0 | 0 | 0 | 0 | 0 | 0 | 0 | OPEN | node_1400076_578_15298598_011 | AN | 8108301
load_312040849 |  | 0 | U | 0 | 0 | 0 | 0 | 0 | 0 | 0 | 0 | 0 | 0 | 0 | 0+0j | 0 | 0 | 0+0j | 0 | 0 | 0+0j | 0 | 0 | 0+0j | 0 | 0 | 0+0j | 0 | 0 | 0+0j | 0 | 0 | 0+0j | 0 | 0 | 0+0j | 0 | 0 | 0+0j | 0 | 0 | 0 | 0 | 0 | 0 | 0 | 0 | 0 | 0 | 0 | 0 | 0 | 0 | 0 | 0 | 0 | 0 | 1 | 0 | 0 | 1 | 0 | 0 | 0 | 0 | 0 | 0 | 0 | OPEN | node_1398878_971_15299800_793 | AN | 8108301
load_312118441 |  | 0 | C | 0 | 0 | 0 | 0 | 0 | 0 | 0 | 0 | 0 | 0 | 0 | 0+0j | 0 | 0 | 0+0j | 0 | 0 | 0+0j | 0 | 0 | 0+0j | 0 | 0 | 0+0j | 0 | 0 | 0+0j | 0 | 0 | 0+0j | 0 | 0 | 0+0j | 0 | 0 | 0+0j | 0 | 0 | 0 | 0 | 0 | 0 | 0 | 0 | 0 | 0 | 0 | 0 | 0 | 0 | 0 | 0 | 0 | 0 | 1 | 0 | 0 | 1 | 0 | 0 | 0 | 0 | 0 | 0 | 0 | OPEN | node_1398193_217_15298498_948 | AN | 8108301
load_312118441-L-1 |  | 0 | R | 0 | 0 | 0 | 0 | 0 | 0 | 0 | 0 | 0 | 0 | 0 | 0+0j | 0 | 0 | 0+0j | 0 | 0 | 0+0j | 0 | 0 | 0+0j | 0 | 0 | 0+0j | 0 | 0 | 0+0j | 0 | 0 | 0+0j | 0 | 0 | 0+0j | 0 | 0 | 0+0j | 0 | 0 | 0 | 0 | 0 | 0 | 0 | 0 | 0 | 0 | 0 | 0 | 0 | 0 | 0 | 0 | 0 | 0 | 1 | 0 | 0 | 1 | 0 | 0 | 0 | 0 | 0 | 0 | 0 | OPEN | node_1398193_217_15298498_948 | AN | 8108301
load_312120471 |  | 0 | U | 0 | 0 | 0 | 0 | 0 | 0 | 0 | 0 | 0 | 0 | 0 | 0+0j | 0 | 0 | 0+0j | 0 | 0 | 0+0j | 0 | 0 | 0+0j | 0 | 0 | 0+0j | 0 | 0 | 0+0j | 0 | 0 | 0+0j | 0 | 0 | 0+0j | 0 | 0 | 0+0j | 0 | 0 | 0 | 0 | 0 | 0 | 0 | 0 | 0 | 0 | 0 | 0 | 0 | 0 | 0 | 0 | 0 | 0 | 1 | 0 | 0 | 1 | 0 | 0 | 0 | 0 | 0 | 0 | 0 | OPEN | node_1398621_259_15302396_36 | ABCN | 8108301

## OverheadLineConductor
Name | Diameter | GeometricMeanRadius | RatingSummerContinuous | RatingSummerEmergency | RatingWinterContinuous | RatingWinterEmergency | Feeder | Comments
oh_cond_1/0_4/0_AA-AC-AL | 0.469 | 0.014 | 235 | 235 | 310 | 310 | 8108301
oh_cond_1/0_AAAC | 0.398 | 0.012 | 235 | 235 | 310 | 310 | 8108301
oh_cond_1/0_ACSR | 0.398 | 0.012 | 265 | 265 | 330 | 330 | 8108301
oh_cond_2/0_CU | 0.414 | 0.013 | 295 | 295 | 425 | 425 | 8108301
oh_cond_2_ACSR | 0.325 | 0.01 | 195 | 195 | 245 | 245 | 8108301
oh_cond_2_CU | 0.292 | 0.009 | 190 | 190 | 270 | 270 | 8108301
oh_cond_3_#7_CWD_30% | 0.311 | 0.005 | 125 | 125 | 195 | 195 | 8108301
oh_cond_4/0_AAAC | 0.563 | 0.017 | 365 | 365 | 480 | 480 | 8108301
oh_cond_4/0_ACSR | 0.563 | 0.017 | 410 | 410 | 515 | 515 | 8108301
oh_cond_4/0_AL | 0.522 | 0.016 | 365 | 365 | 480 | 480 | 8108301
oh_cond_4_CU | 0.232 | 0.007 | 140 | 140 | 200 | 200 | 8108301
oh_cond_477_MCM_AL | 0.792 | 0.025 | 605 | 605 | 810 | 810 | 8108301
oh_cond_WP-4/0-CU | 0.81 | 0.015 | 340 | 340 | 390 | 390 | 8108301

## OverheadLineConfiguration
Name | ConductorA | ConductorB | ConductorC | ConductorN | LineSpacing | Capacitance11 | Capacitance12 | Capacitance13 | Capacitance21 | Capacitance22 | Capacitance23 | Capacitance31 | Capacitance32 | Capacitance33 | Impedance11 | Impedance12 | Impedance13 | Impedance21 | Impedance22 | Impedance23 | Impedance31 | Impedance32 | Impedance33 | Feeder | Comments
bal_1P_1/0AA | oh_cond_1/0_AAAC | oh_cond_1/0_AAAC | oh_cond_1/0_AAAC |  |  | 12.796 | -3.172 | -3.172 | -3.172 | 12.796 | -3.172 | -3.172 | -3.172 | 12.796 | 0.972+1.499j | 0.095+0.781j | 0.095+0.781j | 0.095+0.781j | 0.972+1.499j | 0.095+0.781j | 0.095+0.781j | 0.095+0.781j | 0.972+1.499j | 8108301
bal_1P_1/0AA_1/0AA(N) | oh_cond_1/0_AAAC | oh_cond_1/0_AAAC | oh_cond_1/0_AAAC | oh_cond_1/0_AAAC |  | 13.243 | -2.726 | -2.726 | -2.726 | 13.243 | -2.726 | -2.726 | -2.726 | 13.243 | 1.078+1.186j | 0.201+0.467j | 0.201+0.467j | 0.201+0.467j | 1.078+1.186j | 0.201+0.467j | 0.201+0.467j | 0.201+0.467j | 1.078+1.186j | 8108301
bal_1P_1/0AC | oh_cond_1/0_ACSR | oh_cond_1/0_ACSR | oh_cond_1/0_ACSR |  |  | 12.796 | -3.172 | -3.172 | -3.172 | 12.796 | -3.172 | -3.172 | -3.172 | 12.796 | 0.983+1.218j | 0.095+0.781j | 0.095+0.781j | 0.095+0.781j | 0.983+1.218j | 0.095+0.781j | 0.095+0.781j | 0.095+0.781j | 0.983+1.218j | 8108301
bal_1P_1/0AC_1/0AC(N) | oh_cond_1/0_ACSR | oh_cond_1/0_ACSR | oh_cond_1/0_ACSR | oh_cond_1/0_ACSR |  | 13.243 | -2.726 | -2.726 | -2.726 | 13.243 | -2.726 | -2.726 | -2.726 | 13.243 | 1.091+1.185j | 0.203+0.469j | 0.203+0.469j | 0.203+0.469j | 1.091+1.185j | 0.203+0.469j | 0.203+0.469j | 0.203+0.469j | 1.091+1.185j | 8108301
bal_1P_2AC | oh_cond_2_ACSR | oh_cond_2_ACSR | oh_cond_2_ACSR |  |  | 12.393 | -3.017 | -3.017 | -3.017 | 12.393 | -3.017 | -3.017 | -3.017 | 12.393 | 1.505+1.527j | 0.095+0.781j | 0.095+0.781j | 0.095+0.781j | 1.505+1.527j | 0.095+0.781j | 0.095+0.781j | 0.095+0.781j | 1.505+1.527j | 8108301
bal_1P_4/0AA_1/0AA | oh_cond_1/0_4/0_AA-AC-AL | oh_cond_1/0_4/0_AA-AC-AL | oh_cond_1/0_4/0_AA-AC-AL |  |  | 13.142 | -3.307 | -3.307 | -3.307 | 13.142 | -3.307 | -3.307 | -3.307 | 13.142 | 0.758+1.479j | 0.095+0.781j | 0.095+0.781j | 0.095+0.781j | 0.758+1.479j | 0.095+0.781j | 0.095+0.781j | 0.095+0.781j | 0.758+1.479j | 8108301
bal_1P_4/0AC | oh_cond_4/0_ACSR | oh_cond_4/0_ACSR | oh_cond_4/0_ACSR |  |  | 13.554 | -3.469 | -3.469 | -3.469 | 13.554 | -3.469 | -3.469 | -3.469 | 13.554 | 0.54+1.457j | 0.095+0.781j | 0.095+0.781j | 0.095+0.781j | 0.54+1.457j | 0.095+0.781j | 0.095+0.781j | 0.095+0.781j | 0.54+1.457j | 8108301
bal_1P_4/0AL | oh_cond_4/0_AL | oh_cond_4/0_AL | oh_cond_4/0_AL |  |  | 13.381 | -3.4 | -3.4 | -3.4 | 13.381 | -3.4 | -3.4 | -3.4 | 13.381 | 0.537+1.466j | 0.095+0.781j | 0.095+0.781j | 0.095+0.781j | 0.537+1.466j | 0.095+0.781j | 0.095+0.781j | 0.095+0.781j | 0.537+1.466j | 8108301
bal_1P_4CU | oh_cond_4_CU | oh_cond_4_CU | oh_cond_4_CU |  |  | 11.78 | -2.785 | -2.785 | -2.785 | 11.78 | -2.785 | -2.785 | -2.785 | 11.78 | 1.483+1.565j | 0.095+0.781j | 0.095+0.781j | 0.095+0.781j | 1.483+1.565j | 0.095+0.781j | 0.095+0.781j | 0.095+0.781j | 1.483+1.565j | 8108301
bal_1P_WYECUST | oh_cond_2/0_CU | oh_cond_2/0_CU | oh_cond_2/0_CU | oh_cond_3_#7_CWD_30% |  | 13.24 | -2.712 | -2.712 | -2.712 | 13.24 | -2.712 | -2.712 | -2.712 | 13.24 | 0.66+1.378j | 0.22+0.666j | 0.22+0.666j | 0.22+0.666j | 0.66+1.378j | 0.22+0.666j | 0.22+0.666j | 0.22+0.666j | 0.66+1.378j | 8108301
bal_2P_1/0AA_1/0AA(N) | oh_cond_1/0_AAAC | oh_cond_1/0_AAAC | oh_cond_1/0_AAAC | oh_cond_1/0_AAAC |  | 13.243 | -2.726 | -2.726 | -2.726 | 13.243 | -2.726 | -2.726 | -2.726 | 13.243 | 1.078+1.186j | 0.201+0.467j | 0.201+0.467j | 0.201+0.467j | 1.078+1.186j | 0.201+0.467j | 0.201+0.467j | 0.201+0.467j | 1.078+1.186j | 8108301
bal_2P_1/0AA_4/0AC(N) | oh_cond_1/0_AAAC | oh_cond_1/0_AAAC | oh_cond_1/0_AAAC | oh_cond_4/0_ACSR |  | 13.267 | -2.702 | -2.702 | -2.702 | 13.267 | -2.702 | -2.702 | -2.702 | 13.267 | 1.012+1.121j | 0.136+0.403j | 0.136+0.403j | 0.136+0.403j | 1.012+1.121j | 0.136+0.403j | 0.136+0.403j | 0.136+0.403j | 1.012+1.121j | 8108301
bal_2P_2CU_4/0AL(N) | oh_cond_2_CU | oh_cond_2_CU | oh_cond_2_CU | oh_cond_4/0_AL |  | 12.634 | -2.497 | -2.497 | -2.497 | 12.634 | -2.497 | -2.497 | -2.497 | 12.634 | 1.007+1.16j | 0.134+0.404j | 0.134+0.404j | 0.134+0.404j | 1.007+1.16j | 0.134+0.404j | 0.134+0.404j | 0.134+0.404j | 1.007+1.16j | 8108301
bal_3P_1/0AA_1/0AA(N) | oh_cond_1/0_AAAC | oh_cond_1/0_AAAC | oh_cond_1/0_AAAC | oh_cond_1/0_AAAC |  | 13.243 | -2.726 | -2.726 | -2.726 | 13.243 | -2.726 | -2.726 | -2.726 | 13.243 | 1.078+1.186j | 0.201+0.467j | 0.201+0.467j | 0.201+0.467j | 1.078+1.186j | 0.201+0.467j | 0.201+0.467j | 0.201+0.467j | 1.078+1.186j | 8108301
bal_3P_1/0AA_1/0AC(N) | oh_cond_1/0_AAAC | oh_cond_1/0_AAAC | oh_cond_1/0_AAAC | oh_cond_1/0_ACSR |  | 13.243 | -2.726 | -2.726 | -2.726 | 13.243 | -2.726 | -2.726 | -2.726 | 13.243 | 1.08+1.187j | 0.203+0.469j | 0.203+0.469j | 0.203+0.469j | 1.08+1.187j | 0.203+0.469j | 0.203+0.469j | 0.203+0.469j | 1.08+1.187j | 8108301
bal_3P_1/0AA_4/0AA(N) | oh_cond_1/0_AAAC | oh_cond_1/0_AAAC | oh_cond_1/0_AAAC | oh_cond_4/0_AAAC |  | 13.267 | -2.702 | -2.702 | -2.702 | 13.267 | -2.702 | -2.702 | -2.702 | 13.267 | 1.011+1.121j | 0.134+0.402j | 0.134+0.402j | 0.134+0.402j | 1.011+1.121j | 0.134+0.402j | 0.134+0.402j | 0.134+0.402j | 1.011+1.121j | 8108301
bal_3P_1/0AA_4/0AC(N) | oh_cond_1/0_AAAC | oh_cond_1/0_AAAC | oh_cond_1/0_AAAC | oh_cond_4/0_ACSR |  | 13.267 | -2.702 | -2.702 | -2.702 | 13.267 | -2.702 | -2.702 | -2.702 | 13.267 | 1.012+1.121j | 0.136+0.403j | 0.136+0.403j | 0.136+0.403j | 1.012+1.121j | 0.136+0.403j | 0.136+0.403j | 0.136+0.403j | 1.012+1.121j | 8108301
bal_3P_1/0AA_4/0AL(N) | oh_cond_1/0_AAAC | oh_cond_1/0_AAAC | oh_cond_1/0_AAAC | oh_cond_4/0_AL |  | 13.261 | -2.707 | -2.707 | -2.707 | 13.261 | -2.707 | -2.707 | -2.707 | 13.261 | 1.011+1.123j | 0.134+0.404j | 0.134+0.404j | 0.134+0.404j | 1.011+1.123j | 0.134+0.404j | 0.134+0.404j | 0.134+0.404j | 1.011+1.123j | 8108301
bal_3P_1/0AC_1/0AA(N) | oh_cond_1/0_ACSR | oh_cond_1/0_ACSR | oh_cond_1/0_ACSR | oh_cond_1/0_AAAC |  | 13.243 | -2.726 | -2.726 | -2.726 | 13.243 | -2.726 | -2.726 | -2.726 | 13.243 | 1.089+1.184j | 0.201+0.467j | 0.201+0.467j | 0.201+0.467j | 1.089+1.184j | 0.201+0.467j | 0.201+0.467j | 0.201+0.467j | 1.089+1.184j | 8108301
bal_3P_1/0AC_2/0CU(N) | oh_cond_1/0_ACSR | oh_cond_1/0_ACSR | oh_cond_1/0_ACSR | oh_cond_2/0_CU |  | 13.245 | -2.723 | -2.723 | -2.723 | 13.245 | -2.723 | -2.723 | -2.723 | 13.245 | 1.019+1.125j | 0.131+0.409j | 0.131+0.409j | 0.131+0.409j | 1.019+1.125j | 0.131+0.409j | 0.131+0.409j | 0.131+0.409j | 1.019+1.125j | 8108301
bal_3P_1/0AC_4/0AA(N) | oh_cond_1/0_ACSR | oh_cond_1/0_ACSR | oh_cond_1/0_ACSR | oh_cond_4/0_AAAC |  | 13.267 | -2.702 | -2.702 | -2.702 | 13.267 | -2.702 | -2.702 | -2.702 | 13.267 | 1.022+1.118j | 0.134+0.402j | 0.134+0.402j | 0.134+0.402j | 1.022+1.118j | 0.134+0.402j | 0.134+0.402j | 0.134+0.402j | 1.022+1.118j | 8108301
bal_3P_1/0AC_4/0AC(N) | oh_cond_1/0_ACSR | oh_cond_1/0_ACSR | oh_cond_1/0_ACSR | oh_cond_4/0_ACSR |  | 13.267 | -2.702 | -2.702 | -2.702 | 13.267 | -2.702 | -2.702 | -2.702 | 13.267 | 1.024+1.119j | 0.136+0.403j | 0.136+0.403j | 0.136+0.403j | 1.024+1.119j | 0.136+0.403j | 0.136+0.403j | 0.136+0.403j | 1.024+1.119j | 8108301
bal_3P_1/0AC_4/0AL(N) | oh_cond_1/0_ACSR | oh_cond_1/0_ACSR | oh_cond_1/0_ACSR | oh_cond_4/0_AL |  | 13.261 | -2.707 | -2.707 | -2.707 | 13.261 | -2.707 | -2.707 | -2.707 | 13.261 | 1.022+1.12j | 0.134+0.404j | 0.134+0.404j | 0.134+0.404j | 1.022+1.12j | 0.134+0.404j | 0.134+0.404j | 0.134+0.404j | 1.022+1.12j | 8108301
bal_3P_2/0CU_1/0AC(N) | oh_cond_2/0_CU | oh_cond_2/0_CU | oh_cond_2/0_CU | oh_cond_1/0_ACSR |  | 13.327 | -2.754 | -2.754 | -2.754 | 13.327 | -2.754 | -2.754 | -2.754 | 13.327 | 0.643+1.175j | 0.203+0.469j | 0.203+0.469j | 0.203+0.469j | 0.643+1.175j | 0.203+0.469j | 0.203+0.469j | 0.203+0.469j | 0.643+1.175j | 8108301
bal_3P_2CU_1/0AA(N) | oh_cond_2_CU | oh_cond_2_CU | oh_cond_2_CU | oh_cond_1/0_AAAC |  | 12.617 | -2.515 | -2.515 | -2.515 | 12.617 | -2.515 | -2.515 | -2.515 | 12.617 | 1.074+1.223j | 0.201+0.467j | 0.201+0.467j | 0.201+0.467j | 1.074+1.223j | 0.201+0.467j | 0.201+0.467j | 0.201+0.467j | 1.074+1.223j | 8108301
bal_3P_2CU_2CU(N) | oh_cond_2_CU | oh_cond_2_CU | oh_cond_2_CU | oh_cond_2_CU |  | 12.598 | -2.533 | -2.533 | -2.533 | 12.598 | -2.533 | -2.533 | -2.533 | 12.598 | 1.069+1.227j | 0.196+0.471j | 0.196+0.471j | 0.196+0.471j | 1.069+1.227j | 0.196+0.471j | 0.196+0.471j | 0.196+0.471j | 1.069+1.227j | 8108301
bal_3P_4/0AA_1/0AA(N) | oh_cond_4/0_AAAC | oh_cond_4/0_AAAC | oh_cond_4/0_AAAC | oh_cond_1/0_AAAC |  | 14.027 | -2.996 | -2.996 | -2.996 | 14.027 | -2.996 | -2.996 | -2.996 | 14.027 | 0.64+1.144j | 0.201+0.467j | 0.201+0.467j | 0.201+0.467j | 0.64+1.144j | 0.201+0.467j | 0.201+0.467j | 0.201+0.467j | 0.64+1.144j | 8108301
bal_3P_4/0AC_1/0AA(N) | oh_cond_4/0_ACSR | oh_cond_4/0_ACSR | oh_cond_4/0_ACSR | oh_cond_1/0_AAAC |  | 14.027 | -2.996 | -2.996 | -2.996 | 14.027 | -2.996 | -2.996 | -2.996 | 14.027 | 0.646+1.144j | 0.201+0.467j | 0.201+0.467j | 0.201+0.467j | 0.646+1.144j | 0.201+0.467j | 0.201+0.467j | 0.201+0.467j | 0.646+1.144j | 8108301
bal_3P_4/0AL_1/0AA(N) | oh_cond_4/0_AL | oh_cond_4/0_AL | oh_cond_4/0_AL | oh_cond_1/0_AAAC |  | 13.848 | -2.934 | -2.934 | -2.934 | 13.848 | -2.934 | -2.934 | -2.934 | 13.848 | 0.643+1.153j | 0.201+0.467j | 0.201+0.467j | 0.201+0.467j | 0.643+1.153j | 0.201+0.467j | 0.201+0.467j | 0.201+0.467j | 0.643+1.153j | 8108301
bal_3P_4/0AL_4/0AA(N) | oh_cond_4/0_AL | oh_cond_4/0_AL | oh_cond_4/0_AL | oh_cond_4/0_AAAC |  | 13.873 | -2.909 | -2.909 | -2.909 | 13.873 | -2.909 | -2.909 | -2.909 | 13.873 | 0.576+1.087j | 0.134+0.402j | 0.134+0.402j | 0.134+0.402j | 0.576+1.087j | 0.134+0.402j | 0.134+0.402j | 0.134+0.402j | 0.576+1.087j | 8108301
bal_3P_4/0AL_4/0AL(N) | oh_cond_4/0_AL | oh_cond_4/0_AL | oh_cond_4/0_AL | oh_cond_4/0_AL |  | 13.867 | -2.914 | -2.914 | -2.914 | 13.867 | -2.914 | -2.914 | -2.914 | 13.867 | 0.576+1.089j | 0.134+0.404j | 0.134+0.404j | 0.134+0.404j | 0.576+1.089j | 0.134+0.404j | 0.134+0.404j | 0.134+0.404j | 0.576+1.089j | 8108301
bal_3P_4CU_4/0AL(N) | oh_cond_4_CU | oh_cond_4_CU | oh_cond_4_CU | oh_cond_4/0_AL |  | 12.207 | -2.357 | -2.357 | -2.357 | 12.207 | -2.357 | -2.357 | -2.357 | 12.207 | 1.522+1.188j | 0.134+0.404j | 0.134+0.404j | 0.134+0.404j | 1.522+1.188j | 0.134+0.404j | 0.134+0.404j | 0.134+0.404j | 1.522+1.188j | 8108301
bal_3P_477AL_1/0AA(N) | oh_cond_477_MCM_AL | oh_cond_477_MCM_AL | oh_cond_477_MCM_AL | oh_cond_1/0_AAAC |  | 14.9 | -3.306 | -3.306 | -3.306 | 14.9 | -3.306 | -3.306 | -3.306 | 14.9 | 0.399+1.097j | 0.201+0.467j | 0.201+0.467j | 0.201+0.467j | 0.399+1.097j | 0.201+0.467j | 0.201+0.467j | 0.201+0.467j | 0.399+1.097j | 8108301
bal_3P_477AL_2AC(N) | oh_cond_477_MCM_AL | oh_cond_477_MCM_AL | oh_cond_477_MCM_AL | oh_cond_2_ACSR |  | 14.885 | -3.32 | -3.32 | -3.32 | 14.885 | -3.32 | -3.32 | -3.32 | 14.885 | 0.433+1.172j | 0.235+0.543j | 0.235+0.543j | 0.235+0.543j | 0.433+1.172j | 0.235+0.543j | 0.235+0.543j | 0.235+0.543j | 0.433+1.172j | 8108301
bal_3P_477AL_4/0AA(N) | oh_cond_477_MCM_AL | oh_cond_477_MCM_AL | oh_cond_477_MCM_AL | oh_cond_4/0_AAAC |  | 14.927 | -3.279 | -3.279 | -3.279 | 14.927 | -3.279 | -3.279 | -3.279 | 14.927 | 0.332+1.031j | 0.134+0.402j | 0.134+0.402j | 0.134+0.402j | 0.332+1.031j | 0.134+0.402j | 0.134+0.402j | 0.134+0.402j | 0.332+1.031j | 8108301
bal_3P_477AL_4/0AL(N) | oh_cond_477_MCM_AL | oh_cond_477_MCM_AL | oh_cond_477_MCM_AL | oh_cond_4/0_AL |  | 14.921 | -3.285 | -3.285 | -3.285 | 14.921 | -3.285 | -3.285 | -3.285 | 14.921 | 0.332+1.034j | 0.134+0.404j | 0.134+0.404j | 0.134+0.404j | 0.332+1.034j | 0.134+0.404j | 0.134+0.404j | 0.134+0.404j | 0.332+1.034j | 8108301
bal_3P_WYECUST | oh_cond_2/0_CU | oh_cond_2/0_CU | oh_cond_2/0_CU | oh_cond_3_#7_CWD_30% |  | 13.24 | -2.712 | -2.712 | -2.712 | 13.24 | -2.712 | -2.712 | -2.712 | 13.24 | 0.66+1.378j | 0.22+0.666j | 0.22+0.666j | 0.22+0.666j | 0.66+1.378j | 0.22+0.666j | 0.22+0.666j | 0.22+0.666j | 0.66+1.378j | 8108301
unb_TAPWIRE_OH | oh_cond_WP-4/0-CU | oh_cond_WP-4/0-CU | oh_cond_WP-4/0-CU | oh_cond_WP-4/0-CU |  | 14.911 | -4.341 | -1.953 | -4.341 | 15.781 | -3.724 | -1.953 | -3.724 | 14.818 | 0.365+1.097j | 0.093+0.433j | 0.094+0.34j | 0.093+0.433j | 0.368+1.078j | 0.095+0.401j | 0.094+0.34j | 0.095+0.401j | 0.368+1.077j | 8108301

## Recloser
Name | GroupId | RetryTime | MaximumNumberOfTries | Status | From | To | Length | Phases | Feeder | Comments

## RegulatorConfiguration
Name | CurrentTransducerPhase | PowerTransducerPhase | Regulation | Control | Type | CompensatorResistiveSettingA | CompensatorResistiveSettingB | CompensatorResistiveSettingC | CompensatorReactiveSettingA | CompensatorReactiveSettingB | CompensatorReactiveSettingC | BandCenter | BandWidth | CurrentTransducerRatio | PowerTransducerRatio | ConnectType | ControlLevel | DwellTime | TimeDelay | LowerTaps | RaiseTaps | TapPositionA | TapPositionB | TapPositionC | Feeder | Comments

## Sectionalizer
Name | GroupId | OperatingMode | PhaseAState | PhaseBState | PhaseCState | CurrentInAReal | CurrentInAImag | CurrentInA | CurrentInBReal | CurrentInBImag | CurrentInB | CurrentInCReal | CurrentInCImag | CurrentInC | CurrentOutAReal | CurrentOutAImag | CurrentOutA | CurrentOutBReal | CurrentOutBImag | CurrentOutB | CurrentOutCReal | CurrentOutCImag | CurrentOutC | ActivePowerInA | ReactivePowerInA | PowerInA | ActivePowerInB | ReactivePowerInB | PowerInB | ActivePowerInC | ReactivePowerInC | PowerInC | ActivePowerOutA | ReactivePowerOutA | PowerOutA | ActivePowerOutB | ReactivePowerOutB | PowerOutB | ActivePowerOutC | ReactivePowerOutC | PowerOutC | Status | From | To | Length | Phases | Feeder | Comments

## Solar
Name | GroupId | SpillageCost | CapitalCost | FixedOperatingCost | VariableOperatingCost | MaxReactivePower | MaxActivePower | OutputSchedule | PlanningStatus | UnitType | UnitSubtype | ParentNode | Phases | Feeder | Comments

## Storage
Name | GroupId | InitStateOfCharge | SpinningReserveCharge | SpinningReserveDischarge | NonSpinningReserveCharge | NonSpinningReserveDischarge | RegulationUpCharge | RegulationUpDischarge | RegulationDownCharge | RegulationDownDischarge | ChargeEfficiency | DischargeEfficiency | CommitmentStatus | ConstructionTime | CalendarLife | YearOfInstallation | DepthOfDischarge | ReactivePower | ReactivePowerA | ReactivePowerB | ReactivePowerC | ActivePower | ActivePowerA | ActivePowerB | ActivePowerC | Energy | MaxEnergy | PowerCharge | PowerDischarge | RampUpLimit | RampDownLimit | CapitalCost | FixedOperatingCost | VariableOperatingCost | MaxReactivePower | MaxActivePower | OutputSchedule | PlanningStatus | UnitType | UnitSubtype | ParentNode | Phases | Feeder | Comments

## Switch
Name | GroupId | OperatingMode | PhaseAState | PhaseBState | PhaseCState | CurrentInAReal | CurrentInAImag | CurrentInA | CurrentInBReal | CurrentInBImag | CurrentInB | CurrentInCReal | CurrentInCImag | CurrentInC | CurrentOutAReal | CurrentOutAImag | CurrentOutA | CurrentOutBReal | CurrentOutBImag | CurrentOutB | CurrentOutCReal | CurrentOutCImag | CurrentOutC | ActivePowerInA | ReactivePowerInA | PowerInA | ActivePowerInB | ReactivePowerInB | PowerInB | ActivePowerInC | ReactivePowerInC | PowerInC | ActivePowerOutA | ReactivePowerOutA | PowerOutA | ActivePowerOutB | ReactivePowerOutB | PowerOutB | ActivePowerOutC | ReactivePowerOutC | PowerOutC | Status | From | To | Length | Phases | Feeder | Comments
switch_220416965 |  | INDIVIDUAL | CLOSED | CLOSED | CLOSED | 0 | 0 | 0+0j | 0 | 0 | 0+0j | 0 | 0 | 0+0j | 0 | 0 | 0+0j | 0 | 0 | 0+0j | 0 | 0 | 0+0j | 0 | 0 | 0+0j | 0 | 0 | 0+0j | 0 | 0 | 0+0j | 0 | 0 | 0+0j | 0 | 0 | 0+0j | 0 | 0 | 0+0j | OPEN | node_intto1_8108301_200808438 | node_8108301_200808438 | 0 | ABCN | 8108301
switch_220417242 |  | INDIVIDUAL | CLOSED | CLOSED | CLOSED | 0 | 0 | 0+0j | 0 | 0 | 0+0j | 0 | 0 | 0+0j | 0 | 0 | 0+0j | 0 | 0 | 0+0j | 0 | 0 | 0+0j | 0 | 0 | 0+0j | 0 | 0 | 0+0j | 0 | 0 | 0+0j | 0 | 0 | 0+0j | 0 | 0 | 0+0j | 0 | 0 | 0+0j | OPEN | node_intto1_8108301_200809269 | node_8108301_200809269 | 0 | ABCN | 8108301

## TransformerConfiguration
Name | ConnectType | NoLoadLoss | PowerRating | ReactanceResistanceRatio | FullLoadLoss | PowerARating | PowerBRating | PowerCRating | ShuntResistance | ShuntReactance | ShuntImpedance | Impedance | PrimaryVoltage | SecondaryVoltage | CoreCoilWeight | InstalledInsulationLife | InstallType | CoolantType | CoolingType | Feeder | Comments
config_transformer_220464120 | UNKNOWN | 0 | 500 | 10 | 0 | 0 | 0 | 0 | 0 | 0 | 0+0j | 0.005+0.047j | 4800 | 12470 | 0 | 0 | UNKNOWN | UNKNOWN | UNKNOWN | 8108301
config_transformer_311902511 | UNKNOWN | 0 | 2500 | 10 | 0 | 0 | 0 | 0 | 0 | 0 | 0+0j | 0.006+0.057j | 4800 | 12470 | 0 | 0 | UNKNOWN | UNKNOWN | UNKNOWN | 8108301

## UndergroundLineConductor
Name | OuterDiameter | ConductorGMR | ConductorDiameter | ConductorResistance | NeutralGMR | NeutralDiameter | NeutralResistance | NeutralStrands | InsulationRelativePermittivity | ShieldGMR | ShieldResitance | RatingSummerContinuous | RatingSummerEmergency | RatingWinterContinuous | RatingWinterEmergency | Feeder | Comments
und_cond_3P_4/0ALURD_4/0AL(N) | 0 | 0 | 0 | 0 | 0 | 0 | 0 | 0 | 0 | 0 | 0 | 297 | 297 | 312 | 312 | 8108301
und_cond_3P_500CUURD_500CU(N) | 0 | 0 | 0 | 0 | 0 | 0 | 0 | 0 | 0 | 0 | 0 | 484 | 484 | 508 | 508 | 8108301
und_cond_3P_WYECUST | 0 | 0 | 0 | 0 | 0 | 0 | 0 | 0 | 0 | 0 | 0 | 685 | 685 | 685 | 685 | 8108301
und_cond_TAPWIRE_UG | 0 | 0 | 0 | 0 | 0 | 0 | 0 | 0 | 0 | 0 | 0 | 99999999 | 99999999 | 99999999 | 99999999 | 8108301

## UndergroundLineConfiguration
Name | ConductorA | ConductorB | ConductorC | ConductorN | LineSpacing | Capacitance11 | Capacitance12 | Capacitance13 | Capacitance21 | Capacitance22 | Capacitance23 | Capacitance31 | Capacitance32 | Capacitance33 | Impedance11 | Impedance12 | Impedance13 | Impedance21 | Impedance22 | Impedance23 | Impedance31 | Impedance32 | Impedance33 | Feeder | Comments
und_3P_4/0ALURD_4/0AL(N) | und_cond_3P_4/0ALURD_4/0AL(N) | und_cond_3P_4/0ALURD_4/0AL(N) | und_cond_3P_4/0ALURD_4/0AL(N) |  |  | 617.704 | 0 | 0 | 0 | 617.704 | 0 | 0 | 0 | 617.704 | 0.54+0.256j | 0.113+-0.045j | 0.113+-0.045j | 0.113+-0.045j | 0.54+0.256j | 0.113+-0.045j | 0.113+-0.045j | 0.113+-0.045j | 0.54+0.256j | 8108301
und_3P_500CUURD_500CU(N) | und_cond_3P_500CUURD_500CU(N) | und_cond_3P_500CUURD_500CU(N) | und_cond_3P_500CUURD_500CU(N) |  |  | 878.925 | 0 | 0 | 0 | 878.925 | 0 | 0 | 0 | 878.925 | 0.202+0.249j | 0.032+0.017j | 0.032+0.017j | 0.032+0.017j | 0.202+0.249j | 0.032+0.017j | 0.032+0.017j | 0.032+0.017j | 0.202+0.249j | 8108301
und_3P_WYECUST | und_cond_3P_WYECUST | und_cond_3P_WYECUST | und_cond_3P_WYECUST |  |  | 324.124 | 0 | 0 | 0 | 324.124 | 0 | 0 | 0 | 324.124 | 0.179+0.233j | 0.061+-0.024j | 0.061+-0.024j | 0.061+-0.024j | 0.179+0.233j | 0.061+-0.024j | 0.061+-0.024j | 0.061+-0.024j | 0.179+0.233j | 8108301
und_TAPWIRE_UG | und_cond_TAPWIRE_UG | und_cond_TAPWIRE_UG | und_cond_TAPWIRE_UG |  |  | 0 | 0 | 0 | 0 | 0 | 0 | 0 | 0 | 0 | 0.001+0.001j | 0+0j | 0+0j | 0+0j | 0.001+0.001j | 0+0j | 0+0j | 0+0j | 0.001+0.001j | 8108301

## Regulator
Name | GroupId | Configuration | SenseNode | Status | From | To | Length | Phases | Feeder | Comments

## Transformer
Name | GroupId | Configuration | AgingConstant | AgingGranularity | Climate | UseThermalModel | Status | From | To | Length | Phases | Feeder | Comments
transformer_220464120 |  | config_transformer_220464120 | 0 | 0 |  | False | OPEN | node_220464120 | node_intto1_220464120 | 0 | AN | 8108301
transformer_311902511 |  | config_transformer_311902511 | 0 | 0 |  | False | OPEN | node_311902511 | node_intto1_311902511 | 0 | ABCN | 8108301

## OverheadLine
Name | GroupId | Configuration | Length | Status | From | To | Phases | Feeder | Comments
oh_line_8108301_200808328 |  | bal_1P_4/0AA_1/0AA | 0 | OPEN | node_8108301_200809191 | node_8108301_200808328 | AD | 8108301
oh_line_8108301_200808329 |  | bal_3P_1/0AA_1/0AA(N) | 105.60000000000001 | OPEN | node_8108301_200809191 | node_8108301_200808329 | ABCN | 8108301
oh_line_8108301_200808331 |  | bal_3P_1/0AA_1/0AA(N) | 105.60000000000001 | OPEN | node_8108301_200808329 | node_8108301_200808331 | ABCN | 8108301
oh_line_8108301_200808332 |  | bal_3P_1/0AA_1/0AA(N) | 105.60000000000001 | OPEN | node_8108301_200808331 | node_8108301_200808332 | ABCN | 8108301
oh_line_8108301_200808333 |  | bal_2P_1/0AA_4/0AC(N) | 52.800000000000004 | OPEN | node_8108301_200808332 | node_8108301_200808333 | ABN | 8108301
oh_line_8108301_200808334 |  | bal_3P_1/0AA_1/0AA(N) | 105.60000000000001 | OPEN | node_8108301_200808332 | node_8108301_200808334 | ABCN | 8108301
oh_line_8108301_200808335 |  | bal_3P_1/0AA_1/0AA(N) | 105.60000000000001 | OPEN | node_8108301_200808334 | node_8108301_200808335 | ABCN | 8108301
oh_line_8108301_200808337 |  | bal_3P_1/0AA_4/0AC(N) | 105.60000000000001 | OPEN | node_8108301_200808335 | node_8108301_200808337 | ABCN | 8108301
oh_line_8108301_200808338 |  | bal_3P_1/0AA_4/0AC(N) | 105.60000000000001 | OPEN | node_8108301_200808337 | node_8108301_200808338 | ABCN | 8108301
oh_line_8108301_200808339 |  | bal_3P_1/0AA_4/0AC(N) | 105.60000000000001 | OPEN | node_8108301_200808338 | node_8108301_200808339 | ABCN | 8108301
oh_line_8108301_200808340 |  | bal_3P_1/0AA_4/0AC(N) | 105.60000000000001 | OPEN | node_8108301_200808339 | node_8108301_200808340 | ABCN | 8108301
oh_line_8108301_200808341 |  | bal_3P_1/0AA_4/0AL(N) | 105.60000000000001 | OPEN | node_8108301_200808340 | node_8108301_200808341 | ABCN | 8108301
oh_line_8108301_200808342 |  | bal_3P_1/0AA_4/0AL(N) | 105.60000000000001 | OPEN | node_8108301_200808341 | node_8108301_200808342 | ABCN | 8108301
oh_line_8108301_200808343 |  | bal_3P_1/0AA_4/0AL(N) | 52.800000000000004 | OPEN | node_8108301_200808342 | node_8108301_200808343 | ABCN | 8108301
oh_line_8108301_200808384 |  | bal_3P_WYECUST | 264 | OPEN | node_8108301_201011964 | node_intto1_8108301_200808384 | ABCN | 8108301
oh_line_8108301_200808385 |  | bal_1P_WYECUST | 0 | OPEN | node_8108301_200808384 | node_8108301_200808385 | AN | 8108301
oh_line_8108301_200808435 |  | bal_3P_477AL_4/0AA(N) | 211.20000000000002 | OPEN | node_8108301_200815926 | node_8108301_200808435 | ABCN | 8108301
oh_line_8108301_200808436 |  | bal_3P_1/0AC_1/0AA(N) | 52.800000000000004 | OPEN | node_8108301_200808435 | node_intto1_8108301_200808436 | ABCN | 8108301
oh_line_8108301_200808437 |  | bal_3P_1/0AC_1/0AA(N) | 52.800000000000004 | OPEN | node_8108301_200808435 | node_8108301_200808437 | ABCN | 8108301
oh_line_8108301_200808438 |  | bal_3P_1/0AC_4/0AL(N) | 105.60000000000001 | OPEN | node_8108301_200808437 | node_intto1_8108301_200808438 | ABCN | 8108301
oh_line_8108301_200808439 |  | bal_3P_1/0AC_4/0AL(N) | 105.60000000000001 | OPEN | node_8108301_200808438 | node_8108301_200808439 | ABCN | 8108301
oh_line_8108301_200808440 |  | bal_3P_1/0AC_4/0AL(N) | 105.60000000000001 | OPEN | node_8108301_200808439 | node_8108301_200808440 | ABCN | 8108301
oh_line_8108301_200808441 |  | bal_3P_1/0AC_4/0AL(N) | 158.4 | OPEN | node_8108301_200808440 | node_8108301_200808441 | ABCN | 8108301
oh_line_8108301_200808445-1 |  | bal_3P_1/0AC_4/0AL(N) | 0 | OPEN | node_1399023_234_15300476_503 | node_8108301_200808445 | ABCN | 8108301
oh_line_8108301_200808445-2 |  | bal_3P_1/0AC_4/0AL(N) | 105.60000000000001 | OPEN | node_8108301_200808441 | node_1399023_234_15300476_503 | ABCN | 8108301
oh_line_8108301_200808446 |  | bal_3P_1/0AC_4/0AL(N) | 105.60000000000001 | OPEN | node_8108301_200808445 | node_8108301_200808446 | ABCN | 8108301
oh_line_8108301_200808447 |  | bal_3P_1/0AA_4/0AA(N) | 158.4 | OPEN | node_8108301_200808446 | node_8108301_200808447 | ABCN | 8108301
oh_line_8108301_200808448 |  | bal_3P_1/0AA_1/0AA(N) | 158.4 | OPEN | node_8108301_200808447 | node_8108301_200808448 | ABCN | 8108301
oh_line_8108301_200809182 |  | bal_3P_4/0AL_4/0AL(N) | 105.60000000000001 | OPEN | node_8108301_200815924 | node_8108301_200809182 | ABCN | 8108301
oh_line_8108301_200809183 |  | bal_2P_2CU_4/0AL(N) | 105.60000000000001 | OPEN | node_8108301_200809199 | node_8108301_200809183 | ABN | 8108301
oh_line_8108301_200809184 |  | bal_2P_2CU_4/0AL(N) | 158.4 | OPEN | node_8108301_200809183 | node_8108301_200809184 | ABN | 8108301
oh_line_8108301_200809186 |  | bal_2P_2CU_4/0AL(N) | 158.4 | OPEN | node_8108301_200809184 | node_8108301_200809186 | ABN | 8108301
oh_line_8108301_200809187 |  | bal_3P_4/0AL_4/0AL(N) | 105.60000000000001 | OPEN | node_8108301_200809182 | node_intto1_8108301_200809187 | ABCN | 8108301
oh_line_8108301_200809188 |  | bal_3P_4/0AL_4/0AL(N) | 158.4 | OPEN | node_8108301_200809187 | node_8108301_200809188 | ABCN | 8108301
oh_line_8108301_200809191 |  | bal_3P_2CU_2CU(N) | 158.4 | OPEN | node_8108301_200809188 | node_8108301_200809191 | ABCN | 8108301
oh_line_8108301_200809193 |  | bal_3P_1/0AA_4/0AC(N) | 52.800000000000004 | OPEN | node_8108301_200809191 | node_8108301_200809193 | ABCN | 8108301
oh_line_8108301_200809194 |  | bal_3P_1/0AA_4/0AC(N) | 158.4 | OPEN | node_8108301_200809193 | node_8108301_200809194 | ABCN | 8108301
oh_line_8108301_200809196 |  | bal_2P_1/0AA_1/0AA(N) | 105.60000000000001 | OPEN | node_8108301_200809194 | node_8108301_200809196 | ABN | 8108301
oh_line_8108301_200809197 |  | bal_2P_1/0AA_1/0AA(N) | 158.4 | OPEN | node_8108301_200809196 | node_8108301_200809197 | ABN | 8108301
oh_line_8108301_200809198 |  | bal_1P_1/0AA_1/0AA(N) | 158.4 | OPEN | node_8108301_200809197 | node_8108301_200809198 | AN | 8108301
oh_line_8108301_200809199 |  | bal_2P_2CU_4/0AL(N) | 105.60000000000001 | OPEN | node_8108301_200809197 | node_8108301_200809199 | ABN | 8108301
oh_line_8108301_200809200 |  | bal_1P_1/0AA_1/0AA(N) | 105.60000000000001 | OPEN | node_8108301_200809199 | node_8108301_200809200 | AN | 8108301
oh_line_8108301_200809201 |  | bal_1P_1/0AA_1/0AA(N) | 158.4 | OPEN | node_8108301_200809200 | node_8108301_200809201 | AN | 8108301
oh_line_8108301_200809214 |  | bal_3P_1/0AC_4/0AC(N) | 105.60000000000001 | OPEN | node_8108301_200809218 | node_8108301_200809214 | ABCN | 8108301
oh_line_8108301_200809218 |  | bal_3P_1/0AC_4/0AC(N) | 105.60000000000001 | OPEN | node_8108301_200808343 | node_8108301_200809218 | ABCN | 8108301
oh_line_8108301_200809219 |  | bal_3P_1/0AC_1/0AA(N) | 158.4 | OPEN | node_8108301_200808343 | node_8108301_200809219 | ABCN | 8108301
oh_line_8108301_200809220 |  | bal_3P_1/0AC_4/0AC(N) | 105.60000000000001 | OPEN | node_8108301_200809219 | node_8108301_200809220 | ABCN | 8108301
oh_line_8108301_200809222 |  | bal_3P_1/0AC_1/0AA(N) | 158.4 | OPEN | node_8108301_200809220 | node_8108301_200809222 | ABCN | 8108301
oh_line_8108301_200809223 |  | bal_3P_1/0AC_1/0AA(N) | 105.60000000000001 | OPEN | node_8108301_200809222 | node_8108301_200809223 | ABCN | 8108301
oh_line_8108301_200809224 |  | bal_3P_1/0AC_1/0AA(N) | 52.800000000000004 | OPEN | node_8108301_200809223 | node_intto1_8108301_200809224 | ABCN | 8108301
oh_line_8108301_200809225 |  | bal_3P_477AL_2AC(N) | 105.60000000000001 | OPEN | node_8108301_200809223 | node_8108301_200809225 | ABCN | 8108301
oh_line_8108301_200809227 |  | bal_3P_477AL_2AC(N) | 158.4 | OPEN | node_8108301_200809225 | node_8108301_200809227 | ABCN | 8108301
oh_line_8108301_200809228 |  | bal_3P_477AL_4/0AL(N) | 105.60000000000001 | OPEN | node_8108301_200809227 | node_8108301_200809228 | ABCN | 8108301
oh_line_8108301_200809229 |  | bal_3P_477AL_4/0AL(N) | 105.60000000000001 | OPEN | node_8108301_200809228 | node_8108301_200809229 | ABCN | 8108301
oh_line_8108301_200809232 |  | bal_3P_477AL_4/0AL(N) | 105.60000000000001 | OPEN | node_8108301_200809229 | node_8108301_200809232 | ABCN | 8108301
oh_line_8108301_200809246 |  | bal_3P_4/0AC_1/0AA(N) | 158.4 | OPEN | node_8108301_200809257 | node_8108301_200809246 | ABCN | 8108301
oh_line_8108301_200809247 |  | bal_3P_4/0AC_1/0AA(N) | 158.4 | OPEN | node_8108301_200809246 | node_8108301_200809247 | ABCN | 8108301
oh_line_8108301_200809248 |  | bal_3P_4/0AC_1/0AA(N) | 158.4 | OPEN | node_8108301_200809247 | node_8108301_200809248 | ABCN | 8108301
oh_line_8108301_200809250 |  | bal_3P_4/0AC_1/0AA(N) | 211.20000000000002 | OPEN | node_8108301_201017116 | node_8108301_200809250 | ABCN | 8108301
oh_line_8108301_200809252 |  | bal_3P_4/0AC_1/0AA(N) | 158.4 | OPEN | node_8108301_201015705 | node_8108301_200809252 | ABCN | 8108301
oh_line_8108301_200809254 |  | bal_3P_2CU_1/0AA(N) | 264 | OPEN | node_8108301_201016307 | node_8108301_200809254 | ABCN | 8108301
oh_line_8108301_200809255 |  | bal_3P_2CU_1/0AA(N) | 264 | OPEN | node_8108301_200809254 | node_8108301_200809255 | ABCN | 8108301
oh_line_8108301_200809256 |  | bal_3P_4/0AL_1/0AA(N) | 158.4 | OPEN | node_8108301_200809269 | node_8108301_200809256 | ABCN | 8108301
oh_line_8108301_200809257 |  | bal_3P_2/0CU_1/0AC(N) | 105.60000000000001 | OPEN | node_8108301_200809256 | node_8108301_200809257 | ABCN | 8108301
oh_line_8108301_200809258 |  | bal_3P_1/0AC_1/0AA(N) | 158.4 | OPEN | node_8108301_201016307 | node_8108301_200809258 | ABCN | 8108301
oh_line_8108301_200809259 |  | bal_3P_1/0AC_1/0AA(N) | 158.4 | OPEN | node_8108301_200809258 | node_8108301_200809259 | ABCN | 8108301
oh_line_8108301_200809260 |  | bal_3P_1/0AA_1/0AA(N) | 105.60000000000001 | OPEN | node_8108301_200809259 | node_8108301_200809260 | ABCN | 8108301
oh_line_8108301_200809262 |  | bal_3P_4/0AL_4/0AL(N) | 0 | OPEN | node_8108301_200816134 | node_8108301_200809262 | ABCN | 8108301
oh_line_8108301_200809263 |  | bal_3P_4/0AL_4/0AL(N) | 52.800000000000004 | OPEN | node_8108301_310009298 | node_8108301_200809263 | ABCN | 8108301
oh_line_8108301_200809264 |  | bal_3P_4/0AL_4/0AL(N) | 52.800000000000004 | OPEN | node_8108301_200809263 | node_8108301_200809264 | ABCN | 8108301
oh_line_8108301_200809265 |  | bal_3P_4/0AL_4/0AL(N) | 52.800000000000004 | OPEN | node_8108301_200809264 | node_8108301_200809265 | ABCN | 8108301
oh_line_8108301_200809266 |  | bal_3P_4/0AL_4/0AL(N) | 105.60000000000001 | OPEN | node_8108301_200809265 | node_8108301_200809266 | ABCN | 8108301
oh_line_8108301_200809267 |  | bal_3P_4/0AL_1/0AA(N) | 52.800000000000004 | OPEN | node_8108301_200809266 | node_8108301_200809267 | ABCN | 8108301
oh_line_8108301_200809269 |  | bal_3P_4/0AL_4/0AA(N) | 105.60000000000001 | OPEN | node_8108301_200809267 | node_intto1_8108301_200809269 | ABCN | 8108301
oh_line_8108301_200809270 |  | bal_3P_1/0AA_1/0AC(N) | 52.800000000000004 | OPEN | node_8108301_200816133 | node_8108301_200809270 | ABCN | 8108301
oh_line_8108301_200809271 |  | bal_3P_4CU_4/0AL(N) | 105.60000000000001 | OPEN | node_8108301_200809287 | node_8108301_200809271 | ABCN | 8108301
oh_line_8108301_200809272 |  | bal_3P_4CU_4/0AL(N) | 105.60000000000001 | OPEN | node_8108301_200809271 | node_8108301_200809272 | ABCN | 8108301
oh_line_8108301_200809273 |  | bal_3P_1/0AC_2/0CU(N) | 105.60000000000001 | OPEN | node_8108301_200809272 | node_8108301_200809273 | ABCN | 8108301
oh_line_8108301_200809274 |  | bal_3P_1/0AC_2/0CU(N) | 105.60000000000001 | OPEN | node_8108301_200809273 | node_8108301_200809274 | ABCN | 8108301
oh_line_8108301_200809275 |  | bal_3P_1/0AC_2/0CU(N) | 158.4 | OPEN | node_8108301_200809274 | node_8108301_200809275 | ABCN | 8108301
oh_line_8108301_200809276 |  | bal_3P_1/0AC_2/0CU(N) | 105.60000000000001 | OPEN | node_8108301_200809275 | node_8108301_200809276 | ABCN | 8108301
oh_line_8108301_200809277 |  | bal_3P_1/0AA_4/0AL(N) | 158.4 | OPEN | node_8108301_200809270 | node_8108301_200809277 | ABCN | 8108301
oh_line_8108301_200809278 |  | bal_3P_1/0AA_4/0AL(N) | 105.60000000000001 | OPEN | node_8108301_200809277 | node_8108301_200809278 | ABCN | 8108301
oh_line_8108301_200809279 |  | bal_3P_1/0AA_4/0AL(N) | 105.60000000000001 | OPEN | node_8108301_200809278 | node_8108301_200809279 | ABCN | 8108301
oh_line_8108301_200809280 |  | bal_3P_1/0AA_4/0AL(N) | 105.60000000000001 | OPEN | node_8108301_200809279 | node_intto1_8108301_200809280 | ABCN | 8108301
oh_line_8108301_200809282 |  | bal_3P_4CU_4/0AL(N) | 105.60000000000001 | OPEN | node_8108301_200980274 | node_8108301_200809282 | ABCN | 8108301
oh_line_8108301_200809283 |  | bal_3P_1/0AA_1/0AA(N) | 52.800000000000004 | OPEN | node_8108301_200809282 | node_8108301_200809283 | ABCN | 8108301
oh_line_8108301_200809284 |  | bal_3P_1/0AA_1/0AA(N) | 105.60000000000001 | OPEN | node_8108301_200809283 | node_8108301_200809284 | ABCN | 8108301
oh_line_8108301_200809285 |  | bal_3P_4CU_4/0AL(N) | 105.60000000000001 | OPEN | node_8108301_200809282 | node_8108301_200809285 | ABCN | 8108301
oh_line_8108301_200809286 |  | bal_3P_4CU_4/0AL(N) | 105.60000000000001 | OPEN | node_8108301_200809285 | node_8108301_200809286 | ABCN | 8108301
oh_line_8108301_200809287 |  | bal_3P_4CU_4/0AL(N) | 105.60000000000001 | OPEN | node_8108301_200809286 | node_8108301_200809287 | ABCN | 8108301
oh_line_8108301_200815897 |  | bal_3P_477AL_4/0AA(N) | 52.800000000000004 | OPEN | node_8108301_200816136 | node_8108301_200815897 | ABCN | 8108301
oh_line_8108301_200815908 |  | bal_3P_477AL_4/0AA(N) | 52.800000000000004 | OPEN | node_8108301_200815926 | node_8108301_200815908 | ABCN | 8108301
oh_line_8108301_200815913 |  | bal_3P_477AL_4/0AA(N) | 158.4 | OPEN | node_8108301_200815908 | node_8108301_200815913 | ABCN | 8108301
oh_line_8108301_200815920 |  | bal_3P_477AL_4/0AA(N) | 158.4 | OPEN | node_8108301_200815913 | node_8108301_200815920 | ABCN | 8108301
oh_line_8108301_200815921 |  | bal_3P_477AL_4/0AA(N) | 158.4 | OPEN | node_8108301_200815920 | node_8108301_200815921 | ABCN | 8108301
oh_line_8108301_200815922 |  | bal_3P_477AL_4/0AA(N) | 211.20000000000002 | OPEN | node_8108301_200815921 | node_8108301_200815922 | ABCN | 8108301
oh_line_8108301_200815923 |  | bal_3P_477AL_1/0AA(N) | 158.4 | OPEN | node_8108301_200815922 | node_8108301_200815923 | ABCN | 8108301
oh_line_8108301_200815924 |  | bal_3P_477AL_1/0AA(N) | 158.4 | OPEN | node_8108301_200815923 | node_8108301_200815924 | ABCN | 8108301
oh_line_8108301_200815926 |  | bal_3P_477AL_4/0AA(N) | 105.60000000000001 | OPEN | node_8108301_200815897 | node_8108301_200815926 | ABCN | 8108301
oh_line_8108301_200815931 |  | bal_3P_1/0AC_4/0AA(N) | 52.800000000000004 | OPEN | node_8108301_200815908 | node_intto1_8108301_200815931 | ABCN | 8108301
oh_line_8108301_200815945 |  | bal_1P_1/0AC_1/0AC(N) | 105.60000000000001 | OPEN | node_8108301_200815924 | node_8108301_200815945 | AN | 8108301
oh_line_8108301_200816132 |  | bal_3P_1/0AC_4/0AA(N) | 52.800000000000004 | OPEN | node_8108301_200816141 | node_8108301_200816132 | ABCN | 8108301
oh_line_8108301_200816133 |  | bal_3P_4/0AL_4/0AA(N) | 211.20000000000002 | OPEN | node_8108301_200816134 | node_8108301_200816133 | ABCN | 8108301
oh_line_8108301_200816134 |  | bal_3P_4/0AL_4/0AL(N) | 158.4 | OPEN | node_8108301_200816135 | node_8108301_200816134 | ABCN | 8108301
oh_line_8108301_200816135 |  | bal_3P_477AL_1/0AA(N) | 105.60000000000001 | OPEN | node_8108301_200816140 | node_8108301_200816135 | ABCN | 8108301
oh_line_8108301_200816136 |  | bal_3P_477AL_4/0AL(N) | 158.4 | OPEN | node_8108301_200917118 | node_8108301_200816136 | ABCN | 8108301
oh_line_8108301_200816137 |  | bal_3P_477AL_1/0AA(N) | 211.20000000000002 | OPEN | node_8108301_200816136 | node_8108301_200816137 | ABCN | 8108301
oh_line_8108301_200816138 |  | bal_3P_477AL_1/0AA(N) | 211.20000000000002 | OPEN | node_8108301_312140492 | node_8108301_200816138 | ABCN | 8108301
oh_line_8108301_200816139 |  | bal_3P_477AL_1/0AA(N) | 52.800000000000004 | OPEN | node_8108301_200816138 | node_8108301_200816139 | ABCN | 8108301
oh_line_8108301_200816140 |  | bal_3P_477AL_1/0AA(N) | 211.20000000000002 | OPEN | node_8108301_200816139 | node_8108301_200816140 | ABCN | 8108301
oh_line_8108301_200816141 |  | bal_3P_4/0AL_4/0AA(N) | 105.60000000000001 | OPEN | node_8108301_200816133 | node_8108301_200816141 | ABCN | 8108301
oh_line_8108301_200816142 |  | bal_3P_4/0AA_1/0AA(N) | 105.60000000000001 | OPEN | node_8108301_200816141 | node_8108301_200816142 | ABCN | 8108301
oh_line_8108301_200832043 |  | bal_3P_1/0AC_1/0AA(N) | 316.8 | OPEN | node_8108301_200809255 | node_8108301_200832043 | ABCN | 8108301
oh_line_8108301_200832044 |  | bal_3P_1/0AC_1/0AA(N) | 316.8 | OPEN | node_8108301_200832043 | node_8108301_200832044 | ABCN | 8108301
oh_line_8108301_200832045-1 |  | bal_1P_1/0AC_1/0AC(N) | 0 | OPEN | node_220464120 | node_8108301_200832045 | AN | 8108301
oh_line_8108301_200832045-2 |  | bal_1P_1/0AC_1/0AC(N) | 0 | OPEN | node_220387986 | node_intto1_220464120 | AN | 8108301
oh_line_8108301_200832045-3 |  | bal_1P_1/0AC_1/0AC(N) | 105.60000000000001 | OPEN | node_8108301_200832044 | node_intto1_220387986 | AN | 8108301
oh_line_8108301_200832046 |  | bal_1P_1/0AC | 105.60000000000001 | OPEN | node_8108301_200832045 | node_8108301_200832046 | AD | 8108301
oh_line_8108301_200832047 |  | bal_1P_4CU | 158.4 | OPEN | node_8108301_200832046 | node_8108301_200832047 | AD | 8108301
oh_line_8108301_200832048 |  | bal_1P_4CU | 158.4 | OPEN | node_8108301_200832047 | node_intto1_8108301_200832048 | AD | 8108301
oh_line_8108301_200832049 |  | bal_1P_4CU | 211.20000000000002 | OPEN | node_8108301_200832048 | node_8108301_200832049 | AD | 8108301
oh_line_8108301_200832050 |  | bal_1P_1/0AC | 158.4 | OPEN | node_8108301_200832049 | node_8108301_200832050 | AD | 8108301
oh_line_8108301_200832052 |  | bal_3P_1/0AA_1/0AA(N) | 105.60000000000001 | OPEN | node_8108301_200832044 | node_8108301_200832052 | ABCN | 8108301
oh_line_8108301_200832057 |  | bal_1P_4/0AL | 158.4 | OPEN | node_8108301_200832108 | node_8108301_200832057 | AD | 8108301
oh_line_8108301_200832059 |  | bal_1P_1/0AA | 158.4 | OPEN | node_8108301_200832070 | node_8108301_200832059 | AD | 8108301
oh_line_8108301_200832060 |  | bal_1P_1/0AA | 158.4 | OPEN | node_8108301_200832059 | node_8108301_200832060 | AD | 8108301
oh_line_8108301_200832061 |  | bal_1P_1/0AA | 158.4 | OPEN | node_8108301_200832060 | node_8108301_200832061 | AD | 8108301
oh_line_8108301_200832064 |  | bal_1P_4/0AL | 158.4 | OPEN | node_8108301_200832057 | node_8108301_200832064 | AD | 8108301
oh_line_8108301_200832067 |  | bal_1P_4/0AL | 211.20000000000002 | OPEN | node_8108301_200832064 | node_intto1_8108301_200832067 | AD | 8108301
oh_line_8108301_200832068 |  | bal_1P_4/0AL | 105.60000000000001 | OPEN | node_8108301_200832067 | node_8108301_200832068 | AD | 8108301
oh_line_8108301_200832069 |  | bal_1P_4/0AL | 105.60000000000001 | OPEN | node_8108301_200832068 | node_8108301_200832069 | AD | 8108301
oh_line_8108301_200832070 |  | bal_1P_4/0AL | 211.20000000000002 | OPEN | node_8108301_200832069 | node_8108301_200832070 | AD | 8108301
oh_line_8108301_200832072 |  | bal_1P_4/0AL | 158.4 | OPEN | node_8108301_200832070 | node_8108301_200832072 | AD | 8108301
oh_line_8108301_200832073 |  | bal_1P_4/0AL | 158.4 | OPEN | node_8108301_200832072 | node_8108301_200832073 | AD | 8108301
oh_line_8108301_200832074-1 |  | bal_1P_4/0AL | 0 | OPEN | node_1399804_891_15302953_997 | node_8108301_200832074 | AD | 8108301
oh_line_8108301_200832074-2 |  | bal_1P_4/0AL | 105.60000000000001 | OPEN | node_8108301_200832073 | node_1399804_891_15302953_997 | AD | 8108301
oh_line_8108301_200832075 |  | bal_1P_4/0AL | 158.4 | OPEN | node_8108301_200832074 | node_8108301_200832075 | AD | 8108301
oh_line_8108301_200832077 |  | bal_1P_4/0AL | 211.20000000000002 | OPEN | node_8108301_200832075 | node_8108301_200832077 | AD | 8108301
oh_line_8108301_200832078 |  | bal_1P_4/0AL | 158.4 | OPEN | node_8108301_200832077 | node_8108301_200832078 | AD | 8108301
oh_line_8108301_200832079 |  | bal_1P_4/0AL | 158.4 | OPEN | node_8108301_200832078 | node_8108301_200832079 | AD | 8108301
oh_line_8108301_200832080 |  | bal_1P_1/0AA | 52.800000000000004 | OPEN | node_8108301_200832079 | node_8108301_200832080 | AD | 8108301
oh_line_8108301_200832081 |  | bal_1P_1/0AA | 264 | OPEN | node_8108301_200832080 | node_8108301_200832081 | AD | 8108301
oh_line_8108301_200832082 |  | bal_1P_2AC | 158.4 | OPEN | node_8108301_200832079 | node_8108301_200832082 | AD | 8108301
oh_line_8108301_200832083 |  | bal_1P_2AC | 211.20000000000002 | OPEN | node_8108301_200832082 | node_8108301_200832083 | AD | 8108301
oh_line_8108301_200832085 |  | bal_1P_2AC | 264 | OPEN | node_8108301_200832083 | node_8108301_200832085 | AD | 8108301
oh_line_8108301_200832086 |  | bal_1P_2AC | 211.20000000000002 | OPEN | node_8108301_200832085 | node_8108301_200832086 | AD | 8108301
oh_line_8108301_200832087 |  | bal_1P_2AC | 158.4 | OPEN | node_8108301_200832086 | node_8108301_200832087 | AD | 8108301
oh_line_8108301_200832090 |  | bal_1P_2AC | 316.8 | OPEN | node_8108301_200832087 | node_8108301_200832090 | AD | 8108301
oh_line_8108301_200832091 |  | bal_1P_2AC | 316.8 | OPEN | node_8108301_200832090 | node_8108301_200832091 | AD | 8108301
oh_line_8108301_200832092 |  | bal_1P_2AC | 158.4 | OPEN | node_8108301_200832091 | node_intto1_8108301_200832092 | AD | 8108301
oh_line_8108301_200832094 |  | bal_1P_2AC | 475.2 | OPEN | node_8108301_200832092 | node_8108301_200832094 | AD | 8108301
oh_line_8108301_200832095 |  | bal_1P_2AC | 475.2 | OPEN | node_8108301_200832094 | node_8108301_200832095 | AD | 8108301
oh_line_8108301_200832096 |  | bal_1P_2AC | 158.4 | OPEN | node_8108301_200832091 | node_8108301_200832096 | AD | 8108301
oh_line_8108301_200832097 |  | bal_1P_2AC | 211.20000000000002 | OPEN | node_8108301_200832096 | node_8108301_200832097 | AD | 8108301
oh_line_8108301_200832098 |  | bal_1P_2AC | 316.8 | OPEN | node_8108301_200832097 | node_8108301_200832098 | AD | 8108301
oh_line_8108301_200832099 |  | bal_1P_2AC | 422.40000000000003 | OPEN | node_8108301_200832098 | node_8108301_200832099 | AD | 8108301
oh_line_8108301_200832100 |  | bal_1P_2AC | 264 | OPEN | node_8108301_200832099 | node_8108301_200832100 | AD | 8108301
oh_line_8108301_200832101 |  | bal_1P_1/0AA | 105.60000000000001 | OPEN | node_8108301_200832100 | node_intto1_8108301_200832101 | AD | 8108301
oh_line_8108301_200832102 |  | bal_1P_1/0AA | 369.6 | OPEN | node_8108301_200832101 | node_8108301_200832102 | AD | 8108301
oh_line_8108301_200832103 |  | bal_1P_1/0AA | 211.20000000000002 | OPEN | node_8108301_200832102 | node_8108301_200832103 | AD | 8108301
oh_line_8108301_200832104 |  | bal_1P_1/0AA | 211.20000000000002 | OPEN | node_8108301_200832102 | node_8108301_200832104 | AD | 8108301
oh_line_8108301_200832105 |  | bal_1P_1/0AA | 211.20000000000002 | OPEN | node_8108301_200832104 | node_8108301_200832105 | AD | 8108301
oh_line_8108301_200832106 |  | bal_1P_4/0AC | 369.6 | OPEN | node_8108301_200832100 | node_8108301_200832106 | AD | 8108301
oh_line_8108301_200832107 |  | bal_1P_4/0AL | 158.4 | OPEN | node_8108301_200832046 | node_8108301_200832107 | AD | 8108301
oh_line_8108301_200832108 |  | bal_1P_4/0AL | 158.4 | OPEN | node_8108301_200832107 | node_8108301_200832108 | AD | 8108301
oh_line_8108301_200832110 |  | bal_1P_1/0AA | 105.60000000000001 | OPEN | node_8108301_200832064 | node_8108301_200832110 | AD | 8108301
oh_line_8108301_200832111 |  | bal_1P_1/0AA | 158.4 | OPEN | node_8108301_200832110 | node_8108301_200832111 | AD | 8108301
oh_line_8108301_200832117 |  | bal_1P_4CU | 52.800000000000004 | OPEN | node_8108301_200832126 | node_8108301_200832117 | AD | 8108301
oh_line_8108301_200832119 |  | bal_1P_1/0AC | 158.4 | OPEN | node_8108301_200832068 | node_intto1_8108301_200832119 | AD | 8108301
oh_line_8108301_200832121 |  | bal_1P_4CU | 158.4 | OPEN | node_8108301_200832119 | node_8108301_200832121 | AD | 8108301
oh_line_8108301_200832122 |  | bal_1P_4CU | 158.4 | OPEN | node_8108301_200832121 | node_8108301_200832122 | AD | 8108301
oh_line_8108301_200832123 |  | bal_1P_4CU | 158.4 | OPEN | node_8108301_200832122 | node_8108301_200832123 | AD | 8108301
oh_line_8108301_200832124 |  | bal_1P_4CU | 158.4 | OPEN | node_8108301_200832123 | node_8108301_200832124 | AD | 8108301
oh_line_8108301_200832125 |  | bal_1P_4CU | 158.4 | OPEN | node_8108301_200832124 | node_8108301_200832125 | AD | 8108301
oh_line_8108301_200832126 |  | bal_1P_4CU | 158.4 | OPEN | node_8108301_200832125 | node_8108301_200832126 | AD | 8108301
oh_line_8108301_200832130 |  | bal_1P_1/0AC | 105.60000000000001 | OPEN | node_8108301_200832125 | node_8108301_200832130 | AD | 8108301
oh_line_8108301_200832131 |  | bal_1P_1/0AC | 105.60000000000001 | OPEN | node_8108301_200832130 | node_8108301_200832131 | AD | 8108301
oh_line_8108301_200832143 |  | bal_1P_4CU | 105.60000000000001 | OPEN | node_8108301_200832077 | node_8108301_200832143 | AD | 8108301
oh_line_8108301_200832144 |  | bal_1P_4CU | 105.60000000000001 | OPEN | node_8108301_200832143 | node_8108301_200832144 | AD | 8108301
oh_line_8108301_200832145 |  | bal_1P_4CU | 158.4 | OPEN | node_8108301_200832144 | node_8108301_200832145 | AD | 8108301
oh_line_8108301_200832146 |  | bal_1P_4CU | 158.4 | OPEN | node_8108301_200832145 | node_8108301_200832146 | AD | 8108301
oh_line_8108301_200832147 |  | bal_1P_4CU | 158.4 | OPEN | node_8108301_200832146 | node_8108301_200832147 | AD | 8108301
oh_line_8108301_200832148 |  | bal_1P_1/0AA | 158.4 | OPEN | node_8108301_200832147 | node_8108301_200832148 | AD | 8108301
oh_line_8108301_200832149 |  | bal_1P_1/0AA | 105.60000000000001 | OPEN | node_8108301_200832148 | node_8108301_200832149 | AD | 8108301
oh_line_8108301_200836198 |  | bal_1P_1/0AA | 316.8 | OPEN | node_8108301_200836208 | node_8108301_200836198 | AD | 8108301
oh_line_8108301_200836199 |  | bal_1P_2AC | 528 | OPEN | node_8108301_200836228 | node_intto1_8108301_200836199 | AD | 8108301
oh_line_8108301_200836201 |  | bal_1P_4/0AC | 369.6 | OPEN | node_8108301_200832106 | node_8108301_200836201 | AD | 8108301
oh_line_8108301_200836202 |  | bal_1P_4/0AC | 211.20000000000002 | OPEN | node_8108301_200836201 | node_8108301_200836202 | AD | 8108301
oh_line_8108301_200836203 |  | bal_1P_4/0AC | 158.4 | OPEN | node_8108301_200836202 | node_8108301_200836203 | AD | 8108301
oh_line_8108301_200836204 |  | bal_1P_4/0AC | 105.60000000000001 | OPEN | node_8108301_200836203 | node_8108301_200836204 | AD | 8108301
oh_line_8108301_200836205 |  | bal_1P_2AC | 211.20000000000002 | OPEN | node_8108301_200836204 | node_intto1_8108301_200836205 | AD | 8108301
oh_line_8108301_200836206 |  | bal_1P_2AC | 211.20000000000002 | OPEN | node_8108301_200836205 | node_8108301_200836206 | AD | 8108301
oh_line_8108301_200836207 |  | bal_1P_4CU | 211.20000000000002 | OPEN | node_8108301_200836206 | node_8108301_200836207 | AD | 8108301
oh_line_8108301_200836208 |  | bal_1P_2AC | 316.8 | OPEN | node_8108301_200836207 | node_8108301_200836208 | AD | 8108301
oh_line_8108301_200836209 |  | bal_1P_2AC | 211.20000000000002 | OPEN | node_8108301_200836208 | node_8108301_200836209 | AD | 8108301
oh_line_8108301_200836210 |  | bal_1P_2AC | 316.8 | OPEN | node_8108301_200836207 | node_8108301_200836210 | AD | 8108301
oh_line_8108301_200836211 |  | bal_1P_4/0AC | 158.4 | OPEN | node_8108301_200836204 | node_8108301_200836211 | AD | 8108301
oh_line_8108301_200836214 |  | bal_1P_4/0AC | 264 | OPEN | node_8108301_200836211 | node_8108301_200836214 | AD | 8108301
oh_line_8108301_200836216 |  | bal_1P_2AC | 422.40000000000003 | OPEN | node_8108301_200836214 | node_8108301_200836216 | AD | 8108301
oh_line_8108301_200836219 |  | bal_1P_2AC | 475.2 | OPEN | node_8108301_200836216 | node_8108301_200836219 | AD | 8108301
oh_line_8108301_200836220-1 |  | bal_1P_2AC | 0 | OPEN | node_1404899_1_15305662_943 | node_8108301_200836220 | AD | 8108301
oh_line_8108301_200836220-2 |  | bal_1P_2AC | 52.800000000000004 | OPEN | node_8108301_200836219 | node_1404899_1_15305662_943 | AD | 8108301
oh_line_8108301_200836221 |  | bal_1P_2AC | 264 | OPEN | node_8108301_200836220 | node_8108301_200836221 | AD | 8108301
oh_line_8108301_200836224 |  | bal_1P_2AC | 158.4 | OPEN | node_8108301_200836219 | node_8108301_200836224 | AD | 8108301
oh_line_8108301_200836226 |  | bal_1P_2AC | 264 | OPEN | node_8108301_200836224 | node_8108301_200836226 | AD | 8108301
oh_line_8108301_200836228 |  | bal_1P_2AC | 316.8 | OPEN | node_8108301_200836226 | node_8108301_200836228 | AD | 8108301
oh_line_8108301_200836229 |  | bal_1P_2AC | 264 | OPEN | node_8108301_200836228 | node_8108301_200836229 | AD | 8108301
oh_line_8108301_200836230 |  | bal_1P_2AC | 211.20000000000002 | OPEN | node_8108301_200836229 | node_8108301_200836230 | AD | 8108301
oh_line_8108301_200836234 |  | bal_1P_2AC | 316.8 | OPEN | node_8108301_200836230 | node_8108301_200836234 | AD | 8108301
oh_line_8108301_200836237 |  | bal_1P_2AC | 316.8 | OPEN | node_8108301_200836234 | node_8108301_200836237 | AD | 8108301
oh_line_8108301_200836239 |  | bal_1P_2AC | 316.8 | OPEN | node_8108301_200836237 | node_8108301_200836239 | AD | 8108301
oh_line_8108301_200837222 |  | bal_1P_2AC | 158.4 | OPEN | node_8108301_200836224 | node_8108301_200837222 | AD | 8108301
oh_line_8108301_200837223 |  | bal_1P_2AC | 158.4 | OPEN | node_8108301_200837222 | node_intto1_8108301_200837223 | AD | 8108301
oh_line_8108301_200837224 |  | bal_1P_2AC | 211.20000000000002 | OPEN | node_8108301_200837223 | node_8108301_200837224 | AD | 8108301
oh_line_8108301_200837225 |  | bal_1P_2AC | 105.60000000000001 | OPEN | node_8108301_200837224 | node_8108301_200837225 | AD | 8108301
oh_line_8108301_200837226 |  | bal_1P_2AC | 158.4 | OPEN | node_8108301_200837225 | node_8108301_200837226 | AD | 8108301
oh_line_8108301_200837228 |  | bal_1P_2AC | 158.4 | OPEN | node_8108301_200837226 | node_8108301_200837228 | AD | 8108301
oh_line_8108301_200837229 |  | bal_1P_2AC | 369.6 | OPEN | node_8108301_200837228 | node_8108301_200837229 | AD | 8108301
oh_line_8108301_200837232 |  | bal_1P_2AC | 264 | OPEN | node_8108301_200837229 | node_8108301_200837232 | AD | 8108301
oh_line_8108301_200914628 |  | bal_1P_2AC | 105.60000000000001 | OPEN | node_8108301_200836239 | node_8108301_200914628 | AD | 8108301
oh_line_8108301_200917118 |  | bal_3P_477AL_4/0AL(N) | 105.60000000000001 | OPEN | node_SOURCE_8108301 | node_8108301_200917118 | ABCN | 8108301
oh_line_8108301_200980274 |  | bal_3P_4CU_4/0AL(N) | 158.4 | OPEN | node_8108301_200809280 | node_8108301_200980274 | ABCN | 8108301
oh_line_8108301_201011964 |  | bal_3P_WYECUST | 52.800000000000004 | OPEN | node_8108301_200808441 | node_8108301_201011964 | ABCN | 8108301
oh_line_8108301_201015705 |  | bal_3P_4/0AC_1/0AA(N) | 105.60000000000001 | OPEN | node_8108301_200809250 | node_8108301_201015705 | ABCN | 8108301
oh_line_8108301_201016307 |  | bal_3P_4/0AC_1/0AA(N) | 211.20000000000002 | OPEN | node_8108301_200809252 | node_8108301_201016307 | ABCN | 8108301
oh_line_8108301_201017116 |  | bal_3P_4/0AC_1/0AA(N) | 158.4 | OPEN | node_8108301_200809248 | node_8108301_201017116 | ABCN | 8108301
oh_line_8108301_201024136 |  | bal_1P_1/0AA_1/0AA(N) | 52.800000000000004 | OPEN | node_8108301_200816139 | node_8108301_201024136 | AN | 8108301
oh_line_8108301_201024137 |  | bal_1P_1/0AA_1/0AA(N) | 316.8 | OPEN | node_8108301_201024136 | node_8108301_201024137 | AN | 8108301
oh_line_8108301_201024138 |  | bal_1P_1/0AA_1/0AA(N) | 316.8 | OPEN | node_8108301_201024137 | node_8108301_201024138 | AN | 8108301
oh_line_8108301_201024139 |  | bal_1P_1/0AA_1/0AA(N) | 264 | OPEN | node_8108301_201024138 | node_8108301_201024139 | AN | 8108301
oh_line_8108301_310009298 |  | bal_3P_4/0AL_4/0AL(N) | 52.800000000000004 | OPEN | node_8108301_200809262 | node_8108301_310009298 | ABCN | 8108301
oh_line_8108301_310009384 |  | bal_1P_4CU | 158.4 | OPEN | node_8108301_200836210 | node_8108301_310009384 | AD | 8108301
oh_line_8108301_312118439 |  | bal_1P_WYECUST | 211.20000000000002 | OPEN | node_8108301_312118440 | node_8108301_312118439 | AN | 8108301
oh_line_8108301_312118440 |  | bal_1P_1/0AA_1/0AA(N) | 158.4 | OPEN | node_8108301_201024139 | node_8108301_312118440 | AN | 8108301
oh_line_8108301_312120464 |  | bal_3P_1/0AC_1/0AA(N) | 52.800000000000004 | OPEN | node_8108301_200832043 | node_intto1_8108301_312120464 | ABCN | 8108301
oh_line_8108301_312140492 |  | bal_3P_477AL_1/0AA(N) | 52.800000000000004 | OPEN | node_8108301_200816137 | node_8108301_312140492 | ABCN | 8108301
oh_line_TAP_OH_891815 |  | unb_TAPWIRE_OH | 52.800000000000004 | OPEN | node_8108301_200808329 | node_1399610_463_15298780_32 | ABCN | 8108301
oh_line_TAP_OH_891816 |  | unb_TAPWIRE_OH | 52.800000000000004 | OPEN | node_8108301_200808333 | node_1399457_75_15298967_091 | ABN | 8108301
oh_line_TAP_OH_891817 |  | unb_TAPWIRE_OH | 52.800000000000004 | OPEN | node_8108301_200808335 | node_1399442_083_15299206_243 | ABCN | 8108301
oh_line_TAP_OH_891831 |  | unb_TAPWIRE_OH | 52.800000000000004 | OPEN | node_8108301_200808385 | node_1399385_893_15300407_665 | AN | 8108301
oh_line_TAP_OH_891987 |  | unb_TAPWIRE_OH | 52.800000000000004 | OPEN | node_8108301_200809184 | node_1399891_866_15299157_419 | ABN | 8108301
oh_line_TAP_OH_891988 |  | unb_TAPWIRE_OH | 52.800000000000004 | OPEN | node_8108301_200809186 | node_1399892_589_15299343_506 | ABN | 8108301
oh_line_TAP_OH_891989 |  | unb_TAPWIRE_OH | 52.800000000000004 | OPEN | node_8108301_200809188 | node_1399403_531_15298716_716 | ABCN | 8108301
oh_line_TAP_OH_891990 |  | unb_TAPWIRE_OH | 52.800000000000004 | OPEN | node_8108301_200809193 | node_1399631_404_15298651_119 | ABCN | 8108301
oh_line_TAP_OH_891992 |  | unb_TAPWIRE_OH | 52.800000000000004 | OPEN | node_8108301_200809197 | node_1400016_311_15298793_96 | ABN | 8108301
oh_line_TAP_OH_891993 |  | unb_TAPWIRE_OH | 52.800000000000004 | OPEN | node_8108301_200809201 | node_1400185_235_15298958_662 | AN | 8108301
oh_line_TAP_OH_891997 |  | unb_TAPWIRE_OH | 52.800000000000004 | OPEN | node_8108301_200809227 | node_1399949_619_15299649_093 | ABCN | 8108301
oh_line_TAP_OH_892000 |  | unb_TAPWIRE_OH | 52.800000000000004 | OPEN | node_8108301_200809250 | node_1398592_763_15301105_041 | ABCN | 8108301
oh_line_TAP_OH_892004 |  | unb_TAPWIRE_OH | 52.800000000000004 | OPEN | node_8108301_200809271 | node_1398233_538_15300947_736 | ABCN | 8108301
oh_line_TAP_OH_892009 |  | unb_TAPWIRE_OH | 52.800000000000004 | OPEN | node_8108301_200809280 | node_1398183_773_15300341_481 | ABCN | 8108301
oh_line_TAP_OH_893123 |  | unb_TAPWIRE_OH | 52.800000000000004 | OPEN | node_8108301_200815920 | node_1398988_727_15299319_819 | ABCN | 8108301
oh_line_TAP_OH_893125 |  | unb_TAPWIRE_OH | 52.800000000000004 | OPEN | node_8108301_200815931 | node_1399057_574_15299630_488 | ABCN | 8108301
oh_line_TAP_OH_893127 |  | unb_TAPWIRE_OH | 52.800000000000004 | OPEN | node_8108301_200815945 | node_1399161_001_15298573_044 | AN | 8108301
oh_line_TAP_OH_893140 |  | unb_TAPWIRE_OH | 52.800000000000004 | OPEN | node_8108301_200816134 | node_1398386_112_15299792_336 | ABCN | 8108301
oh_line_TAP_OH_897917 |  | unb_TAPWIRE_OH | 52.800000000000004 | OPEN | node_8108301_200832050 | node_1398676_348_15303627_105 | AN | 8108301
oh_line_TAP_OH_897919 |  | unb_TAPWIRE_OH | 52.800000000000004 | OPEN | node_8108301_200832060 | node_1399444_315_15303282_995 | AN | 8108301
oh_line_TAP_OH_897920 |  | unb_TAPWIRE_OH | 52.800000000000004 | OPEN | node_8108301_200832061 | node_1399495_536_15303478_438 | AN | 8108301
oh_line_TAP_OH_897921 |  | unb_TAPWIRE_OH | 52.800000000000004 | OPEN | node_8108301_200832068 | node_1399231_483_15302729_764 | AN | 8108301
oh_line_TAP_OH_897922 |  | unb_TAPWIRE_OH | 52.800000000000004 | OPEN | node_8108301_200832072 | node_1399582_739_15302920_287 | AN | 8108301
oh_line_TAP_OH_897923 |  | unb_TAPWIRE_OH | 52.800000000000004 | OPEN | node_8108301_200832077 | node_1400186_824_15302965_182 | AN | 8108301
oh_line_TAP_OH_897924 |  | unb_TAPWIRE_OH | 52.800000000000004 | OPEN | node_8108301_200832079 | node_1400474_479_15303052_114 | AN | 8108301
oh_line_TAP_OH_897925 |  | unb_TAPWIRE_OH | 52.800000000000004 | OPEN | node_8108301_200832081 | node_1400755_41_15302893_723 | AN | 8108301
oh_line_TAP_OH_897926 |  | unb_TAPWIRE_OH | 52.800000000000004 | OPEN | node_8108301_200832085 | node_1401106_557_15303170_639 | AN | 8108301
oh_line_TAP_OH_897927 |  | unb_TAPWIRE_OH | 52.800000000000004 | OPEN | node_8108301_200832087 | node_1401469_023_15303214_978 | AN | 8108301
oh_line_TAP_OH_897928 |  | unb_TAPWIRE_OH | 52.800000000000004 | OPEN | node_8108301_200832092 | node_1401929_931_15303459_367 | AN | 8108301
oh_line_TAP_OH_897929 |  | unb_TAPWIRE_OH | 52.800000000000004 | OPEN | node_8108301_200832095 | node_1402027_238_15302449_446 | AN | 8108301
oh_line_TAP_OH_897930 |  | unb_TAPWIRE_OH | 52.800000000000004 | OPEN | node_8108301_200832096 | node_1402078_864_15303714_091 | AN | 8108301
oh_line_TAP_OH_897931 |  | unb_TAPWIRE_OH | 52.800000000000004 | OPEN | node_8108301_200832103 | node_1402245_242_15304944_843 | AN | 8108301
oh_line_TAP_OH_897932 |  | unb_TAPWIRE_OH | 52.800000000000004 | OPEN | node_8108301_200832105 | node_1402382_519_15305400_942 | AN | 8108301
oh_line_TAP_OH_897933 |  | unb_TAPWIRE_OH | 52.800000000000004 | OPEN | node_8108301_200832108 | node_1398566_224_15302825_072 | AN | 8108301
oh_line_TAP_OH_897934 |  | unb_TAPWIRE_OH | 52.800000000000004 | OPEN | node_8108301_200832111 | node_1398932_236_15303074_399 | AN | 8108301
oh_line_TAP_OH_897935 |  | unb_TAPWIRE_OH | 52.800000000000004 | OPEN | node_8108301_200832117 | node_1398927_846_15303682_261 | AN | 8108301
oh_line_TAP_OH_897936 |  | unb_TAPWIRE_OH | 52.800000000000004 | OPEN | node_8108301_200832123 | node_1399232_529_15303387_768 | AN | 8108301
oh_line_TAP_OH_897937 |  | unb_TAPWIRE_OH | 52.800000000000004 | OPEN | node_8108301_200832131 | node_1399181_678_15303933_064 | AN | 8108301
oh_line_TAP_OH_897939 |  | unb_TAPWIRE_OH | 52.800000000000004 | OPEN | node_8108301_200832147 | node_1400222_062_15303701_996 | AN | 8108301
oh_line_TAP_OH_897940 |  | unb_TAPWIRE_OH | 52.800000000000004 | OPEN | node_8108301_200832149 | node_1400171_804_15303985_015 | AN | 8108301
oh_line_TAP_OH_899117 |  | unb_TAPWIRE_OH | 52.800000000000004 | OPEN | node_8108301_200836198 | node_1403223_697_15306497_409 | AN | 8108301
oh_line_TAP_OH_899118 |  | unb_TAPWIRE_OH | 52.800000000000004 | OPEN | node_8108301_200836199 | node_1405729_763_15305092_112 | AN | 8108301
oh_line_TAP_OH_899119 |  | unb_TAPWIRE_OH | 52.800000000000004 | OPEN | node_8108301_200836203 | node_1403533_958_15305344_595 | AN | 8108301
oh_line_TAP_OH_899120 |  | unb_TAPWIRE_OH | 52.800000000000004 | OPEN | node_8108301_200836209 | node_1403020_819_15306221_5 | AN | 8108301
oh_line_TAP_OH_899121 |  | unb_TAPWIRE_OH | 52.800000000000004 | OPEN | node_8108301_200836211 | node_1403811_044_15305372_46 | AN | 8108301
oh_line_TAP_OH_899122 |  | unb_TAPWIRE_OH | 52.800000000000004 | OPEN | node_8108301_200836214 | node_1404048_615_15305481_987 | AN | 8108301
oh_line_TAP_OH_899123 |  | unb_TAPWIRE_OH | 52.800000000000004 | OPEN | node_8108301_200836216 | node_1404459_504_15305505_933 | AN | 8108301
oh_line_TAP_OH_899124 |  | unb_TAPWIRE_OH | 52.800000000000004 | OPEN | node_8108301_200836219 | node_1404906_731_15305590_527 | AN | 8108301
oh_line_TAP_OH_899125 |  | unb_TAPWIRE_OH | 52.800000000000004 | OPEN | node_8108301_200836221 | node_1404931_228_15305958_748 | AN | 8108301
oh_line_TAP_OH_899126 |  | unb_TAPWIRE_OH | 52.800000000000004 | OPEN | node_8108301_200836226 | node_1405332_756_15305634_041 | AN | 8108301
oh_line_TAP_OH_899127 |  | unb_TAPWIRE_OH | 52.800000000000004 | OPEN | node_8108301_200836230 | node_1406112_159_15305506_315 | AN | 8108301
oh_line_TAP_OH_899128 |  | unb_TAPWIRE_OH | 52.800000000000004 | OPEN | node_8108301_200836234 | node_1406394_9_15305420_757 | AN | 8108301
oh_line_TAP_OH_899129 |  | unb_TAPWIRE_OH | 52.800000000000004 | OPEN | node_8108301_200836237 | node_1406665_845_15305334_084 | AN | 8108301
oh_line_TAP_OH_899130 |  | unb_TAPWIRE_OH | 0 | OPEN | node_8108301_200836239 | node_1406932_707_15305233_249 | AN | 8108301
oh_line_TAP_OH_899491 |  | unb_TAPWIRE_OH | 52.800000000000004 | OPEN | node_8108301_200837226 | node_1405112_032_15304902_648 | AN | 8108301
oh_line_TAP_OH_899492 |  | unb_TAPWIRE_OH | 52.800000000000004 | OPEN | node_8108301_200837228 | node_1405045_396_15304730_699 | AN | 8108301
oh_line_TAP_OH_899493 |  | unb_TAPWIRE_OH | 52.800000000000004 | OPEN | node_8108301_200837229 | node_1405102_765_15304394_791 | AN | 8108301
oh_line_TAP_OH_899494 |  | unb_TAPWIRE_OH | 52.800000000000004 | OPEN | node_8108301_200837232 | node_1405117_407_15304066_746 | AN | 8108301
oh_line_TAP_OH_931618 |  | unb_TAPWIRE_OH | 52.800000000000004 | OPEN | node_8108301_201024138 | node_1398401_883_15298968_916 | AN | 8108301
oh_line_TAP_OH_2144920 |  | unb_TAPWIRE_OH | 52.800000000000004 | OPEN | node_8108301_200808438 | node_1398991_773_15300048_918 | ABCN | 8108301
oh_line_TAP_OH_2144921 |  | unb_TAPWIRE_OH | 52.800000000000004 | OPEN | node_8108301_200808438 | node_1398990_814_15300058_379 | ABCN | 8108301
oh_line_TAP_OH_2144922 |  | unb_TAPWIRE_OH | 52.800000000000004 | OPEN | node_8108301_200808438 | node_1398991_408_15300037_474 | ABCN | 8108301
oh_line_TAP_OH_2144923 |  | unb_TAPWIRE_OH | 52.800000000000004 | OPEN | node_8108301_200808436 | node_1399100_343_15299929_018 | ABCN | 8108301
oh_line_TAP_OH_2144924 |  | unb_TAPWIRE_OH | 52.800000000000004 | OPEN | node_8108301_200808436 | node_1399098_237_15299954_201 | ABCN | 8108301
oh_line_TAP_OH_2144925 |  | unb_TAPWIRE_OH | 52.800000000000004 | OPEN | node_8108301_200808436 | node_1399100_749_15299907_799 | ABCN | 8108301
oh_line_TAP_OH_2255320 |  | unb_TAPWIRE_OH | 105.60000000000001 | OPEN | node_8108301_200808384 | node_1399348_302_15300530_316 | ABCN | 8108301
oh_line_TAP_OH_2255321 |  | unb_TAPWIRE_OH | 105.60000000000001 | OPEN | node_8108301_200808384 | node_1399328_503_15300531_53 | ABCN | 8108301
oh_line_TAP_OH_2255322 |  | unb_TAPWIRE_OH | 105.60000000000001 | OPEN | node_8108301_200808384 | node_1399367_16_15300522_259 | ABCN | 8108301
oh_line_TAP_OH_2255323 |  | unb_TAPWIRE_OH | 52.800000000000004 | OPEN | node_8108301_200808339 | node_1399324_939_15299490_31 | ABCN | 8108301
oh_line_TAP_OH_2255324 |  | unb_TAPWIRE_OH | 105.60000000000001 | OPEN | node_8108301_200808339 | node_1399331_104_15299465_054 | ABCN | 8108301
oh_line_TAP_OH_2255325 |  | unb_TAPWIRE_OH | 52.800000000000004 | OPEN | node_8108301_200808339 | node_1399323_861_15299516_889 | ABCN | 8108301
oh_line_TAP_OH_2255326 |  | unb_TAPWIRE_OH | 105.60000000000001 | OPEN | node_8108301_200809284 | node_1398399_198_15300562_962 | ABCN | 8108301
oh_line_TAP_OH_2255327 |  | unb_TAPWIRE_OH | 105.60000000000001 | OPEN | node_8108301_200809284 | node_1398398_234_15300589_55 | ABCN | 8108301
oh_line_TAP_OH_2255328 |  | unb_TAPWIRE_OH | 105.60000000000001 | OPEN | node_8108301_200809284 | node_1398395_004_15300536_902 | ABCN | 8108301
oh_line_TAP_OH_2255329 |  | unb_TAPWIRE_OH | 52.800000000000004 | OPEN | node_8108301_200808340 | node_1399445_63_15299647_598 | ABCN | 8108301
oh_line_TAP_OH_2255330 |  | unb_TAPWIRE_OH | 105.60000000000001 | OPEN | node_8108301_200808340 | node_1399439_737_15299672_973 | ABCN | 8108301
oh_line_TAP_OH_2255331 |  | unb_TAPWIRE_OH | 52.800000000000004 | OPEN | node_8108301_200808340 | node_1399446_423_15299620_999 | ABCN | 8108301
oh_line_TAP_OH_2255332 |  | unb_TAPWIRE_OH | 105.60000000000001 | OPEN | node_8108301_200809269 | node_1398556_5_15300107_093 | ABCN | 8108301
oh_line_TAP_OH_2255333 |  | unb_TAPWIRE_OH | 105.60000000000001 | OPEN | node_8108301_200809269 | node_1398576_105_15300111_217 | ABCN | 8108301
oh_line_TAP_OH_2255334 |  | unb_TAPWIRE_OH | 105.60000000000001 | OPEN | node_8108301_200809269 | node_1398536_8_15300109_917 | ABCN | 8108301
oh_line_TAP_OH_2255335 |  | unb_TAPWIRE_OH | 52.800000000000004 | OPEN | node_8108301_200832052 | node_1398422_973_15302846_233 | ABCN | 8108301
oh_line_TAP_OH_2255336 |  | unb_TAPWIRE_OH | 52.800000000000004 | OPEN | node_8108301_200832052 | node_1398423_389_15302826_448 | ABCN | 8108301
oh_line_TAP_OH_2255337 |  | unb_TAPWIRE_OH | 52.800000000000004 | OPEN | node_8108301_200832052 | node_1398423_523_15302861_831 | ABCN | 8108301
oh_line_TAP_OH_2255338 |  | unb_TAPWIRE_OH | 105.60000000000001 | OPEN | node_8108301_200809274 | node_1398290_975_15301324_317 | ABCN | 8108301
oh_line_TAP_OH_2255339 |  | unb_TAPWIRE_OH | 105.60000000000001 | OPEN | node_8108301_200809274 | node_1398288_972_15301350_79 | ABCN | 8108301
oh_line_TAP_OH_2255340 |  | unb_TAPWIRE_OH | 105.60000000000001 | OPEN | node_8108301_200809274 | node_1398287_807_15301298_005 | ABCN | 8108301
oh_line_TAP_OH_2255341 |  | unb_TAPWIRE_OH | 105.60000000000001 | OPEN | node_8108301_200809260 | node_1398785_847_15301367_489 | ABCN | 8108301
oh_line_TAP_OH_2255342 |  | unb_TAPWIRE_OH | 105.60000000000001 | OPEN | node_8108301_200809260 | node_1398805_671_15301367_405 | ABCN | 8108301
oh_line_TAP_OH_2255343 |  | unb_TAPWIRE_OH | 105.60000000000001 | OPEN | node_8108301_200809260 | node_1398766_748_15301374_463 | ABCN | 8108301
oh_line_TAP_OH_2255344 |  | unb_TAPWIRE_OH | 105.60000000000001 | OPEN | node_8108301_200809214 | node_1399117_927_15299743_642 | ABCN | 8108301
oh_line_TAP_OH_2255345 |  | unb_TAPWIRE_OH | 105.60000000000001 | OPEN | node_8108301_200809214 | node_1399137_695_15299745_841 | ABCN | 8108301
oh_line_TAP_OH_2255346 |  | unb_TAPWIRE_OH | 105.60000000000001 | OPEN | node_8108301_200809273 | node_1398287_085_15301200_416 | ABCN | 8108301
oh_line_TAP_OH_2255347 |  | unb_TAPWIRE_OH | 105.60000000000001 | OPEN | node_8108301_200809273 | node_1398285_559_15301226_951 | ABCN | 8108301
oh_line_TAP_OH_2255348 |  | unb_TAPWIRE_OH | 105.60000000000001 | OPEN | node_8108301_200816132 | node_1398053_202_15299914_789 | ABCN | 8108301
oh_line_TAP_OH_2255349 |  | unb_TAPWIRE_OH | 105.60000000000001 | OPEN | node_8108301_200816132 | node_1398033_161_15299911_531 | ABCN | 8108301
oh_line_TAP_OH_2255350 |  | unb_TAPWIRE_OH | 105.60000000000001 | OPEN | node_8108301_200816132 | node_1398071_898_15299912_86 | ABCN | 8108301
oh_line_TAP_OH_2255351 |  | unb_TAPWIRE_OH | 52.800000000000004 | OPEN | node_8108301_200808446 | node_1399092_355_15300602_788 | ABCN | 8108301
oh_line_TAP_OH_2255352 |  | unb_TAPWIRE_OH | 52.800000000000004 | OPEN | node_8108301_200808446 | node_1399089_725_15300629_158 | ABCN | 8108301
oh_line_TAP_OH_2255353 |  | unb_TAPWIRE_OH | 105.60000000000001 | OPEN | node_8108301_200808446 | node_1399089_809_15300576_36 | ABCN | 8108301
oh_line_TAP_OH_2255354 |  | unb_TAPWIRE_OH | 52.800000000000004 | OPEN | node_8108301_200815922 | node_1398977_474_15298934_844 | ABCN | 8108301
oh_line_TAP_OH_2255355 |  | unb_TAPWIRE_OH | 52.800000000000004 | OPEN | node_8108301_200815922 | node_1398981_117_15298908_701 | ABCN | 8108301
oh_line_TAP_OH_2255356 |  | unb_TAPWIRE_OH | 105.60000000000001 | OPEN | node_8108301_200809257 | node_1398760_887_15300334_858 | ABCN | 8108301
oh_line_TAP_OH_2255357 |  | unb_TAPWIRE_OH | 105.60000000000001 | OPEN | node_8108301_200809257 | node_1398756_3_15300360_724 | ABCN | 8108301
oh_line_TAP_OH_2255358 |  | unb_TAPWIRE_OH | 105.60000000000001 | OPEN | node_8108301_200809257 | node_1398760_327_15300308_237 | ABCN | 8108301
oh_line_TAP_OH_2255359 |  | unb_TAPWIRE_OH | 105.60000000000001 | OPEN | node_8108301_200809194 | node_1399770_924_15298599_148 | ABCN | 8108301
oh_line_TAP_OH_2255360 |  | unb_TAPWIRE_OH | 105.60000000000001 | OPEN | node_8108301_200809194 | node_1399789_851_15298607_236 | ABCN | 8108301
oh_line_TAP_OH_2255361 |  | unb_TAPWIRE_OH | 52.800000000000004 | OPEN | node_8108301_200809232 | node_1400267_76_15299469_637 | ABCN | 8108301
oh_line_TAP_OH_2255362 |  | unb_TAPWIRE_OH | 52.800000000000004 | OPEN | node_8108301_200809232 | node_1400289_021_15299465_949 | ABCN | 8108301
oh_line_TAP_OH_2255363 |  | unb_TAPWIRE_OH | 105.60000000000001 | OPEN | node_8108301_200809246 | node_1398743_315_15300464_811 | ABCN | 8108301
oh_line_TAP_OH_2255364 |  | unb_TAPWIRE_OH | 105.60000000000001 | OPEN | node_8108301_200809246 | node_1398738_897_15300490_731 | ABCN | 8108301
oh_line_TAP_OH_2255365 |  | unb_TAPWIRE_OH | 105.60000000000001 | OPEN | node_8108301_200809246 | node_1398742_58_15300438_196 | ABCN | 8108301
oh_line_TAP_OH_2255366 |  | unb_TAPWIRE_OH | 105.60000000000001 | OPEN | node_8108301_200809277 | node_1398234_137_15299987_611 | ABCN | 8108301
oh_line_TAP_OH_2255367 |  | unb_TAPWIRE_OH | 105.60000000000001 | OPEN | node_8108301_200809277 | node_1398232_638_15300014_149 | ABCN | 8108301
oh_line_TAP_OH_2255368 |  | unb_TAPWIRE_OH | 105.60000000000001 | OPEN | node_8108301_200809277 | node_1398230_469_15299961_413 | ABCN | 8108301
oh_line_TAP_OH_2255369 |  | unb_TAPWIRE_OH | 52.800000000000004 | OPEN | node_8108301_200809224 | node_1399651_635_15299821_555 | ABCN | 8108301
oh_line_TAP_OH_2255370 |  | unb_TAPWIRE_OH | 52.800000000000004 | OPEN | node_8108301_200809224 | node_1399656_324_15299795_723 | ABCN | 8108301
oh_line_TAP_OH_2255371 |  | unb_TAPWIRE_OH | 52.800000000000004 | OPEN | node_8108301_200809224 | node_1399652_091_15299848_179 | ABCN | 8108301
oh_line_TAP_OH_2255372 |  | unb_TAPWIRE_OH | 105.60000000000001 | OPEN | node_8108301_200809219 | node_1399467_377_15299785_163 | ABCN | 8108301
oh_line_TAP_OH_2255373 |  | unb_TAPWIRE_OH | 105.60000000000001 | OPEN | node_8108301_200809219 | node_1399485_759_15299795_292 | ABCN | 8108301
oh_line_TAP_OH_2255374 |  | unb_TAPWIRE_OH | 105.60000000000001 | OPEN | node_8108301_200809219 | node_1399447_699_15299781_753 | ABCN | 8108301
oh_line_TAP_OH_2255375 |  | unb_TAPWIRE_OH | 105.60000000000001 | OPEN | node_8108301_200809276 | node_1398230_062_15301692_917 | ABCN | 8108301
oh_line_TAP_OH_2255376 |  | unb_TAPWIRE_OH | 105.60000000000001 | OPEN | node_8108301_200809276 | node_1398210_287_15301690_889 | ABCN | 8108301
oh_line_TAP_OH_2255377 |  | unb_TAPWIRE_OH | 105.60000000000001 | OPEN | node_8108301_200809276 | node_1398249_522_15301688_004 | ABCN | 8108301
oh_line_TAP_OH_2470544 |  | unb_TAPWIRE_OH | 52.800000000000004 | OPEN | node_8108301_200808441 | node_1398976_525_15300382_769 | ABCN | 8108301
oh_line_TAP_OH_2470545 |  | unb_TAPWIRE_OH | 52.800000000000004 | OPEN | node_8108301_200808441 | node_1398977_334_15300361_262 | ABCN | 8108301
oh_line_TAP_OH_3055398 |  | unb_TAPWIRE_OH | 0 | OPEN | node_8108301_200837223 | node_1405088_848_15305361_194 | AN | 8108301
oh_line_TAP_OH_3426931 |  | unb_TAPWIRE_OH | 0 | OPEN | node_8108301_200809266 | node_1398402_724_15300201_12 | ABCN | 8108301
oh_line_TAP_OH_3426932 |  | unb_TAPWIRE_OH | 0 | OPEN | node_8108301_200809266 | node_1398400_039_15300191_179 | ABCN | 8108301
oh_line_TAP_OH_3426933 |  | unb_TAPWIRE_OH | 0 | OPEN | node_8108301_200809266 | node_1398400_226_15300178_174 | ABCN | 8108301
oh_line_TAP_OH_3792632 |  | unb_TAPWIRE_OH | 52.800000000000004 | OPEN | node_8108301_200809198 | node_1400076_578_15298598_011 | AN | 8108301
oh_line_TAP_OH_4219131 |  | unb_TAPWIRE_OH | 0 | OPEN | node_8108301_200816136 | node_1398878_971_15299800_793 | ABCN | 8108301
oh_line_TAP_OH_5241198 |  | unb_TAPWIRE_OH | 52.800000000000004 | OPEN | node_8108301_312118439 | node_1398193_217_15298498_948 | AN | 8108301

## UndergroundLine
Name | GroupId | Configuration | NumParallelCables | Length | Status | From | To | Phases | Feeder | Comments
und_line_8108301_200805598 |  | und_3P_500CUURD_500CU(N) | 0 | 0 | OPEN | node_8108301_311902383 | node_8108301_200805598 | ABCN | 8108301
und_line_8108301_311902383-1 |  | und_3P_4/0ALURD_4/0AL(N) | 0 | 0 | OPEN | node_8108301_200816142 | node_intto1_220382508 | ABCN | 8108301
und_line_8108301_311902383-2 |  | und_3P_4/0ALURD_4/0AL(N) | 0 | 264 | OPEN | node_220382508 | node_intto1_311902511 | ABCN | 8108301
und_line_8108301_311902383-3 |  | und_3P_4/0ALURD_4/0AL(N) | 0 | 0 | OPEN | node_311902511 | node_8108301_311902383 | ABCN | 8108301
und_line_8108301_312120470 |  | und_3P_WYECUST | 0 | 105.60000000000001 | OPEN | node_8108301_312120464 | node_intto1_8108301_312120470 | ABCN | 8108301
und_line_TAP_UG_444996 |  | und_TAPWIRE_UG | 0 | 0 | OPEN | node_8108301_311902383 | node_1398039_926_15299465_224 | ABCN | 8108301
und_line_TAP_UG_2638225 |  | und_TAPWIRE_UG | 0 | 52.800000000000004 | OPEN | node_8108301_312120470 | node_1398621_259_15302396_36 | ABCN | 8108301