## Feeder
Name | Description | Comments
8100201

## Node
Name | GroupId | Latitude | Longitude | BusType | NominalVoltage | ConsistentPath | DistToSlack | Phases | Feeder | Comments
node_1394982_857_15290311_022 |  | 42.092958779303615 | -75.90462412538322 | PQ | 2771.281 | False | -1 | ABCD | 8100201
node_1395092_177_15290479_559 |  | 42.093420403234276 | -75.90420821205821 | PQ | 2771.281 | False | -1 | ABCN | 8100201
node_1395450_188_15290216_37 |  | 42.09269952686477 | -75.90284614157342 | PQ | 2771.281 | False | -1 | AN | 8100201
node_1395466_908_15290021_684 |  | 42.092166280654354 | -75.9027825295098 | PQ | 2771.281 | False | -1 | AN | 8100201
node_1395533_481_15290422_418 |  | 42.09326389366651 | -75.90252924925197 | PQ | 2771.281 | False | -1 | ABCN | 8100201
node_1395544_899_15290421_633 |  | 42.09326174354644 | -75.90248580890854 | PQ | 2771.281 | False | -1 | ABCN | 8100201
node_1395556_847_15290429_49 |  | 42.093283263920156 | -75.90244035215399 | PQ | 2771.281 | False | -1 | ABCN | 8100201
node_1395622_137_15290489_209 |  | 42.09344683464656 | -75.90219195313286 | PQ | 2771.281 | False | -1 | ABCD | 8100201
node_1395677_583_15290382_279 |  | 42.09315395268647 | -75.90198100609464 | PQ | 2771.281 | False | -1 | ABCN | 8100201
node_1395681_36_15290356_171 |  | 42.093082442705985 | -75.9019666363121 | PQ | 2771.281 | False | -1 | ABCN | 8100201
node_1395753_531_15289880_802 |  | 42.09178040394716 | -75.9016920581875 | PQ | 2771.281 | False | -1 | AN | 8100201
node_1395804_471_15290538_908 |  | 42.09358296052829 | -75.90149825444826 | PQ | 2771.281 | False | -1 | ABCN | 8100201
node_1395989_776_15290143_367 |  | 42.092499571176646 | -75.9007932524478 | PQ | 2771.281 | False | -1 | AN | 8100201
node_1396002_291_15290697_89 |  | 42.094018413252286 | -75.90074563851381 | PQ | 2771.281 | False | -1 | ABCN | 8100201
node_1396011_739_15290692_211 |  | 42.094002858434635 | -75.90070969313241 | PQ | 2771.281 | False | -1 | ABCN | 8100201
node_1396016_097_15290681_174 |  | 42.09397262802041 | -75.90069311290675 | PQ | 2771.281 | False | -1 | ABCN | 8100201
node_1396105_884_15289886_66 |  | 42.091796449046974 | -75.90035151384242 | PQ | 2771.281 | False | -1 | AN | 8100201
node_1396126_884_15290938_865 |  | 42.09467844533243 | -75.90027161830798 | PQ | 2771.281 | False | -1 | ABCN | 8100201
node_1396127_662_15290914_584 |  | 42.09461193951673 | -75.90026865836866 | PQ | 2771.281 | False | -1 | ABCN | 8100201
node_1396129_818_15289500_16 |  | 42.09073782305268 | -75.90026045576045 | PQ | 2771.281 | False | -1 | AN | 8100201
node_1396134_171_15290895_097 |  | 42.094558564497966 | -75.90024389455753 | PQ | 2771.281 | False | -1 | ABCN | 8100201
node_1396255_999_15290866_813 |  | 42.09448109443944 | -75.89978039393039 | PQ | 2771.281 | False | -1 | ABCN | 8100201
node_1396259_239_15290814_221 |  | 42.09433704461203 | -75.89976806719079 | PQ | 2771.281 | False | -1 | ABCN | 8100201
node_1396260_199_15290840_825 |  | 42.09440991313972 | -75.89976441482351 | PQ | 2771.281 | False | -1 | ABCN | 8100201
node_1396276_072_15290403_967 |  | 42.09321335625844 | -75.89970402521311 | PQ | 2771.281 | False | -1 | ABCN | 8100201
node_1396421_18_15290715_914 |  | 42.094067781104606 | -75.89915195467923 | PQ | 2771.281 | False | -1 | ABCN | 8100201
node_1396459_014_15290186_853 |  | 42.092618679611284 | -75.89900801336256 | PQ | 2771.281 | False | -1 | AN | 8100201
node_1396569_873_15290684_937 |  | 42.093982934901696 | -75.89858624483624 | PQ | 2771.281 | False | -1 | ABCN | 8100201
node_1396852_38_15290178_913 |  | 42.09259693190004 | -75.8975114330387 | PQ | 2771.281 | False | -1 | AN | 8100201
node_1396879_933_15289901_744 |  | 42.09183776422032 | -75.89740660629296 | PQ | 2771.281 | False | -1 | AN | 8100201
node_1396982_416_15290690_197 |  | 42.09399734207564 | -75.89701670467124 | PQ | 2771.281 | False | -1 | ABCN | 8100201
node_1397001_284_15290698_561 |  | 42.09402025112562 | -75.89694492043583 | PQ | 2771.281 | False | -1 | ABCN | 8100201
node_1397017_928_15290713_183 |  | 42.09406030087798 | -75.89688159751796 | PQ | 2771.281 | False | -1 | ABCN | 8100201
node_1397204_831_15290827_85 |  | 42.094374374530986 | -75.89617051584779 | PQ | 2771.281 | False | -1 | ABCN | 8100201
node_1397232_262_15290561_942 |  | 42.09364605080294 | -75.89606615325705 | PQ | 2771.281 | False | -1 | AN | 8100201
node_1397233_871_15289976_424 |  | 42.09204231322227 | -75.89606003173729 | PQ | 2771.281 | False | -1 | AN | 8100201
node_1397358_257_15290279_295 |  | 42.09287187884586 | -75.89558679907316 | PQ | 2771.281 | False | -1 | AN | 8100201
node_1397394_119_15290876_38 |  | 42.09450729851418 | -75.89545036032763 | PQ | 2771.281 | False | -1 | ABCN | 8100201
node_1397501_563_15291251_102 |  | 42.09553366449047 | -75.89504158433704 | PQ | 2771.281 | False | -1 | ABCD | 8100201
node_1397600_002_15291191_191 |  | 42.095369567874826 | -75.89466706831251 | PQ | 2771.281 | False | -1 | ABCN | 8100201
node_1397603_482_15291165_007 |  | 42.095297849729846 | -75.8946538284811 | PQ | 2771.281 | False | -1 | ABCN | 8100201
node_1397697_568_15290957_617 |  | 42.09472980718145 | -75.8942958736595 | PQ | 2771.281 | False | -1 | ABCN | 8100201
node_1397709_346_15290756_475 |  | 42.09417887794537 | -75.89425106367833 | PQ | 2771.281 | False | -1 | AN | 8100201
node_1397761_415_15291349_003 |  | 42.09580181596128 | -75.89405296460295 | PQ | 2771.281 | False | -1 | AN | 8100201
node_1397800_272_15290780_412 |  | 42.09424444154285 | -75.89390513123239 | PQ | 2771.281 | False | -1 | AN | 8100201
node_1397833_984_15291110_203 |  | 42.09514774122017 | -75.89377687226776 | PQ | 2771.281 | False | -1 | ABCN | 8100201
node_1397836_055_15289955_91 |  | 42.09198612524388 | -75.89376899304625 | PQ | 2771.281 | False | -1 | AN | 8100201
node_1397846_723_15290409_035 |  | 42.09322723754315 | -75.89372840611476 | PQ | 2771.281 | False | -1 | AN | 8100201
node_1397850_056_15291125_94 |  | 42.095190844964726 | -75.89371572555208 | PQ | 2771.281 | False | -1 | ABCN | 8100201
node_1397868_588_15291135_582 |  | 42.095217254464956 | -75.89364521964521 | PQ | 2771.281 | False | -1 | ABCN | 8100201
node_1397921_966_15291219_251 |  | 42.09544642439592 | -75.89344214041486 | PQ | 2771.281 | False | -1 | AN | 8100201
node_1398001_975_15290951_937 |  | 42.09471424962479 | -75.89313774223318 | PQ | 2771.281 | False | -1 | ABCN | 8100201
node_1398003_841_15290943_019 |  | 42.09468982316523 | -75.89313064294427 | PQ | 2771.281 | False | -1 | ABCN | 8100201
node_1398006_368_15290937_233 |  | 42.09467397527389 | -75.89312102884828 | PQ | 2771.281 | False | -1 | ABCN | 8100201
node_1398058_446_15291738_167 |  | 42.09686773866876 | -75.89292289553198 | PQ | 2771.281 | False | -1 | AN | 8100201
node_1398074_118_15290669_097 |  | 42.09393954903947 | -75.89286327063598 | PQ | 2771.281 | False | -1 | AN | 8100201
node_1398081_49_15289060_063 |  | 42.089532394529485 | -75.89283522349885 | PQ | 2771.281 | False | -1 | AN | 8100201
node_1398086_513_15291052_584 |  | 42.09498992240732 | -75.89281611324792 | PQ | 2771.281 | False | -1 | ABCN | 8100201
node_1398095_568_15291369_057 |  | 42.0958567439967 | -75.89278166305438 | PQ | 2771.281 | False | -1 | AN | 8100201
node_1398158_026_15290072_479 |  | 42.092305408487164 | -75.89254403851676 | PQ | 2771.281 | False | -1 | AN | 8100201
node_1398222_233_15291210_237 |  | 42.09542173499174 | -75.89229975982248 | PQ | 2771.281 | False | -1 | ABCN | 8100201
node_1398233_932_15289356_264 |  | 42.090343690980035 | -75.8922552504007 | PQ | 2771.281 | False | -1 | AN | 8100201
node_1398238_671_15291225_272 |  | 42.095462915953775 | -75.89223722064176 | PQ | 2771.281 | False | -1 | ABCN | 8100201
node_1398257_421_15291234_108 |  | 42.09548711781479 | -75.89216588534315 | PQ | 2771.281 | False | -1 | ABCN | 8100201
node_1398380_427_15291558_097 |  | 42.096374525776675 | -75.89169790295698 | PQ | 2771.281 | False | -1 | AN | 8100201
node_1398546_949_15291195_35 |  | 42.09538095940267 | -75.89106436180526 | PQ | 2771.281 | False | -1 | ABCN | 8100201
node_1398551_935_15291620_453 |  | 42.09654531926309 | -75.89104539232265 | PQ | 2771.281 | False | -1 | AN | 8100201
node_1398592_295_15291936_648 |  | 42.097411379408676 | -75.89089184071456 | PQ | 2771.281 | False | -1 | AN | 8100201
node_1398772_367_15291017_311 |  | 42.094893309432685 | -75.89020674792037 | PQ | 2771.281 | False | -1 | ABCN | 8100201
node_1398874_018_15292107_554 |  | 42.09787949204562 | -75.88982001168364 | PQ | 2771.281 | False | -1 | AN | 8100201
node_1398901_408_15291803_899 |  | 42.09704777904097 | -75.88971580507943 | PQ | 2771.281 | False | -1 | AN | 8100201
node_1399004_538_15291270_778 |  | 42.095587557181446 | -75.88932344191434 | PQ | 2771.281 | False | -1 | ABCN | 8100201
node_1399253_418_15291561_684 |  | 42.09638435059283 | -75.88837656569473 | PQ | 2771.281 | False | -1 | ABCN | 8100201
node_1399267_465_15291580_599 |  | 42.09643615889989 | -75.88832312319128 | PQ | 2771.281 | False | -1 | ABCN | 8100201
node_1400093_779_15291606_677 |  | 42.09650758671019 | -75.88517937087481 | PQ | 2771.281 | False | -1 | AN | 8100201
node_1400766_282_15288944_472 |  | 42.08921579003451 | -75.88262080008441 | PQ | 2771.281 | False | -1 | ABCN | 8100201
node_8100201_200808263 |  | 42.09381569116764 | -75.89993100842646 | PQ | 2771.281 | False | -1 | ABCD | 8100201
node_8100201_200808264 |  | 42.093557306993844 | -75.89987927416563 | PQ | 2771.281 | False | -1 | ABCD | 8100201
node_8100201_200808265 |  | 42.09321439160288 | -75.89981925740108 | PQ | 2771.281 | False | -1 | ABCN | 8100201
node_8100201_200808266 |  | 42.09292452528891 | -75.89979485121758 | PQ | 2771.281 | False | -1 | ABCD | 8100201
node_8100201_200808267 |  | 42.09263460693381 | -75.89973690793236 | PQ | 2771.281 | False | -1 | ABCD | 8100201
node_8100201_200810783 |  | 42.09498227784031 | -75.89014385872112 | PQ | 2771.281 | False | -1 | ABCN | 8100201
node_8100201_200810858 |  | 42.09302403887138 | -75.90426728529457 | PQ | 2771.281 | False | -1 | ABCN | 8100201
node_8100201_200810860 |  | 42.09309726346991 | -75.9039237687374 | PQ | 2771.281 | False | -1 | ABCD | 8100201
node_8100201_200810863 |  | 42.093241535156835 | -75.90315915705915 | PQ | 2771.281 | False | -1 | ABCD | 8100201
node_8100201_200810864 |  | 42.09327567961129 | -75.90278947661675 | PQ | 2771.281 | False | -1 | ABCD | 8100201
node_8100201_200810867 |  | 42.09357040766171 | -75.90183969372151 | PQ | 2771.281 | False | -1 | ABCD | 8100201
node_8100201_200810869 |  | 42.09364831870028 | -75.90152506130234 | PQ | 2771.281 | False | -1 | ABCN | 8100201
node_8100201_200810872 |  | 42.09386304585021 | -75.90113054856691 | PQ | 2771.281 | False | -1 | ABCD | 8100201
node_8100201_200810877 |  | 42.09392911616389 | -75.90080589876953 | PQ | 2771.281 | False | -1 | ABCN | 8100201
node_8100201_200810880 |  | 42.093956807519135 | -75.9004224306406 | PQ | 2771.281 | False | -1 | ABCD | 8100201
node_8100201_200810881 |  | 42.09401371859523 | -75.90001971910154 | PQ | 2771.281 | False | -1 | ABCD | 8100201
node_8100201_200810883 |  | 42.09436319938466 | -75.9000154846382 | PQ | 2771.281 | False | -1 | ABCN | 8100201
node_8100201_200810885 |  | 42.09406161286207 | -75.89963649065922 | PQ | 2771.281 | False | -1 | ABCD | 8100201
node_8100201_200810886 |  | 42.093962126669666 | -75.89962922777468 | PQ | 2771.281 | False | -1 | ABCD | 8100201
node_8100201_200810887 |  | 42.094009618302564 | -75.89913467061194 | PQ | 2771.281 | False | -1 | ABCN | 8100201
node_8100201_200810888 |  | 42.09407668287558 | -75.89861277395822 | PQ | 2771.281 | False | -1 | ABCN | 8100201
node_8100201_200810890 |  | 42.09412713263545 | -75.89826811223175 | PQ | 2771.281 | False | -1 | ABCD | 8100201
node_8100201_200810892 |  | 42.09416735768422 | -75.89797916812917 | PQ | 2771.281 | False | -1 | ABCD | 8100201
node_8100201_200810894 |  | 42.09421032173945 | -75.89764229431502 | PQ | 2771.281 | False | -1 | ABCD | 8100201
node_8100201_200810895 |  | 42.09423523848116 | -75.89742532467532 | PQ | 2771.281 | False | -1 | ABCD | 8100201
node_8100201_200810896 |  | 42.0943343987318 | -75.89708437618891 | PQ | 2771.281 | False | -1 | ABCN | 8100201
node_8100201_200810899 |  | 42.094332958014405 | -75.89671586374313 | PQ | 2771.281 | False | -1 | ABCD | 8100201
node_8100201_200810900 |  | 42.09444355635599 | -75.89619420297147 | PQ | 2771.281 | False | -1 | ABCN | 8100201
node_8100201_200810902 |  | 42.094523302528884 | -75.89579762817034 | PQ | 2771.281 | False | -1 | ABCD | 8100201
node_8100201_200810904 |  | 42.094580528590726 | -75.89547176472176 | PQ | 2771.281 | False | -1 | ABCN | 8100201
node_8100201_200810906 |  | 42.09465697699985 | -75.89509453605362 | PQ | 2771.281 | False | -1 | ABCD | 8100201
node_8100201_200810907 |  | 42.09473092195707 | -75.89481592130228 | PQ | 2771.281 | False | -1 | ABCD | 8100201
node_8100201_200810908 |  | 42.09482414951974 | -75.89431451975543 | PQ | 2771.281 | False | -1 | ABCN | 8100201
node_8100201_200810910 |  | 42.09489472002101 | -75.89394075703166 | PQ | 2771.281 | False | -1 | ABCD | 8100201
node_8100201_200810911 |  | 42.09496657785532 | -75.89356970695151 | PQ | 2771.281 | False | -1 | ABCN | 8100201
node_8100201_200810914 |  | 42.0950939389164 | -75.89284339567065 | PQ | 2771.281 | False | -1 | ABCN | 8100201
node_8100201_200810916 |  | 42.09521700247636 | -75.89211345865435 | PQ | 2771.281 | False | -1 | ABCN | 8100201
node_8100201_200810917 |  | 42.095281024013204 | -75.89192073921164 | PQ | 2771.281 | False | -1 | ABCD | 8100201
node_8100201_200810918 |  | 42.09535818730301 | -75.89150100231463 | PQ | 2771.281 | False | -1 | ABCD | 8100201
node_8100201_200810920 |  | 42.09541720467507 | -75.8911160428024 | PQ | 2771.281 | False | -1 | ABCN | 8100201
node_8100201_200810923 |  | 42.095456416291455 | -75.89080884447247 | PQ | 2771.281 | False | -1 | ABCD | 8100201
node_8100201_200810925 |  | 42.09551710719646 | -75.89040709928891 | PQ | 2771.281 | False | -1 | ABCD | 8100201
node_8100201_200810927 |  | 42.09557846368002 | -75.89002286264103 | PQ | 2771.281 | False | -1 | ABCD | 8100201
node_8100201_200810929 |  | 42.09516418895392 | -75.89012040747949 | PQ | 2771.281 | False | -1 | ABCN | 8100201
node_8100201_200810930 |  | 42.09562140034519 | -75.88968727095998 | PQ | 2771.281 | False | -1 | ABCD | 8100201
node_8100201_200810932 |  | 42.095679311158634 | -75.88934733067913 | PQ | 2771.281 | False | -1 | ABCN | 8100201
node_8100201_200810934 |  | 42.0957277641828 | -75.88903979374432 | PQ | 2771.281 | False | -1 | ABCD | 8100201
node_8100201_200810936 |  | 42.09594909507729 | -75.88874687008322 | PQ | 2771.281 | False | -1 | ABCD | 8100201
node_8100201_200810938 |  | 42.09620655346691 | -75.8881564268655 | PQ | 2771.281 | False | -1 | ABCN | 8100201
node_8100201_200810979 |  | 42.092711422369796 | -75.89706150704332 | PQ | 2771.281 | False | -1 | AD | 8100201
node_8100201_200810980 |  | 42.09274682676722 | -75.8966941663987 | PQ | 2771.281 | False | -1 | AD | 8100201
node_8100201_200810981 |  | 42.092823195745154 | -75.8963698856426 | PQ | 2771.281 | False | -1 | AD | 8100201
node_8100201_200810982 |  | 42.09289460438241 | -75.8959842565297 | PQ | 2771.281 | False | -1 | AD | 8100201
node_8100201_200810983 |  | 42.09296767285757 | -75.89560877034512 | PQ | 2771.281 | False | -1 | AN | 8100201
node_8100201_200810984 |  | 42.0930316040072 | -75.89522756592301 | PQ | 2771.281 | False | -1 | AD | 8100201
node_8100201_200810985 |  | 42.09308756464805 | -75.89490052306415 | PQ | 2771.281 | False | -1 | AD | 8100201
node_8100201_200810986 |  | 42.09315359113762 | -75.89453083881719 | PQ | 2771.281 | False | -1 | AD | 8100201
node_8100201_200810987 |  | 42.09321972992645 | -75.89418788913788 | PQ | 2771.281 | False | -1 | AD | 8100201
node_8100201_200810988 |  | 42.09328549894942 | -75.89382889567435 | PQ | 2771.281 | False | -1 | AN | 8100201
node_8100201_200810989 |  | 42.092414568850366 | -75.90079469437197 | PQ | 2771.281 | False | -1 | AN | 8100201
node_8100201_200810992 |  | 42.092431285006754 | -75.90035356068992 | PQ | 2771.281 | False | -1 | AD | 8100201
node_8100201_200810993 |  | 42.09248524069488 | -75.89974601602329 | PQ | 2771.281 | False | -1 | ABCD | 8100201
node_8100201_200810994 |  | 42.09254157657961 | -75.89940557354193 | PQ | 2771.281 | False | -1 | AD | 8100201
node_8100201_200810995 |  | 42.09253135186852 | -75.89899015480833 | PQ | 2771.281 | False | -1 | AN | 8100201
node_8100201_200810999 |  | 42.09227145576317 | -75.89530597387869 | PQ | 2771.281 | False | -1 | AD | 8100201
node_8100201_200811000 |  | 42.09237554622542 | -75.89460865326319 | PQ | 2771.281 | False | -1 | AD | 8100201
node_8100201_200811001 |  | 42.092515298551696 | -75.89386310618127 | PQ | 2771.281 | False | -1 | AD | 8100201
node_8100201_200811002 |  | 42.09235579798889 | -75.89324399188034 | PQ | 2771.281 | False | -1 | AD | 8100201
node_8100201_200811003 |  | 42.09217998664265 | -75.8926655406019 | PQ | 2771.281 | False | -1 | AN | 8100201
node_8100201_200811004 |  | 42.091936590312166 | -75.89234127886854 | PQ | 2771.281 | False | -1 | AD | 8100201
node_8100201_200811005 |  | 42.09168153129221 | -75.89247436200162 | PQ | 2771.281 | False | -1 | AD | 8100201
node_8100201_200811006 |  | 42.091906346202904 | -75.89371574457482 | PQ | 2771.281 | False | -1 | AN | 8100201
node_8100201_200811007 |  | 42.09139854262344 | -75.89214572884117 | PQ | 2771.281 | False | -1 | AD | 8100201
node_8100201_200811008 |  | 42.09085884057481 | -75.89204111895474 | PQ | 2771.281 | False | -1 | AD | 8100201
node_8100201_200811009 |  | 42.09032256228426 | -75.89214731914277 | PQ | 2771.281 | False | -1 | AN | 8100201
node_8100201_200811010 |  | 42.089833756453544 | -75.89235851347668 | PQ | 2771.281 | False | -1 | AD | 8100201
node_8100201_200811013 |  | 42.089618689666814 | -75.89288643273187 | PQ | 2771.281 | False | -1 | AN | 8100201
node_8100201_200811014 |  | 42.0895662239982 | -75.89354569644114 | PQ | 2771.281 | False | -1 | AD | 8100201
node_8100201_200811015 |  | 42.089449651883534 | -75.89414538851811 | PQ | 2771.281 | False | -1 | AD | 8100201
node_8100201_200811016 |  | 42.08951383776076 | -75.89495169044713 | PQ | 2771.281 | False | -1 | AD | 8100201
node_8100201_200811017 |  | 42.089601140852466 | -75.89560665882028 | PQ | 2771.281 | False | -1 | AD | 8100201
node_8100201_200811034 |  | 42.091936590312166 | -75.89740339144883 | PQ | 2771.281 | False | -1 | AN | 8100201
node_8100201_200811036 |  | 42.09205053571964 | -75.896473913433 | PQ | 2771.281 | False | -1 | AD | 8100201
node_8100201_200811038 |  | 42.09213477660213 | -75.89607680599498 | PQ | 2771.281 | False | -1 | AN | 8100201
node_8100201_200811341 |  | 42.093219398506676 | -75.90277298770026 | PQ | 2771.281 | False | -1 | AD | 8100201
node_8100201_200811342 |  | 42.09295509533993 | -75.90274111318656 | PQ | 2771.281 | False | -1 | AD | 8100201
node_8100201_200811344 |  | 42.09267914865676 | -75.90270058712785 | PQ | 2771.281 | False | -1 | AN | 8100201
node_8100201_200811345 |  | 42.09239703920906 | -75.90266402160493 | PQ | 2771.281 | False | -1 | AD | 8100201
node_8100201_200811346 |  | 42.092170876707186 | -75.9026826638963 | PQ | 2771.281 | False | -1 | AN | 8100201
node_8100201_200811363 |  | 42.09347836061083 | -75.90172310330946 | PQ | 2771.281 | False | -1 | ABCD | 8100201
node_8100201_200811364 |  | 42.09319449546 | -75.90169790197517 | PQ | 2771.281 | False | -1 | ABCN | 8100201
node_8100201_200811365 |  | 42.092913098153986 | -75.9016689645735 | PQ | 2771.281 | False | -1 | ABCD | 8100201
node_8100201_200811366 |  | 42.092644335884735 | -75.90164270557452 | PQ | 2771.281 | False | -1 | ABCD | 8100201
node_8100201_200811367 |  | 42.092363480901994 | -75.90161548782912 | PQ | 2771.281 | False | -1 | ABCD | 8100201
node_8100201_200811368 |  | 42.092070251088096 | -75.90158826627918 | PQ | 2771.281 | False | -1 | AD | 8100201
node_8100201_200811369 |  | 42.09181481134624 | -75.90157034304761 | PQ | 2771.281 | False | -1 | AN | 8100201
node_8100201_200811371 |  | 42.09236434642803 | -75.90029601688238 | PQ | 2771.281 | False | -1 | AD | 8100201
node_8100201_200811372 |  | 42.092006588361095 | -75.90022263854081 | PQ | 2771.281 | False | -1 | AD | 8100201
node_8100201_200811373 |  | 42.091765281892535 | -75.90024153954154 | PQ | 2771.281 | False | -1 | AN | 8100201
node_8100201_200811374 |  | 42.091374373630494 | -75.90017920961103 | PQ | 2771.281 | False | -1 | AD | 8100201
node_8100201_200811375 |  | 42.09107751463304 | -75.90015764923038 | PQ | 2771.281 | False | -1 | AD | 8100201
node_8100201_200811376 |  | 42.09076337798289 | -75.9001128544674 | PQ | 2771.281 | False | -1 | AN | 8100201
node_8100201_200811437 |  | 42.09727168734054 | -75.89022742184105 | PQ | 2771.281 | False | -1 | AD | 8100201
node_8100201_200811448 |  | 42.09677499864925 | -75.89290152537879 | PQ | 2771.281 | False | -1 | AN | 8100201
node_8100201_200811449 |  | 42.09684964479214 | -75.89251558429285 | PQ | 2771.281 | False | -1 | AD | 8100201
node_8100201_200811450 |  | 42.09691010562059 | -75.89218974367155 | PQ | 2771.281 | False | -1 | AD | 8100201
node_8100201_200811451 |  | 42.09699467244484 | -75.89182146330327 | PQ | 2771.281 | False | -1 | AD | 8100201
node_8100201_200811452 |  | 42.09705189850668 | -75.89141409880045 | PQ | 2771.281 | False | -1 | AD | 8100201
node_8100201_200811453 |  | 42.09713009440192 | -75.89098980024887 | PQ | 2771.281 | False | -1 | AD | 8100201
node_8100201_200811454 |  | 42.09720667702236 | -75.89060309064399 | PQ | 2771.281 | False | -1 | AD | 8100201
node_8100201_200811456 |  | 42.09424199013207 | -75.8935490140081 | PQ | 2771.281 | False | -1 | AD | 8100201
node_8100201_200811464 |  | 42.093752001050575 | -75.89609712989713 | PQ | 2771.281 | False | -1 | AN | 8100201
node_8100201_200811466 |  | 42.09389131239681 | -75.89513158475431 | PQ | 2771.281 | False | -1 | AD | 8100201
node_8100201_200811467 |  | 42.09402099887438 | -75.8946332230423 | PQ | 2771.281 | False | -1 | AD | 8100201
node_8100201_200811470 |  | 42.092049412727 | -75.89732061206605 | PQ | 2771.281 | False | -1 | AD | 8100201
node_8100201_200811471 |  | 42.094157697208466 | -75.89760621957895 | PQ | 2771.281 | False | -1 | AD | 8100201
node_8100201_200811472 |  | 42.09388991824253 | -75.89754118841846 | PQ | 2771.281 | False | -1 | AD | 8100201
node_8100201_200811473 |  | 42.093556474335884 | -75.89750487019123 | PQ | 2771.281 | False | -1 | AD | 8100201
node_8100201_200811474 |  | 42.09319694413177 | -75.89745247393883 | PQ | 2771.281 | False | -1 | AD | 8100201
node_8100201_200811475 |  | 42.09291601793486 | -75.89740373385827 | PQ | 2771.281 | False | -1 | AD | 8100201
node_8100201_200811476 |  | 42.092617992120665 | -75.89738843957025 | PQ | 2771.281 | False | -1 | AN | 8100201
node_8100201_200811477 |  | 42.0922430769173 | -75.89732621997167 | PQ | 2771.281 | False | -1 | AD | 8100201
node_8100201_200811491 |  | 42.095283406948816 | -75.8949425747471 | PQ | 2771.281 | False | -1 | ABCN | 8100201
node_8100201_200811492 |  | 42.09491768659012 | -75.89478188960915 | PQ | 2771.281 | False | -1 | ABCD | 8100201
node_8100201_200811507 |  | 42.09577821668167 | -75.89371344282253 | PQ | 2771.281 | False | -1 | AD | 8100201
node_8100201_200811508 |  | 42.095428924883684 | -75.89353544318088 | PQ | 2771.281 | False | -1 | AN | 8100201
node_8100201_200811510 |  | 42.0951847205463 | -75.89340103226012 | PQ | 2771.281 | False | -1 | ABCD | 8100201
node_8100201_200811511 |  | 42.09494603530692 | -75.89331227593044 | PQ | 2771.281 | False | -1 | ABCD | 8100201
node_8100201_200811512 |  | 42.09465923941918 | -75.89320472893199 | PQ | 2771.281 | False | -1 | ABCN | 8100201
node_8100201_200811513 |  | 42.094336803579466 | -75.89309079029078 | PQ | 2771.281 | False | -1 | AD | 8100201
node_8100201_200811514 |  | 42.09413054269848 | -75.89300526402343 | PQ | 2771.281 | False | -1 | AD | 8100201
node_8100201_200811515 |  | 42.093799142090646 | -75.89299552437733 | PQ | 2771.281 | False | -1 | AN | 8100201
node_8100201_200811544 |  | 42.09589750589073 | -75.8926706386979 | PQ | 2771.281 | False | -1 | AN | 8100201
node_8100201_200811545 |  | 42.09616597508629 | -75.8927992286583 | PQ | 2771.281 | False | -1 | AD | 8100201
node_8100201_200811546 |  | 42.09647561976587 | -75.89294704300612 | PQ | 2771.281 | False | -1 | AD | 8100201
node_8100201_200811548 |  | 42.096742240132066 | -75.89292071552525 | PQ | 2771.281 | False | -1 | AD | 8100201
node_8100201_200811563 |  | 42.09640742398319 | -75.89155231807503 | PQ | 2771.281 | False | -1 | AN | 8100201
node_8100201_200811564 |  | 42.09666684076242 | -75.89167514794786 | PQ | 2771.281 | False | -1 | AD | 8100201
node_8100201_200811586 |  | 42.096563191280204 | -75.89088417835235 | PQ | 2771.281 | False | -1 | AN | 8100201
node_8100201_200811587 |  | 42.09683196724448 | -75.89090785786694 | PQ | 2771.281 | False | -1 | AD | 8100201
node_8100201_200811588 |  | 42.09740342533394 | -75.89100595816959 | PQ | 2771.281 | False | -1 | AN | 8100201
node_8100201_200811597 |  | 42.095967262907095 | -75.88974206788296 | PQ | 2771.281 | False | -1 | AD | 8100201
node_8100201_200811598 |  | 42.09622545808945 | -75.88976427503698 | PQ | 2771.281 | False | -1 | AD | 8100201
node_8100201_200811599 |  | 42.0965072114663 | -75.88979024869478 | PQ | 2771.281 | False | -1 | AD | 8100201
node_8100201_200811600 |  | 42.09675855913252 | -75.88982582123035 | PQ | 2771.281 | False | -1 | AD | 8100201
node_8100201_200811601 |  | 42.09702967146931 | -75.88987520427973 | PQ | 2771.281 | False | -1 | AN | 8100201
node_8100201_200811602 |  | 42.09731536079844 | -75.88987863598317 | PQ | 2771.281 | False | -1 | AD | 8100201
node_8100201_200811603 |  | 42.09759507361549 | -75.88993435360706 | PQ | 2771.281 | False | -1 | AD | 8100201
node_8100201_200811604 |  | 42.097868270336186 | -75.88998062073061 | PQ | 2771.281 | False | -1 | AN | 8100201
node_8100201_200811666 |  | 42.09419631446045 | -75.88554327601143 | PQ | 2771.281 | False | -1 | ABCD | 8100201
node_8100201_200811667 |  | 42.093883109072486 | -75.88539318654317 | PQ | 2771.281 | False | -1 | ABCD | 8100201
node_8100201_200811671 |  | 42.09269364621792 | -75.88465237232053 | PQ | 2771.281 | False | -1 | ABCD | 8100201
node_8100201_200811673 |  | 42.092173062434334 | -75.88433147380873 | PQ | 2771.281 | False | -1 | ABCD | 8100201
node_8100201_200811674 |  | 42.09190996169143 | -75.88416539762447 | PQ | 2771.281 | False | -1 | ABCD | 8100201
node_8100201_200811676 |  | 42.09608773262794 | -75.8871584517448 | PQ | 2771.281 | False | -1 | ABCD | 8100201
node_8100201_200811679 |  | 42.09103757444094 | -75.88365123181485 | PQ | 2771.281 | False | -1 | ABCD | 8100201
node_8100201_200811680 |  | 42.09586751103107 | -75.8869091434364 | PQ | 2771.281 | False | -1 | ABCD | 8100201
node_8100201_200811682 |  | 42.095339433325826 | -75.88639531242711 | PQ | 2771.281 | False | -1 | ABCD | 8100201
node_8100201_200811684 |  | 42.09490562948371 | -75.88597787347786 | PQ | 2771.281 | False | -1 | ABCD | 8100201
node_8100201_200811733 |  | 42.0959070814573 | -75.88677431021065 | PQ | 2771.281 | False | -1 | AD | 8100201
node_8100201_200811734 |  | 42.09609570587573 | -75.8863486458259 | PQ | 2771.281 | False | -1 | AD | 8100201
node_8100201_200811735 |  | 42.09622933652258 | -75.88606311820855 | PQ | 2771.281 | False | -1 | AD | 8100201
node_8100201_200811736 |  | 42.09639226632147 | -75.88569503948139 | PQ | 2771.281 | False | -1 | AD | 8100201
node_8100201_200811737 |  | 42.09661662929611 | -75.88521043882406 | PQ | 2771.281 | False | -1 | AN | 8100201
node_8100201_200815817 |  | 42.09572188901396 | -75.89401872746417 | PQ | 2771.281 | False | -1 | AN | 8100201
node_8100201_200819524 |  | 42.08889657526639 | -75.88226244578514 | PQ | 2771.281 | False | -1 | ABCD | 8100201
node_8100201_200819526 |  | 42.09072825022512 | -75.8834655622019 | PQ | 2771.281 | False | -1 | ABCD | 8100201
node_8100201_200819528 |  | 42.090142291835505 | -75.88309657418746 | PQ | 2771.281 | False | -1 | ABCD | 8100201
node_8100201_200819531 |  | 42.08925688060933 | -75.88254201547835 | PQ | 2771.281 | False | -1 | ABCN | 8100201
node_8100201_200819532 |  | 42.08909449587272 | -75.88246208570297 | PQ | 2771.281 | False | -1 | ABCD | 8100201
node_8100201_200917155 |  | 42.096343887250484 | -75.88773443387078 | PQ | 2771.281 | False | -1 | ABCD | 8100201
node_8100201_200917159 |  | 42.093371292848566 | -75.90395110822838 | PQ | 2771.281 | False | -1 | ABCN | 8100201
node_8100201_200917160 |  | 42.09349760213117 | -75.9032642311006 | PQ | 2771.281 | False | -1 | ABCN | 8100201
node_8100201_200917163 |  | 42.095012732853064 | -75.8933482175073 | PQ | 2771.281 | False | -1 | ABCD | 8100201
node_8100201_200966992 |  | 42.09418587336785 | -75.89391345178163 | PQ | 2771.281 | False | -1 | AN | 8100201
node_8100201_200967136 |  | 42.09411648885637 | -75.89421192247555 | PQ | 2771.281 | False | -1 | AN | 8100201
node_8100201_200967575 |  | 42.09345386567612 | -75.90216210644392 | PQ | 2771.281 | False | -1 | ABCD | 8100201
node_8100201_200967576 |  | 42.09336990417229 | -75.90249464307192 | PQ | 2771.281 | False | -1 | ABCN | 8100201
node_8100201_200967577 |  | 42.09316349264595 | -75.90350910330456 | PQ | 2771.281 | False | -1 | ABCD | 8100201
node_8100201_200971186 |  | 42.09333286732703 | -75.90422172201264 | PQ | 2771.281 | False | -1 | ABCN | 8100201
node_8100201_201063076 |  | 42.093870498686776 | -75.90032762507762 | PQ | 2771.281 | False | -1 | ABCD | 8100201
node_8100201_310049731 |  | 42.096177500825455 | -75.88733097664004 | PQ | 2771.281 | False | -1 | ABCD | 8100201
node_8100201_310049738 |  | 42.09557213383611 | -75.88668820945637 | PQ | 2771.281 | False | -1 | ABCD | 8100201
node_8100201_310049739 |  | 42.0950986938316 | -75.8861497249679 | PQ | 2771.281 | False | -1 | ABCD | 8100201
node_8100201_310049743 |  | 42.094691135149326 | -75.88593595875867 | PQ | 2771.281 | False | -1 | ABCD | 8100201
node_8100201_310049744 |  | 42.094480680849465 | -75.88577453553815 | PQ | 2771.281 | False | -1 | ABCD | 8100201
node_8100201_310049748 |  | 42.093528747373554 | -75.88529843804842 | PQ | 2771.281 | False | -1 | ABCD | 8100201
node_8100201_310049749 |  | 42.09322763743809 | -75.8851185399367 | PQ | 2771.281 | False | -1 | ABCD | 8100201
node_8100201_310049750 |  | 42.092973999962474 | -75.88491306384032 | PQ | 2771.281 | False | -1 | ABCD | 8100201
node_8100201_310049754 |  | 42.092439326729696 | -75.8845537469901 | PQ | 2771.281 | False | -1 | ABCD | 8100201
node_8100201_310050868 |  | 42.09161500904247 | -75.88407499772953 | PQ | 2771.281 | False | -1 | ABCD | 8100201
node_8100201_310050875 |  | 42.09132828162989 | -75.8839287812924 | PQ | 2771.281 | False | -1 | ABCD | 8100201
node_8100201_310050892 |  | 42.09044445628845 | -75.88334405631221 | PQ | 2771.281 | False | -1 | ABCD | 8100201
node_8100201_310050902 |  | 42.089835755928256 | -75.88297350843257 | PQ | 2771.281 | False | -1 | ABCD | 8100201
node_8100201_310050904 |  | 42.08952089344139 | -75.88277953729315 | PQ | 2771.281 | False | -1 | ABCD | 8100201
node_8100201_311976999 |  | 42.09463100026264 | -75.90010364365364 | PQ | 2771.281 | False | -1 | ABCN | 8100201
node_SOURCE_8100201 |  | 42.088819165466 | -75.88183733686459 | SWING | 2771.281 | False | -1 | ABCN | 8100201
node_intto1_1394982_857_15290311_022 |  | 42.092958779303615 | -75.90462412538322 | PQ | 2771.281 | False | -1 | ABCD | 8100201
node_intto1_1397501_563_15291251_102 |  | 42.09553366449047 | -75.89504158433704 | PQ | 2771.281 | False | -1 | ABCD | 8100201
node_intto1_8100201_200808265 |  | 42.09321439160288 | -75.89981925740108 | PQ | 2771.281 | False | -1 | ABCD | 8100201
node_intto1_8100201_200810858 |  | 42.09302403887138 | -75.90426728529457 | PQ | 2771.281 | False | -1 | ABCD | 8100201
node_intto1_8100201_200810890 |  | 42.09412713263545 | -75.89826811223175 | PQ | 2771.281 | False | -1 | ABCD | 8100201
node_intto1_8100201_200810929 |  | 42.09516418895392 | -75.89012040747949 | PQ | 2771.281 | False | -1 | ABCD | 8100201
node_intto1_8100201_200810934 |  | 42.0957277641828 | -75.88903979374432 | PQ | 2771.281 | False | -1 | ABCD | 8100201
node_intto1_8100201_200811342 |  | 42.09295509533993 | -75.90274111318656 | PQ | 2771.281 | False | -1 | AD | 8100201
node_intto1_8100201_200811364 |  | 42.09319449546 | -75.90169790197517 | PQ | 2771.281 | False | -1 | ABCD | 8100201
node_intto1_8100201_200811472 |  | 42.09388991824253 | -75.89754118841846 | PQ | 2771.281 | False | -1 | AD | 8100201
node_intto1_8100201_200811508 |  | 42.095428924883684 | -75.89353544318088 | PQ | 2771.281 | False | -1 | AD | 8100201
node_intto1_8100201_200811512 |  | 42.09465923941918 | -75.89320472893199 | PQ | 2771.281 | False | -1 | ABCD | 8100201
node_intto1_8100201_200811564 |  | 42.09666684076242 | -75.89167514794786 | PQ | 2771.281 | False | -1 | AD | 8100201
node_intto1_8100201_200811597 |  | 42.095967262907095 | -75.88974206788296 | PQ | 2771.281 | False | -1 | AD | 8100201
node_intto1_8100201_200819532 |  | 42.08909449587272 | -75.88246208570297 | PQ | 2771.281 | False | -1 | ABCD | 8100201
node_intto1_8100201_200971186 |  | 42.09333286732703 | -75.90422172201264 | PQ | 2771.281 | False | -1 | ABCN | 8100201

## Capacitor
Name | GroupId | NominalVoltage | RemoteSense | RemoteSenseB | ParticipatingPhases | PhasesConnected | SwitchA | SwitchB | SwitchC | Control | ControlLevel | VoltageSetHigh | VoltageSetLow | ReactivePowerSetHigh | ReactivePowerSetLow | CapacitorA | CapacitorB | CapacitorC | TimeDelay | DwellTime | LockoutTime | CurrentSetHigh | CurrentSetLow | Status | ParentNode | Phases | Feeder | Comments
cap_220368803 |  | 0 |  |  |  |  | CLOSED | CLOSED | CLOSED | MANUAL | BANK | 0 | 0 | 0 | 0 | 200000 | 200000 | 200000 | 0 | 0 | 0 | 0 | 0 | OPEN | node_1395622_137_15290489_209 | ABCN | 8100201

## EVChargingStation
Name | GroupId | ServiceCharge | ServiceDischarge | ChargeEfficiency | DischargeEfficiency | CommitmentStatus | ConstructionTime | CalendarLife | YearOfInstallation | DepthOfDischarge | ReactivePower | ReactivePowerA | ReactivePowerB | ReactivePowerC | ActivePower | ActivePowerA | ActivePowerB | ActivePowerC | Energy | MaxEnergy | PowerCharge | PowerDischarge | RampUpLimit | RampDownLimit | CapitalCost | FixedOperatingCost | VariableOperatingCost | MaxReactivePower | MaxActivePower | OutputSchedule | PlanningStatus | UnitType | UnitSubtype | ParentNode | Phases | Feeder | Comments
evchargingstation_load_220331702 |  | 0 | 0 | 0.92 | 0 | False | 0 | 0 | 0 | 0 | 0 | 0 | 0 | 0 | 0 | 0 | 0 | 0 | 0 | 0.007978458929942886 | 0 | 0 | 0 | 0 | 0 | 0 | 0.001 | 0.0005664682162496718 | 0.001329743154990481 | OPTIMIZED | INSTALLED |  |  | node_1396260_199_15290840_825 | AN | 8100201
evchargingstation_load_220331703 |  | 0 | 0 | 0.92 | 0 | False | 0 | 0 | 0 | 0 | 0 | 0 | 0 | 0 | 0 | 0 | 0 | 0 | 0 | 0.007978458929942886 | 0 | 0 | 0 | 0 | 0 | 0 | 0.001 | 0.0005664682162496718 | 0.001329743154990481 | OPTIMIZED | INSTALLED |  |  | node_1396255_999_15290866_813 | BN | 8100201
evchargingstation_load_220331704 |  | 0 | 0 | 0.92 | 0 | False | 0 | 0 | 0 | 0 | 0 | 0 | 0 | 0 | 0 | 0 | 0 | 0 | 0 | 0.007978458929942886 | 0 | 0 | 0 | 0 | 0 | 0 | 0.001 | 0.0005664682162496718 | 0.001329743154990481 | OPTIMIZED | INSTALLED |  |  | node_1396259_239_15290814_221 | CN | 8100201
evchargingstation_load_220331706 |  | 0 | 0 | 0.92 | 0 | False | 0 | 0 | 0 | 0 | 0 | 0 | 0 | 0 | 0 | 0 | 0 | 0 | 0 | 0.03537116792274679 | 0 | 0 | 0 | 0 | 0 | 0 | 0.001 | 0.0025113425990104716 | 0.005895194653791132 | OPTIMIZED | INSTALLED |  |  | node_1396569_873_15290684_937 | AN | 8100201
evchargingstation_load_220331708 |  | 0 | 0 | 0.92 | 0 | False | 0 | 0 | 0 | 0 | 0 | 0 | 0 | 0 | 0 | 0 | 0 | 0 | 0 | 0.08133936591141773 | 0 | 0 | 0 | 0 | 0 | 0 | 0.001 | 0.005775070733681623 | 0.013556560985236289 | OPTIMIZED | INSTALLED |  |  | node_1397394_119_15290876_38 | AN | 8100201
evchargingstation_load_220331709 |  | 0 | 0 | 0.92 | 0 | False | 0 | 0 | 0 | 0 | 0 | 0 | 0 | 0 | 0 | 0 | 0 | 0 | 0 | 0.1032494415882609 | 0 | 0 | 0 | 0 | 0 | 0 | 0.001 | 0.0073306798558081246 | 0.01720824026471015 | OPTIMIZED | INSTALLED |  |  | node_1397697_568_15290957_617 | AN | 8100201
evchargingstation_load_220331718 |  | 0 | 0 | 0.92 | 0 | False | 0 | 0 | 0 | 0 | 0 | 0 | 0 | 0 | 0 | 0 | 0 | 0 | 0 | 0.21269753203747738 | 0 | 0 | 0 | 0 | 0 | 0 | 0.001 | 0.015101461602389928 | 0.035449588672912896 | OPTIMIZED | INSTALLED |  |  | node_1399004_538_15291270_778 | AN | 8100201
evchargingstation_load_220331720 |  | 0 | 0 | 0.92 | 0 | False | 0 | 0 | 0 | 0 | 0 | 0 | 0 | 0 | 0 | 0 | 0 | 0 | 0 | 0.03891033047372146 | 0 | 0 | 0 | 0 | 0 | 0 | 0.001 | 0.0027626219088860106 | 0.006485055078953576 | OPTIMIZED | INSTALLED |  |  | node_1399253_418_15291561_684 | AN | 8100201
evchargingstation_load_220331730 |  | 0 | 0 | 0.92 | 0 | False | 0 | 0 | 0 | 0 | 0 | 0 | 0 | 0 | 0 | 0 | 0 | 0 | 0 | 0.20255056888555006 | 0 | 0 | 0 | 0 | 0 | 0 | 0.001 | 0.014381030154645666 | 0.033758428147591675 | OPTIMIZED | INSTALLED |  |  | node_1397358_257_15290279_295 | AN | 8100201
evchargingstation_load_220331731 |  | 0 | 0 | 0.92 | 0 | False | 0 | 0 | 0 | 0 | 0 | 0 | 0 | 0 | 0 | 0 | 0 | 0 | 0 | 0.1587508751188636 | 0 | 0 | 0 | 0 | 0 | 0 | 0.001 | 0.011271264777913851 | 0.026458479186477264 | OPTIMIZED | INSTALLED |  |  | node_1397846_723_15290409_035 | AN | 8100201
evchargingstation_load_220331734 |  | 0 | 0 | 0.92 | 0 | False | 0 | 0 | 0 | 0 | 0 | 0 | 0 | 0 | 0 | 0 | 0 | 0 | 0 | 0.10607258859424068 | 0 | 0 | 0 | 0 | 0 | 0 | 0.001 | 0.007531122061989028 | 0.01767876476570678 | OPTIMIZED | INSTALLED |  |  | node_1398158_026_15290072_479 | AN | 8100201
evchargingstation_load_220331735 |  | 0 | 0 | 0.92 | 0 | False | 0 | 0 | 0 | 0 | 0 | 0 | 0 | 0 | 0 | 0 | 0 | 0 | 0 | 0.015036326444892362 | 0 | 0 | 0 | 0 | 0 | 0 | 0.001 | 0.001067574915590066 | 0.0025060544074820604 | OPTIMIZED | INSTALLED |  |  | node_1397836_055_15289955_91 | AN | 8100201
evchargingstation_load_220331737 |  | 0 | 0 | 0.92 | 0 | False | 0 | 0 | 0 | 0 | 0 | 0 | 0 | 0 | 0 | 0 | 0 | 0 | 0 | 0.17018666625178172 | 0 | 0 | 0 | 0 | 0 | 0 | 0.001 | 0.012083202728175308 | 0.028364444375296952 | OPTIMIZED | INSTALLED |  |  | node_1398081_49_15289060_063 | AN | 8100201
evchargingstation_load_220331745 |  | 0 | 0 | 0.92 | 0 | False | 0 | 0 | 0 | 0 | 0 | 0 | 0 | 0 | 0 | 0 | 0 | 0 | 0 | 0.00529851503296207 | 0 | 0 | 0 | 0 | 0 | 0 | 0.001 | 0.0003761927678303394 | 0.0008830858388270117 | OPTIMIZED | INSTALLED |  |  | node_1397233_871_15289976_424 | AN | 8100201
evchargingstation_load_220331800 |  | 0 | 0 | 0.92 | 0 | False | 0 | 0 | 0 | 0 | 0 | 0 | 0 | 0 | 0 | 0 | 0 | 0 | 0 | 0.09903517866629104 | 0 | 0 | 0 | 0 | 0 | 0 | 0.001 | 0.0070314682301698276 | 0.016505863111048506 | OPTIMIZED | INSTALLED |  |  | node_1395450_188_15290216_37 | AN | 8100201
evchargingstation_load_220331801 |  | 0 | 0 | 0.92 | 0 | False | 0 | 0 | 0 | 0 | 0 | 0 | 0 | 0 | 0 | 0 | 0 | 0 | 0 | 0.26864903248207683 | 0 | 0 | 0 | 0 | 0 | 0 | 0.001 | 0.01907400155952258 | 0.04477483874701281 | OPTIMIZED | INSTALLED |  |  | node_1395466_908_15290021_684 | AN | 8100201
evchargingstation_load_220331804 |  | 0 | 0 | 0.92 | 0 | False | 0 | 0 | 0 | 0 | 0 | 0 | 0 | 0 | 0 | 0 | 0 | 0 | 0 | 0.09262172514183696 | 0 | 0 | 0 | 0 | 0 | 0 | 0.001 | 0.006576115018865657 | 0.01543695419030616 | OPTIMIZED | INSTALLED |  |  | node_1395681_36_15290356_171 | AN | 8100201
evchargingstation_load_220331807 |  | 0 | 0 | 0.92 | 0 | False | 0 | 0 | 0 | 0 | 0 | 0 | 0 | 0 | 0 | 0 | 0 | 0 | 0 | 0.23501675945431766 | 0 | 0 | 0 | 0 | 0 | 0 | 0.001 | 0.01668612002450097 | 0.03916945990905294 | OPTIMIZED | INSTALLED |  |  | node_1396129_818_15289500_16 | AN | 8100201
evchargingstation_load_220331828 |  | 0 | 0 | 0.92 | 0 | False | 0 | 0 | 0 | 0 | 0 | 0 | 0 | 0 | 0 | 0 | 0 | 0 | 0 | 0.21126550094748764 | 0 | 0 | 0 | 0 | 0 | 0 | 0.001 | 0.014999787868555912 | 0.03521091682458127 | OPTIMIZED | INSTALLED |  |  | node_1398058_446_15291738_167 | AN | 8100201
evchargingstation_load_220331829 |  | 0 | 0 | 0.92 | 0 | False | 0 | 0 | 0 | 0 | 0 | 0 | 0 | 0 | 0 | 0 | 0 | 0 | 0 | 0.20218233231955268 | 0 | 0 | 0 | 0 | 0 | 0 | 0.001 | 0.014354885642593004 | 0.033697055386592116 | OPTIMIZED | INSTALLED |  |  | node_1397232_262_15290561_942 | AN | 8100201
evchargingstation_load_220331832 |  | 0 | 0 | 0.92 | 0 | False | 0 | 0 | 0 | 0 | 0 | 0 | 0 | 0 | 0 | 0 | 0 | 0 | 0 | 0.16640201265680882 | 0 | 0 | 0 | 0 | 0 | 0 | 0.001 | 0.01181449327004274 | 0.027733668776134802 | OPTIMIZED | INSTALLED |  |  | node_1396852_38_15290178_913 | AN | 8100201
evchargingstation_load_220331861 |  | 0 | 0 | 0.92 | 0 | False | 0 | 0 | 0 | 0 | 0 | 0 | 0 | 0 | 0 | 0 | 0 | 0 | 0 | 0.2531217239491881 | 0 | 0 | 0 | 0 | 0 | 0 | 0.001 | 0.017971567294528968 | 0.04218695399153134 | OPTIMIZED | INSTALLED |  |  | node_1398380_427_15291558_097 | AN | 8100201
evchargingstation_load_220331864 |  | 0 | 0 | 0.92 | 0 | False | 0 | 0 | 0 | 0 | 0 | 0 | 0 | 0 | 0 | 0 | 0 | 0 | 0 | 0.13479504074203508 | 0 | 0 | 0 | 0 | 0 | 0 | 0.001 | 0.009570407735198898 | 0.022465840123672514 | OPTIMIZED | INSTALLED |  |  | node_1398551_935_15291620_453 | AN | 8100201
evchargingstation_load_220331865 |  | 0 | 0 | 0.92 | 0 | False | 0 | 0 | 0 | 0 | 0 | 0 | 0 | 0 | 0 | 0 | 0 | 0 | 0 | 0.15527308532888848 | 0 | 0 | 0 | 0 | 0 | 0 | 0.001 | 0.011024343123491383 | 0.025878847554814746 | OPTIMIZED | INSTALLED |  |  | node_1398592_295_15291936_648 | AN | 8100201
evchargingstation_load_220331867 |  | 0 | 0 | 0.92 | 0 | False | 0 | 0 | 0 | 0 | 0 | 0 | 0 | 0 | 0 | 0 | 0 | 0 | 0 | 0.15840309613986608 | 0 | 0 | 0 | 0 | 0 | 0 | 0.001 | 0.01124657265982713 | 0.02640051602331101 | OPTIMIZED | INSTALLED |  |  | node_1398874_018_15292107_554 | AN | 8100201
evchargingstation_load_220331888 |  | 0 | 0 | 0.92 | 0 | False | 0 | 0 | 0 | 0 | 0 | 0 | 0 | 0 | 0 | 0 | 0 | 0 | 0 | 0.2942210162318938 | 0 | 0 | 0 | 0 | 0 | 0 | 0.001 | 0.02088960482887551 | 0.049036836038648966 | OPTIMIZED | INSTALLED |  |  | node_1400093_779_15291606_677 | AN | 8100201
evchargingstation_load_220332941 |  | 0 | 0 | 0.92 | 0 | False | 0 | 0 | 0 | 0 | 0 | 0 | 0 | 0 | 0 | 0 | 0 | 0 | 0 | 0.07505888670246269 | 0 | 0 | 0 | 0 | 0 | 0 | 0.001 | 0.005329158793488935 | 0.012509814450410448 | OPTIMIZED | INSTALLED |  |  | node_1397761_415_15291349_003 | AN | 8100201
evchargingstation_load_220334276 |  | 0 | 0 | 0.92 | 0 | False | 0 | 0 | 0 | 0 | 0 | 0 | 0 | 0 | 0 | 0 | 0 | 0 | 0 | 0.07154018173848788 | 0 | 0 | 0 | 0 | 0 | 0 | 0.001 | 0.005079331404024079 | 0.011923363623081313 | OPTIMIZED | INSTALLED |  |  | node_1400766_282_15288944_472 | AN | 8100201
evchargingstation_load_220541657 |  | 0 | 0 | 0.92 | 0 | False | 0 | 0 | 0 | 0 | 0 | 0 | 0 | 0 | 0 | 0 | 0 | 0 | 0 | 0.19117615051363146 | 0 | 0 | 0 | 0 | 0 | 0 | 0.001 | 0.013573449859837279 | 0.03186269175227191 | OPTIMIZED | INSTALLED |  |  | node_1396459_014_15290186_853 | AN | 8100201
evchargingstation_load_220618297 |  | 0 | 0 | 0.92 | 0 | False | 0 | 0 | 0 | 0 | 0 | 0 | 0 | 0 | 0 | 0 | 0 | 0 | 0 | 0.22376508660439817 | 0 | 0 | 0 | 0 | 0 | 0 | 0.001 | 0.015887254567043468 | 0.03729418110073303 | OPTIMIZED | INSTALLED |  |  | node_1397709_346_15290756_475 | AN | 8100201
evchargingstation_load_310059903 |  | 0 | 0 | 0.92 | 0 | False | 0 | 0 | 0 | 0 | 0 | 0 | 0 | 0 | 0 | 0 | 0 | 0 | 0 | 0.3136966390557544 | 0 | 0 | 0 | 0 | 0 | 0 | 0.001 | 0.02227236817728445 | 0.052282773175959064 | OPTIMIZED | INSTALLED |  |  | node_1398074_118_15290669_097 | AN | 8100201

## Fuse
Name | GroupId | MeanReplacementTime | PhaseAStatus | PhaseBStatus | PhaseCStatus | RepairDistributionType | CurrentLimit | CurrentInAReal | CurrentInAImag | CurrentInA | CurrentInBReal | CurrentInBImag | CurrentInB | CurrentInCReal | CurrentInCImag | CurrentInC | CurrentOutAReal | CurrentOutAImag | CurrentOutA | CurrentOutBReal | CurrentOutBImag | CurrentOutB | CurrentOutCReal | CurrentOutCImag | CurrentOutC | ActivePowerInA | ReactivePowerInA | PowerInA | ActivePowerInB | ReactivePowerInB | PowerInB | ActivePowerInC | ReactivePowerInC | PowerInC | ActivePowerOutA | ReactivePowerOutA | PowerOutA | ActivePowerOutB | ReactivePowerOutB | PowerOutB | ActivePowerOutC | ReactivePowerOutC | PowerOutC | Status | From | To | Length | Phases | Feeder | Comments
fuse_220383115 |  | 0 | GOOD | GOOD | GOOD | NONE | 100 | 0 | 0 | 0+0j | 0 | 0 | 0+0j | 0 | 0 | 0+0j | 0 | 0 | 0+0j | 0 | 0 | 0+0j | 0 | 0 | 0+0j | 0 | 0 | 0+0j | 0 | 0 | 0+0j | 0 | 0 | 0+0j | 0 | 0 | 0+0j | 0 | 0 | 0+0j | 0 | 0 | 0+0j | OPEN | node_intto1_8100201_200811364 | node_8100201_200811364 | 0 | ABCD | 8100201
fuse_220383116 |  | 0 | GOOD | GOOD | GOOD | NONE | 100 | 0 | 0 | 0+0j | 0 | 0 | 0+0j | 0 | 0 | 0+0j | 0 | 0 | 0+0j | 0 | 0 | 0+0j | 0 | 0 | 0+0j | 0 | 0 | 0+0j | 0 | 0 | 0+0j | 0 | 0 | 0+0j | 0 | 0 | 0+0j | 0 | 0 | 0+0j | 0 | 0 | 0+0j | OPEN | node_intto1_8100201_200811342 | node_8100201_200811342 | 0 | AD | 8100201
fuse_220383140 |  | 0 | GOOD | GOOD | GOOD | NONE | 100 | 0 | 0 | 0+0j | 0 | 0 | 0+0j | 0 | 0 | 0+0j | 0 | 0 | 0+0j | 0 | 0 | 0+0j | 0 | 0 | 0+0j | 0 | 0 | 0+0j | 0 | 0 | 0+0j | 0 | 0 | 0+0j | 0 | 0 | 0+0j | 0 | 0 | 0+0j | 0 | 0 | 0+0j | OPEN | node_intto1_8100201_200811512 | node_8100201_200811512 | 0 | ABCD | 8100201
fuse_220383141 |  | 0 | GOOD | GOOD | GOOD | NONE | 100 | 0 | 0 | 0+0j | 0 | 0 | 0+0j | 0 | 0 | 0+0j | 0 | 0 | 0+0j | 0 | 0 | 0+0j | 0 | 0 | 0+0j | 0 | 0 | 0+0j | 0 | 0 | 0+0j | 0 | 0 | 0+0j | 0 | 0 | 0+0j | 0 | 0 | 0+0j | 0 | 0 | 0+0j | OPEN | node_intto1_8100201_200811508 | node_8100201_200811508 | 0 | AD | 8100201
fuse_220383142 |  | 0 | GOOD | GOOD | GOOD | NONE | 100 | 0 | 0 | 0+0j | 0 | 0 | 0+0j | 0 | 0 | 0+0j | 0 | 0 | 0+0j | 0 | 0 | 0+0j | 0 | 0 | 0+0j | 0 | 0 | 0+0j | 0 | 0 | 0+0j | 0 | 0 | 0+0j | 0 | 0 | 0+0j | 0 | 0 | 0+0j | 0 | 0 | 0+0j | OPEN | node_intto1_8100201_200811472 | node_8100201_200811472 | 0 | AD | 8100201
fuse_220383143 |  | 0 | GOOD | GOOD | GOOD | NONE | 65 | 0 | 0 | 0+0j | 0 | 0 | 0+0j | 0 | 0 | 0+0j | 0 | 0 | 0+0j | 0 | 0 | 0+0j | 0 | 0 | 0+0j | 0 | 0 | 0+0j | 0 | 0 | 0+0j | 0 | 0 | 0+0j | 0 | 0 | 0+0j | 0 | 0 | 0+0j | 0 | 0 | 0+0j | OPEN | node_intto1_8100201_200811564 | node_8100201_200811564 | 0 | AD | 8100201
fuse_220383169 |  | 0 | GOOD | GOOD | GOOD | NONE | 100 | 0 | 0 | 0+0j | 0 | 0 | 0+0j | 0 | 0 | 0+0j | 0 | 0 | 0+0j | 0 | 0 | 0+0j | 0 | 0 | 0+0j | 0 | 0 | 0+0j | 0 | 0 | 0+0j | 0 | 0 | 0+0j | 0 | 0 | 0+0j | 0 | 0 | 0+0j | 0 | 0 | 0+0j | OPEN | node_intto1_8100201_200811597 | node_8100201_200811597 | 0 | AD | 8100201
fuse_220383170 |  | 0 | GOOD | GOOD | GOOD | NONE | 50 | 0 | 0 | 0+0j | 0 | 0 | 0+0j | 0 | 0 | 0+0j | 0 | 0 | 0+0j | 0 | 0 | 0+0j | 0 | 0 | 0+0j | 0 | 0 | 0+0j | 0 | 0 | 0+0j | 0 | 0 | 0+0j | 0 | 0 | 0+0j | 0 | 0 | 0+0j | 0 | 0 | 0+0j | OPEN | node_intto1_8100201_200810929 | node_8100201_200810929 | 0 | ABCD | 8100201
fuse_220383260 |  | 0 | GOOD | GOOD | GOOD | NONE | 100 | 0 | 0 | 0+0j | 0 | 0 | 0+0j | 0 | 0 | 0+0j | 0 | 0 | 0+0j | 0 | 0 | 0+0j | 0 | 0 | 0+0j | 0 | 0 | 0+0j | 0 | 0 | 0+0j | 0 | 0 | 0+0j | 0 | 0 | 0+0j | 0 | 0 | 0+0j | 0 | 0 | 0+0j | OPEN | node_intto1_8100201_200808265 | node_8100201_200808265 | 0 | ABCD | 8100201
fuse_220525639 |  | 0 | GOOD | GOOD | GOOD | NONE | 300 | 0 | 0 | 0+0j | 0 | 0 | 0+0j | 0 | 0 | 0+0j | 0 | 0 | 0+0j | 0 | 0 | 0+0j | 0 | 0 | 0+0j | 0 | 0 | 0+0j | 0 | 0 | 0+0j | 0 | 0 | 0+0j | 0 | 0 | 0+0j | 0 | 0 | 0+0j | 0 | 0 | 0+0j | OPEN | node_intto1_8100201_200971186 | node_8100201_200971186 | 0 | ABCN | 8100201
fuse_220525642 |  | 0 | GOOD | GOOD | GOOD | NONE | 300 | 0 | 0 | 0+0j | 0 | 0 | 0+0j | 0 | 0 | 0+0j | 0 | 0 | 0+0j | 0 | 0 | 0+0j | 0 | 0 | 0+0j | 0 | 0 | 0+0j | 0 | 0 | 0+0j | 0 | 0 | 0+0j | 0 | 0 | 0+0j | 0 | 0 | 0+0j | 0 | 0 | 0+0j | OPEN | node_intto1_1394982_857_15290311_022 | node_1394982_857_15290311_022 | 0 | ABCD | 8100201

## Generator
Name | GroupId | ColdStartupCost | ColdStartupTime | HotStartupCost | HotStartupStatus | ShutdownCost | CommitmentStatus | ConstructionTime | CalendarLife | YearOfInstallation | ReactivePower | ActivePower | MaxPowerOutput | MinPowerOutput | MinimumDowntime | MinimumUptime | NoLoadCost | NonSpinningReserve | SpinningReserve | OperatingReserve | RampUpLimit | RampDownLimit | StartupCapability | ShutdownCapability | ShutdownStatus | StartupStatus | CapitalCost | FixedOperatingCost | VariableOperatingCost | MaxReactivePower | MaxActivePower | OutputSchedule | PlanningStatus | UnitType | UnitSubtype | ParentNode | Phases | Feeder | Comments
generator_load_220331702 |  | 0 | 0 | 0 | 0 | 0 | False | 0 | 0 | 0 | 0 | 0 | 0 | 0 | 0 | 0 | 0 | 0 | 0 | 0 | 0 | 0 | 0 | 0 | False | False | 0 | 0 | 0.19 | 0.0005664682162496718 | 0.001329743154990481 | OPTIMIZED | INSTALLED | natural_gas |  | node_1396260_199_15290840_825 | AN | 8100201
generator_load_220331703 |  | 0 | 0 | 0 | 0 | 0 | False | 0 | 0 | 0 | 0 | 0 | 0 | 0 | 0 | 0 | 0 | 0 | 0 | 0 | 0 | 0 | 0 | 0 | False | False | 0 | 0 | 0.19 | 0.0005664682162496718 | 0.001329743154990481 | OPTIMIZED | INSTALLED | natural_gas |  | node_1396255_999_15290866_813 | BN | 8100201
generator_load_220331704 |  | 0 | 0 | 0 | 0 | 0 | False | 0 | 0 | 0 | 0 | 0 | 0 | 0 | 0 | 0 | 0 | 0 | 0 | 0 | 0 | 0 | 0 | 0 | False | False | 0 | 0 | 0.19 | 0.0005664682162496718 | 0.001329743154990481 | OPTIMIZED | INSTALLED | natural_gas |  | node_1396259_239_15290814_221 | CN | 8100201
generator_load_220331706 |  | 0 | 0 | 0 | 0 | 0 | False | 0 | 0 | 0 | 0 | 0 | 0 | 0 | 0 | 0 | 0 | 0 | 0 | 0 | 0 | 0 | 0 | 0 | False | False | 0 | 0 | 0.19 | 0.0025113425990104716 | 0.005895194653791132 | OPTIMIZED | INSTALLED | natural_gas |  | node_1396569_873_15290684_937 | AN | 8100201
generator_load_220331708 |  | 0 | 0 | 0 | 0 | 0 | False | 0 | 0 | 0 | 0 | 0 | 0 | 0 | 0 | 0 | 0 | 0 | 0 | 0 | 0 | 0 | 0 | 0 | False | False | 0 | 0 | 0.19 | 0.005775070733681623 | 0.013556560985236289 | OPTIMIZED | INSTALLED | natural_gas |  | node_1397394_119_15290876_38 | AN | 8100201
generator_load_220331709 |  | 0 | 0 | 0 | 0 | 0 | False | 0 | 0 | 0 | 0 | 0 | 0 | 0 | 0 | 0 | 0 | 0 | 0 | 0 | 0 | 0 | 0 | 0 | False | False | 0 | 0 | 0.19 | 0.0073306798558081246 | 0.01720824026471015 | OPTIMIZED | INSTALLED | natural_gas |  | node_1397697_568_15290957_617 | AN | 8100201
generator_load_220331718 |  | 0 | 0 | 0 | 0 | 0 | False | 0 | 0 | 0 | 0 | 0 | 0 | 0 | 0 | 0 | 0 | 0 | 0 | 0 | 0 | 0 | 0 | 0 | False | False | 0 | 0 | 0.19 | 0.015101461602389928 | 0.035449588672912896 | OPTIMIZED | INSTALLED | natural_gas |  | node_1399004_538_15291270_778 | AN | 8100201
generator_load_220331720 |  | 0 | 0 | 0 | 0 | 0 | False | 0 | 0 | 0 | 0 | 0 | 0 | 0 | 0 | 0 | 0 | 0 | 0 | 0 | 0 | 0 | 0 | 0 | False | False | 0 | 0 | 0.19 | 0.0027626219088860106 | 0.006485055078953576 | OPTIMIZED | INSTALLED | natural_gas |  | node_1399253_418_15291561_684 | AN | 8100201
generator_load_220331730 |  | 0 | 0 | 0 | 0 | 0 | False | 0 | 0 | 0 | 0 | 0 | 0 | 0 | 0 | 0 | 0 | 0 | 0 | 0 | 0 | 0 | 0 | 0 | False | False | 0 | 0 | 0.19 | 0.014381030154645666 | 0.033758428147591675 | OPTIMIZED | INSTALLED | natural_gas |  | node_1397358_257_15290279_295 | AN | 8100201
generator_load_220331731 |  | 0 | 0 | 0 | 0 | 0 | False | 0 | 0 | 0 | 0 | 0 | 0 | 0 | 0 | 0 | 0 | 0 | 0 | 0 | 0 | 0 | 0 | 0 | False | False | 0 | 0 | 0.19 | 0.011271264777913851 | 0.026458479186477264 | OPTIMIZED | INSTALLED | natural_gas |  | node_1397846_723_15290409_035 | AN | 8100201
generator_load_220331734 |  | 0 | 0 | 0 | 0 | 0 | False | 0 | 0 | 0 | 0 | 0 | 0 | 0 | 0 | 0 | 0 | 0 | 0 | 0 | 0 | 0 | 0 | 0 | False | False | 0 | 0 | 0.19 | 0.007531122061989028 | 0.01767876476570678 | OPTIMIZED | INSTALLED | natural_gas |  | node_1398158_026_15290072_479 | AN | 8100201
generator_load_220331735 |  | 0 | 0 | 0 | 0 | 0 | False | 0 | 0 | 0 | 0 | 0 | 0 | 0 | 0 | 0 | 0 | 0 | 0 | 0 | 0 | 0 | 0 | 0 | False | False | 0 | 0 | 0.19 | 0.001067574915590066 | 0.0025060544074820604 | OPTIMIZED | INSTALLED | natural_gas |  | node_1397836_055_15289955_91 | AN | 8100201
generator_load_220331737 |  | 0 | 0 | 0 | 0 | 0 | False | 0 | 0 | 0 | 0 | 0 | 0 | 0 | 0 | 0 | 0 | 0 | 0 | 0 | 0 | 0 | 0 | 0 | False | False | 0 | 0 | 0.19 | 0.012083202728175308 | 0.028364444375296952 | OPTIMIZED | INSTALLED | natural_gas |  | node_1398081_49_15289060_063 | AN | 8100201
generator_load_220331745 |  | 0 | 0 | 0 | 0 | 0 | False | 0 | 0 | 0 | 0 | 0 | 0 | 0 | 0 | 0 | 0 | 0 | 0 | 0 | 0 | 0 | 0 | 0 | False | False | 0 | 0 | 0.19 | 0.0003761927678303394 | 0.0008830858388270117 | OPTIMIZED | INSTALLED | natural_gas |  | node_1397233_871_15289976_424 | AN | 8100201
generator_load_220331800 |  | 0 | 0 | 0 | 0 | 0 | False | 0 | 0 | 0 | 0 | 0 | 0 | 0 | 0 | 0 | 0 | 0 | 0 | 0 | 0 | 0 | 0 | 0 | False | False | 0 | 0 | 0.19 | 0.0070314682301698276 | 0.016505863111048506 | OPTIMIZED | INSTALLED | natural_gas |  | node_1395450_188_15290216_37 | AN | 8100201
generator_load_220331801 |  | 0 | 0 | 0 | 0 | 0 | False | 0 | 0 | 0 | 0 | 0 | 0 | 0 | 0 | 0 | 0 | 0 | 0 | 0 | 0 | 0 | 0 | 0 | False | False | 0 | 0 | 0.19 | 0.01907400155952258 | 0.04477483874701281 | OPTIMIZED | INSTALLED | natural_gas |  | node_1395466_908_15290021_684 | AN | 8100201
generator_load_220331804 |  | 0 | 0 | 0 | 0 | 0 | False | 0 | 0 | 0 | 0 | 0 | 0 | 0 | 0 | 0 | 0 | 0 | 0 | 0 | 0 | 0 | 0 | 0 | False | False | 0 | 0 | 0.19 | 0.006576115018865657 | 0.01543695419030616 | OPTIMIZED | INSTALLED | natural_gas |  | node_1395681_36_15290356_171 | AN | 8100201
generator_load_220331807 |  | 0 | 0 | 0 | 0 | 0 | False | 0 | 0 | 0 | 0 | 0 | 0 | 0 | 0 | 0 | 0 | 0 | 0 | 0 | 0 | 0 | 0 | 0 | False | False | 0 | 0 | 0.19 | 0.01668612002450097 | 0.03916945990905294 | OPTIMIZED | INSTALLED | natural_gas |  | node_1396129_818_15289500_16 | AN | 8100201
generator_load_220331828 |  | 0 | 0 | 0 | 0 | 0 | False | 0 | 0 | 0 | 0 | 0 | 0 | 0 | 0 | 0 | 0 | 0 | 0 | 0 | 0 | 0 | 0 | 0 | False | False | 0 | 0 | 0.19 | 0.014999787868555912 | 0.03521091682458127 | OPTIMIZED | INSTALLED | natural_gas |  | node_1398058_446_15291738_167 | AN | 8100201
generator_load_220331829 |  | 0 | 0 | 0 | 0 | 0 | False | 0 | 0 | 0 | 0 | 0 | 0 | 0 | 0 | 0 | 0 | 0 | 0 | 0 | 0 | 0 | 0 | 0 | False | False | 0 | 0 | 0.19 | 0.014354885642593004 | 0.033697055386592116 | OPTIMIZED | INSTALLED | natural_gas |  | node_1397232_262_15290561_942 | AN | 8100201
generator_load_220331832 |  | 0 | 0 | 0 | 0 | 0 | False | 0 | 0 | 0 | 0 | 0 | 0 | 0 | 0 | 0 | 0 | 0 | 0 | 0 | 0 | 0 | 0 | 0 | False | False | 0 | 0 | 0.19 | 0.01181449327004274 | 0.027733668776134802 | OPTIMIZED | INSTALLED | natural_gas |  | node_1396852_38_15290178_913 | AN | 8100201
generator_load_220331861 |  | 0 | 0 | 0 | 0 | 0 | False | 0 | 0 | 0 | 0 | 0 | 0 | 0 | 0 | 0 | 0 | 0 | 0 | 0 | 0 | 0 | 0 | 0 | False | False | 0 | 0 | 0.19 | 0.017971567294528968 | 0.04218695399153134 | OPTIMIZED | INSTALLED | natural_gas |  | node_1398380_427_15291558_097 | AN | 8100201
generator_load_220331864 |  | 0 | 0 | 0 | 0 | 0 | False | 0 | 0 | 0 | 0 | 0 | 0 | 0 | 0 | 0 | 0 | 0 | 0 | 0 | 0 | 0 | 0 | 0 | False | False | 0 | 0 | 0.19 | 0.009570407735198898 | 0.022465840123672514 | OPTIMIZED | INSTALLED | natural_gas |  | node_1398551_935_15291620_453 | AN | 8100201
generator_load_220331865 |  | 0 | 0 | 0 | 0 | 0 | False | 0 | 0 | 0 | 0 | 0 | 0 | 0 | 0 | 0 | 0 | 0 | 0 | 0 | 0 | 0 | 0 | 0 | False | False | 0 | 0 | 0.19 | 0.011024343123491383 | 0.025878847554814746 | OPTIMIZED | INSTALLED | natural_gas |  | node_1398592_295_15291936_648 | AN | 8100201
generator_load_220331867 |  | 0 | 0 | 0 | 0 | 0 | False | 0 | 0 | 0 | 0 | 0 | 0 | 0 | 0 | 0 | 0 | 0 | 0 | 0 | 0 | 0 | 0 | 0 | False | False | 0 | 0 | 0.19 | 0.01124657265982713 | 0.02640051602331101 | OPTIMIZED | INSTALLED | natural_gas |  | node_1398874_018_15292107_554 | AN | 8100201
generator_load_220331888 |  | 0 | 0 | 0 | 0 | 0 | False | 0 | 0 | 0 | 0 | 0 | 0 | 0 | 0 | 0 | 0 | 0 | 0 | 0 | 0 | 0 | 0 | 0 | False | False | 0 | 0 | 0.19 | 0.02088960482887551 | 0.049036836038648966 | OPTIMIZED | INSTALLED | natural_gas |  | node_1400093_779_15291606_677 | AN | 8100201
generator_load_220332941 |  | 0 | 0 | 0 | 0 | 0 | False | 0 | 0 | 0 | 0 | 0 | 0 | 0 | 0 | 0 | 0 | 0 | 0 | 0 | 0 | 0 | 0 | 0 | False | False | 0 | 0 | 0.19 | 0.005329158793488935 | 0.012509814450410448 | OPTIMIZED | INSTALLED | natural_gas |  | node_1397761_415_15291349_003 | AN | 8100201
generator_load_220334276 |  | 0 | 0 | 0 | 0 | 0 | False | 0 | 0 | 0 | 0 | 0 | 0 | 0 | 0 | 0 | 0 | 0 | 0 | 0 | 0 | 0 | 0 | 0 | False | False | 0 | 0 | 0.19 | 0.005079331404024079 | 0.011923363623081313 | OPTIMIZED | INSTALLED | natural_gas |  | node_1400766_282_15288944_472 | AN | 8100201
generator_load_220541657 |  | 0 | 0 | 0 | 0 | 0 | False | 0 | 0 | 0 | 0 | 0 | 0 | 0 | 0 | 0 | 0 | 0 | 0 | 0 | 0 | 0 | 0 | 0 | False | False | 0 | 0 | 0.19 | 0.013573449859837279 | 0.03186269175227191 | OPTIMIZED | INSTALLED | natural_gas |  | node_1396459_014_15290186_853 | AN | 8100201
generator_load_220618297 |  | 0 | 0 | 0 | 0 | 0 | False | 0 | 0 | 0 | 0 | 0 | 0 | 0 | 0 | 0 | 0 | 0 | 0 | 0 | 0 | 0 | 0 | 0 | False | False | 0 | 0 | 0.19 | 0.015887254567043468 | 0.03729418110073303 | OPTIMIZED | INSTALLED | natural_gas |  | node_1397709_346_15290756_475 | AN | 8100201
generator_load_310059903 |  | 0 | 0 | 0 | 0 | 0 | False | 0 | 0 | 0 | 0 | 0 | 0 | 0 | 0 | 0 | 0 | 0 | 0 | 0 | 0 | 0 | 0 | 0 | False | False | 0 | 0 | 0.19 | 0.02227236817728445 | 0.052282773175959064 | OPTIMIZED | INSTALLED | natural_gas |  | node_1398074_118_15290669_097 | AN | 8100201

## HeatPump
Name | GroupId | YearOfInstallation | ReactivePower | ActivePower | MaxPowerOutput | MinPowerOutput | RampUpLimit | RampDownLimit | CapitalCost | FixedOperatingCost | VariableOperatingCost | MaxReactivePower | MaxActivePower | OutputSchedule | PlanningStatus | UnitType | UnitSubtype | ParentNode | Phases | Feeder | Comments
heatpump_load_220331702 |  | 0 | 0 | 0 | 0 | 0 | 0 | 0 | 0 | 0 | 0.19 | 0.0005664682162496718 | 0.001329743154990481 | OPTIMIZED | INSTALLED |  |  | node_1396260_199_15290840_825 | AN | 8100201
heatpump_load_220331703 |  | 0 | 0 | 0 | 0 | 0 | 0 | 0 | 0 | 0 | 0.19 | 0.0005664682162496718 | 0.001329743154990481 | OPTIMIZED | INSTALLED |  |  | node_1396255_999_15290866_813 | BN | 8100201
heatpump_load_220331704 |  | 0 | 0 | 0 | 0 | 0 | 0 | 0 | 0 | 0 | 0.19 | 0.0005664682162496718 | 0.001329743154990481 | OPTIMIZED | INSTALLED |  |  | node_1396259_239_15290814_221 | CN | 8100201
heatpump_load_220331706 |  | 0 | 0 | 0 | 0 | 0 | 0 | 0 | 0 | 0 | 0.19 | 0.0025113425990104716 | 0.005895194653791132 | OPTIMIZED | INSTALLED |  |  | node_1396569_873_15290684_937 | AN | 8100201
heatpump_load_220331708 |  | 0 | 0 | 0 | 0 | 0 | 0 | 0 | 0 | 0 | 0.19 | 0.005775070733681623 | 0.013556560985236289 | OPTIMIZED | INSTALLED |  |  | node_1397394_119_15290876_38 | AN | 8100201
heatpump_load_220331709 |  | 0 | 0 | 0 | 0 | 0 | 0 | 0 | 0 | 0 | 0.19 | 0.0073306798558081246 | 0.01720824026471015 | OPTIMIZED | INSTALLED |  |  | node_1397697_568_15290957_617 | AN | 8100201
heatpump_load_220331718 |  | 0 | 0 | 0 | 0 | 0 | 0 | 0 | 0 | 0 | 0.19 | 0.015101461602389928 | 0.035449588672912896 | OPTIMIZED | INSTALLED |  |  | node_1399004_538_15291270_778 | AN | 8100201
heatpump_load_220331720 |  | 0 | 0 | 0 | 0 | 0 | 0 | 0 | 0 | 0 | 0.19 | 0.0027626219088860106 | 0.006485055078953576 | OPTIMIZED | INSTALLED |  |  | node_1399253_418_15291561_684 | AN | 8100201
heatpump_load_220331730 |  | 0 | 0 | 0 | 0 | 0 | 0 | 0 | 0 | 0 | 0.19 | 0.014381030154645666 | 0.033758428147591675 | OPTIMIZED | INSTALLED |  |  | node_1397358_257_15290279_295 | AN | 8100201
heatpump_load_220331731 |  | 0 | 0 | 0 | 0 | 0 | 0 | 0 | 0 | 0 | 0.19 | 0.011271264777913851 | 0.026458479186477264 | OPTIMIZED | INSTALLED |  |  | node_1397846_723_15290409_035 | AN | 8100201
heatpump_load_220331734 |  | 0 | 0 | 0 | 0 | 0 | 0 | 0 | 0 | 0 | 0.19 | 0.007531122061989028 | 0.01767876476570678 | OPTIMIZED | INSTALLED |  |  | node_1398158_026_15290072_479 | AN | 8100201
heatpump_load_220331735 |  | 0 | 0 | 0 | 0 | 0 | 0 | 0 | 0 | 0 | 0.19 | 0.001067574915590066 | 0.0025060544074820604 | OPTIMIZED | INSTALLED |  |  | node_1397836_055_15289955_91 | AN | 8100201
heatpump_load_220331737 |  | 0 | 0 | 0 | 0 | 0 | 0 | 0 | 0 | 0 | 0.19 | 0.012083202728175308 | 0.028364444375296952 | OPTIMIZED | INSTALLED |  |  | node_1398081_49_15289060_063 | AN | 8100201
heatpump_load_220331745 |  | 0 | 0 | 0 | 0 | 0 | 0 | 0 | 0 | 0 | 0.19 | 0.0003761927678303394 | 0.0008830858388270117 | OPTIMIZED | INSTALLED |  |  | node_1397233_871_15289976_424 | AN | 8100201
heatpump_load_220331800 |  | 0 | 0 | 0 | 0 | 0 | 0 | 0 | 0 | 0 | 0.19 | 0.0070314682301698276 | 0.016505863111048506 | OPTIMIZED | INSTALLED |  |  | node_1395450_188_15290216_37 | AN | 8100201
heatpump_load_220331801 |  | 0 | 0 | 0 | 0 | 0 | 0 | 0 | 0 | 0 | 0.19 | 0.01907400155952258 | 0.04477483874701281 | OPTIMIZED | INSTALLED |  |  | node_1395466_908_15290021_684 | AN | 8100201
heatpump_load_220331804 |  | 0 | 0 | 0 | 0 | 0 | 0 | 0 | 0 | 0 | 0.19 | 0.006576115018865657 | 0.01543695419030616 | OPTIMIZED | INSTALLED |  |  | node_1395681_36_15290356_171 | AN | 8100201
heatpump_load_220331807 |  | 0 | 0 | 0 | 0 | 0 | 0 | 0 | 0 | 0 | 0.19 | 0.01668612002450097 | 0.03916945990905294 | OPTIMIZED | INSTALLED |  |  | node_1396129_818_15289500_16 | AN | 8100201
heatpump_load_220331828 |  | 0 | 0 | 0 | 0 | 0 | 0 | 0 | 0 | 0 | 0.19 | 0.014999787868555912 | 0.03521091682458127 | OPTIMIZED | INSTALLED |  |  | node_1398058_446_15291738_167 | AN | 8100201
heatpump_load_220331829 |  | 0 | 0 | 0 | 0 | 0 | 0 | 0 | 0 | 0 | 0.19 | 0.014354885642593004 | 0.033697055386592116 | OPTIMIZED | INSTALLED |  |  | node_1397232_262_15290561_942 | AN | 8100201
heatpump_load_220331832 |  | 0 | 0 | 0 | 0 | 0 | 0 | 0 | 0 | 0 | 0.19 | 0.01181449327004274 | 0.027733668776134802 | OPTIMIZED | INSTALLED |  |  | node_1396852_38_15290178_913 | AN | 8100201
heatpump_load_220331861 |  | 0 | 0 | 0 | 0 | 0 | 0 | 0 | 0 | 0 | 0.19 | 0.017971567294528968 | 0.04218695399153134 | OPTIMIZED | INSTALLED |  |  | node_1398380_427_15291558_097 | AN | 8100201
heatpump_load_220331864 |  | 0 | 0 | 0 | 0 | 0 | 0 | 0 | 0 | 0 | 0.19 | 0.009570407735198898 | 0.022465840123672514 | OPTIMIZED | INSTALLED |  |  | node_1398551_935_15291620_453 | AN | 8100201
heatpump_load_220331865 |  | 0 | 0 | 0 | 0 | 0 | 0 | 0 | 0 | 0 | 0.19 | 0.011024343123491383 | 0.025878847554814746 | OPTIMIZED | INSTALLED |  |  | node_1398592_295_15291936_648 | AN | 8100201
heatpump_load_220331867 |  | 0 | 0 | 0 | 0 | 0 | 0 | 0 | 0 | 0 | 0.19 | 0.01124657265982713 | 0.02640051602331101 | OPTIMIZED | INSTALLED |  |  | node_1398874_018_15292107_554 | AN | 8100201
heatpump_load_220331888 |  | 0 | 0 | 0 | 0 | 0 | 0 | 0 | 0 | 0 | 0.19 | 0.02088960482887551 | 0.049036836038648966 | OPTIMIZED | INSTALLED |  |  | node_1400093_779_15291606_677 | AN | 8100201
heatpump_load_220332941 |  | 0 | 0 | 0 | 0 | 0 | 0 | 0 | 0 | 0 | 0.19 | 0.005329158793488935 | 0.012509814450410448 | OPTIMIZED | INSTALLED |  |  | node_1397761_415_15291349_003 | AN | 8100201
heatpump_load_220334276 |  | 0 | 0 | 0 | 0 | 0 | 0 | 0 | 0 | 0 | 0.19 | 0.005079331404024079 | 0.011923363623081313 | OPTIMIZED | INSTALLED |  |  | node_1400766_282_15288944_472 | AN | 8100201
heatpump_load_220541657 |  | 0 | 0 | 0 | 0 | 0 | 0 | 0 | 0 | 0 | 0.19 | 0.013573449859837279 | 0.03186269175227191 | OPTIMIZED | INSTALLED |  |  | node_1396459_014_15290186_853 | AN | 8100201
heatpump_load_220618297 |  | 0 | 0 | 0 | 0 | 0 | 0 | 0 | 0 | 0 | 0.19 | 0.015887254567043468 | 0.03729418110073303 | OPTIMIZED | INSTALLED |  |  | node_1397709_346_15290756_475 | AN | 8100201
heatpump_load_310059903 |  | 0 | 0 | 0 | 0 | 0 | 0 | 0 | 0 | 0 | 0.19 | 0.02227236817728445 | 0.052282773175959064 | OPTIMIZED | INSTALLED |  |  | node_1398074_118_15290669_097 | AN | 8100201

## LineSpacing
Name | DistanceAB | DistanceAC | DistanceAE | DistanceAN | DistanceBC | DistanceBE | DistanceBN | DistanceCE | DistanceCN | DistanceNE | Feeder | Comments

## Load
Name | GroupId | PriorityLevel | LoadClass | BaseReactivePowerA | BaseReactivePowerB | BaseReactivePowerC | BaseActivePowerA | BaseActivePowerB | BaseActivePowerC | BasePowerA | BasePowerB | BasePowerC | ConstantCurrentAReal | ConstantCurrentAImag | ConstantCurrentA | ConstantCurrentBReal | ConstantCurrentBImag | ConstantCurrentB | ConstantCurrentCReal | ConstantCurrentCImag | ConstantCurrentC | ConstantResistanceA | ConstantReactanceA | ConstantImpedanceA | ConstantResistanceB | ConstantReactanceB | ConstantImpedanceB | ConstantResistanceC | ConstantReactanceC | ConstantImpedanceC | ConstantActivePowerA | ConstantReactivePowerA | ConstantPowerA | ConstantActivePowerB | ConstantReactivePowerB | ConstantPowerB | ConstantActivePowerC | ConstantReactivePowerC | ConstantPowerC | CurrentFractionA | CurrentFractionB | CurrentFractionC | CurrentPfA | CurrentPfB | CurrentPfC | ImpedanceFractionA | ImpedanceFractionB | ImpedanceFractionC | ImpedancePfA | ImpedancePfB | ImpedancePfC | PowerFractionA | PowerFractionB | PowerFractionC | PowerPfA | PowerPfB | PowerPfC | DemandResponseLowerBound | DemandResponseShortageCost | DemandResponseSurplusCost | DemandResponseUpperBound | ActivePowerA | ActivePowerB | ActivePowerC | ReactivePowerA | ReactivePowerB | ReactivePowerC | NominalVoltage | Status | ParentNode | Phases | Feeder | Comments
load_220330874 |  | 0 | C | 0 | 0 | 0 | 0 | 0 | 0 | 0 | 0 | 0 | 0 | 0 | 0+0j | 0 | 0 | 0+0j | 0 | 0 | 0+0j | 0 | 0 | 0+0j | 0 | 0 | 0+0j | 0 | 0 | 0+0j | 17251.2 | 7348.98 | 17251.2+7348.98j | 0 | 0 | 0+0j | 0 | 0 | 0+0j | 0 | 0 | 0 | 0 | 0 | 0 | 0 | 0 | 0 | 0 | 0 | 0 | 0 | 0 | 0 | 0 | 0 | 0 | 1 | 0 | 0 | 1 | 0 | 0 | 0 | 0 | 0 | 0 | 0 | OPEN | node_1396276_072_15290403_967 | AN | 8100201
load_220331698 |  | 0 | C | 0 | 0 | 0 | 0 | 0 | 0 | 0 | 0 | 0 | 0 | 0 | 0+0j | 0 | 0 | 0+0j | 0 | 0 | 0+0j | 0 | 0 | 0+0j | 0 | 0 | 0+0j | 0 | 0 | 0+0j | 9000 | 3833.984 | 9000+3833.984j | 0 | 0 | 0+0j | 0 | 0 | 0+0j | 0 | 0 | 0 | 0 | 0 | 0 | 0 | 0 | 0 | 0 | 0 | 0 | 0 | 0 | 0 | 0 | 0 | 0 | 1 | 0 | 0 | 1 | 0 | 0 | 0 | 0 | 0 | 0 | 0 | OPEN | node_1395804_471_15290538_908 | AN | 8100201
load_220331699 |  | 0 | C | 0 | 0 | 0 | 0 | 0 | 0 | 0 | 0 | 0 | 0 | 0 | 0+0j | 0 | 0 | 0+0j | 0 | 0 | 0+0j | 0 | 0 | 0+0j | 0 | 0 | 0+0j | 0 | 0 | 0+0j | 9333.333 | 3975.983 | 9333.333+3975.983j | 0 | 0 | 0+0j | 0 | 0 | 0+0j | 0 | 0 | 0 | 0 | 0 | 0 | 0 | 0 | 0 | 0 | 0 | 0 | 0 | 0 | 0 | 0 | 0 | 0 | 1 | 0 | 0 | 1 | 0 | 0 | 0 | 0 | 0 | 0 | 0 | OPEN | node_1396011_739_15290692_211 | AN | 8100201
load_220331700 |  | 0 | C | 0 | 0 | 0 | 0 | 0 | 0 | 0 | 0 | 0 | 0 | 0 | 0+0j | 0 | 0 | 0+0j | 0 | 0 | 0+0j | 0 | 0 | 0+0j | 0 | 0 | 0+0j | 0 | 0 | 0+0j | 0 | 0 | 0+0j | 9333.333 | 3975.983 | 9333.333+3975.983j | 0 | 0 | 0+0j | 0 | 0 | 0 | 0 | 0 | 0 | 0 | 0 | 0 | 0 | 0 | 0 | 0 | 0 | 0 | 0 | 0 | 0 | 1 | 0 | 0 | 1 | 0 | 0 | 0 | 0 | 0 | 0 | 0 | OPEN | node_1396002_291_15290697_89 | BN | 8100201
load_220331701 |  | 0 | C | 0 | 0 | 0 | 0 | 0 | 0 | 0 | 0 | 0 | 0 | 0 | 0+0j | 0 | 0 | 0+0j | 0 | 0 | 0+0j | 0 | 0 | 0+0j | 0 | 0 | 0+0j | 0 | 0 | 0+0j | 0 | 0 | 0+0j | 0 | 0 | 0+0j | 9333.333 | 3975.983 | 9333.333+3975.983j | 0 | 0 | 0 | 0 | 0 | 0 | 0 | 0 | 0 | 0 | 0 | 0 | 0 | 0 | 0 | 0 | 0 | 0 | 1 | 0 | 0 | 1 | 0 | 0 | 0 | 0 | 0 | 0 | 0 | OPEN | node_1396016_097_15290681_174 | CN | 8100201
load_220331702 |  | 0 | R | 0 | 0 | 0 | 0 | 0 | 0 | 0 | 0 | 0 | 0 | 0 | 0+0j | 0 | 0 | 0+0j | 0 | 0 | 0+0j | 0 | 0 | 0+0j | 0 | 0 | 0+0j | 0 | 0 | 0+0j | 2808 | 1196.203 | 2808+1196.203j | 0 | 0 | 0+0j | 0 | 0 | 0+0j | 0 | 0 | 0 | 0 | 0 | 0 | 0 | 0 | 0 | 0 | 0 | 0 | 0 | 0 | 0 | 0 | 0 | 0 | 1 | 0 | 0 | 1 | 0 | 0 | 0 | 0 | 0 | 0 | 0 | OPEN | node_1396260_199_15290840_825 | AN | 8100201
load_220331703 |  | 0 | R | 0 | 0 | 0 | 0 | 0 | 0 | 0 | 0 | 0 | 0 | 0 | 0+0j | 0 | 0 | 0+0j | 0 | 0 | 0+0j | 0 | 0 | 0+0j | 0 | 0 | 0+0j | 0 | 0 | 0+0j | 0 | 0 | 0+0j | 2808 | 1196.203 | 2808+1196.203j | 0 | 0 | 0+0j | 0 | 0 | 0 | 0 | 0 | 0 | 0 | 0 | 0 | 0 | 0 | 0 | 0 | 0 | 0 | 0 | 0 | 0 | 1 | 0 | 0 | 1 | 0 | 0 | 0 | 0 | 0 | 0 | 0 | OPEN | node_1396255_999_15290866_813 | BN | 8100201
load_220331704 |  | 0 | R | 0 | 0 | 0 | 0 | 0 | 0 | 0 | 0 | 0 | 0 | 0 | 0+0j | 0 | 0 | 0+0j | 0 | 0 | 0+0j | 0 | 0 | 0+0j | 0 | 0 | 0+0j | 0 | 0 | 0+0j | 0 | 0 | 0+0j | 0 | 0 | 0+0j | 2808 | 1196.203 | 2808+1196.203j | 0 | 0 | 0 | 0 | 0 | 0 | 0 | 0 | 0 | 0 | 0 | 0 | 0 | 0 | 0 | 0 | 0 | 0 | 1 | 0 | 0 | 1 | 0 | 0 | 0 | 0 | 0 | 0 | 0 | OPEN | node_1396259_239_15290814_221 | CN | 8100201
load_220331705 |  | 0 | C | 0 | 0 | 0 | 0 | 0 | 0 | 0 | 0 | 0 | 0 | 0 | 0+0j | 0 | 0 | 0+0j | 0 | 0 | 0+0j | 0 | 0 | 0+0j | 0 | 0 | 0+0j | 0 | 0 | 0+0j | 12000 | 5111.979 | 12000+5111.979j | 0 | 0 | 0+0j | 0 | 0 | 0+0j | 0 | 0 | 0 | 0 | 0 | 0 | 0 | 0 | 0 | 0 | 0 | 0 | 0 | 0 | 0 | 0 | 0 | 0 | 1 | 0 | 0 | 1 | 0 | 0 | 0 | 0 | 0 | 0 | 0 | OPEN | node_1396421_18_15290715_914 | AN | 8100201
load_220331706 |  | 0 | R | 0 | 0 | 0 | 0 | 0 | 0 | 0 | 0 | 0 | 0 | 0 | 0+0j | 0 | 0 | 0+0j | 0 | 0 | 0+0j | 0 | 0 | 0+0j | 0 | 0 | 0+0j | 0 | 0 | 0+0j | 12448.8 | 5303.167 | 12448.8+5303.167j | 0 | 0 | 0+0j | 0 | 0 | 0+0j | 0 | 0 | 0 | 0 | 0 | 0 | 0 | 0 | 0 | 0 | 0 | 0 | 0 | 0 | 0 | 0 | 0 | 0 | 1 | 0 | 0 | 1 | 0 | 0 | 0 | 0 | 0 | 0 | 0 | OPEN | node_1396569_873_15290684_937 | AN | 8100201
load_220331707 |  | 0 | C | 0 | 0 | 0 | 0 | 0 | 0 | 0 | 0 | 0 | 0 | 0 | 0+0j | 0 | 0 | 0+0j | 0 | 0 | 0+0j | 0 | 0 | 0+0j | 0 | 0 | 0+0j | 0 | 0 | 0+0j | 2851.2 | 1214.606 | 2851.2+1214.606j | 0 | 0 | 0+0j | 0 | 0 | 0+0j | 0 | 0 | 0 | 0 | 0 | 0 | 0 | 0 | 0 | 0 | 0 | 0 | 0 | 0 | 0 | 0 | 0 | 0 | 1 | 0 | 0 | 1 | 0 | 0 | 0 | 0 | 0 | 0 | 0 | OPEN | node_1397204_831_15290827_85 | AN | 8100201
load_220331708 |  | 0 | R | 0 | 0 | 0 | 0 | 0 | 0 | 0 | 0 | 0 | 0 | 0 | 0+0j | 0 | 0 | 0+0j | 0 | 0 | 0+0j | 0 | 0 | 0+0j | 0 | 0 | 0+0j | 0 | 0 | 0+0j | 28627.2 | 12195.136 | 28627.2+12195.136j | 0 | 0 | 0+0j | 0 | 0 | 0+0j | 0 | 0 | 0 | 0 | 0 | 0 | 0 | 0 | 0 | 0 | 0 | 0 | 0 | 0 | 0 | 0 | 0 | 0 | 1 | 0 | 0 | 1 | 0 | 0 | 0 | 0 | 0 | 0 | 0 | OPEN | node_1397394_119_15290876_38 | AN | 8100201
load_220331709 |  | 0 | R | 0 | 0 | 0 | 0 | 0 | 0 | 0 | 0 | 0 | 0 | 0 | 0+0j | 0 | 0 | 0+0j | 0 | 0 | 0+0j | 0 | 0 | 0+0j | 0 | 0 | 0+0j | 0 | 0 | 0+0j | 36338.4 | 15480.094 | 36338.4+15480.094j | 0 | 0 | 0+0j | 0 | 0 | 0+0j | 0 | 0 | 0 | 0 | 0 | 0 | 0 | 0 | 0 | 0 | 0 | 0 | 0 | 0 | 0 | 0 | 0 | 0 | 1 | 0 | 0 | 1 | 0 | 0 | 0 | 0 | 0 | 0 | 0 | OPEN | node_1397697_568_15290957_617 | AN | 8100201
load_220331710 |  | 0 | C | 0 | 0 | 0 | 0 | 0 | 0 | 0 | 0 | 0 | 0 | 0 | 0+0j | 0 | 0 | 0+0j | 0 | 0 | 0+0j | 0 | 0 | 0+0j | 0 | 0 | 0+0j | 0 | 0 | 0+0j | 6333.333 | 2697.989 | 6333.333+2697.989j | 0 | 0 | 0+0j | 0 | 0 | 0+0j | 0 | 0 | 0 | 0 | 0 | 0 | 0 | 0 | 0 | 0 | 0 | 0 | 0 | 0 | 0 | 0 | 0 | 0 | 1 | 0 | 0 | 1 | 0 | 0 | 0 | 0 | 0 | 0 | 0 | OPEN | node_1397850_056_15291125_94 | AN | 8100201
load_220331711 |  | 0 | C | 0 | 0 | 0 | 0 | 0 | 0 | 0 | 0 | 0 | 0 | 0 | 0+0j | 0 | 0 | 0+0j | 0 | 0 | 0+0j | 0 | 0 | 0+0j | 0 | 0 | 0+0j | 0 | 0 | 0+0j | 0 | 0 | 0+0j | 6333.333 | 2697.989 | 6333.333+2697.989j | 0 | 0 | 0+0j | 0 | 0 | 0 | 0 | 0 | 0 | 0 | 0 | 0 | 0 | 0 | 0 | 0 | 0 | 0 | 0 | 0 | 0 | 1 | 0 | 0 | 1 | 0 | 0 | 0 | 0 | 0 | 0 | 0 | OPEN | node_1397833_984_15291110_203 | BN | 8100201
load_220331712 |  | 0 | C | 0 | 0 | 0 | 0 | 0 | 0 | 0 | 0 | 0 | 0 | 0 | 0+0j | 0 | 0 | 0+0j | 0 | 0 | 0+0j | 0 | 0 | 0+0j | 0 | 0 | 0+0j | 0 | 0 | 0+0j | 0 | 0 | 0+0j | 0 | 0 | 0+0j | 6333.333 | 2697.989 | 6333.333+2697.989j | 0 | 0 | 0 | 0 | 0 | 0 | 0 | 0 | 0 | 0 | 0 | 0 | 0 | 0 | 0 | 0 | 0 | 0 | 1 | 0 | 0 | 1 | 0 | 0 | 0 | 0 | 0 | 0 | 0 | OPEN | node_1397868_588_15291135_582 | CN | 8100201
load_220331714 |  | 0 | C | 0 | 0 | 0 | 0 | 0 | 0 | 0 | 0 | 0 | 0 | 0 | 0+0j | 0 | 0 | 0+0j | 0 | 0 | 0+0j | 0 | 0 | 0+0j | 0 | 0 | 0+0j | 0 | 0 | 0+0j | 4333.333 | 1845.992 | 4333.333+1845.992j | 0 | 0 | 0+0j | 0 | 0 | 0+0j | 0 | 0 | 0 | 0 | 0 | 0 | 0 | 0 | 0 | 0 | 0 | 0 | 0 | 0 | 0 | 0 | 0 | 0 | 1 | 0 | 0 | 1 | 0 | 0 | 0 | 0 | 0 | 0 | 0 | OPEN | node_1398238_671_15291225_272 | AN | 8100201
load_220331715 |  | 0 | C | 0 | 0 | 0 | 0 | 0 | 0 | 0 | 0 | 0 | 0 | 0 | 0+0j | 0 | 0 | 0+0j | 0 | 0 | 0+0j | 0 | 0 | 0+0j | 0 | 0 | 0+0j | 0 | 0 | 0+0j | 0 | 0 | 0+0j | 4333.333 | 1845.992 | 4333.333+1845.992j | 0 | 0 | 0+0j | 0 | 0 | 0 | 0 | 0 | 0 | 0 | 0 | 0 | 0 | 0 | 0 | 0 | 0 | 0 | 0 | 0 | 0 | 1 | 0 | 0 | 1 | 0 | 0 | 0 | 0 | 0 | 0 | 0 | OPEN | node_1398222_233_15291210_237 | BN | 8100201
load_220331716 |  | 0 | C | 0 | 0 | 0 | 0 | 0 | 0 | 0 | 0 | 0 | 0 | 0 | 0+0j | 0 | 0 | 0+0j | 0 | 0 | 0+0j | 0 | 0 | 0+0j | 0 | 0 | 0+0j | 0 | 0 | 0+0j | 0 | 0 | 0+0j | 0 | 0 | 0+0j | 4333.333 | 1845.992 | 4333.333+1845.992j | 0 | 0 | 0 | 0 | 0 | 0 | 0 | 0 | 0 | 0 | 0 | 0 | 0 | 0 | 0 | 0 | 0 | 0 | 1 | 0 | 0 | 1 | 0 | 0 | 0 | 0 | 0 | 0 | 0 | OPEN | node_1398257_421_15291234_108 | CN | 8100201
load_220331718 |  | 0 | R | 0 | 0 | 0 | 0 | 0 | 0 | 0 | 0 | 0 | 0 | 0 | 0+0j | 0 | 0 | 0+0j | 0 | 0 | 0+0j | 0 | 0 | 0+0j | 0 | 0 | 0+0j | 0 | 0 | 0+0j | 74858.4 | 31889.545 | 74858.4+31889.545j | 0 | 0 | 0+0j | 0 | 0 | 0+0j | 0 | 0 | 0 | 0 | 0 | 0 | 0 | 0 | 0 | 0 | 0 | 0 | 0 | 0 | 0 | 0 | 0 | 0 | 1 | 0 | 0 | 1 | 0 | 0 | 0 | 0 | 0 | 0 | 0 | OPEN | node_1399004_538_15291270_778 | AN | 8100201
load_220331719 |  | 0 | C | 0 | 0 | 0 | 0 | 0 | 0 | 0 | 0 | 0 | 0 | 0 | 0+0j | 0 | 0 | 0+0j | 0 | 0 | 0+0j | 0 | 0 | 0+0j | 0 | 0 | 0+0j | 0 | 0 | 0+0j | 7500 | 3194.987 | 7500+3194.987j | 0 | 0 | 0+0j | 0 | 0 | 0+0j | 0 | 0 | 0 | 0 | 0 | 0 | 0 | 0 | 0 | 0 | 0 | 0 | 0 | 0 | 0 | 0 | 0 | 0 | 1 | 0 | 0 | 1 | 0 | 0 | 0 | 0 | 0 | 0 | 0 | OPEN | node_1399267_465_15291580_599 | AN | 8100201
load_220331720 |  | 0 | R | 0 | 0 | 0 | 0 | 0 | 0 | 0 | 0 | 0 | 0 | 0 | 0+0j | 0 | 0 | 0+0j | 0 | 0 | 0+0j | 0 | 0 | 0+0j | 0 | 0 | 0+0j | 0 | 0 | 0+0j | 13694.4 | 5833.79 | 13694.4+5833.79j | 0 | 0 | 0+0j | 0 | 0 | 0+0j | 0 | 0 | 0 | 0 | 0 | 0 | 0 | 0 | 0 | 0 | 0 | 0 | 0 | 0 | 0 | 0 | 0 | 0 | 1 | 0 | 0 | 1 | 0 | 0 | 0 | 0 | 0 | 0 | 0 | OPEN | node_1399253_418_15291561_684 | AN | 8100201
load_220331730 |  | 0 | R | 0 | 0 | 0 | 0 | 0 | 0 | 0 | 0 | 0 | 0 | 0 | 0+0j | 0 | 0 | 0+0j | 0 | 0 | 0+0j | 0 | 0 | 0+0j | 0 | 0 | 0+0j | 0 | 0 | 0+0j | 71287.2 | 30368.22 | 71287.2+30368.22j | 0 | 0 | 0+0j | 0 | 0 | 0+0j | 0 | 0 | 0 | 0 | 0 | 0 | 0 | 0 | 0 | 0 | 0 | 0 | 0 | 0 | 0 | 0 | 0 | 0 | 1 | 0 | 0 | 1 | 0 | 0 | 0 | 0 | 0 | 0 | 0 | OPEN | node_1397358_257_15290279_295 | AN | 8100201
load_220331731 |  | 0 | R | 0 | 0 | 0 | 0 | 0 | 0 | 0 | 0 | 0 | 0 | 0 | 0+0j | 0 | 0 | 0+0j | 0 | 0 | 0+0j | 0 | 0 | 0+0j | 0 | 0 | 0+0j | 0 | 0 | 0+0j | 55872 | 23801.372 | 55872+23801.372j | 0 | 0 | 0+0j | 0 | 0 | 0+0j | 0 | 0 | 0 | 0 | 0 | 0 | 0 | 0 | 0 | 0 | 0 | 0 | 0 | 0 | 0 | 0 | 0 | 0 | 1 | 0 | 0 | 1 | 0 | 0 | 0 | 0 | 0 | 0 | 0 | OPEN | node_1397846_723_15290409_035 | AN | 8100201
load_220331732 |  | 0 | C | 0 | 0 | 0 | 0 | 0 | 0 | 0 | 0 | 0 | 0 | 0 | 0+0j | 0 | 0 | 0+0j | 0 | 0 | 0+0j | 0 | 0 | 0+0j | 0 | 0 | 0+0j | 0 | 0 | 0+0j | 2620.8 | 1116.456 | 2620.8+1116.456j | 0 | 0 | 0+0j | 0 | 0 | 0+0j | 0 | 0 | 0 | 0 | 0 | 0 | 0 | 0 | 0 | 0 | 0 | 0 | 0 | 0 | 0 | 0 | 0 | 0 | 1 | 0 | 0 | 1 | 0 | 0 | 0 | 0 | 0 | 0 | 0 | OPEN | node_1395989_776_15290143_367 | AN | 8100201
load_220331734 |  | 0 | R | 0 | 0 | 0 | 0 | 0 | 0 | 0 | 0 | 0 | 0 | 0 | 0+0j | 0 | 0 | 0+0j | 0 | 0 | 0+0j | 0 | 0 | 0+0j | 0 | 0 | 0+0j | 0 | 0 | 0+0j | 37332 | 15903.365 | 37332+15903.365j | 0 | 0 | 0+0j | 0 | 0 | 0+0j | 0 | 0 | 0 | 0 | 0 | 0 | 0 | 0 | 0 | 0 | 0 | 0 | 0 | 0 | 0 | 0 | 0 | 0 | 1 | 0 | 0 | 1 | 0 | 0 | 0 | 0 | 0 | 0 | 0 | OPEN | node_1398158_026_15290072_479 | AN | 8100201
load_220331735 |  | 0 | R | 0 | 0 | 0 | 0 | 0 | 0 | 0 | 0 | 0 | 0 | 0 | 0+0j | 0 | 0 | 0+0j | 0 | 0 | 0+0j | 0 | 0 | 0+0j | 0 | 0 | 0+0j | 0 | 0 | 0+0j | 5292 | 2254.383 | 5292+2254.383j | 0 | 0 | 0+0j | 0 | 0 | 0+0j | 0 | 0 | 0 | 0 | 0 | 0 | 0 | 0 | 0 | 0 | 0 | 0 | 0 | 0 | 0 | 0 | 0 | 0 | 1 | 0 | 0 | 1 | 0 | 0 | 0 | 0 | 0 | 0 | 0 | OPEN | node_1397836_055_15289955_91 | AN | 8100201
load_220331736 |  | 0 | C | 0 | 0 | 0 | 0 | 0 | 0 | 0 | 0 | 0 | 0 | 0 | 0+0j | 0 | 0 | 0+0j | 0 | 0 | 0+0j | 0 | 0 | 0+0j | 0 | 0 | 0+0j | 0 | 0 | 0+0j | 367.2 | 156.427 | 367.2+156.427j | 0 | 0 | 0+0j | 0 | 0 | 0+0j | 0 | 0 | 0 | 0 | 0 | 0 | 0 | 0 | 0 | 0 | 0 | 0 | 0 | 0 | 0 | 0 | 0 | 0 | 1 | 0 | 0 | 1 | 0 | 0 | 0 | 0 | 0 | 0 | 0 | OPEN | node_1398233_932_15289356_264 | AN | 8100201
load_220331737 |  | 0 | R | 0 | 0 | 0 | 0 | 0 | 0 | 0 | 0 | 0 | 0 | 0 | 0+0j | 0 | 0 | 0+0j | 0 | 0 | 0+0j | 0 | 0 | 0+0j | 0 | 0 | 0+0j | 0 | 0 | 0+0j | 59896.8 | 25515.93 | 59896.8+25515.93j | 0 | 0 | 0+0j | 0 | 0 | 0+0j | 0 | 0 | 0 | 0 | 0 | 0 | 0 | 0 | 0 | 0 | 0 | 0 | 0 | 0 | 0 | 0 | 0 | 0 | 1 | 0 | 0 | 1 | 0 | 0 | 0 | 0 | 0 | 0 | 0 | OPEN | node_1398081_49_15289060_063 | AN | 8100201
load_220331744 |  | 0 | C | 0 | 0 | 0 | 0 | 0 | 0 | 0 | 0 | 0 | 0 | 0 | 0+0j | 0 | 0 | 0+0j | 0 | 0 | 0+0j | 0 | 0 | 0+0j | 0 | 0 | 0+0j | 0 | 0 | 0+0j | 0 | 0 | 0+0j | 0 | 0 | 0+0j | 0 | 0 | 0+0j | 0 | 0 | 0 | 0 | 0 | 0 | 0 | 0 | 0 | 0 | 0 | 0 | 0 | 0 | 0 | 0 | 0 | 0 | 1 | 0 | 0 | 1 | 0 | 0 | 0 | 0 | 0 | 0 | 0 | OPEN | node_1396879_933_15289901_744 | AN | 8100201
load_220331745 |  | 0 | R | 0 | 0 | 0 | 0 | 0 | 0 | 0 | 0 | 0 | 0 | 0 | 0+0j | 0 | 0 | 0+0j | 0 | 0 | 0+0j | 0 | 0 | 0+0j | 0 | 0 | 0+0j | 0 | 0 | 0+0j | 1864.8 | 794.401 | 1864.8+794.401j | 0 | 0 | 0+0j | 0 | 0 | 0+0j | 0 | 0 | 0 | 0 | 0 | 0 | 0 | 0 | 0 | 0 | 0 | 0 | 0 | 0 | 0 | 0 | 0 | 0 | 1 | 0 | 0 | 1 | 0 | 0 | 0 | 0 | 0 | 0 | 0 | OPEN | node_1397233_871_15289976_424 | AN | 8100201
load_220331800 |  | 0 | R | 0 | 0 | 0 | 0 | 0 | 0 | 0 | 0 | 0 | 0 | 0 | 0+0j | 0 | 0 | 0+0j | 0 | 0 | 0+0j | 0 | 0 | 0+0j | 0 | 0 | 0+0j | 0 | 0 | 0+0j | 34855.2 | 14848.253 | 34855.2+14848.253j | 0 | 0 | 0+0j | 0 | 0 | 0+0j | 0 | 0 | 0 | 0 | 0 | 0 | 0 | 0 | 0 | 0 | 0 | 0 | 0 | 0 | 0 | 0 | 0 | 0 | 1 | 0 | 0 | 1 | 0 | 0 | 0 | 0 | 0 | 0 | 0 | OPEN | node_1395450_188_15290216_37 | AN | 8100201
load_220331801 |  | 0 | R | 0 | 0 | 0 | 0 | 0 | 0 | 0 | 0 | 0 | 0 | 0 | 0+0j | 0 | 0 | 0+0j | 0 | 0 | 0+0j | 0 | 0 | 0+0j | 0 | 0 | 0+0j | 0 | 0 | 0+0j | 94550.4 | 40278.302 | 94550.4+40278.302j | 0 | 0 | 0+0j | 0 | 0 | 0+0j | 0 | 0 | 0 | 0 | 0 | 0 | 0 | 0 | 0 | 0 | 0 | 0 | 0 | 0 | 0 | 0 | 0 | 0 | 1 | 0 | 0 | 1 | 0 | 0 | 0 | 0 | 0 | 0 | 0 | OPEN | node_1395466_908_15290021_684 | AN | 8100201
load_220331803 |  | 0 | C | 0 | 0 | 0 | 0 | 0 | 0 | 0 | 0 | 0 | 0 | 0 | 0+0j | 0 | 0 | 0+0j | 0 | 0 | 0+0j | 0 | 0 | 0+0j | 0 | 0 | 0+0j | 0 | 0 | 0+0j | 1500 | 638.997 | 1500+638.997j | 0 | 0 | 0+0j | 0 | 0 | 0+0j | 0 | 0 | 0 | 0 | 0 | 0 | 0 | 0 | 0 | 0 | 0 | 0 | 0 | 0 | 0 | 0 | 0 | 0 | 1 | 0 | 0 | 1 | 0 | 0 | 0 | 0 | 0 | 0 | 0 | OPEN | node_1395677_583_15290382_279 | AN | 8100201
load_220331804 |  | 0 | R | 0 | 0 | 0 | 0 | 0 | 0 | 0 | 0 | 0 | 0 | 0 | 0+0j | 0 | 0 | 0+0j | 0 | 0 | 0+0j | 0 | 0 | 0+0j | 0 | 0 | 0+0j | 0 | 0 | 0+0j | 32598 | 13886.69 | 32598+13886.69j | 0 | 0 | 0+0j | 0 | 0 | 0+0j | 0 | 0 | 0 | 0 | 0 | 0 | 0 | 0 | 0 | 0 | 0 | 0 | 0 | 0 | 0 | 0 | 0 | 0 | 1 | 0 | 0 | 1 | 0 | 0 | 0 | 0 | 0 | 0 | 0 | OPEN | node_1395681_36_15290356_171 | AN | 8100201
load_220331805 |  | 0 | C | 0 | 0 | 0 | 0 | 0 | 0 | 0 | 0 | 0 | 0 | 0 | 0+0j | 0 | 0 | 0+0j | 0 | 0 | 0+0j | 0 | 0 | 0+0j | 0 | 0 | 0+0j | 0 | 0 | 0+0j | 36 | 15.336 | 36+15.336j | 0 | 0 | 0+0j | 0 | 0 | 0+0j | 0 | 0 | 0 | 0 | 0 | 0 | 0 | 0 | 0 | 0 | 0 | 0 | 0 | 0 | 0 | 0 | 0 | 0 | 1 | 0 | 0 | 1 | 0 | 0 | 0 | 0 | 0 | 0 | 0 | OPEN | node_1395753_531_15289880_802 | AN | 8100201
load_220331806 |  | 0 | C | 0 | 0 | 0 | 0 | 0 | 0 | 0 | 0 | 0 | 0 | 0 | 0+0j | 0 | 0 | 0+0j | 0 | 0 | 0+0j | 0 | 0 | 0+0j | 0 | 0 | 0+0j | 0 | 0 | 0+0j | 0 | 0 | 0+0j | 0 | 0 | 0+0j | 0 | 0 | 0+0j | 0 | 0 | 0 | 0 | 0 | 0 | 0 | 0 | 0 | 0 | 0 | 0 | 0 | 0 | 0 | 0 | 0 | 0 | 1 | 0 | 0 | 1 | 0 | 0 | 0 | 0 | 0 | 0 | 0 | OPEN | node_1396105_884_15289886_66 | AN | 8100201
load_220331807 |  | 0 | R | 0 | 0 | 0 | 0 | 0 | 0 | 0 | 0 | 0 | 0 | 0 | 0+0j | 0 | 0 | 0+0j | 0 | 0 | 0+0j | 0 | 0 | 0+0j | 0 | 0 | 0+0j | 0 | 0 | 0+0j | 82713.6 | 35235.846 | 82713.6+35235.846j | 0 | 0 | 0+0j | 0 | 0 | 0+0j | 0 | 0 | 0 | 0 | 0 | 0 | 0 | 0 | 0 | 0 | 0 | 0 | 0 | 0 | 0 | 0 | 0 | 0 | 1 | 0 | 0 | 1 | 0 | 0 | 0 | 0 | 0 | 0 | 0 | OPEN | node_1396129_818_15289500_16 | AN | 8100201
load_220331828 |  | 0 | R | 0 | 0 | 0 | 0 | 0 | 0 | 0 | 0 | 0 | 0 | 0 | 0+0j | 0 | 0 | 0+0j | 0 | 0 | 0+0j | 0 | 0 | 0+0j | 0 | 0 | 0+0j | 0 | 0 | 0+0j | 74354.4 | 31674.842 | 74354.4+31674.842j | 0 | 0 | 0+0j | 0 | 0 | 0+0j | 0 | 0 | 0 | 0 | 0 | 0 | 0 | 0 | 0 | 0 | 0 | 0 | 0 | 0 | 0 | 0 | 0 | 0 | 1 | 0 | 0 | 1 | 0 | 0 | 0 | 0 | 0 | 0 | 0 | OPEN | node_1398058_446_15291738_167 | AN | 8100201
load_220331829 |  | 0 | R | 0 | 0 | 0 | 0 | 0 | 0 | 0 | 0 | 0 | 0 | 0 | 0+0j | 0 | 0 | 0+0j | 0 | 0 | 0+0j | 0 | 0 | 0+0j | 0 | 0 | 0+0j | 0 | 0 | 0+0j | 71157.6 | 30313.011 | 71157.6+30313.011j | 0 | 0 | 0+0j | 0 | 0 | 0+0j | 0 | 0 | 0 | 0 | 0 | 0 | 0 | 0 | 0 | 0 | 0 | 0 | 0 | 0 | 0 | 0 | 0 | 0 | 1 | 0 | 0 | 1 | 0 | 0 | 0 | 0 | 0 | 0 | 0 | OPEN | node_1397232_262_15290561_942 | AN | 8100201
load_220331831 |  | 0 | C | 0 | 0 | 0 | 0 | 0 | 0 | 0 | 0 | 0 | 0 | 0 | 0+0j | 0 | 0 | 0+0j | 0 | 0 | 0+0j | 0 | 0 | 0+0j | 0 | 0 | 0+0j | 0 | 0 | 0+0j | 115.2 | 49.075 | 115.2+49.075j | 0 | 0 | 0+0j | 0 | 0 | 0+0j | 0 | 0 | 0 | 0 | 0 | 0 | 0 | 0 | 0 | 0 | 0 | 0 | 0 | 0 | 0 | 0 | 0 | 0 | 1 | 0 | 0 | 1 | 0 | 0 | 0 | 0 | 0 | 0 | 0 | OPEN | node_1397800_272_15290780_412 | AN | 8100201
load_220331832 |  | 0 | R | 0 | 0 | 0 | 0 | 0 | 0 | 0 | 0 | 0 | 0 | 0 | 0+0j | 0 | 0 | 0+0j | 0 | 0 | 0+0j | 0 | 0 | 0+0j | 0 | 0 | 0+0j | 0 | 0 | 0+0j | 58564.8 | 24948.5 | 58564.8+24948.5j | 0 | 0 | 0+0j | 0 | 0 | 0+0j | 0 | 0 | 0 | 0 | 0 | 0 | 0 | 0 | 0 | 0 | 0 | 0 | 0 | 0 | 0 | 0 | 0 | 0 | 1 | 0 | 0 | 1 | 0 | 0 | 0 | 0 | 0 | 0 | 0 | OPEN | node_1396852_38_15290178_913 | AN | 8100201
load_220331844 |  | 0 | C | 0 | 0 | 0 | 0 | 0 | 0 | 0 | 0 | 0 | 0 | 0 | 0+0j | 0 | 0 | 0+0j | 0 | 0 | 0+0j | 0 | 0 | 0+0j | 0 | 0 | 0+0j | 0 | 0 | 0+0j | 0 | 0 | 0+0j | 0 | 0 | 0+0j | 0 | 0 | 0+0j | 0 | 0 | 0 | 0 | 0 | 0 | 0 | 0 | 0 | 0 | 0 | 0 | 0 | 0 | 0 | 0 | 0 | 0 | 1 | 0 | 0 | 1 | 0 | 0 | 0 | 0 | 0 | 0 | 0 | OPEN | node_1397603_482_15291165_007 | AN | 8100201
load_220331845 |  | 0 | C | 0 | 0 | 0 | 0 | 0 | 0 | 0 | 0 | 0 | 0 | 0 | 0+0j | 0 | 0 | 0+0j | 0 | 0 | 0+0j | 0 | 0 | 0+0j | 0 | 0 | 0+0j | 0 | 0 | 0+0j | 0 | 0 | 0+0j | 0 | 0 | 0+0j | 0 | 0 | 0+0j | 0 | 0 | 0 | 0 | 0 | 0 | 0 | 0 | 0 | 0 | 0 | 0 | 0 | 0 | 0 | 0 | 0 | 0 | 1 | 0 | 0 | 1 | 0 | 0 | 0 | 0 | 0 | 0 | 0 | OPEN | node_1397600_002_15291191_191 | AN | 8100201
load_220331847 |  | 0 | C | 0 | 0 | 0 | 0 | 0 | 0 | 0 | 0 | 0 | 0 | 0 | 0+0j | 0 | 0 | 0+0j | 0 | 0 | 0+0j | 0 | 0 | 0+0j | 0 | 0 | 0+0j | 0 | 0 | 0+0j | 15000 | 6389.973 | 15000+6389.973j | 0 | 0 | 0+0j | 0 | 0 | 0+0j | 0 | 0 | 0 | 0 | 0 | 0 | 0 | 0 | 0 | 0 | 0 | 0 | 0 | 0 | 0 | 0 | 0 | 0 | 1 | 0 | 0 | 1 | 0 | 0 | 0 | 0 | 0 | 0 | 0 | OPEN | node_1397921_966_15291219_251 | AN | 8100201
load_220331848 |  | 0 | C | 0 | 0 | 0 | 0 | 0 | 0 | 0 | 0 | 0 | 0 | 0 | 0+0j | 0 | 0 | 0+0j | 0 | 0 | 0+0j | 0 | 0 | 0+0j | 0 | 0 | 0+0j | 0 | 0 | 0+0j | 7000 | 2981.988 | 7000+2981.988j | 0 | 0 | 0+0j | 0 | 0 | 0+0j | 0 | 0 | 0 | 0 | 0 | 0 | 0 | 0 | 0 | 0 | 0 | 0 | 0 | 0 | 0 | 0 | 0 | 0 | 1 | 0 | 0 | 1 | 0 | 0 | 0 | 0 | 0 | 0 | 0 | OPEN | node_1398003_841_15290943_019 | AN | 8100201
load_220331849 |  | 0 | C | 0 | 0 | 0 | 0 | 0 | 0 | 0 | 0 | 0 | 0 | 0 | 0+0j | 0 | 0 | 0+0j | 0 | 0 | 0+0j | 0 | 0 | 0+0j | 0 | 0 | 0+0j | 0 | 0 | 0+0j | 0 | 0 | 0+0j | 7000 | 2981.988 | 7000+2981.988j | 0 | 0 | 0+0j | 0 | 0 | 0 | 0 | 0 | 0 | 0 | 0 | 0 | 0 | 0 | 0 | 0 | 0 | 0 | 0 | 0 | 0 | 1 | 0 | 0 | 1 | 0 | 0 | 0 | 0 | 0 | 0 | 0 | OPEN | node_1398006_368_15290937_233 | BN | 8100201
load_220331850 |  | 0 | C | 0 | 0 | 0 | 0 | 0 | 0 | 0 | 0 | 0 | 0 | 0 | 0+0j | 0 | 0 | 0+0j | 0 | 0 | 0+0j | 0 | 0 | 0+0j | 0 | 0 | 0+0j | 0 | 0 | 0+0j | 0 | 0 | 0+0j | 0 | 0 | 0+0j | 7000 | 2981.988 | 7000+2981.988j | 0 | 0 | 0 | 0 | 0 | 0 | 0 | 0 | 0 | 0 | 0 | 0 | 0 | 0 | 0 | 0 | 0 | 0 | 1 | 0 | 0 | 1 | 0 | 0 | 0 | 0 | 0 | 0 | 0 | OPEN | node_1398001_975_15290951_937 | CN | 8100201
load_220331861 |  | 0 | R | 0 | 0 | 0 | 0 | 0 | 0 | 0 | 0 | 0 | 0 | 0 | 0+0j | 0 | 0 | 0+0j | 0 | 0 | 0+0j | 0 | 0 | 0+0j | 0 | 0 | 0+0j | 0 | 0 | 0+0j | 89085.6 | 37950.307 | 89085.6+37950.307j | 0 | 0 | 0+0j | 0 | 0 | 0+0j | 0 | 0 | 0 | 0 | 0 | 0 | 0 | 0 | 0 | 0 | 0 | 0 | 0 | 0 | 0 | 0 | 0 | 0 | 1 | 0 | 0 | 1 | 0 | 0 | 0 | 0 | 0 | 0 | 0 | OPEN | node_1398380_427_15291558_097 | AN | 8100201
load_220331864 |  | 0 | R | 0 | 0 | 0 | 0 | 0 | 0 | 0 | 0 | 0 | 0 | 0 | 0+0j | 0 | 0 | 0+0j | 0 | 0 | 0+0j | 0 | 0 | 0+0j | 0 | 0 | 0+0j | 0 | 0 | 0+0j | 47440.8 | 20209.696 | 47440.8+20209.696j | 0 | 0 | 0+0j | 0 | 0 | 0+0j | 0 | 0 | 0 | 0 | 0 | 0 | 0 | 0 | 0 | 0 | 0 | 0 | 0 | 0 | 0 | 0 | 0 | 0 | 1 | 0 | 0 | 1 | 0 | 0 | 0 | 0 | 0 | 0 | 0 | OPEN | node_1398551_935_15291620_453 | AN | 8100201
load_220331865 |  | 0 | R | 0 | 0 | 0 | 0 | 0 | 0 | 0 | 0 | 0 | 0 | 0 | 0+0j | 0 | 0 | 0+0j | 0 | 0 | 0+0j | 0 | 0 | 0+0j | 0 | 0 | 0+0j | 0 | 0 | 0+0j | 54648 | 23279.951 | 54648+23279.951j | 0 | 0 | 0+0j | 0 | 0 | 0+0j | 0 | 0 | 0 | 0 | 0 | 0 | 0 | 0 | 0 | 0 | 0 | 0 | 0 | 0 | 0 | 0 | 0 | 0 | 1 | 0 | 0 | 1 | 0 | 0 | 0 | 0 | 0 | 0 | 0 | OPEN | node_1398592_295_15291936_648 | AN | 8100201
load_220331866 |  | 0 | C | 0 | 0 | 0 | 0 | 0 | 0 | 0 | 0 | 0 | 0 | 0 | 0+0j | 0 | 0 | 0+0j | 0 | 0 | 0+0j | 0 | 0 | 0+0j | 0 | 0 | 0+0j | 0 | 0 | 0+0j | 5313.6 | 2263.584 | 5313.6+2263.584j | 0 | 0 | 0+0j | 0 | 0 | 0+0j | 0 | 0 | 0 | 0 | 0 | 0 | 0 | 0 | 0 | 0 | 0 | 0 | 0 | 0 | 0 | 0 | 0 | 0 | 1 | 0 | 0 | 1 | 0 | 0 | 0 | 0 | 0 | 0 | 0 | OPEN | node_1398901_408_15291803_899 | AN | 8100201
load_220331867 |  | 0 | R | 0 | 0 | 0 | 0 | 0 | 0 | 0 | 0 | 0 | 0 | 0 | 0+0j | 0 | 0 | 0+0j | 0 | 0 | 0+0j | 0 | 0 | 0+0j | 0 | 0 | 0+0j | 0 | 0 | 0+0j | 55749.6 | 23749.23 | 55749.6+23749.23j | 0 | 0 | 0+0j | 0 | 0 | 0+0j | 0 | 0 | 0 | 0 | 0 | 0 | 0 | 0 | 0 | 0 | 0 | 0 | 0 | 0 | 0 | 0 | 0 | 0 | 1 | 0 | 0 | 1 | 0 | 0 | 0 | 0 | 0 | 0 | 0 | OPEN | node_1398874_018_15292107_554 | AN | 8100201
load_220331888 |  | 0 | R | 0 | 0 | 0 | 0 | 0 | 0 | 0 | 0 | 0 | 0 | 0 | 0+0j | 0 | 0 | 0+0j | 0 | 0 | 0+0j | 0 | 0 | 0+0j | 0 | 0 | 0+0j | 0 | 0 | 0+0j | 103550.4 | 44112.286 | 103550.4+44112.286j | 0 | 0 | 0+0j | 0 | 0 | 0+0j | 0 | 0 | 0 | 0 | 0 | 0 | 0 | 0 | 0 | 0 | 0 | 0 | 0 | 0 | 0 | 0 | 0 | 0 | 1 | 0 | 0 | 1 | 0 | 0 | 0 | 0 | 0 | 0 | 0 | OPEN | node_1400093_779_15291606_677 | AN | 8100201
load_220332941 |  | 0 | R | 0 | 0 | 0 | 0 | 0 | 0 | 0 | 0 | 0 | 0 | 0 | 0+0j | 0 | 0 | 0+0j | 0 | 0 | 0+0j | 0 | 0 | 0+0j | 0 | 0 | 0+0j | 0 | 0 | 0+0j | 26416.8 | 11253.51 | 26416.8+11253.51j | 0 | 0 | 0+0j | 0 | 0 | 0+0j | 0 | 0 | 0 | 0 | 0 | 0 | 0 | 0 | 0 | 0 | 0 | 0 | 0 | 0 | 0 | 0 | 0 | 0 | 1 | 0 | 0 | 1 | 0 | 0 | 0 | 0 | 0 | 0 | 0 | OPEN | node_1397761_415_15291349_003 | AN | 8100201
load_220334276 |  | 0 | R | 0 | 0 | 0 | 0 | 0 | 0 | 0 | 0 | 0 | 0 | 0 | 0+0j | 0 | 0 | 0+0j | 0 | 0 | 0+0j | 0 | 0 | 0+0j | 0 | 0 | 0+0j | 0 | 0 | 0+0j | 25178.4 | 10725.953 | 25178.4+10725.953j | 0 | 0 | 0+0j | 0 | 0 | 0+0j | 0 | 0 | 0 | 0 | 0 | 0 | 0 | 0 | 0 | 0 | 0 | 0 | 0 | 0 | 0 | 0 | 0 | 0 | 1 | 0 | 0 | 1 | 0 | 0 | 0 | 0 | 0 | 0 | 0 | OPEN | node_1400766_282_15288944_472 | AN | 8100201
load_220475913 |  | 0 | C | 0 | 0 | 0 | 0 | 0 | 0 | 0 | 0 | 0 | 0 | 0 | 0+0j | 0 | 0 | 0+0j | 0 | 0 | 0+0j | 0 | 0 | 0+0j | 0 | 0 | 0+0j | 0 | 0 | 0+0j | 6660 | 2837.148 | 6660+2837.148j | 0 | 0 | 0+0j | 0 | 0 | 0+0j | 0 | 0 | 0 | 0 | 0 | 0 | 0 | 0 | 0 | 0 | 0 | 0 | 0 | 0 | 0 | 0 | 0 | 0 | 1 | 0 | 0 | 1 | 0 | 0 | 0 | 0 | 0 | 0 | 0 | OPEN | node_1398086_513_15291052_584 | AN | 8100201
load_220529972 |  | 0 | C | 0 | 0 | 0 | 0 | 0 | 0 | 0 | 0 | 0 | 0 | 0 | 0+0j | 0 | 0 | 0+0j | 0 | 0 | 0+0j | 0 | 0 | 0+0j | 0 | 0 | 0+0j | 0 | 0 | 0+0j | 114084 | 48599.58 | 114084+48599.58j | 114084 | 48599.58 | 114084+48599.58j | 114084 | 48599.58 | 114084+48599.58j | 0 | 0 | 0 | 0 | 0 | 0 | 0 | 0 | 0 | 0 | 0 | 0 | 0 | 0 | 0 | 0 | 0 | 0 | 1 | 0 | 0 | 1 | 0 | 0 | 0 | 0 | 0 | 0 | 0 | OPEN | node_1398772_367_15291017_311 | ABCN | 8100201
load_220541657 |  | 0 | R | 0 | 0 | 0 | 0 | 0 | 0 | 0 | 0 | 0 | 0 | 0 | 0+0j | 0 | 0 | 0+0j | 0 | 0 | 0+0j | 0 | 0 | 0+0j | 0 | 0 | 0+0j | 0 | 0 | 0+0j | 67284 | 28662.864 | 67284+28662.864j | 0 | 0 | 0+0j | 0 | 0 | 0+0j | 0 | 0 | 0 | 0 | 0 | 0 | 0 | 0 | 0 | 0 | 0 | 0 | 0 | 0 | 0 | 0 | 0 | 0 | 1 | 0 | 0 | 1 | 0 | 0 | 0 | 0 | 0 | 0 | 0 | OPEN | node_1396459_014_15290186_853 | AN | 8100201
load_220573806 |  | 0 | C | 0 | 0 | 0 | 0 | 0 | 0 | 0 | 0 | 0 | 0 | 0 | 0+0j | 0 | 0 | 0+0j | 0 | 0 | 0+0j | 0 | 0 | 0+0j | 0 | 0 | 0+0j | 0 | 0 | 0+0j | 13000 | 5537.977 | 13000+5537.977j | 0 | 0 | 0+0j | 0 | 0 | 0+0j | 0 | 0 | 0 | 0 | 0 | 0 | 0 | 0 | 0 | 0 | 0 | 0 | 0 | 0 | 0 | 0 | 0 | 0 | 1 | 0 | 0 | 1 | 0 | 0 | 0 | 0 | 0 | 0 | 0 | OPEN | node_1397001_284_15290698_561 | AN | 8100201
load_220573807 |  | 0 | C | 0 | 0 | 0 | 0 | 0 | 0 | 0 | 0 | 0 | 0 | 0 | 0+0j | 0 | 0 | 0+0j | 0 | 0 | 0+0j | 0 | 0 | 0+0j | 0 | 0 | 0+0j | 0 | 0 | 0+0j | 0 | 0 | 0+0j | 13000 | 5537.977 | 13000+5537.977j | 0 | 0 | 0+0j | 0 | 0 | 0 | 0 | 0 | 0 | 0 | 0 | 0 | 0 | 0 | 0 | 0 | 0 | 0 | 0 | 0 | 0 | 1 | 0 | 0 | 1 | 0 | 0 | 0 | 0 | 0 | 0 | 0 | OPEN | node_1397017_928_15290713_183 | BN | 8100201
load_220573830 |  | 0 | C | 0 | 0 | 0 | 0 | 0 | 0 | 0 | 0 | 0 | 0 | 0 | 0+0j | 0 | 0 | 0+0j | 0 | 0 | 0+0j | 0 | 0 | 0+0j | 0 | 0 | 0+0j | 0 | 0 | 0+0j | 0 | 0 | 0+0j | 0 | 0 | 0+0j | 13000 | 5537.977 | 13000+5537.977j | 0 | 0 | 0 | 0 | 0 | 0 | 0 | 0 | 0 | 0 | 0 | 0 | 0 | 0 | 0 | 0 | 0 | 0 | 1 | 0 | 0 | 1 | 0 | 0 | 0 | 0 | 0 | 0 | 0 | OPEN | node_1396982_416_15290690_197 | CN | 8100201
load_220579651 |  | 0 | C | 0 | 0 | 0 | 0 | 0 | 0 | 0 | 0 | 0 | 0 | 0 | 0+0j | 0 | 0 | 0+0j | 0 | 0 | 0+0j | 0 | 0 | 0+0j | 0 | 0 | 0+0j | 0 | 0 | 0+0j | 12000 | 5111.979 | 12000+5111.979j | 0 | 0 | 0+0j | 0 | 0 | 0+0j | 0 | 0 | 0 | 0 | 0 | 0 | 0 | 0 | 0 | 0 | 0 | 0 | 0 | 0 | 0 | 0 | 0 | 0 | 1 | 0 | 0 | 1 | 0 | 0 | 0 | 0 | 0 | 0 | 0 | OPEN | node_1395544_899_15290421_633 | AN | 8100201
load_220579652 |  | 0 | C | 0 | 0 | 0 | 0 | 0 | 0 | 0 | 0 | 0 | 0 | 0 | 0+0j | 0 | 0 | 0+0j | 0 | 0 | 0+0j | 0 | 0 | 0+0j | 0 | 0 | 0+0j | 0 | 0 | 0+0j | 0 | 0 | 0+0j | 12000 | 5111.979 | 12000+5111.979j | 0 | 0 | 0+0j | 0 | 0 | 0 | 0 | 0 | 0 | 0 | 0 | 0 | 0 | 0 | 0 | 0 | 0 | 0 | 0 | 0 | 0 | 1 | 0 | 0 | 1 | 0 | 0 | 0 | 0 | 0 | 0 | 0 | OPEN | node_1395533_481_15290422_418 | BN | 8100201
load_220579653 |  | 0 | C | 0 | 0 | 0 | 0 | 0 | 0 | 0 | 0 | 0 | 0 | 0 | 0+0j | 0 | 0 | 0+0j | 0 | 0 | 0+0j | 0 | 0 | 0+0j | 0 | 0 | 0+0j | 0 | 0 | 0+0j | 0 | 0 | 0+0j | 0 | 0 | 0+0j | 12000 | 5111.979 | 12000+5111.979j | 0 | 0 | 0 | 0 | 0 | 0 | 0 | 0 | 0 | 0 | 0 | 0 | 0 | 0 | 0 | 0 | 0 | 0 | 1 | 0 | 0 | 1 | 0 | 0 | 0 | 0 | 0 | 0 | 0 | OPEN | node_1395556_847_15290429_49 | CN | 8100201
load_220614845 |  | 0 | C | 0 | 0 | 0 | 0 | 0 | 0 | 0 | 0 | 0 | 0 | 0 | 0+0j | 0 | 0 | 0+0j | 0 | 0 | 0+0j | 0 | 0 | 0+0j | 0 | 0 | 0+0j | 0 | 0 | 0+0j | 13000 | 5537.977 | 13000+5537.977j | 0 | 0 | 0+0j | 0 | 0 | 0+0j | 0 | 0 | 0 | 0 | 0 | 0 | 0 | 0 | 0 | 0 | 0 | 0 | 0 | 0 | 0 | 0 | 0 | 0 | 1 | 0 | 0 | 1 | 0 | 0 | 0 | 0 | 0 | 0 | 0 | OPEN | node_1398095_568_15291369_057 | AN | 8100201
load_220618297 |  | 0 | R | 0 | 0 | 0 | 0 | 0 | 0 | 0 | 0 | 0 | 0 | 0 | 0+0j | 0 | 0 | 0+0j | 0 | 0 | 0+0j | 0 | 0 | 0+0j | 0 | 0 | 0+0j | 0 | 0 | 0+0j | 78753.6 | 33548.893 | 78753.6+33548.893j | 0 | 0 | 0+0j | 0 | 0 | 0+0j | 0 | 0 | 0 | 0 | 0 | 0 | 0 | 0 | 0 | 0 | 0 | 0 | 0 | 0 | 0 | 0 | 0 | 0 | 1 | 0 | 0 | 1 | 0 | 0 | 0 | 0 | 0 | 0 | 0 | OPEN | node_1397709_346_15290756_475 | AN | 8100201
load_310013836 |  | 0 | C | 0 | 0 | 0 | 0 | 0 | 0 | 0 | 0 | 0 | 0 | 0 | 0+0j | 0 | 0 | 0+0j | 0 | 0 | 0+0j | 0 | 0 | 0+0j | 0 | 0 | 0+0j | 0 | 0 | 0+0j | 0 | 0 | 0+0j | 0 | 0 | 0+0j | 0 | 0 | 0+0j | 0 | 0 | 0 | 0 | 0 | 0 | 0 | 0 | 0 | 0 | 0 | 0 | 0 | 0 | 0 | 0 | 0 | 0 | 1 | 0 | 0 | 1 | 0 | 0 | 0 | 0 | 0 | 0 | 0 | OPEN | node_1395092_177_15290479_559 | AN | 8100201
load_310017056 |  | 0 | C | 0 | 0 | 0 | 0 | 0 | 0 | 0 | 0 | 0 | 0 | 0 | 0+0j | 0 | 0 | 0+0j | 0 | 0 | 0+0j | 0 | 0 | 0+0j | 0 | 0 | 0+0j | 0 | 0 | 0+0j | 6976.8 | 2972.104 | 6976.8+2972.104j | 0 | 0 | 0+0j | 0 | 0 | 0+0j | 0 | 0 | 0 | 0 | 0 | 0 | 0 | 0 | 0 | 0 | 0 | 0 | 0 | 0 | 0 | 0 | 0 | 0 | 1 | 0 | 0 | 1 | 0 | 0 | 0 | 0 | 0 | 0 | 0 | OPEN | node_1398546_949_15291195_35 | AN | 8100201
load_310059903 |  | 0 | R | 0 | 0 | 0 | 0 | 0 | 0 | 0 | 0 | 0 | 0 | 0 | 0+0j | 0 | 0 | 0+0j | 0 | 0 | 0+0j | 0 | 0 | 0+0j | 0 | 0 | 0+0j | 0 | 0 | 0+0j | 110404.8 | 47032.248 | 110404.8+47032.248j | 0 | 0 | 0+0j | 0 | 0 | 0+0j | 0 | 0 | 0 | 0 | 0 | 0 | 0 | 0 | 0 | 0 | 0 | 0 | 0 | 0 | 0 | 0 | 0 | 0 | 1 | 0 | 0 | 1 | 0 | 0 | 0 | 0 | 0 | 0 | 0 | OPEN | node_1398074_118_15290669_097 | AN | 8100201
load_311977000 |  | 0 | C | 0 | 0 | 0 | 0 | 0 | 0 | 0 | 0 | 0 | 0 | 0 | 0+0j | 0 | 0 | 0+0j | 0 | 0 | 0+0j | 0 | 0 | 0+0j | 0 | 0 | 0+0j | 0 | 0 | 0+0j | 0 | 0 | 0+0j | 0 | 0 | 0+0j | 0 | 0 | 0+0j | 0 | 0 | 0 | 0 | 0 | 0 | 0 | 0 | 0 | 0 | 0 | 0 | 0 | 0 | 0 | 0 | 0 | 0 | 1 | 0 | 0 | 1 | 0 | 0 | 0 | 0 | 0 | 0 | 0 | OPEN | node_1396126_884_15290938_865 | AN | 8100201
load_311977001 |  | 0 | C | 0 | 0 | 0 | 0 | 0 | 0 | 0 | 0 | 0 | 0 | 0 | 0+0j | 0 | 0 | 0+0j | 0 | 0 | 0+0j | 0 | 0 | 0+0j | 0 | 0 | 0+0j | 0 | 0 | 0+0j | 0 | 0 | 0+0j | 0 | 0 | 0+0j | 0 | 0 | 0+0j | 0 | 0 | 0 | 0 | 0 | 0 | 0 | 0 | 0 | 0 | 0 | 0 | 0 | 0 | 0 | 0 | 0 | 0 | 1 | 0 | 0 | 1 | 0 | 0 | 0 | 0 | 0 | 0 | 0 | OPEN | node_1396127_662_15290914_584 | BN | 8100201
load_311977002 |  | 0 | C | 0 | 0 | 0 | 0 | 0 | 0 | 0 | 0 | 0 | 0 | 0 | 0+0j | 0 | 0 | 0+0j | 0 | 0 | 0+0j | 0 | 0 | 0+0j | 0 | 0 | 0+0j | 0 | 0 | 0+0j | 0 | 0 | 0+0j | 0 | 0 | 0+0j | 0 | 0 | 0+0j | 0 | 0 | 0 | 0 | 0 | 0 | 0 | 0 | 0 | 0 | 0 | 0 | 0 | 0 | 0 | 0 | 0 | 0 | 1 | 0 | 0 | 1 | 0 | 0 | 0 | 0 | 0 | 0 | 0 | OPEN | node_1396134_171_15290895_097 | CN | 8100201

## OverheadLineConductor
Name | Diameter | GeometricMeanRadius | RatingSummerContinuous | RatingSummerEmergency | RatingWinterContinuous | RatingWinterEmergency | Feeder | Comments
oh_cond_1/0_AAAC | 0.398 | 0.012 | 235 | 235 | 310 | 310 | 8100201
oh_cond_1/0_ACSR | 0.398 | 0.012 | 265 | 265 | 330 | 330 | 8100201
oh_cond_2/0_CU | 0.414 | 0.013 | 295 | 295 | 425 | 425 | 8100201
oh_cond_2_ACSR | 0.325 | 0.01 | 195 | 195 | 245 | 245 | 8100201
oh_cond_2_AL | 0.292 | 0.009 | 175 | 175 | 210 | 210 | 8100201
oh_cond_3_#7_CWD_30% | 0.311 | 0.005 | 125 | 125 | 195 | 195 | 8100201
oh_cond_4_CU | 0.232 | 0.007 | 140 | 140 | 200 | 200 | 8100201
oh_cond_6_CU | 0.184 | 0.006 | 110 | 110 | 150 | 150 | 8100201
oh_cond_477_MCM_AL | 0.792 | 0.025 | 605 | 605 | 810 | 810 | 8100201
oh_cond_WP-4/0-CU | 0.81 | 0.015 | 340 | 340 | 390 | 390 | 8100201

## OverheadLineConfiguration
Name | ConductorA | ConductorB | ConductorC | ConductorN | LineSpacing | Capacitance11 | Capacitance12 | Capacitance13 | Capacitance21 | Capacitance22 | Capacitance23 | Capacitance31 | Capacitance32 | Capacitance33 | Impedance11 | Impedance12 | Impedance13 | Impedance21 | Impedance22 | Impedance23 | Impedance31 | Impedance32 | Impedance33 | Feeder | Comments
bal_1P_1/0AA | oh_cond_1/0_AAAC | oh_cond_1/0_AAAC | oh_cond_1/0_AAAC |  |  | 12.796 | -3.172 | -3.172 | -3.172 | 12.796 | -3.172 | -3.172 | -3.172 | 12.796 | 0.972+1.499j | 0.095+0.781j | 0.095+0.781j | 0.095+0.781j | 0.972+1.499j | 0.095+0.781j | 0.095+0.781j | 0.095+0.781j | 0.972+1.499j | 8100201
bal_1P_1/0AC | oh_cond_1/0_ACSR | oh_cond_1/0_ACSR | oh_cond_1/0_ACSR |  |  | 12.796 | -3.172 | -3.172 | -3.172 | 12.796 | -3.172 | -3.172 | -3.172 | 12.796 | 0.983+1.218j | 0.095+0.781j | 0.095+0.781j | 0.095+0.781j | 0.983+1.218j | 0.095+0.781j | 0.095+0.781j | 0.095+0.781j | 0.983+1.218j | 8100201
bal_1P_2AC | oh_cond_2_ACSR | oh_cond_2_ACSR | oh_cond_2_ACSR |  |  | 12.393 | -3.017 | -3.017 | -3.017 | 12.393 | -3.017 | -3.017 | -3.017 | 12.393 | 1.505+1.527j | 0.095+0.781j | 0.095+0.781j | 0.095+0.781j | 1.505+1.527j | 0.095+0.781j | 0.095+0.781j | 0.095+0.781j | 1.505+1.527j | 8100201
bal_1P_4CU | oh_cond_4_CU | oh_cond_4_CU | oh_cond_4_CU |  |  | 11.78 | -2.785 | -2.785 | -2.785 | 11.78 | -2.785 | -2.785 | -2.785 | 11.78 | 1.483+1.565j | 0.095+0.781j | 0.095+0.781j | 0.095+0.781j | 1.483+1.565j | 0.095+0.781j | 0.095+0.781j | 0.095+0.781j | 1.483+1.565j | 8100201
bal_1P_6CU | oh_cond_6_CU | oh_cond_6_CU | oh_cond_6_CU |  |  | 11.393 | -2.641 | -2.641 | -2.641 | 11.393 | -2.641 | -2.641 | -2.641 | 11.393 | 2.275+1.583j | 0.095+0.781j | 0.095+0.781j | 0.095+0.781j | 2.275+1.583j | 0.095+0.781j | 0.095+0.781j | 0.095+0.781j | 2.275+1.583j | 8100201
bal_3P_1/0AA | oh_cond_1/0_AAAC | oh_cond_1/0_AAAC | oh_cond_1/0_AAAC |  |  | 12.796 | -3.172 | -3.172 | -3.172 | 12.796 | -3.172 | -3.172 | -3.172 | 12.796 | 0.972+1.499j | 0.095+0.781j | 0.095+0.781j | 0.095+0.781j | 0.972+1.499j | 0.095+0.781j | 0.095+0.781j | 0.095+0.781j | 0.972+1.499j | 8100201
bal_3P_1/0AC | oh_cond_1/0_ACSR | oh_cond_1/0_ACSR | oh_cond_1/0_ACSR |  |  | 12.796 | -3.172 | -3.172 | -3.172 | 12.796 | -3.172 | -3.172 | -3.172 | 12.796 | 0.983+1.497j | 0.095+0.781j | 0.095+0.781j | 0.095+0.781j | 0.983+1.497j | 0.095+0.781j | 0.095+0.781j | 0.095+0.781j | 0.983+1.497j | 8100201
bal_3P_2AL | oh_cond_2_AL | oh_cond_2_AL | oh_cond_2_AL |  |  | 12.191 | -2.94 | -2.94 | -2.94 | 12.191 | -2.94 | -2.94 | -2.94 | 12.191 | 1.235+1.537j | 0.095+0.781j | 0.095+0.781j | 0.095+0.781j | 1.235+1.537j | 0.095+0.781j | 0.095+0.781j | 0.095+0.781j | 1.235+1.537j | 8100201
bal_3P_4CU | oh_cond_4_CU | oh_cond_4_CU | oh_cond_4_CU |  |  | 11.78 | -2.785 | -2.785 | -2.785 | 11.78 | -2.785 | -2.785 | -2.785 | 11.78 | 1.483+1.565j | 0.095+0.781j | 0.095+0.781j | 0.095+0.781j | 1.483+1.565j | 0.095+0.781j | 0.095+0.781j | 0.095+0.781j | 1.483+1.565j | 8100201
bal_3P_477AL | oh_cond_477_MCM_AL | oh_cond_477_MCM_AL | oh_cond_477_MCM_AL |  |  | 14.305 | -3.735 | -3.735 | -3.735 | 14.305 | -3.735 | -3.735 | -3.735 | 14.305 | 0.293+1.41j | 0.095+0.775j | 0.095+0.775j | 0.095+0.775j | 0.293+1.41j | 0.095+0.775j | 0.095+0.775j | 0.095+0.775j | 0.293+1.41j | 8100201
bal_3P_DELTACUST | oh_cond_2/0_CU | oh_cond_2/0_CU | oh_cond_2/0_CU | oh_cond_3_#7_CWD_30% |  | 13.24 | -2.712 | -2.712 | -2.712 | 13.24 | -2.712 | -2.712 | -2.712 | 13.24 | 0.66+1.378j | 0.22+0.666j | 0.22+0.666j | 0.22+0.666j | 0.66+1.378j | 0.22+0.666j | 0.22+0.666j | 0.22+0.666j | 0.66+1.378j | 8100201
unb_TAPWIRE_OH | oh_cond_WP-4/0-CU | oh_cond_WP-4/0-CU | oh_cond_WP-4/0-CU | oh_cond_WP-4/0-CU |  | 14.911 | -4.341 | -1.953 | -4.341 | 15.781 | -3.724 | -1.953 | -3.724 | 14.818 | 0.365+1.097j | 0.093+0.433j | 0.094+0.34j | 0.093+0.433j | 0.368+1.078j | 0.095+0.401j | 0.094+0.34j | 0.095+0.401j | 0.368+1.077j | 8100201

## Recloser
Name | GroupId | RetryTime | MaximumNumberOfTries | Status | From | To | Length | Phases | Feeder | Comments

## RegulatorConfiguration
Name | CurrentTransducerPhase | PowerTransducerPhase | Regulation | Control | Type | CompensatorResistiveSettingA | CompensatorResistiveSettingB | CompensatorResistiveSettingC | CompensatorReactiveSettingA | CompensatorReactiveSettingB | CompensatorReactiveSettingC | BandCenter | BandWidth | CurrentTransducerRatio | PowerTransducerRatio | ConnectType | ControlLevel | DwellTime | TimeDelay | LowerTaps | RaiseTaps | TapPositionA | TapPositionB | TapPositionC | Feeder | Comments
config_regulator_220521907 | A | A | 0.1 | MANUAL | TYPEA | 0 | 0 | 0 | 0 | 0 | 0 | 123 | 3 | 400 | 63.5 | UNKNOWN | INDIVIDUAL | 0 | 0 | 16 | 16 | 0 | 0 | 0 | 8100201

## Sectionalizer
Name | GroupId | OperatingMode | PhaseAState | PhaseBState | PhaseCState | CurrentInAReal | CurrentInAImag | CurrentInA | CurrentInBReal | CurrentInBImag | CurrentInB | CurrentInCReal | CurrentInCImag | CurrentInC | CurrentOutAReal | CurrentOutAImag | CurrentOutA | CurrentOutBReal | CurrentOutBImag | CurrentOutB | CurrentOutCReal | CurrentOutCImag | CurrentOutC | ActivePowerInA | ReactivePowerInA | PowerInA | ActivePowerInB | ReactivePowerInB | PowerInB | ActivePowerInC | ReactivePowerInC | PowerInC | ActivePowerOutA | ReactivePowerOutA | PowerOutA | ActivePowerOutB | ReactivePowerOutB | PowerOutB | ActivePowerOutC | ReactivePowerOutC | PowerOutC | Status | From | To | Length | Phases | Feeder | Comments

## Solar
Name | GroupId | SpillageCost | CapitalCost | FixedOperatingCost | VariableOperatingCost | MaxReactivePower | MaxActivePower | OutputSchedule | PlanningStatus | UnitType | UnitSubtype | ParentNode | Phases | Feeder | Comments
solar_load_220331702 |  | 0 | 0 | 0 | 0.001 | 0.0005664682162496718 | 0.001329743154990481 | OPTIMIZED | INSTALLED | solar_pv |  | node_1396260_199_15290840_825 | AN | 8100201
solar_load_220331703 |  | 0 | 0 | 0 | 0.001 | 0.0005664682162496718 | 0.001329743154990481 | OPTIMIZED | INSTALLED | solar_pv |  | node_1396255_999_15290866_813 | BN | 8100201
solar_load_220331704 |  | 0 | 0 | 0 | 0.001 | 0.0005664682162496718 | 0.001329743154990481 | OPTIMIZED | INSTALLED | solar_pv |  | node_1396259_239_15290814_221 | CN | 8100201
solar_load_220331706 |  | 0 | 0 | 0 | 0.001 | 0.0025113425990104716 | 0.005895194653791132 | OPTIMIZED | INSTALLED | solar_pv |  | node_1396569_873_15290684_937 | AN | 8100201
solar_load_220331708 |  | 0 | 0 | 0 | 0.001 | 0.005775070733681623 | 0.013556560985236289 | OPTIMIZED | INSTALLED | solar_pv |  | node_1397394_119_15290876_38 | AN | 8100201
solar_load_220331709 |  | 0 | 0 | 0 | 0.001 | 0.0073306798558081246 | 0.01720824026471015 | OPTIMIZED | INSTALLED | solar_pv |  | node_1397697_568_15290957_617 | AN | 8100201
solar_load_220331718 |  | 0 | 0 | 0 | 0.001 | 0.015101461602389928 | 0.035449588672912896 | OPTIMIZED | INSTALLED | solar_pv |  | node_1399004_538_15291270_778 | AN | 8100201
solar_load_220331720 |  | 0 | 0 | 0 | 0.001 | 0.0027626219088860106 | 0.006485055078953576 | OPTIMIZED | INSTALLED | solar_pv |  | node_1399253_418_15291561_684 | AN | 8100201
solar_load_220331730 |  | 0 | 0 | 0 | 0.001 | 0.014381030154645666 | 0.033758428147591675 | OPTIMIZED | INSTALLED | solar_pv |  | node_1397358_257_15290279_295 | AN | 8100201
solar_load_220331731 |  | 0 | 0 | 0 | 0.001 | 0.011271264777913851 | 0.026458479186477264 | OPTIMIZED | INSTALLED | solar_pv |  | node_1397846_723_15290409_035 | AN | 8100201
solar_load_220331734 |  | 0 | 0 | 0 | 0.001 | 0.007531122061989028 | 0.01767876476570678 | OPTIMIZED | INSTALLED | solar_pv |  | node_1398158_026_15290072_479 | AN | 8100201
solar_load_220331735 |  | 0 | 0 | 0 | 0.001 | 0.001067574915590066 | 0.0025060544074820604 | OPTIMIZED | INSTALLED | solar_pv |  | node_1397836_055_15289955_91 | AN | 8100201
solar_load_220331737 |  | 0 | 0 | 0 | 0.001 | 0.012083202728175308 | 0.028364444375296952 | OPTIMIZED | INSTALLED | solar_pv |  | node_1398081_49_15289060_063 | AN | 8100201
solar_load_220331745 |  | 0 | 0 | 0 | 0.001 | 0.0003761927678303394 | 0.0008830858388270117 | OPTIMIZED | INSTALLED | solar_pv |  | node_1397233_871_15289976_424 | AN | 8100201
solar_load_220331800 |  | 0 | 0 | 0 | 0.001 | 0.0070314682301698276 | 0.016505863111048506 | OPTIMIZED | INSTALLED | solar_pv |  | node_1395450_188_15290216_37 | AN | 8100201
solar_load_220331801 |  | 0 | 0 | 0 | 0.001 | 0.01907400155952258 | 0.04477483874701281 | OPTIMIZED | INSTALLED | solar_pv |  | node_1395466_908_15290021_684 | AN | 8100201
solar_load_220331804 |  | 0 | 0 | 0 | 0.001 | 0.006576115018865657 | 0.01543695419030616 | OPTIMIZED | INSTALLED | solar_pv |  | node_1395681_36_15290356_171 | AN | 8100201
solar_load_220331807 |  | 0 | 0 | 0 | 0.001 | 0.01668612002450097 | 0.03916945990905294 | OPTIMIZED | INSTALLED | solar_pv |  | node_1396129_818_15289500_16 | AN | 8100201
solar_load_220331828 |  | 0 | 0 | 0 | 0.001 | 0.014999787868555912 | 0.03521091682458127 | OPTIMIZED | INSTALLED | solar_pv |  | node_1398058_446_15291738_167 | AN | 8100201
solar_load_220331829 |  | 0 | 0 | 0 | 0.001 | 0.014354885642593004 | 0.033697055386592116 | OPTIMIZED | INSTALLED | solar_pv |  | node_1397232_262_15290561_942 | AN | 8100201
solar_load_220331832 |  | 0 | 0 | 0 | 0.001 | 0.01181449327004274 | 0.027733668776134802 | OPTIMIZED | INSTALLED | solar_pv |  | node_1396852_38_15290178_913 | AN | 8100201
solar_load_220331861 |  | 0 | 0 | 0 | 0.001 | 0.017971567294528968 | 0.04218695399153134 | OPTIMIZED | INSTALLED | solar_pv |  | node_1398380_427_15291558_097 | AN | 8100201
solar_load_220331864 |  | 0 | 0 | 0 | 0.001 | 0.009570407735198898 | 0.022465840123672514 | OPTIMIZED | INSTALLED | solar_pv |  | node_1398551_935_15291620_453 | AN | 8100201
solar_load_220331865 |  | 0 | 0 | 0 | 0.001 | 0.011024343123491383 | 0.025878847554814746 | OPTIMIZED | INSTALLED | solar_pv |  | node_1398592_295_15291936_648 | AN | 8100201
solar_load_220331867 |  | 0 | 0 | 0 | 0.001 | 0.01124657265982713 | 0.02640051602331101 | OPTIMIZED | INSTALLED | solar_pv |  | node_1398874_018_15292107_554 | AN | 8100201
solar_load_220331888 |  | 0 | 0 | 0 | 0.001 | 0.02088960482887551 | 0.049036836038648966 | OPTIMIZED | INSTALLED | solar_pv |  | node_1400093_779_15291606_677 | AN | 8100201
solar_load_220332941 |  | 0 | 0 | 0 | 0.001 | 0.005329158793488935 | 0.012509814450410448 | OPTIMIZED | INSTALLED | solar_pv |  | node_1397761_415_15291349_003 | AN | 8100201
solar_load_220334276 |  | 0 | 0 | 0 | 0.001 | 0.005079331404024079 | 0.011923363623081313 | OPTIMIZED | INSTALLED | solar_pv |  | node_1400766_282_15288944_472 | AN | 8100201
solar_load_220541657 |  | 0 | 0 | 0 | 0.001 | 0.013573449859837279 | 0.03186269175227191 | OPTIMIZED | INSTALLED | solar_pv |  | node_1396459_014_15290186_853 | AN | 8100201
solar_load_220618297 |  | 0 | 0 | 0 | 0.001 | 0.015887254567043468 | 0.03729418110073303 | OPTIMIZED | INSTALLED | solar_pv |  | node_1397709_346_15290756_475 | AN | 8100201
solar_load_310059903 |  | 0 | 0 | 0 | 0.001 | 0.02227236817728445 | 0.052282773175959064 | OPTIMIZED | INSTALLED | solar_pv |  | node_1398074_118_15290669_097 | AN | 8100201

## Storage
Name | GroupId | InitStateOfCharge | SpinningReserveCharge | SpinningReserveDischarge | NonSpinningReserveCharge | NonSpinningReserveDischarge | RegulationUpCharge | RegulationUpDischarge | RegulationDownCharge | RegulationDownDischarge | ChargeEfficiency | DischargeEfficiency | CommitmentStatus | ConstructionTime | CalendarLife | YearOfInstallation | DepthOfDischarge | ReactivePower | ReactivePowerA | ReactivePowerB | ReactivePowerC | ActivePower | ActivePowerA | ActivePowerB | ActivePowerC | Energy | MaxEnergy | PowerCharge | PowerDischarge | RampUpLimit | RampDownLimit | CapitalCost | FixedOperatingCost | VariableOperatingCost | MaxReactivePower | MaxActivePower | OutputSchedule | PlanningStatus | UnitType | UnitSubtype | ParentNode | Phases | Feeder | Comments
storage_load_220331702 |  | 0 | 0 | 0 | 0 | 0 | 0 | 0 | 0 | 0 | 0.92 | 0 | False | 0 | 0 | 0 | 0 | 0 | 0 | 0 | 0 | 0 | 0 | 0 | 0 | 0 | 0.003989229464971443 | 0 | 0 | 0 | 0 | 0 | 0 | 0.001 | 0.0005664682162496718 | 0.001329743154990481 | OPTIMIZED | INSTALLED | li_ion |  | node_1396260_199_15290840_825 | AN | 8100201
storage_load_220331703 |  | 0 | 0 | 0 | 0 | 0 | 0 | 0 | 0 | 0 | 0.92 | 0 | False | 0 | 0 | 0 | 0 | 0 | 0 | 0 | 0 | 0 | 0 | 0 | 0 | 0 | 0.003989229464971443 | 0 | 0 | 0 | 0 | 0 | 0 | 0.001 | 0.0005664682162496718 | 0.001329743154990481 | OPTIMIZED | INSTALLED | li_ion |  | node_1396255_999_15290866_813 | BN | 8100201
storage_load_220331704 |  | 0 | 0 | 0 | 0 | 0 | 0 | 0 | 0 | 0 | 0.92 | 0 | False | 0 | 0 | 0 | 0 | 0 | 0 | 0 | 0 | 0 | 0 | 0 | 0 | 0 | 0.003989229464971443 | 0 | 0 | 0 | 0 | 0 | 0 | 0.001 | 0.0005664682162496718 | 0.001329743154990481 | OPTIMIZED | INSTALLED | li_ion |  | node_1396259_239_15290814_221 | CN | 8100201
storage_load_220331706 |  | 0 | 0 | 0 | 0 | 0 | 0 | 0 | 0 | 0 | 0.92 | 0 | False | 0 | 0 | 0 | 0 | 0 | 0 | 0 | 0 | 0 | 0 | 0 | 0 | 0 | 0.017685583961373395 | 0 | 0 | 0 | 0 | 0 | 0 | 0.001 | 0.0025113425990104716 | 0.005895194653791132 | OPTIMIZED | INSTALLED | li_ion |  | node_1396569_873_15290684_937 | AN | 8100201
storage_load_220331708 |  | 0 | 0 | 0 | 0 | 0 | 0 | 0 | 0 | 0 | 0.92 | 0 | False | 0 | 0 | 0 | 0 | 0 | 0 | 0 | 0 | 0 | 0 | 0 | 0 | 0 | 0.040669682955708865 | 0 | 0 | 0 | 0 | 0 | 0 | 0.001 | 0.005775070733681623 | 0.013556560985236289 | OPTIMIZED | INSTALLED | li_ion |  | node_1397394_119_15290876_38 | AN | 8100201
storage_load_220331709 |  | 0 | 0 | 0 | 0 | 0 | 0 | 0 | 0 | 0 | 0.92 | 0 | False | 0 | 0 | 0 | 0 | 0 | 0 | 0 | 0 | 0 | 0 | 0 | 0 | 0 | 0.05162472079413045 | 0 | 0 | 0 | 0 | 0 | 0 | 0.001 | 0.0073306798558081246 | 0.01720824026471015 | OPTIMIZED | INSTALLED | li_ion |  | node_1397697_568_15290957_617 | AN | 8100201
storage_load_220331718 |  | 0 | 0 | 0 | 0 | 0 | 0 | 0 | 0 | 0 | 0.92 | 0 | False | 0 | 0 | 0 | 0 | 0 | 0 | 0 | 0 | 0 | 0 | 0 | 0 | 0 | 0.10634876601873869 | 0 | 0 | 0 | 0 | 0 | 0 | 0.001 | 0.015101461602389928 | 0.035449588672912896 | OPTIMIZED | INSTALLED | li_ion |  | node_1399004_538_15291270_778 | AN | 8100201
storage_load_220331720 |  | 0 | 0 | 0 | 0 | 0 | 0 | 0 | 0 | 0 | 0.92 | 0 | False | 0 | 0 | 0 | 0 | 0 | 0 | 0 | 0 | 0 | 0 | 0 | 0 | 0 | 0.01945516523686073 | 0 | 0 | 0 | 0 | 0 | 0 | 0.001 | 0.0027626219088860106 | 0.006485055078953576 | OPTIMIZED | INSTALLED | li_ion |  | node_1399253_418_15291561_684 | AN | 8100201
storage_load_220331730 |  | 0 | 0 | 0 | 0 | 0 | 0 | 0 | 0 | 0 | 0.92 | 0 | False | 0 | 0 | 0 | 0 | 0 | 0 | 0 | 0 | 0 | 0 | 0 | 0 | 0 | 0.10127528444277503 | 0 | 0 | 0 | 0 | 0 | 0 | 0.001 | 0.014381030154645666 | 0.033758428147591675 | OPTIMIZED | INSTALLED | li_ion |  | node_1397358_257_15290279_295 | AN | 8100201
storage_load_220331731 |  | 0 | 0 | 0 | 0 | 0 | 0 | 0 | 0 | 0 | 0.92 | 0 | False | 0 | 0 | 0 | 0 | 0 | 0 | 0 | 0 | 0 | 0 | 0 | 0 | 0 | 0.0793754375594318 | 0 | 0 | 0 | 0 | 0 | 0 | 0.001 | 0.011271264777913851 | 0.026458479186477264 | OPTIMIZED | INSTALLED | li_ion |  | node_1397846_723_15290409_035 | AN | 8100201
storage_load_220331734 |  | 0 | 0 | 0 | 0 | 0 | 0 | 0 | 0 | 0 | 0.92 | 0 | False | 0 | 0 | 0 | 0 | 0 | 0 | 0 | 0 | 0 | 0 | 0 | 0 | 0 | 0.05303629429712034 | 0 | 0 | 0 | 0 | 0 | 0 | 0.001 | 0.007531122061989028 | 0.01767876476570678 | OPTIMIZED | INSTALLED | li_ion |  | node_1398158_026_15290072_479 | AN | 8100201
storage_load_220331735 |  | 0 | 0 | 0 | 0 | 0 | 0 | 0 | 0 | 0 | 0.92 | 0 | False | 0 | 0 | 0 | 0 | 0 | 0 | 0 | 0 | 0 | 0 | 0 | 0 | 0 | 0.007518163222446181 | 0 | 0 | 0 | 0 | 0 | 0 | 0.001 | 0.001067574915590066 | 0.0025060544074820604 | OPTIMIZED | INSTALLED | li_ion |  | node_1397836_055_15289955_91 | AN | 8100201
storage_load_220331737 |  | 0 | 0 | 0 | 0 | 0 | 0 | 0 | 0 | 0 | 0.92 | 0 | False | 0 | 0 | 0 | 0 | 0 | 0 | 0 | 0 | 0 | 0 | 0 | 0 | 0 | 0.08509333312589086 | 0 | 0 | 0 | 0 | 0 | 0 | 0.001 | 0.012083202728175308 | 0.028364444375296952 | OPTIMIZED | INSTALLED | li_ion |  | node_1398081_49_15289060_063 | AN | 8100201
storage_load_220331745 |  | 0 | 0 | 0 | 0 | 0 | 0 | 0 | 0 | 0 | 0.92 | 0 | False | 0 | 0 | 0 | 0 | 0 | 0 | 0 | 0 | 0 | 0 | 0 | 0 | 0 | 0.002649257516481035 | 0 | 0 | 0 | 0 | 0 | 0 | 0.001 | 0.0003761927678303394 | 0.0008830858388270117 | OPTIMIZED | INSTALLED | li_ion |  | node_1397233_871_15289976_424 | AN | 8100201
storage_load_220331800 |  | 0 | 0 | 0 | 0 | 0 | 0 | 0 | 0 | 0 | 0.92 | 0 | False | 0 | 0 | 0 | 0 | 0 | 0 | 0 | 0 | 0 | 0 | 0 | 0 | 0 | 0.04951758933314552 | 0 | 0 | 0 | 0 | 0 | 0 | 0.001 | 0.0070314682301698276 | 0.016505863111048506 | OPTIMIZED | INSTALLED | li_ion |  | node_1395450_188_15290216_37 | AN | 8100201
storage_load_220331801 |  | 0 | 0 | 0 | 0 | 0 | 0 | 0 | 0 | 0 | 0.92 | 0 | False | 0 | 0 | 0 | 0 | 0 | 0 | 0 | 0 | 0 | 0 | 0 | 0 | 0 | 0.13432451624103842 | 0 | 0 | 0 | 0 | 0 | 0 | 0.001 | 0.01907400155952258 | 0.04477483874701281 | OPTIMIZED | INSTALLED | li_ion |  | node_1395466_908_15290021_684 | AN | 8100201
storage_load_220331804 |  | 0 | 0 | 0 | 0 | 0 | 0 | 0 | 0 | 0 | 0.92 | 0 | False | 0 | 0 | 0 | 0 | 0 | 0 | 0 | 0 | 0 | 0 | 0 | 0 | 0 | 0.04631086257091848 | 0 | 0 | 0 | 0 | 0 | 0 | 0.001 | 0.006576115018865657 | 0.01543695419030616 | OPTIMIZED | INSTALLED | li_ion |  | node_1395681_36_15290356_171 | AN | 8100201
storage_load_220331807 |  | 0 | 0 | 0 | 0 | 0 | 0 | 0 | 0 | 0 | 0.92 | 0 | False | 0 | 0 | 0 | 0 | 0 | 0 | 0 | 0 | 0 | 0 | 0 | 0 | 0 | 0.11750837972715883 | 0 | 0 | 0 | 0 | 0 | 0 | 0.001 | 0.01668612002450097 | 0.03916945990905294 | OPTIMIZED | INSTALLED | li_ion |  | node_1396129_818_15289500_16 | AN | 8100201
storage_load_220331828 |  | 0 | 0 | 0 | 0 | 0 | 0 | 0 | 0 | 0 | 0.92 | 0 | False | 0 | 0 | 0 | 0 | 0 | 0 | 0 | 0 | 0 | 0 | 0 | 0 | 0 | 0.10563275047374382 | 0 | 0 | 0 | 0 | 0 | 0 | 0.001 | 0.014999787868555912 | 0.03521091682458127 | OPTIMIZED | INSTALLED | li_ion |  | node_1398058_446_15291738_167 | AN | 8100201
storage_load_220331829 |  | 0 | 0 | 0 | 0 | 0 | 0 | 0 | 0 | 0 | 0.92 | 0 | False | 0 | 0 | 0 | 0 | 0 | 0 | 0 | 0 | 0 | 0 | 0 | 0 | 0 | 0.10109116615977634 | 0 | 0 | 0 | 0 | 0 | 0 | 0.001 | 0.014354885642593004 | 0.033697055386592116 | OPTIMIZED | INSTALLED | li_ion |  | node_1397232_262_15290561_942 | AN | 8100201
storage_load_220331832 |  | 0 | 0 | 0 | 0 | 0 | 0 | 0 | 0 | 0 | 0.92 | 0 | False | 0 | 0 | 0 | 0 | 0 | 0 | 0 | 0 | 0 | 0 | 0 | 0 | 0 | 0.08320100632840441 | 0 | 0 | 0 | 0 | 0 | 0 | 0.001 | 0.01181449327004274 | 0.027733668776134802 | OPTIMIZED | INSTALLED | li_ion |  | node_1396852_38_15290178_913 | AN | 8100201
storage_load_220331861 |  | 0 | 0 | 0 | 0 | 0 | 0 | 0 | 0 | 0 | 0.92 | 0 | False | 0 | 0 | 0 | 0 | 0 | 0 | 0 | 0 | 0 | 0 | 0 | 0 | 0 | 0.12656086197459404 | 0 | 0 | 0 | 0 | 0 | 0 | 0.001 | 0.017971567294528968 | 0.04218695399153134 | OPTIMIZED | INSTALLED | li_ion |  | node_1398380_427_15291558_097 | AN | 8100201
storage_load_220331864 |  | 0 | 0 | 0 | 0 | 0 | 0 | 0 | 0 | 0 | 0.92 | 0 | False | 0 | 0 | 0 | 0 | 0 | 0 | 0 | 0 | 0 | 0 | 0 | 0 | 0 | 0.06739752037101754 | 0 | 0 | 0 | 0 | 0 | 0 | 0.001 | 0.009570407735198898 | 0.022465840123672514 | OPTIMIZED | INSTALLED | li_ion |  | node_1398551_935_15291620_453 | AN | 8100201
storage_load_220331865 |  | 0 | 0 | 0 | 0 | 0 | 0 | 0 | 0 | 0 | 0.92 | 0 | False | 0 | 0 | 0 | 0 | 0 | 0 | 0 | 0 | 0 | 0 | 0 | 0 | 0 | 0.07763654266444424 | 0 | 0 | 0 | 0 | 0 | 0 | 0.001 | 0.011024343123491383 | 0.025878847554814746 | OPTIMIZED | INSTALLED | li_ion |  | node_1398592_295_15291936_648 | AN | 8100201
storage_load_220331867 |  | 0 | 0 | 0 | 0 | 0 | 0 | 0 | 0 | 0 | 0.92 | 0 | False | 0 | 0 | 0 | 0 | 0 | 0 | 0 | 0 | 0 | 0 | 0 | 0 | 0 | 0.07920154806993304 | 0 | 0 | 0 | 0 | 0 | 0 | 0.001 | 0.01124657265982713 | 0.02640051602331101 | OPTIMIZED | INSTALLED | li_ion |  | node_1398874_018_15292107_554 | AN | 8100201
storage_load_220331888 |  | 0 | 0 | 0 | 0 | 0 | 0 | 0 | 0 | 0 | 0.92 | 0 | False | 0 | 0 | 0 | 0 | 0 | 0 | 0 | 0 | 0 | 0 | 0 | 0 | 0 | 0.1471105081159469 | 0 | 0 | 0 | 0 | 0 | 0 | 0.001 | 0.02088960482887551 | 0.049036836038648966 | OPTIMIZED | INSTALLED | li_ion |  | node_1400093_779_15291606_677 | AN | 8100201
storage_load_220332941 |  | 0 | 0 | 0 | 0 | 0 | 0 | 0 | 0 | 0 | 0.92 | 0 | False | 0 | 0 | 0 | 0 | 0 | 0 | 0 | 0 | 0 | 0 | 0 | 0 | 0 | 0.037529443351231345 | 0 | 0 | 0 | 0 | 0 | 0 | 0.001 | 0.005329158793488935 | 0.012509814450410448 | OPTIMIZED | INSTALLED | li_ion |  | node_1397761_415_15291349_003 | AN | 8100201
storage_load_220334276 |  | 0 | 0 | 0 | 0 | 0 | 0 | 0 | 0 | 0 | 0.92 | 0 | False | 0 | 0 | 0 | 0 | 0 | 0 | 0 | 0 | 0 | 0 | 0 | 0 | 0 | 0.03577009086924394 | 0 | 0 | 0 | 0 | 0 | 0 | 0.001 | 0.005079331404024079 | 0.011923363623081313 | OPTIMIZED | INSTALLED | li_ion |  | node_1400766_282_15288944_472 | AN | 8100201
storage_load_220541657 |  | 0 | 0 | 0 | 0 | 0 | 0 | 0 | 0 | 0 | 0.92 | 0 | False | 0 | 0 | 0 | 0 | 0 | 0 | 0 | 0 | 0 | 0 | 0 | 0 | 0 | 0.09558807525681573 | 0 | 0 | 0 | 0 | 0 | 0 | 0.001 | 0.013573449859837279 | 0.03186269175227191 | OPTIMIZED | INSTALLED | li_ion |  | node_1396459_014_15290186_853 | AN | 8100201
storage_load_220618297 |  | 0 | 0 | 0 | 0 | 0 | 0 | 0 | 0 | 0 | 0.92 | 0 | False | 0 | 0 | 0 | 0 | 0 | 0 | 0 | 0 | 0 | 0 | 0 | 0 | 0 | 0.11188254330219909 | 0 | 0 | 0 | 0 | 0 | 0 | 0.001 | 0.015887254567043468 | 0.03729418110073303 | OPTIMIZED | INSTALLED | li_ion |  | node_1397709_346_15290756_475 | AN | 8100201
storage_load_310059903 |  | 0 | 0 | 0 | 0 | 0 | 0 | 0 | 0 | 0 | 0.92 | 0 | False | 0 | 0 | 0 | 0 | 0 | 0 | 0 | 0 | 0 | 0 | 0 | 0 | 0 | 0.1568483195278772 | 0 | 0 | 0 | 0 | 0 | 0 | 0.001 | 0.02227236817728445 | 0.052282773175959064 | OPTIMIZED | INSTALLED | li_ion |  | node_1398074_118_15290669_097 | AN | 8100201

## Switch
Name | GroupId | OperatingMode | PhaseAState | PhaseBState | PhaseCState | CurrentInAReal | CurrentInAImag | CurrentInA | CurrentInBReal | CurrentInBImag | CurrentInB | CurrentInCReal | CurrentInCImag | CurrentInC | CurrentOutAReal | CurrentOutAImag | CurrentOutA | CurrentOutBReal | CurrentOutBImag | CurrentOutB | CurrentOutCReal | CurrentOutCImag | CurrentOutC | ActivePowerInA | ReactivePowerInA | PowerInA | ActivePowerInB | ReactivePowerInB | PowerInB | ActivePowerInC | ReactivePowerInC | PowerInC | ActivePowerOutA | ReactivePowerOutA | PowerOutA | ActivePowerOutB | ReactivePowerOutB | PowerOutB | ActivePowerOutC | ReactivePowerOutC | PowerOutC | Status | From | To | Length | Phases | Feeder | Comments
switch_711T708_NO-220417136 |  | INDIVIDUAL | CLOSED | CLOSED | CLOSED | 0 | 0 | 0+0j | 0 | 0 | 0+0j | 0 | 0 | 0+0j | 0 | 0 | 0+0j | 0 | 0 | 0+0j | 0 | 0 | 0+0j | 0 | 0 | 0+0j | 0 | 0 | 0+0j | 0 | 0 | 0+0j | 0 | 0 | 0+0j | 0 | 0 | 0+0j | 0 | 0 | 0+0j | OPEN | node_intto1_1397501_563_15291251_102 | node_1397501_563_15291251_102 | 0 | ABCD | 8100201
switch_70873-220417082 |  | INDIVIDUAL | CLOSED | CLOSED | CLOSED | 0 | 0 | 0+0j | 0 | 0 | 0+0j | 0 | 0 | 0+0j | 0 | 0 | 0+0j | 0 | 0 | 0+0j | 0 | 0 | 0+0j | 0 | 0 | 0+0j | 0 | 0 | 0+0j | 0 | 0 | 0+0j | 0 | 0 | 0+0j | 0 | 0 | 0+0j | 0 | 0 | 0+0j | OPEN | node_intto1_8100201_200810890 | node_8100201_200810890 | 0 | ABCD | 8100201
switch_220417076 |  | INDIVIDUAL | CLOSED | CLOSED | CLOSED | 0 | 0 | 0+0j | 0 | 0 | 0+0j | 0 | 0 | 0+0j | 0 | 0 | 0+0j | 0 | 0 | 0+0j | 0 | 0 | 0+0j | 0 | 0 | 0+0j | 0 | 0 | 0+0j | 0 | 0 | 0+0j | 0 | 0 | 0+0j | 0 | 0 | 0+0j | 0 | 0 | 0+0j | OPEN | node_intto1_8100201_200810858 | node_8100201_200810858 | 0 | ABCD | 8100201
switch_220417142 |  | INDIVIDUAL | CLOSED | CLOSED | CLOSED | 0 | 0 | 0+0j | 0 | 0 | 0+0j | 0 | 0 | 0+0j | 0 | 0 | 0+0j | 0 | 0 | 0+0j | 0 | 0 | 0+0j | 0 | 0 | 0+0j | 0 | 0 | 0+0j | 0 | 0 | 0+0j | 0 | 0 | 0+0j | 0 | 0 | 0+0j | 0 | 0 | 0+0j | OPEN | node_intto1_8100201_200810934 | node_8100201_200810934 | 0 | ABCD | 8100201

## TransformerConfiguration
Name | ConnectType | NoLoadLoss | PowerRating | ReactanceResistanceRatio | FullLoadLoss | PowerARating | PowerBRating | PowerCRating | ShuntResistance | ShuntReactance | ShuntImpedance | Impedance | PrimaryVoltage | SecondaryVoltage | CoreCoilWeight | InstalledInsulationLife | InstallType | CoolantType | CoolingType | Feeder | Comments

## UndergroundLineConductor
Name | OuterDiameter | ConductorGMR | ConductorDiameter | ConductorResistance | NeutralGMR | NeutralDiameter | NeutralResistance | NeutralStrands | InsulationRelativePermittivity | ShieldGMR | ShieldResitance | RatingSummerContinuous | RatingSummerEmergency | RatingWinterContinuous | RatingWinterEmergency | Feeder | Comments
und_cond_3P_1/0ALURD | 0 | 0 | 0 | 0 | 0 | 0 | 0 | 0 | 0 | 0 | 0 | 160 | 160 | 180 | 180 | 8100201
und_cond_TAPWIRE_UG | 0 | 0 | 0 | 0 | 0 | 0 | 0 | 0 | 0 | 0 | 0 | 99999999 | 99999999 | 99999999 | 99999999 | 8100201

## UndergroundLineConfiguration
Name | ConductorA | ConductorB | ConductorC | ConductorN | LineSpacing | Capacitance11 | Capacitance12 | Capacitance13 | Capacitance21 | Capacitance22 | Capacitance23 | Capacitance31 | Capacitance32 | Capacitance33 | Impedance11 | Impedance12 | Impedance13 | Impedance21 | Impedance22 | Impedance23 | Impedance31 | Impedance32 | Impedance33 | Feeder | Comments
und_3P_1/0ALURD | und_cond_3P_1/0ALURD | und_cond_3P_1/0ALURD | und_cond_3P_1/0ALURD |  |  | 530.19 | 0 | 0 | 0 | 530.19 | 0 | 0 | 0 | 530.19 | 1.61+0.653j | 0.525+0.251j | 0.525+0.251j | 0.525+0.251j | 1.61+0.653j | 0.525+0.251j | 0.525+0.251j | 0.525+0.251j | 1.61+0.653j | 8100201
und_TAPWIRE_UG | und_cond_TAPWIRE_UG | und_cond_TAPWIRE_UG | und_cond_TAPWIRE_UG |  |  | 0 | 0 | 0 | 0 | 0 | 0 | 0 | 0 | 0 | 0.001+0.001j | 0+0j | 0+0j | 0+0j | 0.001+0.001j | 0+0j | 0+0j | 0+0j | 0.001+0.001j | 8100201

## Regulator
Name | GroupId | Configuration | SenseNode | Status | From | To | Length | Phases | Feeder | Comments
regulator_220521907 |  | config_regulator_220521907 |  | OPEN | node_intto1_8100201_200819532 | node_8100201_200819532 | 0 | ABCD | 8100201

## Transformer
Name | GroupId | Configuration | AgingConstant | AgingGranularity | Climate | UseThermalModel | Status | From | To | Length | Phases | Feeder | Comments

## OverheadLine
Name | GroupId | Configuration | Length | Status | From | To | Phases | Feeder | Comments
oh_line_8100201_200808263 |  | bal_3P_1/0AC | 52.800000000000004 | OPEN | node_8100201_200810881 | node_8100201_200808263 | ABCD | 8100201
oh_line_8100201_200808264 |  | bal_3P_1/0AC | 105.60000000000001 | OPEN | node_8100201_200808263 | node_8100201_200808264 | ABCD | 8100201
oh_line_8100201_200808265 |  | bal_3P_1/0AC | 105.60000000000001 | OPEN | node_8100201_200808264 | node_intto1_8100201_200808265 | ABCD | 8100201
oh_line_8100201_200808266 |  | bal_3P_1/0AC | 105.60000000000001 | OPEN | node_8100201_200808265 | node_8100201_200808266 | ABCD | 8100201
oh_line_8100201_200808267 |  | bal_3P_1/0AC | 105.60000000000001 | OPEN | node_8100201_200808266 | node_8100201_200808267 | ABCD | 8100201
oh_line_8100201_200810856 |  | bal_3P_477AL | 105.60000000000001 | OPEN | node_8100201_200810858 | node_intto1_1394982_857_15290311_022 | ABCD | 8100201
oh_line_8100201_200810858 |  | bal_3P_477AL | 105.60000000000001 | OPEN | node_8100201_200810860 | node_intto1_8100201_200810858 | ABCD | 8100201
oh_line_8100201_200810860 |  | bal_3P_477AL | 105.60000000000001 | OPEN | node_8100201_200967577 | node_8100201_200810860 | ABCD | 8100201
oh_line_8100201_200810863 |  | bal_3P_477AL | 105.60000000000001 | OPEN | node_8100201_200810864 | node_8100201_200810863 | ABCD | 8100201
oh_line_8100201_200810864 |  | bal_3P_477AL | 105.60000000000001 | OPEN | node_8100201_200967576 | node_8100201_200810864 | ABCD | 8100201
oh_line_8100201_200810867 |  | bal_3P_477AL | 105.60000000000001 | OPEN | node_8100201_200810869 | node_8100201_200810867 | ABCD | 8100201
oh_line_8100201_200810869 |  | bal_3P_477AL | 158.4 | OPEN | node_8100201_200810872 | node_8100201_200810869 | ABCD | 8100201
oh_line_8100201_200810872 |  | bal_3P_477AL | 105.60000000000001 | OPEN | node_8100201_200810877 | node_8100201_200810872 | ABCD | 8100201
oh_line_8100201_200810877 |  | bal_3P_477AL | 105.60000000000001 | OPEN | node_8100201_200810880 | node_8100201_200810877 | ABCD | 8100201
oh_line_8100201_200810880 |  | bal_3P_477AL | 105.60000000000001 | OPEN | node_8100201_200810881 | node_8100201_200810880 | ABCD | 8100201
oh_line_8100201_200810881 |  | bal_3P_477AL | 105.60000000000001 | OPEN | node_8100201_200810885 | node_8100201_200810881 | ABCD | 8100201
oh_line_8100201_200810883 |  | bal_3P_1/0AA | 105.60000000000001 | OPEN | node_8100201_200810881 | node_8100201_200810883 | ABCD | 8100201
oh_line_8100201_200810885 |  | bal_3P_477AL | 52.800000000000004 | OPEN | node_8100201_200810886 | node_8100201_200810885 | ABCD | 8100201
oh_line_8100201_200810886 |  | bal_3P_477AL | 158.4 | OPEN | node_8100201_200810887 | node_8100201_200810886 | ABCD | 8100201
oh_line_8100201_200810887 |  | bal_3P_477AL | 158.4 | OPEN | node_8100201_200810888 | node_8100201_200810887 | ABCD | 8100201
oh_line_8100201_200810888 |  | bal_3P_477AL | 105.60000000000001 | OPEN | node_8100201_200810890 | node_8100201_200810888 | ABCD | 8100201
oh_line_8100201_200810890 |  | bal_3P_477AL | 105.60000000000001 | OPEN | node_8100201_200810892 | node_intto1_8100201_200810890 | ABCD | 8100201
oh_line_8100201_200810892 |  | bal_3P_477AL | 105.60000000000001 | OPEN | node_8100201_200810894 | node_8100201_200810892 | ABCD | 8100201
oh_line_8100201_200810894 |  | bal_3P_477AL | 52.800000000000004 | OPEN | node_8100201_200810895 | node_8100201_200810894 | ABCD | 8100201
oh_line_8100201_200810895 |  | bal_3P_477AL | 105.60000000000001 | OPEN | node_8100201_200810896 | node_8100201_200810895 | ABCD | 8100201
oh_line_8100201_200810896 |  | bal_3P_477AL | 105.60000000000001 | OPEN | node_8100201_200810899 | node_8100201_200810896 | ABCD | 8100201
oh_line_8100201_200810899 |  | bal_3P_477AL | 158.4 | OPEN | node_8100201_200810900 | node_8100201_200810899 | ABCD | 8100201
oh_line_8100201_200810900 |  | bal_3P_477AL | 105.60000000000001 | OPEN | node_8100201_200810902 | node_8100201_200810900 | ABCD | 8100201
oh_line_8100201_200810902 |  | bal_3P_477AL | 105.60000000000001 | OPEN | node_8100201_200810904 | node_8100201_200810902 | ABCD | 8100201
oh_line_8100201_200810904 |  | bal_3P_477AL | 105.60000000000001 | OPEN | node_8100201_200810906 | node_8100201_200810904 | ABCD | 8100201
oh_line_8100201_200810906 |  | bal_3P_477AL | 105.60000000000001 | OPEN | node_8100201_200810907 | node_8100201_200810906 | ABCD | 8100201
oh_line_8100201_200810907 |  | bal_3P_477AL | 158.4 | OPEN | node_8100201_200810908 | node_8100201_200810907 | ABCD | 8100201
oh_line_8100201_200810908 |  | bal_3P_477AL | 105.60000000000001 | OPEN | node_8100201_200810910 | node_8100201_200810908 | ABCD | 8100201
oh_line_8100201_200810910 |  | bal_3P_477AL | 105.60000000000001 | OPEN | node_8100201_200810911 | node_8100201_200810910 | ABCD | 8100201
oh_line_8100201_200810911 |  | bal_3P_477AL | 52.800000000000004 | OPEN | node_8100201_200917163 | node_8100201_200810911 | ABCD | 8100201
oh_line_8100201_200810914 |  | bal_3P_477AL | 211.20000000000002 | OPEN | node_8100201_200810916 | node_8100201_200810914 | ABCD | 8100201
oh_line_8100201_200810916 |  | bal_3P_477AL | 52.800000000000004 | OPEN | node_8100201_200810917 | node_8100201_200810916 | ABCD | 8100201
oh_line_8100201_200810917 |  | bal_3P_477AL | 105.60000000000001 | OPEN | node_8100201_200810918 | node_8100201_200810917 | ABCD | 8100201
oh_line_8100201_200810918 |  | bal_3P_477AL | 105.60000000000001 | OPEN | node_8100201_200810920 | node_8100201_200810918 | ABCD | 8100201
oh_line_8100201_200810920 |  | bal_3P_477AL | 105.60000000000001 | OPEN | node_8100201_200810923 | node_8100201_200810920 | ABCD | 8100201
oh_line_8100201_200810923 |  | bal_3P_477AL | 105.60000000000001 | OPEN | node_8100201_200810925 | node_8100201_200810923 | ABCD | 8100201
oh_line_8100201_200810925 |  | bal_3P_477AL | 105.60000000000001 | OPEN | node_8100201_200810927 | node_8100201_200810925 | ABCD | 8100201
oh_line_8100201_200810927 |  | bal_3P_477AL | 105.60000000000001 | OPEN | node_8100201_200810930 | node_8100201_200810927 | ABCD | 8100201
oh_line_8100201_200810929 |  | bal_3P_1/0AC | 158.4 | OPEN | node_8100201_200810927 | node_intto1_8100201_200810929 | ABCD | 8100201
oh_line_8100201_200810930 |  | bal_3P_477AL | 105.60000000000001 | OPEN | node_8100201_200810932 | node_8100201_200810930 | ABCD | 8100201
oh_line_8100201_200810932 |  | bal_3P_477AL | 105.60000000000001 | OPEN | node_8100201_200810934 | node_8100201_200810932 | ABCD | 8100201
oh_line_8100201_200810934 |  | bal_3P_477AL | 105.60000000000001 | OPEN | node_8100201_200810936 | node_intto1_8100201_200810934 | ABCD | 8100201
oh_line_8100201_200810936 |  | bal_3P_477AL | 211.20000000000002 | OPEN | node_8100201_200810938 | node_8100201_200810936 | ABCD | 8100201
oh_line_8100201_200810938 |  | bal_3P_477AL | 105.60000000000001 | OPEN | node_8100201_200917155 | node_8100201_200810938 | ABCD | 8100201
oh_line_8100201_200810979 |  | bal_1P_1/0AA | 105.60000000000001 | OPEN | node_8100201_200811476 | node_8100201_200810979 | AD | 8100201
oh_line_8100201_200810980 |  | bal_1P_1/0AA | 105.60000000000001 | OPEN | node_8100201_200810979 | node_8100201_200810980 | AD | 8100201
oh_line_8100201_200810981 |  | bal_1P_1/0AA | 105.60000000000001 | OPEN | node_8100201_200810980 | node_8100201_200810981 | AD | 8100201
oh_line_8100201_200810982 |  | bal_1P_1/0AA | 105.60000000000001 | OPEN | node_8100201_200810981 | node_8100201_200810982 | AD | 8100201
oh_line_8100201_200810983 |  | bal_1P_1/0AA | 105.60000000000001 | OPEN | node_8100201_200810982 | node_8100201_200810983 | AD | 8100201
oh_line_8100201_200810984 |  | bal_1P_1/0AA | 105.60000000000001 | OPEN | node_8100201_200810983 | node_8100201_200810984 | AD | 8100201
oh_line_8100201_200810985 |  | bal_1P_1/0AA | 105.60000000000001 | OPEN | node_8100201_200810984 | node_8100201_200810985 | AD | 8100201
oh_line_8100201_200810986 |  | bal_1P_1/0AA | 105.60000000000001 | OPEN | node_8100201_200810985 | node_8100201_200810986 | AD | 8100201
oh_line_8100201_200810987 |  | bal_1P_1/0AA | 105.60000000000001 | OPEN | node_8100201_200810986 | node_8100201_200810987 | AD | 8100201
oh_line_8100201_200810988 |  | bal_1P_1/0AA | 105.60000000000001 | OPEN | node_8100201_200810987 | node_8100201_200810988 | AD | 8100201
oh_line_8100201_200810989 |  | bal_1P_1/0AA | 105.60000000000001 | OPEN | node_8100201_200810992 | node_8100201_200810989 | AD | 8100201
oh_line_8100201_200810992 |  | bal_1P_1/0AC | 158.4 | OPEN | node_8100201_200810993 | node_8100201_200810992 | AD | 8100201
oh_line_8100201_200810993 |  | bal_3P_1/0AC | 52.800000000000004 | OPEN | node_8100201_200808267 | node_8100201_200810993 | ABCD | 8100201
oh_line_8100201_200810994 |  | bal_1P_1/0AC | 105.60000000000001 | OPEN | node_8100201_200810993 | node_8100201_200810994 | AD | 8100201
oh_line_8100201_200810995 |  | bal_1P_1/0AC | 105.60000000000001 | OPEN | node_8100201_200810994 | node_8100201_200810995 | AD | 8100201
oh_line_8100201_200810999 |  | bal_1P_1/0AC | 211.20000000000002 | OPEN | node_8100201_200811038 | node_8100201_200810999 | AD | 8100201
oh_line_8100201_200811000 |  | bal_1P_1/0AC | 211.20000000000002 | OPEN | node_8100201_200810999 | node_8100201_200811000 | AD | 8100201
oh_line_8100201_200811001 |  | bal_1P_1/0AC | 211.20000000000002 | OPEN | node_8100201_200811000 | node_8100201_200811001 | AD | 8100201
oh_line_8100201_200811002 |  | bal_1P_1/0AC | 158.4 | OPEN | node_8100201_200811001 | node_8100201_200811002 | AD | 8100201
oh_line_8100201_200811003 |  | bal_1P_1/0AC | 158.4 | OPEN | node_8100201_200811002 | node_8100201_200811003 | AD | 8100201
oh_line_8100201_200811004 |  | bal_1P_1/0AC | 105.60000000000001 | OPEN | node_8100201_200811003 | node_8100201_200811004 | AD | 8100201
oh_line_8100201_200811005 |  | bal_1P_1/0AC | 105.60000000000001 | OPEN | node_8100201_200811004 | node_8100201_200811005 | AD | 8100201
oh_line_8100201_200811006 |  | bal_1P_1/0AC | 369.6 | OPEN | node_8100201_200811005 | node_8100201_200811006 | AD | 8100201
oh_line_8100201_200811007 |  | bal_1P_1/0AC | 211.20000000000002 | OPEN | node_8100201_200811004 | node_8100201_200811007 | AD | 8100201
oh_line_8100201_200811008 |  | bal_1P_1/0AC | 211.20000000000002 | OPEN | node_8100201_200811007 | node_8100201_200811008 | AD | 8100201
oh_line_8100201_200811009 |  | bal_1P_1/0AC | 211.20000000000002 | OPEN | node_8100201_200811008 | node_8100201_200811009 | AD | 8100201
oh_line_8100201_200811010 |  | bal_1P_1/0AC | 211.20000000000002 | OPEN | node_8100201_200811009 | node_8100201_200811010 | AD | 8100201
oh_line_8100201_200811013 |  | bal_1P_1/0AC | 158.4 | OPEN | node_8100201_200811010 | node_8100201_200811013 | AD | 8100201
oh_line_8100201_200811014 |  | bal_1P_1/0AC | 158.4 | OPEN | node_8100201_200811013 | node_8100201_200811014 | AD | 8100201
oh_line_8100201_200811015 |  | bal_1P_1/0AC | 158.4 | OPEN | node_8100201_200811014 | node_8100201_200811015 | AD | 8100201
oh_line_8100201_200811016 |  | bal_1P_1/0AC | 211.20000000000002 | OPEN | node_8100201_200811015 | node_8100201_200811016 | AD | 8100201
oh_line_8100201_200811017 |  | bal_1P_1/0AC | 158.4 | OPEN | node_8100201_200811016 | node_8100201_200811017 | AD | 8100201
oh_line_8100201_200811034 |  | bal_1P_1/0AC | 52.800000000000004 | OPEN | node_8100201_200811470 | node_8100201_200811034 | AD | 8100201
oh_line_8100201_200811036 |  | bal_1P_1/0AC | 264 | OPEN | node_8100201_200811034 | node_8100201_200811036 | AD | 8100201
oh_line_8100201_200811038 |  | bal_1P_1/0AC | 105.60000000000001 | OPEN | node_8100201_200811036 | node_8100201_200811038 | AD | 8100201
oh_line_8100201_200811341 |  | bal_1P_1/0AC | 0 | OPEN | node_8100201_200810864 | node_8100201_200811341 | AD | 8100201
oh_line_8100201_200811342 |  | bal_1P_1/0AC | 105.60000000000001 | OPEN | node_8100201_200811341 | node_intto1_8100201_200811342 | AD | 8100201
oh_line_8100201_200811344 |  | bal_1P_1/0AC | 105.60000000000001 | OPEN | node_8100201_200811342 | node_8100201_200811344 | AD | 8100201
oh_line_8100201_200811345 |  | bal_1P_1/0AA | 105.60000000000001 | OPEN | node_8100201_200811344 | node_8100201_200811345 | AD | 8100201
oh_line_8100201_200811346 |  | bal_1P_1/0AA | 105.60000000000001 | OPEN | node_8100201_200811345 | node_8100201_200811346 | AD | 8100201
oh_line_8100201_200811363 |  | bal_3P_1/0AA | 52.800000000000004 | OPEN | node_8100201_200810867 | node_8100201_200811363 | ABCD | 8100201
oh_line_8100201_200811364 |  | bal_3P_1/0AA | 105.60000000000001 | OPEN | node_8100201_200811363 | node_intto1_8100201_200811364 | ABCD | 8100201
oh_line_8100201_200811365 |  | bal_3P_1/0AA | 105.60000000000001 | OPEN | node_8100201_200811364 | node_8100201_200811365 | ABCD | 8100201
oh_line_8100201_200811366 |  | bal_3P_1/0AA | 105.60000000000001 | OPEN | node_8100201_200811365 | node_8100201_200811366 | ABCD | 8100201
oh_line_8100201_200811367 |  | bal_3P_1/0AA | 105.60000000000001 | OPEN | node_8100201_200811366 | node_8100201_200811367 | ABCD | 8100201
oh_line_8100201_200811368 |  | bal_1P_1/0AA | 105.60000000000001 | OPEN | node_8100201_200811367 | node_8100201_200811368 | AD | 8100201
oh_line_8100201_200811369 |  | bal_1P_1/0AA | 105.60000000000001 | OPEN | node_8100201_200811368 | node_8100201_200811369 | AD | 8100201
oh_line_8100201_200811371 |  | bal_1P_4CU | 52.800000000000004 | OPEN | node_8100201_200810992 | node_8100201_200811371 | AD | 8100201
oh_line_8100201_200811372 |  | bal_1P_4CU | 158.4 | OPEN | node_8100201_200811371 | node_8100201_200811372 | AD | 8100201
oh_line_8100201_200811373 |  | bal_1P_4CU | 105.60000000000001 | OPEN | node_8100201_200811372 | node_8100201_200811373 | AD | 8100201
oh_line_8100201_200811374 |  | bal_1P_4CU | 158.4 | OPEN | node_8100201_200811373 | node_8100201_200811374 | AD | 8100201
oh_line_8100201_200811375 |  | bal_1P_4CU | 105.60000000000001 | OPEN | node_8100201_200811374 | node_8100201_200811375 | AD | 8100201
oh_line_8100201_200811376 |  | bal_1P_4CU | 105.60000000000001 | OPEN | node_8100201_200811375 | node_8100201_200811376 | AD | 8100201
oh_line_8100201_200811437 |  | bal_1P_1/0AC | 105.60000000000001 | OPEN | node_8100201_200811602 | node_8100201_200811437 | AD | 8100201
oh_line_8100201_200811448 |  | bal_1P_1/0AC | 105.60000000000001 | OPEN | node_8100201_200811449 | node_8100201_200811448 | AD | 8100201
oh_line_8100201_200811449 |  | bal_1P_1/0AC | 105.60000000000001 | OPEN | node_8100201_200811450 | node_8100201_200811449 | AD | 8100201
oh_line_8100201_200811450 |  | bal_1P_1/0AC | 105.60000000000001 | OPEN | node_8100201_200811451 | node_8100201_200811450 | AD | 8100201
oh_line_8100201_200811451 |  | bal_1P_1/0AC | 105.60000000000001 | OPEN | node_8100201_200811452 | node_8100201_200811451 | AD | 8100201
oh_line_8100201_200811452 |  | bal_1P_1/0AC | 105.60000000000001 | OPEN | node_8100201_200811453 | node_8100201_200811452 | AD | 8100201
oh_line_8100201_200811453 |  | bal_1P_1/0AC | 105.60000000000001 | OPEN | node_8100201_200811454 | node_8100201_200811453 | AD | 8100201
oh_line_8100201_200811454 |  | bal_1P_1/0AC | 105.60000000000001 | OPEN | node_8100201_200811437 | node_8100201_200811454 | AD | 8100201
oh_line_8100201_200811456 |  | bal_1P_4CU | 105.60000000000001 | OPEN | node_8100201_200811513 | node_8100201_200811456 | AD | 8100201
oh_line_8100201_200811464 |  | bal_1P_1/0AC | 264 | OPEN | node_8100201_200811466 | node_8100201_200811464 | AD | 8100201
oh_line_8100201_200811466 |  | bal_1P_4CU | 158.4 | OPEN | node_8100201_200811467 | node_8100201_200811466 | AD | 8100201
oh_line_8100201_200811467 |  | bal_1P_4CU | 105.60000000000001 | OPEN | node_8100201_200967136 | node_8100201_200811467 | AD | 8100201
oh_line_8100201_200811470 |  | bal_1P_1/0AC | 52.800000000000004 | OPEN | node_8100201_200811477 | node_8100201_200811470 | AD | 8100201
oh_line_8100201_200811471 |  | bal_1P_4CU | 0 | OPEN | node_8100201_200810894 | node_8100201_200811471 | AD | 8100201
oh_line_8100201_200811472 |  | bal_1P_1/0AC | 105.60000000000001 | OPEN | node_8100201_200811471 | node_intto1_8100201_200811472 | AD | 8100201
oh_line_8100201_200811473 |  | bal_1P_1/0AC | 105.60000000000001 | OPEN | node_8100201_200811472 | node_8100201_200811473 | AD | 8100201
oh_line_8100201_200811474 |  | bal_1P_1/0AC | 105.60000000000001 | OPEN | node_8100201_200811473 | node_8100201_200811474 | AD | 8100201
oh_line_8100201_200811475 |  | bal_1P_1/0AC | 105.60000000000001 | OPEN | node_8100201_200811474 | node_8100201_200811475 | AD | 8100201
oh_line_8100201_200811476 |  | bal_1P_1/0AC | 105.60000000000001 | OPEN | node_8100201_200811475 | node_8100201_200811476 | AD | 8100201
oh_line_8100201_200811477 |  | bal_1P_1/0AC | 158.4 | OPEN | node_8100201_200811476 | node_8100201_200811477 | AD | 8100201
oh_line_8100201_200811491-1 |  | bal_3P_4CU | 105.60000000000001 | OPEN | node_8100201_200811491 | node_intto1_1397501_563_15291251_102 | ABCD | 8100201
oh_line_8100201_200811491-2 |  | bal_3P_4CU | 158.4 | OPEN | node_8100201_200811492 | node_8100201_200811491 | ABCD | 8100201
oh_line_8100201_200811492 |  | bal_3P_1/0AA | 52.800000000000004 | OPEN | node_8100201_200810907 | node_8100201_200811492 | ABCD | 8100201
oh_line_8100201_200811507 |  | bal_1P_1/0AC | 158.4 | OPEN | node_8100201_200811508 | node_8100201_200811507 | AD | 8100201
oh_line_8100201_200811508 |  | bal_1P_1/0AC | 105.60000000000001 | OPEN | node_8100201_200811510 | node_intto1_8100201_200811508 | AD | 8100201
oh_line_8100201_200811510 |  | bal_3P_1/0AC | 52.800000000000004 | OPEN | node_8100201_200917163 | node_8100201_200811510 | ABCD | 8100201
oh_line_8100201_200811511 |  | bal_3P_1/0AC | 0 | OPEN | node_8100201_200917163 | node_8100201_200811511 | ABCD | 8100201
oh_line_8100201_200811512 |  | bal_3P_1/0AC | 105.60000000000001 | OPEN | node_8100201_200811511 | node_intto1_8100201_200811512 | ABCD | 8100201
oh_line_8100201_200811513 |  | bal_1P_6CU | 105.60000000000001 | OPEN | node_8100201_200811512 | node_8100201_200811513 | AD | 8100201
oh_line_8100201_200811514 |  | bal_1P_6CU | 52.800000000000004 | OPEN | node_8100201_200811513 | node_8100201_200811514 | AD | 8100201
oh_line_8100201_200811515 |  | bal_1P_6CU | 105.60000000000001 | OPEN | node_8100201_200811514 | node_8100201_200811515 | AD | 8100201
oh_line_8100201_200811544 |  | bal_1P_1/0AA | 105.60000000000001 | OPEN | node_8100201_200811545 | node_8100201_200811544 | AD | 8100201
oh_line_8100201_200811545 |  | bal_1P_1/0AA | 105.60000000000001 | OPEN | node_8100201_200811546 | node_8100201_200811545 | AD | 8100201
oh_line_8100201_200811546 |  | bal_1P_1/0AA | 105.60000000000001 | OPEN | node_8100201_200811548 | node_8100201_200811546 | AD | 8100201
oh_line_8100201_200811548 |  | bal_1P_1/0AA | 0 | OPEN | node_8100201_200811448 | node_8100201_200811548 | AD | 8100201
oh_line_8100201_200811563 |  | bal_1P_1/0AC | 105.60000000000001 | OPEN | node_8100201_200811564 | node_8100201_200811563 | AD | 8100201
oh_line_8100201_200811564 |  | bal_1P_1/0AC | 105.60000000000001 | OPEN | node_8100201_200811451 | node_intto1_8100201_200811564 | AD | 8100201
oh_line_8100201_200811586 |  | bal_1P_1/0AA | 105.60000000000001 | OPEN | node_8100201_200811587 | node_8100201_200811586 | AD | 8100201
oh_line_8100201_200811587 |  | bal_1P_1/0AA | 105.60000000000001 | OPEN | node_8100201_200811453 | node_8100201_200811587 | AD | 8100201
oh_line_8100201_200811588 |  | bal_1P_1/0AA | 105.60000000000001 | OPEN | node_8100201_200811453 | node_8100201_200811588 | AD | 8100201
oh_line_8100201_200811597 |  | bal_1P_1/0AC | 105.60000000000001 | OPEN | node_8100201_200810930 | node_intto1_8100201_200811597 | AD | 8100201
oh_line_8100201_200811598 |  | bal_1P_1/0AC | 105.60000000000001 | OPEN | node_8100201_200811597 | node_8100201_200811598 | AD | 8100201
oh_line_8100201_200811599 |  | bal_1P_1/0AC | 105.60000000000001 | OPEN | node_8100201_200811598 | node_8100201_200811599 | AD | 8100201
oh_line_8100201_200811600 |  | bal_1P_1/0AC | 105.60000000000001 | OPEN | node_8100201_200811599 | node_8100201_200811600 | AD | 8100201
oh_line_8100201_200811601 |  | bal_1P_1/0AC | 105.60000000000001 | OPEN | node_8100201_200811600 | node_8100201_200811601 | AD | 8100201
oh_line_8100201_200811602 |  | bal_1P_1/0AC | 105.60000000000001 | OPEN | node_8100201_200811601 | node_8100201_200811602 | AD | 8100201
oh_line_8100201_200811603 |  | bal_1P_1/0AC | 105.60000000000001 | OPEN | node_8100201_200811602 | node_8100201_200811603 | AD | 8100201
oh_line_8100201_200811604 |  | bal_1P_1/0AC | 105.60000000000001 | OPEN | node_8100201_200811603 | node_8100201_200811604 | AD | 8100201
oh_line_8100201_200811666 |  | bal_3P_477AL | 105.60000000000001 | OPEN | node_8100201_200811667 | node_8100201_200811666 | ABCD | 8100201
oh_line_8100201_200811667 |  | bal_3P_477AL | 105.60000000000001 | OPEN | node_8100201_310049748 | node_8100201_200811667 | ABCD | 8100201
oh_line_8100201_200811671 |  | bal_3P_477AL | 105.60000000000001 | OPEN | node_8100201_310049754 | node_8100201_200811671 | ABCD | 8100201
oh_line_8100201_200811673 |  | bal_3P_477AL | 105.60000000000001 | OPEN | node_8100201_200811674 | node_8100201_200811673 | ABCD | 8100201
oh_line_8100201_200811674 |  | bal_3P_477AL | 105.60000000000001 | OPEN | node_8100201_310050868 | node_8100201_200811674 | ABCD | 8100201
oh_line_8100201_200811676 |  | bal_3P_477AL | 105.60000000000001 | OPEN | node_8100201_200811680 | node_8100201_200811676 | ABCD | 8100201
oh_line_8100201_200811679 |  | bal_3P_477AL | 105.60000000000001 | OPEN | node_8100201_200819526 | node_8100201_200811679 | ABCD | 8100201
oh_line_8100201_200811680 |  | bal_3P_477AL | 105.60000000000001 | OPEN | node_8100201_310049738 | node_8100201_200811680 | ABCD | 8100201
oh_line_8100201_200811682 |  | bal_3P_477AL | 105.60000000000001 | OPEN | node_8100201_310049739 | node_8100201_200811682 | ABCD | 8100201
oh_line_8100201_200811684 |  | bal_3P_477AL | 52.800000000000004 | OPEN | node_8100201_310049743 | node_8100201_200811684 | ABCD | 8100201
oh_line_8100201_200811733 |  | bal_1P_2AC | 52.800000000000004 | OPEN | node_8100201_200811680 | node_8100201_200811733 | AD | 8100201
oh_line_8100201_200811734 |  | bal_1P_2AC | 158.4 | OPEN | node_8100201_200811733 | node_8100201_200811734 | AD | 8100201
oh_line_8100201_200811735 |  | bal_1P_2AC | 105.60000000000001 | OPEN | node_8100201_200811734 | node_8100201_200811735 | AD | 8100201
oh_line_8100201_200811736 |  | bal_1P_2AC | 105.60000000000001 | OPEN | node_8100201_200811735 | node_8100201_200811736 | AD | 8100201
oh_line_8100201_200811737 |  | bal_1P_2AC | 158.4 | OPEN | node_8100201_200811736 | node_8100201_200811737 | AD | 8100201
oh_line_8100201_200815817 |  | bal_1P_1/0AA | 105.60000000000001 | OPEN | node_8100201_200811507 | node_8100201_200815817 | AD | 8100201
oh_line_8100201_200819524 |  | bal_3P_477AL | 105.60000000000001 | OPEN | node_SOURCE_8100201 | node_8100201_200819524 | ABCD | 8100201
oh_line_8100201_200819526 |  | bal_3P_477AL | 105.60000000000001 | OPEN | node_8100201_310050892 | node_8100201_200819526 | ABCD | 8100201
oh_line_8100201_200819528 |  | bal_3P_477AL | 105.60000000000001 | OPEN | node_8100201_310050902 | node_8100201_200819528 | ABCD | 8100201
oh_line_8100201_200819531 |  | bal_3P_477AL | 52.800000000000004 | OPEN | node_8100201_200819532 | node_8100201_200819531 | ABCD | 8100201
oh_line_8100201_200819532 |  | bal_3P_477AL | 105.60000000000001 | OPEN | node_8100201_200819524 | node_intto1_8100201_200819532 | ABCD | 8100201
oh_line_8100201_200917155 |  | bal_3P_477AL | 105.60000000000001 | OPEN | node_8100201_310049731 | node_8100201_200917155 | ABCD | 8100201
oh_line_8100201_200917160 |  | bal_3P_2AL | 105.60000000000001 | OPEN | node_8100201_200810863 | node_8100201_200917160 | ABCD | 8100201
oh_line_8100201_200917163 |  | bal_3P_477AL | 158.4 | OPEN | node_8100201_200810914 | node_8100201_200917163 | ABCD | 8100201
oh_line_8100201_200966992 |  | bal_1P_4CU | 105.60000000000001 | OPEN | node_8100201_200811456 | node_8100201_200966992 | AD | 8100201
oh_line_8100201_200967136 |  | bal_1P_4CU | 105.60000000000001 | OPEN | node_8100201_200966992 | node_8100201_200967136 | AD | 8100201
oh_line_8100201_200967575 |  | bal_3P_477AL | 105.60000000000001 | OPEN | node_8100201_200810867 | node_8100201_200967575 | ABCD | 8100201
oh_line_8100201_200967576-1 |  | bal_3P_477AL | 105.60000000000001 | OPEN | node_1395622_137_15290489_209 | node_8100201_200967576 | ABCD | 8100201
oh_line_8100201_200967576-2 |  | bal_3P_477AL | 0 | OPEN | node_8100201_200967575 | node_1395622_137_15290489_209 | ABCD | 8100201
oh_line_8100201_200967577 |  | bal_3P_477AL | 105.60000000000001 | OPEN | node_8100201_200810863 | node_8100201_200967577 | ABCD | 8100201
oh_line_8100201_200971186 |  | bal_3P_DELTACUST | 105.60000000000001 | OPEN | node_8100201_200810858 | node_intto1_8100201_200971186 | ABCN | 8100201
oh_line_8100201_201063076 |  | bal_3P_477AL | 52.800000000000004 | OPEN | node_8100201_200810880 | node_8100201_201063076 | ABCD | 8100201
oh_line_8100201_310049731 |  | bal_3P_477AL | 52.800000000000004 | OPEN | node_8100201_200811676 | node_8100201_310049731 | ABCD | 8100201
oh_line_8100201_310049738 |  | bal_3P_477AL | 105.60000000000001 | OPEN | node_8100201_200811682 | node_8100201_310049738 | ABCD | 8100201
oh_line_8100201_310049739 |  | bal_3P_477AL | 105.60000000000001 | OPEN | node_8100201_200811684 | node_8100201_310049739 | ABCD | 8100201
oh_line_8100201_310049743 |  | bal_3P_477AL | 105.60000000000001 | OPEN | node_8100201_310049744 | node_8100201_310049743 | ABCD | 8100201
oh_line_8100201_310049744 |  | bal_3P_477AL | 105.60000000000001 | OPEN | node_8100201_200811666 | node_8100201_310049744 | ABCD | 8100201
oh_line_8100201_310049748 |  | bal_3P_477AL | 105.60000000000001 | OPEN | node_8100201_310049749 | node_8100201_310049748 | ABCD | 8100201
oh_line_8100201_310049749 |  | bal_3P_477AL | 105.60000000000001 | OPEN | node_8100201_310049750 | node_8100201_310049749 | ABCD | 8100201
oh_line_8100201_310049750 |  | bal_3P_477AL | 105.60000000000001 | OPEN | node_8100201_200811671 | node_8100201_310049750 | ABCD | 8100201
oh_line_8100201_310049754 |  | bal_3P_477AL | 105.60000000000001 | OPEN | node_8100201_200811673 | node_8100201_310049754 | ABCD | 8100201
oh_line_8100201_310050868 |  | bal_3P_477AL | 105.60000000000001 | OPEN | node_8100201_310050875 | node_8100201_310050868 | ABCD | 8100201
oh_line_8100201_310050875 |  | bal_3P_477AL | 105.60000000000001 | OPEN | node_8100201_200811679 | node_8100201_310050875 | ABCD | 8100201
oh_line_8100201_310050892 |  | bal_3P_477AL | 105.60000000000001 | OPEN | node_8100201_200819528 | node_8100201_310050892 | ABCD | 8100201
oh_line_8100201_310050902 |  | bal_3P_477AL | 105.60000000000001 | OPEN | node_8100201_310050904 | node_8100201_310050902 | ABCD | 8100201
oh_line_8100201_310050904 |  | bal_3P_477AL | 105.60000000000001 | OPEN | node_8100201_200819531 | node_8100201_310050904 | ABCD | 8100201
oh_line_8100201_311976999 |  | bal_3P_1/0AA | 105.60000000000001 | OPEN | node_8100201_200810883 | node_8100201_311976999 | ABCD | 8100201
oh_line_TAP_OH_891807 |  | unb_TAPWIRE_OH | 52.800000000000004 | OPEN | node_8100201_200808265 | node_1396276_072_15290403_967 | ABCN | 8100201
oh_line_TAP_OH_892275 |  | unb_TAPWIRE_OH | 0 | OPEN | node_8100201_200810869 | node_1395804_471_15290538_908 | ABCN | 8100201
oh_line_TAP_OH_892278 |  | unb_TAPWIRE_OH | 0 | OPEN | node_8100201_200810887 | node_1396421_18_15290715_914 | ABCN | 8100201
oh_line_TAP_OH_892279 |  | unb_TAPWIRE_OH | 52.800000000000004 | OPEN | node_8100201_200810888 | node_1396569_873_15290684_937 | ABCN | 8100201
oh_line_TAP_OH_892281 |  | unb_TAPWIRE_OH | 0 | OPEN | node_8100201_200810900 | node_1397204_831_15290827_85 | ABCN | 8100201
oh_line_TAP_OH_892282 |  | unb_TAPWIRE_OH | 52.800000000000004 | OPEN | node_8100201_200810904 | node_1397394_119_15290876_38 | ABCN | 8100201
oh_line_TAP_OH_892283 |  | unb_TAPWIRE_OH | 52.800000000000004 | OPEN | node_8100201_200810908 | node_1397697_568_15290957_617 | ABCN | 8100201
oh_line_TAP_OH_892285 |  | unb_TAPWIRE_OH | 52.800000000000004 | OPEN | node_8100201_200810914 | node_1398086_513_15291052_584 | ABCN | 8100201
oh_line_TAP_OH_892287 |  | unb_TAPWIRE_OH | 52.800000000000004 | OPEN | node_8100201_200810932 | node_1399004_538_15291270_778 | ABCN | 8100201
oh_line_TAP_OH_892295 |  | unb_TAPWIRE_OH | 52.800000000000004 | OPEN | node_8100201_200810983 | node_1397358_257_15290279_295 | AN | 8100201
oh_line_TAP_OH_892296 |  | unb_TAPWIRE_OH | 52.800000000000004 | OPEN | node_8100201_200810988 | node_1397846_723_15290409_035 | AN | 8100201
oh_line_TAP_OH_892297 |  | unb_TAPWIRE_OH | 52.800000000000004 | OPEN | node_8100201_200810989 | node_1395989_776_15290143_367 | AN | 8100201
oh_line_TAP_OH_892298 |  | unb_TAPWIRE_OH | 52.800000000000004 | OPEN | node_8100201_200810995 | node_1396459_014_15290186_853 | AN | 8100201
oh_line_TAP_OH_892299 |  | unb_TAPWIRE_OH | 52.800000000000004 | OPEN | node_8100201_200811003 | node_1398158_026_15290072_479 | AN | 8100201
oh_line_TAP_OH_892300 |  | unb_TAPWIRE_OH | 52.800000000000004 | OPEN | node_8100201_200811006 | node_1397836_055_15289955_91 | AN | 8100201
oh_line_TAP_OH_892301 |  | unb_TAPWIRE_OH | 52.800000000000004 | OPEN | node_8100201_200811009 | node_1398233_932_15289356_264 | AN | 8100201
oh_line_TAP_OH_892302 |  | unb_TAPWIRE_OH | 52.800000000000004 | OPEN | node_8100201_200811013 | node_1398081_49_15289060_063 | AN | 8100201
oh_line_TAP_OH_892307 |  | unb_TAPWIRE_OH | 52.800000000000004 | OPEN | node_8100201_200811034 | node_1396879_933_15289901_744 | AN | 8100201
oh_line_TAP_OH_892308 |  | unb_TAPWIRE_OH | 52.800000000000004 | OPEN | node_8100201_200811038 | node_1397233_871_15289976_424 | AN | 8100201
oh_line_TAP_OH_892354 |  | unb_TAPWIRE_OH | 52.800000000000004 | OPEN | node_8100201_200811344 | node_1395450_188_15290216_37 | AN | 8100201
oh_line_TAP_OH_892355 |  | unb_TAPWIRE_OH | 52.800000000000004 | OPEN | node_8100201_200811346 | node_1395466_908_15290021_684 | AN | 8100201
oh_line_TAP_OH_892358 |  | unb_TAPWIRE_OH | 52.800000000000004 | OPEN | node_8100201_200811369 | node_1395753_531_15289880_802 | AN | 8100201
oh_line_TAP_OH_892359 |  | unb_TAPWIRE_OH | 52.800000000000004 | OPEN | node_8100201_200811373 | node_1396105_884_15289886_66 | AN | 8100201
oh_line_TAP_OH_892360 |  | unb_TAPWIRE_OH | 52.800000000000004 | OPEN | node_8100201_200811376 | node_1396129_818_15289500_16 | AN | 8100201
oh_line_TAP_OH_892372 |  | unb_TAPWIRE_OH | 52.800000000000004 | OPEN | node_8100201_200811448 | node_1398058_446_15291738_167 | AN | 8100201
oh_line_TAP_OH_892373 |  | unb_TAPWIRE_OH | 52.800000000000004 | OPEN | node_8100201_200811464 | node_1397232_262_15290561_942 | AN | 8100201
oh_line_TAP_OH_892374 |  | unb_TAPWIRE_OH | 52.800000000000004 | OPEN | node_8100201_200811476 | node_1396852_38_15290178_913 | AN | 8100201
oh_line_TAP_OH_892382 |  | unb_TAPWIRE_OH | 0 | OPEN | node_8100201_200811508 | node_1397921_966_15291219_251 | AN | 8100201
oh_line_TAP_OH_892384 |  | unb_TAPWIRE_OH | 52.800000000000004 | OPEN | node_8100201_200811515 | node_1398074_118_15290669_097 | AN | 8100201
oh_line_TAP_OH_892390 |  | unb_TAPWIRE_OH | 52.800000000000004 | OPEN | node_8100201_200811544 | node_1398095_568_15291369_057 | AN | 8100201
oh_line_TAP_OH_892392 |  | unb_TAPWIRE_OH | 52.800000000000004 | OPEN | node_8100201_200811563 | node_1398380_427_15291558_097 | AN | 8100201
oh_line_TAP_OH_892395 |  | unb_TAPWIRE_OH | 52.800000000000004 | OPEN | node_8100201_200811586 | node_1398551_935_15291620_453 | AN | 8100201
oh_line_TAP_OH_892396 |  | unb_TAPWIRE_OH | 52.800000000000004 | OPEN | node_8100201_200811588 | node_1398592_295_15291936_648 | AN | 8100201
oh_line_TAP_OH_892397 |  | unb_TAPWIRE_OH | 52.800000000000004 | OPEN | node_8100201_200811601 | node_1398901_408_15291803_899 | AN | 8100201
oh_line_TAP_OH_892398 |  | unb_TAPWIRE_OH | 52.800000000000004 | OPEN | node_8100201_200811604 | node_1398874_018_15292107_554 | AN | 8100201
oh_line_TAP_OH_892417 |  | unb_TAPWIRE_OH | 52.800000000000004 | OPEN | node_8100201_200811737 | node_1400093_779_15291606_677 | AN | 8100201
oh_line_TAP_OH_893106 |  | unb_TAPWIRE_OH | 52.800000000000004 | OPEN | node_8100201_200815817 | node_1397761_415_15291349_003 | AN | 8100201
oh_line_TAP_OH_894256 |  | unb_TAPWIRE_OH | 0 | OPEN | node_8100201_200819531 | node_1400766_282_15288944_472 | ABCN | 8100201
oh_line_TAP_OH_923572 |  | unb_TAPWIRE_OH | 0 | OPEN | node_8100201_200966992 | node_1397800_272_15290780_412 | AN | 8100201
oh_line_TAP_OH_923604 |  | unb_TAPWIRE_OH | 0 | OPEN | node_8100201_200967136 | node_1397709_346_15290756_475 | AN | 8100201
oh_line_TAP_OH_1440821 |  | unb_TAPWIRE_OH | 52.800000000000004 | OPEN | node_8100201_200971186 | node_1395092_177_15290479_559 | ABCN | 8100201
oh_line_TAP_OH_1506030 |  | unb_TAPWIRE_OH | 0 | OPEN | node_8100201_200810920 | node_1398546_949_15291195_35 | ABCN | 8100201
oh_line_TAP_OH_2135384 |  | unb_TAPWIRE_OH | 52.800000000000004 | OPEN | node_8100201_200810883 | node_1396260_199_15290840_825 | ABCN | 8100201
oh_line_TAP_OH_2135385 |  | unb_TAPWIRE_OH | 52.800000000000004 | OPEN | node_8100201_200810883 | node_1396255_999_15290866_813 | ABCN | 8100201
oh_line_TAP_OH_2135386 |  | unb_TAPWIRE_OH | 52.800000000000004 | OPEN | node_8100201_200810883 | node_1396259_239_15290814_221 | ABCN | 8100201
oh_line_TAP_OH_2135408 |  | unb_TAPWIRE_OH | 105.60000000000001 | OPEN | node_8100201_200810916 | node_1398238_671_15291225_272 | ABCN | 8100201
oh_line_TAP_OH_2135409 |  | unb_TAPWIRE_OH | 105.60000000000001 | OPEN | node_8100201_200810916 | node_1398222_233_15291210_237 | ABCN | 8100201
oh_line_TAP_OH_2135410 |  | unb_TAPWIRE_OH | 105.60000000000001 | OPEN | node_8100201_200810916 | node_1398257_421_15291234_108 | ABCN | 8100201
oh_line_TAP_OH_2135414 |  | unb_TAPWIRE_OH | 105.60000000000001 | OPEN | node_8100201_200810938 | node_1399267_465_15291580_599 | ABCN | 8100201
oh_line_TAP_OH_2135415 |  | unb_TAPWIRE_OH | 105.60000000000001 | OPEN | node_8100201_200810938 | node_1399253_418_15291561_684 | ABCN | 8100201
oh_line_TAP_OH_2220925 |  | unb_TAPWIRE_OH | 52.800000000000004 | OPEN | node_8100201_200810877 | node_1396011_739_15290692_211 | ABCN | 8100201
oh_line_TAP_OH_2220926 |  | unb_TAPWIRE_OH | 52.800000000000004 | OPEN | node_8100201_200810877 | node_1396002_291_15290697_89 | ABCN | 8100201
oh_line_TAP_OH_2220927 |  | unb_TAPWIRE_OH | 52.800000000000004 | OPEN | node_8100201_200810877 | node_1396016_097_15290681_174 | ABCN | 8100201
oh_line_TAP_OH_2220940 |  | unb_TAPWIRE_OH | 105.60000000000001 | OPEN | node_8100201_200810911 | node_1397850_056_15291125_94 | ABCN | 8100201
oh_line_TAP_OH_2220941 |  | unb_TAPWIRE_OH | 105.60000000000001 | OPEN | node_8100201_200810911 | node_1397833_984_15291110_203 | ABCN | 8100201
oh_line_TAP_OH_2220942 |  | unb_TAPWIRE_OH | 105.60000000000001 | OPEN | node_8100201_200810911 | node_1397868_588_15291135_582 | ABCN | 8100201
oh_line_TAP_OH_2220980 |  | unb_TAPWIRE_OH | 52.800000000000004 | OPEN | node_8100201_200811491 | node_1397603_482_15291165_007 | ABCN | 8100201
oh_line_TAP_OH_2220981 |  | unb_TAPWIRE_OH | 105.60000000000001 | OPEN | node_8100201_200811491 | node_1397600_002_15291191_191 | ABCN | 8100201
oh_line_TAP_OH_2220995 |  | unb_TAPWIRE_OH | 0 | OPEN | node_8100201_200811512 | node_1398003_841_15290943_019 | ABCN | 8100201
oh_line_TAP_OH_2220996 |  | unb_TAPWIRE_OH | 0 | OPEN | node_8100201_200811512 | node_1398006_368_15290937_233 | ABCN | 8100201
oh_line_TAP_OH_2220997 |  | unb_TAPWIRE_OH | 52.800000000000004 | OPEN | node_8100201_200811512 | node_1398001_975_15290951_937 | ABCN | 8100201
oh_line_TAP_OH_2413734 |  | unb_TAPWIRE_OH | 105.60000000000001 | OPEN | node_8100201_200810896 | node_1397001_284_15290698_561 | ABCN | 8100201
oh_line_TAP_OH_2413735 |  | unb_TAPWIRE_OH | 105.60000000000001 | OPEN | node_8100201_200810896 | node_1397017_928_15290713_183 | ABCN | 8100201
oh_line_TAP_OH_2413736 |  | unb_TAPWIRE_OH | 105.60000000000001 | OPEN | node_8100201_200810896 | node_1396982_416_15290690_197 | ABCN | 8100201
oh_line_TAP_OH_2413737 |  | unb_TAPWIRE_OH | 52.800000000000004 | OPEN | node_8100201_200811364 | node_1395677_583_15290382_279 | ABCN | 8100201
oh_line_TAP_OH_2413738 |  | unb_TAPWIRE_OH | 105.60000000000001 | OPEN | node_8100201_200811364 | node_1395681_36_15290356_171 | ABCN | 8100201
oh_line_TAP_OH_2413739 |  | unb_TAPWIRE_OH | 52.800000000000004 | OPEN | node_8100201_200967576 | node_1395544_899_15290421_633 | ABCN | 8100201
oh_line_TAP_OH_2413740 |  | unb_TAPWIRE_OH | 52.800000000000004 | OPEN | node_8100201_200967576 | node_1395533_481_15290422_418 | ABCN | 8100201
oh_line_TAP_OH_2413741 |  | unb_TAPWIRE_OH | 52.800000000000004 | OPEN | node_8100201_200967576 | node_1395556_847_15290429_49 | ABCN | 8100201
oh_line_TAP_OH_3465747 |  | unb_TAPWIRE_OH | 52.800000000000004 | OPEN | node_8100201_311976999 | node_1396126_884_15290938_865 | ABCN | 8100201
oh_line_TAP_OH_3465748 |  | unb_TAPWIRE_OH | 52.800000000000004 | OPEN | node_8100201_311976999 | node_1396127_662_15290914_584 | ABCN | 8100201
oh_line_TAP_OH_3465749 |  | unb_TAPWIRE_OH | 52.800000000000004 | OPEN | node_8100201_311976999 | node_1396134_171_15290895_097 | ABCN | 8100201

## UndergroundLine
Name | GroupId | Configuration | NumParallelCables | Length | Status | From | To | Phases | Feeder | Comments
und_line_8100201_200810783 |  | und_3P_1/0ALURD | 0 | 52.800000000000004 | OPEN | node_8100201_200810929 | node_8100201_200810783 | ABCN | 8100201
und_line_8100201_200917159 |  | und_3P_1/0ALURD | 0 | 211.20000000000002 | OPEN | node_8100201_200917160 | node_8100201_200917159 | ABCN | 8100201
und_line_TAP_UG_58679 |  | und_TAPWIRE_UG | 0 | 52.800000000000004 | OPEN | node_8100201_200810783 | node_1398772_367_15291017_311 | ABCN | 8100201