## Feeder
Name | Description | Comments
8100203

## Node
Name | GroupId | Latitude | Longitude | BusType | NominalVoltage | ConsistentPath | DistToSlack | Phases | Feeder | Comments
node_1396967_562_15276485_227 |  | 42.05508983757315 | -75.89707321744594 | PQ | 2771.281 | False | -1 | AN | 8100203
node_1397529_025_15275995_192 |  | 42.05374762854568 | -75.89493710380528 | PQ | 2771.281 | False | -1 | AN | 8100203
node_1397653_989_15266713_898 |  | 42.02832610438238 | -75.89446167211166 | PQ | 2771.281 | False | -1 | ABCN | 8100203
node_1397655_539_15266687_366 |  | 42.028253433063156 | -75.89445577506031 | PQ | 2771.281 | False | -1 | ABCN | 8100203
node_1397662_158_15266662_318 |  | 42.02818482642951 | -75.89443059274876 | PQ | 2771.281 | False | -1 | ABCN | 8100203
node_1397783_938_15268466_982 |  | 42.033127812772 | -75.89396727473999 | PQ | 2771.281 | False | -1 | AN | 8100203
node_1398037_865_15267564_891 |  | 42.03065697970131 | -75.89300119696027 | PQ | 2771.281 | False | -1 | ABCN | 8100203
node_1398047_584_15267316_697 |  | 42.029977174733574 | -75.89296422054603 | PQ | 2771.281 | False | -1 | ABCN | 8100203
node_1398163_614_15268034_813 |  | 42.03194409909197 | -75.8925227786955 | PQ | 2771.281 | False | -1 | ABCN | 8100203
node_1398184_025_15266803_89 |  | 42.02857259305115 | -75.89244512404056 | PQ | 2771.281 | False | -1 | AN | 8100203
node_1398441_256_15268282_96 |  | 42.03262377532641 | -75.8914664760301 | PQ | 2771.281 | False | -1 | ABCN | 8100203
node_1398448_937_15271709_824 |  | 42.04200997793784 | -75.89143725328724 | PQ | 2771.281 | False | -1 | AN | 8100203
node_1398467_73_15269489_945 |  | 42.03592971503074 | -75.89136575439302 | PQ | 2771.281 | False | -1 | AN | 8100203
node_1398557_256_15269763_101 |  | 42.03667789107757 | -75.89102514831605 | PQ | 2771.281 | False | -1 | AN | 8100203
node_1398685_77_15269377_559 |  | 42.035621889051455 | -75.89053621047256 | PQ | 2771.281 | False | -1 | AN | 8100203
node_1398742_304_15277369_555 |  | 42.0575120176722 | -75.89032112408475 | PQ | 2771.281 | False | -1 | AN | 8100203
node_1398794_522_15277561_986 |  | 42.05803908742306 | -75.89012245813153 | PQ | 2771.281 | False | -1 | AN | 8100203
node_1398836_32_15268328_263 |  | 42.03274786053577 | -75.8899634355816 | PQ | 2771.281 | False | -1 | ABCN | 8100203
node_1398844_581_15280005_606 |  | 42.06473217837309 | -75.88993200620017 | PQ | 2771.281 | False | -1 | AN | 8100203
node_1398941_902_15268952_761 |  | 42.034458364588 | -75.88956174366173 | PQ | 2771.281 | False | -1 | AN | 8100203
node_1399150_543_15278353_301 |  | 42.06020650431486 | -75.88876795869976 | PQ | 2771.281 | False | -1 | AN | 8100203
node_1399173_663_15269414_557 |  | 42.03572322681222 | -75.8886799975209 | PQ | 2771.281 | False | -1 | AN | 8100203
node_1399372_509_15269543_633 |  | 42.03607676680922 | -75.88792347811892 | PQ | 2771.281 | False | -1 | AN | 8100203
node_1399451_54_15268273_712 |  | 42.03259844499472 | -75.88762280078642 | PQ | 2771.281 | False | -1 | ABCN | 8100203
node_1399456_294_15268827_051 |  | 42.03411404408672 | -75.88760471395925 | PQ | 2771.281 | False | -1 | AN | 8100203
node_1399482_384_15278304_244 |  | 42.06007213687527 | -75.88750545326907 | PQ | 2771.281 | False | -1 | AN | 8100203
node_1399544_119_15269725_441 |  | 42.03657474009452 | -75.88727057942056 | PQ | 2771.281 | False | -1 | AN | 8100203
node_1399713_285_15268850_533 |  | 42.03417836143626 | -75.8866269790406 | PQ | 2771.281 | False | -1 | AN | 8100203
node_1399719_995_15278321_334 |  | 42.06011894649556 | -75.88660145051507 | PQ | 2771.281 | False | -1 | AN | 8100203
node_1399850_039_15269755_069 |  | 42.036655891377734 | -75.88610669171122 | PQ | 2771.281 | False | -1 | AN | 8100203
node_1399934_413_15280058_805 |  | 42.06487789077741 | -75.88578568667204 | PQ | 2771.281 | False | -1 | AN | 8100203
node_1399940_377_15268748_288 |  | 42.03389831172142 | -75.88576299634025 | PQ | 2771.281 | False | -1 | AN | 8100203
node_1399943_93_15279438_423 |  | 42.06317866047575 | -75.88574947877673 | PQ | 2771.281 | False | -1 | AN | 8100203
node_1399964_21_15279672_012 |  | 42.063818462254225 | -75.88567232251776 | PQ | 2771.281 | False | -1 | AN | 8100203
node_1400019_421_15278340_268 |  | 42.06017080684374 | -75.88546226954861 | PQ | 2771.281 | False | -1 | AN | 8100203
node_1400139_954_15278423_213 |  | 42.060397993734036 | -75.88500369581277 | PQ | 2771.281 | False | -1 | AN | 8100203
node_1400146_569_15269702_478 |  | 42.036511844289336 | -75.88497852871942 | PQ | 2771.281 | False | -1 | AN | 8100203
node_1400195_255_15268870_312 |  | 42.03423253624491 | -75.8847933004342 | PQ | 2771.281 | False | -1 | AN | 8100203
node_1400335_849_15278426_994 |  | 42.06040834991744 | -75.88425840363566 | PQ | 2771.281 | False | -1 | AN | 8100203
node_1400454_925_15269862_573 |  | 42.036950345527515 | -75.88380537312808 | PQ | 2771.281 | False | -1 | AN | 8100203
node_1400487_486_15279315_292 |  | 42.06284140387211 | -75.88368149319966 | PQ | 2771.281 | False | -1 | AN | 8100203
node_1400565_314_15274559_98 |  | 42.049816573615466 | -75.88338539273991 | PQ | 2771.281 | False | -1 | AN | 8100203
node_1400573_733_15275407_287 |  | 42.052137352956606 | -75.8833533622397 | PQ | 2771.281 | False | -1 | AN | 8100203
node_1400611_265_15275099_53 |  | 42.05129440454748 | -75.88321056989692 | PQ | 2771.281 | False | -1 | AN | 8100203
node_1400656_537_15288085_465 |  | 42.086862964317866 | -75.88303833034286 | PQ | 2771.281 | False | -1 | ABCN | 8100203
node_1400696_02_15287584_51 |  | 42.08549084533993 | -75.88288811532446 | PQ | 2771.281 | False | -1 | ABCN | 8100203
node_1400709_686_15287565_323 |  | 42.085438292023106 | -75.88283612235428 | PQ | 2771.281 | False | -1 | ABCN | 8100203
node_1400726_608_15287551_57 |  | 42.085400622467354 | -75.88277174177172 | PQ | 2771.281 | False | -1 | ABCN | 8100203
node_1400741_85_15278390_336 |  | 42.06030794341886 | -75.88271375283192 | PQ | 2771.281 | False | -1 | AN | 8100203
node_1400762_541_15269280_88 |  | 42.035357084646535 | -75.8826350329032 | PQ | 2771.281 | False | -1 | AN | 8100203
node_1400797_897_15274631_655 |  | 42.05001289190302 | -75.8825005192596 | PQ | 2771.281 | False | -1 | AN | 8100203
node_1400842_436_15287304_327 |  | 42.08472342229475 | -75.88233106844014 | PQ | 2771.281 | False | -1 | ABCN | 8100203
node_1400858_112_15287288_141 |  | 42.0846790887363 | -75.88227142832595 | PQ | 2771.281 | False | -1 | ABCN | 8100203
node_1400876_4_15287277_979 |  | 42.08465125495272 | -75.8822018507291 | PQ | 2771.281 | False | -1 | ABCN | 8100203
node_1401002_77_15285142_301 |  | 42.078801619128015 | -75.88172106983923 | PQ | 2771.281 | False | -1 | AN | 8100203
node_1401156_15_15287858_961 |  | 42.08624256840011 | -75.88113752807386 | PQ | 2771.281 | False | -1 | ABCN | 8100203
node_1401218_25_15278553_551 |  | 42.06075499035718 | -75.88090126556487 | PQ | 2771.281 | False | -1 | AN | 8100203
node_1401234_054_15275531_869 |  | 42.05247858385861 | -75.88084113846838 | PQ | 2771.281 | False | -1 | AN | 8100203
node_1401243_64_15287988_365 |  | 42.08659700679123 | -75.88080466805918 | PQ | 2771.281 | False | -1 | ABCN | 8100203
node_1401279_405_15279650_307 |  | 42.06375901211915 | -75.88066859835494 | PQ | 2771.281 | False | -1 | AN | 8100203
node_1401294_098_15278840_289 |  | 42.06154036758966 | -75.88061269811267 | PQ | 2771.281 | False | -1 | AN | 8100203
node_1401343_362_15278640_557 |  | 42.06099330035268 | -75.88042527079797 | PQ | 2771.281 | False | -1 | AD | 8100203
node_1401347_862_15268542_883 |  | 42.03333570610083 | -75.8804081503263 | PQ | 2771.281 | False | -1 | ABCN | 8100203
node_1401383_714_15285188_771 |  | 42.07892890075791 | -75.88027174962627 | PQ | 2771.281 | False | -1 | AN | 8100203
node_1401425_596_15270225_506 |  | 42.03794442135672 | -75.8801124074942 | PQ | 2771.281 | False | -1 | ABCN | 8100203
node_1401426_256_15278064_499 |  | 42.05941547377306 | -75.88010989649169 | PQ | 2771.281 | False | -1 | AN | 8100203
node_1401476_206_15286689_85 |  | 42.08304036582619 | -75.87991985925619 | PQ | 2771.281 | False | -1 | AN | 8100203
node_1401498_025_15285328_144 |  | 42.07931064430436 | -75.87983684779591 | PQ | 2771.281 | False | -1 | AN | 8100203
node_1401498_915_15287185_575 |  | 42.08439815980038 | -75.87983346174707 | PQ | 2771.281 | False | -1 | ABCN | 8100203
node_1401577_297_15285788_93 |  | 42.08057274013206 | -75.87953525356704 | PQ | 2771.281 | False | -1 | AN | 8100203
node_1401585_052_15274945_764 |  | 42.050873238481145 | -75.87950574928755 | PQ | 2771.281 | False | -1 | AN | 8100203
node_1401587_458_15286130_049 |  | 42.081507067274494 | -75.87949659554202 | PQ | 2771.281 | False | -1 | AN | 8100203
node_1401591_821_15272654_354 |  | 42.04459705170341 | -75.87947999629361 | PQ | 2771.281 | False | -1 | AN | 8100203
node_1401628_972_15279768_824 |  | 42.064083630947 | -75.87933865348408 | PQ | 2771.281 | False | -1 | AN | 8100203
node_1401639_489_15273933_055 |  | 42.04809942199458 | -75.87929864103953 | PQ | 2771.281 | False | -1 | AN | 8100203
node_1401647_088_15277353_746 |  | 42.05746871671918 | -75.8792697302697 | PQ | 2771.281 | False | -1 | AN | 8100203
node_1401690_837_15268550_424 |  | 42.033356360948495 | -75.87910328504417 | PQ | 2771.281 | False | -1 | AN | 8100203
node_1401698_639_15274694_422 |  | 42.0501848111211 | -75.87907360195085 | PQ | 2771.281 | False | -1 | AN | 8100203
node_1401731_204_15277004_668 |  | 42.056512589824386 | -75.87894970680422 | PQ | 2771.281 | False | -1 | AN | 8100203
node_1401774_46_15276624_079 |  | 42.055470154097236 | -75.87878513722147 | PQ | 2771.281 | False | -1 | AN | 8100203
node_1401829_262_15271178_697 |  | 42.040555217657186 | -75.87857664031297 | PQ | 2771.281 | False | -1 | ABCN | 8100203
node_1401836_6_15270167_457 |  | 42.0377854247711 | -75.87854872253051 | PQ | 2771.281 | False | -1 | AN | 8100203
node_1401839_495_15285623_758 |  | 42.08012033295812 | -75.87853770836041 | PQ | 2771.281 | False | -1 | ABCN | 8100203
node_1401921_1_15286413_431 |  | 42.08228325240131 | -75.87822723811811 | PQ | 2771.281 | False | -1 | AN | 8100203
node_1401943_243_15271840_498 |  | 42.042367894867155 | -75.87814299398387 | PQ | 2771.281 | False | -1 | AN | 8100203
node_1401986_421_15276423_602 |  | 42.05492104630045 | -75.87797872115597 | PQ | 2771.281 | False | -1 | AN | 8100203
node_1402020_12_15274664_616 |  | 42.05010317229474 | -75.87785051165048 | PQ | 2771.281 | False | -1 | AN | 8100203
node_1402045_374_15279910_647 |  | 42.064472085059265 | -75.87775443156349 | PQ | 2771.281 | False | -1 | AN | 8100203
node_1402058_67_15276144_254 |  | 42.05415591032566 | -75.87770384627655 | PQ | 2771.281 | False | -1 | AN | 8100203
node_1402135_554_15272346_964 |  | 42.04375510850966 | -75.87741133731132 | PQ | 2771.281 | False | -1 | AN | 8100203
node_1402150_099_15280051_19 |  | 42.06485703324327 | -75.87735600014234 | PQ | 2771.281 | False | -1 | AN | 8100203
node_1402215_933_15272713_18 |  | 42.04475817649705 | -75.87710553144642 | PQ | 2771.281 | False | -1 | AN | 8100203
node_1402219_704_15275672_212 |  | 42.052862984241315 | -75.87709118449115 | PQ | 2771.281 | False | -1 | AN | 8100203
node_1402287_033_15275258_108 |  | 42.05172875071287 | -75.87683502799409 | PQ | 2771.281 | False | -1 | AN | 8100203
node_1402307_766_15280150_668 |  | 42.065129504127256 | -75.8767561482743 | PQ | 2771.281 | False | -1 | AN | 8100203
node_1402345_763_15274481_353 |  | 42.04960121375505 | -75.8766115868161 | PQ | 2771.281 | False | -1 | ABCN | 8100203
node_1402350_023_15274854_624 |  | 42.05062360543297 | -75.87659537943625 | PQ | 2771.281 | False | -1 | ABCN | 8100203
node_1402350_807_15284100_401 |  | 42.07594784830406 | -75.87659239666964 | PQ | 2771.281 | False | -1 | AN | 8100203
node_1402390_638_15273279_12 |  | 42.046308289809375 | -75.8764408576681 | PQ | 2771.281 | False | -1 | ABCN | 8100203
node_1402486_604_15280193_959 |  | 42.06524807845564 | -75.87607575029391 | PQ | 2771.281 | False | -1 | AN | 8100203
node_1402496_757_15273798_999 |  | 42.047732241745436 | -75.87603712270527 | PQ | 2771.281 | False | -1 | ABCN | 8100203
node_1402523_022_15272725_09 |  | 42.044790798063914 | -75.87593719621898 | PQ | 2771.281 | False | -1 | ABCN | 8100203
node_1402532_334_15272505_622 |  | 42.044189673795564 | -75.87590176825628 | PQ | 2771.281 | False | -1 | ABCN | 8100203
node_1402568_441_15275128_104 |  | 42.051372668917885 | -75.87576439739618 | PQ | 2771.281 | False | -1 | ABCN | 8100203
node_1402587_716_15272323_066 |  | 42.04368965173343 | -75.87569106470922 | PQ | 2771.281 | False | -1 | ABCN | 8100203
node_1402597_572_15272070_987 |  | 42.04299920572563 | -75.87565356707172 | PQ | 2771.281 | False | -1 | ABCN | 8100203
node_1402650_058_15280460_254 |  | 42.065977462179184 | -75.87545388149931 | PQ | 2771.281 | False | -1 | AN | 8100203
node_1402740_669_15283571_935 |  | 42.07450037651957 | -75.87510914748638 | PQ | 2771.281 | False | -1 | AN | 8100203
node_1402841_983_15275158_191 |  | 42.05145507740505 | -75.87472369338275 | PQ | 2771.281 | False | -1 | ABCN | 8100203
node_1402854_239_15280594_642 |  | 42.06634555177847 | -75.87467706482704 | PQ | 2771.281 | False | -1 | AN | 8100203
node_1402896_756_15280399_278 |  | 42.065810448521674 | -75.87451530680619 | PQ | 2771.281 | False | -1 | AN | 8100203
node_1402957_127_15283617_416 |  | 42.074624949272085 | -75.87428562236286 | PQ | 2771.281 | False | -1 | ABCN | 8100203
node_1403104_617_15272744_014 |  | 42.04484263102204 | -75.87372448939264 | PQ | 2771.281 | False | -1 | AN | 8100203
node_1403112_092_15275111_818 |  | 42.05132806145878 | -75.87369605038693 | PQ | 2771.281 | False | -1 | ABCN | 8100203
node_1403224_65_15280039_863 |  | 42.06482600851717 | -75.87326781793142 | PQ | 2771.281 | False | -1 | ABCN | 8100203
node_1403262_303_15281920_944 |  | 42.069978301515825 | -75.87312456523817 | PQ | 2771.281 | False | -1 | ABCN | 8100203
node_1403313_274_15275167_951 |  | 42.05148181010804 | -75.87293064355788 | PQ | 2771.281 | False | -1 | ABCD | 8100203
node_1403356_759_15286967_204 |  | 42.083800040222116 | -75.87276520273335 | PQ | 2771.281 | False | -1 | AN | 8100203
node_1403370_179_15282476_992 |  | 42.07150132057631 | -75.8727141456823 | PQ | 2771.281 | False | -1 | ABCN | 8100203
node_1403380_157_15275683_498 |  | 42.052893896668145 | -75.8726761838898 | PQ | 2771.281 | False | -1 | ABCN | 8100203
node_1403381_823_15282882_294 |  | 42.072611445369944 | -75.87266984551071 | PQ | 2771.281 | False | -1 | ABCN | 8100203
node_1403385_517_15277079_397 |  | 42.056717273037656 | -75.87265579150576 | PQ | 2771.281 | False | -1 | ABCN | 8100203
node_1403387_87_15275212_992 |  | 42.051605177697716 | -75.87264683940136 | PQ | 2771.281 | False | -1 | ABCN | 8100203
node_1403472_424_15281743_396 |  | 42.06949199639801 | -75.8723251495433 | PQ | 2771.281 | False | -1 | AN | 8100203
node_1403514_163_15281409_729 |  | 42.06857808033167 | -75.87216635146177 | PQ | 2771.281 | False | -1 | AN | 8100203
node_1403520_306_15287320_034 |  | 42.08476644386912 | -75.87214298011567 | PQ | 2771.281 | False | -1 | AN | 8100203
node_1403571_394_15280059_556 |  | 42.06487994777126 | -75.87194861330312 | PQ | 2771.281 | False | -1 | AN | 8100203
node_1403609_811_15281805_053 |  | 42.06966087531891 | -75.87180245393424 | PQ | 2771.281 | False | -1 | AN | 8100203
node_1403721_618_15287102_56 |  | 42.084170781179644 | -75.87137707869523 | PQ | 2771.281 | False | -1 | AN | 8100203
node_1403810_954_15279882_506 |  | 42.06439500667866 | -75.87103719548261 | PQ | 2771.281 | False | -1 | AN | 8100203
node_1403991_182_15279568_489 |  | 42.06353491208913 | -75.87035150917875 | PQ | 2771.281 | False | -1 | AN | 8100203
node_1404024_275_15272609_294 |  | 42.04447363207262 | -75.87022560523012 | PQ | 2771.281 | False | -1 | AN | 8100203
node_1404054_39_15286668_003 |  | 42.08298052675221 | -75.87011103122917 | PQ | 2771.281 | False | -1 | AN | 8100203
node_1404069_73_15286321_689 |  | 42.08203197047125 | -75.87005266944354 | PQ | 2771.281 | False | -1 | AN | 8100203
node_1404123_538_15285148_185 |  | 42.07881773544199 | -75.86984795425701 | PQ | 2771.281 | False | -1 | AN | 8100203
node_1404124_305_15284797_92 |  | 42.07785835734653 | -75.86984503616773 | PQ | 2771.281 | False | -1 | AN | 8100203
node_1404144_148_15275865_601 |  | 42.05339267796036 | -75.86976954249678 | PQ | 2771.281 | False | -1 | AN | 8100203
node_1404216_989_15286007_565 |  | 42.08117158280803 | -75.8694924153242 | PQ | 2771.281 | False | -1 | AN | 8100203
node_1404229_447_15272058_119 |  | 42.04296396019058 | -75.86944501824952 | PQ | 2771.281 | False | -1 | AN | 8100203
node_1404284_669_15280604_313 |  | 42.06637204070987 | -75.86923492343034 | PQ | 2771.281 | False | -1 | AN | 8100203
node_1404311_487_15279436_63 |  | 42.063173749437176 | -75.86913289302831 | PQ | 2771.281 | False | -1 | AN | 8100203
node_1404353_962_15271798_369 |  | 42.04225250326427 | -75.86897129479853 | PQ | 2771.281 | False | -1 | AN | 8100203
node_1404383_879_15275270_757 |  | 42.051763396405505 | -75.86885747409835 | PQ | 2771.281 | False | -1 | AN | 8100203
node_1404512_284_15279610_438 |  | 42.06364981067085 | -75.86836895095072 | PQ | 2771.281 | False | -1 | AN | 8100203
node_1404520_242_15284371_578 |  | 42.07669060385711 | -75.86833867434773 | PQ | 2771.281 | False | -1 | AN | 8100203
node_1404584_61_15281064_458 |  | 42.067632380834446 | -75.86809378312101 | PQ | 2771.281 | False | -1 | AN | 8100203
node_1404705_383_15279462_105 |  | 42.06324352562658 | -75.86763429629335 | PQ | 2771.281 | False | -1 | AN | 8100203
node_1404742_593_15279190_765 |  | 42.062500323615474 | -75.86749272901541 | PQ | 2771.281 | False | -1 | AN | 8100203
node_1404758_562_15271308_874 |  | 42.040911773300294 | -75.8674319741683 | PQ | 2771.281 | False | -1 | AN | 8100203
node_1404797_459_15275302_399 |  | 42.051850064047706 | -75.86728398861577 | PQ | 2771.281 | False | -1 | AN | 8100203
node_1404888_488_15280652_615 |  | 42.06650434019959 | -75.86693766430126 | PQ | 2771.281 | False | -1 | AN | 8100203
node_1404913_134_15270998_228 |  | 42.04006091190152 | -75.86684389738022 | PQ | 2771.281 | False | -1 | AN | 8100203
node_1404928_153_15284420_065 |  | 42.07682341006302 | -75.86678675685489 | PQ | 2771.281 | False | -1 | AN | 8100203
node_1405003_742_15280971_224 |  | 42.06737701230676 | -75.86649917478096 | PQ | 2771.281 | False | -1 | AN | 8100203
node_1405004_977_15279061_569 |  | 42.062146454937704 | -75.86649447616261 | PQ | 2771.281 | False | -1 | AN | 8100203
node_1405010_925_15278426_647 |  | 42.0604073994822 | -75.86647184670362 | PQ | 2771.281 | False | -1 | AN | 8100203
node_1405157_485_15280003_499 |  | 42.06472640728649 | -75.86591425196421 | PQ | 2771.281 | False | -1 | AN | 8100203
node_1405178_602_15275988_854 |  | 42.05373026872278 | -75.8658339112975 | PQ | 2771.281 | False | -1 | AN | 8100203
node_1405247_776_15275371_731 |  | 42.052039964843146 | -75.86557073540706 | PQ | 2771.281 | False | -1 | AN | 8100203
node_1405322_575_15284507_448 |  | 42.077062752663956 | -75.86528615892702 | PQ | 2771.281 | False | -1 | AN | 8100203
node_1405352_259_15278963_409 |  | 42.06187759406422 | -75.86517322468681 | PQ | 2771.281 | False | -1 | AN | 8100203
node_1405406_537_15275292_415 |  | 42.05182271780727 | -75.86496672136214 | PQ | 2771.281 | False | -1 | AN | 8100203
node_1405448_867_15279946_428 |  | 42.064570089449184 | -75.864805674792 | PQ | 2771.281 | False | -1 | AN | 8100203
node_1405469_048_15284395_846 |  | 42.07675707406573 | -75.8647288951834 | PQ | 2771.281 | False | -1 | AN | 8100203
node_1405478_08_15281050_152 |  | 42.06759319660812 | -75.8646945324945 | PQ | 2771.281 | False | -1 | AN | 8100203
node_1405585_083_15275860_078 |  | 42.05337755042772 | -75.86428743431011 | PQ | 2771.281 | False | -1 | AN | 8100203
node_1405622_925_15280082_518 |  | 42.064942840837446 | -75.86414346255705 | PQ | 2771.281 | False | -1 | AN | 8100203
node_1405715_299_15278288_575 |  | 42.06002921938314 | -75.8637920211238 | PQ | 2771.281 | False | -1 | AN | 8100203
node_1405738_779_15280743_781 |  | 42.06675404446194 | -75.86370269030719 | PQ | 2771.281 | False | -1 | AN | 8100203
node_1405780_235_15280207_905 |  | 42.06528627663963 | -75.8635449689131 | PQ | 2771.281 | False | -1 | AN | 8100203
node_1405812_421_15276626_559 |  | 42.05547694683324 | -75.86342251569066 | PQ | 2771.281 | False | -1 | AN | 8100203
node_1405941_001_15284507_865 |  | 42.07706389482965 | -75.86293332674693 | PQ | 2771.281 | False | -1 | AN | 8100203
node_1405959_159_15275446_934 |  | 42.05224594634547 | -75.86286424374147 | PQ | 2771.281 | False | -1 | AN | 8100203
node_1405969_936_15284147_14 |  | 42.07607586672669 | -75.8628232421141 | PQ | 2771.281 | False | -1 | AN | 8100203
node_1406003_341_15278114_895 |  | 42.05955350874229 | -75.86269615114611 | PQ | 2771.281 | False | -1 | AN | 8100203
node_1406006_203_15270279_115 |  | 42.03809125675369 | -75.86268526252613 | PQ | 2771.281 | False | -1 | AN | 8100203
node_1406041_219_15283811_064 |  | 42.07515535239381 | -75.86255204242927 | PQ | 2771.281 | False | -1 | AN | 8100203
node_1406076_486_15277804_015 |  | 42.05870200641601 | -75.86241786739055 | PQ | 2771.281 | False | -1 | AN | 8100203
node_1406077_664_15280531_853 |  | 42.066173572302255 | -75.86241338563153 | PQ | 2771.281 | False | -1 | AN | 8100203
node_1406113_228_15283497_596 |  | 42.07429676151882 | -75.86227808064167 | PQ | 2771.281 | False | -1 | AN | 8100203
node_1406119_403_15280961_691 |  | 42.06735090135823 | -75.86225458755 | PQ | 2771.281 | False | -1 | AN | 8100203
node_1406170_052_15275843_77 |  | 42.05333288271047 | -75.86206189093457 | PQ | 2771.281 | False | -1 | AN | 8100203
node_1406229_037_15277659_203 |  | 42.05830536541346 | -75.86183747959653 | PQ | 2771.281 | False | -1 | AN | 8100203
node_1406231_998_15270083_388 |  | 42.037555159237556 | -75.86182621432617 | PQ | 2771.281 | False | -1 | AN | 8100203
node_1406248_959_15283363_491 |  | 42.07392944705837 | -75.86176168536619 | PQ | 2771.281 | False | -1 | AN | 8100203
node_1406281_19_15284501_704 |  | 42.077047019810884 | -75.86163906093901 | PQ | 2771.281 | False | -1 | AN | 8100203
node_1406284_75_15277281_994 |  | 42.05727218752813 | -75.86162551674366 | PQ | 2771.281 | False | -1 | AN | 8100203
node_1406323_748_15277440_952 |  | 42.057707574515966 | -75.86147714693165 | PQ | 2771.281 | False | -1 | AN | 8100203
node_1406332_525_15280905_804 |  | 42.06719782650456 | -75.8614437544028 | PQ | 2771.281 | False | -1 | AN | 8100203
node_1406420_583_15275313_971 |  | 42.05188175983039 | -75.86110873340414 | PQ | 2771.281 | False | -1 | AN | 8100203
node_1406492_377_15280872_114 |  | 42.067105549377146 | -75.86083558959463 | PQ | 2771.281 | False | -1 | AN | 8100203
node_1406530_434_15275607_584 |  | 42.05268596773224 | -75.86069079986348 | PQ | 2771.281 | False | -1 | AN | 8100203
node_1406550_435_15278446_648 |  | 42.06046218235028 | -75.86061470507374 | PQ | 2771.281 | False | -1 | AN | 8100203
node_1406599_805_15278051_183 |  | 42.05937900116312 | -75.86042687447683 | PQ | 2771.281 | False | -1 | AN | 8100203
node_1406640_005_15284570_604 |  | 42.07723573735554 | -75.86027393159661 | PQ | 2771.281 | False | -1 | AN | 8100203
node_1406659_76_15285555_594 |  | 42.07993363132222 | -75.860198772726 | PQ | 2771.281 | False | -1 | AN | 8100203
node_1406672_444_15285227_911 |  | 42.0790361054705 | -75.8601505158232 | PQ | 2771.281 | False | -1 | AN | 8100203
node_1406688_148_15275724_262 |  | 42.05300554952722 | -75.86009076918162 | PQ | 2771.281 | False | -1 | AD | 8100203
node_1406747_407_15284586_683 |  | 42.0772797778403 | -75.85986531539709 | PQ | 2771.281 | False | -1 | AN | 8100203
node_1406809_067_15269586_736 |  | 42.03619482620439 | -75.85963072688978 | PQ | 2771.281 | False | -1 | AN | 8100203
node_1406814_966_15276556_498 |  | 42.0552850493021 | -75.85960828385369 | PQ | 2771.281 | False | -1 | AN | 8100203
node_1406822_893_15276971_511 |  | 42.056421772587406 | -75.85957812519172 | PQ | 2771.281 | False | -1 | AN | 8100203
node_1406865_973_15280980_688 |  | 42.06740293426383 | -75.85941422520963 | PQ | 2771.281 | False | -1 | AN | 8100203
node_1406918_565_15283628_537 |  | 42.07465540976286 | -75.85921413635499 | PQ | 2771.281 | False | -1 | AN | 8100203
node_1407040_55_15284689_294 |  | 42.07756083003151 | -75.85875003841363 | PQ | 2771.281 | False | -1 | AN | 8100203
node_1407076_606_15277172_721 |  | 42.056972888075926 | -75.85861286158554 | PQ | 2771.281 | False | -1 | AN | 8100203
node_1407088_999_15284318_115 |  | 42.076544168355085 | -75.85856571180658 | PQ | 2771.281 | False | -1 | AN | 8100203
node_1407093_312_15273820_099 |  | 42.047790034781606 | -75.85854930278562 | PQ | 2771.281 | False | -1 | AN | 8100203
node_1407133_602_15280693_355 |  | 42.066615927322516 | -75.85839601749596 | PQ | 2771.281 | False | -1 | AN | 8100203
node_1407145_975_15284118_731 |  | 42.075998054292356 | -75.85834894380798 | PQ | 2771.281 | False | -1 | AN | 8100203
node_1407147_289_15280982_668 |  | 42.06740835749661 | -75.85834394463026 | PQ | 2771.281 | False | -1 | AN | 8100203
node_1407233_616_15285573_161 |  | 42.07998174744859 | -75.85801550930637 | PQ | 2771.281 | False | -1 | AN | 8100203
node_1407236_258_15269118_322 |  | 42.034911837235455 | -75.85800545768723 | PQ | 2771.281 | False | -1 | AN | 8100203
node_1407236_798_15275783_794 |  | 42.053168608059416 | -75.85800340323063 | PQ | 2771.281 | False | -1 | AN | 8100203
node_1407282_213_15277093_641 |  | 42.05675628744558 | -75.85783061962603 | PQ | 2771.281 | False | -1 | AN | 8100203
node_1407360_175_15283513_321 |  | 42.07433983239531 | -75.85753400935668 | PQ | 2771.281 | False | -1 | AN | 8100203
node_1407422_809_15278673_609 |  | 42.061083829993976 | -75.8572957152184 | PQ | 2771.281 | False | -1 | AN | 8100203
node_1407489_99_15278406_95 |  | 42.06035344927208 | -75.85704012179461 | PQ | 2771.281 | False | -1 | AN | 8100203
node_1407546_56_15275085_479 |  | 42.0512559187678 | -75.85682489844302 | PQ | 2771.281 | False | -1 | AN | 8100203
node_1407550_417_15274628_996 |  | 42.05000560888487 | -75.85681022429654 | PQ | 2771.281 | False | -1 | AN | 8100203
node_1407613_203_15285517_907 |  | 42.079830406386 | -75.85657135186676 | PQ | 2771.281 | False | -1 | AN | 8100203
node_1407660_902_15278673_842 |  | 42.061084468182486 | -75.85638987867165 | PQ | 2771.281 | False | -1 | AN | 8100203
node_1407744_538_15278282_01 |  | 42.060011237805774 | -75.8560716813898 | PQ | 2771.281 | False | -1 | AN | 8100203
node_1407753_906_15277391_043 |  | 42.05757087344288 | -75.85603604037236 | PQ | 2771.281 | False | -1 | AN | 8100203
node_1407759_522_15277791_449 |  | 42.05866758806091 | -75.85601467402371 | PQ | 2771.281 | False | -1 | AN | 8100203
node_1407798_441_15282825_876 |  | 42.072456916103846 | -75.8558666047711 | PQ | 2771.281 | False | -1 | AN | 8100203
node_1407822_397_15280777_838 |  | 42.06684732680473 | -75.85577546298904 | PQ | 2771.281 | False | -1 | AN | 8100203
node_1407830_018_15281234_655 |  | 42.06809855151582 | -75.85574646851914 | PQ | 2771.281 | False | -1 | AN | 8100203
node_1407863_376_15277547_65 |  | 42.05799982102655 | -75.85561955636496 | PQ | 2771.281 | False | -1 | AN | 8100203
node_1407875_544_15277965_898 |  | 42.059145404997736 | -75.85557326260957 | PQ | 2771.281 | False | -1 | AN | 8100203
node_1408025_88_15277094_326 |  | 42.056758163664995 | -75.85500130189216 | PQ | 2771.281 | False | -1 | AN | 8100203
node_1408029_633_15281159_831 |  | 42.06789360809694 | -75.85498702341879 | PQ | 2771.281 | False | -1 | AN | 8100203
node_1408050_054_15282454_853 |  | 42.07144068171243 | -75.85490933071837 | PQ | 2771.281 | False | -1 | AN | 8100203
node_1408126_443_15282254_09 |  | 42.070890790559794 | -75.85461870500501 | PQ | 2771.281 | False | -1 | AN | 8100203
node_1408216_527_15277097_628 |  | 42.05676720786431 | -75.85427597598957 | PQ | 2771.281 | False | -1 | AN | 8100203
node_1408224_456_15282037_213 |  | 42.070296763057165 | -75.85424580971848 | PQ | 2771.281 | False | -1 | AN | 8100203
node_1408284_172_15281846_602 |  | 42.06977467829805 | -75.85401861725492 | PQ | 2771.281 | False | -1 | AN | 8100203
node_1408384_343_15281366_435 |  | 42.06845949778627 | -75.85363751175109 | PQ | 2771.281 | False | -1 | AN | 8100203
node_1408531_446_15281114_441 |  | 42.067769284594014 | -75.85307785114144 | PQ | 2771.281 | False | -1 | AN | 8100203
node_1408575_94_15282237_005 |  | 42.07084399463454 | -75.8529085715267 | PQ | 2771.281 | False | -1 | AN | 8100203
node_1408645_583_15277717_578 |  | 42.058465254915184 | -75.85264361130265 | PQ | 2771.281 | False | -1 | AN | 8100203
node_1408716_145_15280797_385 |  | 42.06690086616388 | -75.85237515469782 | PQ | 2771.281 | False | -1 | AN | 8100203
node_1408847_672_15278247_461 |  | 42.05991660787181 | -75.85187475374742 | PQ | 2771.281 | False | -1 | AN | 8100203
node_1408850_581_15277099_388 |  | 42.05677202851567 | -75.85186368631364 | PQ | 2771.281 | False | -1 | AN | 8100203
node_1408913_98_15277587_644 |  | 42.05810936485065 | -75.85162248169516 | PQ | 2771.281 | False | -1 | AN | 8100203
node_1408918_447_15277797_693 |  | 42.05868469041721 | -75.85160548677361 | PQ | 2771.281 | False | -1 | AN | 8100203
node_1408920_601_15278016_958 |  | 42.05928525866725 | -75.85159729177451 | PQ | 2771.281 | False | -1 | AN | 8100203
node_8100203_200818264 |  | 42.088313969420675 | -75.88072773626862 | PQ | 2771.281 | False | -1 | ABCD | 8100203
node_8100203_200818265 |  | 42.08769911177397 | -75.88050309665762 | PQ | 2771.281 | False | -1 | ABCD | 8100203
node_8100203_200818266 |  | 42.08704829645055 | -75.88014540815448 | PQ | 2771.281 | False | -1 | ABCD | 8100203
node_8100203_200818267 |  | 42.08651920805192 | -75.87991154251152 | PQ | 2771.281 | False | -1 | ABCD | 8100203
node_8100203_200818268 |  | 42.08599420898994 | -75.87968690670506 | PQ | 2771.281 | False | -1 | ABCD | 8100203
node_8100203_200818269 |  | 42.085197998986935 | -75.87969778771594 | PQ | 2771.281 | False | -1 | ABCD | 8100203
node_8100203_200818270 |  | 42.08441155080293 | -75.87974692727417 | PQ | 2771.281 | False | -1 | ABCN | 8100203
node_8100203_200818271 |  | 42.08368737940867 | -75.87942870716505 | PQ | 2771.281 | False | -1 | ABCD | 8100203
node_8100203_200818272 |  | 42.08297129082244 | -75.87909358344356 | PQ | 2771.281 | False | -1 | ABCD | 8100203
node_8100203_200818273 |  | 42.082318429461196 | -75.87895204279747 | PQ | 2771.281 | False | -1 | ABCD | 8100203
node_8100203_200818274 |  | 42.08220842000599 | -75.87829627546897 | PQ | 2771.281 | False | -1 | AN | 8100203
node_8100203_200818275 |  | 42.08115030894491 | -75.87867499171587 | PQ | 2771.281 | False | -1 | ABCD | 8100203
node_8100203_200818276 |  | 42.08059268009905 | -75.8785226233226 | PQ | 2771.281 | False | -1 | ABCD | 8100203
node_8100203_200818277 |  | 42.08013732849316 | -75.87840978039156 | PQ | 2771.281 | False | -1 | ABCN | 8100203
node_8100203_200818278 |  | 42.07964511807743 | -75.878287935897 | PQ | 2771.281 | False | -1 | ABCD | 8100203
node_8100203_200818279 |  | 42.07911217589673 | -75.87785482600934 | PQ | 2771.281 | False | -1 | ABCD | 8100203
node_8100203_200818280 |  | 42.07856468137475 | -75.87738128517671 | PQ | 2771.281 | False | -1 | ABCD | 8100203
node_8100203_200818281 |  | 42.078045171281694 | -75.87695094500091 | PQ | 2771.281 | False | -1 | ABCD | 8100203
node_8100203_200818282 |  | 42.077606481052065 | -75.87659197816922 | PQ | 2771.281 | False | -1 | ABCD | 8100203
node_8100203_200818283 |  | 42.077151030841954 | -75.87619022157202 | PQ | 2771.281 | False | -1 | ABCD | 8100203
node_8100203_200818284 |  | 42.07670235693381 | -75.87579637082816 | PQ | 2771.281 | False | -1 | ABCD | 8100203
node_8100203_200818285 |  | 42.07619168561458 | -75.87542185099909 | PQ | 2771.281 | False | -1 | ABCD | 8100203
node_8100203_200818286 |  | 42.075610545137316 | -75.87489171369168 | PQ | 2771.281 | False | -1 | ABCD | 8100203
node_8100203_200818287 |  | 42.074971819788374 | -75.87437947298399 | PQ | 2771.281 | False | -1 | ABCD | 8100203
node_8100203_200818288 |  | 42.0746695183851 | -75.87418723671902 | PQ | 2771.281 | False | -1 | ABCN | 8100203
node_8100203_200818289 |  | 42.0740960443869 | -75.87380573173752 | PQ | 2771.281 | False | -1 | ABCD | 8100203
node_8100203_200818290 |  | 42.073639835472 | -75.87355388579476 | PQ | 2771.281 | False | -1 | ABCD | 8100203
node_8100203_200818291 |  | 42.07313627187452 | -75.87315336187152 | PQ | 2771.281 | False | -1 | ABCD | 8100203
node_8100203_200818292 |  | 42.07258182027614 | -75.87277782622779 | PQ | 2771.281 | False | -1 | ABCN | 8100203
node_8100203_200818293 |  | 42.07208710640851 | -75.87244562820469 | PQ | 2771.281 | False | -1 | ABCD | 8100203
node_8100203_200818294 |  | 42.071484453774566 | -75.87258007336641 | PQ | 2771.281 | False | -1 | ABCN | 8100203
node_8100203_200818295 |  | 42.070781849317115 | -75.87281070133794 | PQ | 2771.281 | False | -1 | ABCD | 8100203
node_8100203_200818296 |  | 42.06996549392164 | -75.87303174184535 | PQ | 2771.281 | False | -1 | ABCN | 8100203
node_8100203_200818297 |  | 42.0695827780279 | -75.87311416360049 | PQ | 2771.281 | False | -1 | ABCD | 8100203
node_8100203_200818298 |  | 42.06905699287107 | -75.87327716570896 | PQ | 2771.281 | False | -1 | ABCD | 8100203
node_8100203_200818299 |  | 42.068527712742 | -75.8734404303313 | PQ | 2771.281 | False | -1 | ABCD | 8100203
node_8100203_200818300 |  | 42.06734502618939 | -75.87332104357556 | PQ | 2771.281 | False | -1 | ABCD | 8100203
node_8100203_200818301 |  | 42.06688594953473 | -75.87331570579295 | PQ | 2771.281 | False | -1 | ABCD | 8100203
node_8100203_200818302 |  | 42.06646793606482 | -75.87326920278736 | PQ | 2771.281 | False | -1 | ABCD | 8100203
node_8100203_200818303 |  | 42.06586499309619 | -75.87322533252984 | PQ | 2771.281 | False | -1 | ABCD | 8100203
node_8100203_200818304 |  | 42.06530241760467 | -75.8731675490357 | PQ | 2771.281 | False | -1 | ABCD | 8100203
node_8100203_200818305 |  | 42.06487934245084 | -75.87314973613607 | PQ | 2771.281 | False | -1 | ABCN | 8100203
node_8100203_200818306 |  | 42.064346000375195 | -75.87311877090964 | PQ | 2771.281 | False | -1 | ABCD | 8100203
node_8100203_200818307 |  | 42.06374983370853 | -75.87306376473646 | PQ | 2771.281 | False | -1 | ABCD | 8100203
node_8100203_200818308 |  | 42.06322416085095 | -75.87302428873335 | PQ | 2771.281 | False | -1 | ABCD | 8100203
node_8100203_200818309 |  | 42.06268129251087 | -75.87298647912282 | PQ | 2771.281 | False | -1 | ABCD | 8100203
node_8100203_200818310 |  | 42.06214941854268 | -75.87294808361169 | PQ | 2771.281 | False | -1 | ABCD | 8100203
node_8100203_200818311 |  | 42.06159857695481 | -75.8729028627392 | PQ | 2771.281 | False | -1 | ABCD | 8100203
node_8100203_200818312 |  | 42.08655151463304 | -75.88071410456863 | PQ | 2771.281 | False | -1 | ABCN | 8100203
node_8100203_200818314 |  | 42.086191617402065 | -75.88106937337844 | PQ | 2771.281 | False | -1 | ABCN | 8100203
node_8100203_200818315 |  | 42.08563595790184 | -75.88171087364721 | PQ | 2771.281 | False | -1 | ABCD | 8100203
node_8100203_200818316 |  | 42.084913657248975 | -75.88210803054437 | PQ | 2771.281 | False | -1 | ABCN | 8100203
node_8100203_200818317 |  | 42.08565350123817 | -75.8826565818702 | PQ | 2771.281 | False | -1 | ABCN | 8100203
node_8100203_200818318 |  | 42.08582720354944 | -75.88280758062574 | PQ | 2771.281 | False | -1 | ABCD | 8100203
node_8100203_200818319 |  | 42.086784004239824 | -75.88302323008685 | PQ | 2771.281 | False | -1 | ABCN | 8100203
node_8100203_200818320 |  | 42.076192729176036 | -75.87604569055021 | PQ | 2771.281 | False | -1 | AD | 8100203
node_8100203_200818321 |  | 42.07604708250787 | -75.87637752714113 | PQ | 2771.281 | False | -1 | AD | 8100203
node_8100203_200818322 |  | 42.07446754678822 | -75.87500470119558 | PQ | 2771.281 | False | -1 | AN | 8100203
node_8100203_200818333 |  | 42.06958183033167 | -75.87232516856605 | PQ | 2771.281 | False | -1 | AN | 8100203
node_8100203_200818334 |  | 42.06959418051177 | -75.87188191194551 | PQ | 2771.281 | False | -1 | AN | 8100203
node_8100203_200818339 |  | 42.06863619930961 | -75.87294574761845 | PQ | 2771.281 | False | -1 | AD | 8100203
node_8100203_200818340 |  | 42.068594234991735 | -75.87230304130755 | PQ | 2771.281 | False | -1 | AN | 8100203
node_8100203_200818388 |  | 42.08458404521236 | -75.87859990132715 | PQ | 2771.281 | False | -1 | AD | 8100203
node_8100203_200818389 |  | 42.080362351568354 | -75.86970240742055 | PQ | 2771.281 | False | -1 | AD | 8100203
node_8100203_200818390 |  | 42.0793073081945 | -75.86971098667914 | PQ | 2771.281 | False | -1 | AD | 8100203
node_8100203_200818391 |  | 42.07881085231877 | -75.86972184486272 | PQ | 2771.281 | False | -1 | AN | 8100203
node_8100203_200818392 |  | 42.077911674846156 | -75.8696934210752 | PQ | 2771.281 | False | -1 | AN | 8100203
node_8100203_200818394 |  | 42.07683414970733 | -75.86882740294101 | PQ | 2771.281 | False | -1 | AD | 8100203
node_8100203_200818395 |  | 42.07671876906047 | -75.8684633684497 | PQ | 2771.281 | False | -1 | AN | 8100203
node_8100203_200818396 |  | 42.07686111248686 | -75.86776603261599 | PQ | 2771.281 | False | -1 | AD | 8100203
node_8100203_200818397 |  | 42.07689635254389 | -75.86685668066573 | PQ | 2771.281 | False | -1 | AN | 8100203
node_8100203_200818399 |  | 42.07694820741407 | -75.86603953957587 | PQ | 2771.281 | False | -1 | AD | 8100203
node_8100203_200818400 |  | 42.07698721634398 | -75.8652667861622 | PQ | 2771.281 | False | -1 | AN | 8100203
node_8100203_200818401 |  | 42.0848108294687 | -75.87676471231468 | PQ | 2771.281 | False | -1 | AD | 8100203
node_8100203_200818402 |  | 42.07683876493321 | -75.86471610809333 | PQ | 2771.281 | False | -1 | AN | 8100203
node_8100203_200818403 |  | 42.07692387955875 | -75.86359412368954 | PQ | 2771.281 | False | -1 | AD | 8100203
node_8100203_200818404 |  | 42.0851514249212 | -75.87401692987599 | PQ | 2771.281 | False | -1 | AD | 8100203
node_8100203_200818405 |  | 42.08445408209515 | -75.87358671144577 | PQ | 2771.281 | False | -1 | AD | 8100203
node_8100203_200818406 |  | 42.08393181108359 | -75.87287266603172 | PQ | 2771.281 | False | -1 | AN | 8100203
node_8100203_200818408 |  | 42.08467905860723 | -75.87219784552055 | PQ | 2771.281 | False | -1 | AN | 8100203
node_8100203_200818410 |  | 42.08422740739906 | -75.87129054041777 | PQ | 2771.281 | False | -1 | AN | 8100203
node_8100203_200818412 |  | 42.083819547426074 | -75.87092078007984 | PQ | 2771.281 | False | -1 | AD | 8100203
node_8100203_200818413 |  | 42.08297114839411 | -75.87022752272294 | PQ | 2771.281 | False | -1 | AN | 8100203
node_8100203_200818415 |  | 42.08204743764069 | -75.86992160272156 | PQ | 2771.281 | False | -1 | AN | 8100203
node_8100203_200818416 |  | 42.0811593421882 | -75.86963505168048 | PQ | 2771.281 | False | -1 | AN | 8100203
node_8100203_200818417 |  | 42.079481728125465 | -75.878985758713 | PQ | 2771.281 | False | -1 | AD | 8100203
node_8100203_200818419 |  | 42.07941646034068 | -75.87924426261696 | PQ | 2771.281 | False | -1 | AD | 8100203
node_8100203_200818420 |  | 42.07981634432687 | -75.87952046908863 | PQ | 2771.281 | False | -1 | AD | 8100203
node_8100203_200818421 |  | 42.08040794233077 | -75.87958491054397 | PQ | 2771.281 | False | -1 | AN | 8100203
node_8100203_200818422 |  | 42.07899299076991 | -75.88032769552312 | PQ | 2771.281 | False | -1 | AN | 8100203
node_8100203_200818425 |  | 42.079625876557095 | -75.87831563682016 | PQ | 2771.281 | False | -1 | AD | 8100203
node_8100203_200818426 |  | 42.078870954337376 | -75.88090502065499 | PQ | 2771.281 | False | -1 | AD | 8100203
node_8100203_200818428 |  | 42.078707369915946 | -75.88170496898677 | PQ | 2771.281 | False | -1 | AN | 8100203
node_8100203_200818436 |  | 42.076023535269385 | -75.87652282287733 | PQ | 2771.281 | False | -1 | AN | 8100203
node_8100203_200818442 |  | 42.065177524388396 | -75.87352114384385 | PQ | 2771.281 | False | -1 | AD | 8100203
node_8100203_200818443 |  | 42.06553584395166 | -75.87398714405984 | PQ | 2771.281 | False | -1 | AD | 8100203
node_8100203_200818444 |  | 42.065873697658695 | -75.87442596077139 | PQ | 2771.281 | False | -1 | AN | 8100203
node_8100203_200818445 |  | 42.066264403234264 | -75.87470379559012 | PQ | 2771.281 | False | -1 | AN | 8100203
node_8100203_200818447 |  | 42.06591863653758 | -75.87538133635404 | PQ | 2771.281 | False | -1 | AN | 8100203
node_8100203_200818448 |  | 42.06531978290558 | -75.87618864268407 | PQ | 2771.281 | False | -1 | AN | 8100203
node_8100203_200818450 |  | 42.06506417334533 | -75.8766740308831 | PQ | 2771.281 | False | -1 | AN | 8100203
node_8100203_200818451 |  | 42.06478265278402 | -75.87729316420678 | PQ | 2771.281 | False | -1 | AN | 8100203
node_8100203_200818453 |  | 42.06447881479812 | -75.87789823591639 | PQ | 2771.281 | False | -1 | AN | 8100203
node_8100203_200818455 |  | 42.064334069263076 | -75.87864296121566 | PQ | 2771.281 | False | -1 | AD | 8100203
node_8100203_200818456 |  | 42.06402039824402 | -75.8792871931508 | PQ | 2771.281 | False | -1 | AN | 8100203
node_8100203_200818457 |  | 42.06379568193755 | -75.87979338842973 | PQ | 2771.281 | False | -1 | AD | 8100203
node_8100203_200818461 |  | 42.06283539175295 | -75.88033819607908 | PQ | 2771.281 | False | -1 | AD | 8100203
node_8100203_200818463 |  | 42.062118076091835 | -75.88056708537161 | PQ | 2771.281 | False | -1 | AD | 8100203
node_8100203_200818464 |  | 42.06154844491969 | -75.88049643869641 | PQ | 2771.281 | False | -1 | AN | 8100203
node_8100203_200818465 |  | 42.060977216906785 | -75.88042320873227 | PQ | 2771.281 | False | -1 | AD | 8100203
node_8100203_200818466 |  | 42.06072871780728 | -75.88039181359179 | PQ | 2771.281 | False | -1 | AD | 8100203
node_8100203_200818467 |  | 42.062945817537134 | -75.86843304238755 | PQ | 2771.281 | False | -1 | AD | 8100203
node_8100203_200818469 |  | 42.067101772287245 | -75.86136391974115 | PQ | 2771.281 | False | -1 | AN | 8100203
node_8100203_200818470 |  | 42.067166585396954 | -75.86084179100993 | PQ | 2771.281 | False | -1 | AN | 8100203
node_8100203_200818471 |  | 42.067246449347124 | -75.86023546379906 | PQ | 2771.281 | False | -1 | AD | 8100203
node_8100203_200818472 |  | 42.06733373052678 | -75.85947640295818 | PQ | 2771.281 | False | -1 | AN | 8100203
node_8100203_200818474 |  | 42.067192578568196 | -75.8570348448848 | PQ | 2771.281 | False | -1 | AD | 8100203
node_8100203_200818475 |  | 42.06666148795586 | -75.85828847810662 | PQ | 2771.281 | False | -1 | AN | 8100203
node_8100203_200818478 |  | 42.077364892465845 | -75.85989105317283 | PQ | 2771.281 | False | -1 | AN | 8100203
node_8100203_200818479 |  | 42.07729623105207 | -75.86029587623673 | PQ | 2771.281 | False | -1 | AN | 8100203
node_8100203_200818480 |  | 42.077210092038115 | -75.86103823510638 | PQ | 2771.281 | False | -1 | AD | 8100203
node_8100203_200818481 |  | 42.07712995966531 | -75.86162673039486 | PQ | 2771.281 | False | -1 | AN | 8100203
node_8100203_200818482 |  | 42.07706106269698 | -75.86229880402149 | PQ | 2771.281 | False | -1 | AD | 8100203
node_8100203_200818483 |  | 42.07698532369052 | -75.8629609135336 | PQ | 2771.281 | False | -1 | AN | 8100203
node_8100203_200818484 |  | 42.07608006014557 | -75.86272404990582 | PQ | 2771.281 | False | -1 | AN | 8100203
node_8100203_200818485 |  | 42.075170022512374 | -75.8624153221471 | PQ | 2771.281 | False | -1 | AN | 8100203
node_8100203_200818486 |  | 42.07435723330331 | -75.86217039287489 | PQ | 2771.281 | False | -1 | AN | 8100203
node_8100203_200818490 |  | 42.06347810235628 | -75.86802111623017 | PQ | 2771.281 | False | -1 | AN | 8100203
node_8100203_200818491 |  | 42.064043923570445 | -75.86693712025071 | PQ | 2771.281 | False | -1 | AD | 8100203
node_8100203_200818492 |  | 42.06460594578267 | -75.86586302751299 | PQ | 2771.281 | False | -1 | AN | 8100203
node_8100203_200818493 |  | 42.064647682763 | -75.86482231969501 | PQ | 2771.281 | False | -1 | AN | 8100203
node_8100203_200818494 |  | 42.06501990552302 | -75.86420870296776 | PQ | 2771.281 | False | -1 | AN | 8100203
node_8100203_200818495 |  | 42.06536973690528 | -75.86360672055213 | PQ | 2771.281 | False | -1 | AN | 8100203
node_8100203_200818496 |  | 42.065785939891924 | -75.86307162972159 | PQ | 2771.281 | False | -1 | AD | 8100203
node_8100203_200818497 |  | 42.0662206613012 | -75.86247864126041 | PQ | 2771.281 | False | -1 | AN | 8100203
node_8100203_200818498 |  | 42.066486777690216 | -75.86209492964034 | PQ | 2771.281 | False | -1 | AD | 8100203
node_8100203_200818499 |  | 42.06671741572864 | -75.86216190112094 | PQ | 2771.281 | False | -1 | AD | 8100203
node_8100203_200818500 |  | 42.067250486642635 | -75.86220945037759 | PQ | 2771.281 | False | -1 | AN | 8100203
node_8100203_200818501 |  | 42.05841966963078 | -75.87985052895505 | PQ | 2771.281 | False | -1 | AD | 8100203
node_8100203_200818502 |  | 42.05932464284104 | -75.88010813498538 | PQ | 2771.281 | False | -1 | AN | 8100203
node_8100203_200818503 |  | 42.04814182455348 | -75.87919185495092 | PQ | 2771.281 | False | -1 | AN | 8100203
node_8100203_200818505 |  | 42.035344049714816 | -75.88253385091565 | PQ | 2771.281 | False | -1 | AN | 8100203
node_8100203_200818507 |  | 42.03553576647153 | -75.87960018200471 | PQ | 2771.281 | False | -1 | ABCD | 8100203
node_8100203_200818508 |  | 42.03472429198556 | -75.87961438058254 | PQ | 2771.281 | False | -1 | ABCD | 8100203
node_8100203_200818509 |  | 42.03469174163287 | -75.88048354127443 | PQ | 2771.281 | False | -1 | AN | 8100203
node_8100203_200818510 |  | 42.03389967574663 | -75.87960782914871 | PQ | 2771.281 | False | -1 | ABCD | 8100203
node_8100203_200818511 |  | 42.03328158881132 | -75.8803381199881 | PQ | 2771.281 | False | -1 | ABCN | 8100203
node_8100203_200818513 |  | 42.03317169165538 | -75.88108711018708 | PQ | 2771.281 | False | -1 | ABCD | 8100203
node_8100203_200818514 |  | 42.033056932762996 | -75.881809293532 | PQ | 2771.281 | False | -1 | ABCD | 8100203
node_8100203_200818515 |  | 42.03289256772472 | -75.88308653017742 | PQ | 2771.281 | False | -1 | ABCD | 8100203
node_8100203_200818516 |  | 42.03268622193453 | -75.8841983488256 | PQ | 2771.281 | False | -1 | ABCD | 8100203
node_8100203_200818517 |  | 42.03263086661411 | -75.88534272680634 | PQ | 2771.281 | False | -1 | ABCD | 8100203
node_8100203_200818518 |  | 42.03255749958725 | -75.88648428181153 | PQ | 2771.281 | False | -1 | ABCD | 8100203
node_8100203_200818519 |  | 42.03250038034666 | -75.88761042458768 | PQ | 2771.281 | False | -1 | ABCN | 8100203
node_8100203_200818520 |  | 42.03243611229924 | -75.88874017027197 | PQ | 2771.281 | False | -1 | ABCD | 8100203
node_8100203_200818521 |  | 42.032552914490445 | -75.88989776525685 | PQ | 2771.281 | False | -1 | ABCN | 8100203
node_8100203_200818522 |  | 42.032569630646826 | -75.89069754618843 | PQ | 2771.281 | False | -1 | ABCD | 8100203
node_8100203_200818523 |  | 42.03248260967279 | -75.89151356874083 | PQ | 2771.281 | False | -1 | ABCN | 8100203
node_8100203_200818526 |  | 42.0319351124118 | -75.89246411635047 | PQ | 2771.281 | False | -1 | ABCN | 8100203
node_8100203_200818528 |  | 42.03128275502774 | -75.89289704742431 | PQ | 2771.281 | False | -1 | ABCD | 8100203
node_8100203_200818529 |  | 42.0323118271424 | -75.89306260618987 | PQ | 2771.281 | False | -1 | AD | 8100203
node_8100203_200818530 |  | 42.03316958535942 | -75.89387013318375 | PQ | 2771.281 | False | -1 | AN | 8100203
node_8100203_200818532 |  | 42.03389550423981 | -75.89435144671053 | PQ | 2771.281 | False | -1 | AD | 8100203
node_8100203_200818533 |  | 42.03455381348489 | -75.89497759942759 | PQ | 2771.281 | False | -1 | AD | 8100203
node_8100203_200818534 |  | 42.03065211522585 | -75.8928590932409 | PQ | 2771.281 | False | -1 | ABCN | 8100203
node_8100203_200818535 |  | 42.02999733656008 | -75.89284862692588 | PQ | 2771.281 | False | -1 | ABCN | 8100203
node_8100203_200818536 |  | 42.04115513128468 | -75.87841425073695 | PQ | 2771.281 | False | -1 | ABCD | 8100203
node_8100203_200818537 |  | 42.04155081089597 | -75.87837812273719 | PQ | 2771.281 | False | -1 | AD | 8100203
node_8100203_200818538 |  | 42.04237598863122 | -75.87827541512539 | PQ | 2771.281 | False | -1 | AN | 8100203
node_8100203_200818539 |  | 42.0427360529416 | -75.87823206989567 | PQ | 2771.281 | False | -1 | AD | 8100203
node_8100203_200818540 |  | 42.029285937152906 | -75.89281676002129 | PQ | 2771.281 | False | -1 | ABCD | 8100203
node_8100203_200818541 |  | 42.0285983314948 | -75.89277723075449 | PQ | 2771.281 | False | -1 | ABCN | 8100203
node_8100203_200818542 |  | 42.02857784920454 | -75.892569738247 | PQ | 2771.281 | False | -1 | AN | 8100203
node_8100203_200818543 |  | 42.04056169266845 | -75.87845214404757 | PQ | 2771.281 | False | -1 | ABCN | 8100203
node_8100203_200818544 |  | 42.03996550682873 | -75.87853261406894 | PQ | 2771.281 | False | -1 | ABCD | 8100203
node_8100203_200818545 |  | 42.03938835982288 | -75.87855788768968 | PQ | 2771.281 | False | -1 | ABCD | 8100203
node_8100203_200818546 |  | 42.03867709462702 | -75.87927548655273 | PQ | 2771.281 | False | -1 | ABCD | 8100203
node_8100203_200818547 |  | 42.03795939002699 | -75.87996573070662 | PQ | 2771.281 | False | -1 | ABCN | 8100203
node_8100203_200818548 |  | 42.03779740792434 | -75.87865847236299 | PQ | 2771.281 | False | -1 | AN | 8100203
node_8100203_200818549 |  | 42.03713727176194 | -75.87985587054222 | PQ | 2771.281 | False | -1 | ABCD | 8100203
node_8100203_200818550 |  | 42.03631861012304 | -75.8797352435034 | PQ | 2771.281 | False | -1 | ABCD | 8100203
node_8100203_200818633 |  | 42.08143927412576 | -75.8791739811785 | PQ | 2771.281 | False | -1 | AD | 8100203
node_8100203_200818634 |  | 42.08142784972984 | -75.87953513562601 | PQ | 2771.281 | False | -1 | AN | 8100203
node_8100203_200818636 |  | 42.0820071632898 | -75.87983550479002 | PQ | 2771.281 | False | -1 | AD | 8100203
node_8100203_200818637 |  | 42.08266493021161 | -75.87992075712982 | PQ | 2771.281 | False | -1 | AD | 8100203
node_8100203_200818638 |  | 42.08304109440191 | -75.88006192493008 | PQ | 2771.281 | False | -1 | AN | 8100203
node_8100203_200819538 |  | 42.08869253024163 | -75.88142746516381 | PQ | 2771.281 | False | -1 | ABCD | 8100203
node_8100203_200819539 |  | 42.08884178965931 | -75.88110172726535 | PQ | 2771.281 | False | -1 | ABCD | 8100203
node_8100203_200819942 |  | 42.05387309969231 | -75.89495247418428 | PQ | 2771.281 | False | -1 | AN | 8100203
node_8100203_200819943 |  | 42.06068905699383 | -75.88046385653657 | PQ | 2771.281 | False | -1 | AD | 8100203
node_8100203_200819944 |  | 42.05916947538645 | -75.88984062853606 | PQ | 2771.281 | False | -1 | AD | 8100203
node_8100203_200819945 |  | 42.05855586946569 | -75.89005416647234 | PQ | 2771.281 | False | -1 | AD | 8100203
node_8100203_200819946 |  | 42.05806190060782 | -75.8902519954247 | PQ | 2771.281 | False | -1 | AN | 8100203
node_8100203_200819948 |  | 42.0575261482065 | -75.89044702042428 | PQ | 2771.281 | False | -1 | AN | 8100203
node_8100203_200819950 |  | 42.05701341989342 | -75.8910502621457 | PQ | 2771.281 | False | -1 | AD | 8100203
node_8100203_200819951 |  | 42.05670033776075 | -75.89214055084963 | PQ | 2771.281 | False | -1 | AD | 8100203
node_8100203_200819952 |  | 42.05639126279452 | -75.89320969386877 | PQ | 2771.281 | False | -1 | AD | 8100203
node_8100203_200819953 |  | 42.05609313015907 | -75.89423746621928 | PQ | 2771.281 | False | -1 | AD | 8100203
node_8100203_200819954 |  | 42.055810064798116 | -75.89528194054103 | PQ | 2771.281 | False | -1 | AD | 8100203
node_8100203_200819955 |  | 42.055438792473346 | -75.89614763528854 | PQ | 2771.281 | False | -1 | AD | 8100203
node_8100203_200819956 |  | 42.05514432188952 | -75.89694251976525 | PQ | 2771.281 | False | -1 | AN | 8100203
node_8100203_200819957 |  | 42.06066049737354 | -75.88090491793217 | PQ | 2771.281 | False | -1 | AN | 8100203
node_8100203_200819958 |  | 42.06053579040971 | -75.88150308438487 | PQ | 2771.281 | False | -1 | AD | 8100203
node_8100203_200819959 |  | 42.06042128350591 | -75.8819209608573 | PQ | 2771.281 | False | -1 | AD | 8100203
node_8100203_200819960 |  | 42.06038799088247 | -75.88274687904232 | PQ | 2771.281 | False | -1 | AN | 8100203
node_8100203_200819962 |  | 42.06035949973734 | -75.88327218837671 | PQ | 2771.281 | False | -1 | AD | 8100203
node_8100203_200819965 |  | 42.06032764235328 | -75.88425074888255 | PQ | 2771.281 | False | -1 | AN | 8100203
node_8100203_200819966 |  | 42.06029140255889 | -75.88501578286576 | PQ | 2771.281 | False | -1 | AN | 8100203
node_8100203_200819967 |  | 42.06026895914001 | -75.88548981448525 | PQ | 2771.281 | False | -1 | AN | 8100203
node_8100203_200819969 |  | 42.06020641118864 | -75.88662810899173 | PQ | 2771.281 | False | -1 | AN | 8100203
node_8100203_200819971 |  | 42.06019193006152 | -75.88750851973577 | PQ | 2771.281 | False | -1 | AN | 8100203
node_8100203_200819973 |  | 42.060133865863705 | -75.88809377735285 | PQ | 2771.281 | False | -1 | AD | 8100203
node_8100203_200819974 |  | 42.06013965338435 | -75.88876601077054 | PQ | 2771.281 | False | -1 | AN | 8100203
node_8100203_200819975 |  | 42.06007034008703 | -75.88948017032106 | PQ | 2771.281 | False | -1 | AD | 8100203
node_8100203_200819976 |  | 42.059618280766905 | -75.8896761730898 | PQ | 2771.281 | False | -1 | AD | 8100203
node_8100203_200820007 |  | 42.050102917567145 | -75.87907809131897 | PQ | 2771.281 | False | -1 | AN | 8100203
node_8100203_200820008 |  | 42.05008607267745 | -75.87945040070493 | PQ | 2771.281 | False | -1 | AD | 8100203
node_8100203_200820009 |  | 42.05074611023561 | -75.87948579442667 | PQ | 2771.281 | False | -1 | AN | 8100203
node_8100203_200820010 |  | 42.05006343478911 | -75.8798343596207 | PQ | 2771.281 | False | -1 | AD | 8100203
node_8100203_200820011 |  | 42.05006599576015 | -75.88038337890607 | PQ | 2771.281 | False | -1 | AD | 8100203
node_8100203_200820012 |  | 42.05087136773974 | -75.88045085258719 | PQ | 2771.281 | False | -1 | AD | 8100203
node_8100203_200820013 |  | 42.051659453849595 | -75.88054764412489 | PQ | 2771.281 | False | -1 | AD | 8100203
node_8100203_200820014 |  | 42.05241232455349 | -75.88083016234377 | PQ | 2771.281 | False | -1 | AN | 8100203
node_8100203_200820015 |  | 42.050019021799464 | -75.8811627712582 | PQ | 2771.281 | False | -1 | AD | 8100203
node_8100203_200820016 |  | 42.04994514805641 | -75.88249441676258 | PQ | 2771.281 | False | -1 | AN | 8100203
node_8100203_200820017 |  | 42.04989623761817 | -75.8833054135054 | PQ | 2771.281 | False | -1 | AN | 8100203
node_8100203_200820018 |  | 42.0500867711241 | -75.88328120515845 | PQ | 2771.281 | False | -1 | AD | 8100203
node_8100203_200820019 |  | 42.051176994296846 | -75.88334715321531 | PQ | 2771.281 | False | -1 | AN | 8100203
node_8100203_200820020 |  | 42.05201415792434 | -75.8834096201096 | PQ | 2771.281 | False | -1 | AN | 8100203
node_8100203_200820152 |  | 42.06475429311119 | -75.88981855454126 | PQ | 2771.281 | False | -1 | AN | 8100203
node_8100203_200820153 |  | 42.06366311950321 | -75.88063067080337 | PQ | 2771.281 | False | -1 | AN | 8100203
node_8100203_200820154 |  | 42.06323765593575 | -75.88170592012408 | PQ | 2771.281 | False | -1 | AD | 8100203
node_8100203_200820155 |  | 42.06308741321475 | -75.8826701450883 | PQ | 2771.281 | False | -1 | AD | 8100203
node_8100203_200820157 |  | 42.0629146942068 | -75.88371262202169 | PQ | 2771.281 | False | -1 | AN | 8100203
node_8100203_200820158 |  | 42.06331126399518 | -75.88476517720606 | PQ | 2771.281 | False | -1 | AD | 8100203
node_8100203_200820159 |  | 42.063242317724736 | -75.88571430952338 | PQ | 2771.281 | False | -1 | AN | 8100203
node_8100203_200820160 |  | 42.06381544660812 | -75.88579823027094 | PQ | 2771.281 | False | -1 | AN | 8100203
node_8100203_200820161 |  | 42.064215199122 | -75.88584131298676 | PQ | 2771.281 | False | -1 | AD | 8100203
node_8100203_200820162 |  | 42.06493017841061 | -75.88590988998715 | PQ | 2771.281 | False | -1 | AN | 8100203
node_8100203_200820164 |  | 42.064777854044706 | -75.88608796191521 | PQ | 2771.281 | False | -1 | AN | 8100203
node_8100203_200820255 |  | 42.078117483791075 | -75.85994168030982 | PQ | 2771.281 | False | -1 | AD | 8100203
node_8100203_200820256 |  | 42.079039296413015 | -75.86003673697306 | PQ | 2771.281 | False | -1 | AN | 8100203
node_8100203_200820257 |  | 42.0798759040222 | -75.86012417312412 | PQ | 2771.281 | False | -1 | AN | 8100203
node_8100203_200820334 |  | 42.06500067769772 | -75.87301401645034 | PQ | 2771.281 | False | -1 | AD | 8100203
node_8100203_200820335 |  | 42.064809462179184 | -75.87200710444344 | PQ | 2771.281 | False | -1 | AN | 8100203
node_8100203_200820336 |  | 42.064351522212206 | -75.87107530565254 | PQ | 2771.281 | False | -1 | AN | 8100203
node_8100203_200820338 |  | 42.06360116591624 | -75.87026460946912 | PQ | 2771.281 | False | -1 | AN | 8100203
node_8100203_200820340 |  | 42.063439082470346 | -75.86977957509318 | PQ | 2771.281 | False | -1 | AD | 8100203
node_8100203_200820341 |  | 42.06322278860872 | -75.8691635386726 | PQ | 2771.281 | False | -1 | AN | 8100203
node_8100203_200820439 |  | 42.06258619694581 | -75.86742732120456 | PQ | 2771.281 | False | -1 | AN | 8100203
node_8100203_200820440 |  | 42.06223393606482 | -75.86643829057915 | PQ | 2771.281 | False | -1 | AN | 8100203
node_8100203_200820442 |  | 42.062036344139266 | -75.86513109691288 | PQ | 2771.281 | False | -1 | AN | 8100203
node_8100203_200820496 |  | 42.06637359098753 | -75.86909313548855 | PQ | 2771.281 | False | -1 | AN | 8100203
node_8100203_200820497 |  | 42.06611895925258 | -75.86392908761995 | PQ | 2771.281 | False | -1 | AD | 8100203
node_8100203_200820498 |  | 42.06621414246584 | -75.8639648199466 | PQ | 2771.281 | False | -1 | AD | 8100203
node_8100203_200820499 |  | 42.06669018452648 | -75.86373983031706 | PQ | 2771.281 | False | -1 | AN | 8100203
node_8100203_200820500 |  | 42.066206223998186 | -75.86487475018835 | PQ | 2771.281 | False | -1 | AD | 8100203
node_8100203_200820501 |  | 42.06642529247335 | -75.86517833800103 | PQ | 2771.281 | False | -1 | AD | 8100203
node_8100203_200820502 |  | 42.066979245572554 | -75.86494575068662 | PQ | 2771.281 | False | -1 | AD | 8100203
node_8100203_200820503 |  | 42.06751682489117 | -75.86470900119532 | PQ | 2771.281 | False | -1 | AN | 8100203
node_8100203_200820504 |  | 42.06631040758666 | -75.86587922347918 | PQ | 2771.281 | False | -1 | AD | 8100203
node_8100203_200820505 |  | 42.066419795287395 | -75.86686575071117 | PQ | 2771.281 | False | -1 | AN | 8100203
node_8100203_200820507 |  | 42.06652081258441 | -75.86676024675566 | PQ | 2771.281 | False | -1 | AD | 8100203
node_8100203_200820508 |  | 42.06729606097102 | -75.86649876769418 | PQ | 2771.281 | False | -1 | AN | 8100203
node_8100203_200820509 |  | 42.06650768726548 | -75.86786177029354 | PQ | 2771.281 | False | -1 | AD | 8100203
node_8100203_200820510 |  | 42.06691466253938 | -75.86833206204112 | PQ | 2771.281 | False | -1 | AD | 8100203
node_8100203_200820511 |  | 42.06755236897792 | -75.86808314179675 | PQ | 2771.281 | False | -1 | AN | 8100203
node_8100203_200820512 |  | 42.066425881359734 | -75.86847510928871 | PQ | 2771.281 | False | -1 | AN | 8100203
node_8100203_200820515 |  | 42.03300469717092 | -75.8887136487591 | PQ | 2771.281 | False | -1 | AD | 8100203
node_8100203_200820516 |  | 42.03334370673868 | -75.88930630241993 | PQ | 2771.281 | False | -1 | AD | 8100203
node_8100203_200820517 |  | 42.033874487843285 | -75.88857383537837 | PQ | 2771.281 | False | -1 | AD | 8100203
node_8100203_200820518 |  | 42.03403753268045 | -75.88757433463341 | PQ | 2771.281 | False | -1 | AN | 8100203
node_8100203_200820520 |  | 42.03407331232175 | -75.88663210376845 | PQ | 2771.281 | False | -1 | AN | 8100203
node_8100203_200820521 |  | 42.03397657061381 | -75.8857794205794 | PQ | 2771.281 | False | -1 | AN | 8100203
node_8100203_200820522 |  | 42.0342397069638 | -75.88489690211506 | PQ | 2771.281 | False | -1 | AN | 8100203
node_8100203_200820523 |  | 42.03388575063782 | -75.88949730601092 | PQ | 2771.281 | False | -1 | AD | 8100203
node_8100203_200820524 |  | 42.03445139655558 | -75.88967424037877 | PQ | 2771.281 | False | -1 | AN | 8100203
node_8100203_200820525 |  | 42.03502989936963 | -75.89033218010489 | PQ | 2771.281 | False | -1 | AD | 8100203
node_8100203_200820526 |  | 42.03553788646253 | -75.88967010863827 | PQ | 2771.281 | False | -1 | AD | 8100203
node_8100203_200820527 |  | 42.035808431824975 | -75.88872302697301 | PQ | 2771.281 | False | -1 | AN | 8100203
node_8100203_200820528 |  | 42.0361620238631 | -75.88797208504025 | PQ | 2771.281 | False | -1 | AN | 8100203
node_8100203_200820529 |  | 42.03646773806841 | -75.88721558466102 | PQ | 2771.281 | False | -1 | AN | 8100203
node_8100203_200820530 |  | 42.036559719383135 | -75.88608524927159 | PQ | 2771.281 | False | -1 | AN | 8100203
node_8100203_200820532 |  | 42.03660588533691 | -75.88488709398707 | PQ | 2771.281 | False | -1 | AN | 8100203
node_8100203_200820533 |  | 42.03557339494219 | -75.89064913710367 | PQ | 2771.281 | False | -1 | AN | 8100203
node_8100203_200820534 |  | 42.035969877082366 | -75.89127528601618 | PQ | 2771.281 | False | -1 | AN | 8100203
node_8100203_200820535 |  | 42.03672065518533 | -75.89112921034737 | PQ | 2771.281 | False | -1 | AN | 8100203
node_8100203_200829066 |  | 42.06105334759116 | -75.87287112138472 | PQ | 2771.281 | False | -1 | ABCD | 8100203
node_8100203_200829067 |  | 42.060521103857106 | -75.87280547008271 | PQ | 2771.281 | False | -1 | ABCD | 8100203
node_8100203_200829068 |  | 42.05997108397116 | -75.87278724629176 | PQ | 2771.281 | False | -1 | ABCD | 8100203
node_8100203_200829069 |  | 42.05942913319824 | -75.87275581310578 | PQ | 2771.281 | False | -1 | ABCD | 8100203
node_8100203_200829070 |  | 42.058910715968764 | -75.87269678932857 | PQ | 2771.281 | False | -1 | ABCD | 8100203
node_8100203_200829071 |  | 42.05836542086896 | -75.87266006021002 | PQ | 2771.281 | False | -1 | ABCD | 8100203
node_8100203_200829072 |  | 42.05781816464054 | -75.87261209245297 | PQ | 2771.281 | False | -1 | ABCD | 8100203
node_8100203_200829073 |  | 42.057294970583804 | -75.87257150552148 | PQ | 2771.281 | False | -1 | ABCD | 8100203
node_8100203_200829076 |  | 42.05567556314722 | -75.87245547818272 | PQ | 2771.281 | False | -1 | ABCD | 8100203
node_8100203_200829077 |  | 42.055100840162076 | -75.87242893764709 | PQ | 2771.281 | False | -1 | ABCD | 8100203
node_8100203_200829079 |  | 42.067487575041255 | -75.858229964139 | PQ | 2771.281 | False | -1 | AN | 8100203
node_8100203_200829081 |  | 42.06777956956325 | -75.8568946472446 | PQ | 2771.281 | False | -1 | AD | 8100203
node_8100203_200829082 |  | 42.06800659211315 | -75.85572371731458 | PQ | 2771.281 | False | -1 | AN | 8100203
node_8100203_200829083 |  | 42.067958333558444 | -75.85473472473467 | PQ | 2771.281 | False | -1 | AD | 8100203
node_8100203_200829084 |  | 42.06786156172143 | -75.85485979168247 | PQ | 2771.281 | False | -1 | AN | 8100203
node_8100203_200829085 |  | 42.06704960790933 | -75.85481520236515 | PQ | 2771.281 | False | -1 | AD | 8100203
node_8100203_200829086 |  | 42.06686728594475 | -75.85561235054867 | PQ | 2771.281 | False | -1 | AN | 8100203
node_8100203_200829087 |  | 42.06811937070387 | -75.85375568866019 | PQ | 2771.281 | False | -1 | AD | 8100203
node_8100203_200829088 |  | 42.06771018231276 | -75.85312635533994 | PQ | 2771.281 | False | -1 | AN | 8100203
node_8100203_200829089 |  | 42.06697334849166 | -75.85249371586639 | PQ | 2771.281 | False | -1 | AN | 8100203
node_8100203_200829091 |  | 42.068461990282145 | -75.85370804809436 | PQ | 2771.281 | False | -1 | AN | 8100203
node_8100203_200829093 |  | 42.069715107646694 | -75.85413888286156 | PQ | 2771.281 | False | -1 | AN | 8100203
node_8100203_200829095 |  | 42.070270835622075 | -75.85434309204304 | PQ | 2771.281 | False | -1 | AN | 8100203
node_8100203_200829096 |  | 42.07084462186701 | -75.85452647131733 | PQ | 2771.281 | False | -1 | AN | 8100203
node_8100203_200829097 |  | 42.071399645917744 | -75.8550336748018 | PQ | 2771.281 | False | -1 | AN | 8100203
node_8100203_200829103 |  | 42.07443132616688 | -75.85759677681037 | PQ | 2771.281 | False | -1 | AN | 8100203
node_8100203_200829104 |  | 42.07438856479813 | -75.85787407518767 | PQ | 2771.281 | False | -1 | AD | 8100203
node_8100203_200829105 |  | 42.07461481494821 | -75.859084960494 | PQ | 2771.281 | False | -1 | AN | 8100203
node_8100203_200829107 |  | 42.07551235175596 | -75.85802600986233 | PQ | 2771.281 | False | -1 | AD | 8100203
node_8100203_200829110 |  | 42.07601578114212 | -75.8582171123716 | PQ | 2771.281 | False | -1 | AN | 8100203
node_8100203_200829112 |  | 42.07657669953473 | -75.8584585566767 | PQ | 2771.281 | False | -1 | AN | 8100203
node_8100203_200829113 |  | 42.07702078012906 | -75.85861782271778 | PQ | 2771.281 | False | -1 | AD | 8100203
node_8100203_200829116 |  | 42.077482097291 | -75.85879226510585 | PQ | 2771.281 | False | -1 | AN | 8100203
node_8100203_200829117 |  | 42.07740387126669 | -75.85946592903406 | PQ | 2771.281 | False | -1 | AD | 8100203
node_8100203_200829121 |  | 42.05648012164188 | -75.8790658673022 | PQ | 2771.281 | False | -1 | AN | 8100203
node_8100203_200829123 |  | 42.05685800592825 | -75.87930217166124 | PQ | 2771.281 | False | -1 | AD | 8100203
node_8100203_200829124 |  | 42.05739150412725 | -75.879443841662 | PQ | 2771.281 | False | -1 | AN | 8100203
node_8100203_200829128 |  | 42.0549051956701 | -75.87809603062782 | PQ | 2771.281 | False | -1 | AN | 8100203
node_8100203_200829129 |  | 42.05420755155333 | -75.87761914940094 | PQ | 2771.281 | False | -1 | AN | 8100203
node_8100203_200829132 |  | 42.0536279093126 | -75.87731249512156 | PQ | 2771.281 | False | -1 | AD | 8100203
node_8100203_200829133 |  | 42.05287541111359 | -75.87718559438102 | PQ | 2771.281 | False | -1 | AN | 8100203
node_8100203_200829135 |  | 42.05214427990393 | -75.87703889857069 | PQ | 2771.281 | False | -1 | AD | 8100203
node_8100203_200829136 |  | 42.05172062408073 | -75.87694258260164 | PQ | 2771.281 | False | -1 | AN | 8100203
node_8100203_200829137 |  | 42.051187095752645 | -75.87685108319197 | PQ | 2771.281 | False | -1 | ABCD | 8100203
node_8100203_200829138 |  | 42.050609389989475 | -75.87674137140498 | PQ | 2771.281 | False | -1 | ABCN | 8100203
node_8100203_200829140 |  | 42.05015759361397 | -75.87664680172405 | PQ | 2771.281 | False | -1 | ABCD | 8100203
node_8100203_200829141 |  | 42.04961524842411 | -75.87651899550079 | PQ | 2771.281 | False | -1 | ABCN | 8100203
node_8100203_200829142 |  | 42.04907466989342 | -75.87639770266586 | PQ | 2771.281 | False | -1 | ABCD | 8100203
node_8100203_200829143 |  | 42.04861898686775 | -75.87632592223498 | PQ | 2771.281 | False | -1 | ABCD | 8100203
node_8100203_200829144 |  | 42.048186511443774 | -75.87621845513206 | PQ | 2771.281 | False | -1 | ABCD | 8100203
node_8100203_200829145 |  | 42.048192783768556 | -75.87637812445537 | PQ | 2771.281 | False | -1 | AD | 8100203
node_8100203_200829146 |  | 42.04816745343687 | -75.87764144405959 | PQ | 2771.281 | False | -1 | AD | 8100203
node_8100203_200829147 |  | 42.047752217319506 | -75.87619183470089 | PQ | 2771.281 | False | -1 | ABCN | 8100203
node_8100203_200829148 |  | 42.04701440019509 | -75.8763147939284 | PQ | 2771.281 | False | -1 | ABCD | 8100203
node_8100203_200829152 |  | 42.04579432072637 | -75.87629101169098 | PQ | 2771.281 | False | -1 | ABCD | 8100203
node_8100203_200829154 |  | 42.04528232372803 | -75.87625746317562 | PQ | 2771.281 | False | -1 | ABCD | 8100203
node_8100203_200829155 |  | 42.045066479063465 | -75.87628571956296 | PQ | 2771.281 | False | -1 | ABCD | 8100203
node_8100203_200829156 |  | 42.04476646473058 | -75.87606775313137 | PQ | 2771.281 | False | -1 | ABCN | 8100203
node_8100203_200829157 |  | 42.04471413601228 | -75.87624691696507 | PQ | 2771.281 | False | -1 | AD | 8100203
node_8100203_200829158 |  | 42.04467277701484 | -75.87710518523242 | PQ | 2771.281 | False | -1 | AN | 8100203
node_8100203_200829159 |  | 42.04385867034367 | -75.8773654202063 | PQ | 2771.281 | False | -1 | AN | 8100203
node_8100203_200829160 |  | 42.04417456269696 | -75.87604309204306 | PQ | 2771.281 | False | -1 | ABCN | 8100203
node_8100203_200829162 |  | 42.04366357091398 | -75.8758210889847 | PQ | 2771.281 | False | -1 | ABCN | 8100203
node_8100203_200829164 |  | 42.04303857620439 | -75.87555696576148 | PQ | 2771.281 | False | -1 | ABCN | 8100203
node_8100203_200829166 |  | 42.04254486755213 | -75.87508915838458 | PQ | 2771.281 | False | -1 | ABCD | 8100203
node_8100203_200829167 |  | 42.04213184455198 | -75.87472940020665 | PQ | 2771.281 | False | -1 | ABCD | 8100203
node_8100203_200829254 |  | 42.041797995272375 | -75.8760223344223 | PQ | 2771.281 | False | -1 | ABCD | 8100203
node_8100203_200829303 |  | 42.049062741520316 | -75.85790494530035 | PQ | 2771.281 | False | -1 | AD | 8100203
node_8100203_200829304 |  | 42.0478825995047 | -75.85851997351539 | PQ | 2771.281 | False | -1 | AN | 8100203
node_8100203_200829305 |  | 42.05004341812995 | -75.85694843215747 | PQ | 2771.281 | False | -1 | AN | 8100203
node_8100203_200829306 |  | 42.05070460607082 | -75.8572576545076 | PQ | 2771.281 | False | -1 | AD | 8100203
node_8100203_200829307 |  | 42.05116223379107 | -75.85746464101004 | PQ | 2771.281 | False | -1 | AD | 8100203
node_8100203_200829666 |  | 42.05021322283504 | -75.8770262560535 | PQ | 2771.281 | False | -1 | AD | 8100203
node_8100203_200829730 |  | 42.05476246056579 | -75.87243583909944 | PQ | 2771.281 | False | -1 | ABCD | 8100203
node_8100203_200829731 |  | 42.05425607853067 | -75.87246023767383 | PQ | 2771.281 | False | -1 | ABCD | 8100203
node_8100203_200829732 |  | 42.051972492158164 | -75.86649640506909 | PQ | 2771.281 | False | -1 | AD | 8100203
node_8100203_200829733 |  | 42.05201424557254 | -75.86570692305234 | PQ | 2771.281 | False | -1 | AN | 8100203
node_8100203_200829734 |  | 42.05284582710489 | -75.86575300375296 | PQ | 2771.281 | False | -1 | AD | 8100203
node_8100203_200829735 |  | 42.05368297155934 | -75.86583137366316 | PQ | 2771.281 | False | -1 | AN | 8100203
node_8100203_200829737 |  | 42.051927857309 | -75.86498053187594 | PQ | 2771.281 | False | -1 | AN | 8100203
node_8100203_200829738 |  | 42.05197527498873 | -75.86412338214606 | PQ | 2771.281 | False | -1 | AD | 8100203
node_8100203_200829739 |  | 42.052754588060914 | -75.86425582611487 | PQ | 2771.281 | False | -1 | AD | 8100203
node_8100203_200829740 |  | 42.05328487888337 | -75.86430780767141 | PQ | 2771.281 | False | -1 | AN | 8100203
node_8100203_200829741 |  | 42.0521014007579 | -75.8635454939409 | PQ | 2771.281 | False | -1 | AD | 8100203
node_8100203_200829742 |  | 42.0521545813072 | -75.86288865753407 | PQ | 2771.281 | False | -1 | AN | 8100203
node_8100203_200829744 |  | 42.052224921731934 | -75.86234887188974 | PQ | 2771.281 | False | -1 | AD | 8100203
node_8100203_200829745 |  | 42.05255591970582 | -75.86143637357723 | PQ | 2771.281 | False | -1 | AD | 8100203
node_8100203_200829746 |  | 42.05249259113761 | -75.861447863316 | PQ | 2771.281 | False | -1 | AD | 8100203
node_8100203_200829747 |  | 42.05323651350741 | -75.86208323445592 | PQ | 2771.281 | False | -1 | AN | 8100203
node_8100203_200829748 |  | 42.05196385333181 | -75.86120025564112 | PQ | 2771.281 | False | -1 | AN | 8100203
node_8100203_200829749 |  | 42.052767948934395 | -75.86073404997946 | PQ | 2771.281 | False | -1 | AN | 8100203
node_8100203_200829750 |  | 42.053027264370385 | -75.86003198889559 | PQ | 2771.281 | False | -1 | AD | 8100203
node_8100203_200829751 |  | 42.05373540435988 | -75.87249349323892 | PQ | 2771.281 | False | -1 | ABCD | 8100203
node_8100203_200829752 |  | 42.05289586601379 | -75.87255066420063 | PQ | 2771.281 | False | -1 | ABCN | 8100203
node_8100203_200829753 |  | 42.05327125232626 | -75.8592443749125 | PQ | 2771.281 | False | -1 | AD | 8100203
node_8100203_200829754 |  | 42.05344329753863 | -75.8586412891776 | PQ | 2771.281 | False | -1 | AD | 8100203
node_8100203_200829755 |  | 42.05202872122165 | -75.87261308924488 | PQ | 2771.281 | False | -1 | ABCD | 8100203
node_8100203_200829756 |  | 42.051664953774555 | -75.87252603735328 | PQ | 2771.281 | False | -1 | ABCN | 8100203
node_8100203_200829758 |  | 42.05183067462102 | -75.86965022802747 | PQ | 2771.281 | False | -1 | AD | 8100203
node_8100203_200829759 |  | 42.0525697462104 | -75.86972061979786 | PQ | 2771.281 | False | -1 | AD | 8100203
node_8100203_200829760 |  | 42.053306829281084 | -75.8697910153728 | PQ | 2771.281 | False | -1 | AN | 8100203
node_8100203_200829761 |  | 42.051858357759244 | -75.86886431087336 | PQ | 2771.281 | False | -1 | AN | 8100203
node_8100203_200829762 |  | 42.05189899091999 | -75.86807651046738 | PQ | 2771.281 | False | -1 | AD | 8100203
node_8100203_200829763 |  | 42.05193376534592 | -75.86728576153573 | PQ | 2771.281 | False | -1 | AN | 8100203
node_8100203_200829809 |  | 42.051221021086576 | -75.8767297332888 | PQ | 2771.281 | False | -1 | ABCD | 8100203
node_8100203_200829811 |  | 42.05129545632596 | -75.87573386208383 | PQ | 2771.281 | False | -1 | ABCN | 8100203
node_8100203_200829812 |  | 42.051369179423666 | -75.87471455485543 | PQ | 2771.281 | False | -1 | ABCN | 8100203
node_8100203_200829813 |  | 42.05142747643702 | -75.87370863203132 | PQ | 2771.281 | False | -1 | ABCN | 8100203
node_8100203_200829815 |  | 42.051480383085675 | -75.87295379043557 | PQ | 2771.281 | False | -1 | ABCD | 8100203
node_8100203_200829816 |  | 42.05152736252437 | -75.87219169736893 | PQ | 2771.281 | False | -1 | ABCD | 8100203
node_8100203_200829817 |  | 42.05157413379857 | -75.87142829553736 | PQ | 2771.281 | False | -1 | AD | 8100203
node_8100203_200829818 |  | 42.051641737955855 | -75.87030634917905 | PQ | 2771.281 | False | -1 | AD | 8100203
node_8100203_200829863 |  | 42.079875375393954 | -75.85901322952228 | PQ | 2771.281 | False | -1 | AD | 8100203
node_8100203_200829864 |  | 42.07988006731201 | -75.85807747400015 | PQ | 2771.281 | False | -1 | AN | 8100203
node_8100203_200829867 |  | 42.07990359811646 | -75.85732019368832 | PQ | 2771.281 | False | -1 | AD | 8100203
node_8100203_200829869 |  | 42.07993358749811 | -75.8565356804129 | PQ | 2771.281 | False | -1 | AN | 8100203
node_8100203_200829880 |  | 42.055502551065565 | -75.8632954056999 | PQ | 2771.281 | False | -1 | AN | 8100203
node_8100203_200829881 |  | 42.05553004521235 | -75.86220455011814 | PQ | 2771.281 | False | -1 | AD | 8100203
node_8100203_200829882 |  | 42.05554274324627 | -75.86113462336185 | PQ | 2771.281 | False | -1 | AD | 8100203
node_8100203_200829883 |  | 42.05557172741256 | -75.85990530501435 | PQ | 2771.281 | False | -1 | AD | 8100203
node_8100203_200829884 |  | 42.05129774887436 | -75.85696022626017 | PQ | 2771.281 | False | -1 | AN | 8100203
node_8100203_200829885 |  | 42.057692392203194 | -75.8615811100447 | PQ | 2771.281 | False | -1 | AN | 8100203
node_8100203_200829886 |  | 42.05826255200358 | -75.8619842324751 | PQ | 2771.281 | False | -1 | AN | 8100203
node_8100203_200829887 |  | 42.0587619714843 | -75.86232504780227 | PQ | 2771.281 | False | -1 | AN | 8100203
node_8100203_200829889 |  | 42.05890252086145 | -75.86213737319187 | PQ | 2771.281 | False | -1 | AD | 8100203
node_8100203_200829890 |  | 42.059498465668604 | -75.86133731452817 | PQ | 2771.281 | False | -1 | AD | 8100203
node_8100203_200829891 |  | 42.05946309687827 | -75.86050398888575 | PQ | 2771.281 | False | -1 | AN | 8100203
node_8100203_200829892 |  | 42.059507575604066 | -75.86278722825082 | PQ | 2771.281 | False | -1 | AN | 8100203
node_8100203_200829893 |  | 42.05996457061382 | -75.86382701156333 | PQ | 2771.281 | False | -1 | AN | 8100203
node_8100203_200829894 |  | 42.060107672745 | -75.86540700282514 | PQ | 2771.281 | False | -1 | AD | 8100203
node_8100203_200829895 |  | 42.06021927630195 | -75.86629829458008 | PQ | 2771.281 | False | -1 | AN | 8100203
node_8100203_200829896 |  | 42.0518749314873 | -75.85731074699251 | PQ | 2771.281 | False | -1 | AD | 8100203
node_8100203_200829898 |  | 42.05262375120064 | -75.85782484432025 | PQ | 2771.281 | False | -1 | AD | 8100203
node_8100203_200829899 |  | 42.053120533018145 | -75.85812156111696 | PQ | 2771.281 | False | -1 | AN | 8100203
node_8100203_200829900 |  | 42.054465453662 | -75.85906455289178 | PQ | 2771.281 | False | -1 | AD | 8100203
node_8100203_200829901 |  | 42.05523974339635 | -75.85972420086051 | PQ | 2771.281 | False | -1 | AN | 8100203
node_8100203_200829902 |  | 42.05609003508177 | -75.86063331312418 | PQ | 2771.281 | False | -1 | AD | 8100203
node_8100203_200829903 |  | 42.056704687303 | -75.86108420547507 | PQ | 2771.281 | False | -1 | AD | 8100203
node_8100203_200829904 |  | 42.05731736196156 | -75.86150289231648 | PQ | 2771.281 | False | -1 | AN | 8100203
node_8100203_200829910 |  | 42.04500709740355 | -75.87606637207998 | PQ | 2771.281 | False | -1 | AD | 8100203
node_8100203_200829911 |  | 42.04228995917752 | -75.86888071228522 | PQ | 2771.281 | False | -1 | AN | 8100203
node_8100203_200829912 |  | 42.04158484031215 | -75.86822044417495 | PQ | 2771.281 | False | -1 | AD | 8100203
node_8100203_200829913 |  | 42.04082685588321 | -75.86749956198588 | PQ | 2771.281 | False | -1 | AN | 8100203
node_8100203_200829914 |  | 42.040070827104884 | -75.8668047523729 | PQ | 2771.281 | False | -1 | AN | 8100203
node_8100203_200829915 |  | 42.03971286635147 | -75.86550946314124 | PQ | 2771.281 | False | -1 | AD | 8100203
node_8100203_200829916 |  | 42.039292656198384 | -75.86476670479394 | PQ | 2771.281 | False | -1 | AD | 8100203
node_8100203_200829917 |  | 42.03889023589222 | -75.86359666512844 | PQ | 2771.281 | False | -1 | AD | 8100203
node_8100203_200829918 |  | 42.03817270111058 | -75.86258238751417 | PQ | 2771.281 | False | -1 | AN | 8100203
node_8100203_200829921 |  | 42.036914250900466 | -75.86057981735705 | PQ | 2771.281 | False | -1 | AD | 8100203
node_8100203_200829922 |  | 42.04498635490768 | -75.87595199972016 | PQ | 2771.281 | False | -1 | AD | 8100203
node_8100203_200829923 |  | 42.036234771874504 | -75.85949719101532 | PQ | 2771.281 | False | -1 | AN | 8100203
node_8100203_200829925 |  | 42.034966400983016 | -75.85854386988927 | PQ | 2771.281 | False | -1 | AD | 8100203
node_8100203_200829927 |  | 42.04485673964428 | -75.87483803530618 | PQ | 2771.281 | False | -1 | AD | 8100203
node_8100203_200829928 |  | 42.04474083036918 | -75.87374155279606 | PQ | 2771.281 | False | -1 | AN | 8100203
node_8100203_200829930 |  | 42.04462028395615 | -75.87258854229306 | PQ | 2771.281 | False | -1 | AD | 8100203
node_8100203_200829931 |  | 42.044519085884716 | -75.871458853677 | PQ | 2771.281 | False | -1 | AD | 8100203
node_8100203_200829932 |  | 42.04439296559355 | -75.8702978802524 | PQ | 2771.281 | False | -1 | AN | 8100203
node_8100203_200829933 |  | 42.043668125881716 | -75.86974488901758 | PQ | 2771.281 | False | -1 | AD | 8100203
node_8100203_200829934 |  | 42.04299239929459 | -75.86932964148869 | PQ | 2771.281 | False | -1 | AN | 8100203
node_8100203_200830196 |  | 42.05651553425633 | -75.85964527929069 | PQ | 2771.281 | False | -1 | AN | 8100203
node_8100203_200830197 |  | 42.05689565083294 | -75.85861245449877 | PQ | 2771.281 | False | -1 | AN | 8100203
node_8100203_200830199 |  | 42.056843656273436 | -75.85783072995795 | PQ | 2771.281 | False | -1 | AN | 8100203
node_8100203_200830200 |  | 42.056861153046654 | -75.85677927428831 | PQ | 2771.281 | False | -1 | AD | 8100203
node_8100203_200830201 |  | 42.05684442045624 | -75.8558968357195 | PQ | 2771.281 | False | -1 | AD | 8100203
node_8100203_200830202 |  | 42.056859128920884 | -75.85500091382814 | PQ | 2771.281 | False | -1 | AN | 8100203
node_8100203_200830203 |  | 42.05685702810294 | -75.85427814458264 | PQ | 2771.281 | False | -1 | AN | 8100203
node_8100203_200830204 |  | 42.056860980489255 | -75.85311432155063 | PQ | 2771.281 | False | -1 | AD | 8100203
node_8100203_200830205 |  | 42.05684121855769 | -75.85192774731405 | PQ | 2771.281 | False | -1 | AN | 8100203
node_8100203_200830206 |  | 42.05756041043822 | -75.85592946353395 | PQ | 2771.281 | False | -1 | AN | 8100203
node_8100203_200830207 |  | 42.058298791797974 | -75.85571205637109 | PQ | 2771.281 | False | -1 | AD | 8100203
node_8100203_200830208 |  | 42.05860546465554 | -75.85595173536532 | PQ | 2771.281 | False | -1 | AN | 8100203
node_8100203_200830209 |  | 42.05913133472158 | -75.85569301460205 | PQ | 2771.281 | False | -1 | AN | 8100203
node_8100203_200830211 |  | 42.05996885168091 | -75.85617040563854 | PQ | 2771.281 | False | -1 | AN | 8100203
node_8100203_200830212 |  | 42.06039832789283 | -75.85693338896971 | PQ | 2771.281 | False | -1 | AN | 8100203
node_8100203_200830213 |  | 42.06051378797087 | -75.85655541460991 | PQ | 2771.281 | False | -1 | AD | 8100203
node_8100203_200830214 |  | 42.06101906618638 | -75.85641537295623 | PQ | 2771.281 | False | -1 | AN | 8100203
node_8100203_200830215 |  | 42.060924745760154 | -75.85730371999003 | PQ | 2771.281 | False | -1 | AN | 8100203
node_8100203_200830216 |  | 42.05746858798587 | -75.85173501265314 | PQ | 2771.281 | False | -1 | AD | 8100203
node_8100203_200830217 |  | 42.0581160480264 | -75.85171943682847 | PQ | 2771.281 | False | -1 | AN | 8100203
node_8100203_200830219 |  | 42.05868823743057 | -75.85172701168605 | PQ | 2771.281 | False | -1 | AN | 8100203
node_8100203_200830220 |  | 42.05852028703285 | -75.85257447883806 | PQ | 2771.281 | False | -1 | AN | 8100203
node_8100203_200830221 |  | 42.059277934563994 | -75.85174017162193 | PQ | 2771.281 | False | -1 | AN | 8100203
node_8100203_200830223 |  | 42.05984621814496 | -75.85186627340713 | PQ | 2771.281 | False | -1 | AN | 8100203
node_8100203_200914877 |  | 42.05566086016057 | -75.89522724253632 | PQ | 2771.281 | False | -1 | AN | 8100203
node_8100203_200914884 |  | 42.044645855320404 | -75.87786107688378 | PQ | 2771.281 | False | -1 | AD | 8100203
node_8100203_200917166 |  | 42.088707192143175 | -75.88152528012526 | PQ | 2771.281 | False | -1 | ABCD | 8100203
node_8100203_200946802 |  | 42.069244751763456 | -75.85398197564102 | PQ | 2771.281 | False | -1 | AD | 8100203
node_8100203_200950778 |  | 42.08491536365 | -75.87311807848168 | PQ | 2771.281 | False | -1 | AD | 8100203
node_8100203_200952121 |  | 42.05018405515531 | -75.8779574689438 | PQ | 2771.281 | False | -1 | AN | 8100203
node_8100203_200954306 |  | 42.08858593084946 | -75.88129694249237 | PQ | 2771.281 | False | -1 | ABCD | 8100203
node_8100203_200960621 |  | 42.03345703860871 | -75.87917306808667 | PQ | 2771.281 | False | -1 | AN | 8100203
node_8100203_200961773 |  | 42.08512270643853 | -75.87425975523244 | PQ | 2771.281 | False | -1 | AD | 8100203
node_8100203_200966635 |  | 42.035604255327904 | -75.85848811802444 | PQ | 2771.281 | False | -1 | AD | 8100203
node_8100203_200966636 |  | 42.03764927971632 | -75.86174560734102 | PQ | 2771.281 | False | -1 | AN | 8100203
node_8100203_200972776 |  | 42.036914138601205 | -75.88392763992762 | PQ | 2771.281 | False | -1 | AN | 8100203
node_8100203_200975924 |  | 42.08167700892991 | -75.8787980993208 | PQ | 2771.281 | False | -1 | ABCN | 8100203
node_8100203_200977869 |  | 42.04190492334532 | -75.89140902353174 | PQ | 2771.281 | False | -1 | AN | 8100203
node_8100203_200978578 |  | 42.04142409624041 | -75.87737973672516 | PQ | 2771.281 | False | -1 | ABCD | 8100203
node_8100203_200987029 |  | 42.07235817492119 | -75.8558732246868 | PQ | 2771.281 | False | -1 | AN | 8100203
node_8100203_201036177 |  | 42.05550868096201 | -75.87869030502664 | PQ | 2771.281 | False | -1 | AN | 8100203
node_8100203_201037209 |  | 42.03491360663362 | -75.85814434275792 | PQ | 2771.281 | False | -1 | AN | 8100203
node_8100203_201044320 |  | 42.07717194315622 | -75.86914606437784 | PQ | 2771.281 | False | -1 | AD | 8100203
node_8100203_201049758 |  | 42.0603834633048 | -75.86058666935025 | PQ | 2771.281 | False | -1 | AN | 8100203
node_8100203_201049836 |  | 42.04462004566259 | -75.87940220087036 | PQ | 2771.281 | False | -1 | AN | 8100203
node_8100203_201052321 |  | 42.073979335321916 | -75.8618175361493 | PQ | 2771.281 | False | -1 | AN | 8100203
node_8100203_201058696 |  | 42.063560291722936 | -75.86837936019751 | PQ | 2771.281 | False | -1 | AN | 8100203
node_8100203_201059059 |  | 42.04632628234277 | -75.87630052306413 | PQ | 2771.281 | False | -1 | ABCN | 8100203
node_8100203_201060587 |  | 42.028343858622215 | -75.89420730375275 | PQ | 2771.281 | False | -1 | ABCN | 8100203
node_8100203_201062895 |  | 42.076661178710786 | -75.8694821202139 | PQ | 2771.281 | False | -1 | AD | 8100203
node_8100203_201062942 |  | 42.07704678973434 | -75.86933396345665 | PQ | 2771.281 | False | -1 | AD | 8100203
node_8100203_201067578 |  | 42.0567414858547 | -75.87254065443153 | PQ | 2771.281 | False | -1 | ABCN | 8100203
node_8100203_201067579 |  | 42.056181287820785 | -75.87249854187579 | PQ | 2771.281 | False | -1 | ABCD | 8100203
node_8100203_310026667 |  | 42.07109494514482 | -75.8539617088071 | PQ | 2771.281 | False | -1 | AD | 8100203
node_8100203_310026668 |  | 42.070830767972375 | -75.85313298286475 | PQ | 2771.281 | False | -1 | AN | 8100203
node_8100203_310057635 |  | 42.05799574538494 | -75.85571300750841 | PQ | 2771.281 | False | -1 | AN | 8100203
node_8100203_311884334 |  | 42.07920709068737 | -75.87980073501434 | PQ | 2771.281 | False | -1 | AN | 8100203
node_220388888 |  | 42.05152568077441 | -75.87221898359623 | PQ | 2771.281 | False | -1 | ABCD | 8100203
node_SOURCE_8100203 |  | 42.088806965931255 | -75.88179036589943 | SWING | 2771.281 | False | -1 | ABCN | 8100203
node_intto1_8100203_200818264 |  | 42.088313969420675 | -75.88072773626862 | PQ | 2771.281 | False | -1 | ABCD | 8100203
node_intto1_8100203_200818274 |  | 42.08220842000599 | -75.87829627546897 | PQ | 2771.281 | False | -1 | AN | 8100203
node_intto1_8100203_200818306 |  | 42.064346000375195 | -75.87311877090964 | PQ | 2771.281 | False | -1 | ABCD | 8100203
node_intto1_8100203_200818312 |  | 42.08655151463304 | -75.88071410456863 | PQ | 2771.281 | False | -1 | ABCD | 8100203
node_intto1_8100203_200818315 |  | 42.08563595790184 | -75.88171087364721 | PQ | 2771.281 | False | -1 | ABCD | 8100203
node_intto1_8100203_200818316 |  | 42.084913657248975 | -75.88210803054437 | PQ | 2771.281 | False | -1 | ABCD | 8100203
node_intto1_8100203_200818405 |  | 42.08445408209515 | -75.87358671144577 | PQ | 2771.281 | False | -1 | AD | 8100203
node_intto1_8100203_200818444 |  | 42.065873697658695 | -75.87442596077139 | PQ | 2771.281 | False | -1 | AD | 8100203
node_intto1_8100203_200818472 |  | 42.06733373052678 | -75.85947640295818 | PQ | 2771.281 | False | -1 | AD | 8100203
node_intto1_8100203_200818478 |  | 42.077364892465845 | -75.85989105317283 | PQ | 2771.281 | False | -1 | AD | 8100203
node_intto1_8100203_200818484 |  | 42.07608006014557 | -75.86272404990582 | PQ | 2771.281 | False | -1 | AD | 8100203
node_intto1_8100203_200818493 |  | 42.064647682763 | -75.86482231969501 | PQ | 2771.281 | False | -1 | AD | 8100203
node_intto1_8100203_200818500 |  | 42.067250486642635 | -75.86220945037759 | PQ | 2771.281 | False | -1 | AD | 8100203
node_intto1_8100203_200818505 |  | 42.035344049714816 | -75.88253385091565 | PQ | 2771.281 | False | -1 | AN | 8100203
node_intto1_8100203_200818541 |  | 42.0285983314948 | -75.89277723075449 | PQ | 2771.281 | False | -1 | ABCD | 8100203
node_intto1_8100203_200819957 |  | 42.06066049737354 | -75.88090491793217 | PQ | 2771.281 | False | -1 | AD | 8100203
node_intto1_8100203_200820152 |  | 42.06475429311119 | -75.88981855454126 | PQ | 2771.281 | False | -1 | AN | 8100203
node_intto1_8100203_200820153 |  | 42.06366311950321 | -75.88063067080337 | PQ | 2771.281 | False | -1 | AD | 8100203
node_intto1_8100203_200820255 |  | 42.078117483791075 | -75.85994168030982 | PQ | 2771.281 | False | -1 | AD | 8100203
node_intto1_8100203_200820335 |  | 42.064809462179184 | -75.87200710444344 | PQ | 2771.281 | False | -1 | AD | 8100203
node_intto1_8100203_200820496 |  | 42.06637359098753 | -75.86909313548855 | PQ | 2771.281 | False | -1 | AN | 8100203
node_intto1_8100203_200820497 |  | 42.06611895925258 | -75.86392908761995 | PQ | 2771.281 | False | -1 | AD | 8100203
node_intto1_8100203_200820515 |  | 42.03300469717092 | -75.8887136487591 | PQ | 2771.281 | False | -1 | AD | 8100203
node_intto1_8100203_200829136 |  | 42.05172062408073 | -75.87694258260164 | PQ | 2771.281 | False | -1 | AD | 8100203
node_intto1_8100203_200829145 |  | 42.048192783768556 | -75.87637812445537 | PQ | 2771.281 | False | -1 | AD | 8100203
node_intto1_8100203_200829154 |  | 42.04528232372803 | -75.87625746317562 | PQ | 2771.281 | False | -1 | ABCD | 8100203
node_intto1_8100203_200829666 |  | 42.05021322283504 | -75.8770262560535 | PQ | 2771.281 | False | -1 | AD | 8100203
node_intto1_8100203_200829746 |  | 42.05249259113761 | -75.861447863316 | PQ | 2771.281 | False | -1 | AD | 8100203
node_intto1_8100203_200829756 |  | 42.051664953774555 | -75.87252603735328 | PQ | 2771.281 | False | -1 | ABCD | 8100203
node_intto1_8100203_200829763 |  | 42.05193376534592 | -75.86728576153573 | PQ | 2771.281 | False | -1 | AD | 8100203
node_intto1_8100203_200829900 |  | 42.054465453662 | -75.85906455289178 | PQ | 2771.281 | False | -1 | AD | 8100203
node_intto1_8100203_200829903 |  | 42.056704687303 | -75.86108420547507 | PQ | 2771.281 | False | -1 | AD | 8100203
node_intto1_8100203_200829927 |  | 42.04485673964428 | -75.87483803530618 | PQ | 2771.281 | False | -1 | AD | 8100203
node_intto1_8100203_200830206 |  | 42.05756041043822 | -75.85592946353395 | PQ | 2771.281 | False | -1 | AD | 8100203
node_intto1_8100203_200830217 |  | 42.0581160480264 | -75.85171943682847 | PQ | 2771.281 | False | -1 | AD | 8100203
node_intto1_8100203_200914877 |  | 42.05566086016057 | -75.89522724253632 | PQ | 2771.281 | False | -1 | AD | 8100203
node_intto1_8100203_200914884 |  | 42.044645855320404 | -75.87786107688378 | PQ | 2771.281 | False | -1 | AD | 8100203
node_intto1_8100203_200950778 |  | 42.08491536365 | -75.87311807848168 | PQ | 2771.281 | False | -1 | AD | 8100203
node_intto1_8100203_200977869 |  | 42.04190492334532 | -75.89140902353174 | PQ | 2771.281 | False | -1 | AN | 8100203
node_intto1_8100203_201060587 |  | 42.028343858622215 | -75.89420730375275 | PQ | 2771.281 | False | -1 | ABCN | 8100203
node_intto1_220388888 |  | 42.05152568077441 | -75.87221898359623 | PQ | 2771.281 | False | -1 | ABCD | 8100203

## Capacitor
Name | GroupId | NominalVoltage | RemoteSense | RemoteSenseB | ParticipatingPhases | PhasesConnected | SwitchA | SwitchB | SwitchC | Control | ControlLevel | VoltageSetHigh | VoltageSetLow | ReactivePowerSetHigh | ReactivePowerSetLow | CapacitorA | CapacitorB | CapacitorC | TimeDelay | DwellTime | LockoutTime | CurrentSetHigh | CurrentSetLow | Status | ParentNode | Phases | Feeder | Comments
cap_220368919 |  | 0 |  |  |  |  | CLOSED | OPEN | OPEN | MANUAL | BANK | 0 | 0 | 0 | 0 | 100000 | 0 | 0 | 0 | 0 | 0 | 0 | 0 | OPEN | node_1401343_362_15278640_557 | AN | 8100203
cap_220369003 |  | 0 |  |  |  |  | CLOSED | OPEN | OPEN | MANUAL | BANK | 0 | 0 | 0 | 0 | 100000 | 0 | 0 | 0 | 0 | 0 | 0 | 0 | OPEN | node_1406688_148_15275724_262 | AN | 8100203
cap_220369004 |  | 0 |  |  |  |  | CLOSED | CLOSED | CLOSED | MANUAL | BANK | 0 | 0 | 0 | 0 | 50000 | 50000 | 50000 | 0 | 0 | 0 | 0 | 0 | OPEN | node_1403313_274_15275167_951 | ABCN | 8100203

## EVChargingStation
Name | GroupId | ServiceCharge | ServiceDischarge | ChargeEfficiency | DischargeEfficiency | CommitmentStatus | ConstructionTime | CalendarLife | YearOfInstallation | DepthOfDischarge | ReactivePower | ReactivePowerA | ReactivePowerB | ReactivePowerC | ActivePower | ActivePowerA | ActivePowerB | ActivePowerC | Energy | MaxEnergy | PowerCharge | PowerDischarge | RampUpLimit | RampDownLimit | CapitalCost | FixedOperatingCost | VariableOperatingCost | MaxReactivePower | MaxActivePower | OutputSchedule | PlanningStatus | UnitType | UnitSubtype | ParentNode | Phases | Feeder | Comments
evchargingstation_load_220333812 |  | 0 | 0 | 0.92 | 0 | False | 0 | 0 | 0 | 0 | 0 | 0 | 0 | 0 | 0 | 0 | 0 | 0 | 0 | 0.0058738438852125405 | 0 | 0 | 0 | 0 | 0 | 0 | 0.001 | 0.00041704119772824057 | 0.0009789739808687568 | OPTIMIZED | INSTALLED |  |  | node_1402957_127_15283617_416 | AN | 8100203
evchargingstation_load_220333813 |  | 0 | 0 | 0.92 | 0 | False | 0 | 0 | 0 | 0 | 0 | 0 | 0 | 0 | 0 | 0 | 0 | 0 | 0 | 0.02980431897311548 | 0 | 0 | 0 | 0 | 0 | 0 | 0.001 | 0.0021160978194996265 | 0.004967386495519247 | OPTIMIZED | INSTALLED |  |  | node_1403381_823_15282882_294 | AN | 8100203
evchargingstation_load_220333814 |  | 0 | 0 | 0.92 | 0 | False | 0 | 0 | 0 | 0 | 0 | 0 | 0 | 0 | 0 | 0 | 0 | 0 | 0 | 0.018568513022752496 | 0 | 0 | 0 | 0 | 0 | 0 | 0.001 | 0.0013183590332675537 | 0.0030947521704587496 | OPTIMIZED | INSTALLED |  |  | node_1403370_179_15282476_992 | AN | 8100203
evchargingstation_load_220333815 |  | 0 | 0 | 0.92 | 0 | False | 0 | 0 | 0 | 0 | 0 | 0 | 0 | 0 | 0 | 0 | 0 | 0 | 0 | 0.014678211190280573 | 0 | 0 | 0 | 0 | 0 | 0 | 0.001 | 0.0010421487288280868 | 0.002446368531713429 | OPTIMIZED | INSTALLED |  |  | node_1403262_303_15281920_944 | AN | 8100203
evchargingstation_load_220333816 |  | 0 | 0 | 0.92 | 0 | False | 0 | 0 | 0 | 0 | 0 | 0 | 0 | 0 | 0 | 0 | 0 | 0 | 0 | 0.01757034347363141 | 0 | 0 | 0 | 0 | 0 | 0 | 0.001 | 0.0012474891730166998 | 0.0029283905789385684 | OPTIMIZED | INSTALLED |  |  | node_1403224_65_15280039_863 | AN | 8100203
evchargingstation_load_220333817 |  | 0 | 0 | 0.92 | 0 | False | 0 | 0 | 0 | 0 | 0 | 0 | 0 | 0 | 0 | 0 | 0 | 0 | 0 | 0.04617174016960097 | 0 | 0 | 0 | 0 | 0 | 0 | 0.001 | 0.0032781797478212897 | 0.007695290028266828 | OPTIMIZED | INSTALLED |  |  | node_1401243_64_15287988_365 | AN | 8100203
evchargingstation_load_220333827 |  | 0 | 0 | 0.92 | 0 | False | 0 | 0 | 0 | 0 | 0 | 0 | 0 | 0 | 0 | 0 | 0 | 0 | 0 | 0.013935982551190537 | 0 | 0 | 0 | 0 | 0 | 0 | 0.001 | 0.0009894506731894374 | 0.002322663758531756 | OPTIMIZED | INSTALLED |  |  | node_1403472_424_15281743_396 | AN | 8100203
evchargingstation_load_220333828 |  | 0 | 0 | 0.92 | 0 | False | 0 | 0 | 0 | 0 | 0 | 0 | 0 | 0 | 0 | 0 | 0 | 0 | 0 | 0.07584808868770093 | 0 | 0 | 0 | 0 | 0 | 0 | 0.001 | 0.005385191665014814 | 0.012641348114616821 | OPTIMIZED | INSTALLED |  |  | node_1403609_811_15281805_053 | AN | 8100203
evchargingstation_load_220333829 |  | 0 | 0 | 0.92 | 0 | False | 0 | 0 | 0 | 0 | 0 | 0 | 0 | 0 | 0 | 0 | 0 | 0 | 0 | 0.0002815350010341523 | 0 | 0 | 0 | 0 | 0 | 0 | 0.001 | 1.9988866582262755E-05 | 4.692250017235871E-05 | OPTIMIZED | INSTALLED |  |  | node_1403514_163_15281409_729 | AN | 8100203
evchargingstation_load_220333846 |  | 0 | 0 | 0.92 | 0 | False | 0 | 0 | 0 | 0 | 0 | 0 | 0 | 0 | 0 | 0 | 0 | 0 | 0 | 0.02623394327818237 | 0 | 0 | 0 | 0 | 0 | 0 | 0.001 | 0.001862602270825415 | 0.004372323879697062 | OPTIMIZED | INSTALLED |  |  | node_1404123_538_15285148_185 | AN | 8100203
evchargingstation_load_220333847 |  | 0 | 0 | 0.92 | 0 | False | 0 | 0 | 0 | 0 | 0 | 0 | 0 | 0 | 0 | 0 | 0 | 0 | 0 | 0.00856122344053854 | 0 | 0 | 0 | 0 | 0 | 0 | 0.001 | 0.0006078442574726711 | 0.0014268705734230898 | OPTIMIZED | INSTALLED |  |  | node_1404124_305_15284797_92 | AN | 8100203
evchargingstation_load_220333848 |  | 0 | 0 | 0.92 | 0 | False | 0 | 0 | 0 | 0 | 0 | 0 | 0 | 0 | 0 | 0 | 0 | 0 | 0 | 0.052250336782838344 | 0 | 0 | 0 | 0 | 0 | 0 | 0.001 | 0.003709758329993713 | 0.008708389463806391 | OPTIMIZED | INSTALLED |  |  | node_1404520_242_15284371_578 | AN | 8100203
evchargingstation_load_220333849 |  | 0 | 0 | 0.92 | 0 | False | 0 | 0 | 0 | 0 | 0 | 0 | 0 | 0 | 0 | 0 | 0 | 0 | 0 | 0.016559376879008773 | 0 | 0 | 0 | 0 | 0 | 0 | 0.001 | 0.0011757107817808167 | 0.002759896146501462 | OPTIMIZED | INSTALLED |  |  | node_1404928_153_15284420_065 | AN | 8100203
evchargingstation_load_220333850 |  | 0 | 0 | 0.92 | 0 | False | 0 | 0 | 0 | 0 | 0 | 0 | 0 | 0 | 0 | 0 | 0 | 0 | 0 | 0.005259585701138026 | 0 | 0 | 0 | 0 | 0 | 0 | 0.001 | 0.00037342904439569317 | 0.0008765976168563376 | OPTIMIZED | INSTALLED |  |  | node_1405322_575_15284507_448 | AN | 8100203
evchargingstation_load_220333851 |  | 0 | 0 | 0.92 | 0 | False | 0 | 0 | 0 | 0 | 0 | 0 | 0 | 0 | 0 | 0 | 0 | 0 | 0 | 0.030456968293694653 | 0 | 0 | 0 | 0 | 0 | 0 | 0.001 | 0.002162435565787261 | 0.005076161382282442 | OPTIMIZED | INSTALLED |  |  | node_1405469_048_15284395_846 | AN | 8100203
evchargingstation_load_220333852 |  | 0 | 0 | 0.92 | 0 | False | 0 | 0 | 0 | 0 | 0 | 0 | 0 | 0 | 0 | 0 | 0 | 0 | 0 | 0.012899421865564795 | 0 | 0 | 0 | 0 | 0 | 0 | 0.001 | 0.0009158552199834958 | 0.002149903644260799 | OPTIMIZED | INSTALLED |  |  | node_1403356_759_15286967_204 | AN | 8100203
evchargingstation_load_220333854 |  | 0 | 0 | 0.92 | 0 | False | 0 | 0 | 0 | 0 | 0 | 0 | 0 | 0 | 0 | 0 | 0 | 0 | 0 | 0.03459041399069607 | 0 | 0 | 0 | 0 | 0 | 0 | 0.001 | 0.0024559091438539037 | 0.005765068998449345 | OPTIMIZED | INSTALLED |  |  | node_1403520_306_15287320_034 | AN | 8100203
evchargingstation_load_220333855 |  | 0 | 0 | 0.92 | 0 | False | 0 | 0 | 0 | 0 | 0 | 0 | 0 | 0 | 0 | 0 | 0 | 0 | 0 | 0.019861014618409285 | 0 | 0 | 0 | 0 | 0 | 0 | 0.001 | 0.0014101259948577948 | 0.003310169103068214 | OPTIMIZED | INSTALLED |  |  | node_1403721_618_15287102_56 | AN | 8100203
evchargingstation_load_220333856 |  | 0 | 0 | 0.92 | 0 | False | 0 | 0 | 0 | 0 | 0 | 0 | 0 | 0 | 0 | 0 | 0 | 0 | 0 | 0.018734874614272673 | 0 | 0 | 0 | 0 | 0 | 0 | 0.001 | 0.0013301705285287437 | 0.003122479102378779 | OPTIMIZED | INSTALLED |  |  | node_1404054_39_15286668_003 | AN | 8100203
evchargingstation_load_220333857 |  | 0 | 0 | 0.92 | 0 | False | 0 | 0 | 0 | 0 | 0 | 0 | 0 | 0 | 0 | 0 | 0 | 0 | 0 | 0.014217517552224689 | 0 | 0 | 0 | 0 | 0 | 0 | 0.001 | 0.0010094395397717 | 0.002369586258704115 | OPTIMIZED | INSTALLED |  |  | node_1404069_73_15286321_689 | AN | 8100203
evchargingstation_load_220333858 |  | 0 | 0 | 0.92 | 0 | False | 0 | 0 | 0 | 0 | 0 | 0 | 0 | 0 | 0 | 0 | 0 | 0 | 0 | 0.009623378217167385 | 0 | 0 | 0 | 0 | 0 | 0 | 0.001 | 0.0006832570688765763 | 0.0016038963695278975 | OPTIMIZED | INSTALLED |  |  | node_1404216_989_15286007_565 | AN | 8100203
evchargingstation_load_220333860 |  | 0 | 0 | 0.92 | 0 | False | 0 | 0 | 0 | 0 | 0 | 0 | 0 | 0 | 0 | 0 | 0 | 0 | 0 | 0.0476945885842857 | 0 | 0 | 0 | 0 | 0 | 0 | 0.001 | 0.0033863017482815816 | 0.00794909809738095 | OPTIMIZED | INSTALLED |  |  | node_1401577_297_15285788_93 | AN | 8100203
evchargingstation_load_220333861 |  | 0 | 0 | 0.92 | 0 | False | 0 | 0 | 0 | 0 | 0 | 0 | 0 | 0 | 0 | 0 | 0 | 0 | 0 | 0.026643448734232043 | 0 | 0 | 0 | 0 | 0 | 0 | 0.001 | 0.0018916770397137798 | 0.004440574789038674 | OPTIMIZED | INSTALLED |  |  | node_1401383_714_15285188_771 | AN | 8100203
evchargingstation_load_220333862 |  | 0 | 0 | 0.92 | 0 | False | 0 | 0 | 0 | 0 | 0 | 0 | 0 | 0 | 0 | 0 | 0 | 0 | 0 | 0.0821442350744647 | 0 | 0 | 0 | 0 | 0 | 0 | 0.001 | 0.005832216162616449 | 0.013690705845744116 | OPTIMIZED | INSTALLED |  |  | node_1401002_77_15285142_301 | AN | 8100203
evchargingstation_load_220333864 |  | 0 | 0 | 0.92 | 0 | False | 0 | 0 | 0 | 0 | 0 | 0 | 0 | 0 | 0 | 0 | 0 | 0 | 0 | 0.036881085135473946 | 0 | 0 | 0 | 0 | 0 | 0 | 0.001 | 0.0026185459656949983 | 0.006146847522578991 | OPTIMIZED | INSTALLED |  |  | node_1402896_756_15280399_278 | AN | 8100203
evchargingstation_load_220333865 |  | 0 | 0 | 0.92 | 0 | False | 0 | 0 | 0 | 0 | 0 | 0 | 0 | 0 | 0 | 0 | 0 | 0 | 0 | 0.017480764155120544 | 0 | 0 | 0 | 0 | 0 | 0 | 0.001 | 0.0012411291598935904 | 0.002913460692520091 | OPTIMIZED | INSTALLED |  |  | node_1402854_239_15280594_642 | AN | 8100203
evchargingstation_load_220333866 |  | 0 | 0 | 0.92 | 0 | False | 0 | 0 | 0 | 0 | 0 | 0 | 0 | 0 | 0 | 0 | 0 | 0 | 0 | 0.009175481624613051 | 0 | 0 | 0 | 0 | 0 | 0 | 0.001 | 0.0006514564108052185 | 0.0015292469374355087 | OPTIMIZED | INSTALLED |  |  | node_1402650_058_15280460_254 | AN | 8100203
evchargingstation_load_220333867 |  | 0 | 0 | 0.92 | 0 | False | 0 | 0 | 0 | 0 | 0 | 0 | 0 | 0 | 0 | 0 | 0 | 0 | 0 | 0.023815301678388967 | 0 | 0 | 0 | 0 | 0 | 0 | 0.001 | 0.0016908792504503128 | 0.0039692169463981615 | OPTIMIZED | INSTALLED |  |  | node_1402307_766_15280150_668 | AN | 8100203
evchargingstation_load_220333868 |  | 0 | 0 | 0.92 | 0 | False | 0 | 0 | 0 | 0 | 0 | 0 | 0 | 0 | 0 | 0 | 0 | 0 | 0 | 0.06425396546329447 | 0 | 0 | 0 | 0 | 0 | 0 | 0.001 | 0.004562012530062398 | 0.010708994243882412 | OPTIMIZED | INSTALLED |  |  | node_1402150_099_15280051_19 | AN | 8100203
evchargingstation_load_220333869 |  | 0 | 0 | 0.92 | 0 | False | 0 | 0 | 0 | 0 | 0 | 0 | 0 | 0 | 0 | 0 | 0 | 0 | 0 | 0.036356406269910296 | 0 | 0 | 0 | 0 | 0 | 0 | 0.001 | 0.0025812941217134657 | 0.006059401044985049 | OPTIMIZED | INSTALLED |  |  | node_1402045_374_15279910_647 | AN | 8100203
evchargingstation_load_220333870 |  | 0 | 0 | 0.92 | 0 | False | 0 | 0 | 0 | 0 | 0 | 0 | 0 | 0 | 0 | 0 | 0 | 0 | 0 | 0.047477038810759306 | 0 | 0 | 0 | 0 | 0 | 0 | 0.001 | 0.0033708555366244648 | 0.007912839801793218 | OPTIMIZED | INSTALLED |  |  | node_1401628_972_15279768_824 | AN | 8100203
evchargingstation_load_220333871 |  | 0 | 0 | 0.92 | 0 | False | 0 | 0 | 0 | 0 | 0 | 0 | 0 | 0 | 0 | 0 | 0 | 0 | 0 | 0.007243127753878644 | 0 | 0 | 0 | 0 | 0 | 0 | 0.001 | 0.0005142599376844668 | 0.001207187958979774 | OPTIMIZED | INSTALLED |  |  | node_1401294_098_15278840_289 | AN | 8100203
evchargingstation_load_220333873 |  | 0 | 0 | 0.92 | 0 | False | 0 | 0 | 0 | 0 | 0 | 0 | 0 | 0 | 0 | 0 | 0 | 0 | 0 | 0.028601396695969554 | 0 | 0 | 0 | 0 | 0 | 0 | 0.001 | 0.0020306905748045897 | 0.004766899449328259 | OPTIMIZED | INSTALLED |  |  | node_1406332_525_15280905_804 | AN | 8100203
evchargingstation_load_220333874 |  | 0 | 0 | 0.92 | 0 | False | 0 | 0 | 0 | 0 | 0 | 0 | 0 | 0 | 0 | 0 | 0 | 0 | 0 | 0.02334181099483153 | 0 | 0 | 0 | 0 | 0 | 0 | 0.001 | 0.0016572615304088966 | 0.0038903018324719218 | OPTIMIZED | INSTALLED |  |  | node_1406492_377_15280872_114 | AN | 8100203
evchargingstation_load_220333875 |  | 0 | 0 | 0.92 | 0 | False | 0 | 0 | 0 | 0 | 0 | 0 | 0 | 0 | 0 | 0 | 0 | 0 | 0 | 0.008497238213030778 | 0 | 0 | 0 | 0 | 0 | 0 | 0.001 | 0.00060330130631962 | 0.001416206368838463 | OPTIMIZED | INSTALLED |  |  | node_1406865_973_15280980_688 | AN | 8100203
evchargingstation_load_220333876 |  | 0 | 0 | 0.92 | 0 | False | 0 | 0 | 0 | 0 | 0 | 0 | 0 | 0 | 0 | 0 | 0 | 0 | 0 | 0.038506309914171095 | 0 | 0 | 0 | 0 | 0 | 0 | 0.001 | 0.0027339365102634285 | 0.006417718319028516 | OPTIMIZED | INSTALLED |  |  | node_1407133_602_15280693_355 | AN | 8100203
evchargingstation_load_220333877 |  | 0 | 0 | 0.92 | 0 | False | 0 | 0 | 0 | 0 | 0 | 0 | 0 | 0 | 0 | 0 | 0 | 0 | 0 | 0.030584938748710176 | 0 | 0 | 0 | 0 | 0 | 0 | 0.001 | 0.0021715214680933636 | 0.005097489791451696 | OPTIMIZED | INSTALLED |  |  | node_1406747_407_15284586_683 | AN | 8100203
evchargingstation_load_220333878 |  | 0 | 0 | 0.92 | 0 | False | 0 | 0 | 0 | 0 | 0 | 0 | 0 | 0 | 0 | 0 | 0 | 0 | 0 | 0.010007289582213957 | 0 | 0 | 0 | 0 | 0 | 0 | 0.001 | 0.0007105144795669776 | 0.0016678815970356594 | OPTIMIZED | INSTALLED |  |  | node_1406640_005_15284570_604 | AN | 8100203
evchargingstation_load_220333879 |  | 0 | 0 | 0.92 | 0 | False | 0 | 0 | 0 | 0 | 0 | 0 | 0 | 0 | 0 | 0 | 0 | 0 | 0 | 0.050241200639094624 | 0 | 0 | 0 | 0 | 0 | 0 | 0.001 | 0.003567110374734881 | 0.008373533439849104 | OPTIMIZED | INSTALLED |  |  | node_1406281_19_15284501_704 | AN | 8100203
evchargingstation_load_220333880 |  | 0 | 0 | 0.92 | 0 | False | 0 | 0 | 0 | 0 | 0 | 0 | 0 | 0 | 0 | 0 | 0 | 0 | 0 | 0.06001814340228064 | 0 | 0 | 0 | 0 | 0 | 0 | 0.001 | 0.004261270407887618 | 0.010003023900380107 | OPTIMIZED | INSTALLED |  |  | node_1405941_001_15284507_865 | AN | 8100203
evchargingstation_load_220333881 |  | 0 | 0 | 0.92 | 0 | False | 0 | 0 | 0 | 0 | 0 | 0 | 0 | 0 | 0 | 0 | 0 | 0 | 0 | 0.018952424387799066 | 0 | 0 | 0 | 0 | 0 | 0 | 0.001 | 0.0013456164439579553 | 0.0031587373979665113 | OPTIMIZED | INSTALLED |  |  | node_1405969_936_15284147_14 | AN | 8100203
evchargingstation_load_220333883 |  | 0 | 0 | 0.92 | 0 | False | 0 | 0 | 0 | 0 | 0 | 0 | 0 | 0 | 0 | 0 | 0 | 0 | 0 | 0.04215346788211352 | 0 | 0 | 0 | 0 | 0 | 0 | 0.001 | 0.0029928835410757207 | 0.007025577980352253 | OPTIMIZED | INSTALLED |  |  | node_1406113_228_15283497_596 | AN | 8100203
evchargingstation_load_220333884 |  | 0 | 0 | 0.92 | 0 | False | 0 | 0 | 0 | 0 | 0 | 0 | 0 | 0 | 0 | 0 | 0 | 0 | 0 | 0.0024442356907965037 | 0 | 0 | 0 | 0 | 0 | 0 | 0.001 | 0.00017354008234516047 | 0.0004073726151327506 | OPTIMIZED | INSTALLED |  |  | node_1406248_959_15283363_491 | AN | 8100203
evchargingstation_load_220333886 |  | 0 | 0 | 0.92 | 0 | False | 0 | 0 | 0 | 0 | 0 | 0 | 0 | 0 | 0 | 0 | 0 | 0 | 0 | 0.012848233683558584 | 0 | 0 | 0 | 0 | 0 | 0 | 0.001 | 0.0009122207998154739 | 0.0021413722805930973 | OPTIMIZED | INSTALLED |  |  | node_1405157_485_15280003_499 | AN | 8100203
evchargingstation_load_220333888 |  | 0 | 0 | 0.92 | 0 | False | 0 | 0 | 0 | 0 | 0 | 0 | 0 | 0 | 0 | 0 | 0 | 0 | 0 | 0.012758654365047719 | 0 | 0 | 0 | 0 | 0 | 0 | 0.001 | 0.0009058607866923643 | 0.0021264423941746197 | OPTIMIZED | INSTALLED |  |  | node_1405622_925_15280082_518 | AN | 8100203
evchargingstation_load_220333889 |  | 0 | 0 | 0.92 | 0 | False | 0 | 0 | 0 | 0 | 0 | 0 | 0 | 0 | 0 | 0 | 0 | 0 | 0 | 0.004504560016546436 | 0 | 0 | 0 | 0 | 0 | 0 | 0.001 | 0.0003198224577720144 | 0.0007507600027577394 | OPTIMIZED | INSTALLED |  |  | node_1405780_235_15280207_905 | AN | 8100203
evchargingstation_load_220333890 |  | 0 | 0 | 0.92 | 0 | False | 0 | 0 | 0 | 0 | 0 | 0 | 0 | 0 | 0 | 0 | 0 | 0 | 0 | 0.018235789839712135 | 0 | 0 | 0 | 0 | 0 | 0 | 0.001 | 0.0012947357465172692 | 0.003039298306618689 | OPTIMIZED | INSTALLED |  |  | node_1406077_664_15280531_853 | AN | 8100203
evchargingstation_load_220333892 |  | 0 | 0 | 0.92 | 0 | False | 0 | 0 | 0 | 0 | 0 | 0 | 0 | 0 | 0 | 0 | 0 | 0 | 0 | 0.0078189948014485 | 0 | 0 | 0 | 0 | 0 | 0 | 0.001 | 0.0005551462018340215 | 0.0013031658002414168 | OPTIMIZED | INSTALLED |  |  | node_1401426_256_15278064_499 | AN | 8100203
evchargingstation_load_220333893 |  | 0 | 0 | 0.92 | 0 | False | 0 | 0 | 0 | 0 | 0 | 0 | 0 | 0 | 0 | 0 | 0 | 0 | 0 | 0.056140638615310275 | 0 | 0 | 0 | 0 | 0 | 0 | 0.001 | 0.00398596863443318 | 0.009356773102551712 | OPTIMIZED | INSTALLED |  |  | node_1401639_489_15273933_055 | AN | 8100203
evchargingstation_load_220333898 |  | 0 | 0 | 0.92 | 0 | False | 0 | 0 | 0 | 0 | 0 | 0 | 0 | 0 | 0 | 0 | 0 | 0 | 0 | 0.051328949506726576 | 0 | 0 | 0 | 0 | 0 | 0 | 0.001 | 0.003644340248108844 | 0.008554824917787763 | OPTIMIZED | INSTALLED |  |  | node_1401347_862_15268542_883 | AN | 8100203
evchargingstation_load_220333899 |  | 0 | 0 | 0.92 | 0 | False | 0 | 0 | 0 | 0 | 0 | 0 | 0 | 0 | 0 | 0 | 0 | 0 | 0 | 0.02307307303929893 | 0 | 0 | 0 | 0 | 0 | 0 | 0.001 | 0.0016381811948116632 | 0.0038455121732164886 | OPTIMIZED | INSTALLED |  |  | node_1399451_54_15268273_712 | AN | 8100203
evchargingstation_load_220333900 |  | 0 | 0 | 0.92 | 0 | False | 0 | 0 | 0 | 0 | 0 | 0 | 0 | 0 | 0 | 0 | 0 | 0 | 0 | 0.007063969116856911 | 0 | 0 | 0 | 0 | 0 | 0 | 0.001 | 0.0005015396152103427 | 0.0011773281861428184 | OPTIMIZED | INSTALLED |  |  | node_1398441_256_15268282_96 | AN | 8100203
evchargingstation_load_220333901 |  | 0 | 0 | 0.92 | 0 | False | 0 | 0 | 0 | 0 | 0 | 0 | 0 | 0 | 0 | 0 | 0 | 0 | 0 | 0.004338198425026255 | 0 | 0 | 0 | 0 | 0 | 0 | 0.001 | 0.0003080106662829195 | 0.0007230330708377093 | OPTIMIZED | INSTALLED |  |  | node_1398163_614_15268034_813 | AN | 8100203
evchargingstation_load_220333905 |  | 0 | 0 | 0.92 | 0 | False | 0 | 0 | 0 | 0 | 0 | 0 | 0 | 0 | 0 | 0 | 0 | 0 | 0 | 0.022919508493280304 | 0 | 0 | 0 | 0 | 0 | 0 | 0.001 | 0.0016272782305355026 | 0.003819918082213384 | OPTIMIZED | INSTALLED |  |  | node_1398047_584_15267316_697 | AN | 8100203
evchargingstation_load_220333906 |  | 0 | 0 | 0.92 | 0 | False | 0 | 0 | 0 | 0 | 0 | 0 | 0 | 0 | 0 | 0 | 0 | 0 | 0 | 0.019323538707344087 | 0 | 0 | 0 | 0 | 0 | 0 | 0.001 | 0.0013719656198912327 | 0.0032205897845573477 | OPTIMIZED | INSTALLED |  |  | node_1401943_243_15271840_498 | AN | 8100203
evchargingstation_load_220333908 |  | 0 | 0 | 0.92 | 0 | False | 0 | 0 | 0 | 0 | 0 | 0 | 0 | 0 | 0 | 0 | 0 | 0 | 0 | 0.015548410284386135 | 0 | 0 | 0 | 0 | 0 | 0 | 0.001 | 0.0011039323905449336 | 0.002591401714064356 | OPTIMIZED | INSTALLED |  |  | node_1398184_025_15266803_89 | AN | 8100203
evchargingstation_load_220333909 |  | 0 | 0 | 0.92 | 0 | False | 0 | 0 | 0 | 0 | 0 | 0 | 0 | 0 | 0 | 0 | 0 | 0 | 0 | 0.010787909357808653 | 0 | 0 | 0 | 0 | 0 | 0 | 0.001 | 0.0007659384243886199 | 0.0017979848929681088 | OPTIMIZED | INSTALLED |  |  | node_1401829_262_15271178_697 | AN | 8100203
evchargingstation_load_220333910 |  | 0 | 0 | 0.92 | 0 | False | 0 | 0 | 0 | 0 | 0 | 0 | 0 | 0 | 0 | 0 | 0 | 0 | 0 | 0.090283156013452 | 0 | 0 | 0 | 0 | 0 | 0 | 0.001 | 0.0064100771202157255 | 0.015047192668908667 | OPTIMIZED | INSTALLED |  |  | node_1401425_596_15270225_506 | AN | 8100203
evchargingstation_load_220333911 |  | 0 | 0 | 0.92 | 0 | False | 0 | 0 | 0 | 0 | 0 | 0 | 0 | 0 | 0 | 0 | 0 | 0 | 0 | 0.06013331681179461 | 0 | 0 | 0 | 0 | 0 | 0 | 0.001 | 0.004269447482980786 | 0.010022219468632436 | OPTIMIZED | INSTALLED |  |  | node_1401836_6_15270167_457 | AN | 8100203
evchargingstation_load_220333948 |  | 0 | 0 | 0.92 | 0 | False | 0 | 0 | 0 | 0 | 0 | 0 | 0 | 0 | 0 | 0 | 0 | 0 | 0 | 0.09930507309204642 | 0 | 0 | 0 | 0 | 0 | 0 | 0.001 | 0.0070506305667447835 | 0.01655084551534107 | OPTIMIZED | INSTALLED |  |  | node_1401476_206_15286689_85 | AN | 8100203
evchargingstation_load_220334429 |  | 0 | 0 | 0.92 | 0 | False | 0 | 0 | 0 | 0 | 0 | 0 | 0 | 0 | 0 | 0 | 0 | 0 | 0 | 0.010775112312307098 | 0 | 0 | 0 | 0 | 0 | 0 | 0.001 | 0.0007650298934035908 | 0.0017958520520511832 | OPTIMIZED | INSTALLED |  |  | node_1398794_522_15277561_986 | AN | 8100203
evchargingstation_load_220334430 |  | 0 | 0 | 0.92 | 0 | False | 0 | 0 | 0 | 0 | 0 | 0 | 0 | 0 | 0 | 0 | 0 | 0 | 0 | 0.050100433138577545 | 0 | 0 | 0 | 0 | 0 | 0 | 0.001 | 0.00355711594144375 | 0.008350072189762924 | OPTIMIZED | INSTALLED |  |  | node_1398742_304_15277369_555 | AN | 8100203
evchargingstation_load_220334431 |  | 0 | 0 | 0.92 | 0 | False | 0 | 0 | 0 | 0 | 0 | 0 | 0 | 0 | 0 | 0 | 0 | 0 | 0 | 0.03548620717580474 | 0 | 0 | 0 | 0 | 0 | 0 | 0.001 | 0.0025195101637687134 | 0.005914367862634122 | OPTIMIZED | INSTALLED |  |  | node_1396967_562_15276485_227 | AN | 8100203
evchargingstation_load_220334432 |  | 0 | 0 | 0.92 | 0 | False | 0 | 0 | 0 | 0 | 0 | 0 | 0 | 0 | 0 | 0 | 0 | 0 | 0 | 0.04400903947983861 | 0 | 0 | 0 | 0 | 0 | 0 | 0.001 | 0.0031246288282862976 | 0.007334839913306436 | OPTIMIZED | INSTALLED |  |  | node_1401218_25_15278553_551 | AN | 8100203
evchargingstation_load_220334433 |  | 0 | 0 | 0.92 | 0 | False | 0 | 0 | 0 | 0 | 0 | 0 | 0 | 0 | 0 | 0 | 0 | 0 | 0 | 0.03162149943433592 | 0 | 0 | 0 | 0 | 0 | 0 | 0.001 | 0.002245116921299305 | 0.005270249905722653 | OPTIMIZED | INSTALLED |  |  | node_1400741_85_15278390_336 | AN | 8100203
evchargingstation_load_220334434 |  | 0 | 0 | 0.92 | 0 | False | 0 | 0 | 0 | 0 | 0 | 0 | 0 | 0 | 0 | 0 | 0 | 0 | 0 | 0.00980253685418912 | 0 | 0 | 0 | 0 | 0 | 0 | 0.001 | 0.0006959770951227952 | 0.001633756142364853 | OPTIMIZED | INSTALLED |  |  | node_1400335_849_15278426_994 | AN | 8100203
evchargingstation_load_220334435 |  | 0 | 0 | 0.92 | 0 | False | 0 | 0 | 0 | 0 | 0 | 0 | 0 | 0 | 0 | 0 | 0 | 0 | 0 | 0.06754280615719344 | 0 | 0 | 0 | 0 | 0 | 0 | 0.001 | 0.004795519212154347 | 0.01125713435953224 | OPTIMIZED | INSTALLED |  |  | node_1400139_954_15278423_213 | AN | 8100203
evchargingstation_load_220334436 |  | 0 | 0 | 0.92 | 0 | False | 0 | 0 | 0 | 0 | 0 | 0 | 0 | 0 | 0 | 0 | 0 | 0 | 0 | 0.023623345995865686 | 0 | 0 | 0 | 0 | 0 | 0 | 0.001 | 0.0016772503969911595 | 0.003937224332644281 | OPTIMIZED | INSTALLED |  |  | node_1400019_421_15278340_268 | AN | 8100203
evchargingstation_load_220334437 |  | 0 | 0 | 0.92 | 0 | False | 0 | 0 | 0 | 0 | 0 | 0 | 0 | 0 | 0 | 0 | 0 | 0 | 0 | 0.02852461442296024 | 0 | 0 | 0 | 0 | 0 | 0 | 0.001 | 0.0020252390926665097 | 0.004754102403826707 | OPTIMIZED | INSTALLED |  |  | node_1399719_995_15278321_334 | AN | 8100203
evchargingstation_load_220334438 |  | 0 | 0 | 0.92 | 0 | False | 0 | 0 | 0 | 0 | 0 | 0 | 0 | 0 | 0 | 0 | 0 | 0 | 0 | 0.01065993890279313 | 0 | 0 | 0 | 0 | 0 | 0 | 0.001 | 0.0007568525220825178 | 0.0017766564837988549 | OPTIMIZED | INSTALLED |  |  | node_1399482_384_15278304_244 | AN | 8100203
evchargingstation_load_220334439 |  | 0 | 0 | 0.92 | 0 | False | 0 | 0 | 0 | 0 | 0 | 0 | 0 | 0 | 0 | 0 | 0 | 0 | 0 | 0.008010950483971787 | 0 | 0 | 0 | 0 | 0 | 0 | 0.001 | 0.0005687750552931748 | 0.0013351584139952978 | OPTIMIZED | INSTALLED |  |  | node_1399150_543_15278353_301 | AN | 8100203
evchargingstation_load_220334451 |  | 0 | 0 | 0.92 | 0 | False | 0 | 0 | 0 | 0 | 0 | 0 | 0 | 0 | 0 | 0 | 0 | 0 | 0 | 0.00953379889865652 | 0 | 0 | 0 | 0 | 0 | 0 | 0.001 | 0.0006768967595255617 | 0.00158896648310942 | OPTIMIZED | INSTALLED |  |  | node_1402020_12_15274664_616 | AN | 8100203
evchargingstation_load_220334452 |  | 0 | 0 | 0.92 | 0 | False | 0 | 0 | 0 | 0 | 0 | 0 | 0 | 0 | 0 | 0 | 0 | 0 | 0 | 0.06383166296174325 | 0 | 0 | 0 | 0 | 0 | 0 | 0.001 | 0.004532029230189004 | 0.010638610493623874 | OPTIMIZED | INSTALLED |  |  | node_1401698_639_15274694_422 | AN | 8100203
evchargingstation_load_220334453 |  | 0 | 0 | 0.92 | 0 | False | 0 | 0 | 0 | 0 | 0 | 0 | 0 | 0 | 0 | 0 | 0 | 0 | 0 | 0.004978050700103874 | 0 | 0 | 0 | 0 | 0 | 0 | 0.001 | 0.00035344017781343043 | 0.000829675116683979 | OPTIMIZED | INSTALLED |  |  | node_1401585_052_15274945_764 | AN | 8100203
evchargingstation_load_220334454 |  | 0 | 0 | 0.92 | 0 | False | 0 | 0 | 0 | 0 | 0 | 0 | 0 | 0 | 0 | 0 | 0 | 0 | 0 | 0.004568545244054198 | 0 | 0 | 0 | 0 | 0 | 0 | 0.001 | 0.00032436540892506554 | 0.0007614242073423664 | OPTIMIZED | INSTALLED |  |  | node_1401234_054_15275531_869 | AN | 8100203
evchargingstation_load_220334455 |  | 0 | 0 | 0.92 | 0 | False | 0 | 0 | 0 | 0 | 0 | 0 | 0 | 0 | 0 | 0 | 0 | 0 | 0 | 0.017749502110653143 | 0 | 0 | 0 | 0 | 0 | 0 | 0.001 | 0.0012602094954908241 | 0.002958250351775524 | OPTIMIZED | INSTALLED |  |  | node_1400797_897_15274631_655 | AN | 8100203
evchargingstation_load_220334457 |  | 0 | 0 | 0.92 | 0 | False | 0 | 0 | 0 | 0 | 0 | 0 | 0 | 0 | 0 | 0 | 0 | 0 | 0 | 0.006475305023785502 | 0 | 0 | 0 | 0 | 0 | 0 | 0.001 | 0.00045974482007575887 | 0.0010792175039642503 | OPTIMIZED | INSTALLED |  |  | node_1400573_733_15275407_287 | AN | 8100203
evchargingstation_load_220334509 |  | 0 | 0 | 0.92 | 0 | False | 0 | 0 | 0 | 0 | 0 | 0 | 0 | 0 | 0 | 0 | 0 | 0 | 0 | 0.006385725705274635 | 0 | 0 | 0 | 0 | 0 | 0 | 0.001 | 0.0004533845107247442 | 0.0010642876175457725 | OPTIMIZED | INSTALLED |  |  | node_1401279_405_15279650_307 | AN | 8100203
evchargingstation_load_220334510 |  | 0 | 0 | 0.92 | 0 | False | 0 | 0 | 0 | 0 | 0 | 0 | 0 | 0 | 0 | 0 | 0 | 0 | 0 | 0.04226864129162749 | 0 | 0 | 0 | 0 | 0 | 0 | 0.001 | 0.0030010609123967934 | 0.007044773548604582 | OPTIMIZED | INSTALLED |  |  | node_1400487_486_15279315_292 | AN | 8100203
evchargingstation_load_220334511 |  | 0 | 0 | 0.92 | 0 | False | 0 | 0 | 0 | 0 | 0 | 0 | 0 | 0 | 0 | 0 | 0 | 0 | 0 | 0.01206761390796389 | 0 | 0 | 0 | 0 | 0 | 0 | 0.001 | 0.0008567968549938315 | 0.0020112689846606482 | OPTIMIZED | INSTALLED |  |  | node_1399943_93_15279438_423 | AN | 8100203
evchargingstation_load_220334512 |  | 0 | 0 | 0.92 | 0 | False | 0 | 0 | 0 | 0 | 0 | 0 | 0 | 0 | 0 | 0 | 0 | 0 | 0 | 0.025811640776631138 | 0 | 0 | 0 | 0 | 0 | 0 | 0.001 | 0.0018326186747241154 | 0.004301940129438523 | OPTIMIZED | INSTALLED |  |  | node_1399964_21_15279672_012 | AN | 8100203
evchargingstation_load_220334513 |  | 0 | 0 | 0.92 | 0 | False | 0 | 0 | 0 | 0 | 0 | 0 | 0 | 0 | 0 | 0 | 0 | 0 | 0 | 0.06573842274147455 | 0 | 0 | 0 | 0 | 0 | 0 | 0.001 | 0.004667408345111792 | 0.01095640379024576 | OPTIMIZED | INSTALLED |  |  | node_1399934_413_15280058_805 | AN | 8100203
evchargingstation_load_220334546 |  | 0 | 0 | 0.92 | 0 | False | 0 | 0 | 0 | 0 | 0 | 0 | 0 | 0 | 0 | 0 | 0 | 0 | 0 | 0.038890221279217665 | 0 | 0 | 0 | 0 | 0 | 0 | 0.001 | 0.0027611942171817355 | 0.006481703546536277 | OPTIMIZED | INSTALLED |  |  | node_1406672_444_15285227_911 | AN | 8100203
evchargingstation_load_220334547 |  | 0 | 0 | 0.92 | 0 | False | 0 | 0 | 0 | 0 | 0 | 0 | 0 | 0 | 0 | 0 | 0 | 0 | 0 | 0.014780587554292993 | 0 | 0 | 0 | 0 | 0 | 0 | 0.001 | 0.0010494172729362257 | 0.002463431259048832 | OPTIMIZED | INSTALLED |  |  | node_1406659_76_15285555_594 | AN | 8100203
evchargingstation_load_220334577 |  | 0 | 0 | 0.92 | 0 | False | 0 | 0 | 0 | 0 | 0 | 0 | 0 | 0 | 0 | 0 | 0 | 0 | 0 | 0.004824486154085246 | 0 | 0 | 0 | 0 | 0 | 0 | 0.001 | 0.0003425372135372698 | 0.0008040810256808742 | OPTIMIZED | INSTALLED |  |  | node_1403571_394_15280059_556 | AN | 8100203
evchargingstation_load_220334578 |  | 0 | 0 | 0.92 | 0 | False | 0 | 0 | 0 | 0 | 0 | 0 | 0 | 0 | 0 | 0 | 0 | 0 | 0 | 0.01783908142916401 | 0 | 0 | 0 | 0 | 0 | 0 | 0.001 | 0.0012665695086139335 | 0.0029731802381940016 | OPTIMIZED | INSTALLED |  |  | node_1403810_954_15279882_506 | AN | 8100203
evchargingstation_load_220334579 |  | 0 | 0 | 0.92 | 0 | False | 0 | 0 | 0 | 0 | 0 | 0 | 0 | 0 | 0 | 0 | 0 | 0 | 0 | 0.025568496912101647 | 0 | 0 | 0 | 0 | 0 | 0 | 0.001 | 0.0018153556973248455 | 0.004261416152016941 | OPTIMIZED | INSTALLED |  |  | node_1403991_182_15279568_489 | AN | 8100203
evchargingstation_load_220334611 |  | 0 | 0 | 0.92 | 0 | False | 0 | 0 | 0 | 0 | 0 | 0 | 0 | 0 | 0 | 0 | 0 | 0 | 0 | 0.05254466882937406 | 0 | 0 | 0 | 0 | 0 | 0 | 0.001 | 0.003730655727561005 | 0.008757444804895676 | OPTIMIZED | INSTALLED |  |  | node_1404742_593_15279190_765 | AN | 8100203
evchargingstation_load_220334612 |  | 0 | 0 | 0.92 | 0 | False | 0 | 0 | 0 | 0 | 0 | 0 | 0 | 0 | 0 | 0 | 0 | 0 | 0 | 0.016469797560497906 | 0 | 0 | 0 | 0 | 0 | 0 | 0.001 | 0.0011693507686577071 | 0.0027449662600829844 | OPTIMIZED | INSTALLED |  |  | node_1405004_977_15279061_569 | AN | 8100203
evchargingstation_load_220334613 |  | 0 | 0 | 0.92 | 0 | False | 0 | 0 | 0 | 0 | 0 | 0 | 0 | 0 | 0 | 0 | 0 | 0 | 0 | 0.007882980028956262 | 0 | 0 | 0 | 0 | 0 | 0 | 0.001 | 0.0005596891529870726 | 0.0013138300048260439 | OPTIMIZED | INSTALLED |  |  | node_1405352_259_15278963_409 | AN | 8100203
evchargingstation_load_220334636 |  | 0 | 0 | 0.92 | 0 | False | 0 | 0 | 0 | 0 | 0 | 0 | 0 | 0 | 0 | 0 | 0 | 0 | 0 | 0.008394861849018359 | 0 | 0 | 0 | 0 | 0 | 0 | 0.001 | 0.0005960327622114814 | 0.0013991436415030597 | OPTIMIZED | INSTALLED |  |  | node_1405738_779_15280743_781 | AN | 8100203
evchargingstation_load_220334637 |  | 0 | 0 | 0.92 | 0 | False | 0 | 0 | 0 | 0 | 0 | 0 | 0 | 0 | 0 | 0 | 0 | 0 | 0 | 0.007243127753878644 | 0 | 0 | 0 | 0 | 0 | 0 | 0.001 | 0.0005142599376844668 | 0.001207187958979774 | OPTIMIZED | INSTALLED |  |  | node_1405478_08_15281050_152 | AN | 8100203
evchargingstation_load_220334638 |  | 0 | 0 | 0.92 | 0 | False | 0 | 0 | 0 | 0 | 0 | 0 | 0 | 0 | 0 | 0 | 0 | 0 | 0 | 0.034078532170633974 | 0 | 0 | 0 | 0 | 0 | 0 | 0.001 | 0.0024195655346294946 | 0.005679755361772329 | OPTIMIZED | INSTALLED |  |  | node_1404888_488_15280652_615 | AN | 8100203
evchargingstation_load_220334639 |  | 0 | 0 | 0.92 | 0 | False | 0 | 0 | 0 | 0 | 0 | 0 | 0 | 0 | 0 | 0 | 0 | 0 | 0 | 0.014409473234747974 | 0 | 0 | 0 | 0 | 0 | 0 | 0.001 | 0.0010230683932308533 | 0.0024015788724579957 | OPTIMIZED | INSTALLED |  |  | node_1405003_742_15280971_224 | AN | 8100203
evchargingstation_load_220334640 |  | 0 | 0 | 0.92 | 0 | False | 0 | 0 | 0 | 0 | 0 | 0 | 0 | 0 | 0 | 0 | 0 | 0 | 0 | 0.004043866378490551 | 0 | 0 | 0 | 0 | 0 | 0 | 0.001 | 0.0002871132687156275 | 0.0006739777297484251 | OPTIMIZED | INSTALLED |  |  | node_1404584_61_15281064_458 | AN | 8100203
evchargingstation_load_220334643 |  | 0 | 0 | 0.92 | 0 | False | 0 | 0 | 0 | 0 | 0 | 0 | 0 | 0 | 0 | 0 | 0 | 0 | 0 | 0.0030328997838679128 | 0 | 0 | 0 | 0 | 0 | 0 | 0.001 | 0.00021533487747974438 | 0.0005054832973113188 | OPTIMIZED | INSTALLED |  |  | node_1399713_285_15268850_533 | AN | 8100203
evchargingstation_load_220334644 |  | 0 | 0 | 0.92 | 0 | False | 0 | 0 | 0 | 0 | 0 | 0 | 0 | 0 | 0 | 0 | 0 | 0 | 0 | 0.0040822575149952085 | 0 | 0 | 0 | 0 | 0 | 0 | 0.001 | 0.00028983915789862025 | 0.0006803762524992013 | OPTIMIZED | INSTALLED |  |  | node_1399940_377_15268748_288 | AN | 8100203
evchargingstation_load_220334645 |  | 0 | 0 | 0.92 | 0 | False | 0 | 0 | 0 | 0 | 0 | 0 | 0 | 0 | 0 | 0 | 0 | 0 | 0 | 0.09117894919856068 | 0 | 0 | 0 | 0 | 0 | 0 | 0.001 | 0.006473678140130536 | 0.015196491533093446 | OPTIMIZED | INSTALLED |  |  | node_1398941_902_15268952_761 | AN | 8100203
evchargingstation_load_220334646 |  | 0 | 0 | 0.92 | 0 | False | 0 | 0 | 0 | 0 | 0 | 0 | 0 | 0 | 0 | 0 | 0 | 0 | 0 | 0.00592503206721875 | 0 | 0 | 0 | 0 | 0 | 0 | 0.001 | 0.0004206756178962625 | 0.0009875053445364582 | OPTIMIZED | INSTALLED |  |  | node_1399372_509_15269543_633 | AN | 8100203
evchargingstation_load_220334647 |  | 0 | 0 | 0.92 | 0 | False | 0 | 0 | 0 | 0 | 0 | 0 | 0 | 0 | 0 | 0 | 0 | 0 | 0 | 0.017071258699070866 | 0 | 0 | 0 | 0 | 0 | 0 | 0.001 | 0.0012120543910052255 | 0.002845209783178478 | OPTIMIZED | INSTALLED |  |  | node_1399850_039_15269755_069 | AN | 8100203
evchargingstation_load_220334648 |  | 0 | 0 | 0.92 | 0 | False | 0 | 0 | 0 | 0 | 0 | 0 | 0 | 0 | 0 | 0 | 0 | 0 | 0 | 0.01760873461013607 | 0 | 0 | 0 | 0 | 0 | 0 | 0.001 | 0.0012502150621996925 | 0.002934789101689345 | OPTIMIZED | INSTALLED |  |  | node_1400146_569_15269702_478 | AN | 8100203
evchargingstation_load_220334649 |  | 0 | 0 | 0.92 | 0 | False | 0 | 0 | 0 | 0 | 0 | 0 | 0 | 0 | 0 | 0 | 0 | 0 | 0 | 0.020756807803517952 | 0 | 0 | 0 | 0 | 0 | 0 | 0.001 | 0.00147372731100051 | 0.003459467967252992 | OPTIMIZED | INSTALLED |  |  | node_1398467_73_15269489_945 | AN | 8100203
evchargingstation_load_220337695 |  | 0 | 0 | 0.92 | 0 | False | 0 | 0 | 0 | 0 | 0 | 0 | 0 | 0 | 0 | 0 | 0 | 0 | 0 | 0.011146226631852118 | 0 | 0 | 0 | 0 | 0 | 0 | 0.001 | 0.0007913787731089629 | 0.0018577044386420198 | OPTIMIZED | INSTALLED |  |  | node_1407147_289_15280982_668 | AN | 8100203
evchargingstation_load_220337696 |  | 0 | 0 | 0.92 | 0 | False | 0 | 0 | 0 | 0 | 0 | 0 | 0 | 0 | 0 | 0 | 0 | 0 | 0 | 0.03642039149741806 | 0 | 0 | 0 | 0 | 0 | 0 | 0.001 | 0.0025858370728665168 | 0.006070065249569677 | OPTIMIZED | INSTALLED |  |  | node_1407830_018_15281234_655 | AN | 8100203
evchargingstation_load_220337697 |  | 0 | 0 | 0.92 | 0 | False | 0 | 0 | 0 | 0 | 0 | 0 | 0 | 0 | 0 | 0 | 0 | 0 | 0 | 0.003979881150982788 | 0 | 0 | 0 | 0 | 0 | 0 | 0.001 | 0.00028257031756257644 | 0.0006633135251637981 | OPTIMIZED | INSTALLED |  |  | node_1408029_633_15281159_831 | AN | 8100203
evchargingstation_load_220337698 |  | 0 | 0 | 0.92 | 0 | False | 0 | 0 | 0 | 0 | 0 | 0 | 0 | 0 | 0 | 0 | 0 | 0 | 0 | 0.010160854128232585 | 0 | 0 | 0 | 0 | 0 | 0 | 0.001 | 0.0007214177400710434 | 0.0016934756880387643 | OPTIMIZED | INSTALLED |  |  | node_1407822_397_15280777_838 | AN | 8100203
evchargingstation_load_220337699 |  | 0 | 0 | 0.92 | 0 | False | 0 | 0 | 0 | 0 | 0 | 0 | 0 | 0 | 0 | 0 | 0 | 0 | 0 | 0.010903082767322624 | 0 | 0 | 0 | 0 | 0 | 0 | 0.001 | 0.0007741154994817878 | 0.0018171804612204371 | OPTIMIZED | INSTALLED |  |  | node_1408531_446_15281114_441 | AN | 8100203
evchargingstation_load_220337700 |  | 0 | 0 | 0.92 | 0 | False | 0 | 0 | 0 | 0 | 0 | 0 | 0 | 0 | 0 | 0 | 0 | 0 | 0 | 0.01391038846018743 | 0 | 0 | 0 | 0 | 0 | 0 | 0.001 | 0.0009876333149914738 | 0.002318398076697905 | OPTIMIZED | INSTALLED |  |  | node_1408716_145_15280797_385 | AN | 8100203
evchargingstation_load_220337701 |  | 0 | 0 | 0.92 | 0 | False | 0 | 0 | 0 | 0 | 0 | 0 | 0 | 0 | 0 | 0 | 0 | 0 | 0 | 0.019848217572907736 | 0 | 0 | 0 | 0 | 0 | 0 | 0.001 | 0.0014092174638727657 | 0.0033080362621512893 | OPTIMIZED | INSTALLED |  |  | node_1408384_343_15281366_435 | AN | 8100203
evchargingstation_load_220337703 |  | 0 | 0 | 0.92 | 0 | False | 0 | 0 | 0 | 0 | 0 | 0 | 0 | 0 | 0 | 0 | 0 | 0 | 0 | 0.022586785310239943 | 0 | 0 | 0 | 0 | 0 | 0 | 0.001 | 0.0016036549437852179 | 0.0037644642183733237 | OPTIMIZED | INSTALLED |  |  | node_1408224_456_15282037_213 | AN | 8100203
evchargingstation_load_220337704 |  | 0 | 0 | 0.92 | 0 | False | 0 | 0 | 0 | 0 | 0 | 0 | 0 | 0 | 0 | 0 | 0 | 0 | 0 | 0.027308895100312765 | 0 | 0 | 0 | 0 | 0 | 0 | 0.001 | 0.001938923316986444 | 0.004551482516718794 | OPTIMIZED | INSTALLED |  |  | node_1408126_443_15282254_09 | AN | 8100203
evchargingstation_load_220337705 |  | 0 | 0 | 0.92 | 0 | False | 0 | 0 | 0 | 0 | 0 | 0 | 0 | 0 | 0 | 0 | 0 | 0 | 0 | 0.006884810479835177 | 0 | 0 | 0 | 0 | 0 | 0 | 0.001 | 0.0004888195889641237 | 0.0011474684133058629 | OPTIMIZED | INSTALLED |  |  | node_1408050_054_15282454_853 | AN | 8100203
evchargingstation_load_220337708 |  | 0 | 0 | 0.92 | 0 | False | 0 | 0 | 0 | 0 | 0 | 0 | 0 | 0 | 0 | 0 | 0 | 0 | 0 | 0.026169958050674604 | 0 | 0 | 0 | 0 | 0 | 0 | 0.001 | 0.0018580593196723637 | 0.004361659675112434 | OPTIMIZED | INSTALLED |  |  | node_1407360_175_15283513_321 | AN | 8100203
evchargingstation_load_220337709 |  | 0 | 0 | 0.92 | 0 | False | 0 | 0 | 0 | 0 | 0 | 0 | 0 | 0 | 0 | 0 | 0 | 0 | 0 | 0.0325940748924539 | 0 | 0 | 0 | 0 | 0 | 0 | 0.001 | 0.002314169719580101 | 0.005432345815408983 | OPTIMIZED | INSTALLED |  |  | node_1406918_565_15283628_537 | AN | 8100203
evchargingstation_load_220337710 |  | 0 | 0 | 0.92 | 0 | False | 0 | 0 | 0 | 0 | 0 | 0 | 0 | 0 | 0 | 0 | 0 | 0 | 0 | 0.04174396242606385 | 0 | 0 | 0 | 0 | 0 | 0 | 0.001 | 0.0029638090684152613 | 0.006957327071010642 | OPTIMIZED | INSTALLED |  |  | node_1407145_975_15284118_731 | AN | 8100203
evchargingstation_load_220337711 |  | 0 | 0 | 0.92 | 0 | False | 0 | 0 | 0 | 0 | 0 | 0 | 0 | 0 | 0 | 0 | 0 | 0 | 0 | 0.006859216388832073 | 0 | 0 | 0 | 0 | 0 | 0 | 0.001 | 0.00048700223076616025 | 0.0011432027314720121 | OPTIMIZED | INSTALLED |  |  | node_1407088_999_15284318_115 | AN | 8100203
evchargingstation_load_220337712 |  | 0 | 0 | 0.92 | 0 | False | 0 | 0 | 0 | 0 | 0 | 0 | 0 | 0 | 0 | 0 | 0 | 0 | 0 | 0.02704015714478017 | 0 | 0 | 0 | 0 | 0 | 0 | 0.001 | 0.0019198429813892105 | 0.004506692857463361 | OPTIMIZED | INSTALLED |  |  | node_1407040_55_15284689_294 | AN | 8100203
evchargingstation_load_220337713 |  | 0 | 0 | 0.92 | 0 | False | 0 | 0 | 0 | 0 | 0 | 0 | 0 | 0 | 0 | 0 | 0 | 0 | 0 | 0.04354834584178273 | 0 | 0 | 0 | 0 | 0 | 0 | 0.001 | 0.0030919196392299106 | 0.007258057640297122 | OPTIMIZED | INSTALLED |  |  | node_1401774_46_15276624_079 | AN | 8100203
evchargingstation_load_220337714 |  | 0 | 0 | 0.92 | 0 | False | 0 | 0 | 0 | 0 | 0 | 0 | 0 | 0 | 0 | 0 | 0 | 0 | 0 | 0.04382988084281689 | 0 | 0 | 0 | 0 | 0 | 0 | 0.001 | 0.003111908505812173 | 0.007304980140469481 | OPTIMIZED | INSTALLED |  |  | node_1401731_204_15277004_668 | AN | 8100203
evchargingstation_load_220337715 |  | 0 | 0 | 0.92 | 0 | False | 0 | 0 | 0 | 0 | 0 | 0 | 0 | 0 | 0 | 0 | 0 | 0 | 0 | 0.0785994534705347 | 0 | 0 | 0 | 0 | 0 | 0 | 0.001 | 0.005580537972140201 | 0.013099908911755782 | OPTIMIZED | INSTALLED |  |  | node_1401647_088_15277353_746 | AN | 8100203
evchargingstation_load_220337718 |  | 0 | 0 | 0.92 | 0 | False | 0 | 0 | 0 | 0 | 0 | 0 | 0 | 0 | 0 | 0 | 0 | 0 | 0 | 0.030828082613239674 | 0 | 0 | 0 | 0 | 0 | 0 | 0.001 | 0.0021887847417205388 | 0.005138013768873279 | OPTIMIZED | INSTALLED |  |  | node_1401986_421_15276423_602 | AN | 8100203
evchargingstation_load_220337719 |  | 0 | 0 | 0.92 | 0 | False | 0 | 0 | 0 | 0 | 0 | 0 | 0 | 0 | 0 | 0 | 0 | 0 | 0 | 0.06610953706101957 | 0 | 0 | 0 | 0 | 0 | 0 | 0.001 | 0.00469375752104507 | 0.011018256176836595 | OPTIMIZED | INSTALLED |  |  | node_1402058_67_15276144_254 | AN | 8100203
evchargingstation_load_220337721 |  | 0 | 0 | 0.92 | 0 | False | 0 | 0 | 0 | 0 | 0 | 0 | 0 | 0 | 0 | 0 | 0 | 0 | 0 | 0.08827401986970829 | 0 | 0 | 0 | 0 | 0 | 0 | 0.001 | 0.006267429164956893 | 0.01471233664495138 | OPTIMIZED | INSTALLED |  |  | node_1402287_033_15275258_108 | AN | 8100203
evchargingstation_load_220337723 |  | 0 | 0 | 0.92 | 0 | False | 0 | 0 | 0 | 0 | 0 | 0 | 0 | 0 | 0 | 0 | 0 | 0 | 0 | 0.10793028176009273 | 0 | 0 | 0 | 0 | 0 | 0 | 0.001 | 0.007663017775370506 | 0.017988380293348788 | OPTIMIZED | INSTALLED |  |  | node_1402345_763_15274481_353 | AN | 8100203
evchargingstation_load_220337725 |  | 0 | 0 | 0.92 | 0 | False | 0 | 0 | 0 | 0 | 0 | 0 | 0 | 0 | 0 | 0 | 0 | 0 | 0 | 0.04382988084281689 | 0 | 0 | 0 | 0 | 0 | 0 | 0.001 | 0.003111908505812173 | 0.007304980140469481 | OPTIMIZED | INSTALLED |  |  | node_1402390_638_15273279_12 | AN | 8100203
evchargingstation_load_220337726 |  | 0 | 0 | 0.92 | 0 | False | 0 | 0 | 0 | 0 | 0 | 0 | 0 | 0 | 0 | 0 | 0 | 0 | 0 | 0.01240033709100425 | 0 | 0 | 0 | 0 | 0 | 0 | 0.001 | 0.0008804201417441161 | 0.0020667228485007085 | OPTIMIZED | INSTALLED |  |  | node_1402523_022_15272725_09 | AN | 8100203
evchargingstation_load_220337727 |  | 0 | 0 | 0.92 | 0 | False | 0 | 0 | 0 | 0 | 0 | 0 | 0 | 0 | 0 | 0 | 0 | 0 | 0 | 0.013116971639091184 | 0 | 0 | 0 | 0 | 0 | 0 | 0.001 | 0.0009313011354127075 | 0.002186161939848531 | OPTIMIZED | INSTALLED |  |  | node_1402215_933_15272713_18 | AN | 8100203
evchargingstation_load_220337728 |  | 0 | 0 | 0.92 | 0 | False | 0 | 0 | 0 | 0 | 0 | 0 | 0 | 0 | 0 | 0 | 0 | 0 | 0 | 0.025696467367117167 | 0 | 0 | 0 | 0 | 0 | 0 | 0.001 | 0.0018244415996309478 | 0.0042827445611861945 | OPTIMIZED | INSTALLED |  |  | node_1402135_554_15272346_964 | AN | 8100203
evchargingstation_load_220337729 |  | 0 | 0 | 0.92 | 0 | False | 0 | 0 | 0 | 0 | 0 | 0 | 0 | 0 | 0 | 0 | 0 | 0 | 0 | 0.02203651235367319 | 0 | 0 | 0 | 0 | 0 | 0 | 0.001 | 0.0015645857416057216 | 0.0036727520589455317 | OPTIMIZED | INSTALLED |  |  | node_1402532_334_15272505_622 | AN | 8100203
evchargingstation_load_220337730 |  | 0 | 0 | 0.92 | 0 | False | 0 | 0 | 0 | 0 | 0 | 0 | 0 | 0 | 0 | 0 | 0 | 0 | 0 | 0.0498700863195496 | 0 | 0 | 0 | 0 | 0 | 0 | 0.001 | 0.003540761198801603 | 0.008311681053258267 | OPTIMIZED | INSTALLED |  |  | node_1402587_716_15272323_066 | AN | 8100203
evchargingstation_load_220337731 |  | 0 | 0 | 0.92 | 0 | False | 0 | 0 | 0 | 0 | 0 | 0 | 0 | 0 | 0 | 0 | 0 | 0 | 0 | 0.035115092856259716 | 0 | 0 | 0 | 0 | 0 | 0 | 0.001 | 0.0024931612840633412 | 0.0058525154760432855 | OPTIMIZED | INSTALLED |  |  | node_1402597_572_15272070_987 | AN | 8100203
evchargingstation_load_220337780 |  | 0 | 0 | 0.92 | 0 | False | 0 | 0 | 0 | 0 | 0 | 0 | 0 | 0 | 0 | 0 | 0 | 0 | 0 | 0.0061425818407451396 | 0 | 0 | 0 | 0 | 0 | 0 | 0.001 | 0.00043612153332547415 | 0.00102376364012419 | OPTIMIZED | INSTALLED |  |  | node_1407093_312_15273820_099 | AN | 8100203
evchargingstation_load_220337781 |  | 0 | 0 | 0.92 | 0 | False | 0 | 0 | 0 | 0 | 0 | 0 | 0 | 0 | 0 | 0 | 0 | 0 | 0 | 0.03832715127714936 | 0 | 0 | 0 | 0 | 0 | 0 | 0.001 | 0.0027212164840172103 | 0.0063878585461915605 | OPTIMIZED | INSTALLED |  |  | node_1407550_417_15274628_996 | AN | 8100203
evchargingstation_load_220337951 |  | 0 | 0 | 0.92 | 0 | False | 0 | 0 | 0 | 0 | 0 | 0 | 0 | 0 | 0 | 0 | 0 | 0 | 0 | 0.009789739808687567 | 0 | 0 | 0 | 0 | 0 | 0 | 0.001 | 0.000695068564137766 | 0.0016316233014479278 | OPTIMIZED | INSTALLED |  |  | node_1405247_776_15275371_731 | AN | 8100203
evchargingstation_load_220337952 |  | 0 | 0 | 0.92 | 0 | False | 0 | 0 | 0 | 0 | 0 | 0 | 0 | 0 | 0 | 0 | 0 | 0 | 0 | 0.029241248971047178 | 0 | 0 | 0 | 0 | 0 | 0 | 0.001 | 0.002076120086335101 | 0.004873541495174529 | OPTIMIZED | INSTALLED |  |  | node_1405178_602_15275988_854 | AN | 8100203
evchargingstation_load_220337953 |  | 0 | 0 | 0.92 | 0 | False | 0 | 0 | 0 | 0 | 0 | 0 | 0 | 0 | 0 | 0 | 0 | 0 | 0 | 0.008382064803516805 | 0 | 0 | 0 | 0 | 0 | 0 | 0.001 | 0.0005951242312264522 | 0.0013970108005861342 | OPTIMIZED | INSTALLED |  |  | node_1405406_537_15275292_415 | AN | 8100203
evchargingstation_load_220337954 |  | 0 | 0 | 0.92 | 0 | False | 0 | 0 | 0 | 0 | 0 | 0 | 0 | 0 | 0 | 0 | 0 | 0 | 0 | 0.02796154442089194 | 0 | 0 | 0 | 0 | 0 | 0 | 0.001 | 0.001985261359501984 | 0.00466025740348199 | OPTIMIZED | INSTALLED |  |  | node_1405585_083_15275860_078 | AN | 8100203
evchargingstation_load_220337955 |  | 0 | 0 | 0.92 | 0 | False | 0 | 0 | 0 | 0 | 0 | 0 | 0 | 0 | 0 | 0 | 0 | 0 | 0 | 0.0018555715977250946 | 0 | 0 | 0 | 0 | 0 | 0 | 0.001 | 0.00013174499098267146 | 0.0003092619329541824 | OPTIMIZED | INSTALLED |  |  | node_1405959_159_15275446_934 | AN | 8100203
evchargingstation_load_220337956 |  | 0 | 0 | 0.92 | 0 | False | 0 | 0 | 0 | 0 | 0 | 0 | 0 | 0 | 0 | 0 | 0 | 0 | 0 | 0.035230266265773684 | 0 | 0 | 0 | 0 | 0 | 0 | 0.001 | 0.0025013383591565093 | 0.005871711044295614 | OPTIMIZED | INSTALLED |  |  | node_1406170_052_15275843_77 | AN | 8100203
evchargingstation_load_220337958 |  | 0 | 0 | 0.92 | 0 | False | 0 | 0 | 0 | 0 | 0 | 0 | 0 | 0 | 0 | 0 | 0 | 0 | 0 | 0.035972494904863726 | 0 | 0 | 0 | 0 | 0 | 0 | 0.001 | 0.0025540364147951587 | 0.005995415817477288 | OPTIMIZED | INSTALLED |  |  | node_1406530_434_15275607_584 | AN | 8100203
evchargingstation_load_220337960 |  | 0 | 0 | 0.92 | 0 | False | 0 | 0 | 0 | 0 | 0 | 0 | 0 | 0 | 0 | 0 | 0 | 0 | 0 | 0.014422270280249526 | 0 | 0 | 0 | 0 | 0 | 0 | 0.001 | 0.0010239769242158824 | 0.002403711713374921 | OPTIMIZED | INSTALLED |  |  | node_1403387_87_15275212_992 | AN | 8100203
evchargingstation_load_220337961 |  | 0 | 0 | 0.92 | 0 | False | 0 | 0 | 0 | 0 | 0 | 0 | 0 | 0 | 0 | 0 | 0 | 0 | 0 | 0.018837250978285095 | 0 | 0 | 0 | 0 | 0 | 0 | 0.001 | 0.0013374390726368823 | 0.0031395418297141824 | OPTIMIZED | INSTALLED |  |  | node_1404144_148_15275865_601 | AN | 8100203
evchargingstation_load_220337962 |  | 0 | 0 | 0.92 | 0 | False | 0 | 0 | 0 | 0 | 0 | 0 | 0 | 0 | 0 | 0 | 0 | 0 | 0 | 0.011811672997932843 | 0 | 0 | 0 | 0 | 0 | 0 | 0.001 | 0.0008386253466095324 | 0.0019686121663221403 | OPTIMIZED | INSTALLED |  |  | node_1404383_879_15275270_757 | AN | 8100203
evchargingstation_load_220337981 |  | 0 | 0 | 0.92 | 0 | False | 0 | 0 | 0 | 0 | 0 | 0 | 0 | 0 | 0 | 0 | 0 | 0 | 0 | 0.024148024861429335 | 0 | 0 | 0 | 0 | 0 | 0 | 0.001 | 0.0017145025372005975 | 0.004024670810238222 | OPTIMIZED | INSTALLED |  |  | node_1402568_441_15275128_104 | AN | 8100203
evchargingstation_load_220337982 |  | 0 | 0 | 0.92 | 0 | False | 0 | 0 | 0 | 0 | 0 | 0 | 0 | 0 | 0 | 0 | 0 | 0 | 0 | 0.011095038449845909 | 0 | 0 | 0 | 0 | 0 | 0 | 0.001 | 0.0007877443529409412 | 0.0018491730749743182 | OPTIMIZED | INSTALLED |  |  | node_1402841_983_15275158_191 | AN | 8100203
evchargingstation_load_220337983 |  | 0 | 0 | 0.92 | 0 | False | 0 | 0 | 0 | 0 | 0 | 0 | 0 | 0 | 0 | 0 | 0 | 0 | 0 | 0.006078596613237378 | 0 | 0 | 0 | 0 | 0 | 0 | 0.001 | 0.00043157858217242307 | 0.001013099435539563 | OPTIMIZED | INSTALLED |  |  | node_1403112_092_15275111_818 | AN | 8100203
evchargingstation_load_220337998 |  | 0 | 0 | 0.92 | 0 | False | 0 | 0 | 0 | 0 | 0 | 0 | 0 | 0 | 0 | 0 | 0 | 0 | 0 | 0.0425885674291663 | 0 | 0 | 0 | 0 | 0 | 0 | 0.001 | 0.003023775668162049 | 0.007098094571527717 | OPTIMIZED | INSTALLED |  |  | node_1407233_616_15285573_161 | AN | 8100203
evchargingstation_load_220337999 |  | 0 | 0 | 0.92 | 0 | False | 0 | 0 | 0 | 0 | 0 | 0 | 0 | 0 | 0 | 0 | 0 | 0 | 0 | 0.05125216723371727 | 0 | 0 | 0 | 0 | 0 | 0 | 0.001 | 0.0036388887659707637 | 0.008542027872286211 | OPTIMIZED | INSTALLED |  |  | node_1407613_203_15285517_907 | AN | 8100203
evchargingstation_load_220338004 |  | 0 | 0 | 0.92 | 0 | False | 0 | 0 | 0 | 0 | 0 | 0 | 0 | 0 | 0 | 0 | 0 | 0 | 0 | 0.15008374964220628 | 0 | 0 | 0 | 0 | 0 | 0 | 0.001 | 0.01065590161267413 | 0.025013958273701044 | OPTIMIZED | INSTALLED |  |  | node_1407546_56_15275085_479 | AN | 8100203
evchargingstation_load_220338005 |  | 0 | 0 | 0.92 | 0 | False | 0 | 0 | 0 | 0 | 0 | 0 | 0 | 0 | 0 | 0 | 0 | 0 | 0 | 0.021946933035162323 | 0 | 0 | 0 | 0 | 0 | 0 | 0.001 | 0.001558225728482612 | 0.0036578221725270537 | OPTIMIZED | INSTALLED |  |  | node_1406323_748_15277440_952 | AN | 8100203
evchargingstation_load_220338006 |  | 0 | 0 | 0.92 | 0 | False | 0 | 0 | 0 | 0 | 0 | 0 | 0 | 0 | 0 | 0 | 0 | 0 | 0 | 0.006475305023785502 | 0 | 0 | 0 | 0 | 0 | 0 | 0.001 | 0.00045974482007575887 | 0.0010792175039642503 | OPTIMIZED | INSTALLED |  |  | node_1406229_037_15277659_203 | AN | 8100203
evchargingstation_load_220338008 |  | 0 | 0 | 0.92 | 0 | False | 0 | 0 | 0 | 0 | 0 | 0 | 0 | 0 | 0 | 0 | 0 | 0 | 0 | 0.03424489376215416 | 0 | 0 | 0 | 0 | 0 | 0 | 0.001 | 0.0024313773261185894 | 0.005707482293692359 | OPTIMIZED | INSTALLED |  |  | node_1406599_805_15278051_183 | AN | 8100203
evchargingstation_load_220338009 |  | 0 | 0 | 0.92 | 0 | False | 0 | 0 | 0 | 0 | 0 | 0 | 0 | 0 | 0 | 0 | 0 | 0 | 0 | 0.0158811334674265 | 0 | 0 | 0 | 0 | 0 | 0 | 0.001 | 0.001127555677295218 | 0.0026468555779044166 | OPTIMIZED | INSTALLED |  |  | node_1406003_341_15278114_895 | AN | 8100203
evchargingstation_load_220338011 |  | 0 | 0 | 0.92 | 0 | False | 0 | 0 | 0 | 0 | 0 | 0 | 0 | 0 | 0 | 0 | 0 | 0 | 0 | 0.010544765493279156 | 0 | 0 | 0 | 0 | 0 | 0 | 0.001 | 0.0007486751507614447 | 0.0017574609155465261 | OPTIMIZED | INSTALLED |  |  | node_1405010_925_15278426_647 | AN | 8100203
evchargingstation_load_220338012 |  | 0 | 0 | 0.92 | 0 | False | 0 | 0 | 0 | 0 | 0 | 0 | 0 | 0 | 0 | 0 | 0 | 0 | 0 | 0.024864659409516265 | 0 | 0 | 0 | 0 | 0 | 0 | 0.001 | 0.0017653835308691886 | 0.0041441099015860445 | OPTIMIZED | INSTALLED |  |  | node_1407236_798_15275783_794 | AN | 8100203
evchargingstation_load_220338013 |  | 0 | 0 | 0.92 | 0 | False | 0 | 0 | 0 | 0 | 0 | 0 | 0 | 0 | 0 | 0 | 0 | 0 | 0 | 0.048999887225444044 | 0 | 0 | 0 | 0 | 0 | 0 | 0.001 | 0.0034789775370847567 | 0.00816664787090734 | OPTIMIZED | INSTALLED |  |  | node_1406814_966_15276556_498 | AN | 8100203
evchargingstation_load_220338014 |  | 0 | 0 | 0.92 | 0 | False | 0 | 0 | 0 | 0 | 0 | 0 | 0 | 0 | 0 | 0 | 0 | 0 | 0 | 0.011542935042400242 | 0 | 0 | 0 | 0 | 0 | 0 | 0.001 | 0.0008195450110122988 | 0.001923822507066707 | OPTIMIZED | INSTALLED |  |  | node_1406284_75_15277281_994 | AN | 8100203
evchargingstation_load_220338015 |  | 0 | 0 | 0.92 | 0 | False | 0 | 0 | 0 | 0 | 0 | 0 | 0 | 0 | 0 | 0 | 0 | 0 | 0 | 0.010787909357808653 | 0 | 0 | 0 | 0 | 0 | 0 | 0.001 | 0.0007659384243886199 | 0.0017979848929681088 | OPTIMIZED | INSTALLED |  |  | node_1404353_962_15271798_369 | AN | 8100203
evchargingstation_load_220338016 |  | 0 | 0 | 0.92 | 0 | False | 0 | 0 | 0 | 0 | 0 | 0 | 0 | 0 | 0 | 0 | 0 | 0 | 0 | 0.009239466852120813 | 0 | 0 | 0 | 0 | 0 | 0 | 0.001 | 0.0006559993619582697 | 0.0015399111420201356 | OPTIMIZED | INSTALLED |  |  | node_1404758_562_15271308_874 | AN | 8100203
evchargingstation_load_220338017 |  | 0 | 0 | 0.92 | 0 | False | 0 | 0 | 0 | 0 | 0 | 0 | 0 | 0 | 0 | 0 | 0 | 0 | 0 | 0.005464338429162864 | 0 | 0 | 0 | 0 | 0 | 0 | 0.001 | 0.00038796642883987567 | 0.000910723071527144 | OPTIMIZED | INSTALLED |  |  | node_1404913_134_15270998_228 | AN | 8100203
evchargingstation_load_220338021 |  | 0 | 0 | 0.92 | 0 | False | 0 | 0 | 0 | 0 | 0 | 0 | 0 | 0 | 0 | 0 | 0 | 0 | 0 | 0.006999983889349149 | 0 | 0 | 0 | 0 | 0 | 0 | 0.001 | 0.0004969966640572917 | 0.0011666639815581916 | OPTIMIZED | INSTALLED |  |  | node_1403104_617_15272744_014 | AN | 8100203
evchargingstation_load_220338022 |  | 0 | 0 | 0.92 | 0 | False | 0 | 0 | 0 | 0 | 0 | 0 | 0 | 0 | 0 | 0 | 0 | 0 | 0 | 0.025606888048606304 | 0 | 0 | 0 | 0 | 0 | 0 | 0.001 | 0.001818081290279933 | 0.004267814674767717 | OPTIMIZED | INSTALLED |  |  | node_1404024_275_15272609_294 | AN | 8100203
evchargingstation_load_220338158 |  | 0 | 0 | 0.92 | 0 | False | 0 | 0 | 0 | 0 | 0 | 0 | 0 | 0 | 0 | 0 | 0 | 0 | 0 | 0.023034681902794275 | 0 | 0 | 0 | 0 | 0 | 0 | 0.001 | 0.0016354556018565755 | 0.0038391136504657124 | OPTIMIZED | INSTALLED |  |  | node_1406822_893_15276971_511 | AN | 8100203
evchargingstation_load_220338159 |  | 0 | 0 | 0.92 | 0 | False | 0 | 0 | 0 | 0 | 0 | 0 | 0 | 0 | 0 | 0 | 0 | 0 | 0 | 0.014946949145813175 | 0 | 0 | 0 | 0 | 0 | 0 | 0.001 | 0.0010612290644253205 | 0.0024911581909688625 | OPTIMIZED | INSTALLED |  |  | node_1407282_213_15277093_641 | AN | 8100203
evchargingstation_load_220338160 |  | 0 | 0 | 0.92 | 0 | False | 0 | 0 | 0 | 0 | 0 | 0 | 0 | 0 | 0 | 0 | 0 | 0 | 0 | 0.016252247786971517 | 0 | 0 | 0 | 0 | 0 | 0 | 0.001 | 0.0011539048532284955 | 0.0027087079644952526 | OPTIMIZED | INSTALLED |  |  | node_1408025_88_15277094_326 | AN | 8100203
evchargingstation_load_220338161 |  | 0 | 0 | 0.92 | 0 | False | 0 | 0 | 0 | 0 | 0 | 0 | 0 | 0 | 0 | 0 | 0 | 0 | 0 | 0.010096868900724825 | 0 | 0 | 0 | 0 | 0 | 0 | 0.001 | 0.0007168747889179922 | 0.0016828114834541374 | OPTIMIZED | INSTALLED |  |  | node_1408850_581_15277099_388 | AN | 8100203
evchargingstation_load_220338162 |  | 0 | 0 | 0.92 | 0 | False | 0 | 0 | 0 | 0 | 0 | 0 | 0 | 0 | 0 | 0 | 0 | 0 | 0 | 0.030840879658741223 | 0 | 0 | 0 | 0 | 0 | 0 | 0.001 | 0.002189693272705568 | 0.0051401466097902035 | OPTIMIZED | INSTALLED |  |  | node_1407753_906_15277391_043 | AN | 8100203
evchargingstation_load_220338163 |  | 0 | 0 | 0.92 | 0 | False | 0 | 0 | 0 | 0 | 0 | 0 | 0 | 0 | 0 | 0 | 0 | 0 | 0 | 0.05191761359979798 | 0 | 0 | 0 | 0 | 0 | 0 | 0.001 | 0.003686135043243428 | 0.00865293559996633 | OPTIMIZED | INSTALLED |  |  | node_1407759_522_15277791_449 | AN | 8100203
evchargingstation_load_220338164 |  | 0 | 0 | 0.92 | 0 | False | 0 | 0 | 0 | 0 | 0 | 0 | 0 | 0 | 0 | 0 | 0 | 0 | 0 | 0.044751268118928655 | 0 | 0 | 0 | 0 | 0 | 0 | 0.001 | 0.0031773265876970415 | 0.0074585446864881095 | OPTIMIZED | INSTALLED |  |  | node_1407875_544_15277965_898 | AN | 8100203
evchargingstation_load_220338165 |  | 0 | 0 | 0.92 | 0 | False | 0 | 0 | 0 | 0 | 0 | 0 | 0 | 0 | 0 | 0 | 0 | 0 | 0 | 0.011082241404344356 | 0 | 0 | 0 | 0 | 0 | 0 | 0.001 | 0.0007868358219559119 | 0.0018470402340573927 | OPTIMIZED | INSTALLED |  |  | node_1407744_538_15278282_01 | AN | 8100203
evchargingstation_load_220338166 |  | 0 | 0 | 0.92 | 0 | False | 0 | 0 | 0 | 0 | 0 | 0 | 0 | 0 | 0 | 0 | 0 | 0 | 0 | 0.02495423872802713 | 0 | 0 | 0 | 0 | 0 | 0 | 0.001 | 0.0017717435439922981 | 0.004159039788004522 | OPTIMIZED | INSTALLED |  |  | node_1407489_99_15278406_95 | AN | 8100203
evchargingstation_load_220338167 |  | 0 | 0 | 0.92 | 0 | False | 0 | 0 | 0 | 0 | 0 | 0 | 0 | 0 | 0 | 0 | 0 | 0 | 0 | 0.007908574119959369 | 0 | 0 | 0 | 0 | 0 | 0 | 0.001 | 0.0005615065111850361 | 0.0013180956866598948 | OPTIMIZED | INSTALLED |  |  | node_1407660_902_15278673_842 | AN | 8100203
evchargingstation_load_220338169 |  | 0 | 0 | 0.92 | 0 | False | 0 | 0 | 0 | 0 | 0 | 0 | 0 | 0 | 0 | 0 | 0 | 0 | 0 | 0.021371065987592468 | 0 | 0 | 0 | 0 | 0 | 0 | 0.001 | 0.0015173394643330576 | 0.003561844331265411 | OPTIMIZED | INSTALLED |  |  | node_1408913_98_15277587_644 | AN | 8100203
evchargingstation_load_220338170 |  | 0 | 0 | 0.92 | 0 | False | 0 | 0 | 0 | 0 | 0 | 0 | 0 | 0 | 0 | 0 | 0 | 0 | 0 | 0.0070383750258538064 | 0 | 0 | 0 | 0 | 0 | 0 | 0.001 | 0.0004997225532402843 | 0.0011730625043089677 | OPTIMIZED | INSTALLED |  |  | node_1408918_447_15277797_693 | AN | 8100203
evchargingstation_load_220338171 |  | 0 | 0 | 0.92 | 0 | False | 0 | 0 | 0 | 0 | 0 | 0 | 0 | 0 | 0 | 0 | 0 | 0 | 0 | 0.015893930512928048 | 0 | 0 | 0 | 0 | 0 | 0 | 0.001 | 0.0011284642082802475 | 0.0026489884188213414 | OPTIMIZED | INSTALLED |  |  | node_1408645_583_15277717_578 | AN | 8100203
evchargingstation_load_220338172 |  | 0 | 0 | 0.92 | 0 | False | 0 | 0 | 0 | 0 | 0 | 0 | 0 | 0 | 0 | 0 | 0 | 0 | 0 | 0.02499262986453179 | 0 | 0 | 0 | 0 | 0 | 0 | 0.001 | 0.0017744694331752906 | 0.004165438310755298 | OPTIMIZED | INSTALLED |  |  | node_1408920_601_15278016_958 | AN | 8100203
evchargingstation_load_220338173 |  | 0 | 0 | 0.92 | 0 | False | 0 | 0 | 0 | 0 | 0 | 0 | 0 | 0 | 0 | 0 | 0 | 0 | 0 | 0.01828697802171834 | 0 | 0 | 0 | 0 | 0 | 0 | 0.001 | 0.001298369870457386 | 0.0030478296702863904 | OPTIMIZED | INSTALLED |  |  | node_1408847_672_15278247_461 | AN | 8100203
evchargingstation_load_220432000 |  | 0 | 0 | 0.92 | 0 | False | 0 | 0 | 0 | 0 | 0 | 0 | 0 | 0 | 0 | 0 | 0 | 0 | 0 | 0.027283301009309664 | 0 | 0 | 0 | 0 | 0 | 0 | 0.001 | 0.0019371062550163857 | 0.004547216834884944 | OPTIMIZED | INSTALLED |  |  | node_1401591_821_15272654_354 | AN | 8100203
evchargingstation_load_220432272 |  | 0 | 0 | 0.92 | 0 | False | 0 | 0 | 0 | 0 | 0 | 0 | 0 | 0 | 0 | 0 | 0 | 0 | 0 | 0.045327135166498514 | 0 | 0 | 0 | 0 | 0 | 0 | 0.001 | 0.0032182131480745016 | 0.007554522527749752 | OPTIMIZED | INSTALLED |  |  | node_1406550_435_15278446_648 | AN | 8100203
evchargingstation_load_220440775 |  | 0 | 0 | 0.92 | 0 | False | 0 | 0 | 0 | 0 | 0 | 0 | 0 | 0 | 0 | 0 | 0 | 0 | 0 | 0.006526493205791711 | 0 | 0 | 0 | 0 | 0 | 0 | 0.001 | 0.00046337894401587564 | 0.0010877488676319519 | OPTIMIZED | INSTALLED |  |  | node_1407422_809_15278673_609 | AN | 8100203
evchargingstation_load_220467303 |  | 0 | 0 | 0.92 | 0 | False | 0 | 0 | 0 | 0 | 0 | 0 | 0 | 0 | 0 | 0 | 0 | 0 | 0 | 0.004914065472596112 | 0 | 0 | 0 | 0 | 0 | 0 | 0.001 | 0.0003488972266603793 | 0.000819010912099352 | OPTIMIZED | INSTALLED |  |  | node_1402486_604_15280193_959 | AN | 8100203
evchargingstation_load_220500406 |  | 0 | 0 | 0.92 | 0 | False | 0 | 0 | 0 | 0 | 0 | 0 | 0 | 0 | 0 | 0 | 0 | 0 | 0 | 0.0387750478697037 | 0 | 0 | 0 | 0 | 0 | 0 | 0.001 | 0.0027530168458606624 | 0.00646250797828395 | OPTIMIZED | INSTALLED |  |  | node_1401587_458_15286130_049 | AN | 8100203
evchargingstation_load_220518753 |  | 0 | 0 | 0.92 | 0 | False | 0 | 0 | 0 | 0 | 0 | 0 | 0 | 0 | 0 | 0 | 0 | 0 | 0 | 0.00609139365873893 | 0 | 0 | 0 | 0 | 0 | 0 | 0.001 | 0.0004324871131574523 | 0.0010152322764564884 | OPTIMIZED | INSTALLED |  |  | node_1398037_865_15267564_891 | AN | 8100203
evchargingstation_load_220520318 |  | 0 | 0 | 0.92 | 0 | False | 0 | 0 | 0 | 0 | 0 | 0 | 0 | 0 | 0 | 0 | 0 | 0 | 0 | 0.013987170733196747 | 0 | 0 | 0 | 0 | 0 | 0 | 0.001 | 0.0009930850933574592 | 0.002331195122199458 | OPTIMIZED | INSTALLED |  |  | node_1408216_527_15277097_628 | AN | 8100203
evchargingstation_load_220521156 |  | 0 | 0 | 0.92 | 0 | False | 0 | 0 | 0 | 0 | 0 | 0 | 0 | 0 | 0 | 0 | 0 | 0 | 0 | 0.030828082613239674 | 0 | 0 | 0 | 0 | 0 | 0 | 0.001 | 0.0021887847417205388 | 0.005138013768873279 | OPTIMIZED | INSTALLED |  |  | node_1408284_172_15281846_602 | AN | 8100203
evchargingstation_load_220521495 |  | 0 | 0 | 0.92 | 0 | False | 0 | 0 | 0 | 0 | 0 | 0 | 0 | 0 | 0 | 0 | 0 | 0 | 0 | 0.0118500641344375 | 0 | 0 | 0 | 0 | 0 | 0 | 0.001 | 0.0008413509395646199 | 0.0019750106890729165 | OPTIMIZED | INSTALLED |  |  | node_1406076_486_15277804_015 | AN | 8100203
evchargingstation_load_220529826 |  | 0 | 0 | 0.92 | 0 | False | 0 | 0 | 0 | 0 | 0 | 0 | 0 | 0 | 0 | 0 | 0 | 0 | 0 | 0.02643869600620721 | 0 | 0 | 0 | 0 | 0 | 0 | 0.001 | 0.0018771396552695974 | 0.004406449334367868 | OPTIMIZED | INSTALLED |  |  | node_1404284_669_15280604_313 | AN | 8100203
evchargingstation_load_220529931 |  | 0 | 0 | 0.92 | 0 | False | 0 | 0 | 0 | 0 | 0 | 0 | 0 | 0 | 0 | 0 | 0 | 0 | 0 | 0.020244925983455855 | 0 | 0 | 0 | 0 | 0 | 0 | 0.001 | 0.0014373837017761012 | 0.003374154330575976 | OPTIMIZED | INSTALLED |  |  | node_1397529_025_15275995_192 | AN | 8100203
evchargingstation_load_220531250 |  | 0 | 0 | 0.92 | 0 | False | 0 | 0 | 0 | 0 | 0 | 0 | 0 | 0 | 0 | 0 | 0 | 0 | 0 | 0.0296635514725984 | 0 | 0 | 0 | 0 | 0 | 0 | 0.001 | 0.002106103386208495 | 0.004943925245433067 | OPTIMIZED | INSTALLED |  |  | node_1398844_581_15280005_606 | AN | 8100203
evchargingstation_load_220531743 |  | 0 | 0 | 0.92 | 0 | False | 0 | 0 | 0 | 0 | 0 | 0 | 0 | 0 | 0 | 0 | 0 | 0 | 0 | 0.02354656372285637 | 0 | 0 | 0 | 0 | 0 | 0 | 0.001 | 0.001671798914853079 | 0.003924427287142728 | OPTIMIZED | INSTALLED |  |  | node_1400454_925_15269862_573 | AN | 8100203
evchargingstation_load_220532530 |  | 0 | 0 | 0.92 | 0 | False | 0 | 0 | 0 | 0 | 0 | 0 | 0 | 0 | 0 | 0 | 0 | 0 | 0 | 0.005182803428128712 | 0 | 0 | 0 | 0 | 0 | 0 | 0.001 | 0.0003679775622576129 | 0.0008638005713547853 | OPTIMIZED | INSTALLED |  |  | node_1400762_541_15269280_88 | AN | 8100203
evchargingstation_load_220534111 |  | 0 | 0 | 0.92 | 0 | False | 0 | 0 | 0 | 0 | 0 | 0 | 0 | 0 | 0 | 0 | 0 | 0 | 0 | 0.025453323502587673 | 0 | 0 | 0 | 0 | 0 | 0 | 0.001 | 0.0018071783260037726 | 0.004242220583764612 | OPTIMIZED | INSTALLED |  |  | node_1401498_915_15287185_575 | AN | 8100203
evchargingstation_load_220535653 |  | 0 | 0 | 0.92 | 0 | False | 0 | 0 | 0 | 0 | 0 | 0 | 0 | 0 | 0 | 0 | 0 | 0 | 0 | 0.009892116172699986 | 0 | 0 | 0 | 0 | 0 | 0 | 0.001 | 0.0007023374044738098 | 0.001648686028783331 | OPTIMIZED | INSTALLED |  |  | node_1406231_998_15270083_388 | AN | 8100203
evchargingstation_load_220535659 |  | 0 | 0 | 0.92 | 0 | False | 0 | 0 | 0 | 0 | 0 | 0 | 0 | 0 | 0 | 0 | 0 | 0 | 0 | 0.01018644821923569 | 0 | 0 | 0 | 0 | 0 | 0 | 0.001 | 0.0007232348020411017 | 0.001697741369872615 | OPTIMIZED | INSTALLED |  |  | node_1400565_314_15274559_98 | AN | 8100203
evchargingstation_load_220540995 |  | 0 | 0 | 0.92 | 0 | False | 0 | 0 | 0 | 0 | 0 | 0 | 0 | 0 | 0 | 0 | 0 | 0 | 0 | 0.029228451925545622 | 0 | 0 | 0 | 0 | 0 | 0 | 0.001 | 0.0020752112591221664 | 0.004871408654257604 | OPTIMIZED | INSTALLED |  |  | node_1398448_937_15271709_824 | AN | 8100203
evchargingstation_load_220542711 |  | 0 | 0 | 0.92 | 0 | False | 0 | 0 | 0 | 0 | 0 | 0 | 0 | 0 | 0 | 0 | 0 | 0 | 0 | 0.0059122350217171975 | 0 | 0 | 0 | 0 | 0 | 0 | 0.001 | 0.0004197667906833282 | 0.000985372503619533 | OPTIMIZED | INSTALLED |  |  | node_1401690_837_15268550_424 | AN | 8100203
evchargingstation_load_220558165 |  | 0 | 0 | 0.92 | 0 | False | 0 | 0 | 0 | 0 | 0 | 0 | 0 | 0 | 0 | 0 | 0 | 0 | 0 | 0.02989389829162635 | 0 | 0 | 0 | 0 | 0 | 0 | 0.001 | 0.002122457832622736 | 0.004982316381937725 | OPTIMIZED | INSTALLED |  |  | node_1407798_441_15282825_876 | AN | 8100203
evchargingstation_load_220603105 |  | 0 | 0 | 0.92 | 0 | False | 0 | 0 | 0 | 0 | 0 | 0 | 0 | 0 | 0 | 0 | 0 | 0 | 0 | 0.05241669837435853 | 0 | 0 | 0 | 0 | 0 | 0 | 0.001 | 0.0037215701214828078 | 0.00873611639572642 | OPTIMIZED | INSTALLED |  |  | node_1399544_119_15269725_441 | AN | 8100203
evchargingstation_load_220616370 |  | 0 | 0 | 0.92 | 0 | False | 0 | 0 | 0 | 0 | 0 | 0 | 0 | 0 | 0 | 0 | 0 | 0 | 0 | 0.02361054895036413 | 0 | 0 | 0 | 0 | 0 | 0 | 0.001 | 0.0016763418660061303 | 0.003935091491727355 | OPTIMIZED | INSTALLED |  |  | node_1398685_77_15269377_559 | AN | 8100203
evchargingstation_load_220646383 |  | 0 | 0 | 0.92 | 0 | False | 0 | 0 | 0 | 0 | 0 | 0 | 0 | 0 | 0 | 0 | 0 | 0 | 0 | 0.02322663758531756 | 0 | 0 | 0 | 0 | 0 | 0 | 0.001 | 0.0016490844553157288 | 0.0038711062642195933 | OPTIMIZED | INSTALLED |  |  | node_1404512_284_15279610_438 | AN | 8100203
evchargingstation_load_220647395 |  | 0 | 0 | 0.92 | 0 | False | 0 | 0 | 0 | 0 | 0 | 0 | 0 | 0 | 0 | 0 | 0 | 0 | 0 | 0.025350947138575254 | 0 | 0 | 0 | 0 | 0 | 0 | 0.001 | 0.0017999097818956339 | 0.004225157856429209 | OPTIMIZED | INSTALLED |  |  | node_1407076_606_15277172_721 | AN | 8100203
evchargingstation_load_220647795 |  | 0 | 0 | 0.92 | 0 | False | 0 | 0 | 0 | 0 | 0 | 0 | 0 | 0 | 0 | 0 | 0 | 0 | 0 | 0.00829248548500594 | 0 | 0 | 0 | 0 | 0 | 0 | 0.001 | 0.0005887639218754376 | 0.0013820809141676567 | OPTIMIZED | INSTALLED |  |  | node_1404229_447_15272058_119 | AN | 8100203
evchargingstation_load_220651877 |  | 0 | 0 | 0.92 | 0 | False | 0 | 0 | 0 | 0 | 0 | 0 | 0 | 0 | 0 | 0 | 0 | 0 | 0 | 0.020616040303000877 | 0 | 0 | 0 | 0 | 0 | 0 | 0.001 | 0.0014637328777093784 | 0.003436006717166813 | OPTIMIZED | INSTALLED |  |  | node_1405448_867_15279946_428 | AN | 8100203
evchargingstation_load_220654019 |  | 0 | 0 | 0.92 | 0 | False | 0 | 0 | 0 | 0 | 0 | 0 | 0 | 0 | 0 | 0 | 0 | 0 | 0 | 0.08391022735367892 | 0 | 0 | 0 | 0 | 0 | 0 | 0.001 | 0.00595760114047601 | 0.01398503789227982 | OPTIMIZED | INSTALLED |  |  | node_1402350_807_15284100_401 | AN | 8100203
evchargingstation_load_220657079 |  | 0 | 0 | 0.92 | 0 | False | 0 | 0 | 0 | 0 | 0 | 0 | 0 | 0 | 0 | 0 | 0 | 0 | 0 | 0.008650802759049406 | 0 | 0 | 0 | 0 | 0 | 0 | 0.001 | 0.0006142045668236857 | 0.0014418004598415676 | OPTIMIZED | INSTALLED |  |  | node_1403385_517_15277079_397 | AN | 8100203
evchargingstation_load_220657107 |  | 0 | 0 | 0.92 | 0 | False | 0 | 0 | 0 | 0 | 0 | 0 | 0 | 0 | 0 | 0 | 0 | 0 | 0 | 0.007102360253361568 | 0 | 0 | 0 | 0 | 0 | 0 | 0.001 | 0.0005042655043933354 | 0.0011837267088935946 | OPTIMIZED | INSTALLED |  |  | node_1400195_255_15268870_312 | AN | 8100203
evchargingstation_load_310026670 |  | 0 | 0 | 0.92 | 0 | False | 0 | 0 | 0 | 0 | 0 | 0 | 0 | 0 | 0 | 0 | 0 | 0 | 0 | 0 | 0 | 0 | 0 | 0 | 0 | 0 | 0.001 | 0 | 0 | OPTIMIZED | INSTALLED |  |  | node_1408575_94_15282237_005 | AN | 8100203
evchargingstation_load_310064873 |  | 0 | 0 | 0.92 | 0 | False | 0 | 0 | 0 | 0 | 0 | 0 | 0 | 0 | 0 | 0 | 0 | 0 | 0 | 0.03505110762875195 | 0 | 0 | 0 | 0 | 0 | 0 | 0.001 | 0.00248861833291029 | 0.005841851271458659 | OPTIMIZED | INSTALLED |  |  | node_1407863_376_15277547_65 | AN | 8100203
evchargingstation_load_312098263 |  | 0 | 0 | 0.92 | 0 | False | 0 | 0 | 0 | 0 | 0 | 0 | 0 | 0 | 0 | 0 | 0 | 0 | 0 | 0.007179142526370882 | 0 | 0 | 0 | 0 | 0 | 0 | 0.001 | 0.0005097169865314157 | 0.001196523754395147 | OPTIMIZED | INSTALLED |  |  | node_1399173_663_15269414_557 | AN | 8100203

## Fuse
Name | GroupId | MeanReplacementTime | PhaseAStatus | PhaseBStatus | PhaseCStatus | RepairDistributionType | CurrentLimit | CurrentInAReal | CurrentInAImag | CurrentInA | CurrentInBReal | CurrentInBImag | CurrentInB | CurrentInCReal | CurrentInCImag | CurrentInC | CurrentOutAReal | CurrentOutAImag | CurrentOutA | CurrentOutBReal | CurrentOutBImag | CurrentOutB | CurrentOutCReal | CurrentOutCImag | CurrentOutC | ActivePowerInA | ReactivePowerInA | PowerInA | ActivePowerInB | ReactivePowerInB | PowerInB | ActivePowerInC | ReactivePowerInC | PowerInC | ActivePowerOutA | ReactivePowerOutA | PowerOutA | ActivePowerOutB | ReactivePowerOutB | PowerOutB | ActivePowerOutC | ReactivePowerOutC | PowerOutC | Status | From | To | Length | Phases | Feeder | Comments
fuse_220382293 |  | 0 | GOOD | GOOD | GOOD | NONE | 100 | 0 | 0 | 0+0j | 0 | 0 | 0+0j | 0 | 0 | 0+0j | 0 | 0 | 0+0j | 0 | 0 | 0+0j | 0 | 0 | 0+0j | 0 | 0 | 0+0j | 0 | 0 | 0+0j | 0 | 0 | 0+0j | 0 | 0 | 0+0j | 0 | 0 | 0+0j | 0 | 0 | 0+0j | OPEN | node_intto1_8100203_200818315 | node_8100203_200818315 | 0 | ABCD | 8100203
fuse_220382294 |  | 0 | GOOD | GOOD | GOOD | NONE | 80 | 0 | 0 | 0+0j | 0 | 0 | 0+0j | 0 | 0 | 0+0j | 0 | 0 | 0+0j | 0 | 0 | 0+0j | 0 | 0 | 0+0j | 0 | 0 | 0+0j | 0 | 0 | 0+0j | 0 | 0 | 0+0j | 0 | 0 | 0+0j | 0 | 0 | 0+0j | 0 | 0 | 0+0j | OPEN | node_intto1_8100203_200818316 | node_8100203_200818316 | 0 | ABCD | 8100203
fuse_220382295 |  | 0 | GOOD | GOOD | GOOD | NONE | 140 | 0 | 0 | 0+0j | 0 | 0 | 0+0j | 0 | 0 | 0+0j | 0 | 0 | 0+0j | 0 | 0 | 0+0j | 0 | 0 | 0+0j | 0 | 0 | 0+0j | 0 | 0 | 0+0j | 0 | 0 | 0+0j | 0 | 0 | 0+0j | 0 | 0 | 0+0j | 0 | 0 | 0+0j | OPEN | node_intto1_8100203_200818306 | node_8100203_200818306 | 0 | ABCD | 8100203
fuse_220382298 |  | 0 | GOOD | GOOD | GOOD | NONE | 65 | 0 | 0 | 0+0j | 0 | 0 | 0+0j | 0 | 0 | 0+0j | 0 | 0 | 0+0j | 0 | 0 | 0+0j | 0 | 0 | 0+0j | 0 | 0 | 0+0j | 0 | 0 | 0+0j | 0 | 0 | 0+0j | 0 | 0 | 0+0j | 0 | 0 | 0+0j | 0 | 0 | 0+0j | OPEN | node_intto1_8100203_200818405 | node_8100203_200818405 | 0 | AD | 8100203
fuse_220382307 |  | 0 | GOOD | GOOD | GOOD | NONE | 30 | 0 | 0 | 0+0j | 0 | 0 | 0+0j | 0 | 0 | 0+0j | 0 | 0 | 0+0j | 0 | 0 | 0+0j | 0 | 0 | 0+0j | 0 | 0 | 0+0j | 0 | 0 | 0+0j | 0 | 0 | 0+0j | 0 | 0 | 0+0j | 0 | 0 | 0+0j | 0 | 0 | 0+0j | OPEN | node_intto1_8100203_200820255 | node_8100203_200820255 | 0 | AD | 8100203
fuse_220382311 |  | 0 | GOOD | GOOD | GOOD | NONE | 50 | 0 | 0 | 0+0j | 0 | 0 | 0+0j | 0 | 0 | 0+0j | 0 | 0 | 0+0j | 0 | 0 | 0+0j | 0 | 0 | 0+0j | 0 | 0 | 0+0j | 0 | 0 | 0+0j | 0 | 0 | 0+0j | 0 | 0 | 0+0j | 0 | 0 | 0+0j | 0 | 0 | 0+0j | OPEN | node_intto1_8100203_201060587 | node_8100203_201060587 | 0 | ABCN | 8100203
fuse_220382313 |  | 0 | GOOD | GOOD | GOOD | NONE | 25 | 0 | 0 | 0+0j | 0 | 0 | 0+0j | 0 | 0 | 0+0j | 0 | 0 | 0+0j | 0 | 0 | 0+0j | 0 | 0 | 0+0j | 0 | 0 | 0+0j | 0 | 0 | 0+0j | 0 | 0 | 0+0j | 0 | 0 | 0+0j | 0 | 0 | 0+0j | 0 | 0 | 0+0j | OPEN | node_intto1_8100203_200818505 | node_8100203_200818505 | 0 | AN | 8100203
fuse_220382314 |  | 0 | GOOD | GOOD | GOOD | NONE | 30 | 0 | 0 | 0+0j | 0 | 0 | 0+0j | 0 | 0 | 0+0j | 0 | 0 | 0+0j | 0 | 0 | 0+0j | 0 | 0 | 0+0j | 0 | 0 | 0+0j | 0 | 0 | 0+0j | 0 | 0 | 0+0j | 0 | 0 | 0+0j | 0 | 0 | 0+0j | 0 | 0 | 0+0j | OPEN | node_intto1_8100203_200818500 | node_8100203_200818500 | 0 | AD | 8100203
fuse_220382316 |  | 0 | GOOD | GOOD | GOOD | NONE | 40 | 0 | 0 | 0+0j | 0 | 0 | 0+0j | 0 | 0 | 0+0j | 0 | 0 | 0+0j | 0 | 0 | 0+0j | 0 | 0 | 0+0j | 0 | 0 | 0+0j | 0 | 0 | 0+0j | 0 | 0 | 0+0j | 0 | 0 | 0+0j | 0 | 0 | 0+0j | 0 | 0 | 0+0j | OPEN | node_intto1_8100203_200818484 | node_8100203_200818484 | 0 | AD | 8100203
fuse_220382318 |  | 0 | GOOD | GOOD | GOOD | NONE | 65 | 0 | 0 | 0+0j | 0 | 0 | 0+0j | 0 | 0 | 0+0j | 0 | 0 | 0+0j | 0 | 0 | 0+0j | 0 | 0 | 0+0j | 0 | 0 | 0+0j | 0 | 0 | 0+0j | 0 | 0 | 0+0j | 0 | 0 | 0+0j | 0 | 0 | 0+0j | 0 | 0 | 0+0j | OPEN | node_intto1_8100203_200818478 | node_8100203_200818478 | 0 | AD | 8100203
fuse_220382319 |  | 0 | GOOD | GOOD | GOOD | NONE | 65 | 0 | 0 | 0+0j | 0 | 0 | 0+0j | 0 | 0 | 0+0j | 0 | 0 | 0+0j | 0 | 0 | 0+0j | 0 | 0 | 0+0j | 0 | 0 | 0+0j | 0 | 0 | 0+0j | 0 | 0 | 0+0j | 0 | 0 | 0+0j | 0 | 0 | 0+0j | 0 | 0 | 0+0j | OPEN | node_intto1_8100203_200818472 | node_8100203_200818472 | 0 | AD | 8100203
fuse_220382320 |  | 0 | GOOD | GOOD | GOOD | NONE | 50 | 0 | 0 | 0+0j | 0 | 0 | 0+0j | 0 | 0 | 0+0j | 0 | 0 | 0+0j | 0 | 0 | 0+0j | 0 | 0 | 0+0j | 0 | 0 | 0+0j | 0 | 0 | 0+0j | 0 | 0 | 0+0j | 0 | 0 | 0+0j | 0 | 0 | 0+0j | 0 | 0 | 0+0j | OPEN | node_intto1_8100203_200820153 | node_8100203_200820153 | 0 | AD | 8100203
fuse_220382321 |  | 0 | GOOD | GOOD | GOOD | NONE | 80 | 0 | 0 | 0+0j | 0 | 0 | 0+0j | 0 | 0 | 0+0j | 0 | 0 | 0+0j | 0 | 0 | 0+0j | 0 | 0 | 0+0j | 0 | 0 | 0+0j | 0 | 0 | 0+0j | 0 | 0 | 0+0j | 0 | 0 | 0+0j | 0 | 0 | 0+0j | 0 | 0 | 0+0j | OPEN | node_intto1_8100203_200818444 | node_8100203_200818444 | 0 | AD | 8100203
fuse_220382323 |  | 0 | GOOD | GOOD | GOOD | NONE | 100 | 0 | 0 | 0+0j | 0 | 0 | 0+0j | 0 | 0 | 0+0j | 0 | 0 | 0+0j | 0 | 0 | 0+0j | 0 | 0 | 0+0j | 0 | 0 | 0+0j | 0 | 0 | 0+0j | 0 | 0 | 0+0j | 0 | 0 | 0+0j | 0 | 0 | 0+0j | 0 | 0 | 0+0j | OPEN | node_intto1_8100203_200950778 | node_8100203_200950778 | 0 | AD | 8100203
fuse_220382325 |  | 0 | GOOD | GOOD | GOOD | NONE | 50 | 0 | 0 | 0+0j | 0 | 0 | 0+0j | 0 | 0 | 0+0j | 0 | 0 | 0+0j | 0 | 0 | 0+0j | 0 | 0 | 0+0j | 0 | 0 | 0+0j | 0 | 0 | 0+0j | 0 | 0 | 0+0j | 0 | 0 | 0+0j | 0 | 0 | 0+0j | 0 | 0 | 0+0j | OPEN | node_intto1_8100203_200820497 | node_8100203_200820497 | 0 | AD | 8100203
fuse_220382341 |  | 0 | GOOD | GOOD | GOOD | NONE | 25 | 0 | 0 | 0+0j | 0 | 0 | 0+0j | 0 | 0 | 0+0j | 0 | 0 | 0+0j | 0 | 0 | 0+0j | 0 | 0 | 0+0j | 0 | 0 | 0+0j | 0 | 0 | 0+0j | 0 | 0 | 0+0j | 0 | 0 | 0+0j | 0 | 0 | 0+0j | 0 | 0 | 0+0j | OPEN | node_intto1_8100203_200820152 | node_8100203_200820152 | 0 | AN | 8100203
fuse_220382350 |  | 0 | GOOD | GOOD | GOOD | NONE | 25 | 0 | 0 | 0+0j | 0 | 0 | 0+0j | 0 | 0 | 0+0j | 0 | 0 | 0+0j | 0 | 0 | 0+0j | 0 | 0 | 0+0j | 0 | 0 | 0+0j | 0 | 0 | 0+0j | 0 | 0 | 0+0j | 0 | 0 | 0+0j | 0 | 0 | 0+0j | 0 | 0 | 0+0j | OPEN | node_intto1_8100203_200820496 | node_8100203_200820496 | 0 | AN | 8100203
fuse_220382356 |  | 0 | GOOD | GOOD | GOOD | NONE | 100 | 0 | 0 | 0+0j | 0 | 0 | 0+0j | 0 | 0 | 0+0j | 0 | 0 | 0+0j | 0 | 0 | 0+0j | 0 | 0 | 0+0j | 0 | 0 | 0+0j | 0 | 0 | 0+0j | 0 | 0 | 0+0j | 0 | 0 | 0+0j | 0 | 0 | 0+0j | 0 | 0 | 0+0j | OPEN | node_intto1_8100203_200820335 | node_8100203_200820335 | 0 | AD | 8100203
fuse_220382380 |  | 0 | GOOD | GOOD | GOOD | NONE | 50 | 0 | 0 | 0+0j | 0 | 0 | 0+0j | 0 | 0 | 0+0j | 0 | 0 | 0+0j | 0 | 0 | 0+0j | 0 | 0 | 0+0j | 0 | 0 | 0+0j | 0 | 0 | 0+0j | 0 | 0 | 0+0j | 0 | 0 | 0+0j | 0 | 0 | 0+0j | 0 | 0 | 0+0j | OPEN | node_intto1_8100203_200819957 | node_8100203_200819957 | 0 | AD | 8100203
fuse_220382389 |  | 0 | GOOD | GOOD | GOOD | NONE | 15 | 0 | 0 | 0+0j | 0 | 0 | 0+0j | 0 | 0 | 0+0j | 0 | 0 | 0+0j | 0 | 0 | 0+0j | 0 | 0 | 0+0j | 0 | 0 | 0+0j | 0 | 0 | 0+0j | 0 | 0 | 0+0j | 0 | 0 | 0+0j | 0 | 0 | 0+0j | 0 | 0 | 0+0j | OPEN | node_intto1_8100203_200914877 | node_8100203_200914877 | 0 | AD | 8100203
fuse_220388831 |  | 0 | GOOD | GOOD | GOOD | NONE | 40 | 0 | 0 | 0+0j | 0 | 0 | 0+0j | 0 | 0 | 0+0j | 0 | 0 | 0+0j | 0 | 0 | 0+0j | 0 | 0 | 0+0j | 0 | 0 | 0+0j | 0 | 0 | 0+0j | 0 | 0 | 0+0j | 0 | 0 | 0+0j | 0 | 0 | 0+0j | 0 | 0 | 0+0j | OPEN | node_intto1_8100203_200914884 | node_8100203_200914884 | 0 | AD | 8100203
fuse_220388833 |  | 0 | GOOD | GOOD | GOOD | NONE | 65 | 0 | 0 | 0+0j | 0 | 0 | 0+0j | 0 | 0 | 0+0j | 0 | 0 | 0+0j | 0 | 0 | 0+0j | 0 | 0 | 0+0j | 0 | 0 | 0+0j | 0 | 0 | 0+0j | 0 | 0 | 0+0j | 0 | 0 | 0+0j | 0 | 0 | 0+0j | 0 | 0 | 0+0j | OPEN | node_intto1_8100203_200829154 | node_8100203_200829154 | 0 | ABCD | 8100203
fuse_220388837 |  | 0 | GOOD | GOOD | GOOD | NONE | 40 | 0 | 0 | 0+0j | 0 | 0 | 0+0j | 0 | 0 | 0+0j | 0 | 0 | 0+0j | 0 | 0 | 0+0j | 0 | 0 | 0+0j | 0 | 0 | 0+0j | 0 | 0 | 0+0j | 0 | 0 | 0+0j | 0 | 0 | 0+0j | 0 | 0 | 0+0j | 0 | 0 | 0+0j | OPEN | node_intto1_8100203_200829900 | node_8100203_200829900 | 0 | AD | 8100203
fuse_220388854 |  | 0 | GOOD | GOOD | GOOD | NONE | 40 | 0 | 0 | 0+0j | 0 | 0 | 0+0j | 0 | 0 | 0+0j | 0 | 0 | 0+0j | 0 | 0 | 0+0j | 0 | 0 | 0+0j | 0 | 0 | 0+0j | 0 | 0 | 0+0j | 0 | 0 | 0+0j | 0 | 0 | 0+0j | 0 | 0 | 0+0j | 0 | 0 | 0+0j | OPEN | node_intto1_8100203_200829746 | node_8100203_200829746 | 0 | AD | 8100203
fuse_220388867 |  | 0 | GOOD | GOOD | GOOD | NONE | 40 | 0 | 0 | 0+0j | 0 | 0 | 0+0j | 0 | 0 | 0+0j | 0 | 0 | 0+0j | 0 | 0 | 0+0j | 0 | 0 | 0+0j | 0 | 0 | 0+0j | 0 | 0 | 0+0j | 0 | 0 | 0+0j | 0 | 0 | 0+0j | 0 | 0 | 0+0j | 0 | 0 | 0+0j | OPEN | node_intto1_8100203_200829927 | node_8100203_200829927 | 0 | AD | 8100203
fuse_220388888 |  | 0 | GOOD | GOOD | GOOD | NONE | 100 | 0 | 0 | 0+0j | 0 | 0 | 0+0j | 0 | 0 | 0+0j | 0 | 0 | 0+0j | 0 | 0 | 0+0j | 0 | 0 | 0+0j | 0 | 0 | 0+0j | 0 | 0 | 0+0j | 0 | 0 | 0+0j | 0 | 0 | 0+0j | 0 | 0 | 0+0j | 0 | 0 | 0+0j | OPEN | node_intto1_220388888 | node_220388888 | 0 | ABCD | 8100203
fuse_220388895 |  | 0 | GOOD | GOOD | GOOD | NONE | 50 | 0 | 0 | 0+0j | 0 | 0 | 0+0j | 0 | 0 | 0+0j | 0 | 0 | 0+0j | 0 | 0 | 0+0j | 0 | 0 | 0+0j | 0 | 0 | 0+0j | 0 | 0 | 0+0j | 0 | 0 | 0+0j | 0 | 0 | 0+0j | 0 | 0 | 0+0j | 0 | 0 | 0+0j | OPEN | node_intto1_8100203_200829903 | node_8100203_200829903 | 0 | AD | 8100203
fuse_220388901 |  | 0 | GOOD | GOOD | GOOD | NONE | 65 | 0 | 0 | 0+0j | 0 | 0 | 0+0j | 0 | 0 | 0+0j | 0 | 0 | 0+0j | 0 | 0 | 0+0j | 0 | 0 | 0+0j | 0 | 0 | 0+0j | 0 | 0 | 0+0j | 0 | 0 | 0+0j | 0 | 0 | 0+0j | 0 | 0 | 0+0j | 0 | 0 | 0+0j | OPEN | node_intto1_8100203_200829763 | node_8100203_200829763 | 0 | AD | 8100203
fuse_220389037 |  | 0 | GOOD | GOOD | GOOD | NONE | 60 | 0 | 0 | 0+0j | 0 | 0 | 0+0j | 0 | 0 | 0+0j | 0 | 0 | 0+0j | 0 | 0 | 0+0j | 0 | 0 | 0+0j | 0 | 0 | 0+0j | 0 | 0 | 0+0j | 0 | 0 | 0+0j | 0 | 0 | 0+0j | 0 | 0 | 0+0j | 0 | 0 | 0+0j | OPEN | node_intto1_8100203_200829666 | node_8100203_200829666 | 0 | AD | 8100203
fuse_220389038 |  | 0 | GOOD | GOOD | GOOD | NONE | 50 | 0 | 0 | 0+0j | 0 | 0 | 0+0j | 0 | 0 | 0+0j | 0 | 0 | 0+0j | 0 | 0 | 0+0j | 0 | 0 | 0+0j | 0 | 0 | 0+0j | 0 | 0 | 0+0j | 0 | 0 | 0+0j | 0 | 0 | 0+0j | 0 | 0 | 0+0j | 0 | 0 | 0+0j | OPEN | node_intto1_8100203_200829136 | node_8100203_200829136 | 0 | AD | 8100203
fuse_220389159 |  | 0 | GOOD | GOOD | GOOD | NONE | 40 | 0 | 0 | 0+0j | 0 | 0 | 0+0j | 0 | 0 | 0+0j | 0 | 0 | 0+0j | 0 | 0 | 0+0j | 0 | 0 | 0+0j | 0 | 0 | 0+0j | 0 | 0 | 0+0j | 0 | 0 | 0+0j | 0 | 0 | 0+0j | 0 | 0 | 0+0j | 0 | 0 | 0+0j | OPEN | node_intto1_8100203_200830206 | node_8100203_200830206 | 0 | AD | 8100203
fuse_220389160 |  | 0 | GOOD | GOOD | GOOD | NONE | 40 | 0 | 0 | 0+0j | 0 | 0 | 0+0j | 0 | 0 | 0+0j | 0 | 0 | 0+0j | 0 | 0 | 0+0j | 0 | 0 | 0+0j | 0 | 0 | 0+0j | 0 | 0 | 0+0j | 0 | 0 | 0+0j | 0 | 0 | 0+0j | 0 | 0 | 0+0j | 0 | 0 | 0+0j | OPEN | node_intto1_8100203_200830217 | node_8100203_200830217 | 0 | AD | 8100203
fuse_220537860 |  | 0 | GOOD | GOOD | GOOD | NONE | 100 | 0 | 0 | 0+0j | 0 | 0 | 0+0j | 0 | 0 | 0+0j | 0 | 0 | 0+0j | 0 | 0 | 0+0j | 0 | 0 | 0+0j | 0 | 0 | 0+0j | 0 | 0 | 0+0j | 0 | 0 | 0+0j | 0 | 0 | 0+0j | 0 | 0 | 0+0j | 0 | 0 | 0+0j | OPEN | node_intto1_8100203_200818274 | node_8100203_200818274 | 0 | AN | 8100203
fuse_220540994 |  | 0 | GOOD | GOOD | GOOD | NONE | 25 | 0 | 0 | 0+0j | 0 | 0 | 0+0j | 0 | 0 | 0+0j | 0 | 0 | 0+0j | 0 | 0 | 0+0j | 0 | 0 | 0+0j | 0 | 0 | 0+0j | 0 | 0 | 0+0j | 0 | 0 | 0+0j | 0 | 0 | 0+0j | 0 | 0 | 0+0j | 0 | 0 | 0+0j | OPEN | node_intto1_8100203_200977869 | node_8100203_200977869 | 0 | AN | 8100203
fuse_220649950 |  | 0 | GOOD | GOOD | GOOD | NONE | 50 | 0 | 0 | 0+0j | 0 | 0 | 0+0j | 0 | 0 | 0+0j | 0 | 0 | 0+0j | 0 | 0 | 0+0j | 0 | 0 | 0+0j | 0 | 0 | 0+0j | 0 | 0 | 0+0j | 0 | 0 | 0+0j | 0 | 0 | 0+0j | 0 | 0 | 0+0j | 0 | 0 | 0+0j | OPEN | node_intto1_8100203_200818541 | node_8100203_200818541 | 0 | ABCD | 8100203
fuse_310020226 |  | 0 | GOOD | GOOD | GOOD | NONE | 50 | 0 | 0 | 0+0j | 0 | 0 | 0+0j | 0 | 0 | 0+0j | 0 | 0 | 0+0j | 0 | 0 | 0+0j | 0 | 0 | 0+0j | 0 | 0 | 0+0j | 0 | 0 | 0+0j | 0 | 0 | 0+0j | 0 | 0 | 0+0j | 0 | 0 | 0+0j | 0 | 0 | 0+0j | OPEN | node_intto1_8100203_200829145 | node_8100203_200829145 | 0 | AD | 8100203
fuse_311879448 |  | 0 | GOOD | GOOD | GOOD | NONE | 40 | 0 | 0 | 0+0j | 0 | 0 | 0+0j | 0 | 0 | 0+0j | 0 | 0 | 0+0j | 0 | 0 | 0+0j | 0 | 0 | 0+0j | 0 | 0 | 0+0j | 0 | 0 | 0+0j | 0 | 0 | 0+0j | 0 | 0 | 0+0j | 0 | 0 | 0+0j | 0 | 0 | 0+0j | OPEN | node_intto1_8100203_200820515 | node_8100203_200820515 | 0 | AD | 8100203
fuse_311977003 |  | 0 | GOOD | GOOD | GOOD | NONE | 300 | 0 | 0 | 0+0j | 0 | 0 | 0+0j | 0 | 0 | 0+0j | 0 | 0 | 0+0j | 0 | 0 | 0+0j | 0 | 0 | 0+0j | 0 | 0 | 0+0j | 0 | 0 | 0+0j | 0 | 0 | 0+0j | 0 | 0 | 0+0j | 0 | 0 | 0+0j | 0 | 0 | 0+0j | OPEN | node_intto1_8100203_200818493 | node_8100203_200818493 | 0 | AD | 8100203
fuse_312085162 |  | 0 | GOOD | GOOD | GOOD | NONE | 100 | 0 | 0 | 0+0j | 0 | 0 | 0+0j | 0 | 0 | 0+0j | 0 | 0 | 0+0j | 0 | 0 | 0+0j | 0 | 0 | 0+0j | 0 | 0 | 0+0j | 0 | 0 | 0+0j | 0 | 0 | 0+0j | 0 | 0 | 0+0j | 0 | 0 | 0+0j | 0 | 0 | 0+0j | OPEN | node_intto1_8100203_200818312 | node_8100203_200818312 | 0 | ABCD | 8100203

## Generator
Name | GroupId | ColdStartupCost | ColdStartupTime | HotStartupCost | HotStartupStatus | ShutdownCost | CommitmentStatus | ConstructionTime | CalendarLife | YearOfInstallation | ReactivePower | ActivePower | MaxPowerOutput | MinPowerOutput | MinimumDowntime | MinimumUptime | NoLoadCost | NonSpinningReserve | SpinningReserve | OperatingReserve | RampUpLimit | RampDownLimit | StartupCapability | ShutdownCapability | ShutdownStatus | StartupStatus | CapitalCost | FixedOperatingCost | VariableOperatingCost | MaxReactivePower | MaxActivePower | OutputSchedule | PlanningStatus | UnitType | UnitSubtype | ParentNode | Phases | Feeder | Comments
generator_load_220333812 |  | 0 | 0 | 0 | 0 | 0 | False | 0 | 0 | 0 | 0 | 0 | 0 | 0 | 0 | 0 | 0 | 0 | 0 | 0 | 0 | 0 | 0 | 0 | False | False | 0 | 0 | 0.19 | 0.00041704119772824057 | 0.0009789739808687568 | OPTIMIZED | INSTALLED | natural_gas |  | node_1402957_127_15283617_416 | AN | 8100203
generator_load_220333813 |  | 0 | 0 | 0 | 0 | 0 | False | 0 | 0 | 0 | 0 | 0 | 0 | 0 | 0 | 0 | 0 | 0 | 0 | 0 | 0 | 0 | 0 | 0 | False | False | 0 | 0 | 0.19 | 0.0021160978194996265 | 0.004967386495519247 | OPTIMIZED | INSTALLED | natural_gas |  | node_1403381_823_15282882_294 | AN | 8100203
generator_load_220333814 |  | 0 | 0 | 0 | 0 | 0 | False | 0 | 0 | 0 | 0 | 0 | 0 | 0 | 0 | 0 | 0 | 0 | 0 | 0 | 0 | 0 | 0 | 0 | False | False | 0 | 0 | 0.19 | 0.0013183590332675537 | 0.0030947521704587496 | OPTIMIZED | INSTALLED | natural_gas |  | node_1403370_179_15282476_992 | AN | 8100203
generator_load_220333815 |  | 0 | 0 | 0 | 0 | 0 | False | 0 | 0 | 0 | 0 | 0 | 0 | 0 | 0 | 0 | 0 | 0 | 0 | 0 | 0 | 0 | 0 | 0 | False | False | 0 | 0 | 0.19 | 0.0010421487288280868 | 0.002446368531713429 | OPTIMIZED | INSTALLED | natural_gas |  | node_1403262_303_15281920_944 | AN | 8100203
generator_load_220333816 |  | 0 | 0 | 0 | 0 | 0 | False | 0 | 0 | 0 | 0 | 0 | 0 | 0 | 0 | 0 | 0 | 0 | 0 | 0 | 0 | 0 | 0 | 0 | False | False | 0 | 0 | 0.19 | 0.0012474891730166998 | 0.0029283905789385684 | OPTIMIZED | INSTALLED | natural_gas |  | node_1403224_65_15280039_863 | AN | 8100203
generator_load_220333817 |  | 0 | 0 | 0 | 0 | 0 | False | 0 | 0 | 0 | 0 | 0 | 0 | 0 | 0 | 0 | 0 | 0 | 0 | 0 | 0 | 0 | 0 | 0 | False | False | 0 | 0 | 0.19 | 0.0032781797478212897 | 0.007695290028266828 | OPTIMIZED | INSTALLED | natural_gas |  | node_1401243_64_15287988_365 | AN | 8100203
generator_load_220333827 |  | 0 | 0 | 0 | 0 | 0 | False | 0 | 0 | 0 | 0 | 0 | 0 | 0 | 0 | 0 | 0 | 0 | 0 | 0 | 0 | 0 | 0 | 0 | False | False | 0 | 0 | 0.19 | 0.0009894506731894374 | 0.002322663758531756 | OPTIMIZED | INSTALLED | natural_gas |  | node_1403472_424_15281743_396 | AN | 8100203
generator_load_220333828 |  | 0 | 0 | 0 | 0 | 0 | False | 0 | 0 | 0 | 0 | 0 | 0 | 0 | 0 | 0 | 0 | 0 | 0 | 0 | 0 | 0 | 0 | 0 | False | False | 0 | 0 | 0.19 | 0.005385191665014814 | 0.012641348114616821 | OPTIMIZED | INSTALLED | natural_gas |  | node_1403609_811_15281805_053 | AN | 8100203
generator_load_220333829 |  | 0 | 0 | 0 | 0 | 0 | False | 0 | 0 | 0 | 0 | 0 | 0 | 0 | 0 | 0 | 0 | 0 | 0 | 0 | 0 | 0 | 0 | 0 | False | False | 0 | 0 | 0.19 | 1.9988866582262755E-05 | 4.692250017235871E-05 | OPTIMIZED | INSTALLED | natural_gas |  | node_1403514_163_15281409_729 | AN | 8100203
generator_load_220333846 |  | 0 | 0 | 0 | 0 | 0 | False | 0 | 0 | 0 | 0 | 0 | 0 | 0 | 0 | 0 | 0 | 0 | 0 | 0 | 0 | 0 | 0 | 0 | False | False | 0 | 0 | 0.19 | 0.001862602270825415 | 0.004372323879697062 | OPTIMIZED | INSTALLED | natural_gas |  | node_1404123_538_15285148_185 | AN | 8100203
generator_load_220333847 |  | 0 | 0 | 0 | 0 | 0 | False | 0 | 0 | 0 | 0 | 0 | 0 | 0 | 0 | 0 | 0 | 0 | 0 | 0 | 0 | 0 | 0 | 0 | False | False | 0 | 0 | 0.19 | 0.0006078442574726711 | 0.0014268705734230898 | OPTIMIZED | INSTALLED | natural_gas |  | node_1404124_305_15284797_92 | AN | 8100203
generator_load_220333848 |  | 0 | 0 | 0 | 0 | 0 | False | 0 | 0 | 0 | 0 | 0 | 0 | 0 | 0 | 0 | 0 | 0 | 0 | 0 | 0 | 0 | 0 | 0 | False | False | 0 | 0 | 0.19 | 0.003709758329993713 | 0.008708389463806391 | OPTIMIZED | INSTALLED | natural_gas |  | node_1404520_242_15284371_578 | AN | 8100203
generator_load_220333849 |  | 0 | 0 | 0 | 0 | 0 | False | 0 | 0 | 0 | 0 | 0 | 0 | 0 | 0 | 0 | 0 | 0 | 0 | 0 | 0 | 0 | 0 | 0 | False | False | 0 | 0 | 0.19 | 0.0011757107817808167 | 0.002759896146501462 | OPTIMIZED | INSTALLED | natural_gas |  | node_1404928_153_15284420_065 | AN | 8100203
generator_load_220333850 |  | 0 | 0 | 0 | 0 | 0 | False | 0 | 0 | 0 | 0 | 0 | 0 | 0 | 0 | 0 | 0 | 0 | 0 | 0 | 0 | 0 | 0 | 0 | False | False | 0 | 0 | 0.19 | 0.00037342904439569317 | 0.0008765976168563376 | OPTIMIZED | INSTALLED | natural_gas |  | node_1405322_575_15284507_448 | AN | 8100203
generator_load_220333851 |  | 0 | 0 | 0 | 0 | 0 | False | 0 | 0 | 0 | 0 | 0 | 0 | 0 | 0 | 0 | 0 | 0 | 0 | 0 | 0 | 0 | 0 | 0 | False | False | 0 | 0 | 0.19 | 0.002162435565787261 | 0.005076161382282442 | OPTIMIZED | INSTALLED | natural_gas |  | node_1405469_048_15284395_846 | AN | 8100203
generator_load_220333852 |  | 0 | 0 | 0 | 0 | 0 | False | 0 | 0 | 0 | 0 | 0 | 0 | 0 | 0 | 0 | 0 | 0 | 0 | 0 | 0 | 0 | 0 | 0 | False | False | 0 | 0 | 0.19 | 0.0009158552199834958 | 0.002149903644260799 | OPTIMIZED | INSTALLED | natural_gas |  | node_1403356_759_15286967_204 | AN | 8100203
generator_load_220333854 |  | 0 | 0 | 0 | 0 | 0 | False | 0 | 0 | 0 | 0 | 0 | 0 | 0 | 0 | 0 | 0 | 0 | 0 | 0 | 0 | 0 | 0 | 0 | False | False | 0 | 0 | 0.19 | 0.0024559091438539037 | 0.005765068998449345 | OPTIMIZED | INSTALLED | natural_gas |  | node_1403520_306_15287320_034 | AN | 8100203
generator_load_220333855 |  | 0 | 0 | 0 | 0 | 0 | False | 0 | 0 | 0 | 0 | 0 | 0 | 0 | 0 | 0 | 0 | 0 | 0 | 0 | 0 | 0 | 0 | 0 | False | False | 0 | 0 | 0.19 | 0.0014101259948577948 | 0.003310169103068214 | OPTIMIZED | INSTALLED | natural_gas |  | node_1403721_618_15287102_56 | AN | 8100203
generator_load_220333856 |  | 0 | 0 | 0 | 0 | 0 | False | 0 | 0 | 0 | 0 | 0 | 0 | 0 | 0 | 0 | 0 | 0 | 0 | 0 | 0 | 0 | 0 | 0 | False | False | 0 | 0 | 0.19 | 0.0013301705285287437 | 0.003122479102378779 | OPTIMIZED | INSTALLED | natural_gas |  | node_1404054_39_15286668_003 | AN | 8100203
generator_load_220333857 |  | 0 | 0 | 0 | 0 | 0 | False | 0 | 0 | 0 | 0 | 0 | 0 | 0 | 0 | 0 | 0 | 0 | 0 | 0 | 0 | 0 | 0 | 0 | False | False | 0 | 0 | 0.19 | 0.0010094395397717 | 0.002369586258704115 | OPTIMIZED | INSTALLED | natural_gas |  | node_1404069_73_15286321_689 | AN | 8100203
generator_load_220333858 |  | 0 | 0 | 0 | 0 | 0 | False | 0 | 0 | 0 | 0 | 0 | 0 | 0 | 0 | 0 | 0 | 0 | 0 | 0 | 0 | 0 | 0 | 0 | False | False | 0 | 0 | 0.19 | 0.0006832570688765763 | 0.0016038963695278975 | OPTIMIZED | INSTALLED | natural_gas |  | node_1404216_989_15286007_565 | AN | 8100203
generator_load_220333860 |  | 0 | 0 | 0 | 0 | 0 | False | 0 | 0 | 0 | 0 | 0 | 0 | 0 | 0 | 0 | 0 | 0 | 0 | 0 | 0 | 0 | 0 | 0 | False | False | 0 | 0 | 0.19 | 0.0033863017482815816 | 0.00794909809738095 | OPTIMIZED | INSTALLED | natural_gas |  | node_1401577_297_15285788_93 | AN | 8100203
generator_load_220333861 |  | 0 | 0 | 0 | 0 | 0 | False | 0 | 0 | 0 | 0 | 0 | 0 | 0 | 0 | 0 | 0 | 0 | 0 | 0 | 0 | 0 | 0 | 0 | False | False | 0 | 0 | 0.19 | 0.0018916770397137798 | 0.004440574789038674 | OPTIMIZED | INSTALLED | natural_gas |  | node_1401383_714_15285188_771 | AN | 8100203
generator_load_220333862 |  | 0 | 0 | 0 | 0 | 0 | False | 0 | 0 | 0 | 0 | 0 | 0 | 0 | 0 | 0 | 0 | 0 | 0 | 0 | 0 | 0 | 0 | 0 | False | False | 0 | 0 | 0.19 | 0.005832216162616449 | 0.013690705845744116 | OPTIMIZED | INSTALLED | natural_gas |  | node_1401002_77_15285142_301 | AN | 8100203
generator_load_220333864 |  | 0 | 0 | 0 | 0 | 0 | False | 0 | 0 | 0 | 0 | 0 | 0 | 0 | 0 | 0 | 0 | 0 | 0 | 0 | 0 | 0 | 0 | 0 | False | False | 0 | 0 | 0.19 | 0.0026185459656949983 | 0.006146847522578991 | OPTIMIZED | INSTALLED | natural_gas |  | node_1402896_756_15280399_278 | AN | 8100203
generator_load_220333865 |  | 0 | 0 | 0 | 0 | 0 | False | 0 | 0 | 0 | 0 | 0 | 0 | 0 | 0 | 0 | 0 | 0 | 0 | 0 | 0 | 0 | 0 | 0 | False | False | 0 | 0 | 0.19 | 0.0012411291598935904 | 0.002913460692520091 | OPTIMIZED | INSTALLED | natural_gas |  | node_1402854_239_15280594_642 | AN | 8100203
generator_load_220333866 |  | 0 | 0 | 0 | 0 | 0 | False | 0 | 0 | 0 | 0 | 0 | 0 | 0 | 0 | 0 | 0 | 0 | 0 | 0 | 0 | 0 | 0 | 0 | False | False | 0 | 0 | 0.19 | 0.0006514564108052185 | 0.0015292469374355087 | OPTIMIZED | INSTALLED | natural_gas |  | node_1402650_058_15280460_254 | AN | 8100203
generator_load_220333867 |  | 0 | 0 | 0 | 0 | 0 | False | 0 | 0 | 0 | 0 | 0 | 0 | 0 | 0 | 0 | 0 | 0 | 0 | 0 | 0 | 0 | 0 | 0 | False | False | 0 | 0 | 0.19 | 0.0016908792504503128 | 0.0039692169463981615 | OPTIMIZED | INSTALLED | natural_gas |  | node_1402307_766_15280150_668 | AN | 8100203
generator_load_220333868 |  | 0 | 0 | 0 | 0 | 0 | False | 0 | 0 | 0 | 0 | 0 | 0 | 0 | 0 | 0 | 0 | 0 | 0 | 0 | 0 | 0 | 0 | 0 | False | False | 0 | 0 | 0.19 | 0.004562012530062398 | 0.010708994243882412 | OPTIMIZED | INSTALLED | natural_gas |  | node_1402150_099_15280051_19 | AN | 8100203
generator_load_220333869 |  | 0 | 0 | 0 | 0 | 0 | False | 0 | 0 | 0 | 0 | 0 | 0 | 0 | 0 | 0 | 0 | 0 | 0 | 0 | 0 | 0 | 0 | 0 | False | False | 0 | 0 | 0.19 | 0.0025812941217134657 | 0.006059401044985049 | OPTIMIZED | INSTALLED | natural_gas |  | node_1402045_374_15279910_647 | AN | 8100203
generator_load_220333870 |  | 0 | 0 | 0 | 0 | 0 | False | 0 | 0 | 0 | 0 | 0 | 0 | 0 | 0 | 0 | 0 | 0 | 0 | 0 | 0 | 0 | 0 | 0 | False | False | 0 | 0 | 0.19 | 0.0033708555366244648 | 0.007912839801793218 | OPTIMIZED | INSTALLED | natural_gas |  | node_1401628_972_15279768_824 | AN | 8100203
generator_load_220333871 |  | 0 | 0 | 0 | 0 | 0 | False | 0 | 0 | 0 | 0 | 0 | 0 | 0 | 0 | 0 | 0 | 0 | 0 | 0 | 0 | 0 | 0 | 0 | False | False | 0 | 0 | 0.19 | 0.0005142599376844668 | 0.001207187958979774 | OPTIMIZED | INSTALLED | natural_gas |  | node_1401294_098_15278840_289 | AN | 8100203
generator_load_220333873 |  | 0 | 0 | 0 | 0 | 0 | False | 0 | 0 | 0 | 0 | 0 | 0 | 0 | 0 | 0 | 0 | 0 | 0 | 0 | 0 | 0 | 0 | 0 | False | False | 0 | 0 | 0.19 | 0.0020306905748045897 | 0.004766899449328259 | OPTIMIZED | INSTALLED | natural_gas |  | node_1406332_525_15280905_804 | AN | 8100203
generator_load_220333874 |  | 0 | 0 | 0 | 0 | 0 | False | 0 | 0 | 0 | 0 | 0 | 0 | 0 | 0 | 0 | 0 | 0 | 0 | 0 | 0 | 0 | 0 | 0 | False | False | 0 | 0 | 0.19 | 0.0016572615304088966 | 0.0038903018324719218 | OPTIMIZED | INSTALLED | natural_gas |  | node_1406492_377_15280872_114 | AN | 8100203
generator_load_220333875 |  | 0 | 0 | 0 | 0 | 0 | False | 0 | 0 | 0 | 0 | 0 | 0 | 0 | 0 | 0 | 0 | 0 | 0 | 0 | 0 | 0 | 0 | 0 | False | False | 0 | 0 | 0.19 | 0.00060330130631962 | 0.001416206368838463 | OPTIMIZED | INSTALLED | natural_gas |  | node_1406865_973_15280980_688 | AN | 8100203
generator_load_220333876 |  | 0 | 0 | 0 | 0 | 0 | False | 0 | 0 | 0 | 0 | 0 | 0 | 0 | 0 | 0 | 0 | 0 | 0 | 0 | 0 | 0 | 0 | 0 | False | False | 0 | 0 | 0.19 | 0.0027339365102634285 | 0.006417718319028516 | OPTIMIZED | INSTALLED | natural_gas |  | node_1407133_602_15280693_355 | AN | 8100203
generator_load_220333877 |  | 0 | 0 | 0 | 0 | 0 | False | 0 | 0 | 0 | 0 | 0 | 0 | 0 | 0 | 0 | 0 | 0 | 0 | 0 | 0 | 0 | 0 | 0 | False | False | 0 | 0 | 0.19 | 0.0021715214680933636 | 0.005097489791451696 | OPTIMIZED | INSTALLED | natural_gas |  | node_1406747_407_15284586_683 | AN | 8100203
generator_load_220333878 |  | 0 | 0 | 0 | 0 | 0 | False | 0 | 0 | 0 | 0 | 0 | 0 | 0 | 0 | 0 | 0 | 0 | 0 | 0 | 0 | 0 | 0 | 0 | False | False | 0 | 0 | 0.19 | 0.0007105144795669776 | 0.0016678815970356594 | OPTIMIZED | INSTALLED | natural_gas |  | node_1406640_005_15284570_604 | AN | 8100203
generator_load_220333879 |  | 0 | 0 | 0 | 0 | 0 | False | 0 | 0 | 0 | 0 | 0 | 0 | 0 | 0 | 0 | 0 | 0 | 0 | 0 | 0 | 0 | 0 | 0 | False | False | 0 | 0 | 0.19 | 0.003567110374734881 | 0.008373533439849104 | OPTIMIZED | INSTALLED | natural_gas |  | node_1406281_19_15284501_704 | AN | 8100203
generator_load_220333880 |  | 0 | 0 | 0 | 0 | 0 | False | 0 | 0 | 0 | 0 | 0 | 0 | 0 | 0 | 0 | 0 | 0 | 0 | 0 | 0 | 0 | 0 | 0 | False | False | 0 | 0 | 0.19 | 0.004261270407887618 | 0.010003023900380107 | OPTIMIZED | INSTALLED | natural_gas |  | node_1405941_001_15284507_865 | AN | 8100203
generator_load_220333881 |  | 0 | 0 | 0 | 0 | 0 | False | 0 | 0 | 0 | 0 | 0 | 0 | 0 | 0 | 0 | 0 | 0 | 0 | 0 | 0 | 0 | 0 | 0 | False | False | 0 | 0 | 0.19 | 0.0013456164439579553 | 0.0031587373979665113 | OPTIMIZED | INSTALLED | natural_gas |  | node_1405969_936_15284147_14 | AN | 8100203
generator_load_220333883 |  | 0 | 0 | 0 | 0 | 0 | False | 0 | 0 | 0 | 0 | 0 | 0 | 0 | 0 | 0 | 0 | 0 | 0 | 0 | 0 | 0 | 0 | 0 | False | False | 0 | 0 | 0.19 | 0.0029928835410757207 | 0.007025577980352253 | OPTIMIZED | INSTALLED | natural_gas |  | node_1406113_228_15283497_596 | AN | 8100203
generator_load_220333884 |  | 0 | 0 | 0 | 0 | 0 | False | 0 | 0 | 0 | 0 | 0 | 0 | 0 | 0 | 0 | 0 | 0 | 0 | 0 | 0 | 0 | 0 | 0 | False | False | 0 | 0 | 0.19 | 0.00017354008234516047 | 0.0004073726151327506 | OPTIMIZED | INSTALLED | natural_gas |  | node_1406248_959_15283363_491 | AN | 8100203
generator_load_220333886 |  | 0 | 0 | 0 | 0 | 0 | False | 0 | 0 | 0 | 0 | 0 | 0 | 0 | 0 | 0 | 0 | 0 | 0 | 0 | 0 | 0 | 0 | 0 | False | False | 0 | 0 | 0.19 | 0.0009122207998154739 | 0.0021413722805930973 | OPTIMIZED | INSTALLED | natural_gas |  | node_1405157_485_15280003_499 | AN | 8100203
generator_load_220333888 |  | 0 | 0 | 0 | 0 | 0 | False | 0 | 0 | 0 | 0 | 0 | 0 | 0 | 0 | 0 | 0 | 0 | 0 | 0 | 0 | 0 | 0 | 0 | False | False | 0 | 0 | 0.19 | 0.0009058607866923643 | 0.0021264423941746197 | OPTIMIZED | INSTALLED | natural_gas |  | node_1405622_925_15280082_518 | AN | 8100203
generator_load_220333889 |  | 0 | 0 | 0 | 0 | 0 | False | 0 | 0 | 0 | 0 | 0 | 0 | 0 | 0 | 0 | 0 | 0 | 0 | 0 | 0 | 0 | 0 | 0 | False | False | 0 | 0 | 0.19 | 0.0003198224577720144 | 0.0007507600027577394 | OPTIMIZED | INSTALLED | natural_gas |  | node_1405780_235_15280207_905 | AN | 8100203
generator_load_220333890 |  | 0 | 0 | 0 | 0 | 0 | False | 0 | 0 | 0 | 0 | 0 | 0 | 0 | 0 | 0 | 0 | 0 | 0 | 0 | 0 | 0 | 0 | 0 | False | False | 0 | 0 | 0.19 | 0.0012947357465172692 | 0.003039298306618689 | OPTIMIZED | INSTALLED | natural_gas |  | node_1406077_664_15280531_853 | AN | 8100203
generator_load_220333892 |  | 0 | 0 | 0 | 0 | 0 | False | 0 | 0 | 0 | 0 | 0 | 0 | 0 | 0 | 0 | 0 | 0 | 0 | 0 | 0 | 0 | 0 | 0 | False | False | 0 | 0 | 0.19 | 0.0005551462018340215 | 0.0013031658002414168 | OPTIMIZED | INSTALLED | natural_gas |  | node_1401426_256_15278064_499 | AN | 8100203
generator_load_220333893 |  | 0 | 0 | 0 | 0 | 0 | False | 0 | 0 | 0 | 0 | 0 | 0 | 0 | 0 | 0 | 0 | 0 | 0 | 0 | 0 | 0 | 0 | 0 | False | False | 0 | 0 | 0.19 | 0.00398596863443318 | 0.009356773102551712 | OPTIMIZED | INSTALLED | natural_gas |  | node_1401639_489_15273933_055 | AN | 8100203
generator_load_220333898 |  | 0 | 0 | 0 | 0 | 0 | False | 0 | 0 | 0 | 0 | 0 | 0 | 0 | 0 | 0 | 0 | 0 | 0 | 0 | 0 | 0 | 0 | 0 | False | False | 0 | 0 | 0.19 | 0.003644340248108844 | 0.008554824917787763 | OPTIMIZED | INSTALLED | natural_gas |  | node_1401347_862_15268542_883 | AN | 8100203
generator_load_220333899 |  | 0 | 0 | 0 | 0 | 0 | False | 0 | 0 | 0 | 0 | 0 | 0 | 0 | 0 | 0 | 0 | 0 | 0 | 0 | 0 | 0 | 0 | 0 | False | False | 0 | 0 | 0.19 | 0.0016381811948116632 | 0.0038455121732164886 | OPTIMIZED | INSTALLED | natural_gas |  | node_1399451_54_15268273_712 | AN | 8100203
generator_load_220333900 |  | 0 | 0 | 0 | 0 | 0 | False | 0 | 0 | 0 | 0 | 0 | 0 | 0 | 0 | 0 | 0 | 0 | 0 | 0 | 0 | 0 | 0 | 0 | False | False | 0 | 0 | 0.19 | 0.0005015396152103427 | 0.0011773281861428184 | OPTIMIZED | INSTALLED | natural_gas |  | node_1398441_256_15268282_96 | AN | 8100203
generator_load_220333901 |  | 0 | 0 | 0 | 0 | 0 | False | 0 | 0 | 0 | 0 | 0 | 0 | 0 | 0 | 0 | 0 | 0 | 0 | 0 | 0 | 0 | 0 | 0 | False | False | 0 | 0 | 0.19 | 0.0003080106662829195 | 0.0007230330708377093 | OPTIMIZED | INSTALLED | natural_gas |  | node_1398163_614_15268034_813 | AN | 8100203
generator_load_220333905 |  | 0 | 0 | 0 | 0 | 0 | False | 0 | 0 | 0 | 0 | 0 | 0 | 0 | 0 | 0 | 0 | 0 | 0 | 0 | 0 | 0 | 0 | 0 | False | False | 0 | 0 | 0.19 | 0.0016272782305355026 | 0.003819918082213384 | OPTIMIZED | INSTALLED | natural_gas |  | node_1398047_584_15267316_697 | AN | 8100203
generator_load_220333906 |  | 0 | 0 | 0 | 0 | 0 | False | 0 | 0 | 0 | 0 | 0 | 0 | 0 | 0 | 0 | 0 | 0 | 0 | 0 | 0 | 0 | 0 | 0 | False | False | 0 | 0 | 0.19 | 0.0013719656198912327 | 0.0032205897845573477 | OPTIMIZED | INSTALLED | natural_gas |  | node_1401943_243_15271840_498 | AN | 8100203
generator_load_220333908 |  | 0 | 0 | 0 | 0 | 0 | False | 0 | 0 | 0 | 0 | 0 | 0 | 0 | 0 | 0 | 0 | 0 | 0 | 0 | 0 | 0 | 0 | 0 | False | False | 0 | 0 | 0.19 | 0.0011039323905449336 | 0.002591401714064356 | OPTIMIZED | INSTALLED | natural_gas |  | node_1398184_025_15266803_89 | AN | 8100203
generator_load_220333909 |  | 0 | 0 | 0 | 0 | 0 | False | 0 | 0 | 0 | 0 | 0 | 0 | 0 | 0 | 0 | 0 | 0 | 0 | 0 | 0 | 0 | 0 | 0 | False | False | 0 | 0 | 0.19 | 0.0007659384243886199 | 0.0017979848929681088 | OPTIMIZED | INSTALLED | natural_gas |  | node_1401829_262_15271178_697 | AN | 8100203
generator_load_220333910 |  | 0 | 0 | 0 | 0 | 0 | False | 0 | 0 | 0 | 0 | 0 | 0 | 0 | 0 | 0 | 0 | 0 | 0 | 0 | 0 | 0 | 0 | 0 | False | False | 0 | 0 | 0.19 | 0.0064100771202157255 | 0.015047192668908667 | OPTIMIZED | INSTALLED | natural_gas |  | node_1401425_596_15270225_506 | AN | 8100203
generator_load_220333911 |  | 0 | 0 | 0 | 0 | 0 | False | 0 | 0 | 0 | 0 | 0 | 0 | 0 | 0 | 0 | 0 | 0 | 0 | 0 | 0 | 0 | 0 | 0 | False | False | 0 | 0 | 0.19 | 0.004269447482980786 | 0.010022219468632436 | OPTIMIZED | INSTALLED | natural_gas |  | node_1401836_6_15270167_457 | AN | 8100203
generator_load_220333948 |  | 0 | 0 | 0 | 0 | 0 | False | 0 | 0 | 0 | 0 | 0 | 0 | 0 | 0 | 0 | 0 | 0 | 0 | 0 | 0 | 0 | 0 | 0 | False | False | 0 | 0 | 0.19 | 0.0070506305667447835 | 0.01655084551534107 | OPTIMIZED | INSTALLED | natural_gas |  | node_1401476_206_15286689_85 | AN | 8100203
generator_load_220334429 |  | 0 | 0 | 0 | 0 | 0 | False | 0 | 0 | 0 | 0 | 0 | 0 | 0 | 0 | 0 | 0 | 0 | 0 | 0 | 0 | 0 | 0 | 0 | False | False | 0 | 0 | 0.19 | 0.0007650298934035908 | 0.0017958520520511832 | OPTIMIZED | INSTALLED | natural_gas |  | node_1398794_522_15277561_986 | AN | 8100203
generator_load_220334430 |  | 0 | 0 | 0 | 0 | 0 | False | 0 | 0 | 0 | 0 | 0 | 0 | 0 | 0 | 0 | 0 | 0 | 0 | 0 | 0 | 0 | 0 | 0 | False | False | 0 | 0 | 0.19 | 0.00355711594144375 | 0.008350072189762924 | OPTIMIZED | INSTALLED | natural_gas |  | node_1398742_304_15277369_555 | AN | 8100203
generator_load_220334431 |  | 0 | 0 | 0 | 0 | 0 | False | 0 | 0 | 0 | 0 | 0 | 0 | 0 | 0 | 0 | 0 | 0 | 0 | 0 | 0 | 0 | 0 | 0 | False | False | 0 | 0 | 0.19 | 0.0025195101637687134 | 0.005914367862634122 | OPTIMIZED | INSTALLED | natural_gas |  | node_1396967_562_15276485_227 | AN | 8100203
generator_load_220334432 |  | 0 | 0 | 0 | 0 | 0 | False | 0 | 0 | 0 | 0 | 0 | 0 | 0 | 0 | 0 | 0 | 0 | 0 | 0 | 0 | 0 | 0 | 0 | False | False | 0 | 0 | 0.19 | 0.0031246288282862976 | 0.007334839913306436 | OPTIMIZED | INSTALLED | natural_gas |  | node_1401218_25_15278553_551 | AN | 8100203
generator_load_220334433 |  | 0 | 0 | 0 | 0 | 0 | False | 0 | 0 | 0 | 0 | 0 | 0 | 0 | 0 | 0 | 0 | 0 | 0 | 0 | 0 | 0 | 0 | 0 | False | False | 0 | 0 | 0.19 | 0.002245116921299305 | 0.005270249905722653 | OPTIMIZED | INSTALLED | natural_gas |  | node_1400741_85_15278390_336 | AN | 8100203
generator_load_220334434 |  | 0 | 0 | 0 | 0 | 0 | False | 0 | 0 | 0 | 0 | 0 | 0 | 0 | 0 | 0 | 0 | 0 | 0 | 0 | 0 | 0 | 0 | 0 | False | False | 0 | 0 | 0.19 | 0.0006959770951227952 | 0.001633756142364853 | OPTIMIZED | INSTALLED | natural_gas |  | node_1400335_849_15278426_994 | AN | 8100203
generator_load_220334435 |  | 0 | 0 | 0 | 0 | 0 | False | 0 | 0 | 0 | 0 | 0 | 0 | 0 | 0 | 0 | 0 | 0 | 0 | 0 | 0 | 0 | 0 | 0 | False | False | 0 | 0 | 0.19 | 0.004795519212154347 | 0.01125713435953224 | OPTIMIZED | INSTALLED | natural_gas |  | node_1400139_954_15278423_213 | AN | 8100203
generator_load_220334436 |  | 0 | 0 | 0 | 0 | 0 | False | 0 | 0 | 0 | 0 | 0 | 0 | 0 | 0 | 0 | 0 | 0 | 0 | 0 | 0 | 0 | 0 | 0 | False | False | 0 | 0 | 0.19 | 0.0016772503969911595 | 0.003937224332644281 | OPTIMIZED | INSTALLED | natural_gas |  | node_1400019_421_15278340_268 | AN | 8100203
generator_load_220334437 |  | 0 | 0 | 0 | 0 | 0 | False | 0 | 0 | 0 | 0 | 0 | 0 | 0 | 0 | 0 | 0 | 0 | 0 | 0 | 0 | 0 | 0 | 0 | False | False | 0 | 0 | 0.19 | 0.0020252390926665097 | 0.004754102403826707 | OPTIMIZED | INSTALLED | natural_gas |  | node_1399719_995_15278321_334 | AN | 8100203
generator_load_220334438 |  | 0 | 0 | 0 | 0 | 0 | False | 0 | 0 | 0 | 0 | 0 | 0 | 0 | 0 | 0 | 0 | 0 | 0 | 0 | 0 | 0 | 0 | 0 | False | False | 0 | 0 | 0.19 | 0.0007568525220825178 | 0.0017766564837988549 | OPTIMIZED | INSTALLED | natural_gas |  | node_1399482_384_15278304_244 | AN | 8100203
generator_load_220334439 |  | 0 | 0 | 0 | 0 | 0 | False | 0 | 0 | 0 | 0 | 0 | 0 | 0 | 0 | 0 | 0 | 0 | 0 | 0 | 0 | 0 | 0 | 0 | False | False | 0 | 0 | 0.19 | 0.0005687750552931748 | 0.0013351584139952978 | OPTIMIZED | INSTALLED | natural_gas |  | node_1399150_543_15278353_301 | AN | 8100203
generator_load_220334451 |  | 0 | 0 | 0 | 0 | 0 | False | 0 | 0 | 0 | 0 | 0 | 0 | 0 | 0 | 0 | 0 | 0 | 0 | 0 | 0 | 0 | 0 | 0 | False | False | 0 | 0 | 0.19 | 0.0006768967595255617 | 0.00158896648310942 | OPTIMIZED | INSTALLED | natural_gas |  | node_1402020_12_15274664_616 | AN | 8100203
generator_load_220334452 |  | 0 | 0 | 0 | 0 | 0 | False | 0 | 0 | 0 | 0 | 0 | 0 | 0 | 0 | 0 | 0 | 0 | 0 | 0 | 0 | 0 | 0 | 0 | False | False | 0 | 0 | 0.19 | 0.004532029230189004 | 0.010638610493623874 | OPTIMIZED | INSTALLED | natural_gas |  | node_1401698_639_15274694_422 | AN | 8100203
generator_load_220334453 |  | 0 | 0 | 0 | 0 | 0 | False | 0 | 0 | 0 | 0 | 0 | 0 | 0 | 0 | 0 | 0 | 0 | 0 | 0 | 0 | 0 | 0 | 0 | False | False | 0 | 0 | 0.19 | 0.00035344017781343043 | 0.000829675116683979 | OPTIMIZED | INSTALLED | natural_gas |  | node_1401585_052_15274945_764 | AN | 8100203
generator_load_220334454 |  | 0 | 0 | 0 | 0 | 0 | False | 0 | 0 | 0 | 0 | 0 | 0 | 0 | 0 | 0 | 0 | 0 | 0 | 0 | 0 | 0 | 0 | 0 | False | False | 0 | 0 | 0.19 | 0.00032436540892506554 | 0.0007614242073423664 | OPTIMIZED | INSTALLED | natural_gas |  | node_1401234_054_15275531_869 | AN | 8100203
generator_load_220334455 |  | 0 | 0 | 0 | 0 | 0 | False | 0 | 0 | 0 | 0 | 0 | 0 | 0 | 0 | 0 | 0 | 0 | 0 | 0 | 0 | 0 | 0 | 0 | False | False | 0 | 0 | 0.19 | 0.0012602094954908241 | 0.002958250351775524 | OPTIMIZED | INSTALLED | natural_gas |  | node_1400797_897_15274631_655 | AN | 8100203
generator_load_220334457 |  | 0 | 0 | 0 | 0 | 0 | False | 0 | 0 | 0 | 0 | 0 | 0 | 0 | 0 | 0 | 0 | 0 | 0 | 0 | 0 | 0 | 0 | 0 | False | False | 0 | 0 | 0.19 | 0.00045974482007575887 | 0.0010792175039642503 | OPTIMIZED | INSTALLED | natural_gas |  | node_1400573_733_15275407_287 | AN | 8100203
generator_load_220334509 |  | 0 | 0 | 0 | 0 | 0 | False | 0 | 0 | 0 | 0 | 0 | 0 | 0 | 0 | 0 | 0 | 0 | 0 | 0 | 0 | 0 | 0 | 0 | False | False | 0 | 0 | 0.19 | 0.0004533845107247442 | 0.0010642876175457725 | OPTIMIZED | INSTALLED | natural_gas |  | node_1401279_405_15279650_307 | AN | 8100203
generator_load_220334510 |  | 0 | 0 | 0 | 0 | 0 | False | 0 | 0 | 0 | 0 | 0 | 0 | 0 | 0 | 0 | 0 | 0 | 0 | 0 | 0 | 0 | 0 | 0 | False | False | 0 | 0 | 0.19 | 0.0030010609123967934 | 0.007044773548604582 | OPTIMIZED | INSTALLED | natural_gas |  | node_1400487_486_15279315_292 | AN | 8100203
generator_load_220334511 |  | 0 | 0 | 0 | 0 | 0 | False | 0 | 0 | 0 | 0 | 0 | 0 | 0 | 0 | 0 | 0 | 0 | 0 | 0 | 0 | 0 | 0 | 0 | False | False | 0 | 0 | 0.19 | 0.0008567968549938315 | 0.0020112689846606482 | OPTIMIZED | INSTALLED | natural_gas |  | node_1399943_93_15279438_423 | AN | 8100203
generator_load_220334512 |  | 0 | 0 | 0 | 0 | 0 | False | 0 | 0 | 0 | 0 | 0 | 0 | 0 | 0 | 0 | 0 | 0 | 0 | 0 | 0 | 0 | 0 | 0 | False | False | 0 | 0 | 0.19 | 0.0018326186747241154 | 0.004301940129438523 | OPTIMIZED | INSTALLED | natural_gas |  | node_1399964_21_15279672_012 | AN | 8100203
generator_load_220334513 |  | 0 | 0 | 0 | 0 | 0 | False | 0 | 0 | 0 | 0 | 0 | 0 | 0 | 0 | 0 | 0 | 0 | 0 | 0 | 0 | 0 | 0 | 0 | False | False | 0 | 0 | 0.19 | 0.004667408345111792 | 0.01095640379024576 | OPTIMIZED | INSTALLED | natural_gas |  | node_1399934_413_15280058_805 | AN | 8100203
generator_load_220334546 |  | 0 | 0 | 0 | 0 | 0 | False | 0 | 0 | 0 | 0 | 0 | 0 | 0 | 0 | 0 | 0 | 0 | 0 | 0 | 0 | 0 | 0 | 0 | False | False | 0 | 0 | 0.19 | 0.0027611942171817355 | 0.006481703546536277 | OPTIMIZED | INSTALLED | natural_gas |  | node_1406672_444_15285227_911 | AN | 8100203
generator_load_220334547 |  | 0 | 0 | 0 | 0 | 0 | False | 0 | 0 | 0 | 0 | 0 | 0 | 0 | 0 | 0 | 0 | 0 | 0 | 0 | 0 | 0 | 0 | 0 | False | False | 0 | 0 | 0.19 | 0.0010494172729362257 | 0.002463431259048832 | OPTIMIZED | INSTALLED | natural_gas |  | node_1406659_76_15285555_594 | AN | 8100203
generator_load_220334577 |  | 0 | 0 | 0 | 0 | 0 | False | 0 | 0 | 0 | 0 | 0 | 0 | 0 | 0 | 0 | 0 | 0 | 0 | 0 | 0 | 0 | 0 | 0 | False | False | 0 | 0 | 0.19 | 0.0003425372135372698 | 0.0008040810256808742 | OPTIMIZED | INSTALLED | natural_gas |  | node_1403571_394_15280059_556 | AN | 8100203
generator_load_220334578 |  | 0 | 0 | 0 | 0 | 0 | False | 0 | 0 | 0 | 0 | 0 | 0 | 0 | 0 | 0 | 0 | 0 | 0 | 0 | 0 | 0 | 0 | 0 | False | False | 0 | 0 | 0.19 | 0.0012665695086139335 | 0.0029731802381940016 | OPTIMIZED | INSTALLED | natural_gas |  | node_1403810_954_15279882_506 | AN | 8100203
generator_load_220334579 |  | 0 | 0 | 0 | 0 | 0 | False | 0 | 0 | 0 | 0 | 0 | 0 | 0 | 0 | 0 | 0 | 0 | 0 | 0 | 0 | 0 | 0 | 0 | False | False | 0 | 0 | 0.19 | 0.0018153556973248455 | 0.004261416152016941 | OPTIMIZED | INSTALLED | natural_gas |  | node_1403991_182_15279568_489 | AN | 8100203
generator_load_220334611 |  | 0 | 0 | 0 | 0 | 0 | False | 0 | 0 | 0 | 0 | 0 | 0 | 0 | 0 | 0 | 0 | 0 | 0 | 0 | 0 | 0 | 0 | 0 | False | False | 0 | 0 | 0.19 | 0.003730655727561005 | 0.008757444804895676 | OPTIMIZED | INSTALLED | natural_gas |  | node_1404742_593_15279190_765 | AN | 8100203
generator_load_220334612 |  | 0 | 0 | 0 | 0 | 0 | False | 0 | 0 | 0 | 0 | 0 | 0 | 0 | 0 | 0 | 0 | 0 | 0 | 0 | 0 | 0 | 0 | 0 | False | False | 0 | 0 | 0.19 | 0.0011693507686577071 | 0.0027449662600829844 | OPTIMIZED | INSTALLED | natural_gas |  | node_1405004_977_15279061_569 | AN | 8100203
generator_load_220334613 |  | 0 | 0 | 0 | 0 | 0 | False | 0 | 0 | 0 | 0 | 0 | 0 | 0 | 0 | 0 | 0 | 0 | 0 | 0 | 0 | 0 | 0 | 0 | False | False | 0 | 0 | 0.19 | 0.0005596891529870726 | 0.0013138300048260439 | OPTIMIZED | INSTALLED | natural_gas |  | node_1405352_259_15278963_409 | AN | 8100203
generator_load_220334636 |  | 0 | 0 | 0 | 0 | 0 | False | 0 | 0 | 0 | 0 | 0 | 0 | 0 | 0 | 0 | 0 | 0 | 0 | 0 | 0 | 0 | 0 | 0 | False | False | 0 | 0 | 0.19 | 0.0005960327622114814 | 0.0013991436415030597 | OPTIMIZED | INSTALLED | natural_gas |  | node_1405738_779_15280743_781 | AN | 8100203
generator_load_220334637 |  | 0 | 0 | 0 | 0 | 0 | False | 0 | 0 | 0 | 0 | 0 | 0 | 0 | 0 | 0 | 0 | 0 | 0 | 0 | 0 | 0 | 0 | 0 | False | False | 0 | 0 | 0.19 | 0.0005142599376844668 | 0.001207187958979774 | OPTIMIZED | INSTALLED | natural_gas |  | node_1405478_08_15281050_152 | AN | 8100203
generator_load_220334638 |  | 0 | 0 | 0 | 0 | 0 | False | 0 | 0 | 0 | 0 | 0 | 0 | 0 | 0 | 0 | 0 | 0 | 0 | 0 | 0 | 0 | 0 | 0 | False | False | 0 | 0 | 0.19 | 0.0024195655346294946 | 0.005679755361772329 | OPTIMIZED | INSTALLED | natural_gas |  | node_1404888_488_15280652_615 | AN | 8100203
generator_load_220334639 |  | 0 | 0 | 0 | 0 | 0 | False | 0 | 0 | 0 | 0 | 0 | 0 | 0 | 0 | 0 | 0 | 0 | 0 | 0 | 0 | 0 | 0 | 0 | False | False | 0 | 0 | 0.19 | 0.0010230683932308533 | 0.0024015788724579957 | OPTIMIZED | INSTALLED | natural_gas |  | node_1405003_742_15280971_224 | AN | 8100203
generator_load_220334640 |  | 0 | 0 | 0 | 0 | 0 | False | 0 | 0 | 0 | 0 | 0 | 0 | 0 | 0 | 0 | 0 | 0 | 0 | 0 | 0 | 0 | 0 | 0 | False | False | 0 | 0 | 0.19 | 0.0002871132687156275 | 0.0006739777297484251 | OPTIMIZED | INSTALLED | natural_gas |  | node_1404584_61_15281064_458 | AN | 8100203
generator_load_220334643 |  | 0 | 0 | 0 | 0 | 0 | False | 0 | 0 | 0 | 0 | 0 | 0 | 0 | 0 | 0 | 0 | 0 | 0 | 0 | 0 | 0 | 0 | 0 | False | False | 0 | 0 | 0.19 | 0.00021533487747974438 | 0.0005054832973113188 | OPTIMIZED | INSTALLED | natural_gas |  | node_1399713_285_15268850_533 | AN | 8100203
generator_load_220334644 |  | 0 | 0 | 0 | 0 | 0 | False | 0 | 0 | 0 | 0 | 0 | 0 | 0 | 0 | 0 | 0 | 0 | 0 | 0 | 0 | 0 | 0 | 0 | False | False | 0 | 0 | 0.19 | 0.00028983915789862025 | 0.0006803762524992013 | OPTIMIZED | INSTALLED | natural_gas |  | node_1399940_377_15268748_288 | AN | 8100203
generator_load_220334645 |  | 0 | 0 | 0 | 0 | 0 | False | 0 | 0 | 0 | 0 | 0 | 0 | 0 | 0 | 0 | 0 | 0 | 0 | 0 | 0 | 0 | 0 | 0 | False | False | 0 | 0 | 0.19 | 0.006473678140130536 | 0.015196491533093446 | OPTIMIZED | INSTALLED | natural_gas |  | node_1398941_902_15268952_761 | AN | 8100203
generator_load_220334646 |  | 0 | 0 | 0 | 0 | 0 | False | 0 | 0 | 0 | 0 | 0 | 0 | 0 | 0 | 0 | 0 | 0 | 0 | 0 | 0 | 0 | 0 | 0 | False | False | 0 | 0 | 0.19 | 0.0004206756178962625 | 0.0009875053445364582 | OPTIMIZED | INSTALLED | natural_gas |  | node_1399372_509_15269543_633 | AN | 8100203
generator_load_220334647 |  | 0 | 0 | 0 | 0 | 0 | False | 0 | 0 | 0 | 0 | 0 | 0 | 0 | 0 | 0 | 0 | 0 | 0 | 0 | 0 | 0 | 0 | 0 | False | False | 0 | 0 | 0.19 | 0.0012120543910052255 | 0.002845209783178478 | OPTIMIZED | INSTALLED | natural_gas |  | node_1399850_039_15269755_069 | AN | 8100203
generator_load_220334648 |  | 0 | 0 | 0 | 0 | 0 | False | 0 | 0 | 0 | 0 | 0 | 0 | 0 | 0 | 0 | 0 | 0 | 0 | 0 | 0 | 0 | 0 | 0 | False | False | 0 | 0 | 0.19 | 0.0012502150621996925 | 0.002934789101689345 | OPTIMIZED | INSTALLED | natural_gas |  | node_1400146_569_15269702_478 | AN | 8100203
generator_load_220334649 |  | 0 | 0 | 0 | 0 | 0 | False | 0 | 0 | 0 | 0 | 0 | 0 | 0 | 0 | 0 | 0 | 0 | 0 | 0 | 0 | 0 | 0 | 0 | False | False | 0 | 0 | 0.19 | 0.00147372731100051 | 0.003459467967252992 | OPTIMIZED | INSTALLED | natural_gas |  | node_1398467_73_15269489_945 | AN | 8100203
generator_load_220337695 |  | 0 | 0 | 0 | 0 | 0 | False | 0 | 0 | 0 | 0 | 0 | 0 | 0 | 0 | 0 | 0 | 0 | 0 | 0 | 0 | 0 | 0 | 0 | False | False | 0 | 0 | 0.19 | 0.0007913787731089629 | 0.0018577044386420198 | OPTIMIZED | INSTALLED | natural_gas |  | node_1407147_289_15280982_668 | AN | 8100203
generator_load_220337696 |  | 0 | 0 | 0 | 0 | 0 | False | 0 | 0 | 0 | 0 | 0 | 0 | 0 | 0 | 0 | 0 | 0 | 0 | 0 | 0 | 0 | 0 | 0 | False | False | 0 | 0 | 0.19 | 0.0025858370728665168 | 0.006070065249569677 | OPTIMIZED | INSTALLED | natural_gas |  | node_1407830_018_15281234_655 | AN | 8100203
generator_load_220337697 |  | 0 | 0 | 0 | 0 | 0 | False | 0 | 0 | 0 | 0 | 0 | 0 | 0 | 0 | 0 | 0 | 0 | 0 | 0 | 0 | 0 | 0 | 0 | False | False | 0 | 0 | 0.19 | 0.00028257031756257644 | 0.0006633135251637981 | OPTIMIZED | INSTALLED | natural_gas |  | node_1408029_633_15281159_831 | AN | 8100203
generator_load_220337698 |  | 0 | 0 | 0 | 0 | 0 | False | 0 | 0 | 0 | 0 | 0 | 0 | 0 | 0 | 0 | 0 | 0 | 0 | 0 | 0 | 0 | 0 | 0 | False | False | 0 | 0 | 0.19 | 0.0007214177400710434 | 0.0016934756880387643 | OPTIMIZED | INSTALLED | natural_gas |  | node_1407822_397_15280777_838 | AN | 8100203
generator_load_220337699 |  | 0 | 0 | 0 | 0 | 0 | False | 0 | 0 | 0 | 0 | 0 | 0 | 0 | 0 | 0 | 0 | 0 | 0 | 0 | 0 | 0 | 0 | 0 | False | False | 0 | 0 | 0.19 | 0.0007741154994817878 | 0.0018171804612204371 | OPTIMIZED | INSTALLED | natural_gas |  | node_1408531_446_15281114_441 | AN | 8100203
generator_load_220337700 |  | 0 | 0 | 0 | 0 | 0 | False | 0 | 0 | 0 | 0 | 0 | 0 | 0 | 0 | 0 | 0 | 0 | 0 | 0 | 0 | 0 | 0 | 0 | False | False | 0 | 0 | 0.19 | 0.0009876333149914738 | 0.002318398076697905 | OPTIMIZED | INSTALLED | natural_gas |  | node_1408716_145_15280797_385 | AN | 8100203
generator_load_220337701 |  | 0 | 0 | 0 | 0 | 0 | False | 0 | 0 | 0 | 0 | 0 | 0 | 0 | 0 | 0 | 0 | 0 | 0 | 0 | 0 | 0 | 0 | 0 | False | False | 0 | 0 | 0.19 | 0.0014092174638727657 | 0.0033080362621512893 | OPTIMIZED | INSTALLED | natural_gas |  | node_1408384_343_15281366_435 | AN | 8100203
generator_load_220337703 |  | 0 | 0 | 0 | 0 | 0 | False | 0 | 0 | 0 | 0 | 0 | 0 | 0 | 0 | 0 | 0 | 0 | 0 | 0 | 0 | 0 | 0 | 0 | False | False | 0 | 0 | 0.19 | 0.0016036549437852179 | 0.0037644642183733237 | OPTIMIZED | INSTALLED | natural_gas |  | node_1408224_456_15282037_213 | AN | 8100203
generator_load_220337704 |  | 0 | 0 | 0 | 0 | 0 | False | 0 | 0 | 0 | 0 | 0 | 0 | 0 | 0 | 0 | 0 | 0 | 0 | 0 | 0 | 0 | 0 | 0 | False | False | 0 | 0 | 0.19 | 0.001938923316986444 | 0.004551482516718794 | OPTIMIZED | INSTALLED | natural_gas |  | node_1408126_443_15282254_09 | AN | 8100203
generator_load_220337705 |  | 0 | 0 | 0 | 0 | 0 | False | 0 | 0 | 0 | 0 | 0 | 0 | 0 | 0 | 0 | 0 | 0 | 0 | 0 | 0 | 0 | 0 | 0 | False | False | 0 | 0 | 0.19 | 0.0004888195889641237 | 0.0011474684133058629 | OPTIMIZED | INSTALLED | natural_gas |  | node_1408050_054_15282454_853 | AN | 8100203
generator_load_220337708 |  | 0 | 0 | 0 | 0 | 0 | False | 0 | 0 | 0 | 0 | 0 | 0 | 0 | 0 | 0 | 0 | 0 | 0 | 0 | 0 | 0 | 0 | 0 | False | False | 0 | 0 | 0.19 | 0.0018580593196723637 | 0.004361659675112434 | OPTIMIZED | INSTALLED | natural_gas |  | node_1407360_175_15283513_321 | AN | 8100203
generator_load_220337709 |  | 0 | 0 | 0 | 0 | 0 | False | 0 | 0 | 0 | 0 | 0 | 0 | 0 | 0 | 0 | 0 | 0 | 0 | 0 | 0 | 0 | 0 | 0 | False | False | 0 | 0 | 0.19 | 0.002314169719580101 | 0.005432345815408983 | OPTIMIZED | INSTALLED | natural_gas |  | node_1406918_565_15283628_537 | AN | 8100203
generator_load_220337710 |  | 0 | 0 | 0 | 0 | 0 | False | 0 | 0 | 0 | 0 | 0 | 0 | 0 | 0 | 0 | 0 | 0 | 0 | 0 | 0 | 0 | 0 | 0 | False | False | 0 | 0 | 0.19 | 0.0029638090684152613 | 0.006957327071010642 | OPTIMIZED | INSTALLED | natural_gas |  | node_1407145_975_15284118_731 | AN | 8100203
generator_load_220337711 |  | 0 | 0 | 0 | 0 | 0 | False | 0 | 0 | 0 | 0 | 0 | 0 | 0 | 0 | 0 | 0 | 0 | 0 | 0 | 0 | 0 | 0 | 0 | False | False | 0 | 0 | 0.19 | 0.00048700223076616025 | 0.0011432027314720121 | OPTIMIZED | INSTALLED | natural_gas |  | node_1407088_999_15284318_115 | AN | 8100203
generator_load_220337712 |  | 0 | 0 | 0 | 0 | 0 | False | 0 | 0 | 0 | 0 | 0 | 0 | 0 | 0 | 0 | 0 | 0 | 0 | 0 | 0 | 0 | 0 | 0 | False | False | 0 | 0 | 0.19 | 0.0019198429813892105 | 0.004506692857463361 | OPTIMIZED | INSTALLED | natural_gas |  | node_1407040_55_15284689_294 | AN | 8100203
generator_load_220337713 |  | 0 | 0 | 0 | 0 | 0 | False | 0 | 0 | 0 | 0 | 0 | 0 | 0 | 0 | 0 | 0 | 0 | 0 | 0 | 0 | 0 | 0 | 0 | False | False | 0 | 0 | 0.19 | 0.0030919196392299106 | 0.007258057640297122 | OPTIMIZED | INSTALLED | natural_gas |  | node_1401774_46_15276624_079 | AN | 8100203
generator_load_220337714 |  | 0 | 0 | 0 | 0 | 0 | False | 0 | 0 | 0 | 0 | 0 | 0 | 0 | 0 | 0 | 0 | 0 | 0 | 0 | 0 | 0 | 0 | 0 | False | False | 0 | 0 | 0.19 | 0.003111908505812173 | 0.007304980140469481 | OPTIMIZED | INSTALLED | natural_gas |  | node_1401731_204_15277004_668 | AN | 8100203
generator_load_220337715 |  | 0 | 0 | 0 | 0 | 0 | False | 0 | 0 | 0 | 0 | 0 | 0 | 0 | 0 | 0 | 0 | 0 | 0 | 0 | 0 | 0 | 0 | 0 | False | False | 0 | 0 | 0.19 | 0.005580537972140201 | 0.013099908911755782 | OPTIMIZED | INSTALLED | natural_gas |  | node_1401647_088_15277353_746 | AN | 8100203
generator_load_220337718 |  | 0 | 0 | 0 | 0 | 0 | False | 0 | 0 | 0 | 0 | 0 | 0 | 0 | 0 | 0 | 0 | 0 | 0 | 0 | 0 | 0 | 0 | 0 | False | False | 0 | 0 | 0.19 | 0.0021887847417205388 | 0.005138013768873279 | OPTIMIZED | INSTALLED | natural_gas |  | node_1401986_421_15276423_602 | AN | 8100203
generator_load_220337719 |  | 0 | 0 | 0 | 0 | 0 | False | 0 | 0 | 0 | 0 | 0 | 0 | 0 | 0 | 0 | 0 | 0 | 0 | 0 | 0 | 0 | 0 | 0 | False | False | 0 | 0 | 0.19 | 0.00469375752104507 | 0.011018256176836595 | OPTIMIZED | INSTALLED | natural_gas |  | node_1402058_67_15276144_254 | AN | 8100203
generator_load_220337721 |  | 0 | 0 | 0 | 0 | 0 | False | 0 | 0 | 0 | 0 | 0 | 0 | 0 | 0 | 0 | 0 | 0 | 0 | 0 | 0 | 0 | 0 | 0 | False | False | 0 | 0 | 0.19 | 0.006267429164956893 | 0.01471233664495138 | OPTIMIZED | INSTALLED | natural_gas |  | node_1402287_033_15275258_108 | AN | 8100203
generator_load_220337723 |  | 0 | 0 | 0 | 0 | 0 | False | 0 | 0 | 0 | 0 | 0 | 0 | 0 | 0 | 0 | 0 | 0 | 0 | 0 | 0 | 0 | 0 | 0 | False | False | 0 | 0 | 0.19 | 0.007663017775370506 | 0.017988380293348788 | OPTIMIZED | INSTALLED | natural_gas |  | node_1402345_763_15274481_353 | AN | 8100203
generator_load_220337725 |  | 0 | 0 | 0 | 0 | 0 | False | 0 | 0 | 0 | 0 | 0 | 0 | 0 | 0 | 0 | 0 | 0 | 0 | 0 | 0 | 0 | 0 | 0 | False | False | 0 | 0 | 0.19 | 0.003111908505812173 | 0.007304980140469481 | OPTIMIZED | INSTALLED | natural_gas |  | node_1402390_638_15273279_12 | AN | 8100203
generator_load_220337726 |  | 0 | 0 | 0 | 0 | 0 | False | 0 | 0 | 0 | 0 | 0 | 0 | 0 | 0 | 0 | 0 | 0 | 0 | 0 | 0 | 0 | 0 | 0 | False | False | 0 | 0 | 0.19 | 0.0008804201417441161 | 0.0020667228485007085 | OPTIMIZED | INSTALLED | natural_gas |  | node_1402523_022_15272725_09 | AN | 8100203
generator_load_220337727 |  | 0 | 0 | 0 | 0 | 0 | False | 0 | 0 | 0 | 0 | 0 | 0 | 0 | 0 | 0 | 0 | 0 | 0 | 0 | 0 | 0 | 0 | 0 | False | False | 0 | 0 | 0.19 | 0.0009313011354127075 | 0.002186161939848531 | OPTIMIZED | INSTALLED | natural_gas |  | node_1402215_933_15272713_18 | AN | 8100203
generator_load_220337728 |  | 0 | 0 | 0 | 0 | 0 | False | 0 | 0 | 0 | 0 | 0 | 0 | 0 | 0 | 0 | 0 | 0 | 0 | 0 | 0 | 0 | 0 | 0 | False | False | 0 | 0 | 0.19 | 0.0018244415996309478 | 0.0042827445611861945 | OPTIMIZED | INSTALLED | natural_gas |  | node_1402135_554_15272346_964 | AN | 8100203
generator_load_220337729 |  | 0 | 0 | 0 | 0 | 0 | False | 0 | 0 | 0 | 0 | 0 | 0 | 0 | 0 | 0 | 0 | 0 | 0 | 0 | 0 | 0 | 0 | 0 | False | False | 0 | 0 | 0.19 | 0.0015645857416057216 | 0.0036727520589455317 | OPTIMIZED | INSTALLED | natural_gas |  | node_1402532_334_15272505_622 | AN | 8100203
generator_load_220337730 |  | 0 | 0 | 0 | 0 | 0 | False | 0 | 0 | 0 | 0 | 0 | 0 | 0 | 0 | 0 | 0 | 0 | 0 | 0 | 0 | 0 | 0 | 0 | False | False | 0 | 0 | 0.19 | 0.003540761198801603 | 0.008311681053258267 | OPTIMIZED | INSTALLED | natural_gas |  | node_1402587_716_15272323_066 | AN | 8100203
generator_load_220337731 |  | 0 | 0 | 0 | 0 | 0 | False | 0 | 0 | 0 | 0 | 0 | 0 | 0 | 0 | 0 | 0 | 0 | 0 | 0 | 0 | 0 | 0 | 0 | False | False | 0 | 0 | 0.19 | 0.0024931612840633412 | 0.0058525154760432855 | OPTIMIZED | INSTALLED | natural_gas |  | node_1402597_572_15272070_987 | AN | 8100203
generator_load_220337780 |  | 0 | 0 | 0 | 0 | 0 | False | 0 | 0 | 0 | 0 | 0 | 0 | 0 | 0 | 0 | 0 | 0 | 0 | 0 | 0 | 0 | 0 | 0 | False | False | 0 | 0 | 0.19 | 0.00043612153332547415 | 0.00102376364012419 | OPTIMIZED | INSTALLED | natural_gas |  | node_1407093_312_15273820_099 | AN | 8100203
generator_load_220337781 |  | 0 | 0 | 0 | 0 | 0 | False | 0 | 0 | 0 | 0 | 0 | 0 | 0 | 0 | 0 | 0 | 0 | 0 | 0 | 0 | 0 | 0 | 0 | False | False | 0 | 0 | 0.19 | 0.0027212164840172103 | 0.0063878585461915605 | OPTIMIZED | INSTALLED | natural_gas |  | node_1407550_417_15274628_996 | AN | 8100203
generator_load_220337951 |  | 0 | 0 | 0 | 0 | 0 | False | 0 | 0 | 0 | 0 | 0 | 0 | 0 | 0 | 0 | 0 | 0 | 0 | 0 | 0 | 0 | 0 | 0 | False | False | 0 | 0 | 0.19 | 0.000695068564137766 | 0.0016316233014479278 | OPTIMIZED | INSTALLED | natural_gas |  | node_1405247_776_15275371_731 | AN | 8100203
generator_load_220337952 |  | 0 | 0 | 0 | 0 | 0 | False | 0 | 0 | 0 | 0 | 0 | 0 | 0 | 0 | 0 | 0 | 0 | 0 | 0 | 0 | 0 | 0 | 0 | False | False | 0 | 0 | 0.19 | 0.002076120086335101 | 0.004873541495174529 | OPTIMIZED | INSTALLED | natural_gas |  | node_1405178_602_15275988_854 | AN | 8100203
generator_load_220337953 |  | 0 | 0 | 0 | 0 | 0 | False | 0 | 0 | 0 | 0 | 0 | 0 | 0 | 0 | 0 | 0 | 0 | 0 | 0 | 0 | 0 | 0 | 0 | False | False | 0 | 0 | 0.19 | 0.0005951242312264522 | 0.0013970108005861342 | OPTIMIZED | INSTALLED | natural_gas |  | node_1405406_537_15275292_415 | AN | 8100203
generator_load_220337954 |  | 0 | 0 | 0 | 0 | 0 | False | 0 | 0 | 0 | 0 | 0 | 0 | 0 | 0 | 0 | 0 | 0 | 0 | 0 | 0 | 0 | 0 | 0 | False | False | 0 | 0 | 0.19 | 0.001985261359501984 | 0.00466025740348199 | OPTIMIZED | INSTALLED | natural_gas |  | node_1405585_083_15275860_078 | AN | 8100203
generator_load_220337955 |  | 0 | 0 | 0 | 0 | 0 | False | 0 | 0 | 0 | 0 | 0 | 0 | 0 | 0 | 0 | 0 | 0 | 0 | 0 | 0 | 0 | 0 | 0 | False | False | 0 | 0 | 0.19 | 0.00013174499098267146 | 0.0003092619329541824 | OPTIMIZED | INSTALLED | natural_gas |  | node_1405959_159_15275446_934 | AN | 8100203
generator_load_220337956 |  | 0 | 0 | 0 | 0 | 0 | False | 0 | 0 | 0 | 0 | 0 | 0 | 0 | 0 | 0 | 0 | 0 | 0 | 0 | 0 | 0 | 0 | 0 | False | False | 0 | 0 | 0.19 | 0.0025013383591565093 | 0.005871711044295614 | OPTIMIZED | INSTALLED | natural_gas |  | node_1406170_052_15275843_77 | AN | 8100203
generator_load_220337958 |  | 0 | 0 | 0 | 0 | 0 | False | 0 | 0 | 0 | 0 | 0 | 0 | 0 | 0 | 0 | 0 | 0 | 0 | 0 | 0 | 0 | 0 | 0 | False | False | 0 | 0 | 0.19 | 0.0025540364147951587 | 0.005995415817477288 | OPTIMIZED | INSTALLED | natural_gas |  | node_1406530_434_15275607_584 | AN | 8100203
generator_load_220337960 |  | 0 | 0 | 0 | 0 | 0 | False | 0 | 0 | 0 | 0 | 0 | 0 | 0 | 0 | 0 | 0 | 0 | 0 | 0 | 0 | 0 | 0 | 0 | False | False | 0 | 0 | 0.19 | 0.0010239769242158824 | 0.002403711713374921 | OPTIMIZED | INSTALLED | natural_gas |  | node_1403387_87_15275212_992 | AN | 8100203
generator_load_220337961 |  | 0 | 0 | 0 | 0 | 0 | False | 0 | 0 | 0 | 0 | 0 | 0 | 0 | 0 | 0 | 0 | 0 | 0 | 0 | 0 | 0 | 0 | 0 | False | False | 0 | 0 | 0.19 | 0.0013374390726368823 | 0.0031395418297141824 | OPTIMIZED | INSTALLED | natural_gas |  | node_1404144_148_15275865_601 | AN | 8100203
generator_load_220337962 |  | 0 | 0 | 0 | 0 | 0 | False | 0 | 0 | 0 | 0 | 0 | 0 | 0 | 0 | 0 | 0 | 0 | 0 | 0 | 0 | 0 | 0 | 0 | False | False | 0 | 0 | 0.19 | 0.0008386253466095324 | 0.0019686121663221403 | OPTIMIZED | INSTALLED | natural_gas |  | node_1404383_879_15275270_757 | AN | 8100203
generator_load_220337981 |  | 0 | 0 | 0 | 0 | 0 | False | 0 | 0 | 0 | 0 | 0 | 0 | 0 | 0 | 0 | 0 | 0 | 0 | 0 | 0 | 0 | 0 | 0 | False | False | 0 | 0 | 0.19 | 0.0017145025372005975 | 0.004024670810238222 | OPTIMIZED | INSTALLED | natural_gas |  | node_1402568_441_15275128_104 | AN | 8100203
generator_load_220337982 |  | 0 | 0 | 0 | 0 | 0 | False | 0 | 0 | 0 | 0 | 0 | 0 | 0 | 0 | 0 | 0 | 0 | 0 | 0 | 0 | 0 | 0 | 0 | False | False | 0 | 0 | 0.19 | 0.0007877443529409412 | 0.0018491730749743182 | OPTIMIZED | INSTALLED | natural_gas |  | node_1402841_983_15275158_191 | AN | 8100203
generator_load_220337983 |  | 0 | 0 | 0 | 0 | 0 | False | 0 | 0 | 0 | 0 | 0 | 0 | 0 | 0 | 0 | 0 | 0 | 0 | 0 | 0 | 0 | 0 | 0 | False | False | 0 | 0 | 0.19 | 0.00043157858217242307 | 0.001013099435539563 | OPTIMIZED | INSTALLED | natural_gas |  | node_1403112_092_15275111_818 | AN | 8100203
generator_load_220337998 |  | 0 | 0 | 0 | 0 | 0 | False | 0 | 0 | 0 | 0 | 0 | 0 | 0 | 0 | 0 | 0 | 0 | 0 | 0 | 0 | 0 | 0 | 0 | False | False | 0 | 0 | 0.19 | 0.003023775668162049 | 0.007098094571527717 | OPTIMIZED | INSTALLED | natural_gas |  | node_1407233_616_15285573_161 | AN | 8100203
generator_load_220337999 |  | 0 | 0 | 0 | 0 | 0 | False | 0 | 0 | 0 | 0 | 0 | 0 | 0 | 0 | 0 | 0 | 0 | 0 | 0 | 0 | 0 | 0 | 0 | False | False | 0 | 0 | 0.19 | 0.0036388887659707637 | 0.008542027872286211 | OPTIMIZED | INSTALLED | natural_gas |  | node_1407613_203_15285517_907 | AN | 8100203
generator_load_220338004 |  | 0 | 0 | 0 | 0 | 0 | False | 0 | 0 | 0 | 0 | 0 | 0 | 0 | 0 | 0 | 0 | 0 | 0 | 0 | 0 | 0 | 0 | 0 | False | False | 0 | 0 | 0.19 | 0.01065590161267413 | 0.025013958273701044 | OPTIMIZED | INSTALLED | natural_gas |  | node_1407546_56_15275085_479 | AN | 8100203
generator_load_220338005 |  | 0 | 0 | 0 | 0 | 0 | False | 0 | 0 | 0 | 0 | 0 | 0 | 0 | 0 | 0 | 0 | 0 | 0 | 0 | 0 | 0 | 0 | 0 | False | False | 0 | 0 | 0.19 | 0.001558225728482612 | 0.0036578221725270537 | OPTIMIZED | INSTALLED | natural_gas |  | node_1406323_748_15277440_952 | AN | 8100203
generator_load_220338006 |  | 0 | 0 | 0 | 0 | 0 | False | 0 | 0 | 0 | 0 | 0 | 0 | 0 | 0 | 0 | 0 | 0 | 0 | 0 | 0 | 0 | 0 | 0 | False | False | 0 | 0 | 0.19 | 0.00045974482007575887 | 0.0010792175039642503 | OPTIMIZED | INSTALLED | natural_gas |  | node_1406229_037_15277659_203 | AN | 8100203
generator_load_220338008 |  | 0 | 0 | 0 | 0 | 0 | False | 0 | 0 | 0 | 0 | 0 | 0 | 0 | 0 | 0 | 0 | 0 | 0 | 0 | 0 | 0 | 0 | 0 | False | False | 0 | 0 | 0.19 | 0.0024313773261185894 | 0.005707482293692359 | OPTIMIZED | INSTALLED | natural_gas |  | node_1406599_805_15278051_183 | AN | 8100203
generator_load_220338009 |  | 0 | 0 | 0 | 0 | 0 | False | 0 | 0 | 0 | 0 | 0 | 0 | 0 | 0 | 0 | 0 | 0 | 0 | 0 | 0 | 0 | 0 | 0 | False | False | 0 | 0 | 0.19 | 0.001127555677295218 | 0.0026468555779044166 | OPTIMIZED | INSTALLED | natural_gas |  | node_1406003_341_15278114_895 | AN | 8100203
generator_load_220338011 |  | 0 | 0 | 0 | 0 | 0 | False | 0 | 0 | 0 | 0 | 0 | 0 | 0 | 0 | 0 | 0 | 0 | 0 | 0 | 0 | 0 | 0 | 0 | False | False | 0 | 0 | 0.19 | 0.0007486751507614447 | 0.0017574609155465261 | OPTIMIZED | INSTALLED | natural_gas |  | node_1405010_925_15278426_647 | AN | 8100203
generator_load_220338012 |  | 0 | 0 | 0 | 0 | 0 | False | 0 | 0 | 0 | 0 | 0 | 0 | 0 | 0 | 0 | 0 | 0 | 0 | 0 | 0 | 0 | 0 | 0 | False | False | 0 | 0 | 0.19 | 0.0017653835308691886 | 0.0041441099015860445 | OPTIMIZED | INSTALLED | natural_gas |  | node_1407236_798_15275783_794 | AN | 8100203
generator_load_220338013 |  | 0 | 0 | 0 | 0 | 0 | False | 0 | 0 | 0 | 0 | 0 | 0 | 0 | 0 | 0 | 0 | 0 | 0 | 0 | 0 | 0 | 0 | 0 | False | False | 0 | 0 | 0.19 | 0.0034789775370847567 | 0.00816664787090734 | OPTIMIZED | INSTALLED | natural_gas |  | node_1406814_966_15276556_498 | AN | 8100203
generator_load_220338014 |  | 0 | 0 | 0 | 0 | 0 | False | 0 | 0 | 0 | 0 | 0 | 0 | 0 | 0 | 0 | 0 | 0 | 0 | 0 | 0 | 0 | 0 | 0 | False | False | 0 | 0 | 0.19 | 0.0008195450110122988 | 0.001923822507066707 | OPTIMIZED | INSTALLED | natural_gas |  | node_1406284_75_15277281_994 | AN | 8100203
generator_load_220338015 |  | 0 | 0 | 0 | 0 | 0 | False | 0 | 0 | 0 | 0 | 0 | 0 | 0 | 0 | 0 | 0 | 0 | 0 | 0 | 0 | 0 | 0 | 0 | False | False | 0 | 0 | 0.19 | 0.0007659384243886199 | 0.0017979848929681088 | OPTIMIZED | INSTALLED | natural_gas |  | node_1404353_962_15271798_369 | AN | 8100203
generator_load_220338016 |  | 0 | 0 | 0 | 0 | 0 | False | 0 | 0 | 0 | 0 | 0 | 0 | 0 | 0 | 0 | 0 | 0 | 0 | 0 | 0 | 0 | 0 | 0 | False | False | 0 | 0 | 0.19 | 0.0006559993619582697 | 0.0015399111420201356 | OPTIMIZED | INSTALLED | natural_gas |  | node_1404758_562_15271308_874 | AN | 8100203
generator_load_220338017 |  | 0 | 0 | 0 | 0 | 0 | False | 0 | 0 | 0 | 0 | 0 | 0 | 0 | 0 | 0 | 0 | 0 | 0 | 0 | 0 | 0 | 0 | 0 | False | False | 0 | 0 | 0.19 | 0.00038796642883987567 | 0.000910723071527144 | OPTIMIZED | INSTALLED | natural_gas |  | node_1404913_134_15270998_228 | AN | 8100203
generator_load_220338021 |  | 0 | 0 | 0 | 0 | 0 | False | 0 | 0 | 0 | 0 | 0 | 0 | 0 | 0 | 0 | 0 | 0 | 0 | 0 | 0 | 0 | 0 | 0 | False | False | 0 | 0 | 0.19 | 0.0004969966640572917 | 0.0011666639815581916 | OPTIMIZED | INSTALLED | natural_gas |  | node_1403104_617_15272744_014 | AN | 8100203
generator_load_220338022 |  | 0 | 0 | 0 | 0 | 0 | False | 0 | 0 | 0 | 0 | 0 | 0 | 0 | 0 | 0 | 0 | 0 | 0 | 0 | 0 | 0 | 0 | 0 | False | False | 0 | 0 | 0.19 | 0.001818081290279933 | 0.004267814674767717 | OPTIMIZED | INSTALLED | natural_gas |  | node_1404024_275_15272609_294 | AN | 8100203
generator_load_220338158 |  | 0 | 0 | 0 | 0 | 0 | False | 0 | 0 | 0 | 0 | 0 | 0 | 0 | 0 | 0 | 0 | 0 | 0 | 0 | 0 | 0 | 0 | 0 | False | False | 0 | 0 | 0.19 | 0.0016354556018565755 | 0.0038391136504657124 | OPTIMIZED | INSTALLED | natural_gas |  | node_1406822_893_15276971_511 | AN | 8100203
generator_load_220338159 |  | 0 | 0 | 0 | 0 | 0 | False | 0 | 0 | 0 | 0 | 0 | 0 | 0 | 0 | 0 | 0 | 0 | 0 | 0 | 0 | 0 | 0 | 0 | False | False | 0 | 0 | 0.19 | 0.0010612290644253205 | 0.0024911581909688625 | OPTIMIZED | INSTALLED | natural_gas |  | node_1407282_213_15277093_641 | AN | 8100203
generator_load_220338160 |  | 0 | 0 | 0 | 0 | 0 | False | 0 | 0 | 0 | 0 | 0 | 0 | 0 | 0 | 0 | 0 | 0 | 0 | 0 | 0 | 0 | 0 | 0 | False | False | 0 | 0 | 0.19 | 0.0011539048532284955 | 0.0027087079644952526 | OPTIMIZED | INSTALLED | natural_gas |  | node_1408025_88_15277094_326 | AN | 8100203
generator_load_220338161 |  | 0 | 0 | 0 | 0 | 0 | False | 0 | 0 | 0 | 0 | 0 | 0 | 0 | 0 | 0 | 0 | 0 | 0 | 0 | 0 | 0 | 0 | 0 | False | False | 0 | 0 | 0.19 | 0.0007168747889179922 | 0.0016828114834541374 | OPTIMIZED | INSTALLED | natural_gas |  | node_1408850_581_15277099_388 | AN | 8100203
generator_load_220338162 |  | 0 | 0 | 0 | 0 | 0 | False | 0 | 0 | 0 | 0 | 0 | 0 | 0 | 0 | 0 | 0 | 0 | 0 | 0 | 0 | 0 | 0 | 0 | False | False | 0 | 0 | 0.19 | 0.002189693272705568 | 0.0051401466097902035 | OPTIMIZED | INSTALLED | natural_gas |  | node_1407753_906_15277391_043 | AN | 8100203
generator_load_220338163 |  | 0 | 0 | 0 | 0 | 0 | False | 0 | 0 | 0 | 0 | 0 | 0 | 0 | 0 | 0 | 0 | 0 | 0 | 0 | 0 | 0 | 0 | 0 | False | False | 0 | 0 | 0.19 | 0.003686135043243428 | 0.00865293559996633 | OPTIMIZED | INSTALLED | natural_gas |  | node_1407759_522_15277791_449 | AN | 8100203
generator_load_220338164 |  | 0 | 0 | 0 | 0 | 0 | False | 0 | 0 | 0 | 0 | 0 | 0 | 0 | 0 | 0 | 0 | 0 | 0 | 0 | 0 | 0 | 0 | 0 | False | False | 0 | 0 | 0.19 | 0.0031773265876970415 | 0.0074585446864881095 | OPTIMIZED | INSTALLED | natural_gas |  | node_1407875_544_15277965_898 | AN | 8100203
generator_load_220338165 |  | 0 | 0 | 0 | 0 | 0 | False | 0 | 0 | 0 | 0 | 0 | 0 | 0 | 0 | 0 | 0 | 0 | 0 | 0 | 0 | 0 | 0 | 0 | False | False | 0 | 0 | 0.19 | 0.0007868358219559119 | 0.0018470402340573927 | OPTIMIZED | INSTALLED | natural_gas |  | node_1407744_538_15278282_01 | AN | 8100203
generator_load_220338166 |  | 0 | 0 | 0 | 0 | 0 | False | 0 | 0 | 0 | 0 | 0 | 0 | 0 | 0 | 0 | 0 | 0 | 0 | 0 | 0 | 0 | 0 | 0 | False | False | 0 | 0 | 0.19 | 0.0017717435439922981 | 0.004159039788004522 | OPTIMIZED | INSTALLED | natural_gas |  | node_1407489_99_15278406_95 | AN | 8100203
generator_load_220338167 |  | 0 | 0 | 0 | 0 | 0 | False | 0 | 0 | 0 | 0 | 0 | 0 | 0 | 0 | 0 | 0 | 0 | 0 | 0 | 0 | 0 | 0 | 0 | False | False | 0 | 0 | 0.19 | 0.0005615065111850361 | 0.0013180956866598948 | OPTIMIZED | INSTALLED | natural_gas |  | node_1407660_902_15278673_842 | AN | 8100203
generator_load_220338169 |  | 0 | 0 | 0 | 0 | 0 | False | 0 | 0 | 0 | 0 | 0 | 0 | 0 | 0 | 0 | 0 | 0 | 0 | 0 | 0 | 0 | 0 | 0 | False | False | 0 | 0 | 0.19 | 0.0015173394643330576 | 0.003561844331265411 | OPTIMIZED | INSTALLED | natural_gas |  | node_1408913_98_15277587_644 | AN | 8100203
generator_load_220338170 |  | 0 | 0 | 0 | 0 | 0 | False | 0 | 0 | 0 | 0 | 0 | 0 | 0 | 0 | 0 | 0 | 0 | 0 | 0 | 0 | 0 | 0 | 0 | False | False | 0 | 0 | 0.19 | 0.0004997225532402843 | 0.0011730625043089677 | OPTIMIZED | INSTALLED | natural_gas |  | node_1408918_447_15277797_693 | AN | 8100203
generator_load_220338171 |  | 0 | 0 | 0 | 0 | 0 | False | 0 | 0 | 0 | 0 | 0 | 0 | 0 | 0 | 0 | 0 | 0 | 0 | 0 | 0 | 0 | 0 | 0 | False | False | 0 | 0 | 0.19 | 0.0011284642082802475 | 0.0026489884188213414 | OPTIMIZED | INSTALLED | natural_gas |  | node_1408645_583_15277717_578 | AN | 8100203
generator_load_220338172 |  | 0 | 0 | 0 | 0 | 0 | False | 0 | 0 | 0 | 0 | 0 | 0 | 0 | 0 | 0 | 0 | 0 | 0 | 0 | 0 | 0 | 0 | 0 | False | False | 0 | 0 | 0.19 | 0.0017744694331752906 | 0.004165438310755298 | OPTIMIZED | INSTALLED | natural_gas |  | node_1408920_601_15278016_958 | AN | 8100203
generator_load_220338173 |  | 0 | 0 | 0 | 0 | 0 | False | 0 | 0 | 0 | 0 | 0 | 0 | 0 | 0 | 0 | 0 | 0 | 0 | 0 | 0 | 0 | 0 | 0 | False | False | 0 | 0 | 0.19 | 0.001298369870457386 | 0.0030478296702863904 | OPTIMIZED | INSTALLED | natural_gas |  | node_1408847_672_15278247_461 | AN | 8100203
generator_load_220432000 |  | 0 | 0 | 0 | 0 | 0 | False | 0 | 0 | 0 | 0 | 0 | 0 | 0 | 0 | 0 | 0 | 0 | 0 | 0 | 0 | 0 | 0 | 0 | False | False | 0 | 0 | 0.19 | 0.0019371062550163857 | 0.004547216834884944 | OPTIMIZED | INSTALLED | natural_gas |  | node_1401591_821_15272654_354 | AN | 8100203
generator_load_220432272 |  | 0 | 0 | 0 | 0 | 0 | False | 0 | 0 | 0 | 0 | 0 | 0 | 0 | 0 | 0 | 0 | 0 | 0 | 0 | 0 | 0 | 0 | 0 | False | False | 0 | 0 | 0.19 | 0.0032182131480745016 | 0.007554522527749752 | OPTIMIZED | INSTALLED | natural_gas |  | node_1406550_435_15278446_648 | AN | 8100203
generator_load_220440775 |  | 0 | 0 | 0 | 0 | 0 | False | 0 | 0 | 0 | 0 | 0 | 0 | 0 | 0 | 0 | 0 | 0 | 0 | 0 | 0 | 0 | 0 | 0 | False | False | 0 | 0 | 0.19 | 0.00046337894401587564 | 0.0010877488676319519 | OPTIMIZED | INSTALLED | natural_gas |  | node_1407422_809_15278673_609 | AN | 8100203
generator_load_220467303 |  | 0 | 0 | 0 | 0 | 0 | False | 0 | 0 | 0 | 0 | 0 | 0 | 0 | 0 | 0 | 0 | 0 | 0 | 0 | 0 | 0 | 0 | 0 | False | False | 0 | 0 | 0.19 | 0.0003488972266603793 | 0.000819010912099352 | OPTIMIZED | INSTALLED | natural_gas |  | node_1402486_604_15280193_959 | AN | 8100203
generator_load_220500406 |  | 0 | 0 | 0 | 0 | 0 | False | 0 | 0 | 0 | 0 | 0 | 0 | 0 | 0 | 0 | 0 | 0 | 0 | 0 | 0 | 0 | 0 | 0 | False | False | 0 | 0 | 0.19 | 0.0027530168458606624 | 0.00646250797828395 | OPTIMIZED | INSTALLED | natural_gas |  | node_1401587_458_15286130_049 | AN | 8100203
generator_load_220518753 |  | 0 | 0 | 0 | 0 | 0 | False | 0 | 0 | 0 | 0 | 0 | 0 | 0 | 0 | 0 | 0 | 0 | 0 | 0 | 0 | 0 | 0 | 0 | False | False | 0 | 0 | 0.19 | 0.0004324871131574523 | 0.0010152322764564884 | OPTIMIZED | INSTALLED | natural_gas |  | node_1398037_865_15267564_891 | AN | 8100203
generator_load_220520318 |  | 0 | 0 | 0 | 0 | 0 | False | 0 | 0 | 0 | 0 | 0 | 0 | 0 | 0 | 0 | 0 | 0 | 0 | 0 | 0 | 0 | 0 | 0 | False | False | 0 | 0 | 0.19 | 0.0009930850933574592 | 0.002331195122199458 | OPTIMIZED | INSTALLED | natural_gas |  | node_1408216_527_15277097_628 | AN | 8100203
generator_load_220521156 |  | 0 | 0 | 0 | 0 | 0 | False | 0 | 0 | 0 | 0 | 0 | 0 | 0 | 0 | 0 | 0 | 0 | 0 | 0 | 0 | 0 | 0 | 0 | False | False | 0 | 0 | 0.19 | 0.0021887847417205388 | 0.005138013768873279 | OPTIMIZED | INSTALLED | natural_gas |  | node_1408284_172_15281846_602 | AN | 8100203
generator_load_220521495 |  | 0 | 0 | 0 | 0 | 0 | False | 0 | 0 | 0 | 0 | 0 | 0 | 0 | 0 | 0 | 0 | 0 | 0 | 0 | 0 | 0 | 0 | 0 | False | False | 0 | 0 | 0.19 | 0.0008413509395646199 | 0.0019750106890729165 | OPTIMIZED | INSTALLED | natural_gas |  | node_1406076_486_15277804_015 | AN | 8100203
generator_load_220529826 |  | 0 | 0 | 0 | 0 | 0 | False | 0 | 0 | 0 | 0 | 0 | 0 | 0 | 0 | 0 | 0 | 0 | 0 | 0 | 0 | 0 | 0 | 0 | False | False | 0 | 0 | 0.19 | 0.0018771396552695974 | 0.004406449334367868 | OPTIMIZED | INSTALLED | natural_gas |  | node_1404284_669_15280604_313 | AN | 8100203
generator_load_220529931 |  | 0 | 0 | 0 | 0 | 0 | False | 0 | 0 | 0 | 0 | 0 | 0 | 0 | 0 | 0 | 0 | 0 | 0 | 0 | 0 | 0 | 0 | 0 | False | False | 0 | 0 | 0.19 | 0.0014373837017761012 | 0.003374154330575976 | OPTIMIZED | INSTALLED | natural_gas |  | node_1397529_025_15275995_192 | AN | 8100203
generator_load_220531250 |  | 0 | 0 | 0 | 0 | 0 | False | 0 | 0 | 0 | 0 | 0 | 0 | 0 | 0 | 0 | 0 | 0 | 0 | 0 | 0 | 0 | 0 | 0 | False | False | 0 | 0 | 0.19 | 0.002106103386208495 | 0.004943925245433067 | OPTIMIZED | INSTALLED | natural_gas |  | node_1398844_581_15280005_606 | AN | 8100203
generator_load_220531743 |  | 0 | 0 | 0 | 0 | 0 | False | 0 | 0 | 0 | 0 | 0 | 0 | 0 | 0 | 0 | 0 | 0 | 0 | 0 | 0 | 0 | 0 | 0 | False | False | 0 | 0 | 0.19 | 0.001671798914853079 | 0.003924427287142728 | OPTIMIZED | INSTALLED | natural_gas |  | node_1400454_925_15269862_573 | AN | 8100203
generator_load_220532530 |  | 0 | 0 | 0 | 0 | 0 | False | 0 | 0 | 0 | 0 | 0 | 0 | 0 | 0 | 0 | 0 | 0 | 0 | 0 | 0 | 0 | 0 | 0 | False | False | 0 | 0 | 0.19 | 0.0003679775622576129 | 0.0008638005713547853 | OPTIMIZED | INSTALLED | natural_gas |  | node_1400762_541_15269280_88 | AN | 8100203
generator_load_220534111 |  | 0 | 0 | 0 | 0 | 0 | False | 0 | 0 | 0 | 0 | 0 | 0 | 0 | 0 | 0 | 0 | 0 | 0 | 0 | 0 | 0 | 0 | 0 | False | False | 0 | 0 | 0.19 | 0.0018071783260037726 | 0.004242220583764612 | OPTIMIZED | INSTALLED | natural_gas |  | node_1401498_915_15287185_575 | AN | 8100203
generator_load_220535653 |  | 0 | 0 | 0 | 0 | 0 | False | 0 | 0 | 0 | 0 | 0 | 0 | 0 | 0 | 0 | 0 | 0 | 0 | 0 | 0 | 0 | 0 | 0 | False | False | 0 | 0 | 0.19 | 0.0007023374044738098 | 0.001648686028783331 | OPTIMIZED | INSTALLED | natural_gas |  | node_1406231_998_15270083_388 | AN | 8100203
generator_load_220535659 |  | 0 | 0 | 0 | 0 | 0 | False | 0 | 0 | 0 | 0 | 0 | 0 | 0 | 0 | 0 | 0 | 0 | 0 | 0 | 0 | 0 | 0 | 0 | False | False | 0 | 0 | 0.19 | 0.0007232348020411017 | 0.001697741369872615 | OPTIMIZED | INSTALLED | natural_gas |  | node_1400565_314_15274559_98 | AN | 8100203
generator_load_220540995 |  | 0 | 0 | 0 | 0 | 0 | False | 0 | 0 | 0 | 0 | 0 | 0 | 0 | 0 | 0 | 0 | 0 | 0 | 0 | 0 | 0 | 0 | 0 | False | False | 0 | 0 | 0.19 | 0.0020752112591221664 | 0.004871408654257604 | OPTIMIZED | INSTALLED | natural_gas |  | node_1398448_937_15271709_824 | AN | 8100203
generator_load_220542711 |  | 0 | 0 | 0 | 0 | 0 | False | 0 | 0 | 0 | 0 | 0 | 0 | 0 | 0 | 0 | 0 | 0 | 0 | 0 | 0 | 0 | 0 | 0 | False | False | 0 | 0 | 0.19 | 0.0004197667906833282 | 0.000985372503619533 | OPTIMIZED | INSTALLED | natural_gas |  | node_1401690_837_15268550_424 | AN | 8100203
generator_load_220558165 |  | 0 | 0 | 0 | 0 | 0 | False | 0 | 0 | 0 | 0 | 0 | 0 | 0 | 0 | 0 | 0 | 0 | 0 | 0 | 0 | 0 | 0 | 0 | False | False | 0 | 0 | 0.19 | 0.002122457832622736 | 0.004982316381937725 | OPTIMIZED | INSTALLED | natural_gas |  | node_1407798_441_15282825_876 | AN | 8100203
generator_load_220603105 |  | 0 | 0 | 0 | 0 | 0 | False | 0 | 0 | 0 | 0 | 0 | 0 | 0 | 0 | 0 | 0 | 0 | 0 | 0 | 0 | 0 | 0 | 0 | False | False | 0 | 0 | 0.19 | 0.0037215701214828078 | 0.00873611639572642 | OPTIMIZED | INSTALLED | natural_gas |  | node_1399544_119_15269725_441 | AN | 8100203
generator_load_220616370 |  | 0 | 0 | 0 | 0 | 0 | False | 0 | 0 | 0 | 0 | 0 | 0 | 0 | 0 | 0 | 0 | 0 | 0 | 0 | 0 | 0 | 0 | 0 | False | False | 0 | 0 | 0.19 | 0.0016763418660061303 | 0.003935091491727355 | OPTIMIZED | INSTALLED | natural_gas |  | node_1398685_77_15269377_559 | AN | 8100203
generator_load_220646383 |  | 0 | 0 | 0 | 0 | 0 | False | 0 | 0 | 0 | 0 | 0 | 0 | 0 | 0 | 0 | 0 | 0 | 0 | 0 | 0 | 0 | 0 | 0 | False | False | 0 | 0 | 0.19 | 0.0016490844553157288 | 0.0038711062642195933 | OPTIMIZED | INSTALLED | natural_gas |  | node_1404512_284_15279610_438 | AN | 8100203
generator_load_220647395 |  | 0 | 0 | 0 | 0 | 0 | False | 0 | 0 | 0 | 0 | 0 | 0 | 0 | 0 | 0 | 0 | 0 | 0 | 0 | 0 | 0 | 0 | 0 | False | False | 0 | 0 | 0.19 | 0.0017999097818956339 | 0.004225157856429209 | OPTIMIZED | INSTALLED | natural_gas |  | node_1407076_606_15277172_721 | AN | 8100203
generator_load_220647795 |  | 0 | 0 | 0 | 0 | 0 | False | 0 | 0 | 0 | 0 | 0 | 0 | 0 | 0 | 0 | 0 | 0 | 0 | 0 | 0 | 0 | 0 | 0 | False | False | 0 | 0 | 0.19 | 0.0005887639218754376 | 0.0013820809141676567 | OPTIMIZED | INSTALLED | natural_gas |  | node_1404229_447_15272058_119 | AN | 8100203
generator_load_220651877 |  | 0 | 0 | 0 | 0 | 0 | False | 0 | 0 | 0 | 0 | 0 | 0 | 0 | 0 | 0 | 0 | 0 | 0 | 0 | 0 | 0 | 0 | 0 | False | False | 0 | 0 | 0.19 | 0.0014637328777093784 | 0.003436006717166813 | OPTIMIZED | INSTALLED | natural_gas |  | node_1405448_867_15279946_428 | AN | 8100203
generator_load_220654019 |  | 0 | 0 | 0 | 0 | 0 | False | 0 | 0 | 0 | 0 | 0 | 0 | 0 | 0 | 0 | 0 | 0 | 0 | 0 | 0 | 0 | 0 | 0 | False | False | 0 | 0 | 0.19 | 0.00595760114047601 | 0.01398503789227982 | OPTIMIZED | INSTALLED | natural_gas |  | node_1402350_807_15284100_401 | AN | 8100203
generator_load_220657079 |  | 0 | 0 | 0 | 0 | 0 | False | 0 | 0 | 0 | 0 | 0 | 0 | 0 | 0 | 0 | 0 | 0 | 0 | 0 | 0 | 0 | 0 | 0 | False | False | 0 | 0 | 0.19 | 0.0006142045668236857 | 0.0014418004598415676 | OPTIMIZED | INSTALLED | natural_gas |  | node_1403385_517_15277079_397 | AN | 8100203
generator_load_220657107 |  | 0 | 0 | 0 | 0 | 0 | False | 0 | 0 | 0 | 0 | 0 | 0 | 0 | 0 | 0 | 0 | 0 | 0 | 0 | 0 | 0 | 0 | 0 | False | False | 0 | 0 | 0.19 | 0.0005042655043933354 | 0.0011837267088935946 | OPTIMIZED | INSTALLED | natural_gas |  | node_1400195_255_15268870_312 | AN | 8100203
generator_load_310026670 |  | 0 | 0 | 0 | 0 | 0 | False | 0 | 0 | 0 | 0 | 0 | 0 | 0 | 0 | 0 | 0 | 0 | 0 | 0 | 0 | 0 | 0 | 0 | False | False | 0 | 0 | 0.19 | 0 | 0 | OPTIMIZED | INSTALLED | natural_gas |  | node_1408575_94_15282237_005 | AN | 8100203
generator_load_310064873 |  | 0 | 0 | 0 | 0 | 0 | False | 0 | 0 | 0 | 0 | 0 | 0 | 0 | 0 | 0 | 0 | 0 | 0 | 0 | 0 | 0 | 0 | 0 | False | False | 0 | 0 | 0.19 | 0.00248861833291029 | 0.005841851271458659 | OPTIMIZED | INSTALLED | natural_gas |  | node_1407863_376_15277547_65 | AN | 8100203
generator_load_312098263 |  | 0 | 0 | 0 | 0 | 0 | False | 0 | 0 | 0 | 0 | 0 | 0 | 0 | 0 | 0 | 0 | 0 | 0 | 0 | 0 | 0 | 0 | 0 | False | False | 0 | 0 | 0.19 | 0.0005097169865314157 | 0.001196523754395147 | OPTIMIZED | INSTALLED | natural_gas |  | node_1399173_663_15269414_557 | AN | 8100203

## HeatPump
Name | GroupId | YearOfInstallation | ReactivePower | ActivePower | MaxPowerOutput | MinPowerOutput | RampUpLimit | RampDownLimit | CapitalCost | FixedOperatingCost | VariableOperatingCost | MaxReactivePower | MaxActivePower | OutputSchedule | PlanningStatus | UnitType | UnitSubtype | ParentNode | Phases | Feeder | Comments
heatpump_load_220333812 |  | 0 | 0 | 0 | 0 | 0 | 0 | 0 | 0 | 0 | 0.19 | 0.00041704119772824057 | 0.0009789739808687568 | OPTIMIZED | INSTALLED |  |  | node_1402957_127_15283617_416 | AN | 8100203
heatpump_load_220333813 |  | 0 | 0 | 0 | 0 | 0 | 0 | 0 | 0 | 0 | 0.19 | 0.0021160978194996265 | 0.004967386495519247 | OPTIMIZED | INSTALLED |  |  | node_1403381_823_15282882_294 | AN | 8100203
heatpump_load_220333814 |  | 0 | 0 | 0 | 0 | 0 | 0 | 0 | 0 | 0 | 0.19 | 0.0013183590332675537 | 0.0030947521704587496 | OPTIMIZED | INSTALLED |  |  | node_1403370_179_15282476_992 | AN | 8100203
heatpump_load_220333815 |  | 0 | 0 | 0 | 0 | 0 | 0 | 0 | 0 | 0 | 0.19 | 0.0010421487288280868 | 0.002446368531713429 | OPTIMIZED | INSTALLED |  |  | node_1403262_303_15281920_944 | AN | 8100203
heatpump_load_220333816 |  | 0 | 0 | 0 | 0 | 0 | 0 | 0 | 0 | 0 | 0.19 | 0.0012474891730166998 | 0.0029283905789385684 | OPTIMIZED | INSTALLED |  |  | node_1403224_65_15280039_863 | AN | 8100203
heatpump_load_220333817 |  | 0 | 0 | 0 | 0 | 0 | 0 | 0 | 0 | 0 | 0.19 | 0.0032781797478212897 | 0.007695290028266828 | OPTIMIZED | INSTALLED |  |  | node_1401243_64_15287988_365 | AN | 8100203
heatpump_load_220333827 |  | 0 | 0 | 0 | 0 | 0 | 0 | 0 | 0 | 0 | 0.19 | 0.0009894506731894374 | 0.002322663758531756 | OPTIMIZED | INSTALLED |  |  | node_1403472_424_15281743_396 | AN | 8100203
heatpump_load_220333828 |  | 0 | 0 | 0 | 0 | 0 | 0 | 0 | 0 | 0 | 0.19 | 0.005385191665014814 | 0.012641348114616821 | OPTIMIZED | INSTALLED |  |  | node_1403609_811_15281805_053 | AN | 8100203
heatpump_load_220333829 |  | 0 | 0 | 0 | 0 | 0 | 0 | 0 | 0 | 0 | 0.19 | 1.9988866582262755E-05 | 4.692250017235871E-05 | OPTIMIZED | INSTALLED |  |  | node_1403514_163_15281409_729 | AN | 8100203
heatpump_load_220333846 |  | 0 | 0 | 0 | 0 | 0 | 0 | 0 | 0 | 0 | 0.19 | 0.001862602270825415 | 0.004372323879697062 | OPTIMIZED | INSTALLED |  |  | node_1404123_538_15285148_185 | AN | 8100203
heatpump_load_220333847 |  | 0 | 0 | 0 | 0 | 0 | 0 | 0 | 0 | 0 | 0.19 | 0.0006078442574726711 | 0.0014268705734230898 | OPTIMIZED | INSTALLED |  |  | node_1404124_305_15284797_92 | AN | 8100203
heatpump_load_220333848 |  | 0 | 0 | 0 | 0 | 0 | 0 | 0 | 0 | 0 | 0.19 | 0.003709758329993713 | 0.008708389463806391 | OPTIMIZED | INSTALLED |  |  | node_1404520_242_15284371_578 | AN | 8100203
heatpump_load_220333849 |  | 0 | 0 | 0 | 0 | 0 | 0 | 0 | 0 | 0 | 0.19 | 0.0011757107817808167 | 0.002759896146501462 | OPTIMIZED | INSTALLED |  |  | node_1404928_153_15284420_065 | AN | 8100203
heatpump_load_220333850 |  | 0 | 0 | 0 | 0 | 0 | 0 | 0 | 0 | 0 | 0.19 | 0.00037342904439569317 | 0.0008765976168563376 | OPTIMIZED | INSTALLED |  |  | node_1405322_575_15284507_448 | AN | 8100203
heatpump_load_220333851 |  | 0 | 0 | 0 | 0 | 0 | 0 | 0 | 0 | 0 | 0.19 | 0.002162435565787261 | 0.005076161382282442 | OPTIMIZED | INSTALLED |  |  | node_1405469_048_15284395_846 | AN | 8100203
heatpump_load_220333852 |  | 0 | 0 | 0 | 0 | 0 | 0 | 0 | 0 | 0 | 0.19 | 0.0009158552199834958 | 0.002149903644260799 | OPTIMIZED | INSTALLED |  |  | node_1403356_759_15286967_204 | AN | 8100203
heatpump_load_220333854 |  | 0 | 0 | 0 | 0 | 0 | 0 | 0 | 0 | 0 | 0.19 | 0.0024559091438539037 | 0.005765068998449345 | OPTIMIZED | INSTALLED |  |  | node_1403520_306_15287320_034 | AN | 8100203
heatpump_load_220333855 |  | 0 | 0 | 0 | 0 | 0 | 0 | 0 | 0 | 0 | 0.19 | 0.0014101259948577948 | 0.003310169103068214 | OPTIMIZED | INSTALLED |  |  | node_1403721_618_15287102_56 | AN | 8100203
heatpump_load_220333856 |  | 0 | 0 | 0 | 0 | 0 | 0 | 0 | 0 | 0 | 0.19 | 0.0013301705285287437 | 0.003122479102378779 | OPTIMIZED | INSTALLED |  |  | node_1404054_39_15286668_003 | AN | 8100203
heatpump_load_220333857 |  | 0 | 0 | 0 | 0 | 0 | 0 | 0 | 0 | 0 | 0.19 | 0.0010094395397717 | 0.002369586258704115 | OPTIMIZED | INSTALLED |  |  | node_1404069_73_15286321_689 | AN | 8100203
heatpump_load_220333858 |  | 0 | 0 | 0 | 0 | 0 | 0 | 0 | 0 | 0 | 0.19 | 0.0006832570688765763 | 0.0016038963695278975 | OPTIMIZED | INSTALLED |  |  | node_1404216_989_15286007_565 | AN | 8100203
heatpump_load_220333860 |  | 0 | 0 | 0 | 0 | 0 | 0 | 0 | 0 | 0 | 0.19 | 0.0033863017482815816 | 0.00794909809738095 | OPTIMIZED | INSTALLED |  |  | node_1401577_297_15285788_93 | AN | 8100203
heatpump_load_220333861 |  | 0 | 0 | 0 | 0 | 0 | 0 | 0 | 0 | 0 | 0.19 | 0.0018916770397137798 | 0.004440574789038674 | OPTIMIZED | INSTALLED |  |  | node_1401383_714_15285188_771 | AN | 8100203
heatpump_load_220333862 |  | 0 | 0 | 0 | 0 | 0 | 0 | 0 | 0 | 0 | 0.19 | 0.005832216162616449 | 0.013690705845744116 | OPTIMIZED | INSTALLED |  |  | node_1401002_77_15285142_301 | AN | 8100203
heatpump_load_220333864 |  | 0 | 0 | 0 | 0 | 0 | 0 | 0 | 0 | 0 | 0.19 | 0.0026185459656949983 | 0.006146847522578991 | OPTIMIZED | INSTALLED |  |  | node_1402896_756_15280399_278 | AN | 8100203
heatpump_load_220333865 |  | 0 | 0 | 0 | 0 | 0 | 0 | 0 | 0 | 0 | 0.19 | 0.0012411291598935904 | 0.002913460692520091 | OPTIMIZED | INSTALLED |  |  | node_1402854_239_15280594_642 | AN | 8100203
heatpump_load_220333866 |  | 0 | 0 | 0 | 0 | 0 | 0 | 0 | 0 | 0 | 0.19 | 0.0006514564108052185 | 0.0015292469374355087 | OPTIMIZED | INSTALLED |  |  | node_1402650_058_15280460_254 | AN | 8100203
heatpump_load_220333867 |  | 0 | 0 | 0 | 0 | 0 | 0 | 0 | 0 | 0 | 0.19 | 0.0016908792504503128 | 0.0039692169463981615 | OPTIMIZED | INSTALLED |  |  | node_1402307_766_15280150_668 | AN | 8100203
heatpump_load_220333868 |  | 0 | 0 | 0 | 0 | 0 | 0 | 0 | 0 | 0 | 0.19 | 0.004562012530062398 | 0.010708994243882412 | OPTIMIZED | INSTALLED |  |  | node_1402150_099_15280051_19 | AN | 8100203
heatpump_load_220333869 |  | 0 | 0 | 0 | 0 | 0 | 0 | 0 | 0 | 0 | 0.19 | 0.0025812941217134657 | 0.006059401044985049 | OPTIMIZED | INSTALLED |  |  | node_1402045_374_15279910_647 | AN | 8100203
heatpump_load_220333870 |  | 0 | 0 | 0 | 0 | 0 | 0 | 0 | 0 | 0 | 0.19 | 0.0033708555366244648 | 0.007912839801793218 | OPTIMIZED | INSTALLED |  |  | node_1401628_972_15279768_824 | AN | 8100203
heatpump_load_220333871 |  | 0 | 0 | 0 | 0 | 0 | 0 | 0 | 0 | 0 | 0.19 | 0.0005142599376844668 | 0.001207187958979774 | OPTIMIZED | INSTALLED |  |  | node_1401294_098_15278840_289 | AN | 8100203
heatpump_load_220333873 |  | 0 | 0 | 0 | 0 | 0 | 0 | 0 | 0 | 0 | 0.19 | 0.0020306905748045897 | 0.004766899449328259 | OPTIMIZED | INSTALLED |  |  | node_1406332_525_15280905_804 | AN | 8100203
heatpump_load_220333874 |  | 0 | 0 | 0 | 0 | 0 | 0 | 0 | 0 | 0 | 0.19 | 0.0016572615304088966 | 0.0038903018324719218 | OPTIMIZED | INSTALLED |  |  | node_1406492_377_15280872_114 | AN | 8100203
heatpump_load_220333875 |  | 0 | 0 | 0 | 0 | 0 | 0 | 0 | 0 | 0 | 0.19 | 0.00060330130631962 | 0.001416206368838463 | OPTIMIZED | INSTALLED |  |  | node_1406865_973_15280980_688 | AN | 8100203
heatpump_load_220333876 |  | 0 | 0 | 0 | 0 | 0 | 0 | 0 | 0 | 0 | 0.19 | 0.0027339365102634285 | 0.006417718319028516 | OPTIMIZED | INSTALLED |  |  | node_1407133_602_15280693_355 | AN | 8100203
heatpump_load_220333877 |  | 0 | 0 | 0 | 0 | 0 | 0 | 0 | 0 | 0 | 0.19 | 0.0021715214680933636 | 0.005097489791451696 | OPTIMIZED | INSTALLED |  |  | node_1406747_407_15284586_683 | AN | 8100203
heatpump_load_220333878 |  | 0 | 0 | 0 | 0 | 0 | 0 | 0 | 0 | 0 | 0.19 | 0.0007105144795669776 | 0.0016678815970356594 | OPTIMIZED | INSTALLED |  |  | node_1406640_005_15284570_604 | AN | 8100203
heatpump_load_220333879 |  | 0 | 0 | 0 | 0 | 0 | 0 | 0 | 0 | 0 | 0.19 | 0.003567110374734881 | 0.008373533439849104 | OPTIMIZED | INSTALLED |  |  | node_1406281_19_15284501_704 | AN | 8100203
heatpump_load_220333880 |  | 0 | 0 | 0 | 0 | 0 | 0 | 0 | 0 | 0 | 0.19 | 0.004261270407887618 | 0.010003023900380107 | OPTIMIZED | INSTALLED |  |  | node_1405941_001_15284507_865 | AN | 8100203
heatpump_load_220333881 |  | 0 | 0 | 0 | 0 | 0 | 0 | 0 | 0 | 0 | 0.19 | 0.0013456164439579553 | 0.0031587373979665113 | OPTIMIZED | INSTALLED |  |  | node_1405969_936_15284147_14 | AN | 8100203
heatpump_load_220333883 |  | 0 | 0 | 0 | 0 | 0 | 0 | 0 | 0 | 0 | 0.19 | 0.0029928835410757207 | 0.007025577980352253 | OPTIMIZED | INSTALLED |  |  | node_1406113_228_15283497_596 | AN | 8100203
heatpump_load_220333884 |  | 0 | 0 | 0 | 0 | 0 | 0 | 0 | 0 | 0 | 0.19 | 0.00017354008234516047 | 0.0004073726151327506 | OPTIMIZED | INSTALLED |  |  | node_1406248_959_15283363_491 | AN | 8100203
heatpump_load_220333886 |  | 0 | 0 | 0 | 0 | 0 | 0 | 0 | 0 | 0 | 0.19 | 0.0009122207998154739 | 0.0021413722805930973 | OPTIMIZED | INSTALLED |  |  | node_1405157_485_15280003_499 | AN | 8100203
heatpump_load_220333888 |  | 0 | 0 | 0 | 0 | 0 | 0 | 0 | 0 | 0 | 0.19 | 0.0009058607866923643 | 0.0021264423941746197 | OPTIMIZED | INSTALLED |  |  | node_1405622_925_15280082_518 | AN | 8100203
heatpump_load_220333889 |  | 0 | 0 | 0 | 0 | 0 | 0 | 0 | 0 | 0 | 0.19 | 0.0003198224577720144 | 0.0007507600027577394 | OPTIMIZED | INSTALLED |  |  | node_1405780_235_15280207_905 | AN | 8100203
heatpump_load_220333890 |  | 0 | 0 | 0 | 0 | 0 | 0 | 0 | 0 | 0 | 0.19 | 0.0012947357465172692 | 0.003039298306618689 | OPTIMIZED | INSTALLED |  |  | node_1406077_664_15280531_853 | AN | 8100203
heatpump_load_220333892 |  | 0 | 0 | 0 | 0 | 0 | 0 | 0 | 0 | 0 | 0.19 | 0.0005551462018340215 | 0.0013031658002414168 | OPTIMIZED | INSTALLED |  |  | node_1401426_256_15278064_499 | AN | 8100203
heatpump_load_220333893 |  | 0 | 0 | 0 | 0 | 0 | 0 | 0 | 0 | 0 | 0.19 | 0.00398596863443318 | 0.009356773102551712 | OPTIMIZED | INSTALLED |  |  | node_1401639_489_15273933_055 | AN | 8100203
heatpump_load_220333898 |  | 0 | 0 | 0 | 0 | 0 | 0 | 0 | 0 | 0 | 0.19 | 0.003644340248108844 | 0.008554824917787763 | OPTIMIZED | INSTALLED |  |  | node_1401347_862_15268542_883 | AN | 8100203
heatpump_load_220333899 |  | 0 | 0 | 0 | 0 | 0 | 0 | 0 | 0 | 0 | 0.19 | 0.0016381811948116632 | 0.0038455121732164886 | OPTIMIZED | INSTALLED |  |  | node_1399451_54_15268273_712 | AN | 8100203
heatpump_load_220333900 |  | 0 | 0 | 0 | 0 | 0 | 0 | 0 | 0 | 0 | 0.19 | 0.0005015396152103427 | 0.0011773281861428184 | OPTIMIZED | INSTALLED |  |  | node_1398441_256_15268282_96 | AN | 8100203
heatpump_load_220333901 |  | 0 | 0 | 0 | 0 | 0 | 0 | 0 | 0 | 0 | 0.19 | 0.0003080106662829195 | 0.0007230330708377093 | OPTIMIZED | INSTALLED |  |  | node_1398163_614_15268034_813 | AN | 8100203
heatpump_load_220333905 |  | 0 | 0 | 0 | 0 | 0 | 0 | 0 | 0 | 0 | 0.19 | 0.0016272782305355026 | 0.003819918082213384 | OPTIMIZED | INSTALLED |  |  | node_1398047_584_15267316_697 | AN | 8100203
heatpump_load_220333906 |  | 0 | 0 | 0 | 0 | 0 | 0 | 0 | 0 | 0 | 0.19 | 0.0013719656198912327 | 0.0032205897845573477 | OPTIMIZED | INSTALLED |  |  | node_1401943_243_15271840_498 | AN | 8100203
heatpump_load_220333908 |  | 0 | 0 | 0 | 0 | 0 | 0 | 0 | 0 | 0 | 0.19 | 0.0011039323905449336 | 0.002591401714064356 | OPTIMIZED | INSTALLED |  |  | node_1398184_025_15266803_89 | AN | 8100203
heatpump_load_220333909 |  | 0 | 0 | 0 | 0 | 0 | 0 | 0 | 0 | 0 | 0.19 | 0.0007659384243886199 | 0.0017979848929681088 | OPTIMIZED | INSTALLED |  |  | node_1401829_262_15271178_697 | AN | 8100203
heatpump_load_220333910 |  | 0 | 0 | 0 | 0 | 0 | 0 | 0 | 0 | 0 | 0.19 | 0.0064100771202157255 | 0.015047192668908667 | OPTIMIZED | INSTALLED |  |  | node_1401425_596_15270225_506 | AN | 8100203
heatpump_load_220333911 |  | 0 | 0 | 0 | 0 | 0 | 0 | 0 | 0 | 0 | 0.19 | 0.004269447482980786 | 0.010022219468632436 | OPTIMIZED | INSTALLED |  |  | node_1401836_6_15270167_457 | AN | 8100203
heatpump_load_220333948 |  | 0 | 0 | 0 | 0 | 0 | 0 | 0 | 0 | 0 | 0.19 | 0.0070506305667447835 | 0.01655084551534107 | OPTIMIZED | INSTALLED |  |  | node_1401476_206_15286689_85 | AN | 8100203
heatpump_load_220334429 |  | 0 | 0 | 0 | 0 | 0 | 0 | 0 | 0 | 0 | 0.19 | 0.0007650298934035908 | 0.0017958520520511832 | OPTIMIZED | INSTALLED |  |  | node_1398794_522_15277561_986 | AN | 8100203
heatpump_load_220334430 |  | 0 | 0 | 0 | 0 | 0 | 0 | 0 | 0 | 0 | 0.19 | 0.00355711594144375 | 0.008350072189762924 | OPTIMIZED | INSTALLED |  |  | node_1398742_304_15277369_555 | AN | 8100203
heatpump_load_220334431 |  | 0 | 0 | 0 | 0 | 0 | 0 | 0 | 0 | 0 | 0.19 | 0.0025195101637687134 | 0.005914367862634122 | OPTIMIZED | INSTALLED |  |  | node_1396967_562_15276485_227 | AN | 8100203
heatpump_load_220334432 |  | 0 | 0 | 0 | 0 | 0 | 0 | 0 | 0 | 0 | 0.19 | 0.0031246288282862976 | 0.007334839913306436 | OPTIMIZED | INSTALLED |  |  | node_1401218_25_15278553_551 | AN | 8100203
heatpump_load_220334433 |  | 0 | 0 | 0 | 0 | 0 | 0 | 0 | 0 | 0 | 0.19 | 0.002245116921299305 | 0.005270249905722653 | OPTIMIZED | INSTALLED |  |  | node_1400741_85_15278390_336 | AN | 8100203
heatpump_load_220334434 |  | 0 | 0 | 0 | 0 | 0 | 0 | 0 | 0 | 0 | 0.19 | 0.0006959770951227952 | 0.001633756142364853 | OPTIMIZED | INSTALLED |  |  | node_1400335_849_15278426_994 | AN | 8100203
heatpump_load_220334435 |  | 0 | 0 | 0 | 0 | 0 | 0 | 0 | 0 | 0 | 0.19 | 0.004795519212154347 | 0.01125713435953224 | OPTIMIZED | INSTALLED |  |  | node_1400139_954_15278423_213 | AN | 8100203
heatpump_load_220334436 |  | 0 | 0 | 0 | 0 | 0 | 0 | 0 | 0 | 0 | 0.19 | 0.0016772503969911595 | 0.003937224332644281 | OPTIMIZED | INSTALLED |  |  | node_1400019_421_15278340_268 | AN | 8100203
heatpump_load_220334437 |  | 0 | 0 | 0 | 0 | 0 | 0 | 0 | 0 | 0 | 0.19 | 0.0020252390926665097 | 0.004754102403826707 | OPTIMIZED | INSTALLED |  |  | node_1399719_995_15278321_334 | AN | 8100203
heatpump_load_220334438 |  | 0 | 0 | 0 | 0 | 0 | 0 | 0 | 0 | 0 | 0.19 | 0.0007568525220825178 | 0.0017766564837988549 | OPTIMIZED | INSTALLED |  |  | node_1399482_384_15278304_244 | AN | 8100203
heatpump_load_220334439 |  | 0 | 0 | 0 | 0 | 0 | 0 | 0 | 0 | 0 | 0.19 | 0.0005687750552931748 | 0.0013351584139952978 | OPTIMIZED | INSTALLED |  |  | node_1399150_543_15278353_301 | AN | 8100203
heatpump_load_220334451 |  | 0 | 0 | 0 | 0 | 0 | 0 | 0 | 0 | 0 | 0.19 | 0.0006768967595255617 | 0.00158896648310942 | OPTIMIZED | INSTALLED |  |  | node_1402020_12_15274664_616 | AN | 8100203
heatpump_load_220334452 |  | 0 | 0 | 0 | 0 | 0 | 0 | 0 | 0 | 0 | 0.19 | 0.004532029230189004 | 0.010638610493623874 | OPTIMIZED | INSTALLED |  |  | node_1401698_639_15274694_422 | AN | 8100203
heatpump_load_220334453 |  | 0 | 0 | 0 | 0 | 0 | 0 | 0 | 0 | 0 | 0.19 | 0.00035344017781343043 | 0.000829675116683979 | OPTIMIZED | INSTALLED |  |  | node_1401585_052_15274945_764 | AN | 8100203
heatpump_load_220334454 |  | 0 | 0 | 0 | 0 | 0 | 0 | 0 | 0 | 0 | 0.19 | 0.00032436540892506554 | 0.0007614242073423664 | OPTIMIZED | INSTALLED |  |  | node_1401234_054_15275531_869 | AN | 8100203
heatpump_load_220334455 |  | 0 | 0 | 0 | 0 | 0 | 0 | 0 | 0 | 0 | 0.19 | 0.0012602094954908241 | 0.002958250351775524 | OPTIMIZED | INSTALLED |  |  | node_1400797_897_15274631_655 | AN | 8100203
heatpump_load_220334457 |  | 0 | 0 | 0 | 0 | 0 | 0 | 0 | 0 | 0 | 0.19 | 0.00045974482007575887 | 0.0010792175039642503 | OPTIMIZED | INSTALLED |  |  | node_1400573_733_15275407_287 | AN | 8100203
heatpump_load_220334509 |  | 0 | 0 | 0 | 0 | 0 | 0 | 0 | 0 | 0 | 0.19 | 0.0004533845107247442 | 0.0010642876175457725 | OPTIMIZED | INSTALLED |  |  | node_1401279_405_15279650_307 | AN | 8100203
heatpump_load_220334510 |  | 0 | 0 | 0 | 0 | 0 | 0 | 0 | 0 | 0 | 0.19 | 0.0030010609123967934 | 0.007044773548604582 | OPTIMIZED | INSTALLED |  |  | node_1400487_486_15279315_292 | AN | 8100203
heatpump_load_220334511 |  | 0 | 0 | 0 | 0 | 0 | 0 | 0 | 0 | 0 | 0.19 | 0.0008567968549938315 | 0.0020112689846606482 | OPTIMIZED | INSTALLED |  |  | node_1399943_93_15279438_423 | AN | 8100203
heatpump_load_220334512 |  | 0 | 0 | 0 | 0 | 0 | 0 | 0 | 0 | 0 | 0.19 | 0.0018326186747241154 | 0.004301940129438523 | OPTIMIZED | INSTALLED |  |  | node_1399964_21_15279672_012 | AN | 8100203
heatpump_load_220334513 |  | 0 | 0 | 0 | 0 | 0 | 0 | 0 | 0 | 0 | 0.19 | 0.004667408345111792 | 0.01095640379024576 | OPTIMIZED | INSTALLED |  |  | node_1399934_413_15280058_805 | AN | 8100203
heatpump_load_220334546 |  | 0 | 0 | 0 | 0 | 0 | 0 | 0 | 0 | 0 | 0.19 | 0.0027611942171817355 | 0.006481703546536277 | OPTIMIZED | INSTALLED |  |  | node_1406672_444_15285227_911 | AN | 8100203
heatpump_load_220334547 |  | 0 | 0 | 0 | 0 | 0 | 0 | 0 | 0 | 0 | 0.19 | 0.0010494172729362257 | 0.002463431259048832 | OPTIMIZED | INSTALLED |  |  | node_1406659_76_15285555_594 | AN | 8100203
heatpump_load_220334577 |  | 0 | 0 | 0 | 0 | 0 | 0 | 0 | 0 | 0 | 0.19 | 0.0003425372135372698 | 0.0008040810256808742 | OPTIMIZED | INSTALLED |  |  | node_1403571_394_15280059_556 | AN | 8100203
heatpump_load_220334578 |  | 0 | 0 | 0 | 0 | 0 | 0 | 0 | 0 | 0 | 0.19 | 0.0012665695086139335 | 0.0029731802381940016 | OPTIMIZED | INSTALLED |  |  | node_1403810_954_15279882_506 | AN | 8100203
heatpump_load_220334579 |  | 0 | 0 | 0 | 0 | 0 | 0 | 0 | 0 | 0 | 0.19 | 0.0018153556973248455 | 0.004261416152016941 | OPTIMIZED | INSTALLED |  |  | node_1403991_182_15279568_489 | AN | 8100203
heatpump_load_220334611 |  | 0 | 0 | 0 | 0 | 0 | 0 | 0 | 0 | 0 | 0.19 | 0.003730655727561005 | 0.008757444804895676 | OPTIMIZED | INSTALLED |  |  | node_1404742_593_15279190_765 | AN | 8100203
heatpump_load_220334612 |  | 0 | 0 | 0 | 0 | 0 | 0 | 0 | 0 | 0 | 0.19 | 0.0011693507686577071 | 0.0027449662600829844 | OPTIMIZED | INSTALLED |  |  | node_1405004_977_15279061_569 | AN | 8100203
heatpump_load_220334613 |  | 0 | 0 | 0 | 0 | 0 | 0 | 0 | 0 | 0 | 0.19 | 0.0005596891529870726 | 0.0013138300048260439 | OPTIMIZED | INSTALLED |  |  | node_1405352_259_15278963_409 | AN | 8100203
heatpump_load_220334636 |  | 0 | 0 | 0 | 0 | 0 | 0 | 0 | 0 | 0 | 0.19 | 0.0005960327622114814 | 0.0013991436415030597 | OPTIMIZED | INSTALLED |  |  | node_1405738_779_15280743_781 | AN | 8100203
heatpump_load_220334637 |  | 0 | 0 | 0 | 0 | 0 | 0 | 0 | 0 | 0 | 0.19 | 0.0005142599376844668 | 0.001207187958979774 | OPTIMIZED | INSTALLED |  |  | node_1405478_08_15281050_152 | AN | 8100203
heatpump_load_220334638 |  | 0 | 0 | 0 | 0 | 0 | 0 | 0 | 0 | 0 | 0.19 | 0.0024195655346294946 | 0.005679755361772329 | OPTIMIZED | INSTALLED |  |  | node_1404888_488_15280652_615 | AN | 8100203
heatpump_load_220334639 |  | 0 | 0 | 0 | 0 | 0 | 0 | 0 | 0 | 0 | 0.19 | 0.0010230683932308533 | 0.0024015788724579957 | OPTIMIZED | INSTALLED |  |  | node_1405003_742_15280971_224 | AN | 8100203
heatpump_load_220334640 |  | 0 | 0 | 0 | 0 | 0 | 0 | 0 | 0 | 0 | 0.19 | 0.0002871132687156275 | 0.0006739777297484251 | OPTIMIZED | INSTALLED |  |  | node_1404584_61_15281064_458 | AN | 8100203
heatpump_load_220334643 |  | 0 | 0 | 0 | 0 | 0 | 0 | 0 | 0 | 0 | 0.19 | 0.00021533487747974438 | 0.0005054832973113188 | OPTIMIZED | INSTALLED |  |  | node_1399713_285_15268850_533 | AN | 8100203
heatpump_load_220334644 |  | 0 | 0 | 0 | 0 | 0 | 0 | 0 | 0 | 0 | 0.19 | 0.00028983915789862025 | 0.0006803762524992013 | OPTIMIZED | INSTALLED |  |  | node_1399940_377_15268748_288 | AN | 8100203
heatpump_load_220334645 |  | 0 | 0 | 0 | 0 | 0 | 0 | 0 | 0 | 0 | 0.19 | 0.006473678140130536 | 0.015196491533093446 | OPTIMIZED | INSTALLED |  |  | node_1398941_902_15268952_761 | AN | 8100203
heatpump_load_220334646 |  | 0 | 0 | 0 | 0 | 0 | 0 | 0 | 0 | 0 | 0.19 | 0.0004206756178962625 | 0.0009875053445364582 | OPTIMIZED | INSTALLED |  |  | node_1399372_509_15269543_633 | AN | 8100203
heatpump_load_220334647 |  | 0 | 0 | 0 | 0 | 0 | 0 | 0 | 0 | 0 | 0.19 | 0.0012120543910052255 | 0.002845209783178478 | OPTIMIZED | INSTALLED |  |  | node_1399850_039_15269755_069 | AN | 8100203
heatpump_load_220334648 |  | 0 | 0 | 0 | 0 | 0 | 0 | 0 | 0 | 0 | 0.19 | 0.0012502150621996925 | 0.002934789101689345 | OPTIMIZED | INSTALLED |  |  | node_1400146_569_15269702_478 | AN | 8100203
heatpump_load_220334649 |  | 0 | 0 | 0 | 0 | 0 | 0 | 0 | 0 | 0 | 0.19 | 0.00147372731100051 | 0.003459467967252992 | OPTIMIZED | INSTALLED |  |  | node_1398467_73_15269489_945 | AN | 8100203
heatpump_load_220337695 |  | 0 | 0 | 0 | 0 | 0 | 0 | 0 | 0 | 0 | 0.19 | 0.0007913787731089629 | 0.0018577044386420198 | OPTIMIZED | INSTALLED |  |  | node_1407147_289_15280982_668 | AN | 8100203
heatpump_load_220337696 |  | 0 | 0 | 0 | 0 | 0 | 0 | 0 | 0 | 0 | 0.19 | 0.0025858370728665168 | 0.006070065249569677 | OPTIMIZED | INSTALLED |  |  | node_1407830_018_15281234_655 | AN | 8100203
heatpump_load_220337697 |  | 0 | 0 | 0 | 0 | 0 | 0 | 0 | 0 | 0 | 0.19 | 0.00028257031756257644 | 0.0006633135251637981 | OPTIMIZED | INSTALLED |  |  | node_1408029_633_15281159_831 | AN | 8100203
heatpump_load_220337698 |  | 0 | 0 | 0 | 0 | 0 | 0 | 0 | 0 | 0 | 0.19 | 0.0007214177400710434 | 0.0016934756880387643 | OPTIMIZED | INSTALLED |  |  | node_1407822_397_15280777_838 | AN | 8100203
heatpump_load_220337699 |  | 0 | 0 | 0 | 0 | 0 | 0 | 0 | 0 | 0 | 0.19 | 0.0007741154994817878 | 0.0018171804612204371 | OPTIMIZED | INSTALLED |  |  | node_1408531_446_15281114_441 | AN | 8100203
heatpump_load_220337700 |  | 0 | 0 | 0 | 0 | 0 | 0 | 0 | 0 | 0 | 0.19 | 0.0009876333149914738 | 0.002318398076697905 | OPTIMIZED | INSTALLED |  |  | node_1408716_145_15280797_385 | AN | 8100203
heatpump_load_220337701 |  | 0 | 0 | 0 | 0 | 0 | 0 | 0 | 0 | 0 | 0.19 | 0.0014092174638727657 | 0.0033080362621512893 | OPTIMIZED | INSTALLED |  |  | node_1408384_343_15281366_435 | AN | 8100203
heatpump_load_220337703 |  | 0 | 0 | 0 | 0 | 0 | 0 | 0 | 0 | 0 | 0.19 | 0.0016036549437852179 | 0.0037644642183733237 | OPTIMIZED | INSTALLED |  |  | node_1408224_456_15282037_213 | AN | 8100203
heatpump_load_220337704 |  | 0 | 0 | 0 | 0 | 0 | 0 | 0 | 0 | 0 | 0.19 | 0.001938923316986444 | 0.004551482516718794 | OPTIMIZED | INSTALLED |  |  | node_1408126_443_15282254_09 | AN | 8100203
heatpump_load_220337705 |  | 0 | 0 | 0 | 0 | 0 | 0 | 0 | 0 | 0 | 0.19 | 0.0004888195889641237 | 0.0011474684133058629 | OPTIMIZED | INSTALLED |  |  | node_1408050_054_15282454_853 | AN | 8100203
heatpump_load_220337708 |  | 0 | 0 | 0 | 0 | 0 | 0 | 0 | 0 | 0 | 0.19 | 0.0018580593196723637 | 0.004361659675112434 | OPTIMIZED | INSTALLED |  |  | node_1407360_175_15283513_321 | AN | 8100203
heatpump_load_220337709 |  | 0 | 0 | 0 | 0 | 0 | 0 | 0 | 0 | 0 | 0.19 | 0.002314169719580101 | 0.005432345815408983 | OPTIMIZED | INSTALLED |  |  | node_1406918_565_15283628_537 | AN | 8100203
heatpump_load_220337710 |  | 0 | 0 | 0 | 0 | 0 | 0 | 0 | 0 | 0 | 0.19 | 0.0029638090684152613 | 0.006957327071010642 | OPTIMIZED | INSTALLED |  |  | node_1407145_975_15284118_731 | AN | 8100203
heatpump_load_220337711 |  | 0 | 0 | 0 | 0 | 0 | 0 | 0 | 0 | 0 | 0.19 | 0.00048700223076616025 | 0.0011432027314720121 | OPTIMIZED | INSTALLED |  |  | node_1407088_999_15284318_115 | AN | 8100203
heatpump_load_220337712 |  | 0 | 0 | 0 | 0 | 0 | 0 | 0 | 0 | 0 | 0.19 | 0.0019198429813892105 | 0.004506692857463361 | OPTIMIZED | INSTALLED |  |  | node_1407040_55_15284689_294 | AN | 8100203
heatpump_load_220337713 |  | 0 | 0 | 0 | 0 | 0 | 0 | 0 | 0 | 0 | 0.19 | 0.0030919196392299106 | 0.007258057640297122 | OPTIMIZED | INSTALLED |  |  | node_1401774_46_15276624_079 | AN | 8100203
heatpump_load_220337714 |  | 0 | 0 | 0 | 0 | 0 | 0 | 0 | 0 | 0 | 0.19 | 0.003111908505812173 | 0.007304980140469481 | OPTIMIZED | INSTALLED |  |  | node_1401731_204_15277004_668 | AN | 8100203
heatpump_load_220337715 |  | 0 | 0 | 0 | 0 | 0 | 0 | 0 | 0 | 0 | 0.19 | 0.005580537972140201 | 0.013099908911755782 | OPTIMIZED | INSTALLED |  |  | node_1401647_088_15277353_746 | AN | 8100203
heatpump_load_220337718 |  | 0 | 0 | 0 | 0 | 0 | 0 | 0 | 0 | 0 | 0.19 | 0.0021887847417205388 | 0.005138013768873279 | OPTIMIZED | INSTALLED |  |  | node_1401986_421_15276423_602 | AN | 8100203
heatpump_load_220337719 |  | 0 | 0 | 0 | 0 | 0 | 0 | 0 | 0 | 0 | 0.19 | 0.00469375752104507 | 0.011018256176836595 | OPTIMIZED | INSTALLED |  |  | node_1402058_67_15276144_254 | AN | 8100203
heatpump_load_220337721 |  | 0 | 0 | 0 | 0 | 0 | 0 | 0 | 0 | 0 | 0.19 | 0.006267429164956893 | 0.01471233664495138 | OPTIMIZED | INSTALLED |  |  | node_1402287_033_15275258_108 | AN | 8100203
heatpump_load_220337723 |  | 0 | 0 | 0 | 0 | 0 | 0 | 0 | 0 | 0 | 0.19 | 0.007663017775370506 | 0.017988380293348788 | OPTIMIZED | INSTALLED |  |  | node_1402345_763_15274481_353 | AN | 8100203
heatpump_load_220337725 |  | 0 | 0 | 0 | 0 | 0 | 0 | 0 | 0 | 0 | 0.19 | 0.003111908505812173 | 0.007304980140469481 | OPTIMIZED | INSTALLED |  |  | node_1402390_638_15273279_12 | AN | 8100203
heatpump_load_220337726 |  | 0 | 0 | 0 | 0 | 0 | 0 | 0 | 0 | 0 | 0.19 | 0.0008804201417441161 | 0.0020667228485007085 | OPTIMIZED | INSTALLED |  |  | node_1402523_022_15272725_09 | AN | 8100203
heatpump_load_220337727 |  | 0 | 0 | 0 | 0 | 0 | 0 | 0 | 0 | 0 | 0.19 | 0.0009313011354127075 | 0.002186161939848531 | OPTIMIZED | INSTALLED |  |  | node_1402215_933_15272713_18 | AN | 8100203
heatpump_load_220337728 |  | 0 | 0 | 0 | 0 | 0 | 0 | 0 | 0 | 0 | 0.19 | 0.0018244415996309478 | 0.0042827445611861945 | OPTIMIZED | INSTALLED |  |  | node_1402135_554_15272346_964 | AN | 8100203
heatpump_load_220337729 |  | 0 | 0 | 0 | 0 | 0 | 0 | 0 | 0 | 0 | 0.19 | 0.0015645857416057216 | 0.0036727520589455317 | OPTIMIZED | INSTALLED |  |  | node_1402532_334_15272505_622 | AN | 8100203
heatpump_load_220337730 |  | 0 | 0 | 0 | 0 | 0 | 0 | 0 | 0 | 0 | 0.19 | 0.003540761198801603 | 0.008311681053258267 | OPTIMIZED | INSTALLED |  |  | node_1402587_716_15272323_066 | AN | 8100203
heatpump_load_220337731 |  | 0 | 0 | 0 | 0 | 0 | 0 | 0 | 0 | 0 | 0.19 | 0.0024931612840633412 | 0.0058525154760432855 | OPTIMIZED | INSTALLED |  |  | node_1402597_572_15272070_987 | AN | 8100203
heatpump_load_220337780 |  | 0 | 0 | 0 | 0 | 0 | 0 | 0 | 0 | 0 | 0.19 | 0.00043612153332547415 | 0.00102376364012419 | OPTIMIZED | INSTALLED |  |  | node_1407093_312_15273820_099 | AN | 8100203
heatpump_load_220337781 |  | 0 | 0 | 0 | 0 | 0 | 0 | 0 | 0 | 0 | 0.19 | 0.0027212164840172103 | 0.0063878585461915605 | OPTIMIZED | INSTALLED |  |  | node_1407550_417_15274628_996 | AN | 8100203
heatpump_load_220337951 |  | 0 | 0 | 0 | 0 | 0 | 0 | 0 | 0 | 0 | 0.19 | 0.000695068564137766 | 0.0016316233014479278 | OPTIMIZED | INSTALLED |  |  | node_1405247_776_15275371_731 | AN | 8100203
heatpump_load_220337952 |  | 0 | 0 | 0 | 0 | 0 | 0 | 0 | 0 | 0 | 0.19 | 0.002076120086335101 | 0.004873541495174529 | OPTIMIZED | INSTALLED |  |  | node_1405178_602_15275988_854 | AN | 8100203
heatpump_load_220337953 |  | 0 | 0 | 0 | 0 | 0 | 0 | 0 | 0 | 0 | 0.19 | 0.0005951242312264522 | 0.0013970108005861342 | OPTIMIZED | INSTALLED |  |  | node_1405406_537_15275292_415 | AN | 8100203
heatpump_load_220337954 |  | 0 | 0 | 0 | 0 | 0 | 0 | 0 | 0 | 0 | 0.19 | 0.001985261359501984 | 0.00466025740348199 | OPTIMIZED | INSTALLED |  |  | node_1405585_083_15275860_078 | AN | 8100203
heatpump_load_220337955 |  | 0 | 0 | 0 | 0 | 0 | 0 | 0 | 0 | 0 | 0.19 | 0.00013174499098267146 | 0.0003092619329541824 | OPTIMIZED | INSTALLED |  |  | node_1405959_159_15275446_934 | AN | 8100203
heatpump_load_220337956 |  | 0 | 0 | 0 | 0 | 0 | 0 | 0 | 0 | 0 | 0.19 | 0.0025013383591565093 | 0.005871711044295614 | OPTIMIZED | INSTALLED |  |  | node_1406170_052_15275843_77 | AN | 8100203
heatpump_load_220337958 |  | 0 | 0 | 0 | 0 | 0 | 0 | 0 | 0 | 0 | 0.19 | 0.0025540364147951587 | 0.005995415817477288 | OPTIMIZED | INSTALLED |  |  | node_1406530_434_15275607_584 | AN | 8100203
heatpump_load_220337960 |  | 0 | 0 | 0 | 0 | 0 | 0 | 0 | 0 | 0 | 0.19 | 0.0010239769242158824 | 0.002403711713374921 | OPTIMIZED | INSTALLED |  |  | node_1403387_87_15275212_992 | AN | 8100203
heatpump_load_220337961 |  | 0 | 0 | 0 | 0 | 0 | 0 | 0 | 0 | 0 | 0.19 | 0.0013374390726368823 | 0.0031395418297141824 | OPTIMIZED | INSTALLED |  |  | node_1404144_148_15275865_601 | AN | 8100203
heatpump_load_220337962 |  | 0 | 0 | 0 | 0 | 0 | 0 | 0 | 0 | 0 | 0.19 | 0.0008386253466095324 | 0.0019686121663221403 | OPTIMIZED | INSTALLED |  |  | node_1404383_879_15275270_757 | AN | 8100203
heatpump_load_220337981 |  | 0 | 0 | 0 | 0 | 0 | 0 | 0 | 0 | 0 | 0.19 | 0.0017145025372005975 | 0.004024670810238222 | OPTIMIZED | INSTALLED |  |  | node_1402568_441_15275128_104 | AN | 8100203
heatpump_load_220337982 |  | 0 | 0 | 0 | 0 | 0 | 0 | 0 | 0 | 0 | 0.19 | 0.0007877443529409412 | 0.0018491730749743182 | OPTIMIZED | INSTALLED |  |  | node_1402841_983_15275158_191 | AN | 8100203
heatpump_load_220337983 |  | 0 | 0 | 0 | 0 | 0 | 0 | 0 | 0 | 0 | 0.19 | 0.00043157858217242307 | 0.001013099435539563 | OPTIMIZED | INSTALLED |  |  | node_1403112_092_15275111_818 | AN | 8100203
heatpump_load_220337998 |  | 0 | 0 | 0 | 0 | 0 | 0 | 0 | 0 | 0 | 0.19 | 0.003023775668162049 | 0.007098094571527717 | OPTIMIZED | INSTALLED |  |  | node_1407233_616_15285573_161 | AN | 8100203
heatpump_load_220337999 |  | 0 | 0 | 0 | 0 | 0 | 0 | 0 | 0 | 0 | 0.19 | 0.0036388887659707637 | 0.008542027872286211 | OPTIMIZED | INSTALLED |  |  | node_1407613_203_15285517_907 | AN | 8100203
heatpump_load_220338004 |  | 0 | 0 | 0 | 0 | 0 | 0 | 0 | 0 | 0 | 0.19 | 0.01065590161267413 | 0.025013958273701044 | OPTIMIZED | INSTALLED |  |  | node_1407546_56_15275085_479 | AN | 8100203
heatpump_load_220338005 |  | 0 | 0 | 0 | 0 | 0 | 0 | 0 | 0 | 0 | 0.19 | 0.001558225728482612 | 0.0036578221725270537 | OPTIMIZED | INSTALLED |  |  | node_1406323_748_15277440_952 | AN | 8100203
heatpump_load_220338006 |  | 0 | 0 | 0 | 0 | 0 | 0 | 0 | 0 | 0 | 0.19 | 0.00045974482007575887 | 0.0010792175039642503 | OPTIMIZED | INSTALLED |  |  | node_1406229_037_15277659_203 | AN | 8100203
heatpump_load_220338008 |  | 0 | 0 | 0 | 0 | 0 | 0 | 0 | 0 | 0 | 0.19 | 0.0024313773261185894 | 0.005707482293692359 | OPTIMIZED | INSTALLED |  |  | node_1406599_805_15278051_183 | AN | 8100203
heatpump_load_220338009 |  | 0 | 0 | 0 | 0 | 0 | 0 | 0 | 0 | 0 | 0.19 | 0.001127555677295218 | 0.0026468555779044166 | OPTIMIZED | INSTALLED |  |  | node_1406003_341_15278114_895 | AN | 8100203
heatpump_load_220338011 |  | 0 | 0 | 0 | 0 | 0 | 0 | 0 | 0 | 0 | 0.19 | 0.0007486751507614447 | 0.0017574609155465261 | OPTIMIZED | INSTALLED |  |  | node_1405010_925_15278426_647 | AN | 8100203
heatpump_load_220338012 |  | 0 | 0 | 0 | 0 | 0 | 0 | 0 | 0 | 0 | 0.19 | 0.0017653835308691886 | 0.0041441099015860445 | OPTIMIZED | INSTALLED |  |  | node_1407236_798_15275783_794 | AN | 8100203
heatpump_load_220338013 |  | 0 | 0 | 0 | 0 | 0 | 0 | 0 | 0 | 0 | 0.19 | 0.0034789775370847567 | 0.00816664787090734 | OPTIMIZED | INSTALLED |  |  | node_1406814_966_15276556_498 | AN | 8100203
heatpump_load_220338014 |  | 0 | 0 | 0 | 0 | 0 | 0 | 0 | 0 | 0 | 0.19 | 0.0008195450110122988 | 0.001923822507066707 | OPTIMIZED | INSTALLED |  |  | node_1406284_75_15277281_994 | AN | 8100203
heatpump_load_220338015 |  | 0 | 0 | 0 | 0 | 0 | 0 | 0 | 0 | 0 | 0.19 | 0.0007659384243886199 | 0.0017979848929681088 | OPTIMIZED | INSTALLED |  |  | node_1404353_962_15271798_369 | AN | 8100203
heatpump_load_220338016 |  | 0 | 0 | 0 | 0 | 0 | 0 | 0 | 0 | 0 | 0.19 | 0.0006559993619582697 | 0.0015399111420201356 | OPTIMIZED | INSTALLED |  |  | node_1404758_562_15271308_874 | AN | 8100203
heatpump_load_220338017 |  | 0 | 0 | 0 | 0 | 0 | 0 | 0 | 0 | 0 | 0.19 | 0.00038796642883987567 | 0.000910723071527144 | OPTIMIZED | INSTALLED |  |  | node_1404913_134_15270998_228 | AN | 8100203
heatpump_load_220338021 |  | 0 | 0 | 0 | 0 | 0 | 0 | 0 | 0 | 0 | 0.19 | 0.0004969966640572917 | 0.0011666639815581916 | OPTIMIZED | INSTALLED |  |  | node_1403104_617_15272744_014 | AN | 8100203
heatpump_load_220338022 |  | 0 | 0 | 0 | 0 | 0 | 0 | 0 | 0 | 0 | 0.19 | 0.001818081290279933 | 0.004267814674767717 | OPTIMIZED | INSTALLED |  |  | node_1404024_275_15272609_294 | AN | 8100203
heatpump_load_220338158 |  | 0 | 0 | 0 | 0 | 0 | 0 | 0 | 0 | 0 | 0.19 | 0.0016354556018565755 | 0.0038391136504657124 | OPTIMIZED | INSTALLED |  |  | node_1406822_893_15276971_511 | AN | 8100203
heatpump_load_220338159 |  | 0 | 0 | 0 | 0 | 0 | 0 | 0 | 0 | 0 | 0.19 | 0.0010612290644253205 | 0.0024911581909688625 | OPTIMIZED | INSTALLED |  |  | node_1407282_213_15277093_641 | AN | 8100203
heatpump_load_220338160 |  | 0 | 0 | 0 | 0 | 0 | 0 | 0 | 0 | 0 | 0.19 | 0.0011539048532284955 | 0.0027087079644952526 | OPTIMIZED | INSTALLED |  |  | node_1408025_88_15277094_326 | AN | 8100203
heatpump_load_220338161 |  | 0 | 0 | 0 | 0 | 0 | 0 | 0 | 0 | 0 | 0.19 | 0.0007168747889179922 | 0.0016828114834541374 | OPTIMIZED | INSTALLED |  |  | node_1408850_581_15277099_388 | AN | 8100203
heatpump_load_220338162 |  | 0 | 0 | 0 | 0 | 0 | 0 | 0 | 0 | 0 | 0.19 | 0.002189693272705568 | 0.0051401466097902035 | OPTIMIZED | INSTALLED |  |  | node_1407753_906_15277391_043 | AN | 8100203
heatpump_load_220338163 |  | 0 | 0 | 0 | 0 | 0 | 0 | 0 | 0 | 0 | 0.19 | 0.003686135043243428 | 0.00865293559996633 | OPTIMIZED | INSTALLED |  |  | node_1407759_522_15277791_449 | AN | 8100203
heatpump_load_220338164 |  | 0 | 0 | 0 | 0 | 0 | 0 | 0 | 0 | 0 | 0.19 | 0.0031773265876970415 | 0.0074585446864881095 | OPTIMIZED | INSTALLED |  |  | node_1407875_544_15277965_898 | AN | 8100203
heatpump_load_220338165 |  | 0 | 0 | 0 | 0 | 0 | 0 | 0 | 0 | 0 | 0.19 | 0.0007868358219559119 | 0.0018470402340573927 | OPTIMIZED | INSTALLED |  |  | node_1407744_538_15278282_01 | AN | 8100203
heatpump_load_220338166 |  | 0 | 0 | 0 | 0 | 0 | 0 | 0 | 0 | 0 | 0.19 | 0.0017717435439922981 | 0.004159039788004522 | OPTIMIZED | INSTALLED |  |  | node_1407489_99_15278406_95 | AN | 8100203
heatpump_load_220338167 |  | 0 | 0 | 0 | 0 | 0 | 0 | 0 | 0 | 0 | 0.19 | 0.0005615065111850361 | 0.0013180956866598948 | OPTIMIZED | INSTALLED |  |  | node_1407660_902_15278673_842 | AN | 8100203
heatpump_load_220338169 |  | 0 | 0 | 0 | 0 | 0 | 0 | 0 | 0 | 0 | 0.19 | 0.0015173394643330576 | 0.003561844331265411 | OPTIMIZED | INSTALLED |  |  | node_1408913_98_15277587_644 | AN | 8100203
heatpump_load_220338170 |  | 0 | 0 | 0 | 0 | 0 | 0 | 0 | 0 | 0 | 0.19 | 0.0004997225532402843 | 0.0011730625043089677 | OPTIMIZED | INSTALLED |  |  | node_1408918_447_15277797_693 | AN | 8100203
heatpump_load_220338171 |  | 0 | 0 | 0 | 0 | 0 | 0 | 0 | 0 | 0 | 0.19 | 0.0011284642082802475 | 0.0026489884188213414 | OPTIMIZED | INSTALLED |  |  | node_1408645_583_15277717_578 | AN | 8100203
heatpump_load_220338172 |  | 0 | 0 | 0 | 0 | 0 | 0 | 0 | 0 | 0 | 0.19 | 0.0017744694331752906 | 0.004165438310755298 | OPTIMIZED | INSTALLED |  |  | node_1408920_601_15278016_958 | AN | 8100203
heatpump_load_220338173 |  | 0 | 0 | 0 | 0 | 0 | 0 | 0 | 0 | 0 | 0.19 | 0.001298369870457386 | 0.0030478296702863904 | OPTIMIZED | INSTALLED |  |  | node_1408847_672_15278247_461 | AN | 8100203
heatpump_load_220432000 |  | 0 | 0 | 0 | 0 | 0 | 0 | 0 | 0 | 0 | 0.19 | 0.0019371062550163857 | 0.004547216834884944 | OPTIMIZED | INSTALLED |  |  | node_1401591_821_15272654_354 | AN | 8100203
heatpump_load_220432272 |  | 0 | 0 | 0 | 0 | 0 | 0 | 0 | 0 | 0 | 0.19 | 0.0032182131480745016 | 0.007554522527749752 | OPTIMIZED | INSTALLED |  |  | node_1406550_435_15278446_648 | AN | 8100203
heatpump_load_220440775 |  | 0 | 0 | 0 | 0 | 0 | 0 | 0 | 0 | 0 | 0.19 | 0.00046337894401587564 | 0.0010877488676319519 | OPTIMIZED | INSTALLED |  |  | node_1407422_809_15278673_609 | AN | 8100203
heatpump_load_220467303 |  | 0 | 0 | 0 | 0 | 0 | 0 | 0 | 0 | 0 | 0.19 | 0.0003488972266603793 | 0.000819010912099352 | OPTIMIZED | INSTALLED |  |  | node_1402486_604_15280193_959 | AN | 8100203
heatpump_load_220500406 |  | 0 | 0 | 0 | 0 | 0 | 0 | 0 | 0 | 0 | 0.19 | 0.0027530168458606624 | 0.00646250797828395 | OPTIMIZED | INSTALLED |  |  | node_1401587_458_15286130_049 | AN | 8100203
heatpump_load_220518753 |  | 0 | 0 | 0 | 0 | 0 | 0 | 0 | 0 | 0 | 0.19 | 0.0004324871131574523 | 0.0010152322764564884 | OPTIMIZED | INSTALLED |  |  | node_1398037_865_15267564_891 | AN | 8100203
heatpump_load_220520318 |  | 0 | 0 | 0 | 0 | 0 | 0 | 0 | 0 | 0 | 0.19 | 0.0009930850933574592 | 0.002331195122199458 | OPTIMIZED | INSTALLED |  |  | node_1408216_527_15277097_628 | AN | 8100203
heatpump_load_220521156 |  | 0 | 0 | 0 | 0 | 0 | 0 | 0 | 0 | 0 | 0.19 | 0.0021887847417205388 | 0.005138013768873279 | OPTIMIZED | INSTALLED |  |  | node_1408284_172_15281846_602 | AN | 8100203
heatpump_load_220521495 |  | 0 | 0 | 0 | 0 | 0 | 0 | 0 | 0 | 0 | 0.19 | 0.0008413509395646199 | 0.0019750106890729165 | OPTIMIZED | INSTALLED |  |  | node_1406076_486_15277804_015 | AN | 8100203
heatpump_load_220529826 |  | 0 | 0 | 0 | 0 | 0 | 0 | 0 | 0 | 0 | 0.19 | 0.0018771396552695974 | 0.004406449334367868 | OPTIMIZED | INSTALLED |  |  | node_1404284_669_15280604_313 | AN | 8100203
heatpump_load_220529931 |  | 0 | 0 | 0 | 0 | 0 | 0 | 0 | 0 | 0 | 0.19 | 0.0014373837017761012 | 0.003374154330575976 | OPTIMIZED | INSTALLED |  |  | node_1397529_025_15275995_192 | AN | 8100203
heatpump_load_220531250 |  | 0 | 0 | 0 | 0 | 0 | 0 | 0 | 0 | 0 | 0.19 | 0.002106103386208495 | 0.004943925245433067 | OPTIMIZED | INSTALLED |  |  | node_1398844_581_15280005_606 | AN | 8100203
heatpump_load_220531743 |  | 0 | 0 | 0 | 0 | 0 | 0 | 0 | 0 | 0 | 0.19 | 0.001671798914853079 | 0.003924427287142728 | OPTIMIZED | INSTALLED |  |  | node_1400454_925_15269862_573 | AN | 8100203
heatpump_load_220532530 |  | 0 | 0 | 0 | 0 | 0 | 0 | 0 | 0 | 0 | 0.19 | 0.0003679775622576129 | 0.0008638005713547853 | OPTIMIZED | INSTALLED |  |  | node_1400762_541_15269280_88 | AN | 8100203
heatpump_load_220534111 |  | 0 | 0 | 0 | 0 | 0 | 0 | 0 | 0 | 0 | 0.19 | 0.0018071783260037726 | 0.004242220583764612 | OPTIMIZED | INSTALLED |  |  | node_1401498_915_15287185_575 | AN | 8100203
heatpump_load_220535653 |  | 0 | 0 | 0 | 0 | 0 | 0 | 0 | 0 | 0 | 0.19 | 0.0007023374044738098 | 0.001648686028783331 | OPTIMIZED | INSTALLED |  |  | node_1406231_998_15270083_388 | AN | 8100203
heatpump_load_220535659 |  | 0 | 0 | 0 | 0 | 0 | 0 | 0 | 0 | 0 | 0.19 | 0.0007232348020411017 | 0.001697741369872615 | OPTIMIZED | INSTALLED |  |  | node_1400565_314_15274559_98 | AN | 8100203
heatpump_load_220540995 |  | 0 | 0 | 0 | 0 | 0 | 0 | 0 | 0 | 0 | 0.19 | 0.0020752112591221664 | 0.004871408654257604 | OPTIMIZED | INSTALLED |  |  | node_1398448_937_15271709_824 | AN | 8100203
heatpump_load_220542711 |  | 0 | 0 | 0 | 0 | 0 | 0 | 0 | 0 | 0 | 0.19 | 0.0004197667906833282 | 0.000985372503619533 | OPTIMIZED | INSTALLED |  |  | node_1401690_837_15268550_424 | AN | 8100203
heatpump_load_220558165 |  | 0 | 0 | 0 | 0 | 0 | 0 | 0 | 0 | 0 | 0.19 | 0.002122457832622736 | 0.004982316381937725 | OPTIMIZED | INSTALLED |  |  | node_1407798_441_15282825_876 | AN | 8100203
heatpump_load_220603105 |  | 0 | 0 | 0 | 0 | 0 | 0 | 0 | 0 | 0 | 0.19 | 0.0037215701214828078 | 0.00873611639572642 | OPTIMIZED | INSTALLED |  |  | node_1399544_119_15269725_441 | AN | 8100203
heatpump_load_220616370 |  | 0 | 0 | 0 | 0 | 0 | 0 | 0 | 0 | 0 | 0.19 | 0.0016763418660061303 | 0.003935091491727355 | OPTIMIZED | INSTALLED |  |  | node_1398685_77_15269377_559 | AN | 8100203
heatpump_load_220646383 |  | 0 | 0 | 0 | 0 | 0 | 0 | 0 | 0 | 0 | 0.19 | 0.0016490844553157288 | 0.0038711062642195933 | OPTIMIZED | INSTALLED |  |  | node_1404512_284_15279610_438 | AN | 8100203
heatpump_load_220647395 |  | 0 | 0 | 0 | 0 | 0 | 0 | 0 | 0 | 0 | 0.19 | 0.0017999097818956339 | 0.004225157856429209 | OPTIMIZED | INSTALLED |  |  | node_1407076_606_15277172_721 | AN | 8100203
heatpump_load_220647795 |  | 0 | 0 | 0 | 0 | 0 | 0 | 0 | 0 | 0 | 0.19 | 0.0005887639218754376 | 0.0013820809141676567 | OPTIMIZED | INSTALLED |  |  | node_1404229_447_15272058_119 | AN | 8100203
heatpump_load_220651877 |  | 0 | 0 | 0 | 0 | 0 | 0 | 0 | 0 | 0 | 0.19 | 0.0014637328777093784 | 0.003436006717166813 | OPTIMIZED | INSTALLED |  |  | node_1405448_867_15279946_428 | AN | 8100203
heatpump_load_220654019 |  | 0 | 0 | 0 | 0 | 0 | 0 | 0 | 0 | 0 | 0.19 | 0.00595760114047601 | 0.01398503789227982 | OPTIMIZED | INSTALLED |  |  | node_1402350_807_15284100_401 | AN | 8100203
heatpump_load_220657079 |  | 0 | 0 | 0 | 0 | 0 | 0 | 0 | 0 | 0 | 0.19 | 0.0006142045668236857 | 0.0014418004598415676 | OPTIMIZED | INSTALLED |  |  | node_1403385_517_15277079_397 | AN | 8100203
heatpump_load_220657107 |  | 0 | 0 | 0 | 0 | 0 | 0 | 0 | 0 | 0 | 0.19 | 0.0005042655043933354 | 0.0011837267088935946 | OPTIMIZED | INSTALLED |  |  | node_1400195_255_15268870_312 | AN | 8100203
heatpump_load_310026670 |  | 0 | 0 | 0 | 0 | 0 | 0 | 0 | 0 | 0 | 0.19 | 0 | 0 | OPTIMIZED | INSTALLED |  |  | node_1408575_94_15282237_005 | AN | 8100203
heatpump_load_310064873 |  | 0 | 0 | 0 | 0 | 0 | 0 | 0 | 0 | 0 | 0.19 | 0.00248861833291029 | 0.005841851271458659 | OPTIMIZED | INSTALLED |  |  | node_1407863_376_15277547_65 | AN | 8100203
heatpump_load_312098263 |  | 0 | 0 | 0 | 0 | 0 | 0 | 0 | 0 | 0 | 0.19 | 0.0005097169865314157 | 0.001196523754395147 | OPTIMIZED | INSTALLED |  |  | node_1399173_663_15269414_557 | AN | 8100203

## LineSpacing
Name | DistanceAB | DistanceAC | DistanceAE | DistanceAN | DistanceBC | DistanceBE | DistanceBN | DistanceCE | DistanceCN | DistanceNE | Feeder | Comments

## Load
Name | GroupId | PriorityLevel | LoadClass | BaseReactivePowerA | BaseReactivePowerB | BaseReactivePowerC | BaseActivePowerA | BaseActivePowerB | BaseActivePowerC | BasePowerA | BasePowerB | BasePowerC | ConstantCurrentAReal | ConstantCurrentAImag | ConstantCurrentA | ConstantCurrentBReal | ConstantCurrentBImag | ConstantCurrentB | ConstantCurrentCReal | ConstantCurrentCImag | ConstantCurrentC | ConstantResistanceA | ConstantReactanceA | ConstantImpedanceA | ConstantResistanceB | ConstantReactanceB | ConstantImpedanceB | ConstantResistanceC | ConstantReactanceC | ConstantImpedanceC | ConstantActivePowerA | ConstantReactivePowerA | ConstantPowerA | ConstantActivePowerB | ConstantReactivePowerB | ConstantPowerB | ConstantActivePowerC | ConstantReactivePowerC | ConstantPowerC | CurrentFractionA | CurrentFractionB | CurrentFractionC | CurrentPfA | CurrentPfB | CurrentPfC | ImpedanceFractionA | ImpedanceFractionB | ImpedanceFractionC | ImpedancePfA | ImpedancePfB | ImpedancePfC | PowerFractionA | PowerFractionB | PowerFractionC | PowerPfA | PowerPfB | PowerPfC | DemandResponseLowerBound | DemandResponseShortageCost | DemandResponseSurplusCost | DemandResponseUpperBound | ActivePowerA | ActivePowerB | ActivePowerC | ReactivePowerA | ReactivePowerB | ReactivePowerC | NominalVoltage | Status | ParentNode | Phases | Feeder | Comments
load_220333811 |  | 0 | C | 0 | 0 | 0 | 0 | 0 | 0 | 0 | 0 | 0 | 0 | 0 | 0+0j | 0 | 0 | 0+0j | 0 | 0 | 0+0j | 0 | 0 | 0+0j | 0 | 0 | 0+0j | 0 | 0 | 0+0j | 28.8 | 12.269 | 28.8+12.269j | 0 | 0 | 0+0j | 0 | 0 | 0+0j | 0 | 0 | 0 | 0 | 0 | 0 | 0 | 0 | 0 | 0 | 0 | 0 | 0 | 0 | 0 | 0 | 0 | 0 | 1 | 0 | 0 | 1 | 0 | 0 | 0 | 0 | 0 | 0 | 0 | OPEN | node_1401839_495_15285623_758 | AN | 8100203
load_220333812 |  | 0 | R | 0 | 0 | 0 | 0 | 0 | 0 | 0 | 0 | 0 | 0 | 0 | 0+0j | 0 | 0 | 0+0j | 0 | 0 | 0+0j | 0 | 0 | 0+0j | 0 | 0 | 0+0j | 0 | 0 | 0+0j | 3304.8 | 1407.839 | 3304.8+1407.839j | 0 | 0 | 0+0j | 0 | 0 | 0+0j | 0 | 0 | 0 | 0 | 0 | 0 | 0 | 0 | 0 | 0 | 0 | 0 | 0 | 0 | 0 | 0 | 0 | 0 | 1 | 0 | 0 | 1 | 0 | 0 | 0 | 0 | 0 | 0 | 0 | OPEN | node_1402957_127_15283617_416 | AN | 8100203
load_220333813 |  | 0 | R | 0 | 0 | 0 | 0 | 0 | 0 | 0 | 0 | 0 | 0 | 0 | 0+0j | 0 | 0 | 0+0j | 0 | 0 | 0+0j | 0 | 0 | 0+0j | 0 | 0 | 0+0j | 0 | 0 | 0+0j | 16768.8 | 7143.479 | 16768.8+7143.479j | 0 | 0 | 0+0j | 0 | 0 | 0+0j | 0 | 0 | 0 | 0 | 0 | 0 | 0 | 0 | 0 | 0 | 0 | 0 | 0 | 0 | 0 | 0 | 0 | 0 | 1 | 0 | 0 | 1 | 0 | 0 | 0 | 0 | 0 | 0 | 0 | OPEN | node_1403381_823_15282882_294 | AN | 8100203
load_220333814 |  | 0 | R | 0 | 0 | 0 | 0 | 0 | 0 | 0 | 0 | 0 | 0 | 0 | 0+0j | 0 | 0 | 0+0j | 0 | 0 | 0+0j | 0 | 0 | 0+0j | 0 | 0 | 0+0j | 0 | 0 | 0+0j | 10447.2 | 4450.489 | 10447.2+4450.489j | 0 | 0 | 0+0j | 0 | 0 | 0+0j | 0 | 0 | 0 | 0 | 0 | 0 | 0 | 0 | 0 | 0 | 0 | 0 | 0 | 0 | 0 | 0 | 0 | 0 | 1 | 0 | 0 | 1 | 0 | 0 | 0 | 0 | 0 | 0 | 0 | OPEN | node_1403370_179_15282476_992 | AN | 8100203
load_220333815 |  | 0 | R | 0 | 0 | 0 | 0 | 0 | 0 | 0 | 0 | 0 | 0 | 0 | 0+0j | 0 | 0 | 0+0j | 0 | 0 | 0+0j | 0 | 0 | 0+0j | 0 | 0 | 0+0j | 0 | 0 | 0+0j | 8258.4 | 3518.064 | 8258.4+3518.064j | 0 | 0 | 0+0j | 0 | 0 | 0+0j | 0 | 0 | 0 | 0 | 0 | 0 | 0 | 0 | 0 | 0 | 0 | 0 | 0 | 0 | 0 | 0 | 0 | 0 | 1 | 0 | 0 | 1 | 0 | 0 | 0 | 0 | 0 | 0 | 0 | OPEN | node_1403262_303_15281920_944 | AN | 8100203
load_220333816 |  | 0 | R | 0 | 0 | 0 | 0 | 0 | 0 | 0 | 0 | 0 | 0 | 0 | 0+0j | 0 | 0 | 0+0j | 0 | 0 | 0+0j | 0 | 0 | 0+0j | 0 | 0 | 0+0j | 0 | 0 | 0+0j | 9885.6 | 4211.248 | 9885.6+4211.248j | 0 | 0 | 0+0j | 0 | 0 | 0+0j | 0 | 0 | 0 | 0 | 0 | 0 | 0 | 0 | 0 | 0 | 0 | 0 | 0 | 0 | 0 | 0 | 0 | 0 | 1 | 0 | 0 | 1 | 0 | 0 | 0 | 0 | 0 | 0 | 0 | OPEN | node_1403224_65_15280039_863 | AN | 8100203
load_220333817 |  | 0 | R | 0 | 0 | 0 | 0 | 0 | 0 | 0 | 0 | 0 | 0 | 0 | 0+0j | 0 | 0 | 0+0j | 0 | 0 | 0+0j | 0 | 0 | 0+0j | 0 | 0 | 0+0j | 0 | 0 | 0+0j | 25977.6 | 11066.411 | 25977.6+11066.411j | 0 | 0 | 0+0j | 0 | 0 | 0+0j | 0 | 0 | 0 | 0 | 0 | 0 | 0 | 0 | 0 | 0 | 0 | 0 | 0 | 0 | 0 | 0 | 0 | 0 | 1 | 0 | 0 | 1 | 0 | 0 | 0 | 0 | 0 | 0 | 0 | OPEN | node_1401243_64_15287988_365 | AN | 8100203
load_220333818 |  | 0 | C | 0 | 0 | 0 | 0 | 0 | 0 | 0 | 0 | 0 | 0 | 0 | 0+0j | 0 | 0 | 0+0j | 0 | 0 | 0+0j | 0 | 0 | 0+0j | 0 | 0 | 0+0j | 0 | 0 | 0+0j | 1044 | 444.742 | 1044+444.742j | 0 | 0 | 0+0j | 0 | 0 | 0+0j | 0 | 0 | 0 | 0 | 0 | 0 | 0 | 0 | 0 | 0 | 0 | 0 | 0 | 0 | 0 | 0 | 0 | 0 | 1 | 0 | 0 | 1 | 0 | 0 | 0 | 0 | 0 | 0 | 0 | OPEN | node_1401156_15_15287858_961 | AN | 8100203
load_220333819 |  | 0 | C | 0 | 0 | 0 | 0 | 0 | 0 | 0 | 0 | 0 | 0 | 0 | 0+0j | 0 | 0 | 0+0j | 0 | 0 | 0+0j | 0 | 0 | 0+0j | 0 | 0 | 0+0j | 0 | 0 | 0+0j | 30000 | 12779.946 | 30000+12779.946j | 0 | 0 | 0+0j | 0 | 0 | 0+0j | 0 | 0 | 0 | 0 | 0 | 0 | 0 | 0 | 0 | 0 | 0 | 0 | 0 | 0 | 0 | 0 | 0 | 0 | 1 | 0 | 0 | 1 | 0 | 0 | 0 | 0 | 0 | 0 | 0 | OPEN | node_1400858_112_15287288_141 | AN | 8100203
load_220333820 |  | 0 | C | 0 | 0 | 0 | 0 | 0 | 0 | 0 | 0 | 0 | 0 | 0 | 0+0j | 0 | 0 | 0+0j | 0 | 0 | 0+0j | 0 | 0 | 0+0j | 0 | 0 | 0+0j | 0 | 0 | 0+0j | 0 | 0 | 0+0j | 30000 | 12779.946 | 30000+12779.946j | 0 | 0 | 0+0j | 0 | 0 | 0 | 0 | 0 | 0 | 0 | 0 | 0 | 0 | 0 | 0 | 0 | 0 | 0 | 0 | 0 | 0 | 1 | 0 | 0 | 1 | 0 | 0 | 0 | 0 | 0 | 0 | 0 | OPEN | node_1400842_436_15287304_327 | BN | 8100203
load_220333821 |  | 0 | C | 0 | 0 | 0 | 0 | 0 | 0 | 0 | 0 | 0 | 0 | 0 | 0+0j | 0 | 0 | 0+0j | 0 | 0 | 0+0j | 0 | 0 | 0+0j | 0 | 0 | 0+0j | 0 | 0 | 0+0j | 0 | 0 | 0+0j | 0 | 0 | 0+0j | 30000 | 12779.946 | 30000+12779.946j | 0 | 0 | 0 | 0 | 0 | 0 | 0 | 0 | 0 | 0 | 0 | 0 | 0 | 0 | 0 | 0 | 0 | 0 | 1 | 0 | 0 | 1 | 0 | 0 | 0 | 0 | 0 | 0 | 0 | OPEN | node_1400876_4_15287277_979 | CN | 8100203
load_220333822 |  | 0 | C | 0 | 0 | 0 | 0 | 0 | 0 | 0 | 0 | 0 | 0 | 0 | 0+0j | 0 | 0 | 0+0j | 0 | 0 | 0+0j | 0 | 0 | 0+0j | 0 | 0 | 0+0j | 0 | 0 | 0+0j | 2333.333 | 993.996 | 2333.333+993.996j | 0 | 0 | 0+0j | 0 | 0 | 0+0j | 0 | 0 | 0 | 0 | 0 | 0 | 0 | 0 | 0 | 0 | 0 | 0 | 0 | 0 | 0 | 0 | 0 | 0 | 1 | 0 | 0 | 1 | 0 | 0 | 0 | 0 | 0 | 0 | 0 | OPEN | node_1400709_686_15287565_323 | AN | 8100203
load_220333823 |  | 0 | C | 0 | 0 | 0 | 0 | 0 | 0 | 0 | 0 | 0 | 0 | 0 | 0+0j | 0 | 0 | 0+0j | 0 | 0 | 0+0j | 0 | 0 | 0+0j | 0 | 0 | 0+0j | 0 | 0 | 0+0j | 0 | 0 | 0+0j | 2333.333 | 993.996 | 2333.333+993.996j | 0 | 0 | 0+0j | 0 | 0 | 0 | 0 | 0 | 0 | 0 | 0 | 0 | 0 | 0 | 0 | 0 | 0 | 0 | 0 | 0 | 0 | 1 | 0 | 0 | 1 | 0 | 0 | 0 | 0 | 0 | 0 | 0 | OPEN | node_1400726_608_15287551_57 | BN | 8100203
load_220333824 |  | 0 | C | 0 | 0 | 0 | 0 | 0 | 0 | 0 | 0 | 0 | 0 | 0 | 0+0j | 0 | 0 | 0+0j | 0 | 0 | 0+0j | 0 | 0 | 0+0j | 0 | 0 | 0+0j | 0 | 0 | 0+0j | 0 | 0 | 0+0j | 0 | 0 | 0+0j | 2333.333 | 993.996 | 2333.333+993.996j | 0 | 0 | 0 | 0 | 0 | 0 | 0 | 0 | 0 | 0 | 0 | 0 | 0 | 0 | 0 | 0 | 0 | 0 | 1 | 0 | 0 | 1 | 0 | 0 | 0 | 0 | 0 | 0 | 0 | OPEN | node_1400696_02_15287584_51 | CN | 8100203
load_220333825 |  | 0 | C | 0 | 0 | 0 | 0 | 0 | 0 | 0 | 0 | 0 | 0 | 0 | 0+0j | 0 | 0 | 0+0j | 0 | 0 | 0+0j | 0 | 0 | 0+0j | 0 | 0 | 0+0j | 0 | 0 | 0+0j | 3276 | 1395.57 | 3276+1395.57j | 0 | 0 | 0+0j | 0 | 0 | 0+0j | 0 | 0 | 0 | 0 | 0 | 0 | 0 | 0 | 0 | 0 | 0 | 0 | 0 | 0 | 0 | 0 | 0 | 0 | 1 | 0 | 0 | 1 | 0 | 0 | 0 | 0 | 0 | 0 | 0 | OPEN | node_1400656_537_15288085_465 | AN | 8100203
load_220333826 |  | 0 | C | 0 | 0 | 0 | 0 | 0 | 0 | 0 | 0 | 0 | 0 | 0 | 0+0j | 0 | 0 | 0+0j | 0 | 0 | 0+0j | 0 | 0 | 0+0j | 0 | 0 | 0+0j | 0 | 0 | 0+0j | 2260.8 | 963.097 | 2260.8+963.097j | 0 | 0 | 0+0j | 0 | 0 | 0+0j | 0 | 0 | 0 | 0 | 0 | 0 | 0 | 0 | 0 | 0 | 0 | 0 | 0 | 0 | 0 | 0 | 0 | 0 | 1 | 0 | 0 | 1 | 0 | 0 | 0 | 0 | 0 | 0 | 0 | OPEN | node_1402740_669_15283571_935 | AN | 8100203
load_220333827 |  | 0 | R | 0 | 0 | 0 | 0 | 0 | 0 | 0 | 0 | 0 | 0 | 0 | 0+0j | 0 | 0 | 0+0j | 0 | 0 | 0+0j | 0 | 0 | 0+0j | 0 | 0 | 0+0j | 0 | 0 | 0+0j | 7840.8 | 3340.167 | 7840.8+3340.167j | 0 | 0 | 0+0j | 0 | 0 | 0+0j | 0 | 0 | 0 | 0 | 0 | 0 | 0 | 0 | 0 | 0 | 0 | 0 | 0 | 0 | 0 | 0 | 0 | 0 | 1 | 0 | 0 | 1 | 0 | 0 | 0 | 0 | 0 | 0 | 0 | OPEN | node_1403472_424_15281743_396 | AN | 8100203
load_220333828 |  | 0 | R | 0 | 0 | 0 | 0 | 0 | 0 | 0 | 0 | 0 | 0 | 0 | 0+0j | 0 | 0 | 0+0j | 0 | 0 | 0+0j | 0 | 0 | 0+0j | 0 | 0 | 0+0j | 0 | 0 | 0+0j | 42674.4 | 18179.218 | 42674.4+18179.218j | 0 | 0 | 0+0j | 0 | 0 | 0+0j | 0 | 0 | 0 | 0 | 0 | 0 | 0 | 0 | 0 | 0 | 0 | 0 | 0 | 0 | 0 | 0 | 0 | 0 | 1 | 0 | 0 | 1 | 0 | 0 | 0 | 0 | 0 | 0 | 0 | OPEN | node_1403609_811_15281805_053 | AN | 8100203
load_220333829 |  | 0 | R | 0 | 0 | 0 | 0 | 0 | 0 | 0 | 0 | 0 | 0 | 0 | 0+0j | 0 | 0 | 0+0j | 0 | 0 | 0+0j | 0 | 0 | 0+0j | 0 | 0 | 0+0j | 0 | 0 | 0+0j | 158.4 | 67.478 | 158.4+67.478j | 0 | 0 | 0+0j | 0 | 0 | 0+0j | 0 | 0 | 0 | 0 | 0 | 0 | 0 | 0 | 0 | 0 | 0 | 0 | 0 | 0 | 0 | 0 | 0 | 0 | 1 | 0 | 0 | 1 | 0 | 0 | 0 | 0 | 0 | 0 | 0 | OPEN | node_1403514_163_15281409_729 | AN | 8100203
load_220333846 |  | 0 | R | 0 | 0 | 0 | 0 | 0 | 0 | 0 | 0 | 0 | 0 | 0 | 0+0j | 0 | 0 | 0+0j | 0 | 0 | 0+0j | 0 | 0 | 0+0j | 0 | 0 | 0+0j | 0 | 0 | 0+0j | 14760 | 6287.734 | 14760+6287.734j | 0 | 0 | 0+0j | 0 | 0 | 0+0j | 0 | 0 | 0 | 0 | 0 | 0 | 0 | 0 | 0 | 0 | 0 | 0 | 0 | 0 | 0 | 0 | 0 | 0 | 1 | 0 | 0 | 1 | 0 | 0 | 0 | 0 | 0 | 0 | 0 | OPEN | node_1404123_538_15285148_185 | AN | 8100203
load_220333847 |  | 0 | R | 0 | 0 | 0 | 0 | 0 | 0 | 0 | 0 | 0 | 0 | 0 | 0+0j | 0 | 0 | 0+0j | 0 | 0 | 0+0j | 0 | 0 | 0+0j | 0 | 0 | 0+0j | 0 | 0 | 0+0j | 4816.8 | 2051.948 | 4816.8+2051.948j | 0 | 0 | 0+0j | 0 | 0 | 0+0j | 0 | 0 | 0 | 0 | 0 | 0 | 0 | 0 | 0 | 0 | 0 | 0 | 0 | 0 | 0 | 0 | 0 | 0 | 1 | 0 | 0 | 1 | 0 | 0 | 0 | 0 | 0 | 0 | 0 | OPEN | node_1404124_305_15284797_92 | AN | 8100203
load_220333848 |  | 0 | R | 0 | 0 | 0 | 0 | 0 | 0 | 0 | 0 | 0 | 0 | 0 | 0+0j | 0 | 0 | 0+0j | 0 | 0 | 0+0j | 0 | 0 | 0+0j | 0 | 0 | 0+0j | 0 | 0 | 0+0j | 29397.6 | 12523.325 | 29397.6+12523.325j | 0 | 0 | 0+0j | 0 | 0 | 0+0j | 0 | 0 | 0 | 0 | 0 | 0 | 0 | 0 | 0 | 0 | 0 | 0 | 0 | 0 | 0 | 0 | 0 | 0 | 1 | 0 | 0 | 1 | 0 | 0 | 0 | 0 | 0 | 0 | 0 | OPEN | node_1404520_242_15284371_578 | AN | 8100203
load_220333849 |  | 0 | R | 0 | 0 | 0 | 0 | 0 | 0 | 0 | 0 | 0 | 0 | 0 | 0+0j | 0 | 0 | 0+0j | 0 | 0 | 0+0j | 0 | 0 | 0+0j | 0 | 0 | 0+0j | 0 | 0 | 0+0j | 9316.8 | 3968.94 | 9316.8+3968.94j | 0 | 0 | 0+0j | 0 | 0 | 0+0j | 0 | 0 | 0 | 0 | 0 | 0 | 0 | 0 | 0 | 0 | 0 | 0 | 0 | 0 | 0 | 0 | 0 | 0 | 1 | 0 | 0 | 1 | 0 | 0 | 0 | 0 | 0 | 0 | 0 | OPEN | node_1404928_153_15284420_065 | AN | 8100203
load_220333850 |  | 0 | R | 0 | 0 | 0 | 0 | 0 | 0 | 0 | 0 | 0 | 0 | 0 | 0+0j | 0 | 0 | 0+0j | 0 | 0 | 0+0j | 0 | 0 | 0+0j | 0 | 0 | 0+0j | 0 | 0 | 0+0j | 2959.2 | 1260.614 | 2959.2+1260.614j | 0 | 0 | 0+0j | 0 | 0 | 0+0j | 0 | 0 | 0 | 0 | 0 | 0 | 0 | 0 | 0 | 0 | 0 | 0 | 0 | 0 | 0 | 0 | 0 | 0 | 1 | 0 | 0 | 1 | 0 | 0 | 0 | 0 | 0 | 0 | 0 | OPEN | node_1405322_575_15284507_448 | AN | 8100203
load_220333851 |  | 0 | R | 0 | 0 | 0 | 0 | 0 | 0 | 0 | 0 | 0 | 0 | 0 | 0+0j | 0 | 0 | 0+0j | 0 | 0 | 0+0j | 0 | 0 | 0+0j | 0 | 0 | 0+0j | 0 | 0 | 0+0j | 17136 | 7299.905 | 17136+7299.905j | 0 | 0 | 0+0j | 0 | 0 | 0+0j | 0 | 0 | 0 | 0 | 0 | 0 | 0 | 0 | 0 | 0 | 0 | 0 | 0 | 0 | 0 | 0 | 0 | 0 | 1 | 0 | 0 | 1 | 0 | 0 | 0 | 0 | 0 | 0 | 0 | OPEN | node_1405469_048_15284395_846 | AN | 8100203
load_220333852 |  | 0 | R | 0 | 0 | 0 | 0 | 0 | 0 | 0 | 0 | 0 | 0 | 0 | 0+0j | 0 | 0 | 0+0j | 0 | 0 | 0+0j | 0 | 0 | 0+0j | 0 | 0 | 0+0j | 0 | 0 | 0+0j | 7257.6 | 3091.725 | 7257.6+3091.725j | 0 | 0 | 0+0j | 0 | 0 | 0+0j | 0 | 0 | 0 | 0 | 0 | 0 | 0 | 0 | 0 | 0 | 0 | 0 | 0 | 0 | 0 | 0 | 0 | 0 | 1 | 0 | 0 | 1 | 0 | 0 | 0 | 0 | 0 | 0 | 0 | OPEN | node_1403356_759_15286967_204 | AN | 8100203
load_220333854 |  | 0 | R | 0 | 0 | 0 | 0 | 0 | 0 | 0 | 0 | 0 | 0 | 0 | 0+0j | 0 | 0 | 0+0j | 0 | 0 | 0+0j | 0 | 0 | 0+0j | 0 | 0 | 0+0j | 0 | 0 | 0+0j | 19461.6 | 8290.607 | 19461.6+8290.607j | 0 | 0 | 0+0j | 0 | 0 | 0+0j | 0 | 0 | 0 | 0 | 0 | 0 | 0 | 0 | 0 | 0 | 0 | 0 | 0 | 0 | 0 | 0 | 0 | 0 | 1 | 0 | 0 | 1 | 0 | 0 | 0 | 0 | 0 | 0 | 0 | OPEN | node_1403520_306_15287320_034 | AN | 8100203
load_220333855 |  | 0 | R | 0 | 0 | 0 | 0 | 0 | 0 | 0 | 0 | 0 | 0 | 0 | 0+0j | 0 | 0 | 0+0j | 0 | 0 | 0+0j | 0 | 0 | 0+0j | 0 | 0 | 0+0j | 0 | 0 | 0+0j | 11174.4 | 4760.274 | 11174.4+4760.274j | 0 | 0 | 0+0j | 0 | 0 | 0+0j | 0 | 0 | 0 | 0 | 0 | 0 | 0 | 0 | 0 | 0 | 0 | 0 | 0 | 0 | 0 | 0 | 0 | 0 | 1 | 0 | 0 | 1 | 0 | 0 | 0 | 0 | 0 | 0 | 0 | OPEN | node_1403721_618_15287102_56 | AN | 8100203
load_220333856 |  | 0 | R | 0 | 0 | 0 | 0 | 0 | 0 | 0 | 0 | 0 | 0 | 0 | 0+0j | 0 | 0 | 0+0j | 0 | 0 | 0+0j | 0 | 0 | 0+0j | 0 | 0 | 0+0j | 0 | 0 | 0+0j | 10540.8 | 4490.362 | 10540.8+4490.362j | 0 | 0 | 0+0j | 0 | 0 | 0+0j | 0 | 0 | 0 | 0 | 0 | 0 | 0 | 0 | 0 | 0 | 0 | 0 | 0 | 0 | 0 | 0 | 0 | 0 | 1 | 0 | 0 | 1 | 0 | 0 | 0 | 0 | 0 | 0 | 0 | OPEN | node_1404054_39_15286668_003 | AN | 8100203
load_220333857 |  | 0 | R | 0 | 0 | 0 | 0 | 0 | 0 | 0 | 0 | 0 | 0 | 0 | 0+0j | 0 | 0 | 0+0j | 0 | 0 | 0+0j | 0 | 0 | 0+0j | 0 | 0 | 0+0j | 0 | 0 | 0+0j | 7999.2 | 3407.645 | 7999.2+3407.645j | 0 | 0 | 0+0j | 0 | 0 | 0+0j | 0 | 0 | 0 | 0 | 0 | 0 | 0 | 0 | 0 | 0 | 0 | 0 | 0 | 0 | 0 | 0 | 0 | 0 | 1 | 0 | 0 | 1 | 0 | 0 | 0 | 0 | 0 | 0 | 0 | OPEN | node_1404069_73_15286321_689 | AN | 8100203
load_220333858 |  | 0 | R | 0 | 0 | 0 | 0 | 0 | 0 | 0 | 0 | 0 | 0 | 0 | 0+0j | 0 | 0 | 0+0j | 0 | 0 | 0+0j | 0 | 0 | 0+0j | 0 | 0 | 0+0j | 0 | 0 | 0+0j | 5414.4 | 2306.525 | 5414.4+2306.525j | 0 | 0 | 0+0j | 0 | 0 | 0+0j | 0 | 0 | 0 | 0 | 0 | 0 | 0 | 0 | 0 | 0 | 0 | 0 | 0 | 0 | 0 | 0 | 0 | 0 | 1 | 0 | 0 | 1 | 0 | 0 | 0 | 0 | 0 | 0 | 0 | OPEN | node_1404216_989_15286007_565 | AN | 8100203
load_220333860 |  | 0 | R | 0 | 0 | 0 | 0 | 0 | 0 | 0 | 0 | 0 | 0 | 0 | 0+0j | 0 | 0 | 0+0j | 0 | 0 | 0+0j | 0 | 0 | 0+0j | 0 | 0 | 0+0j | 0 | 0 | 0+0j | 26834.4 | 11431.407 | 26834.4+11431.407j | 0 | 0 | 0+0j | 0 | 0 | 0+0j | 0 | 0 | 0 | 0 | 0 | 0 | 0 | 0 | 0 | 0 | 0 | 0 | 0 | 0 | 0 | 0 | 0 | 0 | 1 | 0 | 0 | 1 | 0 | 0 | 0 | 0 | 0 | 0 | 0 | OPEN | node_1401577_297_15285788_93 | AN | 8100203
load_220333861 |  | 0 | R | 0 | 0 | 0 | 0 | 0 | 0 | 0 | 0 | 0 | 0 | 0 | 0+0j | 0 | 0 | 0+0j | 0 | 0 | 0+0j | 0 | 0 | 0+0j | 0 | 0 | 0+0j | 0 | 0 | 0+0j | 14990.4 | 6385.884 | 14990.4+6385.884j | 0 | 0 | 0+0j | 0 | 0 | 0+0j | 0 | 0 | 0 | 0 | 0 | 0 | 0 | 0 | 0 | 0 | 0 | 0 | 0 | 0 | 0 | 0 | 0 | 0 | 1 | 0 | 0 | 1 | 0 | 0 | 0 | 0 | 0 | 0 | 0 | OPEN | node_1401383_714_15285188_771 | AN | 8100203
load_220333862 |  | 0 | R | 0 | 0 | 0 | 0 | 0 | 0 | 0 | 0 | 0 | 0 | 0 | 0+0j | 0 | 0 | 0+0j | 0 | 0 | 0+0j | 0 | 0 | 0+0j | 0 | 0 | 0+0j | 0 | 0 | 0+0j | 46216.8 | 19688.274 | 46216.8+19688.274j | 0 | 0 | 0+0j | 0 | 0 | 0+0j | 0 | 0 | 0 | 0 | 0 | 0 | 0 | 0 | 0 | 0 | 0 | 0 | 0 | 0 | 0 | 0 | 0 | 0 | 1 | 0 | 0 | 1 | 0 | 0 | 0 | 0 | 0 | 0 | 0 | OPEN | node_1401002_77_15285142_301 | AN | 8100203
load_220333864 |  | 0 | R | 0 | 0 | 0 | 0 | 0 | 0 | 0 | 0 | 0 | 0 | 0 | 0+0j | 0 | 0 | 0+0j | 0 | 0 | 0+0j | 0 | 0 | 0+0j | 0 | 0 | 0+0j | 0 | 0 | 0+0j | 20750.4 | 8839.633 | 20750.4+8839.633j | 0 | 0 | 0+0j | 0 | 0 | 0+0j | 0 | 0 | 0 | 0 | 0 | 0 | 0 | 0 | 0 | 0 | 0 | 0 | 0 | 0 | 0 | 0 | 0 | 0 | 1 | 0 | 0 | 1 | 0 | 0 | 0 | 0 | 0 | 0 | 0 | OPEN | node_1402896_756_15280399_278 | AN | 8100203
load_220333865 |  | 0 | R | 0 | 0 | 0 | 0 | 0 | 0 | 0 | 0 | 0 | 0 | 0 | 0+0j | 0 | 0 | 0+0j | 0 | 0 | 0+0j | 0 | 0 | 0+0j | 0 | 0 | 0+0j | 0 | 0 | 0+0j | 9835.2 | 4189.778 | 9835.2+4189.778j | 0 | 0 | 0+0j | 0 | 0 | 0+0j | 0 | 0 | 0 | 0 | 0 | 0 | 0 | 0 | 0 | 0 | 0 | 0 | 0 | 0 | 0 | 0 | 0 | 0 | 1 | 0 | 0 | 1 | 0 | 0 | 0 | 0 | 0 | 0 | 0 | OPEN | node_1402854_239_15280594_642 | AN | 8100203
load_220333866 |  | 0 | R | 0 | 0 | 0 | 0 | 0 | 0 | 0 | 0 | 0 | 0 | 0 | 0+0j | 0 | 0 | 0+0j | 0 | 0 | 0+0j | 0 | 0 | 0+0j | 0 | 0 | 0+0j | 0 | 0 | 0+0j | 5162.4 | 2199.173 | 5162.4+2199.173j | 0 | 0 | 0+0j | 0 | 0 | 0+0j | 0 | 0 | 0 | 0 | 0 | 0 | 0 | 0 | 0 | 0 | 0 | 0 | 0 | 0 | 0 | 0 | 0 | 0 | 1 | 0 | 0 | 1 | 0 | 0 | 0 | 0 | 0 | 0 | 0 | OPEN | node_1402650_058_15280460_254 | AN | 8100203
load_220333867 |  | 0 | R | 0 | 0 | 0 | 0 | 0 | 0 | 0 | 0 | 0 | 0 | 0 | 0+0j | 0 | 0 | 0+0j | 0 | 0 | 0+0j | 0 | 0 | 0+0j | 0 | 0 | 0+0j | 0 | 0 | 0+0j | 13399.2 | 5708.035 | 13399.2+5708.035j | 0 | 0 | 0+0j | 0 | 0 | 0+0j | 0 | 0 | 0 | 0 | 0 | 0 | 0 | 0 | 0 | 0 | 0 | 0 | 0 | 0 | 0 | 0 | 0 | 0 | 1 | 0 | 0 | 1 | 0 | 0 | 0 | 0 | 0 | 0 | 0 | OPEN | node_1402307_766_15280150_668 | AN | 8100203
load_220333868 |  | 0 | R | 0 | 0 | 0 | 0 | 0 | 0 | 0 | 0 | 0 | 0 | 0 | 0+0j | 0 | 0 | 0+0j | 0 | 0 | 0+0j | 0 | 0 | 0+0j | 0 | 0 | 0+0j | 0 | 0 | 0+0j | 36151.2 | 15400.347 | 36151.2+15400.347j | 0 | 0 | 0+0j | 0 | 0 | 0+0j | 0 | 0 | 0 | 0 | 0 | 0 | 0 | 0 | 0 | 0 | 0 | 0 | 0 | 0 | 0 | 0 | 0 | 0 | 1 | 0 | 0 | 1 | 0 | 0 | 0 | 0 | 0 | 0 | 0 | OPEN | node_1402150_099_15280051_19 | AN | 8100203
load_220333869 |  | 0 | R | 0 | 0 | 0 | 0 | 0 | 0 | 0 | 0 | 0 | 0 | 0 | 0+0j | 0 | 0 | 0+0j | 0 | 0 | 0+0j | 0 | 0 | 0+0j | 0 | 0 | 0+0j | 0 | 0 | 0+0j | 20455.2 | 8713.879 | 20455.2+8713.879j | 0 | 0 | 0+0j | 0 | 0 | 0+0j | 0 | 0 | 0 | 0 | 0 | 0 | 0 | 0 | 0 | 0 | 0 | 0 | 0 | 0 | 0 | 0 | 0 | 0 | 1 | 0 | 0 | 1 | 0 | 0 | 0 | 0 | 0 | 0 | 0 | OPEN | node_1402045_374_15279910_647 | AN | 8100203
load_220333870 |  | 0 | R | 0 | 0 | 0 | 0 | 0 | 0 | 0 | 0 | 0 | 0 | 0 | 0+0j | 0 | 0 | 0+0j | 0 | 0 | 0+0j | 0 | 0 | 0+0j | 0 | 0 | 0+0j | 0 | 0 | 0+0j | 26712 | 11379.264 | 26712+11379.264j | 0 | 0 | 0+0j | 0 | 0 | 0+0j | 0 | 0 | 0 | 0 | 0 | 0 | 0 | 0 | 0 | 0 | 0 | 0 | 0 | 0 | 0 | 0 | 0 | 0 | 1 | 0 | 0 | 1 | 0 | 0 | 0 | 0 | 0 | 0 | 0 | OPEN | node_1401628_972_15279768_824 | AN | 8100203
load_220333871 |  | 0 | R | 0 | 0 | 0 | 0 | 0 | 0 | 0 | 0 | 0 | 0 | 0 | 0+0j | 0 | 0 | 0+0j | 0 | 0 | 0+0j | 0 | 0 | 0+0j | 0 | 0 | 0+0j | 0 | 0 | 0+0j | 4075.2 | 1736.028 | 4075.2+1736.028j | 0 | 0 | 0+0j | 0 | 0 | 0+0j | 0 | 0 | 0 | 0 | 0 | 0 | 0 | 0 | 0 | 0 | 0 | 0 | 0 | 0 | 0 | 0 | 0 | 0 | 1 | 0 | 0 | 1 | 0 | 0 | 0 | 0 | 0 | 0 | 0 | OPEN | node_1401294_098_15278840_289 | AN | 8100203
load_220333873 |  | 0 | R | 0 | 0 | 0 | 0 | 0 | 0 | 0 | 0 | 0 | 0 | 0 | 0+0j | 0 | 0 | 0+0j | 0 | 0 | 0+0j | 0 | 0 | 0+0j | 0 | 0 | 0+0j | 0 | 0 | 0+0j | 16092 | 6855.163 | 16092+6855.163j | 0 | 0 | 0+0j | 0 | 0 | 0+0j | 0 | 0 | 0 | 0 | 0 | 0 | 0 | 0 | 0 | 0 | 0 | 0 | 0 | 0 | 0 | 0 | 0 | 0 | 1 | 0 | 0 | 1 | 0 | 0 | 0 | 0 | 0 | 0 | 0 | OPEN | node_1406332_525_15280905_804 | AN | 8100203
load_220333874 |  | 0 | R | 0 | 0 | 0 | 0 | 0 | 0 | 0 | 0 | 0 | 0 | 0 | 0+0j | 0 | 0 | 0+0j | 0 | 0 | 0+0j | 0 | 0 | 0+0j | 0 | 0 | 0+0j | 0 | 0 | 0+0j | 13132.8 | 5594.549 | 13132.8+5594.549j | 0 | 0 | 0+0j | 0 | 0 | 0+0j | 0 | 0 | 0 | 0 | 0 | 0 | 0 | 0 | 0 | 0 | 0 | 0 | 0 | 0 | 0 | 0 | 0 | 0 | 1 | 0 | 0 | 1 | 0 | 0 | 0 | 0 | 0 | 0 | 0 | OPEN | node_1406492_377_15280872_114 | AN | 8100203
load_220333875 |  | 0 | R | 0 | 0 | 0 | 0 | 0 | 0 | 0 | 0 | 0 | 0 | 0 | 0+0j | 0 | 0 | 0+0j | 0 | 0 | 0+0j | 0 | 0 | 0+0j | 0 | 0 | 0+0j | 0 | 0 | 0+0j | 4780.8 | 2036.612 | 4780.8+2036.612j | 0 | 0 | 0+0j | 0 | 0 | 0+0j | 0 | 0 | 0 | 0 | 0 | 0 | 0 | 0 | 0 | 0 | 0 | 0 | 0 | 0 | 0 | 0 | 0 | 0 | 1 | 0 | 0 | 1 | 0 | 0 | 0 | 0 | 0 | 0 | 0 | OPEN | node_1406865_973_15280980_688 | AN | 8100203
load_220333876 |  | 0 | R | 0 | 0 | 0 | 0 | 0 | 0 | 0 | 0 | 0 | 0 | 0 | 0+0j | 0 | 0 | 0+0j | 0 | 0 | 0+0j | 0 | 0 | 0+0j | 0 | 0 | 0+0j | 0 | 0 | 0+0j | 21664.8 | 9229.166 | 21664.8+9229.166j | 0 | 0 | 0+0j | 0 | 0 | 0+0j | 0 | 0 | 0 | 0 | 0 | 0 | 0 | 0 | 0 | 0 | 0 | 0 | 0 | 0 | 0 | 0 | 0 | 0 | 1 | 0 | 0 | 1 | 0 | 0 | 0 | 0 | 0 | 0 | 0 | OPEN | node_1407133_602_15280693_355 | AN | 8100203
load_220333877 |  | 0 | R | 0 | 0 | 0 | 0 | 0 | 0 | 0 | 0 | 0 | 0 | 0 | 0+0j | 0 | 0 | 0+0j | 0 | 0 | 0+0j | 0 | 0 | 0+0j | 0 | 0 | 0+0j | 0 | 0 | 0+0j | 17208 | 7330.577 | 17208+7330.577j | 0 | 0 | 0+0j | 0 | 0 | 0+0j | 0 | 0 | 0 | 0 | 0 | 0 | 0 | 0 | 0 | 0 | 0 | 0 | 0 | 0 | 0 | 0 | 0 | 0 | 1 | 0 | 0 | 1 | 0 | 0 | 0 | 0 | 0 | 0 | 0 | OPEN | node_1406747_407_15284586_683 | AN | 8100203
load_220333878 |  | 0 | R | 0 | 0 | 0 | 0 | 0 | 0 | 0 | 0 | 0 | 0 | 0 | 0+0j | 0 | 0 | 0+0j | 0 | 0 | 0+0j | 0 | 0 | 0+0j | 0 | 0 | 0+0j | 0 | 0 | 0+0j | 5630.4 | 2398.54 | 5630.4+2398.54j | 0 | 0 | 0+0j | 0 | 0 | 0+0j | 0 | 0 | 0 | 0 | 0 | 0 | 0 | 0 | 0 | 0 | 0 | 0 | 0 | 0 | 0 | 0 | 0 | 0 | 1 | 0 | 0 | 1 | 0 | 0 | 0 | 0 | 0 | 0 | 0 | OPEN | node_1406640_005_15284570_604 | AN | 8100203
load_220333879 |  | 0 | R | 0 | 0 | 0 | 0 | 0 | 0 | 0 | 0 | 0 | 0 | 0 | 0+0j | 0 | 0 | 0+0j | 0 | 0 | 0+0j | 0 | 0 | 0+0j | 0 | 0 | 0+0j | 0 | 0 | 0+0j | 28267.2 | 12041.777 | 28267.2+12041.777j | 0 | 0 | 0+0j | 0 | 0 | 0+0j | 0 | 0 | 0 | 0 | 0 | 0 | 0 | 0 | 0 | 0 | 0 | 0 | 0 | 0 | 0 | 0 | 0 | 0 | 1 | 0 | 0 | 1 | 0 | 0 | 0 | 0 | 0 | 0 | 0 | OPEN | node_1406281_19_15284501_704 | AN | 8100203
load_220333880 |  | 0 | R | 0 | 0 | 0 | 0 | 0 | 0 | 0 | 0 | 0 | 0 | 0 | 0+0j | 0 | 0 | 0+0j | 0 | 0 | 0+0j | 0 | 0 | 0+0j | 0 | 0 | 0+0j | 0 | 0 | 0+0j | 33768 | 14385.108 | 33768+14385.108j | 0 | 0 | 0+0j | 0 | 0 | 0+0j | 0 | 0 | 0 | 0 | 0 | 0 | 0 | 0 | 0 | 0 | 0 | 0 | 0 | 0 | 0 | 0 | 0 | 0 | 1 | 0 | 0 | 1 | 0 | 0 | 0 | 0 | 0 | 0 | 0 | OPEN | node_1405941_001_15284507_865 | AN | 8100203
load_220333881 |  | 0 | R | 0 | 0 | 0 | 0 | 0 | 0 | 0 | 0 | 0 | 0 | 0 | 0+0j | 0 | 0 | 0+0j | 0 | 0 | 0+0j | 0 | 0 | 0+0j | 0 | 0 | 0+0j | 0 | 0 | 0+0j | 10663.2 | 4542.504 | 10663.2+4542.504j | 0 | 0 | 0+0j | 0 | 0 | 0+0j | 0 | 0 | 0 | 0 | 0 | 0 | 0 | 0 | 0 | 0 | 0 | 0 | 0 | 0 | 0 | 0 | 0 | 0 | 1 | 0 | 0 | 1 | 0 | 0 | 0 | 0 | 0 | 0 | 0 | OPEN | node_1405969_936_15284147_14 | AN | 8100203
load_220333882 |  | 0 | C | 0 | 0 | 0 | 0 | 0 | 0 | 0 | 0 | 0 | 0 | 0 | 0+0j | 0 | 0 | 0+0j | 0 | 0 | 0+0j | 0 | 0 | 0+0j | 0 | 0 | 0+0j | 0 | 0 | 0+0j | 0 | 0 | 0+0j | 0 | 0 | 0+0j | 0 | 0 | 0+0j | 0 | 0 | 0 | 0 | 0 | 0 | 0 | 0 | 0 | 0 | 0 | 0 | 0 | 0 | 0 | 0 | 0 | 0 | 1 | 0 | 0 | 1 | 0 | 0 | 0 | 0 | 0 | 0 | 0 | OPEN | node_1406041_219_15283811_064 | AN | 8100203
load_220333883 |  | 0 | R | 0 | 0 | 0 | 0 | 0 | 0 | 0 | 0 | 0 | 0 | 0 | 0+0j | 0 | 0 | 0+0j | 0 | 0 | 0+0j | 0 | 0 | 0+0j | 0 | 0 | 0+0j | 0 | 0 | 0+0j | 23716.8 | 10103.314 | 23716.8+10103.314j | 0 | 0 | 0+0j | 0 | 0 | 0+0j | 0 | 0 | 0 | 0 | 0 | 0 | 0 | 0 | 0 | 0 | 0 | 0 | 0 | 0 | 0 | 0 | 0 | 0 | 1 | 0 | 0 | 1 | 0 | 0 | 0 | 0 | 0 | 0 | 0 | OPEN | node_1406113_228_15283497_596 | AN | 8100203
load_220333884 |  | 0 | R | 0 | 0 | 0 | 0 | 0 | 0 | 0 | 0 | 0 | 0 | 0 | 0+0j | 0 | 0 | 0+0j | 0 | 0 | 0+0j | 0 | 0 | 0+0j | 0 | 0 | 0+0j | 0 | 0 | 0+0j | 1375.2 | 585.833 | 1375.2+585.833j | 0 | 0 | 0+0j | 0 | 0 | 0+0j | 0 | 0 | 0 | 0 | 0 | 0 | 0 | 0 | 0 | 0 | 0 | 0 | 0 | 0 | 0 | 0 | 0 | 0 | 1 | 0 | 0 | 1 | 0 | 0 | 0 | 0 | 0 | 0 | 0 | OPEN | node_1406248_959_15283363_491 | AN | 8100203
load_220333885 |  | 0 | C | 0 | 0 | 0 | 0 | 0 | 0 | 0 | 0 | 0 | 0 | 0 | 0+0j | 0 | 0 | 0+0j | 0 | 0 | 0+0j | 0 | 0 | 0+0j | 0 | 0 | 0+0j | 0 | 0 | 0+0j | 0 | 0 | 0+0j | 0 | 0 | 0+0j | 0 | 0 | 0+0j | 0 | 0 | 0 | 0 | 0 | 0 | 0 | 0 | 0 | 0 | 0 | 0 | 0 | 0 | 0 | 0 | 0 | 0 | 1 | 0 | 0 | 1 | 0 | 0 | 0 | 0 | 0 | 0 | 0 | OPEN | node_1404705_383_15279462_105 | AN | 8100203
load_220333886 |  | 0 | R | 0 | 0 | 0 | 0 | 0 | 0 | 0 | 0 | 0 | 0 | 0 | 0+0j | 0 | 0 | 0+0j | 0 | 0 | 0+0j | 0 | 0 | 0+0j | 0 | 0 | 0+0j | 0 | 0 | 0+0j | 7228.8 | 3079.456 | 7228.8+3079.456j | 0 | 0 | 0+0j | 0 | 0 | 0+0j | 0 | 0 | 0 | 0 | 0 | 0 | 0 | 0 | 0 | 0 | 0 | 0 | 0 | 0 | 0 | 0 | 0 | 0 | 1 | 0 | 0 | 1 | 0 | 0 | 0 | 0 | 0 | 0 | 0 | OPEN | node_1405157_485_15280003_499 | AN | 8100203
load_220333888 |  | 0 | R | 0 | 0 | 0 | 0 | 0 | 0 | 0 | 0 | 0 | 0 | 0 | 0+0j | 0 | 0 | 0+0j | 0 | 0 | 0+0j | 0 | 0 | 0+0j | 0 | 0 | 0+0j | 0 | 0 | 0+0j | 7178.4 | 3057.986 | 7178.4+3057.986j | 0 | 0 | 0+0j | 0 | 0 | 0+0j | 0 | 0 | 0 | 0 | 0 | 0 | 0 | 0 | 0 | 0 | 0 | 0 | 0 | 0 | 0 | 0 | 0 | 0 | 1 | 0 | 0 | 1 | 0 | 0 | 0 | 0 | 0 | 0 | 0 | OPEN | node_1405622_925_15280082_518 | AN | 8100203
load_220333889 |  | 0 | R | 0 | 0 | 0 | 0 | 0 | 0 | 0 | 0 | 0 | 0 | 0 | 0+0j | 0 | 0 | 0+0j | 0 | 0 | 0+0j | 0 | 0 | 0+0j | 0 | 0 | 0+0j | 0 | 0 | 0+0j | 2534.4 | 1079.65 | 2534.4+1079.65j | 0 | 0 | 0+0j | 0 | 0 | 0+0j | 0 | 0 | 0 | 0 | 0 | 0 | 0 | 0 | 0 | 0 | 0 | 0 | 0 | 0 | 0 | 0 | 0 | 0 | 1 | 0 | 0 | 1 | 0 | 0 | 0 | 0 | 0 | 0 | 0 | OPEN | node_1405780_235_15280207_905 | AN | 8100203
load_220333890 |  | 0 | R | 0 | 0 | 0 | 0 | 0 | 0 | 0 | 0 | 0 | 0 | 0 | 0+0j | 0 | 0 | 0+0j | 0 | 0 | 0+0j | 0 | 0 | 0+0j | 0 | 0 | 0+0j | 0 | 0 | 0+0j | 10260 | 4370.742 | 10260+4370.742j | 0 | 0 | 0+0j | 0 | 0 | 0+0j | 0 | 0 | 0 | 0 | 0 | 0 | 0 | 0 | 0 | 0 | 0 | 0 | 0 | 0 | 0 | 0 | 0 | 0 | 1 | 0 | 0 | 1 | 0 | 0 | 0 | 0 | 0 | 0 | 0 | OPEN | node_1406077_664_15280531_853 | AN | 8100203
load_220333891 |  | 0 | C | 0 | 0 | 0 | 0 | 0 | 0 | 0 | 0 | 0 | 0 | 0 | 0+0j | 0 | 0 | 0+0j | 0 | 0 | 0+0j | 0 | 0 | 0+0j | 0 | 0 | 0+0j | 0 | 0 | 0+0j | 10000 | 4259.982 | 10000+4259.982j | 0 | 0 | 0+0j | 0 | 0 | 0+0j | 0 | 0 | 0 | 0 | 0 | 0 | 0 | 0 | 0 | 0 | 0 | 0 | 0 | 0 | 0 | 0 | 0 | 0 | 1 | 0 | 0 | 1 | 0 | 0 | 0 | 0 | 0 | 0 | 0 | OPEN | node_1406119_403_15280961_691 | AN | 8100203
load_220333892 |  | 0 | R | 0 | 0 | 0 | 0 | 0 | 0 | 0 | 0 | 0 | 0 | 0 | 0+0j | 0 | 0 | 0+0j | 0 | 0 | 0+0j | 0 | 0 | 0+0j | 0 | 0 | 0+0j | 0 | 0 | 0+0j | 4399.2 | 1874.051 | 4399.2+1874.051j | 0 | 0 | 0+0j | 0 | 0 | 0+0j | 0 | 0 | 0 | 0 | 0 | 0 | 0 | 0 | 0 | 0 | 0 | 0 | 0 | 0 | 0 | 0 | 0 | 0 | 1 | 0 | 0 | 1 | 0 | 0 | 0 | 0 | 0 | 0 | 0 | OPEN | node_1401426_256_15278064_499 | AN | 8100203
load_220333893 |  | 0 | R | 0 | 0 | 0 | 0 | 0 | 0 | 0 | 0 | 0 | 0 | 0 | 0+0j | 0 | 0 | 0+0j | 0 | 0 | 0+0j | 0 | 0 | 0+0j | 0 | 0 | 0+0j | 0 | 0 | 0+0j | 31586.4 | 13455.75 | 31586.4+13455.75j | 0 | 0 | 0+0j | 0 | 0 | 0+0j | 0 | 0 | 0 | 0 | 0 | 0 | 0 | 0 | 0 | 0 | 0 | 0 | 0 | 0 | 0 | 0 | 0 | 0 | 1 | 0 | 0 | 1 | 0 | 0 | 0 | 0 | 0 | 0 | 0 | OPEN | node_1401639_489_15273933_055 | AN | 8100203
load_220333898 |  | 0 | R | 0 | 0 | 0 | 0 | 0 | 0 | 0 | 0 | 0 | 0 | 0 | 0+0j | 0 | 0 | 0+0j | 0 | 0 | 0+0j | 0 | 0 | 0+0j | 0 | 0 | 0+0j | 0 | 0 | 0+0j | 28879.2 | 12302.488 | 28879.2+12302.488j | 0 | 0 | 0+0j | 0 | 0 | 0+0j | 0 | 0 | 0 | 0 | 0 | 0 | 0 | 0 | 0 | 0 | 0 | 0 | 0 | 0 | 0 | 0 | 0 | 0 | 1 | 0 | 0 | 1 | 0 | 0 | 0 | 0 | 0 | 0 | 0 | OPEN | node_1401347_862_15268542_883 | AN | 8100203
load_220333899 |  | 0 | R | 0 | 0 | 0 | 0 | 0 | 0 | 0 | 0 | 0 | 0 | 0 | 0+0j | 0 | 0 | 0+0j | 0 | 0 | 0+0j | 0 | 0 | 0+0j | 0 | 0 | 0+0j | 0 | 0 | 0+0j | 12981.6 | 5530.138 | 12981.6+5530.138j | 0 | 0 | 0+0j | 0 | 0 | 0+0j | 0 | 0 | 0 | 0 | 0 | 0 | 0 | 0 | 0 | 0 | 0 | 0 | 0 | 0 | 0 | 0 | 0 | 0 | 1 | 0 | 0 | 1 | 0 | 0 | 0 | 0 | 0 | 0 | 0 | OPEN | node_1399451_54_15268273_712 | AN | 8100203
load_220333900 |  | 0 | R | 0 | 0 | 0 | 0 | 0 | 0 | 0 | 0 | 0 | 0 | 0 | 0+0j | 0 | 0 | 0+0j | 0 | 0 | 0+0j | 0 | 0 | 0+0j | 0 | 0 | 0+0j | 0 | 0 | 0+0j | 3974.4 | 1693.087 | 3974.4+1693.087j | 0 | 0 | 0+0j | 0 | 0 | 0+0j | 0 | 0 | 0 | 0 | 0 | 0 | 0 | 0 | 0 | 0 | 0 | 0 | 0 | 0 | 0 | 0 | 0 | 0 | 1 | 0 | 0 | 1 | 0 | 0 | 0 | 0 | 0 | 0 | 0 | OPEN | node_1398441_256_15268282_96 | AN | 8100203
load_220333901 |  | 0 | R | 0 | 0 | 0 | 0 | 0 | 0 | 0 | 0 | 0 | 0 | 0 | 0+0j | 0 | 0 | 0+0j | 0 | 0 | 0+0j | 0 | 0 | 0+0j | 0 | 0 | 0+0j | 0 | 0 | 0+0j | 2440.8 | 1039.776 | 2440.8+1039.776j | 0 | 0 | 0+0j | 0 | 0 | 0+0j | 0 | 0 | 0 | 0 | 0 | 0 | 0 | 0 | 0 | 0 | 0 | 0 | 0 | 0 | 0 | 0 | 0 | 0 | 1 | 0 | 0 | 1 | 0 | 0 | 0 | 0 | 0 | 0 | 0 | OPEN | node_1398163_614_15268034_813 | AN | 8100203
load_220333902 |  | 0 | C | 0 | 0 | 0 | 0 | 0 | 0 | 0 | 0 | 0 | 0 | 0 | 0+0j | 0 | 0 | 0+0j | 0 | 0 | 0+0j | 0 | 0 | 0+0j | 0 | 0 | 0+0j | 0 | 0 | 0+0j | 2736 | 1165.531 | 2736+1165.531j | 0 | 0 | 0+0j | 0 | 0 | 0+0j | 0 | 0 | 0 | 0 | 0 | 0 | 0 | 0 | 0 | 0 | 0 | 0 | 0 | 0 | 0 | 0 | 0 | 0 | 1 | 0 | 0 | 1 | 0 | 0 | 0 | 0 | 0 | 0 | 0 | OPEN | node_1397783_938_15268466_982 | AN | 8100203
load_220333905 |  | 0 | R | 0 | 0 | 0 | 0 | 0 | 0 | 0 | 0 | 0 | 0 | 0 | 0+0j | 0 | 0 | 0+0j | 0 | 0 | 0+0j | 0 | 0 | 0+0j | 0 | 0 | 0+0j | 0 | 0 | 0+0j | 12895.2 | 5493.332 | 12895.2+5493.332j | 0 | 0 | 0+0j | 0 | 0 | 0+0j | 0 | 0 | 0 | 0 | 0 | 0 | 0 | 0 | 0 | 0 | 0 | 0 | 0 | 0 | 0 | 0 | 0 | 0 | 1 | 0 | 0 | 1 | 0 | 0 | 0 | 0 | 0 | 0 | 0 | OPEN | node_1398047_584_15267316_697 | AN | 8100203
load_220333906 |  | 0 | R | 0 | 0 | 0 | 0 | 0 | 0 | 0 | 0 | 0 | 0 | 0 | 0+0j | 0 | 0 | 0+0j | 0 | 0 | 0+0j | 0 | 0 | 0+0j | 0 | 0 | 0+0j | 0 | 0 | 0+0j | 10872 | 4631.453 | 10872+4631.453j | 0 | 0 | 0+0j | 0 | 0 | 0+0j | 0 | 0 | 0 | 0 | 0 | 0 | 0 | 0 | 0 | 0 | 0 | 0 | 0 | 0 | 0 | 0 | 0 | 0 | 1 | 0 | 0 | 1 | 0 | 0 | 0 | 0 | 0 | 0 | 0 | OPEN | node_1401943_243_15271840_498 | AN | 8100203
load_220333908 |  | 0 | R | 0 | 0 | 0 | 0 | 0 | 0 | 0 | 0 | 0 | 0 | 0 | 0+0j | 0 | 0 | 0+0j | 0 | 0 | 0+0j | 0 | 0 | 0+0j | 0 | 0 | 0+0j | 0 | 0 | 0+0j | 8748 | 3726.632 | 8748+3726.632j | 0 | 0 | 0+0j | 0 | 0 | 0+0j | 0 | 0 | 0 | 0 | 0 | 0 | 0 | 0 | 0 | 0 | 0 | 0 | 0 | 0 | 0 | 0 | 0 | 0 | 1 | 0 | 0 | 1 | 0 | 0 | 0 | 0 | 0 | 0 | 0 | OPEN | node_1398184_025_15266803_89 | AN | 8100203
load_220333909 |  | 0 | R | 0 | 0 | 0 | 0 | 0 | 0 | 0 | 0 | 0 | 0 | 0 | 0+0j | 0 | 0 | 0+0j | 0 | 0 | 0+0j | 0 | 0 | 0+0j | 0 | 0 | 0+0j | 0 | 0 | 0+0j | 6069.6 | 2585.639 | 6069.6+2585.639j | 0 | 0 | 0+0j | 0 | 0 | 0+0j | 0 | 0 | 0 | 0 | 0 | 0 | 0 | 0 | 0 | 0 | 0 | 0 | 0 | 0 | 0 | 0 | 0 | 0 | 1 | 0 | 0 | 1 | 0 | 0 | 0 | 0 | 0 | 0 | 0 | OPEN | node_1401829_262_15271178_697 | AN | 8100203
load_220333910 |  | 0 | R | 0 | 0 | 0 | 0 | 0 | 0 | 0 | 0 | 0 | 0 | 0 | 0+0j | 0 | 0 | 0+0j | 0 | 0 | 0+0j | 0 | 0 | 0+0j | 0 | 0 | 0+0j | 0 | 0 | 0+0j | 50796 | 21639.005 | 50796+21639.005j | 0 | 0 | 0+0j | 0 | 0 | 0+0j | 0 | 0 | 0 | 0 | 0 | 0 | 0 | 0 | 0 | 0 | 0 | 0 | 0 | 0 | 0 | 0 | 0 | 0 | 1 | 0 | 0 | 1 | 0 | 0 | 0 | 0 | 0 | 0 | 0 | OPEN | node_1401425_596_15270225_506 | AN | 8100203
load_220333911 |  | 0 | R | 0 | 0 | 0 | 0 | 0 | 0 | 0 | 0 | 0 | 0 | 0 | 0+0j | 0 | 0 | 0+0j | 0 | 0 | 0+0j | 0 | 0 | 0+0j | 0 | 0 | 0+0j | 0 | 0 | 0+0j | 33832.8 | 14412.712 | 33832.8+14412.712j | 0 | 0 | 0+0j | 0 | 0 | 0+0j | 0 | 0 | 0 | 0 | 0 | 0 | 0 | 0 | 0 | 0 | 0 | 0 | 0 | 0 | 0 | 0 | 0 | 0 | 1 | 0 | 0 | 1 | 0 | 0 | 0 | 0 | 0 | 0 | 0 | OPEN | node_1401836_6_15270167_457 | AN | 8100203
load_220333948 |  | 0 | R | 0 | 0 | 0 | 0 | 0 | 0 | 0 | 0 | 0 | 0 | 0 | 0+0j | 0 | 0 | 0+0j | 0 | 0 | 0+0j | 0 | 0 | 0+0j | 0 | 0 | 0+0j | 0 | 0 | 0+0j | 55872 | 23801.372 | 55872+23801.372j | 0 | 0 | 0+0j | 0 | 0 | 0+0j | 0 | 0 | 0 | 0 | 0 | 0 | 0 | 0 | 0 | 0 | 0 | 0 | 0 | 0 | 0 | 0 | 0 | 0 | 1 | 0 | 0 | 1 | 0 | 0 | 0 | 0 | 0 | 0 | 0 | OPEN | node_1401476_206_15286689_85 | AN | 8100203
load_220334429 |  | 0 | R | 0 | 0 | 0 | 0 | 0 | 0 | 0 | 0 | 0 | 0 | 0 | 0+0j | 0 | 0 | 0+0j | 0 | 0 | 0+0j | 0 | 0 | 0+0j | 0 | 0 | 0+0j | 0 | 0 | 0+0j | 6062.4 | 2582.572 | 6062.4+2582.572j | 0 | 0 | 0+0j | 0 | 0 | 0+0j | 0 | 0 | 0 | 0 | 0 | 0 | 0 | 0 | 0 | 0 | 0 | 0 | 0 | 0 | 0 | 0 | 0 | 0 | 1 | 0 | 0 | 1 | 0 | 0 | 0 | 0 | 0 | 0 | 0 | OPEN | node_1398794_522_15277561_986 | AN | 8100203
load_220334430 |  | 0 | R | 0 | 0 | 0 | 0 | 0 | 0 | 0 | 0 | 0 | 0 | 0 | 0+0j | 0 | 0 | 0+0j | 0 | 0 | 0+0j | 0 | 0 | 0+0j | 0 | 0 | 0+0j | 0 | 0 | 0+0j | 28188 | 12008.038 | 28188+12008.038j | 0 | 0 | 0+0j | 0 | 0 | 0+0j | 0 | 0 | 0 | 0 | 0 | 0 | 0 | 0 | 0 | 0 | 0 | 0 | 0 | 0 | 0 | 0 | 0 | 0 | 1 | 0 | 0 | 1 | 0 | 0 | 0 | 0 | 0 | 0 | 0 | OPEN | node_1398742_304_15277369_555 | AN | 8100203
load_220334431 |  | 0 | R | 0 | 0 | 0 | 0 | 0 | 0 | 0 | 0 | 0 | 0 | 0 | 0+0j | 0 | 0 | 0+0j | 0 | 0 | 0+0j | 0 | 0 | 0+0j | 0 | 0 | 0+0j | 0 | 0 | 0+0j | 19965.6 | 8505.31 | 19965.6+8505.31j | 0 | 0 | 0+0j | 0 | 0 | 0+0j | 0 | 0 | 0 | 0 | 0 | 0 | 0 | 0 | 0 | 0 | 0 | 0 | 0 | 0 | 0 | 0 | 0 | 0 | 1 | 0 | 0 | 1 | 0 | 0 | 0 | 0 | 0 | 0 | 0 | OPEN | node_1396967_562_15276485_227 | AN | 8100203
load_220334432 |  | 0 | R | 0 | 0 | 0 | 0 | 0 | 0 | 0 | 0 | 0 | 0 | 0 | 0+0j | 0 | 0 | 0+0j | 0 | 0 | 0+0j | 0 | 0 | 0+0j | 0 | 0 | 0+0j | 0 | 0 | 0+0j | 24760.8 | 10548.057 | 24760.8+10548.057j | 0 | 0 | 0+0j | 0 | 0 | 0+0j | 0 | 0 | 0 | 0 | 0 | 0 | 0 | 0 | 0 | 0 | 0 | 0 | 0 | 0 | 0 | 0 | 0 | 0 | 1 | 0 | 0 | 1 | 0 | 0 | 0 | 0 | 0 | 0 | 0 | OPEN | node_1401218_25_15278553_551 | AN | 8100203
load_220334433 |  | 0 | R | 0 | 0 | 0 | 0 | 0 | 0 | 0 | 0 | 0 | 0 | 0 | 0+0j | 0 | 0 | 0+0j | 0 | 0 | 0+0j | 0 | 0 | 0+0j | 0 | 0 | 0+0j | 0 | 0 | 0+0j | 17791.2 | 7579.019 | 17791.2+7579.019j | 0 | 0 | 0+0j | 0 | 0 | 0+0j | 0 | 0 | 0 | 0 | 0 | 0 | 0 | 0 | 0 | 0 | 0 | 0 | 0 | 0 | 0 | 0 | 0 | 0 | 1 | 0 | 0 | 1 | 0 | 0 | 0 | 0 | 0 | 0 | 0 | OPEN | node_1400741_85_15278390_336 | AN | 8100203
load_220334434 |  | 0 | R | 0 | 0 | 0 | 0 | 0 | 0 | 0 | 0 | 0 | 0 | 0 | 0+0j | 0 | 0 | 0+0j | 0 | 0 | 0+0j | 0 | 0 | 0+0j | 0 | 0 | 0+0j | 0 | 0 | 0+0j | 5515.2 | 2349.465 | 5515.2+2349.465j | 0 | 0 | 0+0j | 0 | 0 | 0+0j | 0 | 0 | 0 | 0 | 0 | 0 | 0 | 0 | 0 | 0 | 0 | 0 | 0 | 0 | 0 | 0 | 0 | 0 | 1 | 0 | 0 | 1 | 0 | 0 | 0 | 0 | 0 | 0 | 0 | OPEN | node_1400335_849_15278426_994 | AN | 8100203
load_220334435 |  | 0 | R | 0 | 0 | 0 | 0 | 0 | 0 | 0 | 0 | 0 | 0 | 0 | 0+0j | 0 | 0 | 0+0j | 0 | 0 | 0+0j | 0 | 0 | 0+0j | 0 | 0 | 0+0j | 0 | 0 | 0+0j | 38001.6 | 16188.614 | 38001.6+16188.614j | 0 | 0 | 0+0j | 0 | 0 | 0+0j | 0 | 0 | 0 | 0 | 0 | 0 | 0 | 0 | 0 | 0 | 0 | 0 | 0 | 0 | 0 | 0 | 0 | 0 | 1 | 0 | 0 | 1 | 0 | 0 | 0 | 0 | 0 | 0 | 0 | OPEN | node_1400139_954_15278423_213 | AN | 8100203
load_220334436 |  | 0 | R | 0 | 0 | 0 | 0 | 0 | 0 | 0 | 0 | 0 | 0 | 0 | 0+0j | 0 | 0 | 0+0j | 0 | 0 | 0+0j | 0 | 0 | 0+0j | 0 | 0 | 0+0j | 0 | 0 | 0+0j | 13291.2 | 5662.027 | 13291.2+5662.027j | 0 | 0 | 0+0j | 0 | 0 | 0+0j | 0 | 0 | 0 | 0 | 0 | 0 | 0 | 0 | 0 | 0 | 0 | 0 | 0 | 0 | 0 | 0 | 0 | 0 | 1 | 0 | 0 | 1 | 0 | 0 | 0 | 0 | 0 | 0 | 0 | OPEN | node_1400019_421_15278340_268 | AN | 8100203
load_220334437 |  | 0 | R | 0 | 0 | 0 | 0 | 0 | 0 | 0 | 0 | 0 | 0 | 0 | 0+0j | 0 | 0 | 0+0j | 0 | 0 | 0+0j | 0 | 0 | 0+0j | 0 | 0 | 0+0j | 0 | 0 | 0+0j | 16048.8 | 6836.76 | 16048.8+6836.76j | 0 | 0 | 0+0j | 0 | 0 | 0+0j | 0 | 0 | 0 | 0 | 0 | 0 | 0 | 0 | 0 | 0 | 0 | 0 | 0 | 0 | 0 | 0 | 0 | 0 | 1 | 0 | 0 | 1 | 0 | 0 | 0 | 0 | 0 | 0 | 0 | OPEN | node_1399719_995_15278321_334 | AN | 8100203
load_220334438 |  | 0 | R | 0 | 0 | 0 | 0 | 0 | 0 | 0 | 0 | 0 | 0 | 0 | 0+0j | 0 | 0 | 0+0j | 0 | 0 | 0+0j | 0 | 0 | 0+0j | 0 | 0 | 0+0j | 0 | 0 | 0+0j | 5997.6 | 2554.967 | 5997.6+2554.967j | 0 | 0 | 0+0j | 0 | 0 | 0+0j | 0 | 0 | 0 | 0 | 0 | 0 | 0 | 0 | 0 | 0 | 0 | 0 | 0 | 0 | 0 | 0 | 0 | 0 | 1 | 0 | 0 | 1 | 0 | 0 | 0 | 0 | 0 | 0 | 0 | OPEN | node_1399482_384_15278304_244 | AN | 8100203
load_220334439 |  | 0 | R | 0 | 0 | 0 | 0 | 0 | 0 | 0 | 0 | 0 | 0 | 0 | 0+0j | 0 | 0 | 0+0j | 0 | 0 | 0+0j | 0 | 0 | 0+0j | 0 | 0 | 0+0j | 0 | 0 | 0+0j | 4507.2 | 1920.059 | 4507.2+1920.059j | 0 | 0 | 0+0j | 0 | 0 | 0+0j | 0 | 0 | 0 | 0 | 0 | 0 | 0 | 0 | 0 | 0 | 0 | 0 | 0 | 0 | 0 | 0 | 0 | 0 | 1 | 0 | 0 | 1 | 0 | 0 | 0 | 0 | 0 | 0 | 0 | OPEN | node_1399150_543_15278353_301 | AN | 8100203
load_220334451 |  | 0 | R | 0 | 0 | 0 | 0 | 0 | 0 | 0 | 0 | 0 | 0 | 0 | 0+0j | 0 | 0 | 0+0j | 0 | 0 | 0+0j | 0 | 0 | 0+0j | 0 | 0 | 0+0j | 0 | 0 | 0+0j | 5364 | 2285.054 | 5364+2285.054j | 0 | 0 | 0+0j | 0 | 0 | 0+0j | 0 | 0 | 0 | 0 | 0 | 0 | 0 | 0 | 0 | 0 | 0 | 0 | 0 | 0 | 0 | 0 | 0 | 0 | 1 | 0 | 0 | 1 | 0 | 0 | 0 | 0 | 0 | 0 | 0 | OPEN | node_1402020_12_15274664_616 | AN | 8100203
load_220334452 |  | 0 | R | 0 | 0 | 0 | 0 | 0 | 0 | 0 | 0 | 0 | 0 | 0 | 0+0j | 0 | 0 | 0+0j | 0 | 0 | 0+0j | 0 | 0 | 0+0j | 0 | 0 | 0+0j | 0 | 0 | 0+0j | 35913.6 | 15299.13 | 35913.6+15299.13j | 0 | 0 | 0+0j | 0 | 0 | 0+0j | 0 | 0 | 0 | 0 | 0 | 0 | 0 | 0 | 0 | 0 | 0 | 0 | 0 | 0 | 0 | 0 | 0 | 0 | 1 | 0 | 0 | 1 | 0 | 0 | 0 | 0 | 0 | 0 | 0 | OPEN | node_1401698_639_15274694_422 | AN | 8100203
load_220334453 |  | 0 | R | 0 | 0 | 0 | 0 | 0 | 0 | 0 | 0 | 0 | 0 | 0 | 0+0j | 0 | 0 | 0+0j | 0 | 0 | 0+0j | 0 | 0 | 0+0j | 0 | 0 | 0+0j | 0 | 0 | 0+0j | 2800.8 | 1193.136 | 2800.8+1193.136j | 0 | 0 | 0+0j | 0 | 0 | 0+0j | 0 | 0 | 0 | 0 | 0 | 0 | 0 | 0 | 0 | 0 | 0 | 0 | 0 | 0 | 0 | 0 | 0 | 0 | 1 | 0 | 0 | 1 | 0 | 0 | 0 | 0 | 0 | 0 | 0 | OPEN | node_1401585_052_15274945_764 | AN | 8100203
load_220334454 |  | 0 | R | 0 | 0 | 0 | 0 | 0 | 0 | 0 | 0 | 0 | 0 | 0 | 0+0j | 0 | 0 | 0+0j | 0 | 0 | 0+0j | 0 | 0 | 0+0j | 0 | 0 | 0+0j | 0 | 0 | 0+0j | 2570.4 | 1094.986 | 2570.4+1094.986j | 0 | 0 | 0+0j | 0 | 0 | 0+0j | 0 | 0 | 0 | 0 | 0 | 0 | 0 | 0 | 0 | 0 | 0 | 0 | 0 | 0 | 0 | 0 | 0 | 0 | 1 | 0 | 0 | 1 | 0 | 0 | 0 | 0 | 0 | 0 | 0 | OPEN | node_1401234_054_15275531_869 | AN | 8100203
load_220334455 |  | 0 | R | 0 | 0 | 0 | 0 | 0 | 0 | 0 | 0 | 0 | 0 | 0 | 0+0j | 0 | 0 | 0+0j | 0 | 0 | 0+0j | 0 | 0 | 0+0j | 0 | 0 | 0+0j | 0 | 0 | 0+0j | 9986.4 | 4254.189 | 9986.4+4254.189j | 0 | 0 | 0+0j | 0 | 0 | 0+0j | 0 | 0 | 0 | 0 | 0 | 0 | 0 | 0 | 0 | 0 | 0 | 0 | 0 | 0 | 0 | 0 | 0 | 0 | 1 | 0 | 0 | 1 | 0 | 0 | 0 | 0 | 0 | 0 | 0 | OPEN | node_1400797_897_15274631_655 | AN | 8100203
load_220334456 |  | 0 | C | 0 | 0 | 0 | 0 | 0 | 0 | 0 | 0 | 0 | 0 | 0 | 0+0j | 0 | 0 | 0+0j | 0 | 0 | 0+0j | 0 | 0 | 0+0j | 0 | 0 | 0+0j | 0 | 0 | 0+0j | 2397.6 | 1021.373 | 2397.6+1021.373j | 0 | 0 | 0+0j | 0 | 0 | 0+0j | 0 | 0 | 0 | 0 | 0 | 0 | 0 | 0 | 0 | 0 | 0 | 0 | 0 | 0 | 0 | 0 | 0 | 0 | 1 | 0 | 0 | 1 | 0 | 0 | 0 | 0 | 0 | 0 | 0 | OPEN | node_1400611_265_15275099_53 | AN | 8100203
load_220334457 |  | 0 | R | 0 | 0 | 0 | 0 | 0 | 0 | 0 | 0 | 0 | 0 | 0 | 0+0j | 0 | 0 | 0+0j | 0 | 0 | 0+0j | 0 | 0 | 0+0j | 0 | 0 | 0+0j | 0 | 0 | 0+0j | 3643.2 | 1551.997 | 3643.2+1551.997j | 0 | 0 | 0+0j | 0 | 0 | 0+0j | 0 | 0 | 0 | 0 | 0 | 0 | 0 | 0 | 0 | 0 | 0 | 0 | 0 | 0 | 0 | 0 | 0 | 0 | 1 | 0 | 0 | 1 | 0 | 0 | 0 | 0 | 0 | 0 | 0 | OPEN | node_1400573_733_15275407_287 | AN | 8100203
load_220334509 |  | 0 | R | 0 | 0 | 0 | 0 | 0 | 0 | 0 | 0 | 0 | 0 | 0 | 0+0j | 0 | 0 | 0+0j | 0 | 0 | 0+0j | 0 | 0 | 0+0j | 0 | 0 | 0+0j | 0 | 0 | 0+0j | 3592.8 | 1530.526 | 3592.8+1530.526j | 0 | 0 | 0+0j | 0 | 0 | 0+0j | 0 | 0 | 0 | 0 | 0 | 0 | 0 | 0 | 0 | 0 | 0 | 0 | 0 | 0 | 0 | 0 | 0 | 0 | 1 | 0 | 0 | 1 | 0 | 0 | 0 | 0 | 0 | 0 | 0 | OPEN | node_1401279_405_15279650_307 | AN | 8100203
load_220334510 |  | 0 | R | 0 | 0 | 0 | 0 | 0 | 0 | 0 | 0 | 0 | 0 | 0 | 0+0j | 0 | 0 | 0+0j | 0 | 0 | 0+0j | 0 | 0 | 0+0j | 0 | 0 | 0+0j | 0 | 0 | 0+0j | 23781.6 | 10130.919 | 23781.6+10130.919j | 0 | 0 | 0+0j | 0 | 0 | 0+0j | 0 | 0 | 0 | 0 | 0 | 0 | 0 | 0 | 0 | 0 | 0 | 0 | 0 | 0 | 0 | 0 | 0 | 0 | 1 | 0 | 0 | 1 | 0 | 0 | 0 | 0 | 0 | 0 | 0 | OPEN | node_1400487_486_15279315_292 | AN | 8100203
load_220334511 |  | 0 | R | 0 | 0 | 0 | 0 | 0 | 0 | 0 | 0 | 0 | 0 | 0 | 0+0j | 0 | 0 | 0+0j | 0 | 0 | 0+0j | 0 | 0 | 0+0j | 0 | 0 | 0+0j | 0 | 0 | 0+0j | 6789.6 | 2892.357 | 6789.6+2892.357j | 0 | 0 | 0+0j | 0 | 0 | 0+0j | 0 | 0 | 0 | 0 | 0 | 0 | 0 | 0 | 0 | 0 | 0 | 0 | 0 | 0 | 0 | 0 | 0 | 0 | 1 | 0 | 0 | 1 | 0 | 0 | 0 | 0 | 0 | 0 | 0 | OPEN | node_1399943_93_15279438_423 | AN | 8100203
load_220334512 |  | 0 | R | 0 | 0 | 0 | 0 | 0 | 0 | 0 | 0 | 0 | 0 | 0 | 0+0j | 0 | 0 | 0+0j | 0 | 0 | 0+0j | 0 | 0 | 0+0j | 0 | 0 | 0+0j | 0 | 0 | 0+0j | 14522.4 | 6186.516 | 14522.4+6186.516j | 0 | 0 | 0+0j | 0 | 0 | 0+0j | 0 | 0 | 0 | 0 | 0 | 0 | 0 | 0 | 0 | 0 | 0 | 0 | 0 | 0 | 0 | 0 | 0 | 0 | 1 | 0 | 0 | 1 | 0 | 0 | 0 | 0 | 0 | 0 | 0 | OPEN | node_1399964_21_15279672_012 | AN | 8100203
load_220334513 |  | 0 | R | 0 | 0 | 0 | 0 | 0 | 0 | 0 | 0 | 0 | 0 | 0 | 0+0j | 0 | 0 | 0+0j | 0 | 0 | 0+0j | 0 | 0 | 0+0j | 0 | 0 | 0+0j | 0 | 0 | 0+0j | 36986.4 | 15756.14 | 36986.4+15756.14j | 0 | 0 | 0+0j | 0 | 0 | 0+0j | 0 | 0 | 0 | 0 | 0 | 0 | 0 | 0 | 0 | 0 | 0 | 0 | 0 | 0 | 0 | 0 | 0 | 0 | 1 | 0 | 0 | 1 | 0 | 0 | 0 | 0 | 0 | 0 | 0 | OPEN | node_1399934_413_15280058_805 | AN | 8100203
load_220334546 |  | 0 | R | 0 | 0 | 0 | 0 | 0 | 0 | 0 | 0 | 0 | 0 | 0 | 0+0j | 0 | 0 | 0+0j | 0 | 0 | 0+0j | 0 | 0 | 0+0j | 0 | 0 | 0+0j | 0 | 0 | 0+0j | 21880.8 | 9321.182 | 21880.8+9321.182j | 0 | 0 | 0+0j | 0 | 0 | 0+0j | 0 | 0 | 0 | 0 | 0 | 0 | 0 | 0 | 0 | 0 | 0 | 0 | 0 | 0 | 0 | 0 | 0 | 0 | 1 | 0 | 0 | 1 | 0 | 0 | 0 | 0 | 0 | 0 | 0 | OPEN | node_1406672_444_15285227_911 | AN | 8100203
load_220334547 |  | 0 | R | 0 | 0 | 0 | 0 | 0 | 0 | 0 | 0 | 0 | 0 | 0 | 0+0j | 0 | 0 | 0+0j | 0 | 0 | 0+0j | 0 | 0 | 0+0j | 0 | 0 | 0+0j | 0 | 0 | 0+0j | 8316 | 3542.601 | 8316+3542.601j | 0 | 0 | 0+0j | 0 | 0 | 0+0j | 0 | 0 | 0 | 0 | 0 | 0 | 0 | 0 | 0 | 0 | 0 | 0 | 0 | 0 | 0 | 0 | 0 | 0 | 1 | 0 | 0 | 1 | 0 | 0 | 0 | 0 | 0 | 0 | 0 | OPEN | node_1406659_76_15285555_594 | AN | 8100203
load_220334577 |  | 0 | R | 0 | 0 | 0 | 0 | 0 | 0 | 0 | 0 | 0 | 0 | 0 | 0+0j | 0 | 0 | 0+0j | 0 | 0 | 0+0j | 0 | 0 | 0+0j | 0 | 0 | 0+0j | 0 | 0 | 0+0j | 2714.4 | 1156.33 | 2714.4+1156.33j | 0 | 0 | 0+0j | 0 | 0 | 0+0j | 0 | 0 | 0 | 0 | 0 | 0 | 0 | 0 | 0 | 0 | 0 | 0 | 0 | 0 | 0 | 0 | 0 | 0 | 1 | 0 | 0 | 1 | 0 | 0 | 0 | 0 | 0 | 0 | 0 | OPEN | node_1403571_394_15280059_556 | AN | 8100203
load_220334578 |  | 0 | R | 0 | 0 | 0 | 0 | 0 | 0 | 0 | 0 | 0 | 0 | 0 | 0+0j | 0 | 0 | 0+0j | 0 | 0 | 0+0j | 0 | 0 | 0+0j | 0 | 0 | 0+0j | 0 | 0 | 0+0j | 10036.8 | 4275.659 | 10036.8+4275.659j | 0 | 0 | 0+0j | 0 | 0 | 0+0j | 0 | 0 | 0 | 0 | 0 | 0 | 0 | 0 | 0 | 0 | 0 | 0 | 0 | 0 | 0 | 0 | 0 | 0 | 1 | 0 | 0 | 1 | 0 | 0 | 0 | 0 | 0 | 0 | 0 | OPEN | node_1403810_954_15279882_506 | AN | 8100203
load_220334579 |  | 0 | R | 0 | 0 | 0 | 0 | 0 | 0 | 0 | 0 | 0 | 0 | 0 | 0+0j | 0 | 0 | 0+0j | 0 | 0 | 0+0j | 0 | 0 | 0+0j | 0 | 0 | 0+0j | 0 | 0 | 0+0j | 14385.6 | 6128.24 | 14385.6+6128.24j | 0 | 0 | 0+0j | 0 | 0 | 0+0j | 0 | 0 | 0 | 0 | 0 | 0 | 0 | 0 | 0 | 0 | 0 | 0 | 0 | 0 | 0 | 0 | 0 | 0 | 1 | 0 | 0 | 1 | 0 | 0 | 0 | 0 | 0 | 0 | 0 | OPEN | node_1403991_182_15279568_489 | AN | 8100203
load_220334580 |  | 0 | C | 0 | 0 | 0 | 0 | 0 | 0 | 0 | 0 | 0 | 0 | 0 | 0+0j | 0 | 0 | 0+0j | 0 | 0 | 0+0j | 0 | 0 | 0+0j | 0 | 0 | 0+0j | 0 | 0 | 0+0j | 136.8 | 58.277 | 136.8+58.277j | 0 | 0 | 0+0j | 0 | 0 | 0+0j | 0 | 0 | 0 | 0 | 0 | 0 | 0 | 0 | 0 | 0 | 0 | 0 | 0 | 0 | 0 | 0 | 0 | 0 | 1 | 0 | 0 | 1 | 0 | 0 | 0 | 0 | 0 | 0 | 0 | OPEN | node_1404311_487_15279436_63 | AN | 8100203
load_220334611 |  | 0 | R | 0 | 0 | 0 | 0 | 0 | 0 | 0 | 0 | 0 | 0 | 0 | 0+0j | 0 | 0 | 0+0j | 0 | 0 | 0+0j | 0 | 0 | 0+0j | 0 | 0 | 0+0j | 0 | 0 | 0+0j | 29563.2 | 12593.87 | 29563.2+12593.87j | 0 | 0 | 0+0j | 0 | 0 | 0+0j | 0 | 0 | 0 | 0 | 0 | 0 | 0 | 0 | 0 | 0 | 0 | 0 | 0 | 0 | 0 | 0 | 0 | 0 | 1 | 0 | 0 | 1 | 0 | 0 | 0 | 0 | 0 | 0 | 0 | OPEN | node_1404742_593_15279190_765 | AN | 8100203
load_220334612 |  | 0 | R | 0 | 0 | 0 | 0 | 0 | 0 | 0 | 0 | 0 | 0 | 0 | 0+0j | 0 | 0 | 0+0j | 0 | 0 | 0+0j | 0 | 0 | 0+0j | 0 | 0 | 0+0j | 0 | 0 | 0+0j | 9266.4 | 3947.47 | 9266.4+3947.47j | 0 | 0 | 0+0j | 0 | 0 | 0+0j | 0 | 0 | 0 | 0 | 0 | 0 | 0 | 0 | 0 | 0 | 0 | 0 | 0 | 0 | 0 | 0 | 0 | 0 | 1 | 0 | 0 | 1 | 0 | 0 | 0 | 0 | 0 | 0 | 0 | OPEN | node_1405004_977_15279061_569 | AN | 8100203
load_220334613 |  | 0 | R | 0 | 0 | 0 | 0 | 0 | 0 | 0 | 0 | 0 | 0 | 0 | 0+0j | 0 | 0 | 0+0j | 0 | 0 | 0+0j | 0 | 0 | 0+0j | 0 | 0 | 0+0j | 0 | 0 | 0+0j | 4435.2 | 1889.387 | 4435.2+1889.387j | 0 | 0 | 0+0j | 0 | 0 | 0+0j | 0 | 0 | 0 | 0 | 0 | 0 | 0 | 0 | 0 | 0 | 0 | 0 | 0 | 0 | 0 | 0 | 0 | 0 | 1 | 0 | 0 | 1 | 0 | 0 | 0 | 0 | 0 | 0 | 0 | OPEN | node_1405352_259_15278963_409 | AN | 8100203
load_220334636 |  | 0 | R | 0 | 0 | 0 | 0 | 0 | 0 | 0 | 0 | 0 | 0 | 0 | 0+0j | 0 | 0 | 0+0j | 0 | 0 | 0+0j | 0 | 0 | 0+0j | 0 | 0 | 0+0j | 0 | 0 | 0+0j | 4723.2 | 2012.075 | 4723.2+2012.075j | 0 | 0 | 0+0j | 0 | 0 | 0+0j | 0 | 0 | 0 | 0 | 0 | 0 | 0 | 0 | 0 | 0 | 0 | 0 | 0 | 0 | 0 | 0 | 0 | 0 | 1 | 0 | 0 | 1 | 0 | 0 | 0 | 0 | 0 | 0 | 0 | OPEN | node_1405738_779_15280743_781 | AN | 8100203
load_220334637 |  | 0 | R | 0 | 0 | 0 | 0 | 0 | 0 | 0 | 0 | 0 | 0 | 0 | 0+0j | 0 | 0 | 0+0j | 0 | 0 | 0+0j | 0 | 0 | 0+0j | 0 | 0 | 0+0j | 0 | 0 | 0+0j | 4075.2 | 1736.028 | 4075.2+1736.028j | 0 | 0 | 0+0j | 0 | 0 | 0+0j | 0 | 0 | 0 | 0 | 0 | 0 | 0 | 0 | 0 | 0 | 0 | 0 | 0 | 0 | 0 | 0 | 0 | 0 | 1 | 0 | 0 | 1 | 0 | 0 | 0 | 0 | 0 | 0 | 0 | OPEN | node_1405478_08_15281050_152 | AN | 8100203
load_220334638 |  | 0 | R | 0 | 0 | 0 | 0 | 0 | 0 | 0 | 0 | 0 | 0 | 0 | 0+0j | 0 | 0 | 0+0j | 0 | 0 | 0+0j | 0 | 0 | 0+0j | 0 | 0 | 0+0j | 0 | 0 | 0+0j | 19173.6 | 8167.919 | 19173.6+8167.919j | 0 | 0 | 0+0j | 0 | 0 | 0+0j | 0 | 0 | 0 | 0 | 0 | 0 | 0 | 0 | 0 | 0 | 0 | 0 | 0 | 0 | 0 | 0 | 0 | 0 | 1 | 0 | 0 | 1 | 0 | 0 | 0 | 0 | 0 | 0 | 0 | OPEN | node_1404888_488_15280652_615 | AN | 8100203
load_220334639 |  | 0 | R | 0 | 0 | 0 | 0 | 0 | 0 | 0 | 0 | 0 | 0 | 0 | 0+0j | 0 | 0 | 0+0j | 0 | 0 | 0+0j | 0 | 0 | 0+0j | 0 | 0 | 0+0j | 0 | 0 | 0+0j | 8107.2 | 3453.653 | 8107.2+3453.653j | 0 | 0 | 0+0j | 0 | 0 | 0+0j | 0 | 0 | 0 | 0 | 0 | 0 | 0 | 0 | 0 | 0 | 0 | 0 | 0 | 0 | 0 | 0 | 0 | 0 | 1 | 0 | 0 | 1 | 0 | 0 | 0 | 0 | 0 | 0 | 0 | OPEN | node_1405003_742_15280971_224 | AN | 8100203
load_220334640 |  | 0 | R | 0 | 0 | 0 | 0 | 0 | 0 | 0 | 0 | 0 | 0 | 0 | 0+0j | 0 | 0 | 0+0j | 0 | 0 | 0+0j | 0 | 0 | 0+0j | 0 | 0 | 0+0j | 0 | 0 | 0+0j | 2275.2 | 969.231 | 2275.2+969.231j | 0 | 0 | 0+0j | 0 | 0 | 0+0j | 0 | 0 | 0 | 0 | 0 | 0 | 0 | 0 | 0 | 0 | 0 | 0 | 0 | 0 | 0 | 0 | 0 | 0 | 1 | 0 | 0 | 1 | 0 | 0 | 0 | 0 | 0 | 0 | 0 | OPEN | node_1404584_61_15281064_458 | AN | 8100203
load_220334642 |  | 0 | C | 0 | 0 | 0 | 0 | 0 | 0 | 0 | 0 | 0 | 0 | 0 | 0+0j | 0 | 0 | 0+0j | 0 | 0 | 0+0j | 0 | 0 | 0+0j | 0 | 0 | 0+0j | 0 | 0 | 0+0j | 50.4 | 21.47 | 50.4+21.47j | 0 | 0 | 0+0j | 0 | 0 | 0+0j | 0 | 0 | 0 | 0 | 0 | 0 | 0 | 0 | 0 | 0 | 0 | 0 | 0 | 0 | 0 | 0 | 0 | 0 | 1 | 0 | 0 | 1 | 0 | 0 | 0 | 0 | 0 | 0 | 0 | OPEN | node_1399456_294_15268827_051 | AN | 8100203
load_220334643 |  | 0 | R | 0 | 0 | 0 | 0 | 0 | 0 | 0 | 0 | 0 | 0 | 0 | 0+0j | 0 | 0 | 0+0j | 0 | 0 | 0+0j | 0 | 0 | 0+0j | 0 | 0 | 0+0j | 0 | 0 | 0+0j | 1706.4 | 726.923 | 1706.4+726.923j | 0 | 0 | 0+0j | 0 | 0 | 0+0j | 0 | 0 | 0 | 0 | 0 | 0 | 0 | 0 | 0 | 0 | 0 | 0 | 0 | 0 | 0 | 0 | 0 | 0 | 1 | 0 | 0 | 1 | 0 | 0 | 0 | 0 | 0 | 0 | 0 | OPEN | node_1399713_285_15268850_533 | AN | 8100203
load_220334644 |  | 0 | R | 0 | 0 | 0 | 0 | 0 | 0 | 0 | 0 | 0 | 0 | 0 | 0+0j | 0 | 0 | 0+0j | 0 | 0 | 0+0j | 0 | 0 | 0+0j | 0 | 0 | 0+0j | 0 | 0 | 0+0j | 2296.8 | 978.433 | 2296.8+978.433j | 0 | 0 | 0+0j | 0 | 0 | 0+0j | 0 | 0 | 0 | 0 | 0 | 0 | 0 | 0 | 0 | 0 | 0 | 0 | 0 | 0 | 0 | 0 | 0 | 0 | 1 | 0 | 0 | 1 | 0 | 0 | 0 | 0 | 0 | 0 | 0 | OPEN | node_1399940_377_15268748_288 | AN | 8100203
load_220334645 |  | 0 | R | 0 | 0 | 0 | 0 | 0 | 0 | 0 | 0 | 0 | 0 | 0 | 0+0j | 0 | 0 | 0+0j | 0 | 0 | 0+0j | 0 | 0 | 0+0j | 0 | 0 | 0+0j | 0 | 0 | 0+0j | 51300 | 21853.708 | 51300+21853.708j | 0 | 0 | 0+0j | 0 | 0 | 0+0j | 0 | 0 | 0 | 0 | 0 | 0 | 0 | 0 | 0 | 0 | 0 | 0 | 0 | 0 | 0 | 0 | 0 | 0 | 1 | 0 | 0 | 1 | 0 | 0 | 0 | 0 | 0 | 0 | 0 | OPEN | node_1398941_902_15268952_761 | AN | 8100203
load_220334646 |  | 0 | R | 0 | 0 | 0 | 0 | 0 | 0 | 0 | 0 | 0 | 0 | 0 | 0+0j | 0 | 0 | 0+0j | 0 | 0 | 0+0j | 0 | 0 | 0+0j | 0 | 0 | 0+0j | 0 | 0 | 0+0j | 3333.6 | 1420.108 | 3333.6+1420.108j | 0 | 0 | 0+0j | 0 | 0 | 0+0j | 0 | 0 | 0 | 0 | 0 | 0 | 0 | 0 | 0 | 0 | 0 | 0 | 0 | 0 | 0 | 0 | 0 | 0 | 1 | 0 | 0 | 1 | 0 | 0 | 0 | 0 | 0 | 0 | 0 | OPEN | node_1399372_509_15269543_633 | AN | 8100203
load_220334647 |  | 0 | R | 0 | 0 | 0 | 0 | 0 | 0 | 0 | 0 | 0 | 0 | 0 | 0+0j | 0 | 0 | 0+0j | 0 | 0 | 0+0j | 0 | 0 | 0+0j | 0 | 0 | 0+0j | 0 | 0 | 0+0j | 9604.8 | 4091.628 | 9604.8+4091.628j | 0 | 0 | 0+0j | 0 | 0 | 0+0j | 0 | 0 | 0 | 0 | 0 | 0 | 0 | 0 | 0 | 0 | 0 | 0 | 0 | 0 | 0 | 0 | 0 | 0 | 1 | 0 | 0 | 1 | 0 | 0 | 0 | 0 | 0 | 0 | 0 | OPEN | node_1399850_039_15269755_069 | AN | 8100203
load_220334648 |  | 0 | R | 0 | 0 | 0 | 0 | 0 | 0 | 0 | 0 | 0 | 0 | 0 | 0+0j | 0 | 0 | 0+0j | 0 | 0 | 0+0j | 0 | 0 | 0+0j | 0 | 0 | 0+0j | 0 | 0 | 0+0j | 9907.2 | 4220.45 | 9907.2+4220.45j | 0 | 0 | 0+0j | 0 | 0 | 0+0j | 0 | 0 | 0 | 0 | 0 | 0 | 0 | 0 | 0 | 0 | 0 | 0 | 0 | 0 | 0 | 0 | 0 | 0 | 1 | 0 | 0 | 1 | 0 | 0 | 0 | 0 | 0 | 0 | 0 | OPEN | node_1400146_569_15269702_478 | AN | 8100203
load_220334649 |  | 0 | R | 0 | 0 | 0 | 0 | 0 | 0 | 0 | 0 | 0 | 0 | 0 | 0+0j | 0 | 0 | 0+0j | 0 | 0 | 0+0j | 0 | 0 | 0+0j | 0 | 0 | 0+0j | 0 | 0 | 0+0j | 11678.4 | 4974.978 | 11678.4+4974.978j | 0 | 0 | 0+0j | 0 | 0 | 0+0j | 0 | 0 | 0 | 0 | 0 | 0 | 0 | 0 | 0 | 0 | 0 | 0 | 0 | 0 | 0 | 0 | 0 | 0 | 1 | 0 | 0 | 1 | 0 | 0 | 0 | 0 | 0 | 0 | 0 | OPEN | node_1398467_73_15269489_945 | AN | 8100203
load_220337695 |  | 0 | R | 0 | 0 | 0 | 0 | 0 | 0 | 0 | 0 | 0 | 0 | 0 | 0+0j | 0 | 0 | 0+0j | 0 | 0 | 0+0j | 0 | 0 | 0+0j | 0 | 0 | 0+0j | 0 | 0 | 0+0j | 6271.2 | 2671.52 | 6271.2+2671.52j | 0 | 0 | 0+0j | 0 | 0 | 0+0j | 0 | 0 | 0 | 0 | 0 | 0 | 0 | 0 | 0 | 0 | 0 | 0 | 0 | 0 | 0 | 0 | 0 | 0 | 1 | 0 | 0 | 1 | 0 | 0 | 0 | 0 | 0 | 0 | 0 | OPEN | node_1407147_289_15280982_668 | AN | 8100203
load_220337696 |  | 0 | R | 0 | 0 | 0 | 0 | 0 | 0 | 0 | 0 | 0 | 0 | 0 | 0+0j | 0 | 0 | 0+0j | 0 | 0 | 0+0j | 0 | 0 | 0+0j | 0 | 0 | 0+0j | 0 | 0 | 0+0j | 20491.2 | 8729.215 | 20491.2+8729.215j | 0 | 0 | 0+0j | 0 | 0 | 0+0j | 0 | 0 | 0 | 0 | 0 | 0 | 0 | 0 | 0 | 0 | 0 | 0 | 0 | 0 | 0 | 0 | 0 | 0 | 1 | 0 | 0 | 1 | 0 | 0 | 0 | 0 | 0 | 0 | 0 | OPEN | node_1407830_018_15281234_655 | AN | 8100203
load_220337697 |  | 0 | R | 0 | 0 | 0 | 0 | 0 | 0 | 0 | 0 | 0 | 0 | 0 | 0+0j | 0 | 0 | 0+0j | 0 | 0 | 0+0j | 0 | 0 | 0+0j | 0 | 0 | 0+0j | 0 | 0 | 0+0j | 2239.2 | 953.895 | 2239.2+953.895j | 0 | 0 | 0+0j | 0 | 0 | 0+0j | 0 | 0 | 0 | 0 | 0 | 0 | 0 | 0 | 0 | 0 | 0 | 0 | 0 | 0 | 0 | 0 | 0 | 0 | 1 | 0 | 0 | 1 | 0 | 0 | 0 | 0 | 0 | 0 | 0 | OPEN | node_1408029_633_15281159_831 | AN | 8100203
load_220337698 |  | 0 | R | 0 | 0 | 0 | 0 | 0 | 0 | 0 | 0 | 0 | 0 | 0 | 0+0j | 0 | 0 | 0+0j | 0 | 0 | 0+0j | 0 | 0 | 0+0j | 0 | 0 | 0+0j | 0 | 0 | 0+0j | 5716.8 | 2435.347 | 5716.8+2435.347j | 0 | 0 | 0+0j | 0 | 0 | 0+0j | 0 | 0 | 0 | 0 | 0 | 0 | 0 | 0 | 0 | 0 | 0 | 0 | 0 | 0 | 0 | 0 | 0 | 0 | 1 | 0 | 0 | 1 | 0 | 0 | 0 | 0 | 0 | 0 | 0 | OPEN | node_1407822_397_15280777_838 | AN | 8100203
load_220337699 |  | 0 | R | 0 | 0 | 0 | 0 | 0 | 0 | 0 | 0 | 0 | 0 | 0 | 0+0j | 0 | 0 | 0+0j | 0 | 0 | 0+0j | 0 | 0 | 0+0j | 0 | 0 | 0+0j | 0 | 0 | 0+0j | 6134.4 | 2613.243 | 6134.4+2613.243j | 0 | 0 | 0+0j | 0 | 0 | 0+0j | 0 | 0 | 0 | 0 | 0 | 0 | 0 | 0 | 0 | 0 | 0 | 0 | 0 | 0 | 0 | 0 | 0 | 0 | 1 | 0 | 0 | 1 | 0 | 0 | 0 | 0 | 0 | 0 | 0 | OPEN | node_1408531_446_15281114_441 | AN | 8100203
load_220337700 |  | 0 | R | 0 | 0 | 0 | 0 | 0 | 0 | 0 | 0 | 0 | 0 | 0 | 0+0j | 0 | 0 | 0+0j | 0 | 0 | 0+0j | 0 | 0 | 0+0j | 0 | 0 | 0+0j | 0 | 0 | 0+0j | 7826.4 | 3334.032 | 7826.4+3334.032j | 0 | 0 | 0+0j | 0 | 0 | 0+0j | 0 | 0 | 0 | 0 | 0 | 0 | 0 | 0 | 0 | 0 | 0 | 0 | 0 | 0 | 0 | 0 | 0 | 0 | 1 | 0 | 0 | 1 | 0 | 0 | 0 | 0 | 0 | 0 | 0 | OPEN | node_1408716_145_15280797_385 | AN | 8100203
load_220337701 |  | 0 | R | 0 | 0 | 0 | 0 | 0 | 0 | 0 | 0 | 0 | 0 | 0 | 0+0j | 0 | 0 | 0+0j | 0 | 0 | 0+0j | 0 | 0 | 0+0j | 0 | 0 | 0+0j | 0 | 0 | 0+0j | 11167.2 | 4757.207 | 11167.2+4757.207j | 0 | 0 | 0+0j | 0 | 0 | 0+0j | 0 | 0 | 0 | 0 | 0 | 0 | 0 | 0 | 0 | 0 | 0 | 0 | 0 | 0 | 0 | 0 | 0 | 0 | 1 | 0 | 0 | 1 | 0 | 0 | 0 | 0 | 0 | 0 | 0 | OPEN | node_1408384_343_15281366_435 | AN | 8100203
load_220337703 |  | 0 | R | 0 | 0 | 0 | 0 | 0 | 0 | 0 | 0 | 0 | 0 | 0 | 0+0j | 0 | 0 | 0+0j | 0 | 0 | 0+0j | 0 | 0 | 0+0j | 0 | 0 | 0+0j | 0 | 0 | 0+0j | 12708 | 5413.585 | 12708+5413.585j | 0 | 0 | 0+0j | 0 | 0 | 0+0j | 0 | 0 | 0 | 0 | 0 | 0 | 0 | 0 | 0 | 0 | 0 | 0 | 0 | 0 | 0 | 0 | 0 | 0 | 1 | 0 | 0 | 1 | 0 | 0 | 0 | 0 | 0 | 0 | 0 | OPEN | node_1408224_456_15282037_213 | AN | 8100203
load_220337704 |  | 0 | R | 0 | 0 | 0 | 0 | 0 | 0 | 0 | 0 | 0 | 0 | 0 | 0+0j | 0 | 0 | 0+0j | 0 | 0 | 0+0j | 0 | 0 | 0+0j | 0 | 0 | 0+0j | 0 | 0 | 0+0j | 15364.8 | 6545.377 | 15364.8+6545.377j | 0 | 0 | 0+0j | 0 | 0 | 0+0j | 0 | 0 | 0 | 0 | 0 | 0 | 0 | 0 | 0 | 0 | 0 | 0 | 0 | 0 | 0 | 0 | 0 | 0 | 1 | 0 | 0 | 1 | 0 | 0 | 0 | 0 | 0 | 0 | 0 | OPEN | node_1408126_443_15282254_09 | AN | 8100203
load_220337705 |  | 0 | R | 0 | 0 | 0 | 0 | 0 | 0 | 0 | 0 | 0 | 0 | 0 | 0+0j | 0 | 0 | 0+0j | 0 | 0 | 0+0j | 0 | 0 | 0+0j | 0 | 0 | 0+0j | 0 | 0 | 0+0j | 3873.6 | 1650.147 | 3873.6+1650.147j | 0 | 0 | 0+0j | 0 | 0 | 0+0j | 0 | 0 | 0 | 0 | 0 | 0 | 0 | 0 | 0 | 0 | 0 | 0 | 0 | 0 | 0 | 0 | 0 | 0 | 1 | 0 | 0 | 1 | 0 | 0 | 0 | 0 | 0 | 0 | 0 | OPEN | node_1408050_054_15282454_853 | AN | 8100203
load_220337708 |  | 0 | R | 0 | 0 | 0 | 0 | 0 | 0 | 0 | 0 | 0 | 0 | 0 | 0+0j | 0 | 0 | 0+0j | 0 | 0 | 0+0j | 0 | 0 | 0+0j | 0 | 0 | 0+0j | 0 | 0 | 0+0j | 14724 | 6272.398 | 14724+6272.398j | 0 | 0 | 0+0j | 0 | 0 | 0+0j | 0 | 0 | 0 | 0 | 0 | 0 | 0 | 0 | 0 | 0 | 0 | 0 | 0 | 0 | 0 | 0 | 0 | 0 | 1 | 0 | 0 | 1 | 0 | 0 | 0 | 0 | 0 | 0 | 0 | OPEN | node_1407360_175_15283513_321 | AN | 8100203
load_220337709 |  | 0 | R | 0 | 0 | 0 | 0 | 0 | 0 | 0 | 0 | 0 | 0 | 0 | 0+0j | 0 | 0 | 0+0j | 0 | 0 | 0+0j | 0 | 0 | 0+0j | 0 | 0 | 0+0j | 0 | 0 | 0+0j | 18338.4 | 7812.126 | 18338.4+7812.126j | 0 | 0 | 0+0j | 0 | 0 | 0+0j | 0 | 0 | 0 | 0 | 0 | 0 | 0 | 0 | 0 | 0 | 0 | 0 | 0 | 0 | 0 | 0 | 0 | 0 | 1 | 0 | 0 | 1 | 0 | 0 | 0 | 0 | 0 | 0 | 0 | OPEN | node_1406918_565_15283628_537 | AN | 8100203
load_220337710 |  | 0 | R | 0 | 0 | 0 | 0 | 0 | 0 | 0 | 0 | 0 | 0 | 0 | 0+0j | 0 | 0 | 0+0j | 0 | 0 | 0+0j | 0 | 0 | 0+0j | 0 | 0 | 0+0j | 0 | 0 | 0+0j | 23486.4 | 10005.165 | 23486.4+10005.165j | 0 | 0 | 0+0j | 0 | 0 | 0+0j | 0 | 0 | 0 | 0 | 0 | 0 | 0 | 0 | 0 | 0 | 0 | 0 | 0 | 0 | 0 | 0 | 0 | 0 | 1 | 0 | 0 | 1 | 0 | 0 | 0 | 0 | 0 | 0 | 0 | OPEN | node_1407145_975_15284118_731 | AN | 8100203
load_220337711 |  | 0 | R | 0 | 0 | 0 | 0 | 0 | 0 | 0 | 0 | 0 | 0 | 0 | 0+0j | 0 | 0 | 0+0j | 0 | 0 | 0+0j | 0 | 0 | 0+0j | 0 | 0 | 0+0j | 0 | 0 | 0+0j | 3859.2 | 1644.012 | 3859.2+1644.012j | 0 | 0 | 0+0j | 0 | 0 | 0+0j | 0 | 0 | 0 | 0 | 0 | 0 | 0 | 0 | 0 | 0 | 0 | 0 | 0 | 0 | 0 | 0 | 0 | 0 | 1 | 0 | 0 | 1 | 0 | 0 | 0 | 0 | 0 | 0 | 0 | OPEN | node_1407088_999_15284318_115 | AN | 8100203
load_220337712 |  | 0 | R | 0 | 0 | 0 | 0 | 0 | 0 | 0 | 0 | 0 | 0 | 0 | 0+0j | 0 | 0 | 0+0j | 0 | 0 | 0+0j | 0 | 0 | 0+0j | 0 | 0 | 0+0j | 0 | 0 | 0+0j | 15213.6 | 6480.966 | 15213.6+6480.966j | 0 | 0 | 0+0j | 0 | 0 | 0+0j | 0 | 0 | 0 | 0 | 0 | 0 | 0 | 0 | 0 | 0 | 0 | 0 | 0 | 0 | 0 | 0 | 0 | 0 | 1 | 0 | 0 | 1 | 0 | 0 | 0 | 0 | 0 | 0 | 0 | OPEN | node_1407040_55_15284689_294 | AN | 8100203
load_220337713 |  | 0 | R | 0 | 0 | 0 | 0 | 0 | 0 | 0 | 0 | 0 | 0 | 0 | 0+0j | 0 | 0 | 0+0j | 0 | 0 | 0+0j | 0 | 0 | 0+0j | 0 | 0 | 0+0j | 0 | 0 | 0+0j | 24501.6 | 10437.638 | 24501.6+10437.638j | 0 | 0 | 0+0j | 0 | 0 | 0+0j | 0 | 0 | 0 | 0 | 0 | 0 | 0 | 0 | 0 | 0 | 0 | 0 | 0 | 0 | 0 | 0 | 0 | 0 | 1 | 0 | 0 | 1 | 0 | 0 | 0 | 0 | 0 | 0 | 0 | OPEN | node_1401774_46_15276624_079 | AN | 8100203
load_220337714 |  | 0 | R | 0 | 0 | 0 | 0 | 0 | 0 | 0 | 0 | 0 | 0 | 0 | 0+0j | 0 | 0 | 0+0j | 0 | 0 | 0+0j | 0 | 0 | 0+0j | 0 | 0 | 0+0j | 0 | 0 | 0+0j | 24660 | 10505.116 | 24660+10505.116j | 0 | 0 | 0+0j | 0 | 0 | 0+0j | 0 | 0 | 0 | 0 | 0 | 0 | 0 | 0 | 0 | 0 | 0 | 0 | 0 | 0 | 0 | 0 | 0 | 0 | 1 | 0 | 0 | 1 | 0 | 0 | 0 | 0 | 0 | 0 | 0 | OPEN | node_1401731_204_15277004_668 | AN | 8100203
load_220337715 |  | 0 | R | 0 | 0 | 0 | 0 | 0 | 0 | 0 | 0 | 0 | 0 | 0 | 0+0j | 0 | 0 | 0+0j | 0 | 0 | 0+0j | 0 | 0 | 0+0j | 0 | 0 | 0+0j | 0 | 0 | 0+0j | 44222.4 | 18838.664 | 44222.4+18838.664j | 0 | 0 | 0+0j | 0 | 0 | 0+0j | 0 | 0 | 0 | 0 | 0 | 0 | 0 | 0 | 0 | 0 | 0 | 0 | 0 | 0 | 0 | 0 | 0 | 0 | 1 | 0 | 0 | 1 | 0 | 0 | 0 | 0 | 0 | 0 | 0 | OPEN | node_1401647_088_15277353_746 | AN | 8100203
load_220337718 |  | 0 | R | 0 | 0 | 0 | 0 | 0 | 0 | 0 | 0 | 0 | 0 | 0 | 0+0j | 0 | 0 | 0+0j | 0 | 0 | 0+0j | 0 | 0 | 0+0j | 0 | 0 | 0+0j | 0 | 0 | 0+0j | 17344.8 | 7388.854 | 17344.8+7388.854j | 0 | 0 | 0+0j | 0 | 0 | 0+0j | 0 | 0 | 0 | 0 | 0 | 0 | 0 | 0 | 0 | 0 | 0 | 0 | 0 | 0 | 0 | 0 | 0 | 0 | 1 | 0 | 0 | 1 | 0 | 0 | 0 | 0 | 0 | 0 | 0 | OPEN | node_1401986_421_15276423_602 | AN | 8100203
load_220337719 |  | 0 | R | 0 | 0 | 0 | 0 | 0 | 0 | 0 | 0 | 0 | 0 | 0 | 0+0j | 0 | 0 | 0+0j | 0 | 0 | 0+0j | 0 | 0 | 0+0j | 0 | 0 | 0+0j | 0 | 0 | 0+0j | 37195.2 | 15845.089 | 37195.2+15845.089j | 0 | 0 | 0+0j | 0 | 0 | 0+0j | 0 | 0 | 0 | 0 | 0 | 0 | 0 | 0 | 0 | 0 | 0 | 0 | 0 | 0 | 0 | 0 | 0 | 0 | 1 | 0 | 0 | 1 | 0 | 0 | 0 | 0 | 0 | 0 | 0 | OPEN | node_1402058_67_15276144_254 | AN | 8100203
load_220337720 |  | 0 | C | 0 | 0 | 0 | 0 | 0 | 0 | 0 | 0 | 0 | 0 | 0 | 0+0j | 0 | 0 | 0+0j | 0 | 0 | 0+0j | 0 | 0 | 0+0j | 0 | 0 | 0+0j | 0 | 0 | 0+0j | 7.2 | 3.067 | 7.2+3.067j | 0 | 0 | 0+0j | 0 | 0 | 0+0j | 0 | 0 | 0 | 0 | 0 | 0 | 0 | 0 | 0 | 0 | 0 | 0 | 0 | 0 | 0 | 0 | 0 | 0 | 1 | 0 | 0 | 1 | 0 | 0 | 0 | 0 | 0 | 0 | 0 | OPEN | node_1402219_704_15275672_212 | AN | 8100203
load_220337721 |  | 0 | R | 0 | 0 | 0 | 0 | 0 | 0 | 0 | 0 | 0 | 0 | 0 | 0+0j | 0 | 0 | 0+0j | 0 | 0 | 0+0j | 0 | 0 | 0+0j | 0 | 0 | 0+0j | 0 | 0 | 0+0j | 49665.6 | 21157.457 | 49665.6+21157.457j | 0 | 0 | 0+0j | 0 | 0 | 0+0j | 0 | 0 | 0 | 0 | 0 | 0 | 0 | 0 | 0 | 0 | 0 | 0 | 0 | 0 | 0 | 0 | 0 | 0 | 1 | 0 | 0 | 1 | 0 | 0 | 0 | 0 | 0 | 0 | 0 | OPEN | node_1402287_033_15275258_108 | AN | 8100203
load_220337722 |  | 0 | C | 0 | 0 | 0 | 0 | 0 | 0 | 0 | 0 | 0 | 0 | 0 | 0+0j | 0 | 0 | 0+0j | 0 | 0 | 0+0j | 0 | 0 | 0+0j | 0 | 0 | 0+0j | 0 | 0 | 0+0j | 1670.4 | 711.587 | 1670.4+711.587j | 0 | 0 | 0+0j | 0 | 0 | 0+0j | 0 | 0 | 0 | 0 | 0 | 0 | 0 | 0 | 0 | 0 | 0 | 0 | 0 | 0 | 0 | 0 | 0 | 0 | 1 | 0 | 0 | 1 | 0 | 0 | 0 | 0 | 0 | 0 | 0 | OPEN | node_1402350_023_15274854_624 | AN | 8100203
load_220337723 |  | 0 | R | 0 | 0 | 0 | 0 | 0 | 0 | 0 | 0 | 0 | 0 | 0 | 0+0j | 0 | 0 | 0+0j | 0 | 0 | 0+0j | 0 | 0 | 0+0j | 0 | 0 | 0+0j | 0 | 0 | 0+0j | 60724.8 | 25868.656 | 60724.8+25868.656j | 0 | 0 | 0+0j | 0 | 0 | 0+0j | 0 | 0 | 0 | 0 | 0 | 0 | 0 | 0 | 0 | 0 | 0 | 0 | 0 | 0 | 0 | 0 | 0 | 0 | 1 | 0 | 0 | 1 | 0 | 0 | 0 | 0 | 0 | 0 | 0 | OPEN | node_1402345_763_15274481_353 | AN | 8100203
load_220337725 |  | 0 | R | 0 | 0 | 0 | 0 | 0 | 0 | 0 | 0 | 0 | 0 | 0 | 0+0j | 0 | 0 | 0+0j | 0 | 0 | 0+0j | 0 | 0 | 0+0j | 0 | 0 | 0+0j | 0 | 0 | 0+0j | 24660 | 10505.116 | 24660+10505.116j | 0 | 0 | 0+0j | 0 | 0 | 0+0j | 0 | 0 | 0 | 0 | 0 | 0 | 0 | 0 | 0 | 0 | 0 | 0 | 0 | 0 | 0 | 0 | 0 | 0 | 1 | 0 | 0 | 1 | 0 | 0 | 0 | 0 | 0 | 0 | 0 | OPEN | node_1402390_638_15273279_12 | AN | 8100203
load_220337726 |  | 0 | R | 0 | 0 | 0 | 0 | 0 | 0 | 0 | 0 | 0 | 0 | 0 | 0+0j | 0 | 0 | 0+0j | 0 | 0 | 0+0j | 0 | 0 | 0+0j | 0 | 0 | 0+0j | 0 | 0 | 0+0j | 6976.8 | 2972.104 | 6976.8+2972.104j | 0 | 0 | 0+0j | 0 | 0 | 0+0j | 0 | 0 | 0 | 0 | 0 | 0 | 0 | 0 | 0 | 0 | 0 | 0 | 0 | 0 | 0 | 0 | 0 | 0 | 1 | 0 | 0 | 1 | 0 | 0 | 0 | 0 | 0 | 0 | 0 | OPEN | node_1402523_022_15272725_09 | AN | 8100203
load_220337727 |  | 0 | R | 0 | 0 | 0 | 0 | 0 | 0 | 0 | 0 | 0 | 0 | 0 | 0+0j | 0 | 0 | 0+0j | 0 | 0 | 0+0j | 0 | 0 | 0+0j | 0 | 0 | 0+0j | 0 | 0 | 0+0j | 7380 | 3143.867 | 7380+3143.867j | 0 | 0 | 0+0j | 0 | 0 | 0+0j | 0 | 0 | 0 | 0 | 0 | 0 | 0 | 0 | 0 | 0 | 0 | 0 | 0 | 0 | 0 | 0 | 0 | 0 | 1 | 0 | 0 | 1 | 0 | 0 | 0 | 0 | 0 | 0 | 0 | OPEN | node_1402215_933_15272713_18 | AN | 8100203
load_220337728 |  | 0 | R | 0 | 0 | 0 | 0 | 0 | 0 | 0 | 0 | 0 | 0 | 0 | 0+0j | 0 | 0 | 0+0j | 0 | 0 | 0+0j | 0 | 0 | 0+0j | 0 | 0 | 0+0j | 0 | 0 | 0+0j | 14457.6 | 6158.912 | 14457.6+6158.912j | 0 | 0 | 0+0j | 0 | 0 | 0+0j | 0 | 0 | 0 | 0 | 0 | 0 | 0 | 0 | 0 | 0 | 0 | 0 | 0 | 0 | 0 | 0 | 0 | 0 | 1 | 0 | 0 | 1 | 0 | 0 | 0 | 0 | 0 | 0 | 0 | OPEN | node_1402135_554_15272346_964 | AN | 8100203
load_220337729 |  | 0 | R | 0 | 0 | 0 | 0 | 0 | 0 | 0 | 0 | 0 | 0 | 0 | 0+0j | 0 | 0 | 0+0j | 0 | 0 | 0+0j | 0 | 0 | 0+0j | 0 | 0 | 0+0j | 0 | 0 | 0+0j | 12398.4 | 5281.696 | 12398.4+5281.696j | 0 | 0 | 0+0j | 0 | 0 | 0+0j | 0 | 0 | 0 | 0 | 0 | 0 | 0 | 0 | 0 | 0 | 0 | 0 | 0 | 0 | 0 | 0 | 0 | 0 | 1 | 0 | 0 | 1 | 0 | 0 | 0 | 0 | 0 | 0 | 0 | OPEN | node_1402532_334_15272505_622 | AN | 8100203
load_220337730 |  | 0 | R | 0 | 0 | 0 | 0 | 0 | 0 | 0 | 0 | 0 | 0 | 0 | 0+0j | 0 | 0 | 0+0j | 0 | 0 | 0+0j | 0 | 0 | 0+0j | 0 | 0 | 0+0j | 0 | 0 | 0+0j | 28058.4 | 11952.828 | 28058.4+11952.828j | 0 | 0 | 0+0j | 0 | 0 | 0+0j | 0 | 0 | 0 | 0 | 0 | 0 | 0 | 0 | 0 | 0 | 0 | 0 | 0 | 0 | 0 | 0 | 0 | 0 | 1 | 0 | 0 | 1 | 0 | 0 | 0 | 0 | 0 | 0 | 0 | OPEN | node_1402587_716_15272323_066 | AN | 8100203
load_220337731 |  | 0 | R | 0 | 0 | 0 | 0 | 0 | 0 | 0 | 0 | 0 | 0 | 0 | 0+0j | 0 | 0 | 0+0j | 0 | 0 | 0+0j | 0 | 0 | 0+0j | 0 | 0 | 0+0j | 0 | 0 | 0+0j | 19756.8 | 8416.362 | 19756.8+8416.362j | 0 | 0 | 0+0j | 0 | 0 | 0+0j | 0 | 0 | 0 | 0 | 0 | 0 | 0 | 0 | 0 | 0 | 0 | 0 | 0 | 0 | 0 | 0 | 0 | 0 | 1 | 0 | 0 | 1 | 0 | 0 | 0 | 0 | 0 | 0 | 0 | OPEN | node_1402597_572_15272070_987 | AN | 8100203
load_220337780 |  | 0 | R | 0 | 0 | 0 | 0 | 0 | 0 | 0 | 0 | 0 | 0 | 0 | 0+0j | 0 | 0 | 0+0j | 0 | 0 | 0+0j | 0 | 0 | 0+0j | 0 | 0 | 0+0j | 0 | 0 | 0+0j | 3456 | 1472.25 | 3456+1472.25j | 0 | 0 | 0+0j | 0 | 0 | 0+0j | 0 | 0 | 0 | 0 | 0 | 0 | 0 | 0 | 0 | 0 | 0 | 0 | 0 | 0 | 0 | 0 | 0 | 0 | 1 | 0 | 0 | 1 | 0 | 0 | 0 | 0 | 0 | 0 | 0 | OPEN | node_1407093_312_15273820_099 | AN | 8100203
load_220337781 |  | 0 | R | 0 | 0 | 0 | 0 | 0 | 0 | 0 | 0 | 0 | 0 | 0 | 0+0j | 0 | 0 | 0+0j | 0 | 0 | 0+0j | 0 | 0 | 0+0j | 0 | 0 | 0+0j | 0 | 0 | 0+0j | 21564 | 9186.226 | 21564+9186.226j | 0 | 0 | 0+0j | 0 | 0 | 0+0j | 0 | 0 | 0 | 0 | 0 | 0 | 0 | 0 | 0 | 0 | 0 | 0 | 0 | 0 | 0 | 0 | 0 | 0 | 1 | 0 | 0 | 1 | 0 | 0 | 0 | 0 | 0 | 0 | 0 | OPEN | node_1407550_417_15274628_996 | AN | 8100203
load_220337951 |  | 0 | R | 0 | 0 | 0 | 0 | 0 | 0 | 0 | 0 | 0 | 0 | 0 | 0+0j | 0 | 0 | 0+0j | 0 | 0 | 0+0j | 0 | 0 | 0+0j | 0 | 0 | 0+0j | 0 | 0 | 0+0j | 5508 | 2346.398 | 5508+2346.398j | 0 | 0 | 0+0j | 0 | 0 | 0+0j | 0 | 0 | 0 | 0 | 0 | 0 | 0 | 0 | 0 | 0 | 0 | 0 | 0 | 0 | 0 | 0 | 0 | 0 | 1 | 0 | 0 | 1 | 0 | 0 | 0 | 0 | 0 | 0 | 0 | OPEN | node_1405247_776_15275371_731 | AN | 8100203
load_220337952 |  | 0 | R | 0 | 0 | 0 | 0 | 0 | 0 | 0 | 0 | 0 | 0 | 0 | 0+0j | 0 | 0 | 0+0j | 0 | 0 | 0+0j | 0 | 0 | 0+0j | 0 | 0 | 0+0j | 0 | 0 | 0+0j | 16452 | 7008.523 | 16452+7008.523j | 0 | 0 | 0+0j | 0 | 0 | 0+0j | 0 | 0 | 0 | 0 | 0 | 0 | 0 | 0 | 0 | 0 | 0 | 0 | 0 | 0 | 0 | 0 | 0 | 0 | 1 | 0 | 0 | 1 | 0 | 0 | 0 | 0 | 0 | 0 | 0 | OPEN | node_1405178_602_15275988_854 | AN | 8100203
load_220337953 |  | 0 | R | 0 | 0 | 0 | 0 | 0 | 0 | 0 | 0 | 0 | 0 | 0 | 0+0j | 0 | 0 | 0+0j | 0 | 0 | 0+0j | 0 | 0 | 0+0j | 0 | 0 | 0+0j | 0 | 0 | 0+0j | 4716 | 2009.008 | 4716+2009.008j | 0 | 0 | 0+0j | 0 | 0 | 0+0j | 0 | 0 | 0 | 0 | 0 | 0 | 0 | 0 | 0 | 0 | 0 | 0 | 0 | 0 | 0 | 0 | 0 | 0 | 1 | 0 | 0 | 1 | 0 | 0 | 0 | 0 | 0 | 0 | 0 | OPEN | node_1405406_537_15275292_415 | AN | 8100203
load_220337954 |  | 0 | R | 0 | 0 | 0 | 0 | 0 | 0 | 0 | 0 | 0 | 0 | 0 | 0+0j | 0 | 0 | 0+0j | 0 | 0 | 0+0j | 0 | 0 | 0+0j | 0 | 0 | 0+0j | 0 | 0 | 0+0j | 15732 | 6701.804 | 15732+6701.804j | 0 | 0 | 0+0j | 0 | 0 | 0+0j | 0 | 0 | 0 | 0 | 0 | 0 | 0 | 0 | 0 | 0 | 0 | 0 | 0 | 0 | 0 | 0 | 0 | 0 | 1 | 0 | 0 | 1 | 0 | 0 | 0 | 0 | 0 | 0 | 0 | OPEN | node_1405585_083_15275860_078 | AN | 8100203
load_220337955 |  | 0 | R | 0 | 0 | 0 | 0 | 0 | 0 | 0 | 0 | 0 | 0 | 0 | 0+0j | 0 | 0 | 0+0j | 0 | 0 | 0+0j | 0 | 0 | 0+0j | 0 | 0 | 0+0j | 0 | 0 | 0+0j | 1044 | 444.742 | 1044+444.742j | 0 | 0 | 0+0j | 0 | 0 | 0+0j | 0 | 0 | 0 | 0 | 0 | 0 | 0 | 0 | 0 | 0 | 0 | 0 | 0 | 0 | 0 | 0 | 0 | 0 | 1 | 0 | 0 | 1 | 0 | 0 | 0 | 0 | 0 | 0 | 0 | OPEN | node_1405959_159_15275446_934 | AN | 8100203
load_220337956 |  | 0 | R | 0 | 0 | 0 | 0 | 0 | 0 | 0 | 0 | 0 | 0 | 0 | 0+0j | 0 | 0 | 0+0j | 0 | 0 | 0+0j | 0 | 0 | 0+0j | 0 | 0 | 0+0j | 0 | 0 | 0+0j | 19821.6 | 8443.966 | 19821.6+8443.966j | 0 | 0 | 0+0j | 0 | 0 | 0+0j | 0 | 0 | 0 | 0 | 0 | 0 | 0 | 0 | 0 | 0 | 0 | 0 | 0 | 0 | 0 | 0 | 0 | 0 | 1 | 0 | 0 | 1 | 0 | 0 | 0 | 0 | 0 | 0 | 0 | OPEN | node_1406170_052_15275843_77 | AN | 8100203
load_220337957 |  | 0 | C | 0 | 0 | 0 | 0 | 0 | 0 | 0 | 0 | 0 | 0 | 0 | 0+0j | 0 | 0 | 0+0j | 0 | 0 | 0+0j | 0 | 0 | 0+0j | 0 | 0 | 0+0j | 0 | 0 | 0+0j | 1000 | 425.998 | 1000+425.998j | 0 | 0 | 0+0j | 0 | 0 | 0+0j | 0 | 0 | 0 | 0 | 0 | 0 | 0 | 0 | 0 | 0 | 0 | 0 | 0 | 0 | 0 | 0 | 0 | 0 | 1 | 0 | 0 | 1 | 0 | 0 | 0 | 0 | 0 | 0 | 0 | OPEN | node_1406420_583_15275313_971 | AN | 8100203
load_220337958 |  | 0 | R | 0 | 0 | 0 | 0 | 0 | 0 | 0 | 0 | 0 | 0 | 0 | 0+0j | 0 | 0 | 0+0j | 0 | 0 | 0+0j | 0 | 0 | 0+0j | 0 | 0 | 0+0j | 0 | 0 | 0+0j | 20239.2 | 8621.863 | 20239.2+8621.863j | 0 | 0 | 0+0j | 0 | 0 | 0+0j | 0 | 0 | 0 | 0 | 0 | 0 | 0 | 0 | 0 | 0 | 0 | 0 | 0 | 0 | 0 | 0 | 0 | 0 | 1 | 0 | 0 | 1 | 0 | 0 | 0 | 0 | 0 | 0 | 0 | OPEN | node_1406530_434_15275607_584 | AN | 8100203
load_220337960 |  | 0 | R | 0 | 0 | 0 | 0 | 0 | 0 | 0 | 0 | 0 | 0 | 0 | 0+0j | 0 | 0 | 0+0j | 0 | 0 | 0+0j | 0 | 0 | 0+0j | 0 | 0 | 0+0j | 0 | 0 | 0+0j | 8114.4 | 3456.72 | 8114.4+3456.72j | 0 | 0 | 0+0j | 0 | 0 | 0+0j | 0 | 0 | 0 | 0 | 0 | 0 | 0 | 0 | 0 | 0 | 0 | 0 | 0 | 0 | 0 | 0 | 0 | 0 | 1 | 0 | 0 | 1 | 0 | 0 | 0 | 0 | 0 | 0 | 0 | OPEN | node_1403387_87_15275212_992 | AN | 8100203
load_220337961 |  | 0 | R | 0 | 0 | 0 | 0 | 0 | 0 | 0 | 0 | 0 | 0 | 0 | 0+0j | 0 | 0 | 0+0j | 0 | 0 | 0+0j | 0 | 0 | 0+0j | 0 | 0 | 0+0j | 0 | 0 | 0+0j | 10598.4 | 4514.899 | 10598.4+4514.899j | 0 | 0 | 0+0j | 0 | 0 | 0+0j | 0 | 0 | 0 | 0 | 0 | 0 | 0 | 0 | 0 | 0 | 0 | 0 | 0 | 0 | 0 | 0 | 0 | 0 | 1 | 0 | 0 | 1 | 0 | 0 | 0 | 0 | 0 | 0 | 0 | OPEN | node_1404144_148_15275865_601 | AN | 8100203
load_220337962 |  | 0 | R | 0 | 0 | 0 | 0 | 0 | 0 | 0 | 0 | 0 | 0 | 0 | 0+0j | 0 | 0 | 0+0j | 0 | 0 | 0+0j | 0 | 0 | 0+0j | 0 | 0 | 0+0j | 0 | 0 | 0+0j | 6645.6 | 2831.014 | 6645.6+2831.014j | 0 | 0 | 0+0j | 0 | 0 | 0+0j | 0 | 0 | 0 | 0 | 0 | 0 | 0 | 0 | 0 | 0 | 0 | 0 | 0 | 0 | 0 | 0 | 0 | 0 | 1 | 0 | 0 | 1 | 0 | 0 | 0 | 0 | 0 | 0 | 0 | OPEN | node_1404383_879_15275270_757 | AN | 8100203
load_220337963 |  | 0 | C | 0 | 0 | 0 | 0 | 0 | 0 | 0 | 0 | 0 | 0 | 0 | 0+0j | 0 | 0 | 0+0j | 0 | 0 | 0+0j | 0 | 0 | 0+0j | 0 | 0 | 0+0j | 0 | 0 | 0+0j | 2764.8 | 1177.8 | 2764.8+1177.8j | 0 | 0 | 0+0j | 0 | 0 | 0+0j | 0 | 0 | 0 | 0 | 0 | 0 | 0 | 0 | 0 | 0 | 0 | 0 | 0 | 0 | 0 | 0 | 0 | 0 | 1 | 0 | 0 | 1 | 0 | 0 | 0 | 0 | 0 | 0 | 0 | OPEN | node_1404797_459_15275302_399 | AN | 8100203
load_220337981 |  | 0 | R | 0 | 0 | 0 | 0 | 0 | 0 | 0 | 0 | 0 | 0 | 0 | 0+0j | 0 | 0 | 0+0j | 0 | 0 | 0+0j | 0 | 0 | 0+0j | 0 | 0 | 0+0j | 0 | 0 | 0+0j | 13586.4 | 5787.782 | 13586.4+5787.782j | 0 | 0 | 0+0j | 0 | 0 | 0+0j | 0 | 0 | 0 | 0 | 0 | 0 | 0 | 0 | 0 | 0 | 0 | 0 | 0 | 0 | 0 | 0 | 0 | 0 | 1 | 0 | 0 | 1 | 0 | 0 | 0 | 0 | 0 | 0 | 0 | OPEN | node_1402568_441_15275128_104 | AN | 8100203
load_220337982 |  | 0 | R | 0 | 0 | 0 | 0 | 0 | 0 | 0 | 0 | 0 | 0 | 0 | 0+0j | 0 | 0 | 0+0j | 0 | 0 | 0+0j | 0 | 0 | 0+0j | 0 | 0 | 0+0j | 0 | 0 | 0+0j | 6242.4 | 2659.251 | 6242.4+2659.251j | 0 | 0 | 0+0j | 0 | 0 | 0+0j | 0 | 0 | 0 | 0 | 0 | 0 | 0 | 0 | 0 | 0 | 0 | 0 | 0 | 0 | 0 | 0 | 0 | 0 | 1 | 0 | 0 | 1 | 0 | 0 | 0 | 0 | 0 | 0 | 0 | OPEN | node_1402841_983_15275158_191 | AN | 8100203
load_220337983 |  | 0 | R | 0 | 0 | 0 | 0 | 0 | 0 | 0 | 0 | 0 | 0 | 0 | 0+0j | 0 | 0 | 0+0j | 0 | 0 | 0+0j | 0 | 0 | 0+0j | 0 | 0 | 0+0j | 0 | 0 | 0+0j | 3420 | 1456.914 | 3420+1456.914j | 0 | 0 | 0+0j | 0 | 0 | 0+0j | 0 | 0 | 0 | 0 | 0 | 0 | 0 | 0 | 0 | 0 | 0 | 0 | 0 | 0 | 0 | 0 | 0 | 0 | 1 | 0 | 0 | 1 | 0 | 0 | 0 | 0 | 0 | 0 | 0 | OPEN | node_1403112_092_15275111_818 | AN | 8100203
load_220337998 |  | 0 | R | 0 | 0 | 0 | 0 | 0 | 0 | 0 | 0 | 0 | 0 | 0 | 0+0j | 0 | 0 | 0+0j | 0 | 0 | 0+0j | 0 | 0 | 0+0j | 0 | 0 | 0+0j | 0 | 0 | 0+0j | 23961.6 | 10207.599 | 23961.6+10207.599j | 0 | 0 | 0+0j | 0 | 0 | 0+0j | 0 | 0 | 0 | 0 | 0 | 0 | 0 | 0 | 0 | 0 | 0 | 0 | 0 | 0 | 0 | 0 | 0 | 0 | 1 | 0 | 0 | 1 | 0 | 0 | 0 | 0 | 0 | 0 | 0 | OPEN | node_1407233_616_15285573_161 | AN | 8100203
load_220337999 |  | 0 | R | 0 | 0 | 0 | 0 | 0 | 0 | 0 | 0 | 0 | 0 | 0 | 0+0j | 0 | 0 | 0+0j | 0 | 0 | 0+0j | 0 | 0 | 0+0j | 0 | 0 | 0+0j | 0 | 0 | 0+0j | 28836 | 12284.085 | 28836+12284.085j | 0 | 0 | 0+0j | 0 | 0 | 0+0j | 0 | 0 | 0 | 0 | 0 | 0 | 0 | 0 | 0 | 0 | 0 | 0 | 0 | 0 | 0 | 0 | 0 | 0 | 1 | 0 | 0 | 1 | 0 | 0 | 0 | 0 | 0 | 0 | 0 | OPEN | node_1407613_203_15285517_907 | AN | 8100203
load_220338003 |  | 0 | C | 0 | 0 | 0 | 0 | 0 | 0 | 0 | 0 | 0 | 0 | 0 | 0+0j | 0 | 0 | 0+0j | 0 | 0 | 0+0j | 0 | 0 | 0+0j | 0 | 0 | 0+0j | 0 | 0 | 0+0j | 2239.2 | 953.895 | 2239.2+953.895j | 0 | 0 | 0+0j | 0 | 0 | 0+0j | 0 | 0 | 0 | 0 | 0 | 0 | 0 | 0 | 0 | 0 | 0 | 0 | 0 | 0 | 0 | 0 | 0 | 0 | 1 | 0 | 0 | 1 | 0 | 0 | 0 | 0 | 0 | 0 | 0 | OPEN | node_1405812_421_15276626_559 | AN | 8100203
load_220338004 |  | 0 | R | 0 | 0 | 0 | 0 | 0 | 0 | 0 | 0 | 0 | 0 | 0 | 0+0j | 0 | 0 | 0+0j | 0 | 0 | 0+0j | 0 | 0 | 0+0j | 0 | 0 | 0+0j | 0 | 0 | 0+0j | 84441.6 | 35971.971 | 84441.6+35971.971j | 0 | 0 | 0+0j | 0 | 0 | 0+0j | 0 | 0 | 0 | 0 | 0 | 0 | 0 | 0 | 0 | 0 | 0 | 0 | 0 | 0 | 0 | 0 | 0 | 0 | 1 | 0 | 0 | 1 | 0 | 0 | 0 | 0 | 0 | 0 | 0 | OPEN | node_1407546_56_15275085_479 | AN | 8100203
load_220338005 |  | 0 | R | 0 | 0 | 0 | 0 | 0 | 0 | 0 | 0 | 0 | 0 | 0 | 0+0j | 0 | 0 | 0+0j | 0 | 0 | 0+0j | 0 | 0 | 0+0j | 0 | 0 | 0+0j | 0 | 0 | 0+0j | 12348 | 5260.226 | 12348+5260.226j | 0 | 0 | 0+0j | 0 | 0 | 0+0j | 0 | 0 | 0 | 0 | 0 | 0 | 0 | 0 | 0 | 0 | 0 | 0 | 0 | 0 | 0 | 0 | 0 | 0 | 1 | 0 | 0 | 1 | 0 | 0 | 0 | 0 | 0 | 0 | 0 | OPEN | node_1406323_748_15277440_952 | AN | 8100203
load_220338006 |  | 0 | R | 0 | 0 | 0 | 0 | 0 | 0 | 0 | 0 | 0 | 0 | 0 | 0+0j | 0 | 0 | 0+0j | 0 | 0 | 0+0j | 0 | 0 | 0+0j | 0 | 0 | 0+0j | 0 | 0 | 0+0j | 3643.2 | 1551.997 | 3643.2+1551.997j | 0 | 0 | 0+0j | 0 | 0 | 0+0j | 0 | 0 | 0 | 0 | 0 | 0 | 0 | 0 | 0 | 0 | 0 | 0 | 0 | 0 | 0 | 0 | 0 | 0 | 1 | 0 | 0 | 1 | 0 | 0 | 0 | 0 | 0 | 0 | 0 | OPEN | node_1406229_037_15277659_203 | AN | 8100203
load_220338008 |  | 0 | R | 0 | 0 | 0 | 0 | 0 | 0 | 0 | 0 | 0 | 0 | 0 | 0+0j | 0 | 0 | 0+0j | 0 | 0 | 0+0j | 0 | 0 | 0+0j | 0 | 0 | 0+0j | 0 | 0 | 0+0j | 19267.2 | 8207.793 | 19267.2+8207.793j | 0 | 0 | 0+0j | 0 | 0 | 0+0j | 0 | 0 | 0 | 0 | 0 | 0 | 0 | 0 | 0 | 0 | 0 | 0 | 0 | 0 | 0 | 0 | 0 | 0 | 1 | 0 | 0 | 1 | 0 | 0 | 0 | 0 | 0 | 0 | 0 | OPEN | node_1406599_805_15278051_183 | AN | 8100203
load_220338009 |  | 0 | R | 0 | 0 | 0 | 0 | 0 | 0 | 0 | 0 | 0 | 0 | 0 | 0+0j | 0 | 0 | 0+0j | 0 | 0 | 0+0j | 0 | 0 | 0+0j | 0 | 0 | 0+0j | 0 | 0 | 0+0j | 8935.2 | 3806.379 | 8935.2+3806.379j | 0 | 0 | 0+0j | 0 | 0 | 0+0j | 0 | 0 | 0 | 0 | 0 | 0 | 0 | 0 | 0 | 0 | 0 | 0 | 0 | 0 | 0 | 0 | 0 | 0 | 1 | 0 | 0 | 1 | 0 | 0 | 0 | 0 | 0 | 0 | 0 | OPEN | node_1406003_341_15278114_895 | AN | 8100203
load_220338010 |  | 0 | C | 0 | 0 | 0 | 0 | 0 | 0 | 0 | 0 | 0 | 0 | 0 | 0+0j | 0 | 0 | 0+0j | 0 | 0 | 0+0j | 0 | 0 | 0+0j | 0 | 0 | 0+0j | 0 | 0 | 0+0j | 14.4 | 6.134 | 14.4+6.134j | 0 | 0 | 0+0j | 0 | 0 | 0+0j | 0 | 0 | 0 | 0 | 0 | 0 | 0 | 0 | 0 | 0 | 0 | 0 | 0 | 0 | 0 | 0 | 0 | 0 | 1 | 0 | 0 | 1 | 0 | 0 | 0 | 0 | 0 | 0 | 0 | OPEN | node_1405715_299_15278288_575 | AN | 8100203
load_220338011 |  | 0 | R | 0 | 0 | 0 | 0 | 0 | 0 | 0 | 0 | 0 | 0 | 0 | 0+0j | 0 | 0 | 0+0j | 0 | 0 | 0+0j | 0 | 0 | 0+0j | 0 | 0 | 0+0j | 0 | 0 | 0+0j | 5932.8 | 2527.362 | 5932.8+2527.362j | 0 | 0 | 0+0j | 0 | 0 | 0+0j | 0 | 0 | 0 | 0 | 0 | 0 | 0 | 0 | 0 | 0 | 0 | 0 | 0 | 0 | 0 | 0 | 0 | 0 | 1 | 0 | 0 | 1 | 0 | 0 | 0 | 0 | 0 | 0 | 0 | OPEN | node_1405010_925_15278426_647 | AN | 8100203
load_220338012 |  | 0 | R | 0 | 0 | 0 | 0 | 0 | 0 | 0 | 0 | 0 | 0 | 0 | 0+0j | 0 | 0 | 0+0j | 0 | 0 | 0+0j | 0 | 0 | 0+0j | 0 | 0 | 0+0j | 0 | 0 | 0+0j | 13989.6 | 5959.545 | 13989.6+5959.545j | 0 | 0 | 0+0j | 0 | 0 | 0+0j | 0 | 0 | 0 | 0 | 0 | 0 | 0 | 0 | 0 | 0 | 0 | 0 | 0 | 0 | 0 | 0 | 0 | 0 | 1 | 0 | 0 | 1 | 0 | 0 | 0 | 0 | 0 | 0 | 0 | OPEN | node_1407236_798_15275783_794 | AN | 8100203
load_220338013 |  | 0 | R | 0 | 0 | 0 | 0 | 0 | 0 | 0 | 0 | 0 | 0 | 0 | 0+0j | 0 | 0 | 0+0j | 0 | 0 | 0+0j | 0 | 0 | 0+0j | 0 | 0 | 0+0j | 0 | 0 | 0+0j | 27568.8 | 11744.26 | 27568.8+11744.26j | 0 | 0 | 0+0j | 0 | 0 | 0+0j | 0 | 0 | 0 | 0 | 0 | 0 | 0 | 0 | 0 | 0 | 0 | 0 | 0 | 0 | 0 | 0 | 0 | 0 | 1 | 0 | 0 | 1 | 0 | 0 | 0 | 0 | 0 | 0 | 0 | OPEN | node_1406814_966_15276556_498 | AN | 8100203
load_220338014 |  | 0 | R | 0 | 0 | 0 | 0 | 0 | 0 | 0 | 0 | 0 | 0 | 0 | 0+0j | 0 | 0 | 0+0j | 0 | 0 | 0+0j | 0 | 0 | 0+0j | 0 | 0 | 0+0j | 0 | 0 | 0+0j | 6494.4 | 2766.603 | 6494.4+2766.603j | 0 | 0 | 0+0j | 0 | 0 | 0+0j | 0 | 0 | 0 | 0 | 0 | 0 | 0 | 0 | 0 | 0 | 0 | 0 | 0 | 0 | 0 | 0 | 0 | 0 | 1 | 0 | 0 | 1 | 0 | 0 | 0 | 0 | 0 | 0 | 0 | OPEN | node_1406284_75_15277281_994 | AN | 8100203
load_220338015 |  | 0 | R | 0 | 0 | 0 | 0 | 0 | 0 | 0 | 0 | 0 | 0 | 0 | 0+0j | 0 | 0 | 0+0j | 0 | 0 | 0+0j | 0 | 0 | 0+0j | 0 | 0 | 0+0j | 0 | 0 | 0+0j | 6069.6 | 2585.639 | 6069.6+2585.639j | 0 | 0 | 0+0j | 0 | 0 | 0+0j | 0 | 0 | 0 | 0 | 0 | 0 | 0 | 0 | 0 | 0 | 0 | 0 | 0 | 0 | 0 | 0 | 0 | 0 | 1 | 0 | 0 | 1 | 0 | 0 | 0 | 0 | 0 | 0 | 0 | OPEN | node_1404353_962_15271798_369 | AN | 8100203
load_220338016 |  | 0 | R | 0 | 0 | 0 | 0 | 0 | 0 | 0 | 0 | 0 | 0 | 0 | 0+0j | 0 | 0 | 0+0j | 0 | 0 | 0+0j | 0 | 0 | 0+0j | 0 | 0 | 0+0j | 0 | 0 | 0+0j | 5198.4 | 2214.509 | 5198.4+2214.509j | 0 | 0 | 0+0j | 0 | 0 | 0+0j | 0 | 0 | 0 | 0 | 0 | 0 | 0 | 0 | 0 | 0 | 0 | 0 | 0 | 0 | 0 | 0 | 0 | 0 | 1 | 0 | 0 | 1 | 0 | 0 | 0 | 0 | 0 | 0 | 0 | OPEN | node_1404758_562_15271308_874 | AN | 8100203
load_220338017 |  | 0 | R | 0 | 0 | 0 | 0 | 0 | 0 | 0 | 0 | 0 | 0 | 0 | 0+0j | 0 | 0 | 0+0j | 0 | 0 | 0+0j | 0 | 0 | 0+0j | 0 | 0 | 0+0j | 0 | 0 | 0+0j | 3074.4 | 1309.689 | 3074.4+1309.689j | 0 | 0 | 0+0j | 0 | 0 | 0+0j | 0 | 0 | 0 | 0 | 0 | 0 | 0 | 0 | 0 | 0 | 0 | 0 | 0 | 0 | 0 | 0 | 0 | 0 | 1 | 0 | 0 | 1 | 0 | 0 | 0 | 0 | 0 | 0 | 0 | OPEN | node_1404913_134_15270998_228 | AN | 8100203
load_220338018 |  | 0 | C | 0 | 0 | 0 | 0 | 0 | 0 | 0 | 0 | 0 | 0 | 0 | 0+0j | 0 | 0 | 0+0j | 0 | 0 | 0+0j | 0 | 0 | 0+0j | 0 | 0 | 0+0j | 0 | 0 | 0+0j | 18000 | 7667.968 | 18000+7667.968j | 0 | 0 | 0+0j | 0 | 0 | 0+0j | 0 | 0 | 0 | 0 | 0 | 0 | 0 | 0 | 0 | 0 | 0 | 0 | 0 | 0 | 0 | 0 | 0 | 0 | 1 | 0 | 0 | 1 | 0 | 0 | 0 | 0 | 0 | 0 | 0 | OPEN | node_1406006_203_15270279_115 | AN | 8100203
load_220338021 |  | 0 | R | 0 | 0 | 0 | 0 | 0 | 0 | 0 | 0 | 0 | 0 | 0 | 0+0j | 0 | 0 | 0+0j | 0 | 0 | 0+0j | 0 | 0 | 0+0j | 0 | 0 | 0+0j | 0 | 0 | 0+0j | 3938.4 | 1677.751 | 3938.4+1677.751j | 0 | 0 | 0+0j | 0 | 0 | 0+0j | 0 | 0 | 0 | 0 | 0 | 0 | 0 | 0 | 0 | 0 | 0 | 0 | 0 | 0 | 0 | 0 | 0 | 0 | 1 | 0 | 0 | 1 | 0 | 0 | 0 | 0 | 0 | 0 | 0 | OPEN | node_1403104_617_15272744_014 | AN | 8100203
load_220338022 |  | 0 | R | 0 | 0 | 0 | 0 | 0 | 0 | 0 | 0 | 0 | 0 | 0 | 0+0j | 0 | 0 | 0+0j | 0 | 0 | 0+0j | 0 | 0 | 0+0j | 0 | 0 | 0+0j | 0 | 0 | 0+0j | 14407.2 | 6137.441 | 14407.2+6137.441j | 0 | 0 | 0+0j | 0 | 0 | 0+0j | 0 | 0 | 0 | 0 | 0 | 0 | 0 | 0 | 0 | 0 | 0 | 0 | 0 | 0 | 0 | 0 | 0 | 0 | 1 | 0 | 0 | 1 | 0 | 0 | 0 | 0 | 0 | 0 | 0 | OPEN | node_1404024_275_15272609_294 | AN | 8100203
load_220338158 |  | 0 | R | 0 | 0 | 0 | 0 | 0 | 0 | 0 | 0 | 0 | 0 | 0 | 0+0j | 0 | 0 | 0+0j | 0 | 0 | 0+0j | 0 | 0 | 0+0j | 0 | 0 | 0+0j | 0 | 0 | 0+0j | 12960 | 5520.937 | 12960+5520.937j | 0 | 0 | 0+0j | 0 | 0 | 0+0j | 0 | 0 | 0 | 0 | 0 | 0 | 0 | 0 | 0 | 0 | 0 | 0 | 0 | 0 | 0 | 0 | 0 | 0 | 1 | 0 | 0 | 1 | 0 | 0 | 0 | 0 | 0 | 0 | 0 | OPEN | node_1406822_893_15276971_511 | AN | 8100203
load_220338159 |  | 0 | R | 0 | 0 | 0 | 0 | 0 | 0 | 0 | 0 | 0 | 0 | 0 | 0+0j | 0 | 0 | 0+0j | 0 | 0 | 0+0j | 0 | 0 | 0+0j | 0 | 0 | 0+0j | 0 | 0 | 0+0j | 8409.6 | 3582.475 | 8409.6+3582.475j | 0 | 0 | 0+0j | 0 | 0 | 0+0j | 0 | 0 | 0 | 0 | 0 | 0 | 0 | 0 | 0 | 0 | 0 | 0 | 0 | 0 | 0 | 0 | 0 | 0 | 1 | 0 | 0 | 1 | 0 | 0 | 0 | 0 | 0 | 0 | 0 | OPEN | node_1407282_213_15277093_641 | AN | 8100203
load_220338160 |  | 0 | R | 0 | 0 | 0 | 0 | 0 | 0 | 0 | 0 | 0 | 0 | 0 | 0+0j | 0 | 0 | 0+0j | 0 | 0 | 0+0j | 0 | 0 | 0+0j | 0 | 0 | 0+0j | 0 | 0 | 0+0j | 9144 | 3895.328 | 9144+3895.328j | 0 | 0 | 0+0j | 0 | 0 | 0+0j | 0 | 0 | 0 | 0 | 0 | 0 | 0 | 0 | 0 | 0 | 0 | 0 | 0 | 0 | 0 | 0 | 0 | 0 | 1 | 0 | 0 | 1 | 0 | 0 | 0 | 0 | 0 | 0 | 0 | OPEN | node_1408025_88_15277094_326 | AN | 8100203
load_220338161 |  | 0 | R | 0 | 0 | 0 | 0 | 0 | 0 | 0 | 0 | 0 | 0 | 0 | 0+0j | 0 | 0 | 0+0j | 0 | 0 | 0+0j | 0 | 0 | 0+0j | 0 | 0 | 0+0j | 0 | 0 | 0+0j | 5680.8 | 2420.011 | 5680.8+2420.011j | 0 | 0 | 0+0j | 0 | 0 | 0+0j | 0 | 0 | 0 | 0 | 0 | 0 | 0 | 0 | 0 | 0 | 0 | 0 | 0 | 0 | 0 | 0 | 0 | 0 | 1 | 0 | 0 | 1 | 0 | 0 | 0 | 0 | 0 | 0 | 0 | OPEN | node_1408850_581_15277099_388 | AN | 8100203
load_220338162 |  | 0 | R | 0 | 0 | 0 | 0 | 0 | 0 | 0 | 0 | 0 | 0 | 0 | 0+0j | 0 | 0 | 0+0j | 0 | 0 | 0+0j | 0 | 0 | 0+0j | 0 | 0 | 0+0j | 0 | 0 | 0+0j | 17352 | 7391.921 | 17352+7391.921j | 0 | 0 | 0+0j | 0 | 0 | 0+0j | 0 | 0 | 0 | 0 | 0 | 0 | 0 | 0 | 0 | 0 | 0 | 0 | 0 | 0 | 0 | 0 | 0 | 0 | 1 | 0 | 0 | 1 | 0 | 0 | 0 | 0 | 0 | 0 | 0 | OPEN | node_1407753_906_15277391_043 | AN | 8100203
load_220338163 |  | 0 | R | 0 | 0 | 0 | 0 | 0 | 0 | 0 | 0 | 0 | 0 | 0 | 0+0j | 0 | 0 | 0+0j | 0 | 0 | 0+0j | 0 | 0 | 0+0j | 0 | 0 | 0+0j | 0 | 0 | 0+0j | 29210.4 | 12443.578 | 29210.4+12443.578j | 0 | 0 | 0+0j | 0 | 0 | 0+0j | 0 | 0 | 0 | 0 | 0 | 0 | 0 | 0 | 0 | 0 | 0 | 0 | 0 | 0 | 0 | 0 | 0 | 0 | 1 | 0 | 0 | 1 | 0 | 0 | 0 | 0 | 0 | 0 | 0 | OPEN | node_1407759_522_15277791_449 | AN | 8100203
load_220338164 |  | 0 | R | 0 | 0 | 0 | 0 | 0 | 0 | 0 | 0 | 0 | 0 | 0 | 0+0j | 0 | 0 | 0+0j | 0 | 0 | 0+0j | 0 | 0 | 0+0j | 0 | 0 | 0+0j | 0 | 0 | 0+0j | 25178.4 | 10725.953 | 25178.4+10725.953j | 0 | 0 | 0+0j | 0 | 0 | 0+0j | 0 | 0 | 0 | 0 | 0 | 0 | 0 | 0 | 0 | 0 | 0 | 0 | 0 | 0 | 0 | 0 | 0 | 0 | 1 | 0 | 0 | 1 | 0 | 0 | 0 | 0 | 0 | 0 | 0 | OPEN | node_1407875_544_15277965_898 | AN | 8100203
load_220338165 |  | 0 | R | 0 | 0 | 0 | 0 | 0 | 0 | 0 | 0 | 0 | 0 | 0 | 0+0j | 0 | 0 | 0+0j | 0 | 0 | 0+0j | 0 | 0 | 0+0j | 0 | 0 | 0+0j | 0 | 0 | 0+0j | 6235.2 | 2656.184 | 6235.2+2656.184j | 0 | 0 | 0+0j | 0 | 0 | 0+0j | 0 | 0 | 0 | 0 | 0 | 0 | 0 | 0 | 0 | 0 | 0 | 0 | 0 | 0 | 0 | 0 | 0 | 0 | 1 | 0 | 0 | 1 | 0 | 0 | 0 | 0 | 0 | 0 | 0 | OPEN | node_1407744_538_15278282_01 | AN | 8100203
load_220338166 |  | 0 | R | 0 | 0 | 0 | 0 | 0 | 0 | 0 | 0 | 0 | 0 | 0 | 0+0j | 0 | 0 | 0+0j | 0 | 0 | 0+0j | 0 | 0 | 0+0j | 0 | 0 | 0+0j | 0 | 0 | 0+0j | 14040 | 5981.015 | 14040+5981.015j | 0 | 0 | 0+0j | 0 | 0 | 0+0j | 0 | 0 | 0 | 0 | 0 | 0 | 0 | 0 | 0 | 0 | 0 | 0 | 0 | 0 | 0 | 0 | 0 | 0 | 1 | 0 | 0 | 1 | 0 | 0 | 0 | 0 | 0 | 0 | 0 | OPEN | node_1407489_99_15278406_95 | AN | 8100203
load_220338167 |  | 0 | R | 0 | 0 | 0 | 0 | 0 | 0 | 0 | 0 | 0 | 0 | 0 | 0+0j | 0 | 0 | 0+0j | 0 | 0 | 0+0j | 0 | 0 | 0+0j | 0 | 0 | 0+0j | 0 | 0 | 0+0j | 4449.6 | 1895.522 | 4449.6+1895.522j | 0 | 0 | 0+0j | 0 | 0 | 0+0j | 0 | 0 | 0 | 0 | 0 | 0 | 0 | 0 | 0 | 0 | 0 | 0 | 0 | 0 | 0 | 0 | 0 | 0 | 1 | 0 | 0 | 1 | 0 | 0 | 0 | 0 | 0 | 0 | 0 | OPEN | node_1407660_902_15278673_842 | AN | 8100203
load_220338169 |  | 0 | R | 0 | 0 | 0 | 0 | 0 | 0 | 0 | 0 | 0 | 0 | 0 | 0+0j | 0 | 0 | 0+0j | 0 | 0 | 0+0j | 0 | 0 | 0+0j | 0 | 0 | 0+0j | 0 | 0 | 0+0j | 12024 | 5122.203 | 12024+5122.203j | 0 | 0 | 0+0j | 0 | 0 | 0+0j | 0 | 0 | 0 | 0 | 0 | 0 | 0 | 0 | 0 | 0 | 0 | 0 | 0 | 0 | 0 | 0 | 0 | 0 | 1 | 0 | 0 | 1 | 0 | 0 | 0 | 0 | 0 | 0 | 0 | OPEN | node_1408913_98_15277587_644 | AN | 8100203
load_220338170 |  | 0 | R | 0 | 0 | 0 | 0 | 0 | 0 | 0 | 0 | 0 | 0 | 0 | 0+0j | 0 | 0 | 0+0j | 0 | 0 | 0+0j | 0 | 0 | 0+0j | 0 | 0 | 0+0j | 0 | 0 | 0+0j | 3960 | 1686.953 | 3960+1686.953j | 0 | 0 | 0+0j | 0 | 0 | 0+0j | 0 | 0 | 0 | 0 | 0 | 0 | 0 | 0 | 0 | 0 | 0 | 0 | 0 | 0 | 0 | 0 | 0 | 0 | 1 | 0 | 0 | 1 | 0 | 0 | 0 | 0 | 0 | 0 | 0 | OPEN | node_1408918_447_15277797_693 | AN | 8100203
load_220338171 |  | 0 | R | 0 | 0 | 0 | 0 | 0 | 0 | 0 | 0 | 0 | 0 | 0 | 0+0j | 0 | 0 | 0+0j | 0 | 0 | 0+0j | 0 | 0 | 0+0j | 0 | 0 | 0+0j | 0 | 0 | 0+0j | 8942.4 | 3809.446 | 8942.4+3809.446j | 0 | 0 | 0+0j | 0 | 0 | 0+0j | 0 | 0 | 0 | 0 | 0 | 0 | 0 | 0 | 0 | 0 | 0 | 0 | 0 | 0 | 0 | 0 | 0 | 0 | 1 | 0 | 0 | 1 | 0 | 0 | 0 | 0 | 0 | 0 | 0 | OPEN | node_1408645_583_15277717_578 | AN | 8100203
load_220338172 |  | 0 | R | 0 | 0 | 0 | 0 | 0 | 0 | 0 | 0 | 0 | 0 | 0 | 0+0j | 0 | 0 | 0+0j | 0 | 0 | 0+0j | 0 | 0 | 0+0j | 0 | 0 | 0+0j | 0 | 0 | 0+0j | 14061.6 | 5990.217 | 14061.6+5990.217j | 0 | 0 | 0+0j | 0 | 0 | 0+0j | 0 | 0 | 0 | 0 | 0 | 0 | 0 | 0 | 0 | 0 | 0 | 0 | 0 | 0 | 0 | 0 | 0 | 0 | 1 | 0 | 0 | 1 | 0 | 0 | 0 | 0 | 0 | 0 | 0 | OPEN | node_1408920_601_15278016_958 | AN | 8100203
load_220338173 |  | 0 | R | 0 | 0 | 0 | 0 | 0 | 0 | 0 | 0 | 0 | 0 | 0 | 0+0j | 0 | 0 | 0+0j | 0 | 0 | 0+0j | 0 | 0 | 0+0j | 0 | 0 | 0+0j | 0 | 0 | 0+0j | 10288.8 | 4383.01 | 10288.8+4383.01j | 0 | 0 | 0+0j | 0 | 0 | 0+0j | 0 | 0 | 0 | 0 | 0 | 0 | 0 | 0 | 0 | 0 | 0 | 0 | 0 | 0 | 0 | 0 | 0 | 0 | 1 | 0 | 0 | 1 | 0 | 0 | 0 | 0 | 0 | 0 | 0 | OPEN | node_1408847_672_15278247_461 | AN | 8100203
load_220432000 |  | 0 | R | 0 | 0 | 0 | 0 | 0 | 0 | 0 | 0 | 0 | 0 | 0 | 0+0j | 0 | 0 | 0+0j | 0 | 0 | 0+0j | 0 | 0 | 0+0j | 0 | 0 | 0+0j | 0 | 0 | 0+0j | 15350.4 | 6539.243 | 15350.4+6539.243j | 0 | 0 | 0+0j | 0 | 0 | 0+0j | 0 | 0 | 0 | 0 | 0 | 0 | 0 | 0 | 0 | 0 | 0 | 0 | 0 | 0 | 0 | 0 | 0 | 0 | 1 | 0 | 0 | 1 | 0 | 0 | 0 | 0 | 0 | 0 | 0 | OPEN | node_1401591_821_15272654_354 | AN | 8100203
load_220432272 |  | 0 | R | 0 | 0 | 0 | 0 | 0 | 0 | 0 | 0 | 0 | 0 | 0 | 0+0j | 0 | 0 | 0+0j | 0 | 0 | 0+0j | 0 | 0 | 0+0j | 0 | 0 | 0+0j | 0 | 0 | 0+0j | 25502.4 | 10863.977 | 25502.4+10863.977j | 0 | 0 | 0+0j | 0 | 0 | 0+0j | 0 | 0 | 0 | 0 | 0 | 0 | 0 | 0 | 0 | 0 | 0 | 0 | 0 | 0 | 0 | 0 | 0 | 0 | 1 | 0 | 0 | 1 | 0 | 0 | 0 | 0 | 0 | 0 | 0 | OPEN | node_1406550_435_15278446_648 | AN | 8100203
load_220440775 |  | 0 | R | 0 | 0 | 0 | 0 | 0 | 0 | 0 | 0 | 0 | 0 | 0 | 0+0j | 0 | 0 | 0+0j | 0 | 0 | 0+0j | 0 | 0 | 0+0j | 0 | 0 | 0+0j | 0 | 0 | 0+0j | 3672 | 1564.265 | 3672+1564.265j | 0 | 0 | 0+0j | 0 | 0 | 0+0j | 0 | 0 | 0 | 0 | 0 | 0 | 0 | 0 | 0 | 0 | 0 | 0 | 0 | 0 | 0 | 0 | 0 | 0 | 1 | 0 | 0 | 1 | 0 | 0 | 0 | 0 | 0 | 0 | 0 | OPEN | node_1407422_809_15278673_609 | AN | 8100203
load_220467303 |  | 0 | R | 0 | 0 | 0 | 0 | 0 | 0 | 0 | 0 | 0 | 0 | 0 | 0+0j | 0 | 0 | 0+0j | 0 | 0 | 0+0j | 0 | 0 | 0+0j | 0 | 0 | 0+0j | 0 | 0 | 0+0j | 2764.8 | 1177.8 | 2764.8+1177.8j | 0 | 0 | 0+0j | 0 | 0 | 0+0j | 0 | 0 | 0 | 0 | 0 | 0 | 0 | 0 | 0 | 0 | 0 | 0 | 0 | 0 | 0 | 0 | 0 | 0 | 1 | 0 | 0 | 1 | 0 | 0 | 0 | 0 | 0 | 0 | 0 | OPEN | node_1402486_604_15280193_959 | AN | 8100203
load_220500406 |  | 0 | R | 0 | 0 | 0 | 0 | 0 | 0 | 0 | 0 | 0 | 0 | 0 | 0+0j | 0 | 0 | 0+0j | 0 | 0 | 0+0j | 0 | 0 | 0+0j | 0 | 0 | 0+0j | 0 | 0 | 0+0j | 21816 | 9293.577 | 21816+9293.577j | 0 | 0 | 0+0j | 0 | 0 | 0+0j | 0 | 0 | 0 | 0 | 0 | 0 | 0 | 0 | 0 | 0 | 0 | 0 | 0 | 0 | 0 | 0 | 0 | 0 | 1 | 0 | 0 | 1 | 0 | 0 | 0 | 0 | 0 | 0 | 0 | OPEN | node_1401587_458_15286130_049 | AN | 8100203
load_220518753 |  | 0 | R | 0 | 0 | 0 | 0 | 0 | 0 | 0 | 0 | 0 | 0 | 0 | 0+0j | 0 | 0 | 0+0j | 0 | 0 | 0+0j | 0 | 0 | 0+0j | 0 | 0 | 0+0j | 0 | 0 | 0+0j | 3427.2 | 1459.981 | 3427.2+1459.981j | 0 | 0 | 0+0j | 0 | 0 | 0+0j | 0 | 0 | 0 | 0 | 0 | 0 | 0 | 0 | 0 | 0 | 0 | 0 | 0 | 0 | 0 | 0 | 0 | 0 | 1 | 0 | 0 | 1 | 0 | 0 | 0 | 0 | 0 | 0 | 0 | OPEN | node_1398037_865_15267564_891 | AN | 8100203
load_220520318 |  | 0 | R | 0 | 0 | 0 | 0 | 0 | 0 | 0 | 0 | 0 | 0 | 0 | 0+0j | 0 | 0 | 0+0j | 0 | 0 | 0+0j | 0 | 0 | 0+0j | 0 | 0 | 0+0j | 0 | 0 | 0+0j | 7869.6 | 3352.436 | 7869.6+3352.436j | 0 | 0 | 0+0j | 0 | 0 | 0+0j | 0 | 0 | 0 | 0 | 0 | 0 | 0 | 0 | 0 | 0 | 0 | 0 | 0 | 0 | 0 | 0 | 0 | 0 | 1 | 0 | 0 | 1 | 0 | 0 | 0 | 0 | 0 | 0 | 0 | OPEN | node_1408216_527_15277097_628 | AN | 8100203
load_220521156 |  | 0 | R | 0 | 0 | 0 | 0 | 0 | 0 | 0 | 0 | 0 | 0 | 0 | 0+0j | 0 | 0 | 0+0j | 0 | 0 | 0+0j | 0 | 0 | 0+0j | 0 | 0 | 0+0j | 0 | 0 | 0+0j | 17344.8 | 7388.854 | 17344.8+7388.854j | 0 | 0 | 0+0j | 0 | 0 | 0+0j | 0 | 0 | 0 | 0 | 0 | 0 | 0 | 0 | 0 | 0 | 0 | 0 | 0 | 0 | 0 | 0 | 0 | 0 | 1 | 0 | 0 | 1 | 0 | 0 | 0 | 0 | 0 | 0 | 0 | OPEN | node_1408284_172_15281846_602 | AN | 8100203
load_220521495 |  | 0 | R | 0 | 0 | 0 | 0 | 0 | 0 | 0 | 0 | 0 | 0 | 0 | 0+0j | 0 | 0 | 0+0j | 0 | 0 | 0+0j | 0 | 0 | 0+0j | 0 | 0 | 0+0j | 0 | 0 | 0+0j | 6667.2 | 2840.215 | 6667.2+2840.215j | 0 | 0 | 0+0j | 0 | 0 | 0+0j | 0 | 0 | 0 | 0 | 0 | 0 | 0 | 0 | 0 | 0 | 0 | 0 | 0 | 0 | 0 | 0 | 0 | 0 | 1 | 0 | 0 | 1 | 0 | 0 | 0 | 0 | 0 | 0 | 0 | OPEN | node_1406076_486_15277804_015 | AN | 8100203
load_220529826 |  | 0 | R | 0 | 0 | 0 | 0 | 0 | 0 | 0 | 0 | 0 | 0 | 0 | 0+0j | 0 | 0 | 0+0j | 0 | 0 | 0+0j | 0 | 0 | 0+0j | 0 | 0 | 0+0j | 0 | 0 | 0+0j | 14875.2 | 6336.809 | 14875.2+6336.809j | 0 | 0 | 0+0j | 0 | 0 | 0+0j | 0 | 0 | 0 | 0 | 0 | 0 | 0 | 0 | 0 | 0 | 0 | 0 | 0 | 0 | 0 | 0 | 0 | 0 | 1 | 0 | 0 | 1 | 0 | 0 | 0 | 0 | 0 | 0 | 0 | OPEN | node_1404284_669_15280604_313 | AN | 8100203
load_220529931 |  | 0 | R | 0 | 0 | 0 | 0 | 0 | 0 | 0 | 0 | 0 | 0 | 0 | 0+0j | 0 | 0 | 0+0j | 0 | 0 | 0+0j | 0 | 0 | 0+0j | 0 | 0 | 0+0j | 0 | 0 | 0+0j | 11390.4 | 4852.29 | 11390.4+4852.29j | 0 | 0 | 0+0j | 0 | 0 | 0+0j | 0 | 0 | 0 | 0 | 0 | 0 | 0 | 0 | 0 | 0 | 0 | 0 | 0 | 0 | 0 | 0 | 0 | 0 | 1 | 0 | 0 | 1 | 0 | 0 | 0 | 0 | 0 | 0 | 0 | OPEN | node_1397529_025_15275995_192 | AN | 8100203
load_220531250 |  | 0 | R | 0 | 0 | 0 | 0 | 0 | 0 | 0 | 0 | 0 | 0 | 0 | 0+0j | 0 | 0 | 0+0j | 0 | 0 | 0+0j | 0 | 0 | 0+0j | 0 | 0 | 0+0j | 0 | 0 | 0+0j | 16689.6 | 7109.74 | 16689.6+7109.74j | 0 | 0 | 0+0j | 0 | 0 | 0+0j | 0 | 0 | 0 | 0 | 0 | 0 | 0 | 0 | 0 | 0 | 0 | 0 | 0 | 0 | 0 | 0 | 0 | 0 | 1 | 0 | 0 | 1 | 0 | 0 | 0 | 0 | 0 | 0 | 0 | OPEN | node_1398844_581_15280005_606 | AN | 8100203
load_220531743 |  | 0 | R | 0 | 0 | 0 | 0 | 0 | 0 | 0 | 0 | 0 | 0 | 0 | 0+0j | 0 | 0 | 0+0j | 0 | 0 | 0+0j | 0 | 0 | 0+0j | 0 | 0 | 0+0j | 0 | 0 | 0+0j | 13248 | 5643.624 | 13248+5643.624j | 0 | 0 | 0+0j | 0 | 0 | 0+0j | 0 | 0 | 0 | 0 | 0 | 0 | 0 | 0 | 0 | 0 | 0 | 0 | 0 | 0 | 0 | 0 | 0 | 0 | 1 | 0 | 0 | 1 | 0 | 0 | 0 | 0 | 0 | 0 | 0 | OPEN | node_1400454_925_15269862_573 | AN | 8100203
load_220532530 |  | 0 | R | 0 | 0 | 0 | 0 | 0 | 0 | 0 | 0 | 0 | 0 | 0 | 0+0j | 0 | 0 | 0+0j | 0 | 0 | 0+0j | 0 | 0 | 0+0j | 0 | 0 | 0+0j | 0 | 0 | 0+0j | 2916 | 1242.211 | 2916+1242.211j | 0 | 0 | 0+0j | 0 | 0 | 0+0j | 0 | 0 | 0 | 0 | 0 | 0 | 0 | 0 | 0 | 0 | 0 | 0 | 0 | 0 | 0 | 0 | 0 | 0 | 1 | 0 | 0 | 1 | 0 | 0 | 0 | 0 | 0 | 0 | 0 | OPEN | node_1400762_541_15269280_88 | AN | 8100203
load_220534111 |  | 0 | R | 0 | 0 | 0 | 0 | 0 | 0 | 0 | 0 | 0 | 0 | 0 | 0+0j | 0 | 0 | 0+0j | 0 | 0 | 0+0j | 0 | 0 | 0+0j | 0 | 0 | 0+0j | 0 | 0 | 0+0j | 14320.8 | 6100.635 | 14320.8+6100.635j | 0 | 0 | 0+0j | 0 | 0 | 0+0j | 0 | 0 | 0 | 0 | 0 | 0 | 0 | 0 | 0 | 0 | 0 | 0 | 0 | 0 | 0 | 0 | 0 | 0 | 1 | 0 | 0 | 1 | 0 | 0 | 0 | 0 | 0 | 0 | 0 | OPEN | node_1401498_915_15287185_575 | AN | 8100203
load_220535638 |  | 0 | C | 0 | 0 | 0 | 0 | 0 | 0 | 0 | 0 | 0 | 0 | 0 | 0+0j | 0 | 0 | 0+0j | 0 | 0 | 0+0j | 0 | 0 | 0+0j | 0 | 0 | 0+0j | 0 | 0 | 0+0j | 9000 | 3833.984 | 9000+3833.984j | 0 | 0 | 0+0j | 0 | 0 | 0+0j | 0 | 0 | 0 | 0 | 0 | 0 | 0 | 0 | 0 | 0 | 0 | 0 | 0 | 0 | 0 | 0 | 0 | 0 | 1 | 0 | 0 | 1 | 0 | 0 | 0 | 0 | 0 | 0 | 0 | OPEN | node_1401921_1_15286413_431 | AN | 8100203
load_220535653 |  | 0 | R | 0 | 0 | 0 | 0 | 0 | 0 | 0 | 0 | 0 | 0 | 0 | 0+0j | 0 | 0 | 0+0j | 0 | 0 | 0+0j | 0 | 0 | 0+0j | 0 | 0 | 0+0j | 0 | 0 | 0+0j | 5565.6 | 2370.936 | 5565.6+2370.936j | 0 | 0 | 0+0j | 0 | 0 | 0+0j | 0 | 0 | 0 | 0 | 0 | 0 | 0 | 0 | 0 | 0 | 0 | 0 | 0 | 0 | 0 | 0 | 0 | 0 | 1 | 0 | 0 | 1 | 0 | 0 | 0 | 0 | 0 | 0 | 0 | OPEN | node_1406231_998_15270083_388 | AN | 8100203
load_220535659 |  | 0 | R | 0 | 0 | 0 | 0 | 0 | 0 | 0 | 0 | 0 | 0 | 0 | 0+0j | 0 | 0 | 0+0j | 0 | 0 | 0+0j | 0 | 0 | 0+0j | 0 | 0 | 0+0j | 0 | 0 | 0+0j | 5731.2 | 2441.481 | 5731.2+2441.481j | 0 | 0 | 0+0j | 0 | 0 | 0+0j | 0 | 0 | 0 | 0 | 0 | 0 | 0 | 0 | 0 | 0 | 0 | 0 | 0 | 0 | 0 | 0 | 0 | 0 | 1 | 0 | 0 | 1 | 0 | 0 | 0 | 0 | 0 | 0 | 0 | OPEN | node_1400565_314_15274559_98 | AN | 8100203
load_220540995 |  | 0 | R | 0 | 0 | 0 | 0 | 0 | 0 | 0 | 0 | 0 | 0 | 0 | 0+0j | 0 | 0 | 0+0j | 0 | 0 | 0+0j | 0 | 0 | 0+0j | 0 | 0 | 0+0j | 0 | 0 | 0+0j | 16444.8 | 7005.455 | 16444.8+7005.455j | 0 | 0 | 0+0j | 0 | 0 | 0+0j | 0 | 0 | 0 | 0 | 0 | 0 | 0 | 0 | 0 | 0 | 0 | 0 | 0 | 0 | 0 | 0 | 0 | 0 | 1 | 0 | 0 | 1 | 0 | 0 | 0 | 0 | 0 | 0 | 0 | OPEN | node_1398448_937_15271709_824 | AN | 8100203
load_220542711 |  | 0 | R | 0 | 0 | 0 | 0 | 0 | 0 | 0 | 0 | 0 | 0 | 0 | 0+0j | 0 | 0 | 0+0j | 0 | 0 | 0+0j | 0 | 0 | 0+0j | 0 | 0 | 0+0j | 0 | 0 | 0+0j | 3326.4 | 1417.04 | 3326.4+1417.04j | 0 | 0 | 0+0j | 0 | 0 | 0+0j | 0 | 0 | 0 | 0 | 0 | 0 | 0 | 0 | 0 | 0 | 0 | 0 | 0 | 0 | 0 | 0 | 0 | 0 | 1 | 0 | 0 | 1 | 0 | 0 | 0 | 0 | 0 | 0 | 0 | OPEN | node_1401690_837_15268550_424 | AN | 8100203
load_220543788 |  | 0 | C | 0 | 0 | 0 | 0 | 0 | 0 | 0 | 0 | 0 | 0 | 0 | 0+0j | 0 | 0 | 0+0j | 0 | 0 | 0+0j | 0 | 0 | 0+0j | 0 | 0 | 0+0j | 0 | 0 | 0+0j | 2412 | 1027.508 | 2412+1027.508j | 0 | 0 | 0+0j | 0 | 0 | 0+0j | 0 | 0 | 0 | 0 | 0 | 0 | 0 | 0 | 0 | 0 | 0 | 0 | 0 | 0 | 0 | 0 | 0 | 0 | 1 | 0 | 0 | 1 | 0 | 0 | 0 | 0 | 0 | 0 | 0 | OPEN | node_1402496_757_15273798_999 | AN | 8100203
load_220558165 |  | 0 | R | 0 | 0 | 0 | 0 | 0 | 0 | 0 | 0 | 0 | 0 | 0 | 0+0j | 0 | 0 | 0+0j | 0 | 0 | 0+0j | 0 | 0 | 0+0j | 0 | 0 | 0+0j | 0 | 0 | 0+0j | 16819.2 | 7164.949 | 16819.2+7164.949j | 0 | 0 | 0+0j | 0 | 0 | 0+0j | 0 | 0 | 0 | 0 | 0 | 0 | 0 | 0 | 0 | 0 | 0 | 0 | 0 | 0 | 0 | 0 | 0 | 0 | 1 | 0 | 0 | 1 | 0 | 0 | 0 | 0 | 0 | 0 | 0 | OPEN | node_1407798_441_15282825_876 | AN | 8100203
load_220597914 |  | 0 | C | 0 | 0 | 0 | 0 | 0 | 0 | 0 | 0 | 0 | 0 | 0 | 0+0j | 0 | 0 | 0+0j | 0 | 0 | 0+0j | 0 | 0 | 0+0j | 0 | 0 | 0+0j | 0 | 0 | 0+0j | 2340 | 996.836 | 2340+996.836j | 0 | 0 | 0+0j | 0 | 0 | 0+0j | 0 | 0 | 0 | 0 | 0 | 0 | 0 | 0 | 0 | 0 | 0 | 0 | 0 | 0 | 0 | 0 | 0 | 0 | 1 | 0 | 0 | 1 | 0 | 0 | 0 | 0 | 0 | 0 | 0 | OPEN | node_1403380_157_15275683_498 | AN | 8100203
load_220602280 |  | 0 | C | 0 | 0 | 0 | 0 | 0 | 0 | 0 | 0 | 0 | 0 | 0 | 0+0j | 0 | 0 | 0+0j | 0 | 0 | 0+0j | 0 | 0 | 0+0j | 0 | 0 | 0+0j | 0 | 0 | 0+0j | 0 | 0 | 0+0j | 0 | 0 | 0+0j | 0 | 0 | 0+0j | 0 | 0 | 0 | 0 | 0 | 0 | 0 | 0 | 0 | 0 | 0 | 0 | 0 | 0 | 0 | 0 | 0 | 0 | 1 | 0 | 0 | 1 | 0 | 0 | 0 | 0 | 0 | 0 | 0 | OPEN | node_1398557_256_15269763_101 | AN | 8100203
load_220603105 |  | 0 | R | 0 | 0 | 0 | 0 | 0 | 0 | 0 | 0 | 0 | 0 | 0 | 0+0j | 0 | 0 | 0+0j | 0 | 0 | 0+0j | 0 | 0 | 0+0j | 0 | 0 | 0+0j | 0 | 0 | 0+0j | 29491.2 | 12563.199 | 29491.2+12563.199j | 0 | 0 | 0+0j | 0 | 0 | 0+0j | 0 | 0 | 0 | 0 | 0 | 0 | 0 | 0 | 0 | 0 | 0 | 0 | 0 | 0 | 0 | 0 | 0 | 0 | 1 | 0 | 0 | 1 | 0 | 0 | 0 | 0 | 0 | 0 | 0 | OPEN | node_1399544_119_15269725_441 | AN | 8100203
load_220616370 |  | 0 | R | 0 | 0 | 0 | 0 | 0 | 0 | 0 | 0 | 0 | 0 | 0 | 0+0j | 0 | 0 | 0+0j | 0 | 0 | 0+0j | 0 | 0 | 0+0j | 0 | 0 | 0+0j | 0 | 0 | 0+0j | 13284 | 5658.96 | 13284+5658.96j | 0 | 0 | 0+0j | 0 | 0 | 0+0j | 0 | 0 | 0 | 0 | 0 | 0 | 0 | 0 | 0 | 0 | 0 | 0 | 0 | 0 | 0 | 0 | 0 | 0 | 1 | 0 | 0 | 1 | 0 | 0 | 0 | 0 | 0 | 0 | 0 | OPEN | node_1398685_77_15269377_559 | AN | 8100203
load_220620769 |  | 0 | C | 0 | 0 | 0 | 0 | 0 | 0 | 0 | 0 | 0 | 0 | 0 | 0+0j | 0 | 0 | 0+0j | 0 | 0 | 0+0j | 0 | 0 | 0+0j | 0 | 0 | 0+0j | 0 | 0 | 0+0j | 21715.2 | 9250.636 | 21715.2+9250.636j | 0 | 0 | 0+0j | 0 | 0 | 0+0j | 0 | 0 | 0 | 0 | 0 | 0 | 0 | 0 | 0 | 0 | 0 | 0 | 0 | 0 | 0 | 0 | 0 | 0 | 1 | 0 | 0 | 1 | 0 | 0 | 0 | 0 | 0 | 0 | 0 | OPEN | node_1407236_258_15269118_322 | AN | 8100203
load_220646383 |  | 0 | R | 0 | 0 | 0 | 0 | 0 | 0 | 0 | 0 | 0 | 0 | 0 | 0+0j | 0 | 0 | 0+0j | 0 | 0 | 0+0j | 0 | 0 | 0+0j | 0 | 0 | 0+0j | 0 | 0 | 0+0j | 13068 | 5566.945 | 13068+5566.945j | 0 | 0 | 0+0j | 0 | 0 | 0+0j | 0 | 0 | 0 | 0 | 0 | 0 | 0 | 0 | 0 | 0 | 0 | 0 | 0 | 0 | 0 | 0 | 0 | 0 | 1 | 0 | 0 | 1 | 0 | 0 | 0 | 0 | 0 | 0 | 0 | OPEN | node_1404512_284_15279610_438 | AN | 8100203
load_220647395 |  | 0 | R | 0 | 0 | 0 | 0 | 0 | 0 | 0 | 0 | 0 | 0 | 0 | 0+0j | 0 | 0 | 0+0j | 0 | 0 | 0+0j | 0 | 0 | 0+0j | 0 | 0 | 0+0j | 0 | 0 | 0+0j | 14263.2 | 6076.098 | 14263.2+6076.098j | 0 | 0 | 0+0j | 0 | 0 | 0+0j | 0 | 0 | 0 | 0 | 0 | 0 | 0 | 0 | 0 | 0 | 0 | 0 | 0 | 0 | 0 | 0 | 0 | 0 | 1 | 0 | 0 | 1 | 0 | 0 | 0 | 0 | 0 | 0 | 0 | OPEN | node_1407076_606_15277172_721 | AN | 8100203
load_220647795 |  | 0 | R | 0 | 0 | 0 | 0 | 0 | 0 | 0 | 0 | 0 | 0 | 0 | 0+0j | 0 | 0 | 0+0j | 0 | 0 | 0+0j | 0 | 0 | 0+0j | 0 | 0 | 0+0j | 0 | 0 | 0+0j | 4665.6 | 1987.537 | 4665.6+1987.537j | 0 | 0 | 0+0j | 0 | 0 | 0+0j | 0 | 0 | 0 | 0 | 0 | 0 | 0 | 0 | 0 | 0 | 0 | 0 | 0 | 0 | 0 | 0 | 0 | 0 | 1 | 0 | 0 | 1 | 0 | 0 | 0 | 0 | 0 | 0 | 0 | OPEN | node_1404229_447_15272058_119 | AN | 8100203
load_220649964 |  | 0 | C | 0 | 0 | 0 | 0 | 0 | 0 | 0 | 0 | 0 | 0 | 0 | 0+0j | 0 | 0 | 0+0j | 0 | 0 | 0+0j | 0 | 0 | 0+0j | 0 | 0 | 0+0j | 0 | 0 | 0+0j | 47333.333 | 20163.915 | 47333.333+20163.915j | 0 | 0 | 0+0j | 0 | 0 | 0+0j | 0 | 0 | 0 | 0 | 0 | 0 | 0 | 0 | 0 | 0 | 0 | 0 | 0 | 0 | 0 | 0 | 0 | 0 | 1 | 0 | 0 | 1 | 0 | 0 | 0 | 0 | 0 | 0 | 0 | OPEN | node_1397655_539_15266687_366 | AN | 8100203
load_220649965 |  | 0 | C | 0 | 0 | 0 | 0 | 0 | 0 | 0 | 0 | 0 | 0 | 0 | 0+0j | 0 | 0 | 0+0j | 0 | 0 | 0+0j | 0 | 0 | 0+0j | 0 | 0 | 0+0j | 0 | 0 | 0+0j | 0 | 0 | 0+0j | 47333.333 | 20163.915 | 47333.333+20163.915j | 0 | 0 | 0+0j | 0 | 0 | 0 | 0 | 0 | 0 | 0 | 0 | 0 | 0 | 0 | 0 | 0 | 0 | 0 | 0 | 0 | 0 | 1 | 0 | 0 | 1 | 0 | 0 | 0 | 0 | 0 | 0 | 0 | OPEN | node_1397662_158_15266662_318 | BN | 8100203
load_220649966 |  | 0 | C | 0 | 0 | 0 | 0 | 0 | 0 | 0 | 0 | 0 | 0 | 0 | 0+0j | 0 | 0 | 0+0j | 0 | 0 | 0+0j | 0 | 0 | 0+0j | 0 | 0 | 0+0j | 0 | 0 | 0+0j | 0 | 0 | 0+0j | 0 | 0 | 0+0j | 47333.333 | 20163.915 | 47333.333+20163.915j | 0 | 0 | 0 | 0 | 0 | 0 | 0 | 0 | 0 | 0 | 0 | 0 | 0 | 0 | 0 | 0 | 0 | 0 | 1 | 0 | 0 | 1 | 0 | 0 | 0 | 0 | 0 | 0 | 0 | OPEN | node_1397653_989_15266713_898 | CN | 8100203
load_220651877 |  | 0 | R | 0 | 0 | 0 | 0 | 0 | 0 | 0 | 0 | 0 | 0 | 0 | 0+0j | 0 | 0 | 0+0j | 0 | 0 | 0+0j | 0 | 0 | 0+0j | 0 | 0 | 0+0j | 0 | 0 | 0+0j | 11599.2 | 4941.239 | 11599.2+4941.239j | 0 | 0 | 0+0j | 0 | 0 | 0+0j | 0 | 0 | 0 | 0 | 0 | 0 | 0 | 0 | 0 | 0 | 0 | 0 | 0 | 0 | 0 | 0 | 0 | 0 | 1 | 0 | 0 | 1 | 0 | 0 | 0 | 0 | 0 | 0 | 0 | OPEN | node_1405448_867_15279946_428 | AN | 8100203
load_220654019 |  | 0 | R | 0 | 0 | 0 | 0 | 0 | 0 | 0 | 0 | 0 | 0 | 0 | 0+0j | 0 | 0 | 0+0j | 0 | 0 | 0+0j | 0 | 0 | 0+0j | 0 | 0 | 0+0j | 0 | 0 | 0+0j | 47210.4 | 20111.546 | 47210.4+20111.546j | 0 | 0 | 0+0j | 0 | 0 | 0+0j | 0 | 0 | 0 | 0 | 0 | 0 | 0 | 0 | 0 | 0 | 0 | 0 | 0 | 0 | 0 | 0 | 0 | 0 | 1 | 0 | 0 | 1 | 0 | 0 | 0 | 0 | 0 | 0 | 0 | OPEN | node_1402350_807_15284100_401 | AN | 8100203
load_220657079 |  | 0 | R | 0 | 0 | 0 | 0 | 0 | 0 | 0 | 0 | 0 | 0 | 0 | 0+0j | 0 | 0 | 0+0j | 0 | 0 | 0+0j | 0 | 0 | 0+0j | 0 | 0 | 0+0j | 0 | 0 | 0+0j | 4867.2 | 2073.419 | 4867.2+2073.419j | 0 | 0 | 0+0j | 0 | 0 | 0+0j | 0 | 0 | 0 | 0 | 0 | 0 | 0 | 0 | 0 | 0 | 0 | 0 | 0 | 0 | 0 | 0 | 0 | 0 | 1 | 0 | 0 | 1 | 0 | 0 | 0 | 0 | 0 | 0 | 0 | OPEN | node_1403385_517_15277079_397 | AN | 8100203
load_220657107 |  | 0 | R | 0 | 0 | 0 | 0 | 0 | 0 | 0 | 0 | 0 | 0 | 0 | 0+0j | 0 | 0 | 0+0j | 0 | 0 | 0+0j | 0 | 0 | 0+0j | 0 | 0 | 0+0j | 0 | 0 | 0+0j | 3996 | 1702.289 | 3996+1702.289j | 0 | 0 | 0+0j | 0 | 0 | 0+0j | 0 | 0 | 0 | 0 | 0 | 0 | 0 | 0 | 0 | 0 | 0 | 0 | 0 | 0 | 0 | 0 | 0 | 0 | 1 | 0 | 0 | 1 | 0 | 0 | 0 | 0 | 0 | 0 | 0 | OPEN | node_1400195_255_15268870_312 | AN | 8100203
load_310026670 |  | 0 | R | 0 | 0 | 0 | 0 | 0 | 0 | 0 | 0 | 0 | 0 | 0 | 0+0j | 0 | 0 | 0+0j | 0 | 0 | 0+0j | 0 | 0 | 0+0j | 0 | 0 | 0+0j | 0 | 0 | 0+0j | 0 | 0 | 0+0j | 0 | 0 | 0+0j | 0 | 0 | 0+0j | 0 | 0 | 0 | 0 | 0 | 0 | 0 | 0 | 0 | 0 | 0 | 0 | 0 | 0 | 0 | 0 | 0 | 0 | 1 | 0 | 0 | 1 | 0 | 0 | 0 | 0 | 0 | 0 | 0 | OPEN | node_1408575_94_15282237_005 | AN | 8100203
load_310049568 |  | 0 | C | 0 | 0 | 0 | 0 | 0 | 0 | 0 | 0 | 0 | 0 | 0 | 0+0j | 0 | 0 | 0+0j | 0 | 0 | 0+0j | 0 | 0 | 0+0j | 0 | 0 | 0+0j | 0 | 0 | 0+0j | 3002.4 | 1279.017 | 3002.4+1279.017j | 0 | 0 | 0+0j | 0 | 0 | 0+0j | 0 | 0 | 0 | 0 | 0 | 0 | 0 | 0 | 0 | 0 | 0 | 0 | 0 | 0 | 0 | 0 | 0 | 0 | 1 | 0 | 0 | 1 | 0 | 0 | 0 | 0 | 0 | 0 | 0 | OPEN | node_1406809_067_15269586_736 | AN | 8100203
load_310059714 |  | 0 | C | 0 | 0 | 0 | 0 | 0 | 0 | 0 | 0 | 0 | 0 | 0 | 0+0j | 0 | 0 | 0+0j | 0 | 0 | 0+0j | 0 | 0 | 0+0j | 0 | 0 | 0+0j | 0 | 0 | 0+0j | 0 | 0 | 0+0j | 0 | 0 | 0+0j | 0 | 0 | 0+0j | 0 | 0 | 0 | 0 | 0 | 0 | 0 | 0 | 0 | 0 | 0 | 0 | 0 | 0 | 0 | 0 | 0 | 0 | 1 | 0 | 0 | 1 | 0 | 0 | 0 | 0 | 0 | 0 | 0 | OPEN | node_1398836_32_15268328_263 | AN | 8100203
load_310064873 |  | 0 | R | 0 | 0 | 0 | 0 | 0 | 0 | 0 | 0 | 0 | 0 | 0 | 0+0j | 0 | 0 | 0+0j | 0 | 0 | 0+0j | 0 | 0 | 0+0j | 0 | 0 | 0+0j | 0 | 0 | 0+0j | 19720.8 | 8401.026 | 19720.8+8401.026j | 0 | 0 | 0+0j | 0 | 0 | 0+0j | 0 | 0 | 0 | 0 | 0 | 0 | 0 | 0 | 0 | 0 | 0 | 0 | 0 | 0 | 0 | 0 | 0 | 0 | 1 | 0 | 0 | 1 | 0 | 0 | 0 | 0 | 0 | 0 | 0 | OPEN | node_1407863_376_15277547_65 | AN | 8100203
load_311901579 |  | 0 | C | 0 | 0 | 0 | 0 | 0 | 0 | 0 | 0 | 0 | 0 | 0 | 0+0j | 0 | 0 | 0+0j | 0 | 0 | 0+0j | 0 | 0 | 0+0j | 0 | 0 | 0+0j | 0 | 0 | 0+0j | 295.2 | 125.755 | 295.2+125.755j | 0 | 0 | 0+0j | 0 | 0 | 0+0j | 0 | 0 | 0 | 0 | 0 | 0 | 0 | 0 | 0 | 0 | 0 | 0 | 0 | 0 | 0 | 0 | 0 | 0 | 1 | 0 | 0 | 1 | 0 | 0 | 0 | 0 | 0 | 0 | 0 | OPEN | node_1401498_025_15285328_144 | AN | 8100203
load_312098263 |  | 0 | R | 0 | 0 | 0 | 0 | 0 | 0 | 0 | 0 | 0 | 0 | 0 | 0+0j | 0 | 0 | 0+0j | 0 | 0 | 0+0j | 0 | 0 | 0+0j | 0 | 0 | 0+0j | 0 | 0 | 0+0j | 4039.2 | 1720.692 | 4039.2+1720.692j | 0 | 0 | 0+0j | 0 | 0 | 0+0j | 0 | 0 | 0 | 0 | 0 | 0 | 0 | 0 | 0 | 0 | 0 | 0 | 0 | 0 | 0 | 0 | 0 | 0 | 1 | 0 | 0 | 1 | 0 | 0 | 0 | 0 | 0 | 0 | 0 | OPEN | node_1399173_663_15269414_557 | AN | 8100203

## OverheadLineConductor
Name | Diameter | GeometricMeanRadius | RatingSummerContinuous | RatingSummerEmergency | RatingWinterContinuous | RatingWinterEmergency | Feeder | Comments
oh_cond_1/0_AAAC | 0.398 | 0.012 | 235 | 235 | 310 | 310 | 8100203
oh_cond_1/0_ACSR | 0.398 | 0.012 | 265 | 265 | 330 | 330 | 8100203
oh_cond_2_ACSR | 0.325 | 0.01 | 195 | 195 | 245 | 245 | 8100203
oh_cond_3_#104_CWD | 0.224 | 0.003 | 90 | 90 | 130 | 130 | 8100203
oh_cond_4/0_ACSR | 0.563 | 0.017 | 410 | 410 | 515 | 515 | 8100203
oh_cond_4_ACSR | 0.25 | 0.008 | 145 | 145 | 185 | 185 | 8100203
oh_cond_4_CU | 0.232 | 0.007 | 140 | 140 | 200 | 200 | 8100203
oh_cond_8D_CWD | 0.219 | 0.004 | 85 | 85 | 135 | 135 | 8100203
oh_cond_477_MCM_AL | 0.792 | 0.025 | 605 | 605 | 810 | 810 | 8100203
oh_cond_WP-4/0-CU | 0.81 | 0.015 | 340 | 340 | 390 | 390 | 8100203

## OverheadLineConfiguration
Name | ConductorA | ConductorB | ConductorC | ConductorN | LineSpacing | Capacitance11 | Capacitance12 | Capacitance13 | Capacitance21 | Capacitance22 | Capacitance23 | Capacitance31 | Capacitance32 | Capacitance33 | Impedance11 | Impedance12 | Impedance13 | Impedance21 | Impedance22 | Impedance23 | Impedance31 | Impedance32 | Impedance33 | Feeder | Comments
bal_1P_1/0AA | oh_cond_1/0_AAAC | oh_cond_1/0_AAAC | oh_cond_1/0_AAAC |  |  | 12.796 | -3.172 | -3.172 | -3.172 | 12.796 | -3.172 | -3.172 | -3.172 | 12.796 | 0.972+1.499j | 0.095+0.781j | 0.095+0.781j | 0.095+0.781j | 0.972+1.499j | 0.095+0.781j | 0.095+0.781j | 0.095+0.781j | 0.972+1.499j | 8100203
bal_1P_1/0AC | oh_cond_1/0_ACSR | oh_cond_1/0_ACSR | oh_cond_1/0_ACSR |  |  | 12.796 | -3.172 | -3.172 | -3.172 | 12.796 | -3.172 | -3.172 | -3.172 | 12.796 | 0.983+1.218j | 0.095+0.781j | 0.095+0.781j | 0.095+0.781j | 0.983+1.218j | 0.095+0.781j | 0.095+0.781j | 0.095+0.781j | 0.983+1.218j | 8100203
bal_1P_2AC | oh_cond_2_ACSR | oh_cond_2_ACSR | oh_cond_2_ACSR |  |  | 12.393 | -3.017 | -3.017 | -3.017 | 12.393 | -3.017 | -3.017 | -3.017 | 12.393 | 1.505+1.527j | 0.095+0.781j | 0.095+0.781j | 0.095+0.781j | 1.505+1.527j | 0.095+0.781j | 0.095+0.781j | 0.095+0.781j | 1.505+1.527j | 8100203
bal_1P_3-104CW | oh_cond_3_#104_CWD | oh_cond_3_#104_CWD | oh_cond_3_#104_CWD |  |  | 11.719 | -2.762 | -2.762 | -2.762 | 11.719 | -2.762 | -2.762 | -2.762 | 11.719 | 6.041+1.65j | 0.095+0.781j | 0.095+0.781j | 0.095+0.781j | 6.041+1.65j | 0.095+0.781j | 0.095+0.781j | 0.095+0.781j | 6.041+1.65j | 8100203
bal_1P_4AC | oh_cond_4_ACSR | oh_cond_4_ACSR | oh_cond_4_ACSR |  |  | 11.91 | -2.834 | -2.834 | -2.834 | 11.91 | -2.834 | -2.834 | -2.834 | 11.91 | 2.335+1.555j | 0.095+0.781j | 0.095+0.781j | 0.095+0.781j | 2.335+1.555j | 0.095+0.781j | 0.095+0.781j | 0.095+0.781j | 2.335+1.555j | 8100203
bal_1P_4CU | oh_cond_4_CU | oh_cond_4_CU | oh_cond_4_CU |  |  | 11.78 | -2.785 | -2.785 | -2.785 | 11.78 | -2.785 | -2.785 | -2.785 | 11.78 | 1.483+1.565j | 0.095+0.781j | 0.095+0.781j | 0.095+0.781j | 1.483+1.565j | 0.095+0.781j | 0.095+0.781j | 0.095+0.781j | 1.483+1.565j | 8100203
bal_1P_8DCW | oh_cond_8D_CWD | oh_cond_8D_CWD | oh_cond_8D_CWD |  |  | 11.681 | -2.748 | -2.748 | -2.748 | 11.681 | -2.748 | -2.748 | -2.748 | 11.681 | 3.605+1.647j | 0.095+0.781j | 0.095+0.781j | 0.095+0.781j | 3.605+1.647j | 0.095+0.781j | 0.095+0.781j | 0.095+0.781j | 3.605+1.647j | 8100203
bal_3P_1/0AA | oh_cond_1/0_AAAC | oh_cond_1/0_AAAC | oh_cond_1/0_AAAC |  |  | 12.796 | -3.172 | -3.172 | -3.172 | 12.796 | -3.172 | -3.172 | -3.172 | 12.796 | 0.972+1.499j | 0.095+0.781j | 0.095+0.781j | 0.095+0.781j | 0.972+1.499j | 0.095+0.781j | 0.095+0.781j | 0.095+0.781j | 0.972+1.499j | 8100203
bal_3P_2AC | oh_cond_2_ACSR | oh_cond_2_ACSR | oh_cond_2_ACSR |  |  | 12.393 | -3.017 | -3.017 | -3.017 | 12.393 | -3.017 | -3.017 | -3.017 | 12.393 | 1.505+1.527j | 0.095+0.781j | 0.095+0.781j | 0.095+0.781j | 1.505+1.527j | 0.095+0.781j | 0.095+0.781j | 0.095+0.781j | 1.505+1.527j | 8100203
bal_3P_4/0AC | oh_cond_4/0_ACSR | oh_cond_4/0_ACSR | oh_cond_4/0_ACSR |  |  | 13.554 | -3.469 | -3.469 | -3.469 | 13.554 | -3.469 | -3.469 | -3.469 | 13.554 | 0.54+1.457j | 0.095+0.781j | 0.095+0.781j | 0.095+0.781j | 0.54+1.457j | 0.095+0.781j | 0.095+0.781j | 0.095+0.781j | 0.54+1.457j | 8100203
bal_3P_477AL | oh_cond_477_MCM_AL | oh_cond_477_MCM_AL | oh_cond_477_MCM_AL |  |  | 14.305 | -3.735 | -3.735 | -3.735 | 14.305 | -3.735 | -3.735 | -3.735 | 14.305 | 0.293+1.41j | 0.095+0.775j | 0.095+0.775j | 0.095+0.775j | 0.293+1.41j | 0.095+0.775j | 0.095+0.775j | 0.095+0.775j | 0.293+1.41j | 8100203
unb_TAPWIRE_OH | oh_cond_WP-4/0-CU | oh_cond_WP-4/0-CU | oh_cond_WP-4/0-CU | oh_cond_WP-4/0-CU |  | 14.911 | -4.341 | -1.953 | -4.341 | 15.781 | -3.724 | -1.953 | -3.724 | 14.818 | 0.365+1.097j | 0.093+0.433j | 0.094+0.34j | 0.093+0.433j | 0.368+1.078j | 0.095+0.401j | 0.094+0.34j | 0.095+0.401j | 0.368+1.077j | 8100203

## Recloser
Name | GroupId | RetryTime | MaximumNumberOfTries | Status | From | To | Length | Phases | Feeder | Comments

## RegulatorConfiguration
Name | CurrentTransducerPhase | PowerTransducerPhase | Regulation | Control | Type | CompensatorResistiveSettingA | CompensatorResistiveSettingB | CompensatorResistiveSettingC | CompensatorReactiveSettingA | CompensatorReactiveSettingB | CompensatorReactiveSettingC | BandCenter | BandWidth | CurrentTransducerRatio | PowerTransducerRatio | ConnectType | ControlLevel | DwellTime | TimeDelay | LowerTaps | RaiseTaps | TapPositionA | TapPositionB | TapPositionC | Feeder | Comments

## Sectionalizer
Name | GroupId | OperatingMode | PhaseAState | PhaseBState | PhaseCState | CurrentInAReal | CurrentInAImag | CurrentInA | CurrentInBReal | CurrentInBImag | CurrentInB | CurrentInCReal | CurrentInCImag | CurrentInC | CurrentOutAReal | CurrentOutAImag | CurrentOutA | CurrentOutBReal | CurrentOutBImag | CurrentOutB | CurrentOutCReal | CurrentOutCImag | CurrentOutC | ActivePowerInA | ReactivePowerInA | PowerInA | ActivePowerInB | ReactivePowerInB | PowerInB | ActivePowerInC | ReactivePowerInC | PowerInC | ActivePowerOutA | ReactivePowerOutA | PowerOutA | ActivePowerOutB | ReactivePowerOutB | PowerOutB | ActivePowerOutC | ReactivePowerOutC | PowerOutC | Status | From | To | Length | Phases | Feeder | Comments

## Solar
Name | GroupId | SpillageCost | CapitalCost | FixedOperatingCost | VariableOperatingCost | MaxReactivePower | MaxActivePower | OutputSchedule | PlanningStatus | UnitType | UnitSubtype | ParentNode | Phases | Feeder | Comments
solar_load_220333812 |  | 0 | 0 | 0 | 0.001 | 0.00041704119772824057 | 0.0009789739808687568 | OPTIMIZED | INSTALLED | solar_pv |  | node_1402957_127_15283617_416 | AN | 8100203
solar_load_220333813 |  | 0 | 0 | 0 | 0.001 | 0.0021160978194996265 | 0.004967386495519247 | OPTIMIZED | INSTALLED | solar_pv |  | node_1403381_823_15282882_294 | AN | 8100203
solar_load_220333814 |  | 0 | 0 | 0 | 0.001 | 0.0013183590332675537 | 0.0030947521704587496 | OPTIMIZED | INSTALLED | solar_pv |  | node_1403370_179_15282476_992 | AN | 8100203
solar_load_220333815 |  | 0 | 0 | 0 | 0.001 | 0.0010421487288280868 | 0.002446368531713429 | OPTIMIZED | INSTALLED | solar_pv |  | node_1403262_303_15281920_944 | AN | 8100203
solar_load_220333816 |  | 0 | 0 | 0 | 0.001 | 0.0012474891730166998 | 0.0029283905789385684 | OPTIMIZED | INSTALLED | solar_pv |  | node_1403224_65_15280039_863 | AN | 8100203
solar_load_220333817 |  | 0 | 0 | 0 | 0.001 | 0.0032781797478212897 | 0.007695290028266828 | OPTIMIZED | INSTALLED | solar_pv |  | node_1401243_64_15287988_365 | AN | 8100203
solar_load_220333827 |  | 0 | 0 | 0 | 0.001 | 0.0009894506731894374 | 0.002322663758531756 | OPTIMIZED | INSTALLED | solar_pv |  | node_1403472_424_15281743_396 | AN | 8100203
solar_load_220333828 |  | 0 | 0 | 0 | 0.001 | 0.005385191665014814 | 0.012641348114616821 | OPTIMIZED | INSTALLED | solar_pv |  | node_1403609_811_15281805_053 | AN | 8100203
solar_load_220333829 |  | 0 | 0 | 0 | 0.001 | 1.9988866582262755E-05 | 4.692250017235871E-05 | OPTIMIZED | INSTALLED | solar_pv |  | node_1403514_163_15281409_729 | AN | 8100203
solar_load_220333846 |  | 0 | 0 | 0 | 0.001 | 0.001862602270825415 | 0.004372323879697062 | OPTIMIZED | INSTALLED | solar_pv |  | node_1404123_538_15285148_185 | AN | 8100203
solar_load_220333847 |  | 0 | 0 | 0 | 0.001 | 0.0006078442574726711 | 0.0014268705734230898 | OPTIMIZED | INSTALLED | solar_pv |  | node_1404124_305_15284797_92 | AN | 8100203
solar_load_220333848 |  | 0 | 0 | 0 | 0.001 | 0.003709758329993713 | 0.008708389463806391 | OPTIMIZED | INSTALLED | solar_pv |  | node_1404520_242_15284371_578 | AN | 8100203
solar_load_220333849 |  | 0 | 0 | 0 | 0.001 | 0.0011757107817808167 | 0.002759896146501462 | OPTIMIZED | INSTALLED | solar_pv |  | node_1404928_153_15284420_065 | AN | 8100203
solar_load_220333850 |  | 0 | 0 | 0 | 0.001 | 0.00037342904439569317 | 0.0008765976168563376 | OPTIMIZED | INSTALLED | solar_pv |  | node_1405322_575_15284507_448 | AN | 8100203
solar_load_220333851 |  | 0 | 0 | 0 | 0.001 | 0.002162435565787261 | 0.005076161382282442 | OPTIMIZED | INSTALLED | solar_pv |  | node_1405469_048_15284395_846 | AN | 8100203
solar_load_220333852 |  | 0 | 0 | 0 | 0.001 | 0.0009158552199834958 | 0.002149903644260799 | OPTIMIZED | INSTALLED | solar_pv |  | node_1403356_759_15286967_204 | AN | 8100203
solar_load_220333854 |  | 0 | 0 | 0 | 0.001 | 0.0024559091438539037 | 0.005765068998449345 | OPTIMIZED | INSTALLED | solar_pv |  | node_1403520_306_15287320_034 | AN | 8100203
solar_load_220333855 |  | 0 | 0 | 0 | 0.001 | 0.0014101259948577948 | 0.003310169103068214 | OPTIMIZED | INSTALLED | solar_pv |  | node_1403721_618_15287102_56 | AN | 8100203
solar_load_220333856 |  | 0 | 0 | 0 | 0.001 | 0.0013301705285287437 | 0.003122479102378779 | OPTIMIZED | INSTALLED | solar_pv |  | node_1404054_39_15286668_003 | AN | 8100203
solar_load_220333857 |  | 0 | 0 | 0 | 0.001 | 0.0010094395397717 | 0.002369586258704115 | OPTIMIZED | INSTALLED | solar_pv |  | node_1404069_73_15286321_689 | AN | 8100203
solar_load_220333858 |  | 0 | 0 | 0 | 0.001 | 0.0006832570688765763 | 0.0016038963695278975 | OPTIMIZED | INSTALLED | solar_pv |  | node_1404216_989_15286007_565 | AN | 8100203
solar_load_220333860 |  | 0 | 0 | 0 | 0.001 | 0.0033863017482815816 | 0.00794909809738095 | OPTIMIZED | INSTALLED | solar_pv |  | node_1401577_297_15285788_93 | AN | 8100203
solar_load_220333861 |  | 0 | 0 | 0 | 0.001 | 0.0018916770397137798 | 0.004440574789038674 | OPTIMIZED | INSTALLED | solar_pv |  | node_1401383_714_15285188_771 | AN | 8100203
solar_load_220333862 |  | 0 | 0 | 0 | 0.001 | 0.005832216162616449 | 0.013690705845744116 | OPTIMIZED | INSTALLED | solar_pv |  | node_1401002_77_15285142_301 | AN | 8100203
solar_load_220333864 |  | 0 | 0 | 0 | 0.001 | 0.0026185459656949983 | 0.006146847522578991 | OPTIMIZED | INSTALLED | solar_pv |  | node_1402896_756_15280399_278 | AN | 8100203
solar_load_220333865 |  | 0 | 0 | 0 | 0.001 | 0.0012411291598935904 | 0.002913460692520091 | OPTIMIZED | INSTALLED | solar_pv |  | node_1402854_239_15280594_642 | AN | 8100203
solar_load_220333866 |  | 0 | 0 | 0 | 0.001 | 0.0006514564108052185 | 0.0015292469374355087 | OPTIMIZED | INSTALLED | solar_pv |  | node_1402650_058_15280460_254 | AN | 8100203
solar_load_220333867 |  | 0 | 0 | 0 | 0.001 | 0.0016908792504503128 | 0.0039692169463981615 | OPTIMIZED | INSTALLED | solar_pv |  | node_1402307_766_15280150_668 | AN | 8100203
solar_load_220333868 |  | 0 | 0 | 0 | 0.001 | 0.004562012530062398 | 0.010708994243882412 | OPTIMIZED | INSTALLED | solar_pv |  | node_1402150_099_15280051_19 | AN | 8100203
solar_load_220333869 |  | 0 | 0 | 0 | 0.001 | 0.0025812941217134657 | 0.006059401044985049 | OPTIMIZED | INSTALLED | solar_pv |  | node_1402045_374_15279910_647 | AN | 8100203
solar_load_220333870 |  | 0 | 0 | 0 | 0.001 | 0.0033708555366244648 | 0.007912839801793218 | OPTIMIZED | INSTALLED | solar_pv |  | node_1401628_972_15279768_824 | AN | 8100203
solar_load_220333871 |  | 0 | 0 | 0 | 0.001 | 0.0005142599376844668 | 0.001207187958979774 | OPTIMIZED | INSTALLED | solar_pv |  | node_1401294_098_15278840_289 | AN | 8100203
solar_load_220333873 |  | 0 | 0 | 0 | 0.001 | 0.0020306905748045897 | 0.004766899449328259 | OPTIMIZED | INSTALLED | solar_pv |  | node_1406332_525_15280905_804 | AN | 8100203
solar_load_220333874 |  | 0 | 0 | 0 | 0.001 | 0.0016572615304088966 | 0.0038903018324719218 | OPTIMIZED | INSTALLED | solar_pv |  | node_1406492_377_15280872_114 | AN | 8100203
solar_load_220333875 |  | 0 | 0 | 0 | 0.001 | 0.00060330130631962 | 0.001416206368838463 | OPTIMIZED | INSTALLED | solar_pv |  | node_1406865_973_15280980_688 | AN | 8100203
solar_load_220333876 |  | 0 | 0 | 0 | 0.001 | 0.0027339365102634285 | 0.006417718319028516 | OPTIMIZED | INSTALLED | solar_pv |  | node_1407133_602_15280693_355 | AN | 8100203
solar_load_220333877 |  | 0 | 0 | 0 | 0.001 | 0.0021715214680933636 | 0.005097489791451696 | OPTIMIZED | INSTALLED | solar_pv |  | node_1406747_407_15284586_683 | AN | 8100203
solar_load_220333878 |  | 0 | 0 | 0 | 0.001 | 0.0007105144795669776 | 0.0016678815970356594 | OPTIMIZED | INSTALLED | solar_pv |  | node_1406640_005_15284570_604 | AN | 8100203
solar_load_220333879 |  | 0 | 0 | 0 | 0.001 | 0.003567110374734881 | 0.008373533439849104 | OPTIMIZED | INSTALLED | solar_pv |  | node_1406281_19_15284501_704 | AN | 8100203
solar_load_220333880 |  | 0 | 0 | 0 | 0.001 | 0.004261270407887618 | 0.010003023900380107 | OPTIMIZED | INSTALLED | solar_pv |  | node_1405941_001_15284507_865 | AN | 8100203
solar_load_220333881 |  | 0 | 0 | 0 | 0.001 | 0.0013456164439579553 | 0.0031587373979665113 | OPTIMIZED | INSTALLED | solar_pv |  | node_1405969_936_15284147_14 | AN | 8100203
solar_load_220333883 |  | 0 | 0 | 0 | 0.001 | 0.0029928835410757207 | 0.007025577980352253 | OPTIMIZED | INSTALLED | solar_pv |  | node_1406113_228_15283497_596 | AN | 8100203
solar_load_220333884 |  | 0 | 0 | 0 | 0.001 | 0.00017354008234516047 | 0.0004073726151327506 | OPTIMIZED | INSTALLED | solar_pv |  | node_1406248_959_15283363_491 | AN | 8100203
solar_load_220333886 |  | 0 | 0 | 0 | 0.001 | 0.0009122207998154739 | 0.0021413722805930973 | OPTIMIZED | INSTALLED | solar_pv |  | node_1405157_485_15280003_499 | AN | 8100203
solar_load_220333888 |  | 0 | 0 | 0 | 0.001 | 0.0009058607866923643 | 0.0021264423941746197 | OPTIMIZED | INSTALLED | solar_pv |  | node_1405622_925_15280082_518 | AN | 8100203
solar_load_220333889 |  | 0 | 0 | 0 | 0.001 | 0.0003198224577720144 | 0.0007507600027577394 | OPTIMIZED | INSTALLED | solar_pv |  | node_1405780_235_15280207_905 | AN | 8100203
solar_load_220333890 |  | 0 | 0 | 0 | 0.001 | 0.0012947357465172692 | 0.003039298306618689 | OPTIMIZED | INSTALLED | solar_pv |  | node_1406077_664_15280531_853 | AN | 8100203
solar_load_220333892 |  | 0 | 0 | 0 | 0.001 | 0.0005551462018340215 | 0.0013031658002414168 | OPTIMIZED | INSTALLED | solar_pv |  | node_1401426_256_15278064_499 | AN | 8100203
solar_load_220333893 |  | 0 | 0 | 0 | 0.001 | 0.00398596863443318 | 0.009356773102551712 | OPTIMIZED | INSTALLED | solar_pv |  | node_1401639_489_15273933_055 | AN | 8100203
solar_load_220333898 |  | 0 | 0 | 0 | 0.001 | 0.003644340248108844 | 0.008554824917787763 | OPTIMIZED | INSTALLED | solar_pv |  | node_1401347_862_15268542_883 | AN | 8100203
solar_load_220333899 |  | 0 | 0 | 0 | 0.001 | 0.0016381811948116632 | 0.0038455121732164886 | OPTIMIZED | INSTALLED | solar_pv |  | node_1399451_54_15268273_712 | AN | 8100203
solar_load_220333900 |  | 0 | 0 | 0 | 0.001 | 0.0005015396152103427 | 0.0011773281861428184 | OPTIMIZED | INSTALLED | solar_pv |  | node_1398441_256_15268282_96 | AN | 8100203
solar_load_220333901 |  | 0 | 0 | 0 | 0.001 | 0.0003080106662829195 | 0.0007230330708377093 | OPTIMIZED | INSTALLED | solar_pv |  | node_1398163_614_15268034_813 | AN | 8100203
solar_load_220333905 |  | 0 | 0 | 0 | 0.001 | 0.0016272782305355026 | 0.003819918082213384 | OPTIMIZED | INSTALLED | solar_pv |  | node_1398047_584_15267316_697 | AN | 8100203
solar_load_220333906 |  | 0 | 0 | 0 | 0.001 | 0.0013719656198912327 | 0.0032205897845573477 | OPTIMIZED | INSTALLED | solar_pv |  | node_1401943_243_15271840_498 | AN | 8100203
solar_load_220333908 |  | 0 | 0 | 0 | 0.001 | 0.0011039323905449336 | 0.002591401714064356 | OPTIMIZED | INSTALLED | solar_pv |  | node_1398184_025_15266803_89 | AN | 8100203
solar_load_220333909 |  | 0 | 0 | 0 | 0.001 | 0.0007659384243886199 | 0.0017979848929681088 | OPTIMIZED | INSTALLED | solar_pv |  | node_1401829_262_15271178_697 | AN | 8100203
solar_load_220333910 |  | 0 | 0 | 0 | 0.001 | 0.0064100771202157255 | 0.015047192668908667 | OPTIMIZED | INSTALLED | solar_pv |  | node_1401425_596_15270225_506 | AN | 8100203
solar_load_220333911 |  | 0 | 0 | 0 | 0.001 | 0.004269447482980786 | 0.010022219468632436 | OPTIMIZED | INSTALLED | solar_pv |  | node_1401836_6_15270167_457 | AN | 8100203
solar_load_220333948 |  | 0 | 0 | 0 | 0.001 | 0.0070506305667447835 | 0.01655084551534107 | OPTIMIZED | INSTALLED | solar_pv |  | node_1401476_206_15286689_85 | AN | 8100203
solar_load_220334429 |  | 0 | 0 | 0 | 0.001 | 0.0007650298934035908 | 0.0017958520520511832 | OPTIMIZED | INSTALLED | solar_pv |  | node_1398794_522_15277561_986 | AN | 8100203
solar_load_220334430 |  | 0 | 0 | 0 | 0.001 | 0.00355711594144375 | 0.008350072189762924 | OPTIMIZED | INSTALLED | solar_pv |  | node_1398742_304_15277369_555 | AN | 8100203
solar_load_220334431 |  | 0 | 0 | 0 | 0.001 | 0.0025195101637687134 | 0.005914367862634122 | OPTIMIZED | INSTALLED | solar_pv |  | node_1396967_562_15276485_227 | AN | 8100203
solar_load_220334432 |  | 0 | 0 | 0 | 0.001 | 0.0031246288282862976 | 0.007334839913306436 | OPTIMIZED | INSTALLED | solar_pv |  | node_1401218_25_15278553_551 | AN | 8100203
solar_load_220334433 |  | 0 | 0 | 0 | 0.001 | 0.002245116921299305 | 0.005270249905722653 | OPTIMIZED | INSTALLED | solar_pv |  | node_1400741_85_15278390_336 | AN | 8100203
solar_load_220334434 |  | 0 | 0 | 0 | 0.001 | 0.0006959770951227952 | 0.001633756142364853 | OPTIMIZED | INSTALLED | solar_pv |  | node_1400335_849_15278426_994 | AN | 8100203
solar_load_220334435 |  | 0 | 0 | 0 | 0.001 | 0.004795519212154347 | 0.01125713435953224 | OPTIMIZED | INSTALLED | solar_pv |  | node_1400139_954_15278423_213 | AN | 8100203
solar_load_220334436 |  | 0 | 0 | 0 | 0.001 | 0.0016772503969911595 | 0.003937224332644281 | OPTIMIZED | INSTALLED | solar_pv |  | node_1400019_421_15278340_268 | AN | 8100203
solar_load_220334437 |  | 0 | 0 | 0 | 0.001 | 0.0020252390926665097 | 0.004754102403826707 | OPTIMIZED | INSTALLED | solar_pv |  | node_1399719_995_15278321_334 | AN | 8100203
solar_load_220334438 |  | 0 | 0 | 0 | 0.001 | 0.0007568525220825178 | 0.0017766564837988549 | OPTIMIZED | INSTALLED | solar_pv |  | node_1399482_384_15278304_244 | AN | 8100203
solar_load_220334439 |  | 0 | 0 | 0 | 0.001 | 0.0005687750552931748 | 0.0013351584139952978 | OPTIMIZED | INSTALLED | solar_pv |  | node_1399150_543_15278353_301 | AN | 8100203
solar_load_220334451 |  | 0 | 0 | 0 | 0.001 | 0.0006768967595255617 | 0.00158896648310942 | OPTIMIZED | INSTALLED | solar_pv |  | node_1402020_12_15274664_616 | AN | 8100203
solar_load_220334452 |  | 0 | 0 | 0 | 0.001 | 0.004532029230189004 | 0.010638610493623874 | OPTIMIZED | INSTALLED | solar_pv |  | node_1401698_639_15274694_422 | AN | 8100203
solar_load_220334453 |  | 0 | 0 | 0 | 0.001 | 0.00035344017781343043 | 0.000829675116683979 | OPTIMIZED | INSTALLED | solar_pv |  | node_1401585_052_15274945_764 | AN | 8100203
solar_load_220334454 |  | 0 | 0 | 0 | 0.001 | 0.00032436540892506554 | 0.0007614242073423664 | OPTIMIZED | INSTALLED | solar_pv |  | node_1401234_054_15275531_869 | AN | 8100203
solar_load_220334455 |  | 0 | 0 | 0 | 0.001 | 0.0012602094954908241 | 0.002958250351775524 | OPTIMIZED | INSTALLED | solar_pv |  | node_1400797_897_15274631_655 | AN | 8100203
solar_load_220334457 |  | 0 | 0 | 0 | 0.001 | 0.00045974482007575887 | 0.0010792175039642503 | OPTIMIZED | INSTALLED | solar_pv |  | node_1400573_733_15275407_287 | AN | 8100203
solar_load_220334509 |  | 0 | 0 | 0 | 0.001 | 0.0004533845107247442 | 0.0010642876175457725 | OPTIMIZED | INSTALLED | solar_pv |  | node_1401279_405_15279650_307 | AN | 8100203
solar_load_220334510 |  | 0 | 0 | 0 | 0.001 | 0.0030010609123967934 | 0.007044773548604582 | OPTIMIZED | INSTALLED | solar_pv |  | node_1400487_486_15279315_292 | AN | 8100203
solar_load_220334511 |  | 0 | 0 | 0 | 0.001 | 0.0008567968549938315 | 0.0020112689846606482 | OPTIMIZED | INSTALLED | solar_pv |  | node_1399943_93_15279438_423 | AN | 8100203
solar_load_220334512 |  | 0 | 0 | 0 | 0.001 | 0.0018326186747241154 | 0.004301940129438523 | OPTIMIZED | INSTALLED | solar_pv |  | node_1399964_21_15279672_012 | AN | 8100203
solar_load_220334513 |  | 0 | 0 | 0 | 0.001 | 0.004667408345111792 | 0.01095640379024576 | OPTIMIZED | INSTALLED | solar_pv |  | node_1399934_413_15280058_805 | AN | 8100203
solar_load_220334546 |  | 0 | 0 | 0 | 0.001 | 0.0027611942171817355 | 0.006481703546536277 | OPTIMIZED | INSTALLED | solar_pv |  | node_1406672_444_15285227_911 | AN | 8100203
solar_load_220334547 |  | 0 | 0 | 0 | 0.001 | 0.0010494172729362257 | 0.002463431259048832 | OPTIMIZED | INSTALLED | solar_pv |  | node_1406659_76_15285555_594 | AN | 8100203
solar_load_220334577 |  | 0 | 0 | 0 | 0.001 | 0.0003425372135372698 | 0.0008040810256808742 | OPTIMIZED | INSTALLED | solar_pv |  | node_1403571_394_15280059_556 | AN | 8100203
solar_load_220334578 |  | 0 | 0 | 0 | 0.001 | 0.0012665695086139335 | 0.0029731802381940016 | OPTIMIZED | INSTALLED | solar_pv |  | node_1403810_954_15279882_506 | AN | 8100203
solar_load_220334579 |  | 0 | 0 | 0 | 0.001 | 0.0018153556973248455 | 0.004261416152016941 | OPTIMIZED | INSTALLED | solar_pv |  | node_1403991_182_15279568_489 | AN | 8100203
solar_load_220334611 |  | 0 | 0 | 0 | 0.001 | 0.003730655727561005 | 0.008757444804895676 | OPTIMIZED | INSTALLED | solar_pv |  | node_1404742_593_15279190_765 | AN | 8100203
solar_load_220334612 |  | 0 | 0 | 0 | 0.001 | 0.0011693507686577071 | 0.0027449662600829844 | OPTIMIZED | INSTALLED | solar_pv |  | node_1405004_977_15279061_569 | AN | 8100203
solar_load_220334613 |  | 0 | 0 | 0 | 0.001 | 0.0005596891529870726 | 0.0013138300048260439 | OPTIMIZED | INSTALLED | solar_pv |  | node_1405352_259_15278963_409 | AN | 8100203
solar_load_220334636 |  | 0 | 0 | 0 | 0.001 | 0.0005960327622114814 | 0.0013991436415030597 | OPTIMIZED | INSTALLED | solar_pv |  | node_1405738_779_15280743_781 | AN | 8100203
solar_load_220334637 |  | 0 | 0 | 0 | 0.001 | 0.0005142599376844668 | 0.001207187958979774 | OPTIMIZED | INSTALLED | solar_pv |  | node_1405478_08_15281050_152 | AN | 8100203
solar_load_220334638 |  | 0 | 0 | 0 | 0.001 | 0.0024195655346294946 | 0.005679755361772329 | OPTIMIZED | INSTALLED | solar_pv |  | node_1404888_488_15280652_615 | AN | 8100203
solar_load_220334639 |  | 0 | 0 | 0 | 0.001 | 0.0010230683932308533 | 0.0024015788724579957 | OPTIMIZED | INSTALLED | solar_pv |  | node_1405003_742_15280971_224 | AN | 8100203
solar_load_220334640 |  | 0 | 0 | 0 | 0.001 | 0.0002871132687156275 | 0.0006739777297484251 | OPTIMIZED | INSTALLED | solar_pv |  | node_1404584_61_15281064_458 | AN | 8100203
solar_load_220334643 |  | 0 | 0 | 0 | 0.001 | 0.00021533487747974438 | 0.0005054832973113188 | OPTIMIZED | INSTALLED | solar_pv |  | node_1399713_285_15268850_533 | AN | 8100203
solar_load_220334644 |  | 0 | 0 | 0 | 0.001 | 0.00028983915789862025 | 0.0006803762524992013 | OPTIMIZED | INSTALLED | solar_pv |  | node_1399940_377_15268748_288 | AN | 8100203
solar_load_220334645 |  | 0 | 0 | 0 | 0.001 | 0.006473678140130536 | 0.015196491533093446 | OPTIMIZED | INSTALLED | solar_pv |  | node_1398941_902_15268952_761 | AN | 8100203
solar_load_220334646 |  | 0 | 0 | 0 | 0.001 | 0.0004206756178962625 | 0.0009875053445364582 | OPTIMIZED | INSTALLED | solar_pv |  | node_1399372_509_15269543_633 | AN | 8100203
solar_load_220334647 |  | 0 | 0 | 0 | 0.001 | 0.0012120543910052255 | 0.002845209783178478 | OPTIMIZED | INSTALLED | solar_pv |  | node_1399850_039_15269755_069 | AN | 8100203
solar_load_220334648 |  | 0 | 0 | 0 | 0.001 | 0.0012502150621996925 | 0.002934789101689345 | OPTIMIZED | INSTALLED | solar_pv |  | node_1400146_569_15269702_478 | AN | 8100203
solar_load_220334649 |  | 0 | 0 | 0 | 0.001 | 0.00147372731100051 | 0.003459467967252992 | OPTIMIZED | INSTALLED | solar_pv |  | node_1398467_73_15269489_945 | AN | 8100203
solar_load_220337695 |  | 0 | 0 | 0 | 0.001 | 0.0007913787731089629 | 0.0018577044386420198 | OPTIMIZED | INSTALLED | solar_pv |  | node_1407147_289_15280982_668 | AN | 8100203
solar_load_220337696 |  | 0 | 0 | 0 | 0.001 | 0.0025858370728665168 | 0.006070065249569677 | OPTIMIZED | INSTALLED | solar_pv |  | node_1407830_018_15281234_655 | AN | 8100203
solar_load_220337697 |  | 0 | 0 | 0 | 0.001 | 0.00028257031756257644 | 0.0006633135251637981 | OPTIMIZED | INSTALLED | solar_pv |  | node_1408029_633_15281159_831 | AN | 8100203
solar_load_220337698 |  | 0 | 0 | 0 | 0.001 | 0.0007214177400710434 | 0.0016934756880387643 | OPTIMIZED | INSTALLED | solar_pv |  | node_1407822_397_15280777_838 | AN | 8100203
solar_load_220337699 |  | 0 | 0 | 0 | 0.001 | 0.0007741154994817878 | 0.0018171804612204371 | OPTIMIZED | INSTALLED | solar_pv |  | node_1408531_446_15281114_441 | AN | 8100203
solar_load_220337700 |  | 0 | 0 | 0 | 0.001 | 0.0009876333149914738 | 0.002318398076697905 | OPTIMIZED | INSTALLED | solar_pv |  | node_1408716_145_15280797_385 | AN | 8100203
solar_load_220337701 |  | 0 | 0 | 0 | 0.001 | 0.0014092174638727657 | 0.0033080362621512893 | OPTIMIZED | INSTALLED | solar_pv |  | node_1408384_343_15281366_435 | AN | 8100203
solar_load_220337703 |  | 0 | 0 | 0 | 0.001 | 0.0016036549437852179 | 0.0037644642183733237 | OPTIMIZED | INSTALLED | solar_pv |  | node_1408224_456_15282037_213 | AN | 8100203
solar_load_220337704 |  | 0 | 0 | 0 | 0.001 | 0.001938923316986444 | 0.004551482516718794 | OPTIMIZED | INSTALLED | solar_pv |  | node_1408126_443_15282254_09 | AN | 8100203
solar_load_220337705 |  | 0 | 0 | 0 | 0.001 | 0.0004888195889641237 | 0.0011474684133058629 | OPTIMIZED | INSTALLED | solar_pv |  | node_1408050_054_15282454_853 | AN | 8100203
solar_load_220337708 |  | 0 | 0 | 0 | 0.001 | 0.0018580593196723637 | 0.004361659675112434 | OPTIMIZED | INSTALLED | solar_pv |  | node_1407360_175_15283513_321 | AN | 8100203
solar_load_220337709 |  | 0 | 0 | 0 | 0.001 | 0.002314169719580101 | 0.005432345815408983 | OPTIMIZED | INSTALLED | solar_pv |  | node_1406918_565_15283628_537 | AN | 8100203
solar_load_220337710 |  | 0 | 0 | 0 | 0.001 | 0.0029638090684152613 | 0.006957327071010642 | OPTIMIZED | INSTALLED | solar_pv |  | node_1407145_975_15284118_731 | AN | 8100203
solar_load_220337711 |  | 0 | 0 | 0 | 0.001 | 0.00048700223076616025 | 0.0011432027314720121 | OPTIMIZED | INSTALLED | solar_pv |  | node_1407088_999_15284318_115 | AN | 8100203
solar_load_220337712 |  | 0 | 0 | 0 | 0.001 | 0.0019198429813892105 | 0.004506692857463361 | OPTIMIZED | INSTALLED | solar_pv |  | node_1407040_55_15284689_294 | AN | 8100203
solar_load_220337713 |  | 0 | 0 | 0 | 0.001 | 0.0030919196392299106 | 0.007258057640297122 | OPTIMIZED | INSTALLED | solar_pv |  | node_1401774_46_15276624_079 | AN | 8100203
solar_load_220337714 |  | 0 | 0 | 0 | 0.001 | 0.003111908505812173 | 0.007304980140469481 | OPTIMIZED | INSTALLED | solar_pv |  | node_1401731_204_15277004_668 | AN | 8100203
solar_load_220337715 |  | 0 | 0 | 0 | 0.001 | 0.005580537972140201 | 0.013099908911755782 | OPTIMIZED | INSTALLED | solar_pv |  | node_1401647_088_15277353_746 | AN | 8100203
solar_load_220337718 |  | 0 | 0 | 0 | 0.001 | 0.0021887847417205388 | 0.005138013768873279 | OPTIMIZED | INSTALLED | solar_pv |  | node_1401986_421_15276423_602 | AN | 8100203
solar_load_220337719 |  | 0 | 0 | 0 | 0.001 | 0.00469375752104507 | 0.011018256176836595 | OPTIMIZED | INSTALLED | solar_pv |  | node_1402058_67_15276144_254 | AN | 8100203
solar_load_220337721 |  | 0 | 0 | 0 | 0.001 | 0.006267429164956893 | 0.01471233664495138 | OPTIMIZED | INSTALLED | solar_pv |  | node_1402287_033_15275258_108 | AN | 8100203
solar_load_220337723 |  | 0 | 0 | 0 | 0.001 | 0.007663017775370506 | 0.017988380293348788 | OPTIMIZED | INSTALLED | solar_pv |  | node_1402345_763_15274481_353 | AN | 8100203
solar_load_220337725 |  | 0 | 0 | 0 | 0.001 | 0.003111908505812173 | 0.007304980140469481 | OPTIMIZED | INSTALLED | solar_pv |  | node_1402390_638_15273279_12 | AN | 8100203
solar_load_220337726 |  | 0 | 0 | 0 | 0.001 | 0.0008804201417441161 | 0.0020667228485007085 | OPTIMIZED | INSTALLED | solar_pv |  | node_1402523_022_15272725_09 | AN | 8100203
solar_load_220337727 |  | 0 | 0 | 0 | 0.001 | 0.0009313011354127075 | 0.002186161939848531 | OPTIMIZED | INSTALLED | solar_pv |  | node_1402215_933_15272713_18 | AN | 8100203
solar_load_220337728 |  | 0 | 0 | 0 | 0.001 | 0.0018244415996309478 | 0.0042827445611861945 | OPTIMIZED | INSTALLED | solar_pv |  | node_1402135_554_15272346_964 | AN | 8100203
solar_load_220337729 |  | 0 | 0 | 0 | 0.001 | 0.0015645857416057216 | 0.0036727520589455317 | OPTIMIZED | INSTALLED | solar_pv |  | node_1402532_334_15272505_622 | AN | 8100203
solar_load_220337730 |  | 0 | 0 | 0 | 0.001 | 0.003540761198801603 | 0.008311681053258267 | OPTIMIZED | INSTALLED | solar_pv |  | node_1402587_716_15272323_066 | AN | 8100203
solar_load_220337731 |  | 0 | 0 | 0 | 0.001 | 0.0024931612840633412 | 0.0058525154760432855 | OPTIMIZED | INSTALLED | solar_pv |  | node_1402597_572_15272070_987 | AN | 8100203
solar_load_220337780 |  | 0 | 0 | 0 | 0.001 | 0.00043612153332547415 | 0.00102376364012419 | OPTIMIZED | INSTALLED | solar_pv |  | node_1407093_312_15273820_099 | AN | 8100203
solar_load_220337781 |  | 0 | 0 | 0 | 0.001 | 0.0027212164840172103 | 0.0063878585461915605 | OPTIMIZED | INSTALLED | solar_pv |  | node_1407550_417_15274628_996 | AN | 8100203
solar_load_220337951 |  | 0 | 0 | 0 | 0.001 | 0.000695068564137766 | 0.0016316233014479278 | OPTIMIZED | INSTALLED | solar_pv |  | node_1405247_776_15275371_731 | AN | 8100203
solar_load_220337952 |  | 0 | 0 | 0 | 0.001 | 0.002076120086335101 | 0.004873541495174529 | OPTIMIZED | INSTALLED | solar_pv |  | node_1405178_602_15275988_854 | AN | 8100203
solar_load_220337953 |  | 0 | 0 | 0 | 0.001 | 0.0005951242312264522 | 0.0013970108005861342 | OPTIMIZED | INSTALLED | solar_pv |  | node_1405406_537_15275292_415 | AN | 8100203
solar_load_220337954 |  | 0 | 0 | 0 | 0.001 | 0.001985261359501984 | 0.00466025740348199 | OPTIMIZED | INSTALLED | solar_pv |  | node_1405585_083_15275860_078 | AN | 8100203
solar_load_220337955 |  | 0 | 0 | 0 | 0.001 | 0.00013174499098267146 | 0.0003092619329541824 | OPTIMIZED | INSTALLED | solar_pv |  | node_1405959_159_15275446_934 | AN | 8100203
solar_load_220337956 |  | 0 | 0 | 0 | 0.001 | 0.0025013383591565093 | 0.005871711044295614 | OPTIMIZED | INSTALLED | solar_pv |  | node_1406170_052_15275843_77 | AN | 8100203
solar_load_220337958 |  | 0 | 0 | 0 | 0.001 | 0.0025540364147951587 | 0.005995415817477288 | OPTIMIZED | INSTALLED | solar_pv |  | node_1406530_434_15275607_584 | AN | 8100203
solar_load_220337960 |  | 0 | 0 | 0 | 0.001 | 0.0010239769242158824 | 0.002403711713374921 | OPTIMIZED | INSTALLED | solar_pv |  | node_1403387_87_15275212_992 | AN | 8100203
solar_load_220337961 |  | 0 | 0 | 0 | 0.001 | 0.0013374390726368823 | 0.0031395418297141824 | OPTIMIZED | INSTALLED | solar_pv |  | node_1404144_148_15275865_601 | AN | 8100203
solar_load_220337962 |  | 0 | 0 | 0 | 0.001 | 0.0008386253466095324 | 0.0019686121663221403 | OPTIMIZED | INSTALLED | solar_pv |  | node_1404383_879_15275270_757 | AN | 8100203
solar_load_220337981 |  | 0 | 0 | 0 | 0.001 | 0.0017145025372005975 | 0.004024670810238222 | OPTIMIZED | INSTALLED | solar_pv |  | node_1402568_441_15275128_104 | AN | 8100203
solar_load_220337982 |  | 0 | 0 | 0 | 0.001 | 0.0007877443529409412 | 0.0018491730749743182 | OPTIMIZED | INSTALLED | solar_pv |  | node_1402841_983_15275158_191 | AN | 8100203
solar_load_220337983 |  | 0 | 0 | 0 | 0.001 | 0.00043157858217242307 | 0.001013099435539563 | OPTIMIZED | INSTALLED | solar_pv |  | node_1403112_092_15275111_818 | AN | 8100203
solar_load_220337998 |  | 0 | 0 | 0 | 0.001 | 0.003023775668162049 | 0.007098094571527717 | OPTIMIZED | INSTALLED | solar_pv |  | node_1407233_616_15285573_161 | AN | 8100203
solar_load_220337999 |  | 0 | 0 | 0 | 0.001 | 0.0036388887659707637 | 0.008542027872286211 | OPTIMIZED | INSTALLED | solar_pv |  | node_1407613_203_15285517_907 | AN | 8100203
solar_load_220338004 |  | 0 | 0 | 0 | 0.001 | 0.01065590161267413 | 0.025013958273701044 | OPTIMIZED | INSTALLED | solar_pv |  | node_1407546_56_15275085_479 | AN | 8100203
solar_load_220338005 |  | 0 | 0 | 0 | 0.001 | 0.001558225728482612 | 0.0036578221725270537 | OPTIMIZED | INSTALLED | solar_pv |  | node_1406323_748_15277440_952 | AN | 8100203
solar_load_220338006 |  | 0 | 0 | 0 | 0.001 | 0.00045974482007575887 | 0.0010792175039642503 | OPTIMIZED | INSTALLED | solar_pv |  | node_1406229_037_15277659_203 | AN | 8100203
solar_load_220338008 |  | 0 | 0 | 0 | 0.001 | 0.0024313773261185894 | 0.005707482293692359 | OPTIMIZED | INSTALLED | solar_pv |  | node_1406599_805_15278051_183 | AN | 8100203
solar_load_220338009 |  | 0 | 0 | 0 | 0.001 | 0.001127555677295218 | 0.0026468555779044166 | OPTIMIZED | INSTALLED | solar_pv |  | node_1406003_341_15278114_895 | AN | 8100203
solar_load_220338011 |  | 0 | 0 | 0 | 0.001 | 0.0007486751507614447 | 0.0017574609155465261 | OPTIMIZED | INSTALLED | solar_pv |  | node_1405010_925_15278426_647 | AN | 8100203
solar_load_220338012 |  | 0 | 0 | 0 | 0.001 | 0.0017653835308691886 | 0.0041441099015860445 | OPTIMIZED | INSTALLED | solar_pv |  | node_1407236_798_15275783_794 | AN | 8100203
solar_load_220338013 |  | 0 | 0 | 0 | 0.001 | 0.0034789775370847567 | 0.00816664787090734 | OPTIMIZED | INSTALLED | solar_pv |  | node_1406814_966_15276556_498 | AN | 8100203
solar_load_220338014 |  | 0 | 0 | 0 | 0.001 | 0.0008195450110122988 | 0.001923822507066707 | OPTIMIZED | INSTALLED | solar_pv |  | node_1406284_75_15277281_994 | AN | 8100203
solar_load_220338015 |  | 0 | 0 | 0 | 0.001 | 0.0007659384243886199 | 0.0017979848929681088 | OPTIMIZED | INSTALLED | solar_pv |  | node_1404353_962_15271798_369 | AN | 8100203
solar_load_220338016 |  | 0 | 0 | 0 | 0.001 | 0.0006559993619582697 | 0.0015399111420201356 | OPTIMIZED | INSTALLED | solar_pv |  | node_1404758_562_15271308_874 | AN | 8100203
solar_load_220338017 |  | 0 | 0 | 0 | 0.001 | 0.00038796642883987567 | 0.000910723071527144 | OPTIMIZED | INSTALLED | solar_pv |  | node_1404913_134_15270998_228 | AN | 8100203
solar_load_220338021 |  | 0 | 0 | 0 | 0.001 | 0.0004969966640572917 | 0.0011666639815581916 | OPTIMIZED | INSTALLED | solar_pv |  | node_1403104_617_15272744_014 | AN | 8100203
solar_load_220338022 |  | 0 | 0 | 0 | 0.001 | 0.001818081290279933 | 0.004267814674767717 | OPTIMIZED | INSTALLED | solar_pv |  | node_1404024_275_15272609_294 | AN | 8100203
solar_load_220338158 |  | 0 | 0 | 0 | 0.001 | 0.0016354556018565755 | 0.0038391136504657124 | OPTIMIZED | INSTALLED | solar_pv |  | node_1406822_893_15276971_511 | AN | 8100203
solar_load_220338159 |  | 0 | 0 | 0 | 0.001 | 0.0010612290644253205 | 0.0024911581909688625 | OPTIMIZED | INSTALLED | solar_pv |  | node_1407282_213_15277093_641 | AN | 8100203
solar_load_220338160 |  | 0 | 0 | 0 | 0.001 | 0.0011539048532284955 | 0.0027087079644952526 | OPTIMIZED | INSTALLED | solar_pv |  | node_1408025_88_15277094_326 | AN | 8100203
solar_load_220338161 |  | 0 | 0 | 0 | 0.001 | 0.0007168747889179922 | 0.0016828114834541374 | OPTIMIZED | INSTALLED | solar_pv |  | node_1408850_581_15277099_388 | AN | 8100203
solar_load_220338162 |  | 0 | 0 | 0 | 0.001 | 0.002189693272705568 | 0.0051401466097902035 | OPTIMIZED | INSTALLED | solar_pv |  | node_1407753_906_15277391_043 | AN | 8100203
solar_load_220338163 |  | 0 | 0 | 0 | 0.001 | 0.003686135043243428 | 0.00865293559996633 | OPTIMIZED | INSTALLED | solar_pv |  | node_1407759_522_15277791_449 | AN | 8100203
solar_load_220338164 |  | 0 | 0 | 0 | 0.001 | 0.0031773265876970415 | 0.0074585446864881095 | OPTIMIZED | INSTALLED | solar_pv |  | node_1407875_544_15277965_898 | AN | 8100203
solar_load_220338165 |  | 0 | 0 | 0 | 0.001 | 0.0007868358219559119 | 0.0018470402340573927 | OPTIMIZED | INSTALLED | solar_pv |  | node_1407744_538_15278282_01 | AN | 8100203
solar_load_220338166 |  | 0 | 0 | 0 | 0.001 | 0.0017717435439922981 | 0.004159039788004522 | OPTIMIZED | INSTALLED | solar_pv |  | node_1407489_99_15278406_95 | AN | 8100203
solar_load_220338167 |  | 0 | 0 | 0 | 0.001 | 0.0005615065111850361 | 0.0013180956866598948 | OPTIMIZED | INSTALLED | solar_pv |  | node_1407660_902_15278673_842 | AN | 8100203
solar_load_220338169 |  | 0 | 0 | 0 | 0.001 | 0.0015173394643330576 | 0.003561844331265411 | OPTIMIZED | INSTALLED | solar_pv |  | node_1408913_98_15277587_644 | AN | 8100203
solar_load_220338170 |  | 0 | 0 | 0 | 0.001 | 0.0004997225532402843 | 0.0011730625043089677 | OPTIMIZED | INSTALLED | solar_pv |  | node_1408918_447_15277797_693 | AN | 8100203
solar_load_220338171 |  | 0 | 0 | 0 | 0.001 | 0.0011284642082802475 | 0.0026489884188213414 | OPTIMIZED | INSTALLED | solar_pv |  | node_1408645_583_15277717_578 | AN | 8100203
solar_load_220338172 |  | 0 | 0 | 0 | 0.001 | 0.0017744694331752906 | 0.004165438310755298 | OPTIMIZED | INSTALLED | solar_pv |  | node_1408920_601_15278016_958 | AN | 8100203
solar_load_220338173 |  | 0 | 0 | 0 | 0.001 | 0.001298369870457386 | 0.0030478296702863904 | OPTIMIZED | INSTALLED | solar_pv |  | node_1408847_672_15278247_461 | AN | 8100203
solar_load_220432000 |  | 0 | 0 | 0 | 0.001 | 0.0019371062550163857 | 0.004547216834884944 | OPTIMIZED | INSTALLED | solar_pv |  | node_1401591_821_15272654_354 | AN | 8100203
solar_load_220432272 |  | 0 | 0 | 0 | 0.001 | 0.0032182131480745016 | 0.007554522527749752 | OPTIMIZED | INSTALLED | solar_pv |  | node_1406550_435_15278446_648 | AN | 8100203
solar_load_220440775 |  | 0 | 0 | 0 | 0.001 | 0.00046337894401587564 | 0.0010877488676319519 | OPTIMIZED | INSTALLED | solar_pv |  | node_1407422_809_15278673_609 | AN | 8100203
solar_load_220467303 |  | 0 | 0 | 0 | 0.001 | 0.0003488972266603793 | 0.000819010912099352 | OPTIMIZED | INSTALLED | solar_pv |  | node_1402486_604_15280193_959 | AN | 8100203
solar_load_220500406 |  | 0 | 0 | 0 | 0.001 | 0.0027530168458606624 | 0.00646250797828395 | OPTIMIZED | INSTALLED | solar_pv |  | node_1401587_458_15286130_049 | AN | 8100203
solar_load_220518753 |  | 0 | 0 | 0 | 0.001 | 0.0004324871131574523 | 0.0010152322764564884 | OPTIMIZED | INSTALLED | solar_pv |  | node_1398037_865_15267564_891 | AN | 8100203
solar_load_220520318 |  | 0 | 0 | 0 | 0.001 | 0.0009930850933574592 | 0.002331195122199458 | OPTIMIZED | INSTALLED | solar_pv |  | node_1408216_527_15277097_628 | AN | 8100203
solar_load_220521156 |  | 0 | 0 | 0 | 0.001 | 0.0021887847417205388 | 0.005138013768873279 | OPTIMIZED | INSTALLED | solar_pv |  | node_1408284_172_15281846_602 | AN | 8100203
solar_load_220521495 |  | 0 | 0 | 0 | 0.001 | 0.0008413509395646199 | 0.0019750106890729165 | OPTIMIZED | INSTALLED | solar_pv |  | node_1406076_486_15277804_015 | AN | 8100203
solar_load_220529826 |  | 0 | 0 | 0 | 0.001 | 0.0018771396552695974 | 0.004406449334367868 | OPTIMIZED | INSTALLED | solar_pv |  | node_1404284_669_15280604_313 | AN | 8100203
solar_load_220529931 |  | 0 | 0 | 0 | 0.001 | 0.0014373837017761012 | 0.003374154330575976 | OPTIMIZED | INSTALLED | solar_pv |  | node_1397529_025_15275995_192 | AN | 8100203
solar_load_220531250 |  | 0 | 0 | 0 | 0.001 | 0.002106103386208495 | 0.004943925245433067 | OPTIMIZED | INSTALLED | solar_pv |  | node_1398844_581_15280005_606 | AN | 8100203
solar_load_220531743 |  | 0 | 0 | 0 | 0.001 | 0.001671798914853079 | 0.003924427287142728 | OPTIMIZED | INSTALLED | solar_pv |  | node_1400454_925_15269862_573 | AN | 8100203
solar_load_220532530 |  | 0 | 0 | 0 | 0.001 | 0.0003679775622576129 | 0.0008638005713547853 | OPTIMIZED | INSTALLED | solar_pv |  | node_1400762_541_15269280_88 | AN | 8100203
solar_load_220534111 |  | 0 | 0 | 0 | 0.001 | 0.0018071783260037726 | 0.004242220583764612 | OPTIMIZED | INSTALLED | solar_pv |  | node_1401498_915_15287185_575 | AN | 8100203
solar_load_220535653 |  | 0 | 0 | 0 | 0.001 | 0.0007023374044738098 | 0.001648686028783331 | OPTIMIZED | INSTALLED | solar_pv |  | node_1406231_998_15270083_388 | AN | 8100203
solar_load_220535659 |  | 0 | 0 | 0 | 0.001 | 0.0007232348020411017 | 0.001697741369872615 | OPTIMIZED | INSTALLED | solar_pv |  | node_1400565_314_15274559_98 | AN | 8100203
solar_load_220540995 |  | 0 | 0 | 0 | 0.001 | 0.0020752112591221664 | 0.004871408654257604 | OPTIMIZED | INSTALLED | solar_pv |  | node_1398448_937_15271709_824 | AN | 8100203
solar_load_220542711 |  | 0 | 0 | 0 | 0.001 | 0.0004197667906833282 | 0.000985372503619533 | OPTIMIZED | INSTALLED | solar_pv |  | node_1401690_837_15268550_424 | AN | 8100203
solar_load_220558165 |  | 0 | 0 | 0 | 0.001 | 0.002122457832622736 | 0.004982316381937725 | OPTIMIZED | INSTALLED | solar_pv |  | node_1407798_441_15282825_876 | AN | 8100203
solar_load_220603105 |  | 0 | 0 | 0 | 0.001 | 0.0037215701214828078 | 0.00873611639572642 | OPTIMIZED | INSTALLED | solar_pv |  | node_1399544_119_15269725_441 | AN | 8100203
solar_load_220616370 |  | 0 | 0 | 0 | 0.001 | 0.0016763418660061303 | 0.003935091491727355 | OPTIMIZED | INSTALLED | solar_pv |  | node_1398685_77_15269377_559 | AN | 8100203
solar_load_220646383 |  | 0 | 0 | 0 | 0.001 | 0.0016490844553157288 | 0.0038711062642195933 | OPTIMIZED | INSTALLED | solar_pv |  | node_1404512_284_15279610_438 | AN | 8100203
solar_load_220647395 |  | 0 | 0 | 0 | 0.001 | 0.0017999097818956339 | 0.004225157856429209 | OPTIMIZED | INSTALLED | solar_pv |  | node_1407076_606_15277172_721 | AN | 8100203
solar_load_220647795 |  | 0 | 0 | 0 | 0.001 | 0.0005887639218754376 | 0.0013820809141676567 | OPTIMIZED | INSTALLED | solar_pv |  | node_1404229_447_15272058_119 | AN | 8100203
solar_load_220651877 |  | 0 | 0 | 0 | 0.001 | 0.0014637328777093784 | 0.003436006717166813 | OPTIMIZED | INSTALLED | solar_pv |  | node_1405448_867_15279946_428 | AN | 8100203
solar_load_220654019 |  | 0 | 0 | 0 | 0.001 | 0.00595760114047601 | 0.01398503789227982 | OPTIMIZED | INSTALLED | solar_pv |  | node_1402350_807_15284100_401 | AN | 8100203
solar_load_220657079 |  | 0 | 0 | 0 | 0.001 | 0.0006142045668236857 | 0.0014418004598415676 | OPTIMIZED | INSTALLED | solar_pv |  | node_1403385_517_15277079_397 | AN | 8100203
solar_load_220657107 |  | 0 | 0 | 0 | 0.001 | 0.0005042655043933354 | 0.0011837267088935946 | OPTIMIZED | INSTALLED | solar_pv |  | node_1400195_255_15268870_312 | AN | 8100203
solar_load_310026670 |  | 0 | 0 | 0 | 0.001 | 0 | 0 | OPTIMIZED | INSTALLED | solar_pv |  | node_1408575_94_15282237_005 | AN | 8100203
solar_load_310064873 |  | 0 | 0 | 0 | 0.001 | 0.00248861833291029 | 0.005841851271458659 | OPTIMIZED | INSTALLED | solar_pv |  | node_1407863_376_15277547_65 | AN | 8100203
solar_load_312098263 |  | 0 | 0 | 0 | 0.001 | 0.0005097169865314157 | 0.001196523754395147 | OPTIMIZED | INSTALLED | solar_pv |  | node_1399173_663_15269414_557 | AN | 8100203

## Storage
Name | GroupId | InitStateOfCharge | SpinningReserveCharge | SpinningReserveDischarge | NonSpinningReserveCharge | NonSpinningReserveDischarge | RegulationUpCharge | RegulationUpDischarge | RegulationDownCharge | RegulationDownDischarge | ChargeEfficiency | DischargeEfficiency | CommitmentStatus | ConstructionTime | CalendarLife | YearOfInstallation | DepthOfDischarge | ReactivePower | ReactivePowerA | ReactivePowerB | ReactivePowerC | ActivePower | ActivePowerA | ActivePowerB | ActivePowerC | Energy | MaxEnergy | PowerCharge | PowerDischarge | RampUpLimit | RampDownLimit | CapitalCost | FixedOperatingCost | VariableOperatingCost | MaxReactivePower | MaxActivePower | OutputSchedule | PlanningStatus | UnitType | UnitSubtype | ParentNode | Phases | Feeder | Comments
storage_load_220333812 |  | 0 | 0 | 0 | 0 | 0 | 0 | 0 | 0 | 0 | 0.92 | 0 | False | 0 | 0 | 0 | 0 | 0 | 0 | 0 | 0 | 0 | 0 | 0 | 0 | 0 | 0.0029369219426062703 | 0 | 0 | 0 | 0 | 0 | 0 | 0.001 | 0.00041704119772824057 | 0.0009789739808687568 | OPTIMIZED | INSTALLED | li_ion |  | node_1402957_127_15283617_416 | AN | 8100203
storage_load_220333813 |  | 0 | 0 | 0 | 0 | 0 | 0 | 0 | 0 | 0 | 0.92 | 0 | False | 0 | 0 | 0 | 0 | 0 | 0 | 0 | 0 | 0 | 0 | 0 | 0 | 0 | 0.01490215948655774 | 0 | 0 | 0 | 0 | 0 | 0 | 0.001 | 0.0021160978194996265 | 0.004967386495519247 | OPTIMIZED | INSTALLED | li_ion |  | node_1403381_823_15282882_294 | AN | 8100203
storage_load_220333814 |  | 0 | 0 | 0 | 0 | 0 | 0 | 0 | 0 | 0 | 0.92 | 0 | False | 0 | 0 | 0 | 0 | 0 | 0 | 0 | 0 | 0 | 0 | 0 | 0 | 0 | 0.009284256511376248 | 0 | 0 | 0 | 0 | 0 | 0 | 0.001 | 0.0013183590332675537 | 0.0030947521704587496 | OPTIMIZED | INSTALLED | li_ion |  | node_1403370_179_15282476_992 | AN | 8100203
storage_load_220333815 |  | 0 | 0 | 0 | 0 | 0 | 0 | 0 | 0 | 0 | 0.92 | 0 | False | 0 | 0 | 0 | 0 | 0 | 0 | 0 | 0 | 0 | 0 | 0 | 0 | 0 | 0.007339105595140286 | 0 | 0 | 0 | 0 | 0 | 0 | 0.001 | 0.0010421487288280868 | 0.002446368531713429 | OPTIMIZED | INSTALLED | li_ion |  | node_1403262_303_15281920_944 | AN | 8100203
storage_load_220333816 |  | 0 | 0 | 0 | 0 | 0 | 0 | 0 | 0 | 0 | 0.92 | 0 | False | 0 | 0 | 0 | 0 | 0 | 0 | 0 | 0 | 0 | 0 | 0 | 0 | 0 | 0.008785171736815705 | 0 | 0 | 0 | 0 | 0 | 0 | 0.001 | 0.0012474891730166998 | 0.0029283905789385684 | OPTIMIZED | INSTALLED | li_ion |  | node_1403224_65_15280039_863 | AN | 8100203
storage_load_220333817 |  | 0 | 0 | 0 | 0 | 0 | 0 | 0 | 0 | 0 | 0.92 | 0 | False | 0 | 0 | 0 | 0 | 0 | 0 | 0 | 0 | 0 | 0 | 0 | 0 | 0 | 0.023085870084800484 | 0 | 0 | 0 | 0 | 0 | 0 | 0.001 | 0.0032781797478212897 | 0.007695290028266828 | OPTIMIZED | INSTALLED | li_ion |  | node_1401243_64_15287988_365 | AN | 8100203
storage_load_220333827 |  | 0 | 0 | 0 | 0 | 0 | 0 | 0 | 0 | 0 | 0.92 | 0 | False | 0 | 0 | 0 | 0 | 0 | 0 | 0 | 0 | 0 | 0 | 0 | 0 | 0 | 0.006967991275595269 | 0 | 0 | 0 | 0 | 0 | 0 | 0.001 | 0.0009894506731894374 | 0.002322663758531756 | OPTIMIZED | INSTALLED | li_ion |  | node_1403472_424_15281743_396 | AN | 8100203
storage_load_220333828 |  | 0 | 0 | 0 | 0 | 0 | 0 | 0 | 0 | 0 | 0.92 | 0 | False | 0 | 0 | 0 | 0 | 0 | 0 | 0 | 0 | 0 | 0 | 0 | 0 | 0 | 0.037924044343850466 | 0 | 0 | 0 | 0 | 0 | 0 | 0.001 | 0.005385191665014814 | 0.012641348114616821 | OPTIMIZED | INSTALLED | li_ion |  | node_1403609_811_15281805_053 | AN | 8100203
storage_load_220333829 |  | 0 | 0 | 0 | 0 | 0 | 0 | 0 | 0 | 0 | 0.92 | 0 | False | 0 | 0 | 0 | 0 | 0 | 0 | 0 | 0 | 0 | 0 | 0 | 0 | 0 | 0.00014076750051707614 | 0 | 0 | 0 | 0 | 0 | 0 | 0.001 | 1.9988866582262755E-05 | 4.692250017235871E-05 | OPTIMIZED | INSTALLED | li_ion |  | node_1403514_163_15281409_729 | AN | 8100203
storage_load_220333846 |  | 0 | 0 | 0 | 0 | 0 | 0 | 0 | 0 | 0 | 0.92 | 0 | False | 0 | 0 | 0 | 0 | 0 | 0 | 0 | 0 | 0 | 0 | 0 | 0 | 0 | 0.013116971639091184 | 0 | 0 | 0 | 0 | 0 | 0 | 0.001 | 0.001862602270825415 | 0.004372323879697062 | OPTIMIZED | INSTALLED | li_ion |  | node_1404123_538_15285148_185 | AN | 8100203
storage_load_220333847 |  | 0 | 0 | 0 | 0 | 0 | 0 | 0 | 0 | 0 | 0.92 | 0 | False | 0 | 0 | 0 | 0 | 0 | 0 | 0 | 0 | 0 | 0 | 0 | 0 | 0 | 0.00428061172026927 | 0 | 0 | 0 | 0 | 0 | 0 | 0.001 | 0.0006078442574726711 | 0.0014268705734230898 | OPTIMIZED | INSTALLED | li_ion |  | node_1404124_305_15284797_92 | AN | 8100203
storage_load_220333848 |  | 0 | 0 | 0 | 0 | 0 | 0 | 0 | 0 | 0 | 0.92 | 0 | False | 0 | 0 | 0 | 0 | 0 | 0 | 0 | 0 | 0 | 0 | 0 | 0 | 0 | 0.026125168391419172 | 0 | 0 | 0 | 0 | 0 | 0 | 0.001 | 0.003709758329993713 | 0.008708389463806391 | OPTIMIZED | INSTALLED | li_ion |  | node_1404520_242_15284371_578 | AN | 8100203
storage_load_220333849 |  | 0 | 0 | 0 | 0 | 0 | 0 | 0 | 0 | 0 | 0.92 | 0 | False | 0 | 0 | 0 | 0 | 0 | 0 | 0 | 0 | 0 | 0 | 0 | 0 | 0 | 0.008279688439504386 | 0 | 0 | 0 | 0 | 0 | 0 | 0.001 | 0.0011757107817808167 | 0.002759896146501462 | OPTIMIZED | INSTALLED | li_ion |  | node_1404928_153_15284420_065 | AN | 8100203
storage_load_220333850 |  | 0 | 0 | 0 | 0 | 0 | 0 | 0 | 0 | 0 | 0.92 | 0 | False | 0 | 0 | 0 | 0 | 0 | 0 | 0 | 0 | 0 | 0 | 0 | 0 | 0 | 0.002629792850569013 | 0 | 0 | 0 | 0 | 0 | 0 | 0.001 | 0.00037342904439569317 | 0.0008765976168563376 | OPTIMIZED | INSTALLED | li_ion |  | node_1405322_575_15284507_448 | AN | 8100203
storage_load_220333851 |  | 0 | 0 | 0 | 0 | 0 | 0 | 0 | 0 | 0 | 0.92 | 0 | False | 0 | 0 | 0 | 0 | 0 | 0 | 0 | 0 | 0 | 0 | 0 | 0 | 0 | 0.015228484146847326 | 0 | 0 | 0 | 0 | 0 | 0 | 0.001 | 0.002162435565787261 | 0.005076161382282442 | OPTIMIZED | INSTALLED | li_ion |  | node_1405469_048_15284395_846 | AN | 8100203
storage_load_220333852 |  | 0 | 0 | 0 | 0 | 0 | 0 | 0 | 0 | 0 | 0.92 | 0 | False | 0 | 0 | 0 | 0 | 0 | 0 | 0 | 0 | 0 | 0 | 0 | 0 | 0 | 0.006449710932782397 | 0 | 0 | 0 | 0 | 0 | 0 | 0.001 | 0.0009158552199834958 | 0.002149903644260799 | OPTIMIZED | INSTALLED | li_ion |  | node_1403356_759_15286967_204 | AN | 8100203
storage_load_220333854 |  | 0 | 0 | 0 | 0 | 0 | 0 | 0 | 0 | 0 | 0.92 | 0 | False | 0 | 0 | 0 | 0 | 0 | 0 | 0 | 0 | 0 | 0 | 0 | 0 | 0 | 0.017295206995348034 | 0 | 0 | 0 | 0 | 0 | 0 | 0.001 | 0.0024559091438539037 | 0.005765068998449345 | OPTIMIZED | INSTALLED | li_ion |  | node_1403520_306_15287320_034 | AN | 8100203
storage_load_220333855 |  | 0 | 0 | 0 | 0 | 0 | 0 | 0 | 0 | 0 | 0.92 | 0 | False | 0 | 0 | 0 | 0 | 0 | 0 | 0 | 0 | 0 | 0 | 0 | 0 | 0 | 0.009930507309204643 | 0 | 0 | 0 | 0 | 0 | 0 | 0.001 | 0.0014101259948577948 | 0.003310169103068214 | OPTIMIZED | INSTALLED | li_ion |  | node_1403721_618_15287102_56 | AN | 8100203
storage_load_220333856 |  | 0 | 0 | 0 | 0 | 0 | 0 | 0 | 0 | 0 | 0.92 | 0 | False | 0 | 0 | 0 | 0 | 0 | 0 | 0 | 0 | 0 | 0 | 0 | 0 | 0 | 0.009367437307136336 | 0 | 0 | 0 | 0 | 0 | 0 | 0.001 | 0.0013301705285287437 | 0.003122479102378779 | OPTIMIZED | INSTALLED | li_ion |  | node_1404054_39_15286668_003 | AN | 8100203
storage_load_220333857 |  | 0 | 0 | 0 | 0 | 0 | 0 | 0 | 0 | 0 | 0.92 | 0 | False | 0 | 0 | 0 | 0 | 0 | 0 | 0 | 0 | 0 | 0 | 0 | 0 | 0 | 0.007108758776112344 | 0 | 0 | 0 | 0 | 0 | 0 | 0.001 | 0.0010094395397717 | 0.002369586258704115 | OPTIMIZED | INSTALLED | li_ion |  | node_1404069_73_15286321_689 | AN | 8100203
storage_load_220333858 |  | 0 | 0 | 0 | 0 | 0 | 0 | 0 | 0 | 0 | 0.92 | 0 | False | 0 | 0 | 0 | 0 | 0 | 0 | 0 | 0 | 0 | 0 | 0 | 0 | 0 | 0.0048116891085836925 | 0 | 0 | 0 | 0 | 0 | 0 | 0.001 | 0.0006832570688765763 | 0.0016038963695278975 | OPTIMIZED | INSTALLED | li_ion |  | node_1404216_989_15286007_565 | AN | 8100203
storage_load_220333860 |  | 0 | 0 | 0 | 0 | 0 | 0 | 0 | 0 | 0 | 0.92 | 0 | False | 0 | 0 | 0 | 0 | 0 | 0 | 0 | 0 | 0 | 0 | 0 | 0 | 0 | 0.02384729429214285 | 0 | 0 | 0 | 0 | 0 | 0 | 0.001 | 0.0033863017482815816 | 0.00794909809738095 | OPTIMIZED | INSTALLED | li_ion |  | node_1401577_297_15285788_93 | AN | 8100203
storage_load_220333861 |  | 0 | 0 | 0 | 0 | 0 | 0 | 0 | 0 | 0 | 0.92 | 0 | False | 0 | 0 | 0 | 0 | 0 | 0 | 0 | 0 | 0 | 0 | 0 | 0 | 0 | 0.013321724367116022 | 0 | 0 | 0 | 0 | 0 | 0 | 0.001 | 0.0018916770397137798 | 0.004440574789038674 | OPTIMIZED | INSTALLED | li_ion |  | node_1401383_714_15285188_771 | AN | 8100203
storage_load_220333862 |  | 0 | 0 | 0 | 0 | 0 | 0 | 0 | 0 | 0 | 0.92 | 0 | False | 0 | 0 | 0 | 0 | 0 | 0 | 0 | 0 | 0 | 0 | 0 | 0 | 0 | 0.04107211753723235 | 0 | 0 | 0 | 0 | 0 | 0 | 0.001 | 0.005832216162616449 | 0.013690705845744116 | OPTIMIZED | INSTALLED | li_ion |  | node_1401002_77_15285142_301 | AN | 8100203
storage_load_220333864 |  | 0 | 0 | 0 | 0 | 0 | 0 | 0 | 0 | 0 | 0.92 | 0 | False | 0 | 0 | 0 | 0 | 0 | 0 | 0 | 0 | 0 | 0 | 0 | 0 | 0 | 0.018440542567736973 | 0 | 0 | 0 | 0 | 0 | 0 | 0.001 | 0.0026185459656949983 | 0.006146847522578991 | OPTIMIZED | INSTALLED | li_ion |  | node_1402896_756_15280399_278 | AN | 8100203
storage_load_220333865 |  | 0 | 0 | 0 | 0 | 0 | 0 | 0 | 0 | 0 | 0.92 | 0 | False | 0 | 0 | 0 | 0 | 0 | 0 | 0 | 0 | 0 | 0 | 0 | 0 | 0 | 0.008740382077560272 | 0 | 0 | 0 | 0 | 0 | 0 | 0.001 | 0.0012411291598935904 | 0.002913460692520091 | OPTIMIZED | INSTALLED | li_ion |  | node_1402854_239_15280594_642 | AN | 8100203
storage_load_220333866 |  | 0 | 0 | 0 | 0 | 0 | 0 | 0 | 0 | 0 | 0.92 | 0 | False | 0 | 0 | 0 | 0 | 0 | 0 | 0 | 0 | 0 | 0 | 0 | 0 | 0 | 0.004587740812306526 | 0 | 0 | 0 | 0 | 0 | 0 | 0.001 | 0.0006514564108052185 | 0.0015292469374355087 | OPTIMIZED | INSTALLED | li_ion |  | node_1402650_058_15280460_254 | AN | 8100203
storage_load_220333867 |  | 0 | 0 | 0 | 0 | 0 | 0 | 0 | 0 | 0 | 0.92 | 0 | False | 0 | 0 | 0 | 0 | 0 | 0 | 0 | 0 | 0 | 0 | 0 | 0 | 0 | 0.011907650839194484 | 0 | 0 | 0 | 0 | 0 | 0 | 0.001 | 0.0016908792504503128 | 0.0039692169463981615 | OPTIMIZED | INSTALLED | li_ion |  | node_1402307_766_15280150_668 | AN | 8100203
storage_load_220333868 |  | 0 | 0 | 0 | 0 | 0 | 0 | 0 | 0 | 0 | 0.92 | 0 | False | 0 | 0 | 0 | 0 | 0 | 0 | 0 | 0 | 0 | 0 | 0 | 0 | 0 | 0.032126982731647234 | 0 | 0 | 0 | 0 | 0 | 0 | 0.001 | 0.004562012530062398 | 0.010708994243882412 | OPTIMIZED | INSTALLED | li_ion |  | node_1402150_099_15280051_19 | AN | 8100203
storage_load_220333869 |  | 0 | 0 | 0 | 0 | 0 | 0 | 0 | 0 | 0 | 0.92 | 0 | False | 0 | 0 | 0 | 0 | 0 | 0 | 0 | 0 | 0 | 0 | 0 | 0 | 0 | 0.018178203134955148 | 0 | 0 | 0 | 0 | 0 | 0 | 0.001 | 0.0025812941217134657 | 0.006059401044985049 | OPTIMIZED | INSTALLED | li_ion |  | node_1402045_374_15279910_647 | AN | 8100203
storage_load_220333870 |  | 0 | 0 | 0 | 0 | 0 | 0 | 0 | 0 | 0 | 0.92 | 0 | False | 0 | 0 | 0 | 0 | 0 | 0 | 0 | 0 | 0 | 0 | 0 | 0 | 0 | 0.023738519405379653 | 0 | 0 | 0 | 0 | 0 | 0 | 0.001 | 0.0033708555366244648 | 0.007912839801793218 | OPTIMIZED | INSTALLED | li_ion |  | node_1401628_972_15279768_824 | AN | 8100203
storage_load_220333871 |  | 0 | 0 | 0 | 0 | 0 | 0 | 0 | 0 | 0 | 0.92 | 0 | False | 0 | 0 | 0 | 0 | 0 | 0 | 0 | 0 | 0 | 0 | 0 | 0 | 0 | 0.003621563876939322 | 0 | 0 | 0 | 0 | 0 | 0 | 0.001 | 0.0005142599376844668 | 0.001207187958979774 | OPTIMIZED | INSTALLED | li_ion |  | node_1401294_098_15278840_289 | AN | 8100203
storage_load_220333873 |  | 0 | 0 | 0 | 0 | 0 | 0 | 0 | 0 | 0 | 0.92 | 0 | False | 0 | 0 | 0 | 0 | 0 | 0 | 0 | 0 | 0 | 0 | 0 | 0 | 0 | 0.014300698347984777 | 0 | 0 | 0 | 0 | 0 | 0 | 0.001 | 0.0020306905748045897 | 0.004766899449328259 | OPTIMIZED | INSTALLED | li_ion |  | node_1406332_525_15280905_804 | AN | 8100203
storage_load_220333874 |  | 0 | 0 | 0 | 0 | 0 | 0 | 0 | 0 | 0 | 0.92 | 0 | False | 0 | 0 | 0 | 0 | 0 | 0 | 0 | 0 | 0 | 0 | 0 | 0 | 0 | 0.011670905497415765 | 0 | 0 | 0 | 0 | 0 | 0 | 0.001 | 0.0016572615304088966 | 0.0038903018324719218 | OPTIMIZED | INSTALLED | li_ion |  | node_1406492_377_15280872_114 | AN | 8100203
storage_load_220333875 |  | 0 | 0 | 0 | 0 | 0 | 0 | 0 | 0 | 0 | 0.92 | 0 | False | 0 | 0 | 0 | 0 | 0 | 0 | 0 | 0 | 0 | 0 | 0 | 0 | 0 | 0.004248619106515389 | 0 | 0 | 0 | 0 | 0 | 0 | 0.001 | 0.00060330130631962 | 0.001416206368838463 | OPTIMIZED | INSTALLED | li_ion |  | node_1406865_973_15280980_688 | AN | 8100203
storage_load_220333876 |  | 0 | 0 | 0 | 0 | 0 | 0 | 0 | 0 | 0 | 0.92 | 0 | False | 0 | 0 | 0 | 0 | 0 | 0 | 0 | 0 | 0 | 0 | 0 | 0 | 0 | 0.019253154957085548 | 0 | 0 | 0 | 0 | 0 | 0 | 0.001 | 0.0027339365102634285 | 0.006417718319028516 | OPTIMIZED | INSTALLED | li_ion |  | node_1407133_602_15280693_355 | AN | 8100203
storage_load_220333877 |  | 0 | 0 | 0 | 0 | 0 | 0 | 0 | 0 | 0 | 0.92 | 0 | False | 0 | 0 | 0 | 0 | 0 | 0 | 0 | 0 | 0 | 0 | 0 | 0 | 0 | 0.015292469374355088 | 0 | 0 | 0 | 0 | 0 | 0 | 0.001 | 0.0021715214680933636 | 0.005097489791451696 | OPTIMIZED | INSTALLED | li_ion |  | node_1406747_407_15284586_683 | AN | 8100203
storage_load_220333878 |  | 0 | 0 | 0 | 0 | 0 | 0 | 0 | 0 | 0 | 0.92 | 0 | False | 0 | 0 | 0 | 0 | 0 | 0 | 0 | 0 | 0 | 0 | 0 | 0 | 0 | 0.005003644791106978 | 0 | 0 | 0 | 0 | 0 | 0 | 0.001 | 0.0007105144795669776 | 0.0016678815970356594 | OPTIMIZED | INSTALLED | li_ion |  | node_1406640_005_15284570_604 | AN | 8100203
storage_load_220333879 |  | 0 | 0 | 0 | 0 | 0 | 0 | 0 | 0 | 0 | 0.92 | 0 | False | 0 | 0 | 0 | 0 | 0 | 0 | 0 | 0 | 0 | 0 | 0 | 0 | 0 | 0.025120600319547312 | 0 | 0 | 0 | 0 | 0 | 0 | 0.001 | 0.003567110374734881 | 0.008373533439849104 | OPTIMIZED | INSTALLED | li_ion |  | node_1406281_19_15284501_704 | AN | 8100203
storage_load_220333880 |  | 0 | 0 | 0 | 0 | 0 | 0 | 0 | 0 | 0 | 0.92 | 0 | False | 0 | 0 | 0 | 0 | 0 | 0 | 0 | 0 | 0 | 0 | 0 | 0 | 0 | 0.03000907170114032 | 0 | 0 | 0 | 0 | 0 | 0 | 0.001 | 0.004261270407887618 | 0.010003023900380107 | OPTIMIZED | INSTALLED | li_ion |  | node_1405941_001_15284507_865 | AN | 8100203
storage_load_220333881 |  | 0 | 0 | 0 | 0 | 0 | 0 | 0 | 0 | 0 | 0.92 | 0 | False | 0 | 0 | 0 | 0 | 0 | 0 | 0 | 0 | 0 | 0 | 0 | 0 | 0 | 0.009476212193899533 | 0 | 0 | 0 | 0 | 0 | 0 | 0.001 | 0.0013456164439579553 | 0.0031587373979665113 | OPTIMIZED | INSTALLED | li_ion |  | node_1405969_936_15284147_14 | AN | 8100203
storage_load_220333883 |  | 0 | 0 | 0 | 0 | 0 | 0 | 0 | 0 | 0 | 0.92 | 0 | False | 0 | 0 | 0 | 0 | 0 | 0 | 0 | 0 | 0 | 0 | 0 | 0 | 0 | 0.02107673394105676 | 0 | 0 | 0 | 0 | 0 | 0 | 0.001 | 0.0029928835410757207 | 0.007025577980352253 | OPTIMIZED | INSTALLED | li_ion |  | node_1406113_228_15283497_596 | AN | 8100203
storage_load_220333884 |  | 0 | 0 | 0 | 0 | 0 | 0 | 0 | 0 | 0 | 0.92 | 0 | False | 0 | 0 | 0 | 0 | 0 | 0 | 0 | 0 | 0 | 0 | 0 | 0 | 0 | 0.0012221178453982518 | 0 | 0 | 0 | 0 | 0 | 0 | 0.001 | 0.00017354008234516047 | 0.0004073726151327506 | OPTIMIZED | INSTALLED | li_ion |  | node_1406248_959_15283363_491 | AN | 8100203
storage_load_220333886 |  | 0 | 0 | 0 | 0 | 0 | 0 | 0 | 0 | 0 | 0.92 | 0 | False | 0 | 0 | 0 | 0 | 0 | 0 | 0 | 0 | 0 | 0 | 0 | 0 | 0 | 0.006424116841779292 | 0 | 0 | 0 | 0 | 0 | 0 | 0.001 | 0.0009122207998154739 | 0.0021413722805930973 | OPTIMIZED | INSTALLED | li_ion |  | node_1405157_485_15280003_499 | AN | 8100203
storage_load_220333888 |  | 0 | 0 | 0 | 0 | 0 | 0 | 0 | 0 | 0 | 0.92 | 0 | False | 0 | 0 | 0 | 0 | 0 | 0 | 0 | 0 | 0 | 0 | 0 | 0 | 0 | 0.0063793271825238595 | 0 | 0 | 0 | 0 | 0 | 0 | 0.001 | 0.0009058607866923643 | 0.0021264423941746197 | OPTIMIZED | INSTALLED | li_ion |  | node_1405622_925_15280082_518 | AN | 8100203
storage_load_220333889 |  | 0 | 0 | 0 | 0 | 0 | 0 | 0 | 0 | 0 | 0.92 | 0 | False | 0 | 0 | 0 | 0 | 0 | 0 | 0 | 0 | 0 | 0 | 0 | 0 | 0 | 0.002252280008273218 | 0 | 0 | 0 | 0 | 0 | 0 | 0.001 | 0.0003198224577720144 | 0.0007507600027577394 | OPTIMIZED | INSTALLED | li_ion |  | node_1405780_235_15280207_905 | AN | 8100203
storage_load_220333890 |  | 0 | 0 | 0 | 0 | 0 | 0 | 0 | 0 | 0 | 0.92 | 0 | False | 0 | 0 | 0 | 0 | 0 | 0 | 0 | 0 | 0 | 0 | 0 | 0 | 0 | 0.009117894919856068 | 0 | 0 | 0 | 0 | 0 | 0 | 0.001 | 0.0012947357465172692 | 0.003039298306618689 | OPTIMIZED | INSTALLED | li_ion |  | node_1406077_664_15280531_853 | AN | 8100203
storage_load_220333892 |  | 0 | 0 | 0 | 0 | 0 | 0 | 0 | 0 | 0 | 0.92 | 0 | False | 0 | 0 | 0 | 0 | 0 | 0 | 0 | 0 | 0 | 0 | 0 | 0 | 0 | 0.00390949740072425 | 0 | 0 | 0 | 0 | 0 | 0 | 0.001 | 0.0005551462018340215 | 0.0013031658002414168 | OPTIMIZED | INSTALLED | li_ion |  | node_1401426_256_15278064_499 | AN | 8100203
storage_load_220333893 |  | 0 | 0 | 0 | 0 | 0 | 0 | 0 | 0 | 0 | 0.92 | 0 | False | 0 | 0 | 0 | 0 | 0 | 0 | 0 | 0 | 0 | 0 | 0 | 0 | 0 | 0.028070319307655137 | 0 | 0 | 0 | 0 | 0 | 0 | 0.001 | 0.00398596863443318 | 0.009356773102551712 | OPTIMIZED | INSTALLED | li_ion |  | node_1401639_489_15273933_055 | AN | 8100203
storage_load_220333898 |  | 0 | 0 | 0 | 0 | 0 | 0 | 0 | 0 | 0 | 0.92 | 0 | False | 0 | 0 | 0 | 0 | 0 | 0 | 0 | 0 | 0 | 0 | 0 | 0 | 0 | 0.025664474753363288 | 0 | 0 | 0 | 0 | 0 | 0 | 0.001 | 0.003644340248108844 | 0.008554824917787763 | OPTIMIZED | INSTALLED | li_ion |  | node_1401347_862_15268542_883 | AN | 8100203
storage_load_220333899 |  | 0 | 0 | 0 | 0 | 0 | 0 | 0 | 0 | 0 | 0.92 | 0 | False | 0 | 0 | 0 | 0 | 0 | 0 | 0 | 0 | 0 | 0 | 0 | 0 | 0 | 0.011536536519649466 | 0 | 0 | 0 | 0 | 0 | 0 | 0.001 | 0.0016381811948116632 | 0.0038455121732164886 | OPTIMIZED | INSTALLED | li_ion |  | node_1399451_54_15268273_712 | AN | 8100203
storage_load_220333900 |  | 0 | 0 | 0 | 0 | 0 | 0 | 0 | 0 | 0 | 0.92 | 0 | False | 0 | 0 | 0 | 0 | 0 | 0 | 0 | 0 | 0 | 0 | 0 | 0 | 0 | 0.0035319845584284556 | 0 | 0 | 0 | 0 | 0 | 0 | 0.001 | 0.0005015396152103427 | 0.0011773281861428184 | OPTIMIZED | INSTALLED | li_ion |  | node_1398441_256_15268282_96 | AN | 8100203
storage_load_220333901 |  | 0 | 0 | 0 | 0 | 0 | 0 | 0 | 0 | 0 | 0.92 | 0 | False | 0 | 0 | 0 | 0 | 0 | 0 | 0 | 0 | 0 | 0 | 0 | 0 | 0 | 0.0021690992125131276 | 0 | 0 | 0 | 0 | 0 | 0 | 0.001 | 0.0003080106662829195 | 0.0007230330708377093 | OPTIMIZED | INSTALLED | li_ion |  | node_1398163_614_15268034_813 | AN | 8100203
storage_load_220333905 |  | 0 | 0 | 0 | 0 | 0 | 0 | 0 | 0 | 0 | 0.92 | 0 | False | 0 | 0 | 0 | 0 | 0 | 0 | 0 | 0 | 0 | 0 | 0 | 0 | 0 | 0.011459754246640152 | 0 | 0 | 0 | 0 | 0 | 0 | 0.001 | 0.0016272782305355026 | 0.003819918082213384 | OPTIMIZED | INSTALLED | li_ion |  | node_1398047_584_15267316_697 | AN | 8100203
storage_load_220333906 |  | 0 | 0 | 0 | 0 | 0 | 0 | 0 | 0 | 0 | 0.92 | 0 | False | 0 | 0 | 0 | 0 | 0 | 0 | 0 | 0 | 0 | 0 | 0 | 0 | 0 | 0.009661769353672044 | 0 | 0 | 0 | 0 | 0 | 0 | 0.001 | 0.0013719656198912327 | 0.0032205897845573477 | OPTIMIZED | INSTALLED | li_ion |  | node_1401943_243_15271840_498 | AN | 8100203
storage_load_220333908 |  | 0 | 0 | 0 | 0 | 0 | 0 | 0 | 0 | 0 | 0.92 | 0 | False | 0 | 0 | 0 | 0 | 0 | 0 | 0 | 0 | 0 | 0 | 0 | 0 | 0 | 0.007774205142193067 | 0 | 0 | 0 | 0 | 0 | 0 | 0.001 | 0.0011039323905449336 | 0.002591401714064356 | OPTIMIZED | INSTALLED | li_ion |  | node_1398184_025_15266803_89 | AN | 8100203
storage_load_220333909 |  | 0 | 0 | 0 | 0 | 0 | 0 | 0 | 0 | 0 | 0.92 | 0 | False | 0 | 0 | 0 | 0 | 0 | 0 | 0 | 0 | 0 | 0 | 0 | 0 | 0 | 0.005393954678904326 | 0 | 0 | 0 | 0 | 0 | 0 | 0.001 | 0.0007659384243886199 | 0.0017979848929681088 | OPTIMIZED | INSTALLED | li_ion |  | node_1401829_262_15271178_697 | AN | 8100203
storage_load_220333910 |  | 0 | 0 | 0 | 0 | 0 | 0 | 0 | 0 | 0 | 0.92 | 0 | False | 0 | 0 | 0 | 0 | 0 | 0 | 0 | 0 | 0 | 0 | 0 | 0 | 0 | 0.045141578006726 | 0 | 0 | 0 | 0 | 0 | 0 | 0.001 | 0.0064100771202157255 | 0.015047192668908667 | OPTIMIZED | INSTALLED | li_ion |  | node_1401425_596_15270225_506 | AN | 8100203
storage_load_220333911 |  | 0 | 0 | 0 | 0 | 0 | 0 | 0 | 0 | 0 | 0.92 | 0 | False | 0 | 0 | 0 | 0 | 0 | 0 | 0 | 0 | 0 | 0 | 0 | 0 | 0 | 0.030066658405897305 | 0 | 0 | 0 | 0 | 0 | 0 | 0.001 | 0.004269447482980786 | 0.010022219468632436 | OPTIMIZED | INSTALLED | li_ion |  | node_1401836_6_15270167_457 | AN | 8100203
storage_load_220333948 |  | 0 | 0 | 0 | 0 | 0 | 0 | 0 | 0 | 0 | 0.92 | 0 | False | 0 | 0 | 0 | 0 | 0 | 0 | 0 | 0 | 0 | 0 | 0 | 0 | 0 | 0.04965253654602321 | 0 | 0 | 0 | 0 | 0 | 0 | 0.001 | 0.0070506305667447835 | 0.01655084551534107 | OPTIMIZED | INSTALLED | li_ion |  | node_1401476_206_15286689_85 | AN | 8100203
storage_load_220334429 |  | 0 | 0 | 0 | 0 | 0 | 0 | 0 | 0 | 0 | 0.92 | 0 | False | 0 | 0 | 0 | 0 | 0 | 0 | 0 | 0 | 0 | 0 | 0 | 0 | 0 | 0.005387556156153549 | 0 | 0 | 0 | 0 | 0 | 0 | 0.001 | 0.0007650298934035908 | 0.0017958520520511832 | OPTIMIZED | INSTALLED | li_ion |  | node_1398794_522_15277561_986 | AN | 8100203
storage_load_220334430 |  | 0 | 0 | 0 | 0 | 0 | 0 | 0 | 0 | 0 | 0.92 | 0 | False | 0 | 0 | 0 | 0 | 0 | 0 | 0 | 0 | 0 | 0 | 0 | 0 | 0 | 0.025050216569288773 | 0 | 0 | 0 | 0 | 0 | 0 | 0.001 | 0.00355711594144375 | 0.008350072189762924 | OPTIMIZED | INSTALLED | li_ion |  | node_1398742_304_15277369_555 | AN | 8100203
storage_load_220334431 |  | 0 | 0 | 0 | 0 | 0 | 0 | 0 | 0 | 0 | 0.92 | 0 | False | 0 | 0 | 0 | 0 | 0 | 0 | 0 | 0 | 0 | 0 | 0 | 0 | 0 | 0.01774310358790237 | 0 | 0 | 0 | 0 | 0 | 0 | 0.001 | 0.0025195101637687134 | 0.005914367862634122 | OPTIMIZED | INSTALLED | li_ion |  | node_1396967_562_15276485_227 | AN | 8100203
storage_load_220334432 |  | 0 | 0 | 0 | 0 | 0 | 0 | 0 | 0 | 0 | 0.92 | 0 | False | 0 | 0 | 0 | 0 | 0 | 0 | 0 | 0 | 0 | 0 | 0 | 0 | 0 | 0.022004519739919307 | 0 | 0 | 0 | 0 | 0 | 0 | 0.001 | 0.0031246288282862976 | 0.007334839913306436 | OPTIMIZED | INSTALLED | li_ion |  | node_1401218_25_15278553_551 | AN | 8100203
storage_load_220334433 |  | 0 | 0 | 0 | 0 | 0 | 0 | 0 | 0 | 0 | 0.92 | 0 | False | 0 | 0 | 0 | 0 | 0 | 0 | 0 | 0 | 0 | 0 | 0 | 0 | 0 | 0.01581074971716796 | 0 | 0 | 0 | 0 | 0 | 0 | 0.001 | 0.002245116921299305 | 0.005270249905722653 | OPTIMIZED | INSTALLED | li_ion |  | node_1400741_85_15278390_336 | AN | 8100203
storage_load_220334434 |  | 0 | 0 | 0 | 0 | 0 | 0 | 0 | 0 | 0 | 0.92 | 0 | False | 0 | 0 | 0 | 0 | 0 | 0 | 0 | 0 | 0 | 0 | 0 | 0 | 0 | 0.00490126842709456 | 0 | 0 | 0 | 0 | 0 | 0 | 0.001 | 0.0006959770951227952 | 0.001633756142364853 | OPTIMIZED | INSTALLED | li_ion |  | node_1400335_849_15278426_994 | AN | 8100203
storage_load_220334435 |  | 0 | 0 | 0 | 0 | 0 | 0 | 0 | 0 | 0 | 0.92 | 0 | False | 0 | 0 | 0 | 0 | 0 | 0 | 0 | 0 | 0 | 0 | 0 | 0 | 0 | 0.03377140307859672 | 0 | 0 | 0 | 0 | 0 | 0 | 0.001 | 0.004795519212154347 | 0.01125713435953224 | OPTIMIZED | INSTALLED | li_ion |  | node_1400139_954_15278423_213 | AN | 8100203
storage_load_220334436 |  | 0 | 0 | 0 | 0 | 0 | 0 | 0 | 0 | 0 | 0.92 | 0 | False | 0 | 0 | 0 | 0 | 0 | 0 | 0 | 0 | 0 | 0 | 0 | 0 | 0 | 0.011811672997932843 | 0 | 0 | 0 | 0 | 0 | 0 | 0.001 | 0.0016772503969911595 | 0.003937224332644281 | OPTIMIZED | INSTALLED | li_ion |  | node_1400019_421_15278340_268 | AN | 8100203
storage_load_220334437 |  | 0 | 0 | 0 | 0 | 0 | 0 | 0 | 0 | 0 | 0.92 | 0 | False | 0 | 0 | 0 | 0 | 0 | 0 | 0 | 0 | 0 | 0 | 0 | 0 | 0 | 0.01426230721148012 | 0 | 0 | 0 | 0 | 0 | 0 | 0.001 | 0.0020252390926665097 | 0.004754102403826707 | OPTIMIZED | INSTALLED | li_ion |  | node_1399719_995_15278321_334 | AN | 8100203
storage_load_220334438 |  | 0 | 0 | 0 | 0 | 0 | 0 | 0 | 0 | 0 | 0.92 | 0 | False | 0 | 0 | 0 | 0 | 0 | 0 | 0 | 0 | 0 | 0 | 0 | 0 | 0 | 0.005329969451396565 | 0 | 0 | 0 | 0 | 0 | 0 | 0.001 | 0.0007568525220825178 | 0.0017766564837988549 | OPTIMIZED | INSTALLED | li_ion |  | node_1399482_384_15278304_244 | AN | 8100203
storage_load_220334439 |  | 0 | 0 | 0 | 0 | 0 | 0 | 0 | 0 | 0 | 0.92 | 0 | False | 0 | 0 | 0 | 0 | 0 | 0 | 0 | 0 | 0 | 0 | 0 | 0 | 0 | 0.004005475241985894 | 0 | 0 | 0 | 0 | 0 | 0 | 0.001 | 0.0005687750552931748 | 0.0013351584139952978 | OPTIMIZED | INSTALLED | li_ion |  | node_1399150_543_15278353_301 | AN | 8100203
storage_load_220334451 |  | 0 | 0 | 0 | 0 | 0 | 0 | 0 | 0 | 0 | 0.92 | 0 | False | 0 | 0 | 0 | 0 | 0 | 0 | 0 | 0 | 0 | 0 | 0 | 0 | 0 | 0.00476689944932826 | 0 | 0 | 0 | 0 | 0 | 0 | 0.001 | 0.0006768967595255617 | 0.00158896648310942 | OPTIMIZED | INSTALLED | li_ion |  | node_1402020_12_15274664_616 | AN | 8100203
storage_load_220334452 |  | 0 | 0 | 0 | 0 | 0 | 0 | 0 | 0 | 0 | 0.92 | 0 | False | 0 | 0 | 0 | 0 | 0 | 0 | 0 | 0 | 0 | 0 | 0 | 0 | 0 | 0.031915831480871626 | 0 | 0 | 0 | 0 | 0 | 0 | 0.001 | 0.004532029230189004 | 0.010638610493623874 | OPTIMIZED | INSTALLED | li_ion |  | node_1401698_639_15274694_422 | AN | 8100203
storage_load_220334453 |  | 0 | 0 | 0 | 0 | 0 | 0 | 0 | 0 | 0 | 0.92 | 0 | False | 0 | 0 | 0 | 0 | 0 | 0 | 0 | 0 | 0 | 0 | 0 | 0 | 0 | 0.002489025350051937 | 0 | 0 | 0 | 0 | 0 | 0 | 0.001 | 0.00035344017781343043 | 0.000829675116683979 | OPTIMIZED | INSTALLED | li_ion |  | node_1401585_052_15274945_764 | AN | 8100203
storage_load_220334454 |  | 0 | 0 | 0 | 0 | 0 | 0 | 0 | 0 | 0 | 0.92 | 0 | False | 0 | 0 | 0 | 0 | 0 | 0 | 0 | 0 | 0 | 0 | 0 | 0 | 0 | 0.002284272622027099 | 0 | 0 | 0 | 0 | 0 | 0 | 0.001 | 0.00032436540892506554 | 0.0007614242073423664 | OPTIMIZED | INSTALLED | li_ion |  | node_1401234_054_15275531_869 | AN | 8100203
storage_load_220334455 |  | 0 | 0 | 0 | 0 | 0 | 0 | 0 | 0 | 0 | 0.92 | 0 | False | 0 | 0 | 0 | 0 | 0 | 0 | 0 | 0 | 0 | 0 | 0 | 0 | 0 | 0.008874751055326572 | 0 | 0 | 0 | 0 | 0 | 0 | 0.001 | 0.0012602094954908241 | 0.002958250351775524 | OPTIMIZED | INSTALLED | li_ion |  | node_1400797_897_15274631_655 | AN | 8100203
storage_load_220334457 |  | 0 | 0 | 0 | 0 | 0 | 0 | 0 | 0 | 0 | 0.92 | 0 | False | 0 | 0 | 0 | 0 | 0 | 0 | 0 | 0 | 0 | 0 | 0 | 0 | 0 | 0.003237652511892751 | 0 | 0 | 0 | 0 | 0 | 0 | 0.001 | 0.00045974482007575887 | 0.0010792175039642503 | OPTIMIZED | INSTALLED | li_ion |  | node_1400573_733_15275407_287 | AN | 8100203
storage_load_220334509 |  | 0 | 0 | 0 | 0 | 0 | 0 | 0 | 0 | 0 | 0.92 | 0 | False | 0 | 0 | 0 | 0 | 0 | 0 | 0 | 0 | 0 | 0 | 0 | 0 | 0 | 0.0031928628526373174 | 0 | 0 | 0 | 0 | 0 | 0 | 0.001 | 0.0004533845107247442 | 0.0010642876175457725 | OPTIMIZED | INSTALLED | li_ion |  | node_1401279_405_15279650_307 | AN | 8100203
storage_load_220334510 |  | 0 | 0 | 0 | 0 | 0 | 0 | 0 | 0 | 0 | 0.92 | 0 | False | 0 | 0 | 0 | 0 | 0 | 0 | 0 | 0 | 0 | 0 | 0 | 0 | 0 | 0.021134320645813744 | 0 | 0 | 0 | 0 | 0 | 0 | 0.001 | 0.0030010609123967934 | 0.007044773548604582 | OPTIMIZED | INSTALLED | li_ion |  | node_1400487_486_15279315_292 | AN | 8100203
storage_load_220334511 |  | 0 | 0 | 0 | 0 | 0 | 0 | 0 | 0 | 0 | 0.92 | 0 | False | 0 | 0 | 0 | 0 | 0 | 0 | 0 | 0 | 0 | 0 | 0 | 0 | 0 | 0.006033806953981945 | 0 | 0 | 0 | 0 | 0 | 0 | 0.001 | 0.0008567968549938315 | 0.0020112689846606482 | OPTIMIZED | INSTALLED | li_ion |  | node_1399943_93_15279438_423 | AN | 8100203
storage_load_220334512 |  | 0 | 0 | 0 | 0 | 0 | 0 | 0 | 0 | 0 | 0.92 | 0 | False | 0 | 0 | 0 | 0 | 0 | 0 | 0 | 0 | 0 | 0 | 0 | 0 | 0 | 0.012905820388315569 | 0 | 0 | 0 | 0 | 0 | 0 | 0.001 | 0.0018326186747241154 | 0.004301940129438523 | OPTIMIZED | INSTALLED | li_ion |  | node_1399964_21_15279672_012 | AN | 8100203
storage_load_220334513 |  | 0 | 0 | 0 | 0 | 0 | 0 | 0 | 0 | 0 | 0.92 | 0 | False | 0 | 0 | 0 | 0 | 0 | 0 | 0 | 0 | 0 | 0 | 0 | 0 | 0 | 0.03286921137073728 | 0 | 0 | 0 | 0 | 0 | 0 | 0.001 | 0.004667408345111792 | 0.01095640379024576 | OPTIMIZED | INSTALLED | li_ion |  | node_1399934_413_15280058_805 | AN | 8100203
storage_load_220334546 |  | 0 | 0 | 0 | 0 | 0 | 0 | 0 | 0 | 0 | 0.92 | 0 | False | 0 | 0 | 0 | 0 | 0 | 0 | 0 | 0 | 0 | 0 | 0 | 0 | 0 | 0.019445110639608833 | 0 | 0 | 0 | 0 | 0 | 0 | 0.001 | 0.0027611942171817355 | 0.006481703546536277 | OPTIMIZED | INSTALLED | li_ion |  | node_1406672_444_15285227_911 | AN | 8100203
storage_load_220334547 |  | 0 | 0 | 0 | 0 | 0 | 0 | 0 | 0 | 0 | 0.92 | 0 | False | 0 | 0 | 0 | 0 | 0 | 0 | 0 | 0 | 0 | 0 | 0 | 0 | 0 | 0.0073902937771464965 | 0 | 0 | 0 | 0 | 0 | 0 | 0.001 | 0.0010494172729362257 | 0.002463431259048832 | OPTIMIZED | INSTALLED | li_ion |  | node_1406659_76_15285555_594 | AN | 8100203
storage_load_220334577 |  | 0 | 0 | 0 | 0 | 0 | 0 | 0 | 0 | 0 | 0.92 | 0 | False | 0 | 0 | 0 | 0 | 0 | 0 | 0 | 0 | 0 | 0 | 0 | 0 | 0 | 0.002412243077042623 | 0 | 0 | 0 | 0 | 0 | 0 | 0.001 | 0.0003425372135372698 | 0.0008040810256808742 | OPTIMIZED | INSTALLED | li_ion |  | node_1403571_394_15280059_556 | AN | 8100203
storage_load_220334578 |  | 0 | 0 | 0 | 0 | 0 | 0 | 0 | 0 | 0 | 0.92 | 0 | False | 0 | 0 | 0 | 0 | 0 | 0 | 0 | 0 | 0 | 0 | 0 | 0 | 0 | 0.008919540714582005 | 0 | 0 | 0 | 0 | 0 | 0 | 0.001 | 0.0012665695086139335 | 0.0029731802381940016 | OPTIMIZED | INSTALLED | li_ion |  | node_1403810_954_15279882_506 | AN | 8100203
storage_load_220334579 |  | 0 | 0 | 0 | 0 | 0 | 0 | 0 | 0 | 0 | 0.92 | 0 | False | 0 | 0 | 0 | 0 | 0 | 0 | 0 | 0 | 0 | 0 | 0 | 0 | 0 | 0.012784248456050824 | 0 | 0 | 0 | 0 | 0 | 0 | 0.001 | 0.0018153556973248455 | 0.004261416152016941 | OPTIMIZED | INSTALLED | li_ion |  | node_1403991_182_15279568_489 | AN | 8100203
storage_load_220334611 |  | 0 | 0 | 0 | 0 | 0 | 0 | 0 | 0 | 0 | 0.92 | 0 | False | 0 | 0 | 0 | 0 | 0 | 0 | 0 | 0 | 0 | 0 | 0 | 0 | 0 | 0.02627233441468703 | 0 | 0 | 0 | 0 | 0 | 0 | 0.001 | 0.003730655727561005 | 0.008757444804895676 | OPTIMIZED | INSTALLED | li_ion |  | node_1404742_593_15279190_765 | AN | 8100203
storage_load_220334612 |  | 0 | 0 | 0 | 0 | 0 | 0 | 0 | 0 | 0 | 0.92 | 0 | False | 0 | 0 | 0 | 0 | 0 | 0 | 0 | 0 | 0 | 0 | 0 | 0 | 0 | 0.008234898780248953 | 0 | 0 | 0 | 0 | 0 | 0 | 0.001 | 0.0011693507686577071 | 0.0027449662600829844 | OPTIMIZED | INSTALLED | li_ion |  | node_1405004_977_15279061_569 | AN | 8100203
storage_load_220334613 |  | 0 | 0 | 0 | 0 | 0 | 0 | 0 | 0 | 0 | 0.92 | 0 | False | 0 | 0 | 0 | 0 | 0 | 0 | 0 | 0 | 0 | 0 | 0 | 0 | 0 | 0.003941490014478131 | 0 | 0 | 0 | 0 | 0 | 0 | 0.001 | 0.0005596891529870726 | 0.0013138300048260439 | OPTIMIZED | INSTALLED | li_ion |  | node_1405352_259_15278963_409 | AN | 8100203
storage_load_220334636 |  | 0 | 0 | 0 | 0 | 0 | 0 | 0 | 0 | 0 | 0.92 | 0 | False | 0 | 0 | 0 | 0 | 0 | 0 | 0 | 0 | 0 | 0 | 0 | 0 | 0 | 0.0041974309245091795 | 0 | 0 | 0 | 0 | 0 | 0 | 0.001 | 0.0005960327622114814 | 0.0013991436415030597 | OPTIMIZED | INSTALLED | li_ion |  | node_1405738_779_15280743_781 | AN | 8100203
storage_load_220334637 |  | 0 | 0 | 0 | 0 | 0 | 0 | 0 | 0 | 0 | 0.92 | 0 | False | 0 | 0 | 0 | 0 | 0 | 0 | 0 | 0 | 0 | 0 | 0 | 0 | 0 | 0.003621563876939322 | 0 | 0 | 0 | 0 | 0 | 0 | 0.001 | 0.0005142599376844668 | 0.001207187958979774 | OPTIMIZED | INSTALLED | li_ion |  | node_1405478_08_15281050_152 | AN | 8100203
storage_load_220334638 |  | 0 | 0 | 0 | 0 | 0 | 0 | 0 | 0 | 0 | 0.92 | 0 | False | 0 | 0 | 0 | 0 | 0 | 0 | 0 | 0 | 0 | 0 | 0 | 0 | 0 | 0.017039266085316987 | 0 | 0 | 0 | 0 | 0 | 0 | 0.001 | 0.0024195655346294946 | 0.005679755361772329 | OPTIMIZED | INSTALLED | li_ion |  | node_1404888_488_15280652_615 | AN | 8100203
storage_load_220334639 |  | 0 | 0 | 0 | 0 | 0 | 0 | 0 | 0 | 0 | 0.92 | 0 | False | 0 | 0 | 0 | 0 | 0 | 0 | 0 | 0 | 0 | 0 | 0 | 0 | 0 | 0.007204736617373987 | 0 | 0 | 0 | 0 | 0 | 0 | 0.001 | 0.0010230683932308533 | 0.0024015788724579957 | OPTIMIZED | INSTALLED | li_ion |  | node_1405003_742_15280971_224 | AN | 8100203
storage_load_220334640 |  | 0 | 0 | 0 | 0 | 0 | 0 | 0 | 0 | 0 | 0.92 | 0 | False | 0 | 0 | 0 | 0 | 0 | 0 | 0 | 0 | 0 | 0 | 0 | 0 | 0 | 0.0020219331892452753 | 0 | 0 | 0 | 0 | 0 | 0 | 0.001 | 0.0002871132687156275 | 0.0006739777297484251 | OPTIMIZED | INSTALLED | li_ion |  | node_1404584_61_15281064_458 | AN | 8100203
storage_load_220334643 |  | 0 | 0 | 0 | 0 | 0 | 0 | 0 | 0 | 0 | 0.92 | 0 | False | 0 | 0 | 0 | 0 | 0 | 0 | 0 | 0 | 0 | 0 | 0 | 0 | 0 | 0.0015164498919339564 | 0 | 0 | 0 | 0 | 0 | 0 | 0.001 | 0.00021533487747974438 | 0.0005054832973113188 | OPTIMIZED | INSTALLED | li_ion |  | node_1399713_285_15268850_533 | AN | 8100203
storage_load_220334644 |  | 0 | 0 | 0 | 0 | 0 | 0 | 0 | 0 | 0 | 0.92 | 0 | False | 0 | 0 | 0 | 0 | 0 | 0 | 0 | 0 | 0 | 0 | 0 | 0 | 0 | 0.0020411287574976043 | 0 | 0 | 0 | 0 | 0 | 0 | 0.001 | 0.00028983915789862025 | 0.0006803762524992013 | OPTIMIZED | INSTALLED | li_ion |  | node_1399940_377_15268748_288 | AN | 8100203
storage_load_220334645 |  | 0 | 0 | 0 | 0 | 0 | 0 | 0 | 0 | 0 | 0.92 | 0 | False | 0 | 0 | 0 | 0 | 0 | 0 | 0 | 0 | 0 | 0 | 0 | 0 | 0 | 0.04558947459928034 | 0 | 0 | 0 | 0 | 0 | 0 | 0.001 | 0.006473678140130536 | 0.015196491533093446 | OPTIMIZED | INSTALLED | li_ion |  | node_1398941_902_15268952_761 | AN | 8100203
storage_load_220334646 |  | 0 | 0 | 0 | 0 | 0 | 0 | 0 | 0 | 0 | 0.92 | 0 | False | 0 | 0 | 0 | 0 | 0 | 0 | 0 | 0 | 0 | 0 | 0 | 0 | 0 | 0.002962516033609375 | 0 | 0 | 0 | 0 | 0 | 0 | 0.001 | 0.0004206756178962625 | 0.0009875053445364582 | OPTIMIZED | INSTALLED | li_ion |  | node_1399372_509_15269543_633 | AN | 8100203
storage_load_220334647 |  | 0 | 0 | 0 | 0 | 0 | 0 | 0 | 0 | 0 | 0.92 | 0 | False | 0 | 0 | 0 | 0 | 0 | 0 | 0 | 0 | 0 | 0 | 0 | 0 | 0 | 0.008535629349535433 | 0 | 0 | 0 | 0 | 0 | 0 | 0.001 | 0.0012120543910052255 | 0.002845209783178478 | OPTIMIZED | INSTALLED | li_ion |  | node_1399850_039_15269755_069 | AN | 8100203
storage_load_220334648 |  | 0 | 0 | 0 | 0 | 0 | 0 | 0 | 0 | 0 | 0.92 | 0 | False | 0 | 0 | 0 | 0 | 0 | 0 | 0 | 0 | 0 | 0 | 0 | 0 | 0 | 0.008804367305068036 | 0 | 0 | 0 | 0 | 0 | 0 | 0.001 | 0.0012502150621996925 | 0.002934789101689345 | OPTIMIZED | INSTALLED | li_ion |  | node_1400146_569_15269702_478 | AN | 8100203
storage_load_220334649 |  | 0 | 0 | 0 | 0 | 0 | 0 | 0 | 0 | 0 | 0.92 | 0 | False | 0 | 0 | 0 | 0 | 0 | 0 | 0 | 0 | 0 | 0 | 0 | 0 | 0 | 0.010378403901758976 | 0 | 0 | 0 | 0 | 0 | 0 | 0.001 | 0.00147372731100051 | 0.003459467967252992 | OPTIMIZED | INSTALLED | li_ion |  | node_1398467_73_15269489_945 | AN | 8100203
storage_load_220337695 |  | 0 | 0 | 0 | 0 | 0 | 0 | 0 | 0 | 0 | 0.92 | 0 | False | 0 | 0 | 0 | 0 | 0 | 0 | 0 | 0 | 0 | 0 | 0 | 0 | 0 | 0.005573113315926059 | 0 | 0 | 0 | 0 | 0 | 0 | 0.001 | 0.0007913787731089629 | 0.0018577044386420198 | OPTIMIZED | INSTALLED | li_ion |  | node_1407147_289_15280982_668 | AN | 8100203
storage_load_220337696 |  | 0 | 0 | 0 | 0 | 0 | 0 | 0 | 0 | 0 | 0.92 | 0 | False | 0 | 0 | 0 | 0 | 0 | 0 | 0 | 0 | 0 | 0 | 0 | 0 | 0 | 0.01821019574870903 | 0 | 0 | 0 | 0 | 0 | 0 | 0.001 | 0.0025858370728665168 | 0.006070065249569677 | OPTIMIZED | INSTALLED | li_ion |  | node_1407830_018_15281234_655 | AN | 8100203
storage_load_220337697 |  | 0 | 0 | 0 | 0 | 0 | 0 | 0 | 0 | 0 | 0.92 | 0 | False | 0 | 0 | 0 | 0 | 0 | 0 | 0 | 0 | 0 | 0 | 0 | 0 | 0 | 0.001989940575491394 | 0 | 0 | 0 | 0 | 0 | 0 | 0.001 | 0.00028257031756257644 | 0.0006633135251637981 | OPTIMIZED | INSTALLED | li_ion |  | node_1408029_633_15281159_831 | AN | 8100203
storage_load_220337698 |  | 0 | 0 | 0 | 0 | 0 | 0 | 0 | 0 | 0 | 0.92 | 0 | False | 0 | 0 | 0 | 0 | 0 | 0 | 0 | 0 | 0 | 0 | 0 | 0 | 0 | 0.005080427064116292 | 0 | 0 | 0 | 0 | 0 | 0 | 0.001 | 0.0007214177400710434 | 0.0016934756880387643 | OPTIMIZED | INSTALLED | li_ion |  | node_1407822_397_15280777_838 | AN | 8100203
storage_load_220337699 |  | 0 | 0 | 0 | 0 | 0 | 0 | 0 | 0 | 0 | 0.92 | 0 | False | 0 | 0 | 0 | 0 | 0 | 0 | 0 | 0 | 0 | 0 | 0 | 0 | 0 | 0.005451541383661312 | 0 | 0 | 0 | 0 | 0 | 0 | 0.001 | 0.0007741154994817878 | 0.0018171804612204371 | OPTIMIZED | INSTALLED | li_ion |  | node_1408531_446_15281114_441 | AN | 8100203
storage_load_220337700 |  | 0 | 0 | 0 | 0 | 0 | 0 | 0 | 0 | 0 | 0.92 | 0 | False | 0 | 0 | 0 | 0 | 0 | 0 | 0 | 0 | 0 | 0 | 0 | 0 | 0 | 0.006955194230093715 | 0 | 0 | 0 | 0 | 0 | 0 | 0.001 | 0.0009876333149914738 | 0.002318398076697905 | OPTIMIZED | INSTALLED | li_ion |  | node_1408716_145_15280797_385 | AN | 8100203
storage_load_220337701 |  | 0 | 0 | 0 | 0 | 0 | 0 | 0 | 0 | 0 | 0.92 | 0 | False | 0 | 0 | 0 | 0 | 0 | 0 | 0 | 0 | 0 | 0 | 0 | 0 | 0 | 0.009924108786453868 | 0 | 0 | 0 | 0 | 0 | 0 | 0.001 | 0.0014092174638727657 | 0.0033080362621512893 | OPTIMIZED | INSTALLED | li_ion |  | node_1408384_343_15281366_435 | AN | 8100203
storage_load_220337703 |  | 0 | 0 | 0 | 0 | 0 | 0 | 0 | 0 | 0 | 0.92 | 0 | False | 0 | 0 | 0 | 0 | 0 | 0 | 0 | 0 | 0 | 0 | 0 | 0 | 0 | 0.011293392655119971 | 0 | 0 | 0 | 0 | 0 | 0 | 0.001 | 0.0016036549437852179 | 0.0037644642183733237 | OPTIMIZED | INSTALLED | li_ion |  | node_1408224_456_15282037_213 | AN | 8100203
storage_load_220337704 |  | 0 | 0 | 0 | 0 | 0 | 0 | 0 | 0 | 0 | 0.92 | 0 | False | 0 | 0 | 0 | 0 | 0 | 0 | 0 | 0 | 0 | 0 | 0 | 0 | 0 | 0.013654447550156382 | 0 | 0 | 0 | 0 | 0 | 0 | 0.001 | 0.001938923316986444 | 0.004551482516718794 | OPTIMIZED | INSTALLED | li_ion |  | node_1408126_443_15282254_09 | AN | 8100203
storage_load_220337705 |  | 0 | 0 | 0 | 0 | 0 | 0 | 0 | 0 | 0 | 0.92 | 0 | False | 0 | 0 | 0 | 0 | 0 | 0 | 0 | 0 | 0 | 0 | 0 | 0 | 0 | 0.0034424052399175883 | 0 | 0 | 0 | 0 | 0 | 0 | 0.001 | 0.0004888195889641237 | 0.0011474684133058629 | OPTIMIZED | INSTALLED | li_ion |  | node_1408050_054_15282454_853 | AN | 8100203
storage_load_220337708 |  | 0 | 0 | 0 | 0 | 0 | 0 | 0 | 0 | 0 | 0.92 | 0 | False | 0 | 0 | 0 | 0 | 0 | 0 | 0 | 0 | 0 | 0 | 0 | 0 | 0 | 0.013084979025337302 | 0 | 0 | 0 | 0 | 0 | 0 | 0.001 | 0.0018580593196723637 | 0.004361659675112434 | OPTIMIZED | INSTALLED | li_ion |  | node_1407360_175_15283513_321 | AN | 8100203
storage_load_220337709 |  | 0 | 0 | 0 | 0 | 0 | 0 | 0 | 0 | 0 | 0.92 | 0 | False | 0 | 0 | 0 | 0 | 0 | 0 | 0 | 0 | 0 | 0 | 0 | 0 | 0 | 0.01629703744622695 | 0 | 0 | 0 | 0 | 0 | 0 | 0.001 | 0.002314169719580101 | 0.005432345815408983 | OPTIMIZED | INSTALLED | li_ion |  | node_1406918_565_15283628_537 | AN | 8100203
storage_load_220337710 |  | 0 | 0 | 0 | 0 | 0 | 0 | 0 | 0 | 0 | 0.92 | 0 | False | 0 | 0 | 0 | 0 | 0 | 0 | 0 | 0 | 0 | 0 | 0 | 0 | 0 | 0.020871981213031927 | 0 | 0 | 0 | 0 | 0 | 0 | 0.001 | 0.0029638090684152613 | 0.006957327071010642 | OPTIMIZED | INSTALLED | li_ion |  | node_1407145_975_15284118_731 | AN | 8100203
storage_load_220337711 |  | 0 | 0 | 0 | 0 | 0 | 0 | 0 | 0 | 0 | 0.92 | 0 | False | 0 | 0 | 0 | 0 | 0 | 0 | 0 | 0 | 0 | 0 | 0 | 0 | 0 | 0.0034296081944160364 | 0 | 0 | 0 | 0 | 0 | 0 | 0.001 | 0.00048700223076616025 | 0.0011432027314720121 | OPTIMIZED | INSTALLED | li_ion |  | node_1407088_999_15284318_115 | AN | 8100203
storage_load_220337712 |  | 0 | 0 | 0 | 0 | 0 | 0 | 0 | 0 | 0 | 0.92 | 0 | False | 0 | 0 | 0 | 0 | 0 | 0 | 0 | 0 | 0 | 0 | 0 | 0 | 0 | 0.013520078572390085 | 0 | 0 | 0 | 0 | 0 | 0 | 0.001 | 0.0019198429813892105 | 0.004506692857463361 | OPTIMIZED | INSTALLED | li_ion |  | node_1407040_55_15284689_294 | AN | 8100203
storage_load_220337713 |  | 0 | 0 | 0 | 0 | 0 | 0 | 0 | 0 | 0 | 0.92 | 0 | False | 0 | 0 | 0 | 0 | 0 | 0 | 0 | 0 | 0 | 0 | 0 | 0 | 0 | 0.021774172920891365 | 0 | 0 | 0 | 0 | 0 | 0 | 0.001 | 0.0030919196392299106 | 0.007258057640297122 | OPTIMIZED | INSTALLED | li_ion |  | node_1401774_46_15276624_079 | AN | 8100203
storage_load_220337714 |  | 0 | 0 | 0 | 0 | 0 | 0 | 0 | 0 | 0 | 0.92 | 0 | False | 0 | 0 | 0 | 0 | 0 | 0 | 0 | 0 | 0 | 0 | 0 | 0 | 0 | 0.021914940421408444 | 0 | 0 | 0 | 0 | 0 | 0 | 0.001 | 0.003111908505812173 | 0.007304980140469481 | OPTIMIZED | INSTALLED | li_ion |  | node_1401731_204_15277004_668 | AN | 8100203
storage_load_220337715 |  | 0 | 0 | 0 | 0 | 0 | 0 | 0 | 0 | 0 | 0.92 | 0 | False | 0 | 0 | 0 | 0 | 0 | 0 | 0 | 0 | 0 | 0 | 0 | 0 | 0 | 0.03929972673526735 | 0 | 0 | 0 | 0 | 0 | 0 | 0.001 | 0.005580537972140201 | 0.013099908911755782 | OPTIMIZED | INSTALLED | li_ion |  | node_1401647_088_15277353_746 | AN | 8100203
storage_load_220337718 |  | 0 | 0 | 0 | 0 | 0 | 0 | 0 | 0 | 0 | 0.92 | 0 | False | 0 | 0 | 0 | 0 | 0 | 0 | 0 | 0 | 0 | 0 | 0 | 0 | 0 | 0.015414041306619837 | 0 | 0 | 0 | 0 | 0 | 0 | 0.001 | 0.0021887847417205388 | 0.005138013768873279 | OPTIMIZED | INSTALLED | li_ion |  | node_1401986_421_15276423_602 | AN | 8100203
storage_load_220337719 |  | 0 | 0 | 0 | 0 | 0 | 0 | 0 | 0 | 0 | 0.92 | 0 | False | 0 | 0 | 0 | 0 | 0 | 0 | 0 | 0 | 0 | 0 | 0 | 0 | 0 | 0.03305476853050979 | 0 | 0 | 0 | 0 | 0 | 0 | 0.001 | 0.00469375752104507 | 0.011018256176836595 | OPTIMIZED | INSTALLED | li_ion |  | node_1402058_67_15276144_254 | AN | 8100203
storage_load_220337721 |  | 0 | 0 | 0 | 0 | 0 | 0 | 0 | 0 | 0 | 0.92 | 0 | False | 0 | 0 | 0 | 0 | 0 | 0 | 0 | 0 | 0 | 0 | 0 | 0 | 0 | 0.04413700993485414 | 0 | 0 | 0 | 0 | 0 | 0 | 0.001 | 0.006267429164956893 | 0.01471233664495138 | OPTIMIZED | INSTALLED | li_ion |  | node_1402287_033_15275258_108 | AN | 8100203
storage_load_220337723 |  | 0 | 0 | 0 | 0 | 0 | 0 | 0 | 0 | 0 | 0.92 | 0 | False | 0 | 0 | 0 | 0 | 0 | 0 | 0 | 0 | 0 | 0 | 0 | 0 | 0 | 0.053965140880046364 | 0 | 0 | 0 | 0 | 0 | 0 | 0.001 | 0.007663017775370506 | 0.017988380293348788 | OPTIMIZED | INSTALLED | li_ion |  | node_1402345_763_15274481_353 | AN | 8100203
storage_load_220337725 |  | 0 | 0 | 0 | 0 | 0 | 0 | 0 | 0 | 0 | 0.92 | 0 | False | 0 | 0 | 0 | 0 | 0 | 0 | 0 | 0 | 0 | 0 | 0 | 0 | 0 | 0.021914940421408444 | 0 | 0 | 0 | 0 | 0 | 0 | 0.001 | 0.003111908505812173 | 0.007304980140469481 | OPTIMIZED | INSTALLED | li_ion |  | node_1402390_638_15273279_12 | AN | 8100203
storage_load_220337726 |  | 0 | 0 | 0 | 0 | 0 | 0 | 0 | 0 | 0 | 0.92 | 0 | False | 0 | 0 | 0 | 0 | 0 | 0 | 0 | 0 | 0 | 0 | 0 | 0 | 0 | 0.006200168545502125 | 0 | 0 | 0 | 0 | 0 | 0 | 0.001 | 0.0008804201417441161 | 0.0020667228485007085 | OPTIMIZED | INSTALLED | li_ion |  | node_1402523_022_15272725_09 | AN | 8100203
storage_load_220337727 |  | 0 | 0 | 0 | 0 | 0 | 0 | 0 | 0 | 0 | 0.92 | 0 | False | 0 | 0 | 0 | 0 | 0 | 0 | 0 | 0 | 0 | 0 | 0 | 0 | 0 | 0.006558485819545592 | 0 | 0 | 0 | 0 | 0 | 0 | 0.001 | 0.0009313011354127075 | 0.002186161939848531 | OPTIMIZED | INSTALLED | li_ion |  | node_1402215_933_15272713_18 | AN | 8100203
storage_load_220337728 |  | 0 | 0 | 0 | 0 | 0 | 0 | 0 | 0 | 0 | 0.92 | 0 | False | 0 | 0 | 0 | 0 | 0 | 0 | 0 | 0 | 0 | 0 | 0 | 0 | 0 | 0.012848233683558584 | 0 | 0 | 0 | 0 | 0 | 0 | 0.001 | 0.0018244415996309478 | 0.0042827445611861945 | OPTIMIZED | INSTALLED | li_ion |  | node_1402135_554_15272346_964 | AN | 8100203
storage_load_220337729 |  | 0 | 0 | 0 | 0 | 0 | 0 | 0 | 0 | 0 | 0.92 | 0 | False | 0 | 0 | 0 | 0 | 0 | 0 | 0 | 0 | 0 | 0 | 0 | 0 | 0 | 0.011018256176836595 | 0 | 0 | 0 | 0 | 0 | 0 | 0.001 | 0.0015645857416057216 | 0.0036727520589455317 | OPTIMIZED | INSTALLED | li_ion |  | node_1402532_334_15272505_622 | AN | 8100203
storage_load_220337730 |  | 0 | 0 | 0 | 0 | 0 | 0 | 0 | 0 | 0 | 0.92 | 0 | False | 0 | 0 | 0 | 0 | 0 | 0 | 0 | 0 | 0 | 0 | 0 | 0 | 0 | 0.0249350431597748 | 0 | 0 | 0 | 0 | 0 | 0 | 0.001 | 0.003540761198801603 | 0.008311681053258267 | OPTIMIZED | INSTALLED | li_ion |  | node_1402587_716_15272323_066 | AN | 8100203
storage_load_220337731 |  | 0 | 0 | 0 | 0 | 0 | 0 | 0 | 0 | 0 | 0.92 | 0 | False | 0 | 0 | 0 | 0 | 0 | 0 | 0 | 0 | 0 | 0 | 0 | 0 | 0 | 0.017557546428129858 | 0 | 0 | 0 | 0 | 0 | 0 | 0.001 | 0.0024931612840633412 | 0.0058525154760432855 | OPTIMIZED | INSTALLED | li_ion |  | node_1402597_572_15272070_987 | AN | 8100203
storage_load_220337780 |  | 0 | 0 | 0 | 0 | 0 | 0 | 0 | 0 | 0 | 0.92 | 0 | False | 0 | 0 | 0 | 0 | 0 | 0 | 0 | 0 | 0 | 0 | 0 | 0 | 0 | 0.0030712909203725698 | 0 | 0 | 0 | 0 | 0 | 0 | 0.001 | 0.00043612153332547415 | 0.00102376364012419 | OPTIMIZED | INSTALLED | li_ion |  | node_1407093_312_15273820_099 | AN | 8100203
storage_load_220337781 |  | 0 | 0 | 0 | 0 | 0 | 0 | 0 | 0 | 0 | 0.92 | 0 | False | 0 | 0 | 0 | 0 | 0 | 0 | 0 | 0 | 0 | 0 | 0 | 0 | 0 | 0.01916357563857468 | 0 | 0 | 0 | 0 | 0 | 0 | 0.001 | 0.0027212164840172103 | 0.0063878585461915605 | OPTIMIZED | INSTALLED | li_ion |  | node_1407550_417_15274628_996 | AN | 8100203
storage_load_220337951 |  | 0 | 0 | 0 | 0 | 0 | 0 | 0 | 0 | 0 | 0.92 | 0 | False | 0 | 0 | 0 | 0 | 0 | 0 | 0 | 0 | 0 | 0 | 0 | 0 | 0 | 0.0048948699043437835 | 0 | 0 | 0 | 0 | 0 | 0 | 0.001 | 0.000695068564137766 | 0.0016316233014479278 | OPTIMIZED | INSTALLED | li_ion |  | node_1405247_776_15275371_731 | AN | 8100203
storage_load_220337952 |  | 0 | 0 | 0 | 0 | 0 | 0 | 0 | 0 | 0 | 0.92 | 0 | False | 0 | 0 | 0 | 0 | 0 | 0 | 0 | 0 | 0 | 0 | 0 | 0 | 0 | 0.014620624485523589 | 0 | 0 | 0 | 0 | 0 | 0 | 0.001 | 0.002076120086335101 | 0.004873541495174529 | OPTIMIZED | INSTALLED | li_ion |  | node_1405178_602_15275988_854 | AN | 8100203
storage_load_220337953 |  | 0 | 0 | 0 | 0 | 0 | 0 | 0 | 0 | 0 | 0.92 | 0 | False | 0 | 0 | 0 | 0 | 0 | 0 | 0 | 0 | 0 | 0 | 0 | 0 | 0 | 0.0041910324017584025 | 0 | 0 | 0 | 0 | 0 | 0 | 0.001 | 0.0005951242312264522 | 0.0013970108005861342 | OPTIMIZED | INSTALLED | li_ion |  | node_1405406_537_15275292_415 | AN | 8100203
storage_load_220337954 |  | 0 | 0 | 0 | 0 | 0 | 0 | 0 | 0 | 0 | 0.92 | 0 | False | 0 | 0 | 0 | 0 | 0 | 0 | 0 | 0 | 0 | 0 | 0 | 0 | 0 | 0.01398077221044597 | 0 | 0 | 0 | 0 | 0 | 0 | 0.001 | 0.001985261359501984 | 0.00466025740348199 | OPTIMIZED | INSTALLED | li_ion |  | node_1405585_083_15275860_078 | AN | 8100203
storage_load_220337955 |  | 0 | 0 | 0 | 0 | 0 | 0 | 0 | 0 | 0 | 0.92 | 0 | False | 0 | 0 | 0 | 0 | 0 | 0 | 0 | 0 | 0 | 0 | 0 | 0 | 0 | 0.0009277857988625473 | 0 | 0 | 0 | 0 | 0 | 0 | 0.001 | 0.00013174499098267146 | 0.0003092619329541824 | OPTIMIZED | INSTALLED | li_ion |  | node_1405959_159_15275446_934 | AN | 8100203
storage_load_220337956 |  | 0 | 0 | 0 | 0 | 0 | 0 | 0 | 0 | 0 | 0.92 | 0 | False | 0 | 0 | 0 | 0 | 0 | 0 | 0 | 0 | 0 | 0 | 0 | 0 | 0 | 0.017615133132886842 | 0 | 0 | 0 | 0 | 0 | 0 | 0.001 | 0.0025013383591565093 | 0.005871711044295614 | OPTIMIZED | INSTALLED | li_ion |  | node_1406170_052_15275843_77 | AN | 8100203
storage_load_220337958 |  | 0 | 0 | 0 | 0 | 0 | 0 | 0 | 0 | 0 | 0.92 | 0 | False | 0 | 0 | 0 | 0 | 0 | 0 | 0 | 0 | 0 | 0 | 0 | 0 | 0 | 0.017986247452431863 | 0 | 0 | 0 | 0 | 0 | 0 | 0.001 | 0.0025540364147951587 | 0.005995415817477288 | OPTIMIZED | INSTALLED | li_ion |  | node_1406530_434_15275607_584 | AN | 8100203
storage_load_220337960 |  | 0 | 0 | 0 | 0 | 0 | 0 | 0 | 0 | 0 | 0.92 | 0 | False | 0 | 0 | 0 | 0 | 0 | 0 | 0 | 0 | 0 | 0 | 0 | 0 | 0 | 0.007211135140124763 | 0 | 0 | 0 | 0 | 0 | 0 | 0.001 | 0.0010239769242158824 | 0.002403711713374921 | OPTIMIZED | INSTALLED | li_ion |  | node_1403387_87_15275212_992 | AN | 8100203
storage_load_220337961 |  | 0 | 0 | 0 | 0 | 0 | 0 | 0 | 0 | 0 | 0.92 | 0 | False | 0 | 0 | 0 | 0 | 0 | 0 | 0 | 0 | 0 | 0 | 0 | 0 | 0 | 0.009418625489142548 | 0 | 0 | 0 | 0 | 0 | 0 | 0.001 | 0.0013374390726368823 | 0.0031395418297141824 | OPTIMIZED | INSTALLED | li_ion |  | node_1404144_148_15275865_601 | AN | 8100203
storage_load_220337962 |  | 0 | 0 | 0 | 0 | 0 | 0 | 0 | 0 | 0 | 0.92 | 0 | False | 0 | 0 | 0 | 0 | 0 | 0 | 0 | 0 | 0 | 0 | 0 | 0 | 0 | 0.005905836498966421 | 0 | 0 | 0 | 0 | 0 | 0 | 0.001 | 0.0008386253466095324 | 0.0019686121663221403 | OPTIMIZED | INSTALLED | li_ion |  | node_1404383_879_15275270_757 | AN | 8100203
storage_load_220337981 |  | 0 | 0 | 0 | 0 | 0 | 0 | 0 | 0 | 0 | 0.92 | 0 | False | 0 | 0 | 0 | 0 | 0 | 0 | 0 | 0 | 0 | 0 | 0 | 0 | 0 | 0.012074012430714667 | 0 | 0 | 0 | 0 | 0 | 0 | 0.001 | 0.0017145025372005975 | 0.004024670810238222 | OPTIMIZED | INSTALLED | li_ion |  | node_1402568_441_15275128_104 | AN | 8100203
storage_load_220337982 |  | 0 | 0 | 0 | 0 | 0 | 0 | 0 | 0 | 0 | 0.92 | 0 | False | 0 | 0 | 0 | 0 | 0 | 0 | 0 | 0 | 0 | 0 | 0 | 0 | 0 | 0.005547519224922954 | 0 | 0 | 0 | 0 | 0 | 0 | 0.001 | 0.0007877443529409412 | 0.0018491730749743182 | OPTIMIZED | INSTALLED | li_ion |  | node_1402841_983_15275158_191 | AN | 8100203
storage_load_220337983 |  | 0 | 0 | 0 | 0 | 0 | 0 | 0 | 0 | 0 | 0.92 | 0 | False | 0 | 0 | 0 | 0 | 0 | 0 | 0 | 0 | 0 | 0 | 0 | 0 | 0 | 0.003039298306618689 | 0 | 0 | 0 | 0 | 0 | 0 | 0.001 | 0.00043157858217242307 | 0.001013099435539563 | OPTIMIZED | INSTALLED | li_ion |  | node_1403112_092_15275111_818 | AN | 8100203
storage_load_220337998 |  | 0 | 0 | 0 | 0 | 0 | 0 | 0 | 0 | 0 | 0.92 | 0 | False | 0 | 0 | 0 | 0 | 0 | 0 | 0 | 0 | 0 | 0 | 0 | 0 | 0 | 0.02129428371458315 | 0 | 0 | 0 | 0 | 0 | 0 | 0.001 | 0.003023775668162049 | 0.007098094571527717 | OPTIMIZED | INSTALLED | li_ion |  | node_1407233_616_15285573_161 | AN | 8100203
storage_load_220337999 |  | 0 | 0 | 0 | 0 | 0 | 0 | 0 | 0 | 0 | 0.92 | 0 | False | 0 | 0 | 0 | 0 | 0 | 0 | 0 | 0 | 0 | 0 | 0 | 0 | 0 | 0.025626083616858635 | 0 | 0 | 0 | 0 | 0 | 0 | 0.001 | 0.0036388887659707637 | 0.008542027872286211 | OPTIMIZED | INSTALLED | li_ion |  | node_1407613_203_15285517_907 | AN | 8100203
storage_load_220338004 |  | 0 | 0 | 0 | 0 | 0 | 0 | 0 | 0 | 0 | 0.92 | 0 | False | 0 | 0 | 0 | 0 | 0 | 0 | 0 | 0 | 0 | 0 | 0 | 0 | 0 | 0.07504187482110314 | 0 | 0 | 0 | 0 | 0 | 0 | 0.001 | 0.01065590161267413 | 0.025013958273701044 | OPTIMIZED | INSTALLED | li_ion |  | node_1407546_56_15275085_479 | AN | 8100203
storage_load_220338005 |  | 0 | 0 | 0 | 0 | 0 | 0 | 0 | 0 | 0 | 0.92 | 0 | False | 0 | 0 | 0 | 0 | 0 | 0 | 0 | 0 | 0 | 0 | 0 | 0 | 0 | 0.010973466517581161 | 0 | 0 | 0 | 0 | 0 | 0 | 0.001 | 0.001558225728482612 | 0.0036578221725270537 | OPTIMIZED | INSTALLED | li_ion |  | node_1406323_748_15277440_952 | AN | 8100203
storage_load_220338006 |  | 0 | 0 | 0 | 0 | 0 | 0 | 0 | 0 | 0 | 0.92 | 0 | False | 0 | 0 | 0 | 0 | 0 | 0 | 0 | 0 | 0 | 0 | 0 | 0 | 0 | 0.003237652511892751 | 0 | 0 | 0 | 0 | 0 | 0 | 0.001 | 0.00045974482007575887 | 0.0010792175039642503 | OPTIMIZED | INSTALLED | li_ion |  | node_1406229_037_15277659_203 | AN | 8100203
storage_load_220338008 |  | 0 | 0 | 0 | 0 | 0 | 0 | 0 | 0 | 0 | 0.92 | 0 | False | 0 | 0 | 0 | 0 | 0 | 0 | 0 | 0 | 0 | 0 | 0 | 0 | 0 | 0.01712244688107708 | 0 | 0 | 0 | 0 | 0 | 0 | 0.001 | 0.0024313773261185894 | 0.005707482293692359 | OPTIMIZED | INSTALLED | li_ion |  | node_1406599_805_15278051_183 | AN | 8100203
storage_load_220338009 |  | 0 | 0 | 0 | 0 | 0 | 0 | 0 | 0 | 0 | 0.92 | 0 | False | 0 | 0 | 0 | 0 | 0 | 0 | 0 | 0 | 0 | 0 | 0 | 0 | 0 | 0.00794056673371325 | 0 | 0 | 0 | 0 | 0 | 0 | 0.001 | 0.001127555677295218 | 0.0026468555779044166 | OPTIMIZED | INSTALLED | li_ion |  | node_1406003_341_15278114_895 | AN | 8100203
storage_load_220338011 |  | 0 | 0 | 0 | 0 | 0 | 0 | 0 | 0 | 0 | 0.92 | 0 | False | 0 | 0 | 0 | 0 | 0 | 0 | 0 | 0 | 0 | 0 | 0 | 0 | 0 | 0.005272382746639578 | 0 | 0 | 0 | 0 | 0 | 0 | 0.001 | 0.0007486751507614447 | 0.0017574609155465261 | OPTIMIZED | INSTALLED | li_ion |  | node_1405010_925_15278426_647 | AN | 8100203
storage_load_220338012 |  | 0 | 0 | 0 | 0 | 0 | 0 | 0 | 0 | 0 | 0.92 | 0 | False | 0 | 0 | 0 | 0 | 0 | 0 | 0 | 0 | 0 | 0 | 0 | 0 | 0 | 0.012432329704758133 | 0 | 0 | 0 | 0 | 0 | 0 | 0.001 | 0.0017653835308691886 | 0.0041441099015860445 | OPTIMIZED | INSTALLED | li_ion |  | node_1407236_798_15275783_794 | AN | 8100203
storage_load_220338013 |  | 0 | 0 | 0 | 0 | 0 | 0 | 0 | 0 | 0 | 0.92 | 0 | False | 0 | 0 | 0 | 0 | 0 | 0 | 0 | 0 | 0 | 0 | 0 | 0 | 0 | 0.024499943612722022 | 0 | 0 | 0 | 0 | 0 | 0 | 0.001 | 0.0034789775370847567 | 0.00816664787090734 | OPTIMIZED | INSTALLED | li_ion |  | node_1406814_966_15276556_498 | AN | 8100203
storage_load_220338014 |  | 0 | 0 | 0 | 0 | 0 | 0 | 0 | 0 | 0 | 0.92 | 0 | False | 0 | 0 | 0 | 0 | 0 | 0 | 0 | 0 | 0 | 0 | 0 | 0 | 0 | 0.005771467521200121 | 0 | 0 | 0 | 0 | 0 | 0 | 0.001 | 0.0008195450110122988 | 0.001923822507066707 | OPTIMIZED | INSTALLED | li_ion |  | node_1406284_75_15277281_994 | AN | 8100203
storage_load_220338015 |  | 0 | 0 | 0 | 0 | 0 | 0 | 0 | 0 | 0 | 0.92 | 0 | False | 0 | 0 | 0 | 0 | 0 | 0 | 0 | 0 | 0 | 0 | 0 | 0 | 0 | 0.005393954678904326 | 0 | 0 | 0 | 0 | 0 | 0 | 0.001 | 0.0007659384243886199 | 0.0017979848929681088 | OPTIMIZED | INSTALLED | li_ion |  | node_1404353_962_15271798_369 | AN | 8100203
storage_load_220338016 |  | 0 | 0 | 0 | 0 | 0 | 0 | 0 | 0 | 0 | 0.92 | 0 | False | 0 | 0 | 0 | 0 | 0 | 0 | 0 | 0 | 0 | 0 | 0 | 0 | 0 | 0.004619733426060407 | 0 | 0 | 0 | 0 | 0 | 0 | 0.001 | 0.0006559993619582697 | 0.0015399111420201356 | OPTIMIZED | INSTALLED | li_ion |  | node_1404758_562_15271308_874 | AN | 8100203
storage_load_220338017 |  | 0 | 0 | 0 | 0 | 0 | 0 | 0 | 0 | 0 | 0.92 | 0 | False | 0 | 0 | 0 | 0 | 0 | 0 | 0 | 0 | 0 | 0 | 0 | 0 | 0 | 0.002732169214581432 | 0 | 0 | 0 | 0 | 0 | 0 | 0.001 | 0.00038796642883987567 | 0.000910723071527144 | OPTIMIZED | INSTALLED | li_ion |  | node_1404913_134_15270998_228 | AN | 8100203
storage_load_220338021 |  | 0 | 0 | 0 | 0 | 0 | 0 | 0 | 0 | 0 | 0.92 | 0 | False | 0 | 0 | 0 | 0 | 0 | 0 | 0 | 0 | 0 | 0 | 0 | 0 | 0 | 0.0034999919446745747 | 0 | 0 | 0 | 0 | 0 | 0 | 0.001 | 0.0004969966640572917 | 0.0011666639815581916 | OPTIMIZED | INSTALLED | li_ion |  | node_1403104_617_15272744_014 | AN | 8100203
storage_load_220338022 |  | 0 | 0 | 0 | 0 | 0 | 0 | 0 | 0 | 0 | 0.92 | 0 | False | 0 | 0 | 0 | 0 | 0 | 0 | 0 | 0 | 0 | 0 | 0 | 0 | 0 | 0.012803444024303152 | 0 | 0 | 0 | 0 | 0 | 0 | 0.001 | 0.001818081290279933 | 0.004267814674767717 | OPTIMIZED | INSTALLED | li_ion |  | node_1404024_275_15272609_294 | AN | 8100203
storage_load_220338158 |  | 0 | 0 | 0 | 0 | 0 | 0 | 0 | 0 | 0 | 0.92 | 0 | False | 0 | 0 | 0 | 0 | 0 | 0 | 0 | 0 | 0 | 0 | 0 | 0 | 0 | 0.011517340951397137 | 0 | 0 | 0 | 0 | 0 | 0 | 0.001 | 0.0016354556018565755 | 0.0038391136504657124 | OPTIMIZED | INSTALLED | li_ion |  | node_1406822_893_15276971_511 | AN | 8100203
storage_load_220338159 |  | 0 | 0 | 0 | 0 | 0 | 0 | 0 | 0 | 0 | 0.92 | 0 | False | 0 | 0 | 0 | 0 | 0 | 0 | 0 | 0 | 0 | 0 | 0 | 0 | 0 | 0.0074734745729065875 | 0 | 0 | 0 | 0 | 0 | 0 | 0.001 | 0.0010612290644253205 | 0.0024911581909688625 | OPTIMIZED | INSTALLED | li_ion |  | node_1407282_213_15277093_641 | AN | 8100203
storage_load_220338160 |  | 0 | 0 | 0 | 0 | 0 | 0 | 0 | 0 | 0 | 0.92 | 0 | False | 0 | 0 | 0 | 0 | 0 | 0 | 0 | 0 | 0 | 0 | 0 | 0 | 0 | 0.008126123893485758 | 0 | 0 | 0 | 0 | 0 | 0 | 0.001 | 0.0011539048532284955 | 0.0027087079644952526 | OPTIMIZED | INSTALLED | li_ion |  | node_1408025_88_15277094_326 | AN | 8100203
storage_load_220338161 |  | 0 | 0 | 0 | 0 | 0 | 0 | 0 | 0 | 0 | 0.92 | 0 | False | 0 | 0 | 0 | 0 | 0 | 0 | 0 | 0 | 0 | 0 | 0 | 0 | 0 | 0.005048434450362412 | 0 | 0 | 0 | 0 | 0 | 0 | 0.001 | 0.0007168747889179922 | 0.0016828114834541374 | OPTIMIZED | INSTALLED | li_ion |  | node_1408850_581_15277099_388 | AN | 8100203
storage_load_220338162 |  | 0 | 0 | 0 | 0 | 0 | 0 | 0 | 0 | 0 | 0.92 | 0 | False | 0 | 0 | 0 | 0 | 0 | 0 | 0 | 0 | 0 | 0 | 0 | 0 | 0 | 0.015420439829370611 | 0 | 0 | 0 | 0 | 0 | 0 | 0.001 | 0.002189693272705568 | 0.0051401466097902035 | OPTIMIZED | INSTALLED | li_ion |  | node_1407753_906_15277391_043 | AN | 8100203
storage_load_220338163 |  | 0 | 0 | 0 | 0 | 0 | 0 | 0 | 0 | 0 | 0.92 | 0 | False | 0 | 0 | 0 | 0 | 0 | 0 | 0 | 0 | 0 | 0 | 0 | 0 | 0 | 0.02595880679989899 | 0 | 0 | 0 | 0 | 0 | 0 | 0.001 | 0.003686135043243428 | 0.00865293559996633 | OPTIMIZED | INSTALLED | li_ion |  | node_1407759_522_15277791_449 | AN | 8100203
storage_load_220338164 |  | 0 | 0 | 0 | 0 | 0 | 0 | 0 | 0 | 0 | 0.92 | 0 | False | 0 | 0 | 0 | 0 | 0 | 0 | 0 | 0 | 0 | 0 | 0 | 0 | 0 | 0.022375634059464328 | 0 | 0 | 0 | 0 | 0 | 0 | 0.001 | 0.0031773265876970415 | 0.0074585446864881095 | OPTIMIZED | INSTALLED | li_ion |  | node_1407875_544_15277965_898 | AN | 8100203
storage_load_220338165 |  | 0 | 0 | 0 | 0 | 0 | 0 | 0 | 0 | 0 | 0.92 | 0 | False | 0 | 0 | 0 | 0 | 0 | 0 | 0 | 0 | 0 | 0 | 0 | 0 | 0 | 0.005541120702172178 | 0 | 0 | 0 | 0 | 0 | 0 | 0.001 | 0.0007868358219559119 | 0.0018470402340573927 | OPTIMIZED | INSTALLED | li_ion |  | node_1407744_538_15278282_01 | AN | 8100203
storage_load_220338166 |  | 0 | 0 | 0 | 0 | 0 | 0 | 0 | 0 | 0 | 0.92 | 0 | False | 0 | 0 | 0 | 0 | 0 | 0 | 0 | 0 | 0 | 0 | 0 | 0 | 0 | 0.012477119364013564 | 0 | 0 | 0 | 0 | 0 | 0 | 0.001 | 0.0017717435439922981 | 0.004159039788004522 | OPTIMIZED | INSTALLED | li_ion |  | node_1407489_99_15278406_95 | AN | 8100203
storage_load_220338167 |  | 0 | 0 | 0 | 0 | 0 | 0 | 0 | 0 | 0 | 0.92 | 0 | False | 0 | 0 | 0 | 0 | 0 | 0 | 0 | 0 | 0 | 0 | 0 | 0 | 0 | 0.003954287059979684 | 0 | 0 | 0 | 0 | 0 | 0 | 0.001 | 0.0005615065111850361 | 0.0013180956866598948 | OPTIMIZED | INSTALLED | li_ion |  | node_1407660_902_15278673_842 | AN | 8100203
storage_load_220338169 |  | 0 | 0 | 0 | 0 | 0 | 0 | 0 | 0 | 0 | 0.92 | 0 | False | 0 | 0 | 0 | 0 | 0 | 0 | 0 | 0 | 0 | 0 | 0 | 0 | 0 | 0.010685532993796234 | 0 | 0 | 0 | 0 | 0 | 0 | 0.001 | 0.0015173394643330576 | 0.003561844331265411 | OPTIMIZED | INSTALLED | li_ion |  | node_1408913_98_15277587_644 | AN | 8100203
storage_load_220338170 |  | 0 | 0 | 0 | 0 | 0 | 0 | 0 | 0 | 0 | 0.92 | 0 | False | 0 | 0 | 0 | 0 | 0 | 0 | 0 | 0 | 0 | 0 | 0 | 0 | 0 | 0.0035191875129269032 | 0 | 0 | 0 | 0 | 0 | 0 | 0.001 | 0.0004997225532402843 | 0.0011730625043089677 | OPTIMIZED | INSTALLED | li_ion |  | node_1408918_447_15277797_693 | AN | 8100203
storage_load_220338171 |  | 0 | 0 | 0 | 0 | 0 | 0 | 0 | 0 | 0 | 0.92 | 0 | False | 0 | 0 | 0 | 0 | 0 | 0 | 0 | 0 | 0 | 0 | 0 | 0 | 0 | 0.007946965256464024 | 0 | 0 | 0 | 0 | 0 | 0 | 0.001 | 0.0011284642082802475 | 0.0026489884188213414 | OPTIMIZED | INSTALLED | li_ion |  | node_1408645_583_15277717_578 | AN | 8100203
storage_load_220338172 |  | 0 | 0 | 0 | 0 | 0 | 0 | 0 | 0 | 0 | 0.92 | 0 | False | 0 | 0 | 0 | 0 | 0 | 0 | 0 | 0 | 0 | 0 | 0 | 0 | 0 | 0.012496314932265894 | 0 | 0 | 0 | 0 | 0 | 0 | 0.001 | 0.0017744694331752906 | 0.004165438310755298 | OPTIMIZED | INSTALLED | li_ion |  | node_1408920_601_15278016_958 | AN | 8100203
storage_load_220338173 |  | 0 | 0 | 0 | 0 | 0 | 0 | 0 | 0 | 0 | 0.92 | 0 | False | 0 | 0 | 0 | 0 | 0 | 0 | 0 | 0 | 0 | 0 | 0 | 0 | 0 | 0.00914348901085917 | 0 | 0 | 0 | 0 | 0 | 0 | 0.001 | 0.001298369870457386 | 0.0030478296702863904 | OPTIMIZED | INSTALLED | li_ion |  | node_1408847_672_15278247_461 | AN | 8100203
storage_load_220432000 |  | 0 | 0 | 0 | 0 | 0 | 0 | 0 | 0 | 0 | 0.92 | 0 | False | 0 | 0 | 0 | 0 | 0 | 0 | 0 | 0 | 0 | 0 | 0 | 0 | 0 | 0.013641650504654832 | 0 | 0 | 0 | 0 | 0 | 0 | 0.001 | 0.0019371062550163857 | 0.004547216834884944 | OPTIMIZED | INSTALLED | li_ion |  | node_1401591_821_15272654_354 | AN | 8100203
storage_load_220432272 |  | 0 | 0 | 0 | 0 | 0 | 0 | 0 | 0 | 0 | 0.92 | 0 | False | 0 | 0 | 0 | 0 | 0 | 0 | 0 | 0 | 0 | 0 | 0 | 0 | 0 | 0.022663567583249257 | 0 | 0 | 0 | 0 | 0 | 0 | 0.001 | 0.0032182131480745016 | 0.007554522527749752 | OPTIMIZED | INSTALLED | li_ion |  | node_1406550_435_15278446_648 | AN | 8100203
storage_load_220440775 |  | 0 | 0 | 0 | 0 | 0 | 0 | 0 | 0 | 0 | 0.92 | 0 | False | 0 | 0 | 0 | 0 | 0 | 0 | 0 | 0 | 0 | 0 | 0 | 0 | 0 | 0.0032632466028958557 | 0 | 0 | 0 | 0 | 0 | 0 | 0.001 | 0.00046337894401587564 | 0.0010877488676319519 | OPTIMIZED | INSTALLED | li_ion |  | node_1407422_809_15278673_609 | AN | 8100203
storage_load_220467303 |  | 0 | 0 | 0 | 0 | 0 | 0 | 0 | 0 | 0 | 0.92 | 0 | False | 0 | 0 | 0 | 0 | 0 | 0 | 0 | 0 | 0 | 0 | 0 | 0 | 0 | 0.002457032736298056 | 0 | 0 | 0 | 0 | 0 | 0 | 0.001 | 0.0003488972266603793 | 0.000819010912099352 | OPTIMIZED | INSTALLED | li_ion |  | node_1402486_604_15280193_959 | AN | 8100203
storage_load_220500406 |  | 0 | 0 | 0 | 0 | 0 | 0 | 0 | 0 | 0 | 0.92 | 0 | False | 0 | 0 | 0 | 0 | 0 | 0 | 0 | 0 | 0 | 0 | 0 | 0 | 0 | 0.01938752393485185 | 0 | 0 | 0 | 0 | 0 | 0 | 0.001 | 0.0027530168458606624 | 0.00646250797828395 | OPTIMIZED | INSTALLED | li_ion |  | node_1401587_458_15286130_049 | AN | 8100203
storage_load_220518753 |  | 0 | 0 | 0 | 0 | 0 | 0 | 0 | 0 | 0 | 0.92 | 0 | False | 0 | 0 | 0 | 0 | 0 | 0 | 0 | 0 | 0 | 0 | 0 | 0 | 0 | 0.003045696829369465 | 0 | 0 | 0 | 0 | 0 | 0 | 0.001 | 0.0004324871131574523 | 0.0010152322764564884 | OPTIMIZED | INSTALLED | li_ion |  | node_1398037_865_15267564_891 | AN | 8100203
storage_load_220520318 |  | 0 | 0 | 0 | 0 | 0 | 0 | 0 | 0 | 0 | 0.92 | 0 | False | 0 | 0 | 0 | 0 | 0 | 0 | 0 | 0 | 0 | 0 | 0 | 0 | 0 | 0.006993585366598373 | 0 | 0 | 0 | 0 | 0 | 0 | 0.001 | 0.0009930850933574592 | 0.002331195122199458 | OPTIMIZED | INSTALLED | li_ion |  | node_1408216_527_15277097_628 | AN | 8100203
storage_load_220521156 |  | 0 | 0 | 0 | 0 | 0 | 0 | 0 | 0 | 0 | 0.92 | 0 | False | 0 | 0 | 0 | 0 | 0 | 0 | 0 | 0 | 0 | 0 | 0 | 0 | 0 | 0.015414041306619837 | 0 | 0 | 0 | 0 | 0 | 0 | 0.001 | 0.0021887847417205388 | 0.005138013768873279 | OPTIMIZED | INSTALLED | li_ion |  | node_1408284_172_15281846_602 | AN | 8100203
storage_load_220521495 |  | 0 | 0 | 0 | 0 | 0 | 0 | 0 | 0 | 0 | 0.92 | 0 | False | 0 | 0 | 0 | 0 | 0 | 0 | 0 | 0 | 0 | 0 | 0 | 0 | 0 | 0.00592503206721875 | 0 | 0 | 0 | 0 | 0 | 0 | 0.001 | 0.0008413509395646199 | 0.0019750106890729165 | OPTIMIZED | INSTALLED | li_ion |  | node_1406076_486_15277804_015 | AN | 8100203
storage_load_220529826 |  | 0 | 0 | 0 | 0 | 0 | 0 | 0 | 0 | 0 | 0.92 | 0 | False | 0 | 0 | 0 | 0 | 0 | 0 | 0 | 0 | 0 | 0 | 0 | 0 | 0 | 0.013219348003103605 | 0 | 0 | 0 | 0 | 0 | 0 | 0.001 | 0.0018771396552695974 | 0.004406449334367868 | OPTIMIZED | INSTALLED | li_ion |  | node_1404284_669_15280604_313 | AN | 8100203
storage_load_220529931 |  | 0 | 0 | 0 | 0 | 0 | 0 | 0 | 0 | 0 | 0.92 | 0 | False | 0 | 0 | 0 | 0 | 0 | 0 | 0 | 0 | 0 | 0 | 0 | 0 | 0 | 0.010122462991727928 | 0 | 0 | 0 | 0 | 0 | 0 | 0.001 | 0.0014373837017761012 | 0.003374154330575976 | OPTIMIZED | INSTALLED | li_ion |  | node_1397529_025_15275995_192 | AN | 8100203
storage_load_220531250 |  | 0 | 0 | 0 | 0 | 0 | 0 | 0 | 0 | 0 | 0.92 | 0 | False | 0 | 0 | 0 | 0 | 0 | 0 | 0 | 0 | 0 | 0 | 0 | 0 | 0 | 0.0148317757362992 | 0 | 0 | 0 | 0 | 0 | 0 | 0.001 | 0.002106103386208495 | 0.004943925245433067 | OPTIMIZED | INSTALLED | li_ion |  | node_1398844_581_15280005_606 | AN | 8100203
storage_load_220531743 |  | 0 | 0 | 0 | 0 | 0 | 0 | 0 | 0 | 0 | 0.92 | 0 | False | 0 | 0 | 0 | 0 | 0 | 0 | 0 | 0 | 0 | 0 | 0 | 0 | 0 | 0.011773281861428186 | 0 | 0 | 0 | 0 | 0 | 0 | 0.001 | 0.001671798914853079 | 0.003924427287142728 | OPTIMIZED | INSTALLED | li_ion |  | node_1400454_925_15269862_573 | AN | 8100203
storage_load_220532530 |  | 0 | 0 | 0 | 0 | 0 | 0 | 0 | 0 | 0 | 0.92 | 0 | False | 0 | 0 | 0 | 0 | 0 | 0 | 0 | 0 | 0 | 0 | 0 | 0 | 0 | 0.002591401714064356 | 0 | 0 | 0 | 0 | 0 | 0 | 0.001 | 0.0003679775622576129 | 0.0008638005713547853 | OPTIMIZED | INSTALLED | li_ion |  | node_1400762_541_15269280_88 | AN | 8100203
storage_load_220534111 |  | 0 | 0 | 0 | 0 | 0 | 0 | 0 | 0 | 0 | 0.92 | 0 | False | 0 | 0 | 0 | 0 | 0 | 0 | 0 | 0 | 0 | 0 | 0 | 0 | 0 | 0.012726661751293836 | 0 | 0 | 0 | 0 | 0 | 0 | 0.001 | 0.0018071783260037726 | 0.004242220583764612 | OPTIMIZED | INSTALLED | li_ion |  | node_1401498_915_15287185_575 | AN | 8100203
storage_load_220535653 |  | 0 | 0 | 0 | 0 | 0 | 0 | 0 | 0 | 0 | 0.92 | 0 | False | 0 | 0 | 0 | 0 | 0 | 0 | 0 | 0 | 0 | 0 | 0 | 0 | 0 | 0.004946058086349993 | 0 | 0 | 0 | 0 | 0 | 0 | 0.001 | 0.0007023374044738098 | 0.001648686028783331 | OPTIMIZED | INSTALLED | li_ion |  | node_1406231_998_15270083_388 | AN | 8100203
storage_load_220535659 |  | 0 | 0 | 0 | 0 | 0 | 0 | 0 | 0 | 0 | 0.92 | 0 | False | 0 | 0 | 0 | 0 | 0 | 0 | 0 | 0 | 0 | 0 | 0 | 0 | 0 | 0.005093224109617845 | 0 | 0 | 0 | 0 | 0 | 0 | 0.001 | 0.0007232348020411017 | 0.001697741369872615 | OPTIMIZED | INSTALLED | li_ion |  | node_1400565_314_15274559_98 | AN | 8100203
storage_load_220540995 |  | 0 | 0 | 0 | 0 | 0 | 0 | 0 | 0 | 0 | 0.92 | 0 | False | 0 | 0 | 0 | 0 | 0 | 0 | 0 | 0 | 0 | 0 | 0 | 0 | 0 | 0.014614225962772811 | 0 | 0 | 0 | 0 | 0 | 0 | 0.001 | 0.0020752112591221664 | 0.004871408654257604 | OPTIMIZED | INSTALLED | li_ion |  | node_1398448_937_15271709_824 | AN | 8100203
storage_load_220542711 |  | 0 | 0 | 0 | 0 | 0 | 0 | 0 | 0 | 0 | 0.92 | 0 | False | 0 | 0 | 0 | 0 | 0 | 0 | 0 | 0 | 0 | 0 | 0 | 0 | 0 | 0.0029561175108585988 | 0 | 0 | 0 | 0 | 0 | 0 | 0.001 | 0.0004197667906833282 | 0.000985372503619533 | OPTIMIZED | INSTALLED | li_ion |  | node_1401690_837_15268550_424 | AN | 8100203
storage_load_220558165 |  | 0 | 0 | 0 | 0 | 0 | 0 | 0 | 0 | 0 | 0.92 | 0 | False | 0 | 0 | 0 | 0 | 0 | 0 | 0 | 0 | 0 | 0 | 0 | 0 | 0 | 0.014946949145813175 | 0 | 0 | 0 | 0 | 0 | 0 | 0.001 | 0.002122457832622736 | 0.004982316381937725 | OPTIMIZED | INSTALLED | li_ion |  | node_1407798_441_15282825_876 | AN | 8100203
storage_load_220603105 |  | 0 | 0 | 0 | 0 | 0 | 0 | 0 | 0 | 0 | 0.92 | 0 | False | 0 | 0 | 0 | 0 | 0 | 0 | 0 | 0 | 0 | 0 | 0 | 0 | 0 | 0.026208349187179264 | 0 | 0 | 0 | 0 | 0 | 0 | 0.001 | 0.0037215701214828078 | 0.00873611639572642 | OPTIMIZED | INSTALLED | li_ion |  | node_1399544_119_15269725_441 | AN | 8100203
storage_load_220616370 |  | 0 | 0 | 0 | 0 | 0 | 0 | 0 | 0 | 0 | 0.92 | 0 | False | 0 | 0 | 0 | 0 | 0 | 0 | 0 | 0 | 0 | 0 | 0 | 0 | 0 | 0.011805274475182065 | 0 | 0 | 0 | 0 | 0 | 0 | 0.001 | 0.0016763418660061303 | 0.003935091491727355 | OPTIMIZED | INSTALLED | li_ion |  | node_1398685_77_15269377_559 | AN | 8100203
storage_load_220646383 |  | 0 | 0 | 0 | 0 | 0 | 0 | 0 | 0 | 0 | 0.92 | 0 | False | 0 | 0 | 0 | 0 | 0 | 0 | 0 | 0 | 0 | 0 | 0 | 0 | 0 | 0.01161331879265878 | 0 | 0 | 0 | 0 | 0 | 0 | 0.001 | 0.0016490844553157288 | 0.0038711062642195933 | OPTIMIZED | INSTALLED | li_ion |  | node_1404512_284_15279610_438 | AN | 8100203
storage_load_220647395 |  | 0 | 0 | 0 | 0 | 0 | 0 | 0 | 0 | 0 | 0.92 | 0 | False | 0 | 0 | 0 | 0 | 0 | 0 | 0 | 0 | 0 | 0 | 0 | 0 | 0 | 0.012675473569287627 | 0 | 0 | 0 | 0 | 0 | 0 | 0.001 | 0.0017999097818956339 | 0.004225157856429209 | OPTIMIZED | INSTALLED | li_ion |  | node_1407076_606_15277172_721 | AN | 8100203
storage_load_220647795 |  | 0 | 0 | 0 | 0 | 0 | 0 | 0 | 0 | 0 | 0.92 | 0 | False | 0 | 0 | 0 | 0 | 0 | 0 | 0 | 0 | 0 | 0 | 0 | 0 | 0 | 0.00414624274250297 | 0 | 0 | 0 | 0 | 0 | 0 | 0.001 | 0.0005887639218754376 | 0.0013820809141676567 | OPTIMIZED | INSTALLED | li_ion |  | node_1404229_447_15272058_119 | AN | 8100203
storage_load_220651877 |  | 0 | 0 | 0 | 0 | 0 | 0 | 0 | 0 | 0 | 0.92 | 0 | False | 0 | 0 | 0 | 0 | 0 | 0 | 0 | 0 | 0 | 0 | 0 | 0 | 0 | 0.010308020151500438 | 0 | 0 | 0 | 0 | 0 | 0 | 0.001 | 0.0014637328777093784 | 0.003436006717166813 | OPTIMIZED | INSTALLED | li_ion |  | node_1405448_867_15279946_428 | AN | 8100203
storage_load_220654019 |  | 0 | 0 | 0 | 0 | 0 | 0 | 0 | 0 | 0 | 0.92 | 0 | False | 0 | 0 | 0 | 0 | 0 | 0 | 0 | 0 | 0 | 0 | 0 | 0 | 0 | 0.04195511367683946 | 0 | 0 | 0 | 0 | 0 | 0 | 0.001 | 0.00595760114047601 | 0.01398503789227982 | OPTIMIZED | INSTALLED | li_ion |  | node_1402350_807_15284100_401 | AN | 8100203
storage_load_220657079 |  | 0 | 0 | 0 | 0 | 0 | 0 | 0 | 0 | 0 | 0.92 | 0 | False | 0 | 0 | 0 | 0 | 0 | 0 | 0 | 0 | 0 | 0 | 0 | 0 | 0 | 0.004325401379524703 | 0 | 0 | 0 | 0 | 0 | 0 | 0.001 | 0.0006142045668236857 | 0.0014418004598415676 | OPTIMIZED | INSTALLED | li_ion |  | node_1403385_517_15277079_397 | AN | 8100203
storage_load_220657107 |  | 0 | 0 | 0 | 0 | 0 | 0 | 0 | 0 | 0 | 0.92 | 0 | False | 0 | 0 | 0 | 0 | 0 | 0 | 0 | 0 | 0 | 0 | 0 | 0 | 0 | 0.003551180126680784 | 0 | 0 | 0 | 0 | 0 | 0 | 0.001 | 0.0005042655043933354 | 0.0011837267088935946 | OPTIMIZED | INSTALLED | li_ion |  | node_1400195_255_15268870_312 | AN | 8100203
storage_load_310026670 |  | 0 | 0 | 0 | 0 | 0 | 0 | 0 | 0 | 0 | 0.92 | 0 | False | 0 | 0 | 0 | 0 | 0 | 0 | 0 | 0 | 0 | 0 | 0 | 0 | 0 | 0 | 0 | 0 | 0 | 0 | 0 | 0 | 0.001 | 0 | 0 | OPTIMIZED | INSTALLED | li_ion |  | node_1408575_94_15282237_005 | AN | 8100203
storage_load_310064873 |  | 0 | 0 | 0 | 0 | 0 | 0 | 0 | 0 | 0 | 0.92 | 0 | False | 0 | 0 | 0 | 0 | 0 | 0 | 0 | 0 | 0 | 0 | 0 | 0 | 0 | 0.017525553814375976 | 0 | 0 | 0 | 0 | 0 | 0 | 0.001 | 0.00248861833291029 | 0.005841851271458659 | OPTIMIZED | INSTALLED | li_ion |  | node_1407863_376_15277547_65 | AN | 8100203
storage_load_312098263 |  | 0 | 0 | 0 | 0 | 0 | 0 | 0 | 0 | 0 | 0.92 | 0 | False | 0 | 0 | 0 | 0 | 0 | 0 | 0 | 0 | 0 | 0 | 0 | 0 | 0 | 0.003589571263185441 | 0 | 0 | 0 | 0 | 0 | 0 | 0.001 | 0.0005097169865314157 | 0.001196523754395147 | OPTIMIZED | INSTALLED | li_ion |  | node_1399173_663_15269414_557 | AN | 8100203

## Switch
Name | GroupId | OperatingMode | PhaseAState | PhaseBState | PhaseCState | CurrentInAReal | CurrentInAImag | CurrentInA | CurrentInBReal | CurrentInBImag | CurrentInB | CurrentInCReal | CurrentInCImag | CurrentInC | CurrentOutAReal | CurrentOutAImag | CurrentOutA | CurrentOutBReal | CurrentOutBImag | CurrentOutB | CurrentOutCReal | CurrentOutCImag | CurrentOutC | ActivePowerInA | ReactivePowerInA | PowerInA | ActivePowerInB | ReactivePowerInB | PowerInB | ActivePowerInC | ReactivePowerInC | PowerInC | ActivePowerOutA | ReactivePowerOutA | PowerOutA | ActivePowerOutB | ReactivePowerOutB | PowerOutB | ActivePowerOutC | ReactivePowerOutC | PowerOutC | Status | From | To | Length | Phases | Feeder | Comments
switch_220415721 |  | INDIVIDUAL | CLOSED | CLOSED | CLOSED | 0 | 0 | 0+0j | 0 | 0 | 0+0j | 0 | 0 | 0+0j | 0 | 0 | 0+0j | 0 | 0 | 0+0j | 0 | 0 | 0+0j | 0 | 0 | 0+0j | 0 | 0 | 0+0j | 0 | 0 | 0+0j | 0 | 0 | 0+0j | 0 | 0 | 0+0j | 0 | 0 | 0+0j | OPEN | node_intto1_8100203_200818264 | node_8100203_200818264 | 0 | ABCD | 8100203
switch_220416077 |  | INDIVIDUAL | CLOSED | CLOSED | CLOSED | 0 | 0 | 0+0j | 0 | 0 | 0+0j | 0 | 0 | 0+0j | 0 | 0 | 0+0j | 0 | 0 | 0+0j | 0 | 0 | 0+0j | 0 | 0 | 0+0j | 0 | 0 | 0+0j | 0 | 0 | 0+0j | 0 | 0 | 0+0j | 0 | 0 | 0+0j | 0 | 0 | 0+0j | OPEN | node_intto1_8100203_200829756 | node_8100203_200829756 | 0 | ABCD | 8100203

## TransformerConfiguration
Name | ConnectType | NoLoadLoss | PowerRating | ReactanceResistanceRatio | FullLoadLoss | PowerARating | PowerBRating | PowerCRating | ShuntResistance | ShuntReactance | ShuntImpedance | Impedance | PrimaryVoltage | SecondaryVoltage | CoreCoilWeight | InstalledInsulationLife | InstallType | CoolantType | CoolingType | Feeder | Comments

## UndergroundLineConductor
Name | OuterDiameter | ConductorGMR | ConductorDiameter | ConductorResistance | NeutralGMR | NeutralDiameter | NeutralResistance | NeutralStrands | InsulationRelativePermittivity | ShieldGMR | ShieldResitance | RatingSummerContinuous | RatingSummerEmergency | RatingWinterContinuous | RatingWinterEmergency | Feeder | Comments
und_cond_1P_2ALURD | 0 | 0 | 0 | 0 | 0 | 0 | 0 | 0 | 0 | 0 | 0 | 125 | 125 | 140 | 140 | 8100203
und_cond_1P_DELTACUST | 0 | 0 | 0 | 0 | 0 | 0 | 0 | 0 | 0 | 0 | 0 | 685 | 685 | 685 | 685 | 8100203
und_cond_3P_2ALURD | 0 | 0 | 0 | 0 | 0 | 0 | 0 | 0 | 0 | 0 | 0 | 125 | 125 | 140 | 140 | 8100203
und_cond_TAPWIRE_UG | 0 | 0 | 0 | 0 | 0 | 0 | 0 | 0 | 0 | 0 | 0 | 99999999 | 99999999 | 99999999 | 99999999 | 8100203

## UndergroundLineConfiguration
Name | ConductorA | ConductorB | ConductorC | ConductorN | LineSpacing | Capacitance11 | Capacitance12 | Capacitance13 | Capacitance21 | Capacitance22 | Capacitance23 | Capacitance31 | Capacitance32 | Capacitance33 | Impedance11 | Impedance12 | Impedance13 | Impedance21 | Impedance22 | Impedance23 | Impedance31 | Impedance32 | Impedance33 | Feeder | Comments
und_1P_2ALURD | und_cond_1P_2ALURD | und_cond_1P_2ALURD | und_cond_1P_2ALURD |  |  | 401.497 | 0 | 0 | 0 | 401.497 | 0 | 0 | 0 | 401.497 | 2.379+0.823j | 0+0j | 0+0j | 0+0j | 2.379+0.823j | 0+0j | 0+0j | 0+0j | 2.379+0.823j | 8100203
und_1P_DELTACUST | und_cond_1P_DELTACUST | und_cond_1P_DELTACUST | und_cond_1P_DELTACUST |  |  | 324.124 | 0 | 0 | 0 | 324.124 | 0 | 0 | 0 | 324.124 | 0.179+0.233j | 0.061+-0.024j | 0.061+-0.024j | 0.061+-0.024j | 0.179+0.233j | 0.061+-0.024j | 0.061+-0.024j | 0.061+-0.024j | 0.179+0.233j | 8100203
und_3P_2ALURD | und_cond_3P_2ALURD | und_cond_3P_2ALURD | und_cond_3P_2ALURD |  |  | 401.498 | 0 | 0 | 0 | 401.498 | 0 | 0 | 0 | 401.498 | 2.125+0.49j | 0.384+0.067j | 0.384+0.067j | 0.384+0.067j | 2.125+0.49j | 0.384+0.067j | 0.384+0.067j | 0.384+0.067j | 2.125+0.49j | 8100203
und_TAPWIRE_UG | und_cond_TAPWIRE_UG | und_cond_TAPWIRE_UG | und_cond_TAPWIRE_UG |  |  | 0 | 0 | 0 | 0 | 0 | 0 | 0 | 0 | 0 | 0.001+0.001j | 0+0j | 0+0j | 0+0j | 0.001+0.001j | 0+0j | 0+0j | 0+0j | 0.001+0.001j | 8100203

## Regulator
Name | GroupId | Configuration | SenseNode | Status | From | To | Length | Phases | Feeder | Comments

## Transformer
Name | GroupId | Configuration | AgingConstant | AgingGranularity | Climate | UseThermalModel | Status | From | To | Length | Phases | Feeder | Comments

## OverheadLine
Name | GroupId | Configuration | Length | Status | From | To | Phases | Feeder | Comments
oh_line_8100203_200818264 |  | bal_3P_477AL | 211.20000000000002 | OPEN | node_8100203_200819539 | node_intto1_8100203_200818264 | ABCD | 8100203
oh_line_8100203_200818265 |  | bal_3P_4/0AC | 211.20000000000002 | OPEN | node_8100203_200818264 | node_8100203_200818265 | ABCD | 8100203
oh_line_8100203_200818266 |  | bal_3P_4/0AC | 264 | OPEN | node_8100203_200818265 | node_8100203_200818266 | ABCD | 8100203
oh_line_8100203_200818267 |  | bal_3P_4/0AC | 211.20000000000002 | OPEN | node_8100203_200818266 | node_8100203_200818267 | ABCD | 8100203
oh_line_8100203_200818268 |  | bal_3P_4/0AC | 211.20000000000002 | OPEN | node_8100203_200818267 | node_8100203_200818268 | ABCD | 8100203
oh_line_8100203_200818269 |  | bal_3P_4/0AC | 316.8 | OPEN | node_8100203_200818268 | node_8100203_200818269 | ABCD | 8100203
oh_line_8100203_200818270 |  | bal_3P_4/0AC | 264 | OPEN | node_8100203_200818269 | node_8100203_200818270 | ABCD | 8100203
oh_line_8100203_200818271 |  | bal_3P_4/0AC | 264 | OPEN | node_8100203_200818270 | node_8100203_200818271 | ABCD | 8100203
oh_line_8100203_200818272 |  | bal_3P_4/0AC | 264 | OPEN | node_8100203_200818271 | node_8100203_200818272 | ABCD | 8100203
oh_line_8100203_200818273 |  | bal_3P_4/0AC | 264 | OPEN | node_8100203_200818272 | node_8100203_200818273 | ABCD | 8100203
oh_line_8100203_200818275 |  | bal_3P_4/0AC | 211.20000000000002 | OPEN | node_8100203_200975924 | node_8100203_200818275 | ABCD | 8100203
oh_line_8100203_200818276 |  | bal_3P_4/0AC | 211.20000000000002 | OPEN | node_8100203_200818275 | node_8100203_200818276 | ABCD | 8100203
oh_line_8100203_200818277 |  | bal_3P_4/0AC | 158.4 | OPEN | node_8100203_200818276 | node_8100203_200818277 | ABCD | 8100203
oh_line_8100203_200818278 |  | bal_3P_4/0AC | 158.4 | OPEN | node_8100203_200818277 | node_8100203_200818278 | ABCD | 8100203
oh_line_8100203_200818279 |  | bal_3P_4/0AC | 211.20000000000002 | OPEN | node_8100203_200818278 | node_8100203_200818279 | ABCD | 8100203
oh_line_8100203_200818280 |  | bal_3P_4/0AC | 211.20000000000002 | OPEN | node_8100203_200818279 | node_8100203_200818280 | ABCD | 8100203
oh_line_8100203_200818281 |  | bal_3P_4/0AC | 211.20000000000002 | OPEN | node_8100203_200818280 | node_8100203_200818281 | ABCD | 8100203
oh_line_8100203_200818282 |  | bal_3P_4/0AC | 211.20000000000002 | OPEN | node_8100203_200818281 | node_8100203_200818282 | ABCD | 8100203
oh_line_8100203_200818283 |  | bal_3P_4/0AC | 211.20000000000002 | OPEN | node_8100203_200818282 | node_8100203_200818283 | ABCD | 8100203
oh_line_8100203_200818284 |  | bal_3P_4/0AC | 211.20000000000002 | OPEN | node_8100203_200818283 | node_8100203_200818284 | ABCD | 8100203
oh_line_8100203_200818285 |  | bal_3P_4/0AC | 211.20000000000002 | OPEN | node_8100203_200818284 | node_8100203_200818285 | ABCD | 8100203
oh_line_8100203_200818286 |  | bal_3P_4/0AC | 264 | OPEN | node_8100203_200818285 | node_8100203_200818286 | ABCD | 8100203
oh_line_8100203_200818287 |  | bal_3P_4/0AC | 264 | OPEN | node_8100203_200818286 | node_8100203_200818287 | ABCD | 8100203
oh_line_8100203_200818288 |  | bal_3P_4/0AC | 105.60000000000001 | OPEN | node_8100203_200818287 | node_8100203_200818288 | ABCD | 8100203
oh_line_8100203_200818289 |  | bal_3P_4/0AC | 211.20000000000002 | OPEN | node_8100203_200818288 | node_8100203_200818289 | ABCD | 8100203
oh_line_8100203_200818290 |  | bal_3P_4/0AC | 158.4 | OPEN | node_8100203_200818289 | node_8100203_200818290 | ABCD | 8100203
oh_line_8100203_200818291 |  | bal_3P_4/0AC | 211.20000000000002 | OPEN | node_8100203_200818290 | node_8100203_200818291 | ABCD | 8100203
oh_line_8100203_200818292 |  | bal_3P_4/0AC | 211.20000000000002 | OPEN | node_8100203_200818291 | node_8100203_200818292 | ABCD | 8100203
oh_line_8100203_200818293 |  | bal_3P_4/0AC | 211.20000000000002 | OPEN | node_8100203_200818292 | node_8100203_200818293 | ABCD | 8100203
oh_line_8100203_200818294 |  | bal_3P_4/0AC | 211.20000000000002 | OPEN | node_8100203_200818293 | node_8100203_200818294 | ABCD | 8100203
oh_line_8100203_200818295 |  | bal_3P_4/0AC | 264 | OPEN | node_8100203_200818294 | node_8100203_200818295 | ABCD | 8100203
oh_line_8100203_200818296 |  | bal_3P_4/0AC | 316.8 | OPEN | node_8100203_200818295 | node_8100203_200818296 | ABCD | 8100203
oh_line_8100203_200818297 |  | bal_3P_4/0AC | 158.4 | OPEN | node_8100203_200818296 | node_8100203_200818297 | ABCD | 8100203
oh_line_8100203_200818298 |  | bal_3P_4/0AC | 211.20000000000002 | OPEN | node_8100203_200818297 | node_8100203_200818298 | ABCD | 8100203
oh_line_8100203_200818299 |  | bal_3P_4/0AC | 211.20000000000002 | OPEN | node_8100203_200818298 | node_8100203_200818299 | ABCD | 8100203
oh_line_8100203_200818300 |  | bal_3P_4/0AC | 422.40000000000003 | OPEN | node_8100203_200818299 | node_8100203_200818300 | ABCD | 8100203
oh_line_8100203_200818301 |  | bal_3P_4/0AC | 158.4 | OPEN | node_8100203_200818300 | node_8100203_200818301 | ABCD | 8100203
oh_line_8100203_200818302 |  | bal_3P_4/0AC | 158.4 | OPEN | node_8100203_200818301 | node_8100203_200818302 | ABCD | 8100203
oh_line_8100203_200818303 |  | bal_3P_4/0AC | 211.20000000000002 | OPEN | node_8100203_200818302 | node_8100203_200818303 | ABCD | 8100203
oh_line_8100203_200818304 |  | bal_3P_4/0AC | 211.20000000000002 | OPEN | node_8100203_200818303 | node_8100203_200818304 | ABCD | 8100203
oh_line_8100203_200818305 |  | bal_3P_4/0AC | 158.4 | OPEN | node_8100203_200818304 | node_8100203_200818305 | ABCD | 8100203
oh_line_8100203_200818306 |  | bal_3P_4/0AC | 211.20000000000002 | OPEN | node_8100203_200818305 | node_intto1_8100203_200818306 | ABCD | 8100203
oh_line_8100203_200818307 |  | bal_3P_4/0AC | 211.20000000000002 | OPEN | node_8100203_200818306 | node_8100203_200818307 | ABCD | 8100203
oh_line_8100203_200818308 |  | bal_3P_4/0AC | 211.20000000000002 | OPEN | node_8100203_200818307 | node_8100203_200818308 | ABCD | 8100203
oh_line_8100203_200818309 |  | bal_3P_4/0AC | 211.20000000000002 | OPEN | node_8100203_200818308 | node_8100203_200818309 | ABCD | 8100203
oh_line_8100203_200818310 |  | bal_3P_4/0AC | 211.20000000000002 | OPEN | node_8100203_200818309 | node_8100203_200818310 | ABCD | 8100203
oh_line_8100203_200818311 |  | bal_3P_4/0AC | 211.20000000000002 | OPEN | node_8100203_200818310 | node_8100203_200818311 | ABCD | 8100203
oh_line_8100203_200818312 |  | bal_3P_2AC | 264 | OPEN | node_8100203_200818266 | node_intto1_8100203_200818312 | ABCD | 8100203
oh_line_8100203_200818314 |  | bal_3P_1/0AA | 158.4 | OPEN | node_8100203_200818312 | node_8100203_200818314 | ABCD | 8100203
oh_line_8100203_200818315 |  | bal_3P_1/0AA | 264 | OPEN | node_8100203_200818314 | node_intto1_8100203_200818315 | ABCD | 8100203
oh_line_8100203_200818316 |  | bal_3P_1/0AA | 264 | OPEN | node_8100203_200818315 | node_intto1_8100203_200818316 | ABCD | 8100203
oh_line_8100203_200818317 |  | bal_3P_1/0AA | 264 | OPEN | node_8100203_200818315 | node_8100203_200818317 | ABCD | 8100203
oh_line_8100203_200818318 |  | bal_3P_1/0AA | 52.800000000000004 | OPEN | node_8100203_200818317 | node_8100203_200818318 | ABCD | 8100203
oh_line_8100203_200818319 |  | bal_3P_1/0AA | 369.6 | OPEN | node_8100203_200818318 | node_8100203_200818319 | ABCD | 8100203
oh_line_8100203_200818320 |  | bal_1P_1/0AC | 158.4 | OPEN | node_8100203_200818285 | node_8100203_200818320 | AD | 8100203
oh_line_8100203_200818321 |  | bal_1P_1/0AC | 105.60000000000001 | OPEN | node_8100203_200818320 | node_8100203_200818321 | AD | 8100203
oh_line_8100203_200818322 |  | bal_1P_1/0AC | 369.6 | OPEN | node_8100203_200818289 | node_8100203_200818322 | AD | 8100203
oh_line_8100203_200818333 |  | bal_1P_2AC | 211.20000000000002 | OPEN | node_8100203_200818297 | node_8100203_200818333 | AD | 8100203
oh_line_8100203_200818334 |  | bal_1P_1/0AA | 105.60000000000001 | OPEN | node_8100203_200818333 | node_8100203_200818334 | AD | 8100203
oh_line_8100203_200818339 |  | bal_1P_2AC | 158.4 | OPEN | node_8100203_200818299 | node_8100203_200818339 | AD | 8100203
oh_line_8100203_200818340 |  | bal_1P_2AC | 158.4 | OPEN | node_8100203_200818339 | node_8100203_200818340 | AD | 8100203
oh_line_8100203_200818388 |  | bal_1P_2AC | 316.8 | OPEN | node_8100203_200818270 | node_8100203_200818388 | AD | 8100203
oh_line_8100203_200818389 |  | bal_1P_2AC | 316.8 | OPEN | node_8100203_200818416 | node_8100203_200818389 | AD | 8100203
oh_line_8100203_200818390 |  | bal_1P_2AC | 369.6 | OPEN | node_8100203_200818389 | node_8100203_200818390 | AD | 8100203
oh_line_8100203_200818391 |  | bal_1P_2AC | 158.4 | OPEN | node_8100203_200818390 | node_8100203_200818391 | AD | 8100203
oh_line_8100203_200818392 |  | bal_1P_2AC | 316.8 | OPEN | node_8100203_200818391 | node_8100203_200818392 | AD | 8100203
oh_line_8100203_200818394 |  | bal_1P_2AC | 158.4 | OPEN | node_8100203_201044320 | node_8100203_200818394 | AD | 8100203
oh_line_8100203_200818395 |  | bal_1P_2AC | 105.60000000000001 | OPEN | node_8100203_200818394 | node_8100203_200818395 | AD | 8100203
oh_line_8100203_200818396 |  | bal_1P_1/0AC | 264 | OPEN | node_8100203_200818394 | node_8100203_200818396 | AD | 8100203
oh_line_8100203_200818397 |  | bal_1P_1/0AC | 264 | OPEN | node_8100203_200818396 | node_8100203_200818397 | AD | 8100203
oh_line_8100203_200818399 |  | bal_1P_1/0AC | 211.20000000000002 | OPEN | node_8100203_200818397 | node_8100203_200818399 | AD | 8100203
oh_line_8100203_200818400 |  | bal_1P_1/0AC | 211.20000000000002 | OPEN | node_8100203_200818399 | node_8100203_200818400 | AD | 8100203
oh_line_8100203_200818401 |  | bal_1P_2AC | 528 | OPEN | node_8100203_200818388 | node_8100203_200818401 | AD | 8100203
oh_line_8100203_200818402 |  | bal_1P_1/0AA | 158.4 | OPEN | node_8100203_200818400 | node_8100203_200818402 | AD | 8100203
oh_line_8100203_200818403 |  | bal_1P_1/0AA | 316.8 | OPEN | node_8100203_200818402 | node_8100203_200818403 | AD | 8100203
oh_line_8100203_200818404 |  | bal_1P_2AC | 52.800000000000004 | OPEN | node_8100203_200961773 | node_8100203_200818404 | AD | 8100203
oh_line_8100203_200818405 |  | bal_1P_1/0AA | 264 | OPEN | node_8100203_200818404 | node_intto1_8100203_200818405 | AD | 8100203
oh_line_8100203_200818406 |  | bal_1P_1/0AA | 264 | OPEN | node_8100203_200818405 | node_8100203_200818406 | AD | 8100203
oh_line_8100203_200818408 |  | bal_1P_2AC | 264 | OPEN | node_8100203_200950778 | node_8100203_200818408 | AD | 8100203
oh_line_8100203_200818410 |  | bal_1P_2AC | 316.8 | OPEN | node_8100203_200818408 | node_8100203_200818410 | AD | 8100203
oh_line_8100203_200818412 |  | bal_1P_2AC | 158.4 | OPEN | node_8100203_200818410 | node_8100203_200818412 | AD | 8100203
oh_line_8100203_200818413 |  | bal_1P_2AC | 369.6 | OPEN | node_8100203_200818412 | node_8100203_200818413 | AD | 8100203
oh_line_8100203_200818415 |  | bal_1P_2AC | 369.6 | OPEN | node_8100203_200818413 | node_8100203_200818415 | AD | 8100203
oh_line_8100203_200818416 |  | bal_1P_2AC | 316.8 | OPEN | node_8100203_200818415 | node_8100203_200818416 | AD | 8100203
oh_line_8100203_200818417 |  | bal_1P_4CU | 211.20000000000002 | OPEN | node_8100203_200818425 | node_8100203_200818417 | AD | 8100203
oh_line_8100203_200818419 |  | bal_1P_4CU | 52.800000000000004 | OPEN | node_8100203_200818417 | node_8100203_200818419 | AD | 8100203
oh_line_8100203_200818420 |  | bal_1P_1/0AA | 158.4 | OPEN | node_8100203_200818419 | node_8100203_200818420 | AD | 8100203
oh_line_8100203_200818421 |  | bal_1P_1/0AA | 211.20000000000002 | OPEN | node_8100203_200818420 | node_8100203_200818421 | AD | 8100203
oh_line_8100203_200818422 |  | bal_1P_1/0AA | 158.4 | OPEN | node_8100203_311884334 | node_8100203_200818422 | AD | 8100203
oh_line_8100203_200818425 |  | bal_1P_4CU | 0 | OPEN | node_8100203_200818278 | node_8100203_200818425 | AD | 8100203
oh_line_8100203_200818426 |  | bal_1P_1/0AC | 158.4 | OPEN | node_8100203_200818422 | node_8100203_200818426 | AD | 8100203
oh_line_8100203_200818428 |  | bal_1P_1/0AC | 211.20000000000002 | OPEN | node_8100203_200818426 | node_8100203_200818428 | AD | 8100203
oh_line_8100203_200818436 |  | bal_1P_1/0AC | 52.800000000000004 | OPEN | node_8100203_200818321 | node_8100203_200818436 | AD | 8100203
oh_line_8100203_200818442 |  | bal_1P_4CU | 158.4 | OPEN | node_8100203_200818305 | node_8100203_200818442 | AD | 8100203
oh_line_8100203_200818443 |  | bal_1P_4CU | 158.4 | OPEN | node_8100203_200818442 | node_8100203_200818443 | AD | 8100203
oh_line_8100203_200818444 |  | bal_1P_1/0AA | 158.4 | OPEN | node_8100203_200818443 | node_intto1_8100203_200818444 | AD | 8100203
oh_line_8100203_200818445 |  | bal_1P_1/0AA | 158.4 | OPEN | node_8100203_200818444 | node_8100203_200818445 | AD | 8100203
oh_line_8100203_200818447 |  | bal_1P_1/0AA | 211.20000000000002 | OPEN | node_8100203_200818445 | node_8100203_200818447 | AD | 8100203
oh_line_8100203_200818448 |  | bal_1P_1/0AA | 316.8 | OPEN | node_8100203_200818447 | node_8100203_200818448 | AD | 8100203
oh_line_8100203_200818450 |  | bal_1P_1/0AA | 158.4 | OPEN | node_8100203_200818448 | node_8100203_200818450 | AD | 8100203
oh_line_8100203_200818451 |  | bal_1P_2AC | 211.20000000000002 | OPEN | node_8100203_200818450 | node_8100203_200818451 | AD | 8100203
oh_line_8100203_200818453 |  | bal_1P_2AC | 211.20000000000002 | OPEN | node_8100203_200818451 | node_8100203_200818453 | AD | 8100203
oh_line_8100203_200818455 |  | bal_1P_2AC | 211.20000000000002 | OPEN | node_8100203_200818453 | node_8100203_200818455 | AD | 8100203
oh_line_8100203_200818456 |  | bal_1P_2AC | 211.20000000000002 | OPEN | node_8100203_200818455 | node_8100203_200818456 | AD | 8100203
oh_line_8100203_200818457 |  | bal_1P_2AC | 158.4 | OPEN | node_8100203_200818456 | node_8100203_200818457 | AD | 8100203
oh_line_8100203_200818461 |  | bal_1P_2AC | 369.6 | OPEN | node_8100203_200818457 | node_8100203_200818461 | AD | 8100203
oh_line_8100203_200818463 |  | bal_1P_2AC | 264 | OPEN | node_8100203_200818461 | node_8100203_200818463 | AD | 8100203
oh_line_8100203_200818464 |  | bal_1P_2AC | 211.20000000000002 | OPEN | node_8100203_200818463 | node_8100203_200818464 | AD | 8100203
oh_line_8100203_200818465-1 |  | bal_1P_2AC | 0 | OPEN | node_1401343_362_15278640_557 | node_8100203_200818465 | AD | 8100203
oh_line_8100203_200818465-2 |  | bal_1P_2AC | 211.20000000000002 | OPEN | node_8100203_200818464 | node_1401343_362_15278640_557 | AD | 8100203
oh_line_8100203_200818466 |  | bal_1P_2AC | 105.60000000000001 | OPEN | node_8100203_200818465 | node_8100203_200818466 | AD | 8100203
oh_line_8100203_200818467 |  | bal_1P_2AC | 211.20000000000002 | OPEN | node_8100203_200820341 | node_8100203_200818467 | AD | 8100203
oh_line_8100203_200818469 |  | bal_1P_1/0AC | 316.8 | OPEN | node_8100203_200818498 | node_8100203_200818469 | AD | 8100203
oh_line_8100203_200818470 |  | bal_1P_1/0AC | 158.4 | OPEN | node_8100203_200818469 | node_8100203_200818470 | AD | 8100203
oh_line_8100203_200818471 |  | bal_1P_1/0AC | 158.4 | OPEN | node_8100203_200818470 | node_8100203_200818471 | AD | 8100203
oh_line_8100203_200818472 |  | bal_1P_4AC | 211.20000000000002 | OPEN | node_8100203_200818471 | node_intto1_8100203_200818472 | AD | 8100203
oh_line_8100203_200818474 |  | bal_1P_1/0AA | 211.20000000000002 | OPEN | node_8100203_200829081 | node_8100203_200818474 | AD | 8100203
oh_line_8100203_200818475 |  | bal_1P_1/0AA | 369.6 | OPEN | node_8100203_200818474 | node_8100203_200818475 | AD | 8100203
oh_line_8100203_200818478 |  | bal_1P_4AC | 105.60000000000001 | OPEN | node_8100203_200818479 | node_intto1_8100203_200818478 | AD | 8100203
oh_line_8100203_200818479 |  | bal_1P_4AC | 211.20000000000002 | OPEN | node_8100203_200818480 | node_8100203_200818479 | AD | 8100203
oh_line_8100203_200818480 |  | bal_1P_4AC | 158.4 | OPEN | node_8100203_200818481 | node_8100203_200818480 | AD | 8100203
oh_line_8100203_200818481 |  | bal_1P_1/0AA | 158.4 | OPEN | node_8100203_200818482 | node_8100203_200818481 | AD | 8100203
oh_line_8100203_200818482 |  | bal_1P_1/0AA | 158.4 | OPEN | node_8100203_200818483 | node_8100203_200818482 | AD | 8100203
oh_line_8100203_200818483 |  | bal_1P_1/0AA | 158.4 | OPEN | node_8100203_200818403 | node_8100203_200818483 | AD | 8100203
oh_line_8100203_200818484 |  | bal_1P_4AC | 316.8 | OPEN | node_8100203_200818483 | node_intto1_8100203_200818484 | AD | 8100203
oh_line_8100203_200818485 |  | bal_1P_4AC | 316.8 | OPEN | node_8100203_200818484 | node_8100203_200818485 | AD | 8100203
oh_line_8100203_200818486 |  | bal_1P_4AC | 316.8 | OPEN | node_8100203_200818485 | node_8100203_200818486 | AD | 8100203
oh_line_8100203_200818490 |  | bal_1P_4AC | 211.20000000000002 | OPEN | node_8100203_200818467 | node_8100203_200818490 | AD | 8100203
oh_line_8100203_200818491 |  | bal_1P_4AC | 369.6 | OPEN | node_8100203_200818490 | node_8100203_200818491 | AD | 8100203
oh_line_8100203_200818492 |  | bal_1P_4AC | 369.6 | OPEN | node_8100203_200818491 | node_8100203_200818492 | AD | 8100203
oh_line_8100203_200818493 |  | bal_1P_2AC | 264 | OPEN | node_8100203_200818492 | node_intto1_8100203_200818493 | AD | 8100203
oh_line_8100203_200818494 |  | bal_1P_1/0AC | 211.20000000000002 | OPEN | node_8100203_200818493 | node_8100203_200818494 | AD | 8100203
oh_line_8100203_200818495 |  | bal_1P_1/0AC | 211.20000000000002 | OPEN | node_8100203_200818494 | node_8100203_200818495 | AD | 8100203
oh_line_8100203_200818496 |  | bal_1P_1/0AC | 211.20000000000002 | OPEN | node_8100203_200818495 | node_8100203_200818496 | AD | 8100203
oh_line_8100203_200818497 |  | bal_1P_1/0AC | 211.20000000000002 | OPEN | node_8100203_200818496 | node_8100203_200818497 | AD | 8100203
oh_line_8100203_200818498 |  | bal_1P_1/0AC | 158.4 | OPEN | node_8100203_200818497 | node_8100203_200818498 | AD | 8100203
oh_line_8100203_200818499 |  | bal_1P_2AC | 105.60000000000001 | OPEN | node_8100203_200818498 | node_8100203_200818499 | AD | 8100203
oh_line_8100203_200818500 |  | bal_1P_2AC | 211.20000000000002 | OPEN | node_8100203_200818499 | node_intto1_8100203_200818500 | AD | 8100203
oh_line_8100203_200818501 |  | bal_1P_3-104CW | 369.6 | OPEN | node_8100203_200829124 | node_8100203_200818501 | AD | 8100203
oh_line_8100203_200818502 |  | bal_1P_3-104CW | 316.8 | OPEN | node_8100203_200818501 | node_8100203_200818502 | AD | 8100203
oh_line_8100203_200818503 |  | bal_1P_2AC | 422.40000000000003 | OPEN | node_8100203_200829146 | node_8100203_200818503 | AD | 8100203
oh_line_8100203_200818507 |  | bal_3P_4/0AC | 264 | OPEN | node_8100203_200818550 | node_8100203_200818507 | ABCD | 8100203
oh_line_8100203_200818508 |  | bal_3P_4/0AC | 316.8 | OPEN | node_8100203_200818507 | node_8100203_200818508 | ABCD | 8100203
oh_line_8100203_200818509 |  | bal_1P_1/0AA | 211.20000000000002 | OPEN | node_8100203_200818508 | node_8100203_200818509 | AD | 8100203
oh_line_8100203_200818510 |  | bal_3P_4/0AC | 316.8 | OPEN | node_8100203_200818508 | node_8100203_200818510 | ABCD | 8100203
oh_line_8100203_200818511 |  | bal_3P_4/0AC | 316.8 | OPEN | node_8100203_200818510 | node_8100203_200818511 | ABCD | 8100203
oh_line_8100203_200818513 |  | bal_3P_4/0AC | 211.20000000000002 | OPEN | node_8100203_200818511 | node_8100203_200818513 | ABCD | 8100203
oh_line_8100203_200818514 |  | bal_3P_4/0AC | 211.20000000000002 | OPEN | node_8100203_200818513 | node_8100203_200818514 | ABCD | 8100203
oh_line_8100203_200818515 |  | bal_3P_4/0AC | 369.6 | OPEN | node_8100203_200818514 | node_8100203_200818515 | ABCD | 8100203
oh_line_8100203_200818516 |  | bal_3P_4/0AC | 316.8 | OPEN | node_8100203_200818515 | node_8100203_200818516 | ABCD | 8100203
oh_line_8100203_200818517 |  | bal_3P_4/0AC | 316.8 | OPEN | node_8100203_200818516 | node_8100203_200818517 | ABCD | 8100203
oh_line_8100203_200818518 |  | bal_3P_4/0AC | 316.8 | OPEN | node_8100203_200818517 | node_8100203_200818518 | ABCD | 8100203
oh_line_8100203_200818519 |  | bal_3P_4/0AC | 316.8 | OPEN | node_8100203_200818518 | node_8100203_200818519 | ABCD | 8100203
oh_line_8100203_200818520 |  | bal_3P_4/0AC | 316.8 | OPEN | node_8100203_200818519 | node_8100203_200818520 | ABCD | 8100203
oh_line_8100203_200818521 |  | bal_3P_4/0AC | 316.8 | OPEN | node_8100203_200818520 | node_8100203_200818521 | ABCD | 8100203
oh_line_8100203_200818522 |  | bal_3P_4/0AC | 211.20000000000002 | OPEN | node_8100203_200818521 | node_8100203_200818522 | ABCD | 8100203
oh_line_8100203_200818523 |  | bal_3P_4/0AC | 211.20000000000002 | OPEN | node_8100203_200818522 | node_8100203_200818523 | ABCD | 8100203
oh_line_8100203_200818526 |  | bal_3P_4/0AC | 316.8 | OPEN | node_8100203_200818523 | node_8100203_200818526 | ABCD | 8100203
oh_line_8100203_200818528 |  | bal_3P_4/0AC | 264 | OPEN | node_8100203_200818526 | node_8100203_200818528 | ABCD | 8100203
oh_line_8100203_200818529 |  | bal_1P_1/0AA | 369.6 | OPEN | node_8100203_200818528 | node_8100203_200818529 | AD | 8100203
oh_line_8100203_200818530 |  | bal_1P_1/0AA | 369.6 | OPEN | node_8100203_200818529 | node_8100203_200818530 | AD | 8100203
oh_line_8100203_200818532 |  | bal_1P_1/0AA | 316.8 | OPEN | node_8100203_200818530 | node_8100203_200818532 | AD | 8100203
oh_line_8100203_200818533 |  | bal_1P_1/0AA | 316.8 | OPEN | node_8100203_200818532 | node_8100203_200818533 | AD | 8100203
oh_line_8100203_200818534 |  | bal_3P_4/0AC | 211.20000000000002 | OPEN | node_8100203_200818528 | node_8100203_200818534 | ABCD | 8100203
oh_line_8100203_200818535 |  | bal_3P_4/0AC | 264 | OPEN | node_8100203_200818534 | node_8100203_200818535 | ABCD | 8100203
oh_line_8100203_200818536 |  | bal_3P_4/0AC | 316.8 | OPEN | node_8100203_200978578 | node_8100203_200818536 | ABCD | 8100203
oh_line_8100203_200818537 |  | bal_1P_2AC | 158.4 | OPEN | node_8100203_200818536 | node_8100203_200818537 | AD | 8100203
oh_line_8100203_200818538 |  | bal_1P_2AC | 316.8 | OPEN | node_8100203_200818537 | node_8100203_200818538 | AD | 8100203
oh_line_8100203_200818539 |  | bal_1P_2AC | 105.60000000000001 | OPEN | node_8100203_200818538 | node_8100203_200818539 | AD | 8100203
oh_line_8100203_200818540 |  | bal_3P_4/0AC | 264 | OPEN | node_8100203_200818535 | node_8100203_200818540 | ABCD | 8100203
oh_line_8100203_200818541 |  | bal_3P_4/0AC | 264 | OPEN | node_8100203_200818540 | node_intto1_8100203_200818541 | ABCD | 8100203
oh_line_8100203_200818542 |  | bal_1P_1/0AC | 52.800000000000004 | OPEN | node_8100203_200818541 | node_8100203_200818542 | AD | 8100203
oh_line_8100203_200818543 |  | bal_3P_4/0AC | 211.20000000000002 | OPEN | node_8100203_200818536 | node_8100203_200818543 | ABCD | 8100203
oh_line_8100203_200818544 |  | bal_3P_4/0AC | 211.20000000000002 | OPEN | node_8100203_200818543 | node_8100203_200818544 | ABCD | 8100203
oh_line_8100203_200818545 |  | bal_3P_4/0AC | 211.20000000000002 | OPEN | node_8100203_200818544 | node_8100203_200818545 | ABCD | 8100203
oh_line_8100203_200818546 |  | bal_3P_4/0AC | 316.8 | OPEN | node_8100203_200818545 | node_8100203_200818546 | ABCD | 8100203
oh_line_8100203_200818547 |  | bal_3P_4/0AC | 316.8 | OPEN | node_8100203_200818546 | node_8100203_200818547 | ABCD | 8100203
oh_line_8100203_200818548 |  | bal_1P_1/0AA | 369.6 | OPEN | node_8100203_200818547 | node_8100203_200818548 | AD | 8100203
oh_line_8100203_200818549 |  | bal_3P_4/0AC | 316.8 | OPEN | node_8100203_200818547 | node_8100203_200818549 | ABCD | 8100203
oh_line_8100203_200818550 |  | bal_3P_4/0AC | 316.8 | OPEN | node_8100203_200818549 | node_8100203_200818550 | ABCD | 8100203
oh_line_8100203_200818633 |  | bal_1P_4CU | 158.4 | OPEN | node_8100203_200975924 | node_8100203_200818633 | AD | 8100203
oh_line_8100203_200818634 |  | bal_1P_4CU | 105.60000000000001 | OPEN | node_8100203_200818633 | node_8100203_200818634 | AD | 8100203
oh_line_8100203_200818636 |  | bal_1P_1/0AC | 211.20000000000002 | OPEN | node_8100203_200818634 | node_8100203_200818636 | AD | 8100203
oh_line_8100203_200818637 |  | bal_1P_1/0AC | 264 | OPEN | node_8100203_200818636 | node_8100203_200818637 | AD | 8100203
oh_line_8100203_200818638 |  | bal_1P_1/0AC | 158.4 | OPEN | node_8100203_200818637 | node_8100203_200818638 | AD | 8100203
oh_line_8100203_200819538 |  | bal_3P_477AL | 52.800000000000004 | OPEN | node_8100203_200917166 | node_8100203_200819538 | ABCD | 8100203
oh_line_8100203_200819539 |  | bal_3P_477AL | 105.60000000000001 | OPEN | node_8100203_200819538 | node_8100203_200819539 | ABCD | 8100203
oh_line_8100203_200819943 |  | bal_1P_2AC | 0 | OPEN | node_8100203_200818466 | node_8100203_200819943 | AD | 8100203
oh_line_8100203_200819944 |  | bal_1P_2AC | 158.4 | OPEN | node_8100203_200819976 | node_8100203_200819944 | AD | 8100203
oh_line_8100203_200819945 |  | bal_1P_2AC | 211.20000000000002 | OPEN | node_8100203_200819944 | node_8100203_200819945 | AD | 8100203
oh_line_8100203_200819946 |  | bal_1P_2AC | 211.20000000000002 | OPEN | node_8100203_200819945 | node_8100203_200819946 | AD | 8100203
oh_line_8100203_200819948 |  | bal_1P_2AC | 211.20000000000002 | OPEN | node_8100203_200819946 | node_8100203_200819948 | AD | 8100203
oh_line_8100203_200819950 |  | bal_1P_1/0AC | 264 | OPEN | node_8100203_200819948 | node_8100203_200819950 | AD | 8100203
oh_line_8100203_200819951 |  | bal_1P_1/0AC | 316.8 | OPEN | node_8100203_200819950 | node_8100203_200819951 | AD | 8100203
oh_line_8100203_200819952 |  | bal_1P_1/0AC | 316.8 | OPEN | node_8100203_200819951 | node_8100203_200819952 | AD | 8100203
oh_line_8100203_200819953 |  | bal_1P_1/0AC | 316.8 | OPEN | node_8100203_200819952 | node_8100203_200819953 | AD | 8100203
oh_line_8100203_200819954 |  | bal_1P_1/0AC | 316.8 | OPEN | node_8100203_200819953 | node_8100203_200819954 | AD | 8100203
oh_line_8100203_200819955 |  | bal_1P_1/0AC | 264 | OPEN | node_8100203_200819954 | node_8100203_200819955 | AD | 8100203
oh_line_8100203_200819956 |  | bal_1P_1/0AC | 264 | OPEN | node_8100203_200819955 | node_8100203_200819956 | AD | 8100203
oh_line_8100203_200819957 |  | bal_1P_2AC | 105.60000000000001 | OPEN | node_8100203_200819943 | node_intto1_8100203_200819957 | AD | 8100203
oh_line_8100203_200819958 |  | bal_1P_2AC | 158.4 | OPEN | node_8100203_200819957 | node_8100203_200819958 | AD | 8100203
oh_line_8100203_200819959 |  | bal_1P_2AC | 105.60000000000001 | OPEN | node_8100203_200819958 | node_8100203_200819959 | AD | 8100203
oh_line_8100203_200819960 |  | bal_1P_2AC | 211.20000000000002 | OPEN | node_8100203_200819959 | node_8100203_200819960 | AD | 8100203
oh_line_8100203_200819962 |  | bal_1P_2AC | 158.4 | OPEN | node_8100203_200819960 | node_8100203_200819962 | AD | 8100203
oh_line_8100203_200819965 |  | bal_1P_2AC | 264 | OPEN | node_8100203_200819962 | node_8100203_200819965 | AD | 8100203
oh_line_8100203_200819966 |  | bal_1P_2AC | 211.20000000000002 | OPEN | node_8100203_200819965 | node_8100203_200819966 | AD | 8100203
oh_line_8100203_200819967 |  | bal_1P_2AC | 105.60000000000001 | OPEN | node_8100203_200819966 | node_8100203_200819967 | AD | 8100203
oh_line_8100203_200819969 |  | bal_1P_2AC | 316.8 | OPEN | node_8100203_200819967 | node_8100203_200819969 | AD | 8100203
oh_line_8100203_200819971 |  | bal_1P_2AC | 264 | OPEN | node_8100203_200819969 | node_8100203_200819971 | AD | 8100203
oh_line_8100203_200819973 |  | bal_1P_2AC | 158.4 | OPEN | node_8100203_200819971 | node_8100203_200819973 | AD | 8100203
oh_line_8100203_200819974 |  | bal_1P_2AC | 158.4 | OPEN | node_8100203_200819973 | node_8100203_200819974 | AD | 8100203
oh_line_8100203_200819975 |  | bal_1P_2AC | 211.20000000000002 | OPEN | node_8100203_200819974 | node_8100203_200819975 | AD | 8100203
oh_line_8100203_200819976 |  | bal_1P_2AC | 158.4 | OPEN | node_8100203_200819975 | node_8100203_200819976 | AD | 8100203
oh_line_8100203_200820007 |  | bal_1P_2AC | 316.8 | OPEN | node_8100203_200952121 | node_8100203_200820007 | AD | 8100203
oh_line_8100203_200820008 |  | bal_1P_2AC | 105.60000000000001 | OPEN | node_8100203_200820007 | node_8100203_200820008 | AD | 8100203
oh_line_8100203_200820009 |  | bal_1P_1/0AA | 264 | OPEN | node_8100203_200820008 | node_8100203_200820009 | AD | 8100203
oh_line_8100203_200820010 |  | bal_1P_2AC | 105.60000000000001 | OPEN | node_8100203_200820008 | node_8100203_200820010 | AD | 8100203
oh_line_8100203_200820011 |  | bal_1P_2AC | 158.4 | OPEN | node_8100203_200820010 | node_8100203_200820011 | AD | 8100203
oh_line_8100203_200820012 |  | bal_1P_1/0AA | 316.8 | OPEN | node_8100203_200820011 | node_8100203_200820012 | AD | 8100203
oh_line_8100203_200820013 |  | bal_1P_1/0AA | 264 | OPEN | node_8100203_200820012 | node_8100203_200820013 | AD | 8100203
oh_line_8100203_200820014 |  | bal_1P_1/0AA | 264 | OPEN | node_8100203_200820013 | node_8100203_200820014 | AD | 8100203
oh_line_8100203_200820015 |  | bal_1P_2AC | 211.20000000000002 | OPEN | node_8100203_200820011 | node_8100203_200820015 | AD | 8100203
oh_line_8100203_200820016 |  | bal_1P_2AC | 369.6 | OPEN | node_8100203_200820015 | node_8100203_200820016 | AD | 8100203
oh_line_8100203_200820017 |  | bal_1P_1/0AA | 211.20000000000002 | OPEN | node_8100203_200820016 | node_8100203_200820017 | AD | 8100203
oh_line_8100203_200820018 |  | bal_1P_1/0AA | 52.800000000000004 | OPEN | node_8100203_200820017 | node_8100203_200820018 | AD | 8100203
oh_line_8100203_200820019 |  | bal_1P_1/0AA | 422.40000000000003 | OPEN | node_8100203_200820018 | node_8100203_200820019 | AD | 8100203
oh_line_8100203_200820020 |  | bal_1P_1/0AA | 316.8 | OPEN | node_8100203_200820019 | node_8100203_200820020 | AD | 8100203
oh_line_8100203_200820153 |  | bal_1P_2AC | 211.20000000000002 | OPEN | node_8100203_200818457 | node_intto1_8100203_200820153 | AD | 8100203
oh_line_8100203_200820154 |  | bal_1P_2AC | 316.8 | OPEN | node_8100203_200820153 | node_8100203_200820154 | AD | 8100203
oh_line_8100203_200820155 |  | bal_1P_2AC | 264 | OPEN | node_8100203_200820154 | node_8100203_200820155 | AD | 8100203
oh_line_8100203_200820157 |  | bal_1P_2AC | 264 | OPEN | node_8100203_200820155 | node_8100203_200820157 | AD | 8100203
oh_line_8100203_200820158 |  | bal_1P_1/0AA | 316.8 | OPEN | node_8100203_200820157 | node_8100203_200820158 | AD | 8100203
oh_line_8100203_200820159 |  | bal_1P_1/0AA | 264 | OPEN | node_8100203_200820158 | node_8100203_200820159 | AD | 8100203
oh_line_8100203_200820160 |  | bal_1P_1/0AA | 211.20000000000002 | OPEN | node_8100203_200820159 | node_8100203_200820160 | AD | 8100203
oh_line_8100203_200820161 |  | bal_1P_1/0AA | 158.4 | OPEN | node_8100203_200820160 | node_8100203_200820161 | AD | 8100203
oh_line_8100203_200820162 |  | bal_1P_1/0AA | 264 | OPEN | node_8100203_200820161 | node_8100203_200820162 | AD | 8100203
oh_line_8100203_200820164 |  | bal_1P_1/0AA | 52.800000000000004 | OPEN | node_8100203_200820162 | node_8100203_200820164 | AD | 8100203
oh_line_8100203_200820255 |  | bal_1P_2AC | 264 | OPEN | node_8100203_200818478 | node_intto1_8100203_200820255 | AD | 8100203
oh_line_8100203_200820256 |  | bal_1P_2AC | 316.8 | OPEN | node_8100203_200820255 | node_8100203_200820256 | AD | 8100203
oh_line_8100203_200820257 |  | bal_1P_2AC | 316.8 | OPEN | node_8100203_200820256 | node_8100203_200820257 | AD | 8100203
oh_line_8100203_200820334 |  | bal_1P_1/0AA | 52.800000000000004 | OPEN | node_8100203_200818305 | node_8100203_200820334 | AD | 8100203
oh_line_8100203_200820335 |  | bal_1P_1/0AA | 264 | OPEN | node_8100203_200820334 | node_intto1_8100203_200820335 | AD | 8100203
oh_line_8100203_200820336 |  | bal_1P_2AC | 316.8 | OPEN | node_8100203_200820335 | node_8100203_200820336 | AD | 8100203
oh_line_8100203_200820338 |  | bal_1P_2AC | 369.6 | OPEN | node_8100203_200820336 | node_8100203_200820338 | AD | 8100203
oh_line_8100203_200820340 |  | bal_1P_2AC | 158.4 | OPEN | node_8100203_200820338 | node_8100203_200820340 | AD | 8100203
oh_line_8100203_200820341 |  | bal_1P_2AC | 158.4 | OPEN | node_8100203_200820340 | node_8100203_200820341 | AD | 8100203
oh_line_8100203_200820439 |  | bal_1P_1/0AA | 316.8 | OPEN | node_8100203_200818467 | node_8100203_200820439 | AD | 8100203
oh_line_8100203_200820440 |  | bal_1P_1/0AA | 316.8 | OPEN | node_8100203_200820439 | node_8100203_200820440 | AD | 8100203
oh_line_8100203_200820442 |  | bal_1P_1/0AA | 369.6 | OPEN | node_8100203_200820440 | node_8100203_200820442 | AD | 8100203
oh_line_8100203_200820497 |  | bal_1P_1/0AA | 264 | OPEN | node_8100203_200818496 | node_intto1_8100203_200820497 | AD | 8100203
oh_line_8100203_200820498 |  | bal_1P_1/0AA | 52.800000000000004 | OPEN | node_8100203_200820497 | node_8100203_200820498 | AD | 8100203
oh_line_8100203_200820499 |  | bal_1P_1/0AA | 158.4 | OPEN | node_8100203_200820498 | node_8100203_200820499 | AD | 8100203
oh_line_8100203_200820500 |  | bal_1P_1/0AA | 264 | OPEN | node_8100203_200820497 | node_8100203_200820500 | AD | 8100203
oh_line_8100203_200820501 |  | bal_1P_1/0AA | 105.60000000000001 | OPEN | node_8100203_200820500 | node_8100203_200820501 | AD | 8100203
oh_line_8100203_200820502 |  | bal_1P_1/0AA | 211.20000000000002 | OPEN | node_8100203_200820501 | node_8100203_200820502 | AD | 8100203
oh_line_8100203_200820503 |  | bal_1P_1/0AA | 211.20000000000002 | OPEN | node_8100203_200820502 | node_8100203_200820503 | AD | 8100203
oh_line_8100203_200820504 |  | bal_1P_1/0AA | 264 | OPEN | node_8100203_200820500 | node_8100203_200820504 | AD | 8100203
oh_line_8100203_200820505 |  | bal_1P_1/0AA | 264 | OPEN | node_8100203_200820504 | node_8100203_200820505 | AD | 8100203
oh_line_8100203_200820507 |  | bal_1P_1/0AA | 52.800000000000004 | OPEN | node_8100203_200820505 | node_8100203_200820507 | AD | 8100203
oh_line_8100203_200820508 |  | bal_1P_1/0AA | 316.8 | OPEN | node_8100203_200820507 | node_8100203_200820508 | AD | 8100203
oh_line_8100203_200820509 |  | bal_1P_1/0AA | 264 | OPEN | node_8100203_200820505 | node_8100203_200820509 | AD | 8100203
oh_line_8100203_200820510 |  | bal_1P_1/0AA | 211.20000000000002 | OPEN | node_8100203_200820509 | node_8100203_200820510 | AD | 8100203
oh_line_8100203_200820511 |  | bal_1P_1/0AA | 264 | OPEN | node_8100203_200820510 | node_8100203_200820511 | AD | 8100203
oh_line_8100203_200820512 |  | bal_1P_1/0AA | 158.4 | OPEN | node_8100203_200820509 | node_8100203_200820512 | AD | 8100203
oh_line_8100203_200820515 |  | bal_1P_1/0AA | 211.20000000000002 | OPEN | node_8100203_200818520 | node_intto1_8100203_200820515 | AD | 8100203
oh_line_8100203_200820516 |  | bal_1P_1/0AA | 211.20000000000002 | OPEN | node_8100203_200820515 | node_8100203_200820516 | AD | 8100203
oh_line_8100203_200820517 |  | bal_1P_1/0AA | 264 | OPEN | node_8100203_200820516 | node_8100203_200820517 | AD | 8100203
oh_line_8100203_200820518 |  | bal_1P_1/0AA | 264 | OPEN | node_8100203_200820517 | node_8100203_200820518 | AD | 8100203
oh_line_8100203_200820520 |  | bal_1P_1/0AA | 264 | OPEN | node_8100203_200820518 | node_8100203_200820520 | AD | 8100203
oh_line_8100203_200820521 |  | bal_1P_1/0AA | 211.20000000000002 | OPEN | node_8100203_200820520 | node_8100203_200820521 | AD | 8100203
oh_line_8100203_200820522 |  | bal_1P_1/0AA | 264 | OPEN | node_8100203_200820521 | node_8100203_200820522 | AD | 8100203
oh_line_8100203_200820523 |  | bal_1P_1/0AA | 211.20000000000002 | OPEN | node_8100203_200820516 | node_8100203_200820523 | AD | 8100203
oh_line_8100203_200820524 |  | bal_1P_1/0AA | 211.20000000000002 | OPEN | node_8100203_200820523 | node_8100203_200820524 | AD | 8100203
oh_line_8100203_200820525 |  | bal_1P_1/0AA | 264 | OPEN | node_8100203_200820524 | node_8100203_200820525 | AD | 8100203
oh_line_8100203_200820526 |  | bal_1P_1/0AA | 264 | OPEN | node_8100203_200820525 | node_8100203_200820526 | AD | 8100203
oh_line_8100203_200820527 |  | bal_1P_1/0AA | 264 | OPEN | node_8100203_200820526 | node_8100203_200820527 | AD | 8100203
oh_line_8100203_200820528 |  | bal_1P_1/0AA | 264 | OPEN | node_8100203_200820527 | node_8100203_200820528 | AD | 8100203
oh_line_8100203_200820529 |  | bal_1P_1/0AA | 211.20000000000002 | OPEN | node_8100203_200820528 | node_8100203_200820529 | AD | 8100203
oh_line_8100203_200820530 |  | bal_1P_1/0AA | 316.8 | OPEN | node_8100203_200820529 | node_8100203_200820530 | AD | 8100203
oh_line_8100203_200820532 |  | bal_1P_1/0AA | 316.8 | OPEN | node_8100203_200820530 | node_8100203_200820532 | AD | 8100203
oh_line_8100203_200820533 |  | bal_1P_1/0AA | 211.20000000000002 | OPEN | node_8100203_200820525 | node_8100203_200820533 | AD | 8100203
oh_line_8100203_200820534 |  | bal_1P_1/0AA | 211.20000000000002 | OPEN | node_8100203_200820533 | node_8100203_200820534 | AD | 8100203
oh_line_8100203_200820535 |  | bal_1P_1/0AA | 264 | OPEN | node_8100203_200820534 | node_8100203_200820535 | AD | 8100203
oh_line_8100203_200829066 |  | bal_3P_4/0AC | 211.20000000000002 | OPEN | node_8100203_200818311 | node_8100203_200829066 | ABCD | 8100203
oh_line_8100203_200829067 |  | bal_3P_4/0AC | 211.20000000000002 | OPEN | node_8100203_200829066 | node_8100203_200829067 | ABCD | 8100203
oh_line_8100203_200829068 |  | bal_3P_4/0AC | 211.20000000000002 | OPEN | node_8100203_200829067 | node_8100203_200829068 | ABCD | 8100203
oh_line_8100203_200829069 |  | bal_3P_4/0AC | 211.20000000000002 | OPEN | node_8100203_200829068 | node_8100203_200829069 | ABCD | 8100203
oh_line_8100203_200829070 |  | bal_3P_4/0AC | 211.20000000000002 | OPEN | node_8100203_200829069 | node_8100203_200829070 | ABCD | 8100203
oh_line_8100203_200829071 |  | bal_3P_4/0AC | 211.20000000000002 | OPEN | node_8100203_200829070 | node_8100203_200829071 | ABCD | 8100203
oh_line_8100203_200829072 |  | bal_3P_4/0AC | 211.20000000000002 | OPEN | node_8100203_200829071 | node_8100203_200829072 | ABCD | 8100203
oh_line_8100203_200829073 |  | bal_3P_4/0AC | 211.20000000000002 | OPEN | node_8100203_200829072 | node_8100203_200829073 | ABCD | 8100203
oh_line_8100203_200829076 |  | bal_3P_4/0AC | 211.20000000000002 | OPEN | node_8100203_201067579 | node_8100203_200829076 | ABCD | 8100203
oh_line_8100203_200829077 |  | bal_3P_4/0AC | 211.20000000000002 | OPEN | node_8100203_200829076 | node_8100203_200829077 | ABCD | 8100203
oh_line_8100203_200829079 |  | bal_1P_4AC | 316.8 | OPEN | node_8100203_200818472 | node_8100203_200829079 | AD | 8100203
oh_line_8100203_200829081 |  | bal_1P_4AC | 369.6 | OPEN | node_8100203_200829079 | node_8100203_200829081 | AD | 8100203
oh_line_8100203_200829082 |  | bal_1P_1/0AA | 316.8 | OPEN | node_8100203_200829081 | node_8100203_200829082 | AD | 8100203
oh_line_8100203_200829083 |  | bal_1P_1/0AA | 264 | OPEN | node_8100203_200829082 | node_8100203_200829083 | AD | 8100203
oh_line_8100203_200829084 |  | bal_1P_1/0AA | 52.800000000000004 | OPEN | node_8100203_200829083 | node_8100203_200829084 | AD | 8100203
oh_line_8100203_200829085 |  | bal_1P_1/0AA | 316.8 | OPEN | node_8100203_200829084 | node_8100203_200829085 | AD | 8100203
oh_line_8100203_200829086 |  | bal_1P_1/0AA | 211.20000000000002 | OPEN | node_8100203_200829085 | node_8100203_200829086 | AD | 8100203
oh_line_8100203_200829087 |  | bal_1P_1/0AA | 264 | OPEN | node_8100203_200829083 | node_8100203_200829087 | AD | 8100203
oh_line_8100203_200829088 |  | bal_1P_1/0AA | 211.20000000000002 | OPEN | node_8100203_200829087 | node_8100203_200829088 | AD | 8100203
oh_line_8100203_200829089 |  | bal_1P_2AC | 316.8 | OPEN | node_8100203_200829088 | node_8100203_200829089 | AD | 8100203
oh_line_8100203_200829091 |  | bal_1P_1/0AA | 105.60000000000001 | OPEN | node_8100203_200829087 | node_8100203_200829091 | AD | 8100203
oh_line_8100203_200829093 |  | bal_1P_1/0AA | 158.4 | OPEN | node_8100203_200946802 | node_8100203_200829093 | AD | 8100203
oh_line_8100203_200829095 |  | bal_1P_1/0AA | 211.20000000000002 | OPEN | node_8100203_200829093 | node_8100203_200829095 | AD | 8100203
oh_line_8100203_200829096 |  | bal_1P_4AC | 211.20000000000002 | OPEN | node_8100203_200829095 | node_8100203_200829096 | AD | 8100203
oh_line_8100203_200829097 |  | bal_1P_4AC | 264 | OPEN | node_8100203_200829096 | node_8100203_200829097 | AD | 8100203
oh_line_8100203_200829103 |  | bal_1P_4AC | 422.40000000000003 | OPEN | node_8100203_200829107 | node_8100203_200829103 | AD | 8100203
oh_line_8100203_200829104 |  | bal_1P_2AC | 52.800000000000004 | OPEN | node_8100203_200829103 | node_8100203_200829104 | AD | 8100203
oh_line_8100203_200829105 |  | bal_1P_2AC | 316.8 | OPEN | node_8100203_200829104 | node_8100203_200829105 | AD | 8100203
oh_line_8100203_200829107 |  | bal_1P_4AC | 211.20000000000002 | OPEN | node_8100203_200829110 | node_8100203_200829107 | AD | 8100203
oh_line_8100203_200829110 |  | bal_1P_4AC | 211.20000000000002 | OPEN | node_8100203_200829112 | node_8100203_200829110 | AD | 8100203
oh_line_8100203_200829112 |  | bal_1P_4AC | 158.4 | OPEN | node_8100203_200829113 | node_8100203_200829112 | AD | 8100203
oh_line_8100203_200829113 |  | bal_1P_4AC | 158.4 | OPEN | node_8100203_200829116 | node_8100203_200829113 | AD | 8100203
oh_line_8100203_200829116 |  | bal_1P_4AC | 158.4 | OPEN | node_8100203_200829117 | node_8100203_200829116 | AD | 8100203
oh_line_8100203_200829117 |  | bal_1P_4AC | 105.60000000000001 | OPEN | node_8100203_200818478 | node_8100203_200829117 | AD | 8100203
oh_line_8100203_200829121 |  | bal_1P_2AC | 369.6 | OPEN | node_8100203_201036177 | node_8100203_200829121 | AD | 8100203
oh_line_8100203_200829123 |  | bal_1P_3-104CW | 158.4 | OPEN | node_8100203_200829121 | node_8100203_200829123 | AD | 8100203
oh_line_8100203_200829124 |  | bal_1P_3-104CW | 369.6 | OPEN | node_8100203_200829121 | node_8100203_200829124 | AD | 8100203
oh_line_8100203_200829128 |  | bal_1P_2AC | 264 | OPEN | node_8100203_200829129 | node_8100203_200829128 | AD | 8100203
oh_line_8100203_200829129 |  | bal_1P_4CU | 211.20000000000002 | OPEN | node_8100203_200829132 | node_8100203_200829129 | AD | 8100203
oh_line_8100203_200829132 |  | bal_1P_4CU | 264 | OPEN | node_8100203_200829133 | node_8100203_200829132 | AD | 8100203
oh_line_8100203_200829133 |  | bal_1P_4CU | 264 | OPEN | node_8100203_200829135 | node_8100203_200829133 | AD | 8100203
oh_line_8100203_200829135 |  | bal_1P_4CU | 158.4 | OPEN | node_8100203_200829136 | node_8100203_200829135 | AD | 8100203
oh_line_8100203_200829136 |  | bal_1P_4CU | 211.20000000000002 | OPEN | node_8100203_200829137 | node_intto1_8100203_200829136 | AD | 8100203
oh_line_8100203_200829137 |  | bal_3P_4/0AC | 52.800000000000004 | OPEN | node_8100203_200829809 | node_8100203_200829137 | ABCD | 8100203
oh_line_8100203_200829138 |  | bal_3P_4/0AC | 211.20000000000002 | OPEN | node_8100203_200829137 | node_8100203_200829138 | ABCD | 8100203
oh_line_8100203_200829140 |  | bal_3P_4/0AC | 158.4 | OPEN | node_8100203_200829138 | node_8100203_200829140 | ABCD | 8100203
oh_line_8100203_200829141 |  | bal_3P_4/0AC | 211.20000000000002 | OPEN | node_8100203_200829140 | node_8100203_200829141 | ABCD | 8100203
oh_line_8100203_200829142 |  | bal_3P_4/0AC | 211.20000000000002 | OPEN | node_8100203_200829141 | node_8100203_200829142 | ABCD | 8100203
oh_line_8100203_200829143 |  | bal_3P_4/0AC | 158.4 | OPEN | node_8100203_200829142 | node_8100203_200829143 | ABCD | 8100203
oh_line_8100203_200829144 |  | bal_3P_4/0AC | 158.4 | OPEN | node_8100203_200829143 | node_8100203_200829144 | ABCD | 8100203
oh_line_8100203_200829145 |  | bal_1P_2AC | 52.800000000000004 | OPEN | node_8100203_200829144 | node_intto1_8100203_200829145 | AD | 8100203
oh_line_8100203_200829146 |  | bal_1P_2AC | 316.8 | OPEN | node_8100203_200829145 | node_8100203_200829146 | AD | 8100203
oh_line_8100203_200829147 |  | bal_3P_4/0AC | 158.4 | OPEN | node_8100203_200829144 | node_8100203_200829147 | ABCD | 8100203
oh_line_8100203_200829148 |  | bal_3P_4/0AC | 264 | OPEN | node_8100203_200829147 | node_8100203_200829148 | ABCD | 8100203
oh_line_8100203_200829152 |  | bal_3P_4/0AC | 211.20000000000002 | OPEN | node_8100203_201059059 | node_8100203_200829152 | ABCD | 8100203
oh_line_8100203_200829154 |  | bal_3P_4/0AC | 211.20000000000002 | OPEN | node_8100203_200829152 | node_intto1_8100203_200829154 | ABCD | 8100203
oh_line_8100203_200829155 |  | bal_3P_4/0AC | 52.800000000000004 | OPEN | node_8100203_200829154 | node_8100203_200829155 | ABCD | 8100203
oh_line_8100203_200829156 |  | bal_3P_4/0AC | 105.60000000000001 | OPEN | node_8100203_200829155 | node_8100203_200829156 | ABCD | 8100203
oh_line_8100203_200829157 |  | bal_1P_2AC | 52.800000000000004 | OPEN | node_8100203_200829156 | node_8100203_200829157 | AD | 8100203
oh_line_8100203_200829158 |  | bal_1P_2AC | 211.20000000000002 | OPEN | node_8100203_200829157 | node_8100203_200829158 | AD | 8100203
oh_line_8100203_200829159 |  | bal_1P_1/0AA | 316.8 | OPEN | node_8100203_200829158 | node_8100203_200829159 | AD | 8100203
oh_line_8100203_200829160 |  | bal_3P_4/0AC | 211.20000000000002 | OPEN | node_8100203_200829156 | node_8100203_200829160 | ABCD | 8100203
oh_line_8100203_200829162 |  | bal_3P_4/0AC | 211.20000000000002 | OPEN | node_8100203_200829160 | node_8100203_200829162 | ABCD | 8100203
oh_line_8100203_200829164 |  | bal_3P_4/0AC | 264 | OPEN | node_8100203_200829162 | node_8100203_200829164 | ABCD | 8100203
oh_line_8100203_200829166 |  | bal_3P_4/0AC | 211.20000000000002 | OPEN | node_8100203_200829164 | node_8100203_200829166 | ABCD | 8100203
oh_line_8100203_200829167 |  | bal_3P_4/0AC | 158.4 | OPEN | node_8100203_200829166 | node_8100203_200829167 | ABCD | 8100203
oh_line_8100203_200829254 |  | bal_3P_4/0AC | 369.6 | OPEN | node_8100203_200829167 | node_8100203_200829254 | ABCD | 8100203
oh_line_8100203_200829303 |  | bal_1P_2AC | 422.40000000000003 | OPEN | node_8100203_200829305 | node_8100203_200829303 | AD | 8100203
oh_line_8100203_200829304 |  | bal_1P_2AC | 475.2 | OPEN | node_8100203_200829303 | node_8100203_200829304 | AD | 8100203
oh_line_8100203_200829305 |  | bal_1P_2AC | 264 | OPEN | node_8100203_200829306 | node_8100203_200829305 | AD | 8100203
oh_line_8100203_200829306 |  | bal_1P_2AC | 158.4 | OPEN | node_8100203_200829307 | node_8100203_200829306 | AD | 8100203
oh_line_8100203_200829307 |  | bal_1P_2AC | 158.4 | OPEN | node_8100203_200829884 | node_8100203_200829307 | AD | 8100203
oh_line_8100203_200829666 |  | bal_1P_2AC | 105.60000000000001 | OPEN | node_8100203_200829140 | node_intto1_8100203_200829666 | AD | 8100203
oh_line_8100203_200829730 |  | bal_3P_4/0AC | 105.60000000000001 | OPEN | node_8100203_200829077 | node_8100203_200829730 | ABCD | 8100203
oh_line_8100203_200829731 |  | bal_3P_4/0AC | 211.20000000000002 | OPEN | node_8100203_200829730 | node_8100203_200829731 | ABCD | 8100203
oh_line_8100203_200829732 |  | bal_1P_2AC | 211.20000000000002 | OPEN | node_8100203_200829763 | node_8100203_200829732 | AD | 8100203
oh_line_8100203_200829733 |  | bal_1P_2AC | 211.20000000000002 | OPEN | node_8100203_200829732 | node_8100203_200829733 | AD | 8100203
oh_line_8100203_200829734 |  | bal_1P_1/0AA | 316.8 | OPEN | node_8100203_200829733 | node_8100203_200829734 | AD | 8100203
oh_line_8100203_200829735 |  | bal_1P_1/0AA | 316.8 | OPEN | node_8100203_200829734 | node_8100203_200829735 | AD | 8100203
oh_line_8100203_200829737 |  | bal_1P_2AC | 211.20000000000002 | OPEN | node_8100203_200829733 | node_8100203_200829737 | AD | 8100203
oh_line_8100203_200829738 |  | bal_1P_2AC | 211.20000000000002 | OPEN | node_8100203_200829737 | node_8100203_200829738 | AD | 8100203
oh_line_8100203_200829739 |  | bal_1P_1/0AC | 264 | OPEN | node_8100203_200829738 | node_8100203_200829739 | AD | 8100203
oh_line_8100203_200829740 |  | bal_1P_1/0AC | 211.20000000000002 | OPEN | node_8100203_200829739 | node_8100203_200829740 | AD | 8100203
oh_line_8100203_200829741 |  | bal_1P_2AC | 158.4 | OPEN | node_8100203_200829738 | node_8100203_200829741 | AD | 8100203
oh_line_8100203_200829742 |  | bal_1P_2AC | 158.4 | OPEN | node_8100203_200829741 | node_8100203_200829742 | AD | 8100203
oh_line_8100203_200829744 |  | bal_1P_1/0AC | 158.4 | OPEN | node_8100203_200829742 | node_8100203_200829744 | AD | 8100203
oh_line_8100203_200829745 |  | bal_1P_1/0AC | 264 | OPEN | node_8100203_200829744 | node_8100203_200829745 | AD | 8100203
oh_line_8100203_200829746 |  | bal_1P_1/0AA | 0 | OPEN | node_8100203_200829745 | node_intto1_8100203_200829746 | AD | 8100203
oh_line_8100203_200829747 |  | bal_1P_1/0AA | 316.8 | OPEN | node_8100203_200829746 | node_8100203_200829747 | AD | 8100203
oh_line_8100203_200829748 |  | bal_1P_1/0AA | 211.20000000000002 | OPEN | node_8100203_200829746 | node_8100203_200829748 | AD | 8100203
oh_line_8100203_200829749 |  | bal_1P_2AC | 211.20000000000002 | OPEN | node_8100203_200829745 | node_8100203_200829749 | AD | 8100203
oh_line_8100203_200829750-1 |  | bal_1P_1/0AA | 0 | OPEN | node_1406688_148_15275724_262 | node_8100203_200829750 | AD | 8100203
oh_line_8100203_200829750-2 |  | bal_1P_1/0AA | 211.20000000000002 | OPEN | node_8100203_200829749 | node_1406688_148_15275724_262 | AD | 8100203
oh_line_8100203_200829751 |  | bal_3P_4/0AC | 211.20000000000002 | OPEN | node_8100203_200829731 | node_8100203_200829751 | ABCD | 8100203
oh_line_8100203_200829752 |  | bal_3P_4/0AC | 316.8 | OPEN | node_8100203_200829751 | node_8100203_200829752 | ABCD | 8100203
oh_line_8100203_200829753 |  | bal_1P_1/0AA | 211.20000000000002 | OPEN | node_8100203_200829750 | node_8100203_200829753 | AD | 8100203
oh_line_8100203_200829754 |  | bal_1P_1/0AA | 158.4 | OPEN | node_8100203_200829753 | node_8100203_200829754 | AD | 8100203
oh_line_8100203_200829755 |  | bal_3P_4/0AC | 316.8 | OPEN | node_8100203_200829752 | node_8100203_200829755 | ABCD | 8100203
oh_line_8100203_200829756 |  | bal_3P_4/0AC | 158.4 | OPEN | node_8100203_200829755 | node_intto1_8100203_200829756 | ABCD | 8100203
oh_line_8100203_200829758 |  | bal_1P_1/0AA | 211.20000000000002 | OPEN | node_8100203_200829818 | node_8100203_200829758 | AD | 8100203
oh_line_8100203_200829759 |  | bal_1P_1/0AA | 264 | OPEN | node_8100203_200829758 | node_8100203_200829759 | AD | 8100203
oh_line_8100203_200829760 |  | bal_1P_1/0AA | 264 | OPEN | node_8100203_200829759 | node_8100203_200829760 | AD | 8100203
oh_line_8100203_200829761 |  | bal_1P_2AC | 211.20000000000002 | OPEN | node_8100203_200829758 | node_8100203_200829761 | AD | 8100203
oh_line_8100203_200829762 |  | bal_1P_2AC | 211.20000000000002 | OPEN | node_8100203_200829761 | node_8100203_200829762 | AD | 8100203
oh_line_8100203_200829763 |  | bal_1P_2AC | 211.20000000000002 | OPEN | node_8100203_200829762 | node_intto1_8100203_200829763 | AD | 8100203
oh_line_8100203_200829809 |  | bal_3P_4/0AC | 264 | OPEN | node_8100203_200829811 | node_8100203_200829809 | ABCD | 8100203
oh_line_8100203_200829811 |  | bal_3P_4/0AC | 264 | OPEN | node_8100203_200829812 | node_8100203_200829811 | ABCD | 8100203
oh_line_8100203_200829812 |  | bal_3P_4/0AC | 264 | OPEN | node_8100203_200829813 | node_8100203_200829812 | ABCD | 8100203
oh_line_8100203_200829813 |  | bal_3P_4/0AC | 211.20000000000002 | OPEN | node_8100203_200829815 | node_8100203_200829813 | ABCD | 8100203
oh_line_8100203_200829815-1 |  | bal_3P_4/0AC | 0 | OPEN | node_8100203_200829816 | node_intto1_220388888 | ABCD | 8100203
oh_line_8100203_200829815-2 |  | bal_3P_4/0AC | 211.20000000000002 | OPEN | node_220388888 | node_1403313_274_15275167_951 | ABCD | 8100203
oh_line_8100203_200829815-3 |  | bal_3P_4/0AC | 0 | OPEN | node_1403313_274_15275167_951 | node_8100203_200829815 | ABCD | 8100203
oh_line_8100203_200829816 |  | bal_3P_4/0AC | 105.60000000000001 | OPEN | node_8100203_200829756 | node_8100203_200829816 | ABCD | 8100203
oh_line_8100203_200829817 |  | bal_1P_1/0AA | 211.20000000000002 | OPEN | node_8100203_200829816 | node_8100203_200829817 | AD | 8100203
oh_line_8100203_200829818 |  | bal_1P_1/0AA | 316.8 | OPEN | node_8100203_200829817 | node_8100203_200829818 | AD | 8100203
oh_line_8100203_200829863 |  | bal_1P_1/0AC | 316.8 | OPEN | node_8100203_200820257 | node_8100203_200829863 | AD | 8100203
oh_line_8100203_200829864 |  | bal_1P_1/0AC | 264 | OPEN | node_8100203_200829863 | node_8100203_200829864 | AD | 8100203
oh_line_8100203_200829867 |  | bal_1P_1/0AA | 211.20000000000002 | OPEN | node_8100203_200829864 | node_8100203_200829867 | AD | 8100203
oh_line_8100203_200829869 |  | bal_1P_1/0AA | 211.20000000000002 | OPEN | node_8100203_200829867 | node_8100203_200829869 | AD | 8100203
oh_line_8100203_200829880 |  | bal_1P_1/0AA | 316.8 | OPEN | node_8100203_200829881 | node_8100203_200829880 | AD | 8100203
oh_line_8100203_200829881 |  | bal_1P_1/0AA | 264 | OPEN | node_8100203_200829882 | node_8100203_200829881 | AD | 8100203
oh_line_8100203_200829882 |  | bal_1P_1/0AA | 316.8 | OPEN | node_8100203_200829883 | node_8100203_200829882 | AD | 8100203
oh_line_8100203_200829883 |  | bal_1P_1/0AA | 105.60000000000001 | OPEN | node_8100203_200829901 | node_8100203_200829883 | AD | 8100203
oh_line_8100203_200829884 |  | bal_1P_2AC | 211.20000000000002 | OPEN | node_8100203_200829896 | node_8100203_200829884 | AD | 8100203
oh_line_8100203_200829885 |  | bal_1P_1/0AA | 158.4 | OPEN | node_8100203_200829904 | node_8100203_200829885 | AD | 8100203
oh_line_8100203_200829886 |  | bal_1P_1/0AA | 211.20000000000002 | OPEN | node_8100203_200829885 | node_8100203_200829886 | AD | 8100203
oh_line_8100203_200829887 |  | bal_1P_1/0AA | 211.20000000000002 | OPEN | node_8100203_200829886 | node_8100203_200829887 | AD | 8100203
oh_line_8100203_200829889 |  | bal_1P_1/0AA | 52.800000000000004 | OPEN | node_8100203_200829887 | node_8100203_200829889 | AD | 8100203
oh_line_8100203_200829890 |  | bal_1P_1/0AA | 316.8 | OPEN | node_8100203_200829889 | node_8100203_200829890 | AD | 8100203
oh_line_8100203_200829891 |  | bal_1P_1/0AA | 211.20000000000002 | OPEN | node_8100203_200829890 | node_8100203_200829891 | AD | 8100203
oh_line_8100203_200829892 |  | bal_1P_1/0AA | 316.8 | OPEN | node_8100203_200829887 | node_8100203_200829892 | AD | 8100203
oh_line_8100203_200829893 |  | bal_1P_8DCW | 316.8 | OPEN | node_8100203_200829892 | node_8100203_200829893 | AD | 8100203
oh_line_8100203_200829894 |  | bal_1P_8DCW | 422.40000000000003 | OPEN | node_8100203_200829893 | node_8100203_200829894 | AD | 8100203
oh_line_8100203_200829895 |  | bal_1P_8DCW | 264 | OPEN | node_8100203_200829894 | node_8100203_200829895 | AD | 8100203
oh_line_8100203_200829896 |  | bal_1P_2AC | 316.8 | OPEN | node_8100203_200829898 | node_8100203_200829896 | AD | 8100203
oh_line_8100203_200829898 |  | bal_1P_2AC | 211.20000000000002 | OPEN | node_8100203_200829899 | node_8100203_200829898 | AD | 8100203
oh_line_8100203_200829899 |  | bal_1P_2AC | 158.4 | OPEN | node_8100203_200829754 | node_8100203_200829899 | AD | 8100203
oh_line_8100203_200829900 |  | bal_1P_2AC | 369.6 | OPEN | node_8100203_200829754 | node_intto1_8100203_200829900 | AD | 8100203
oh_line_8100203_200829901 |  | bal_1P_2AC | 316.8 | OPEN | node_8100203_200829900 | node_8100203_200829901 | AD | 8100203
oh_line_8100203_200829902 |  | bal_1P_1/0AA | 264 | OPEN | node_8100203_200829883 | node_8100203_200829902 | AD | 8100203
oh_line_8100203_200829903 |  | bal_1P_1/0AA | 264 | OPEN | node_8100203_200829902 | node_intto1_8100203_200829903 | AD | 8100203
oh_line_8100203_200829904 |  | bal_1P_1/0AA | 264 | OPEN | node_8100203_200829903 | node_8100203_200829904 | AD | 8100203
oh_line_8100203_200829910 |  | bal_1P_1/0AC | 52.800000000000004 | OPEN | node_8100203_200829155 | node_8100203_200829910 | AD | 8100203
oh_line_8100203_200829911 |  | bal_1P_1/0AC | 264 | OPEN | node_8100203_200829934 | node_8100203_200829911 | AD | 8100203
oh_line_8100203_200829912 |  | bal_1P_1/0AC | 316.8 | OPEN | node_8100203_200829911 | node_8100203_200829912 | AD | 8100203
oh_line_8100203_200829913 |  | bal_1P_1/0AC | 316.8 | OPEN | node_8100203_200829912 | node_8100203_200829913 | AD | 8100203
oh_line_8100203_200829914 |  | bal_1P_1/0AA | 316.8 | OPEN | node_8100203_200829913 | node_8100203_200829914 | AD | 8100203
oh_line_8100203_200829915 |  | bal_1P_1/0AA | 369.6 | OPEN | node_8100203_200829914 | node_8100203_200829915 | AD | 8100203
oh_line_8100203_200829916 |  | bal_1P_1/0AA | 264 | OPEN | node_8100203_200829915 | node_8100203_200829916 | AD | 8100203
oh_line_8100203_200829917 |  | bal_1P_1/0AA | 369.6 | OPEN | node_8100203_200829916 | node_8100203_200829917 | AD | 8100203
oh_line_8100203_200829918 |  | bal_1P_1/0AA | 369.6 | OPEN | node_8100203_200829917 | node_8100203_200829918 | AD | 8100203
oh_line_8100203_200829921 |  | bal_1P_1/0AA | 422.40000000000003 | OPEN | node_8100203_200966636 | node_8100203_200829921 | AD | 8100203
oh_line_8100203_200829922 |  | bal_1P_1/0AC | 52.800000000000004 | OPEN | node_8100203_200829910 | node_8100203_200829922 | AD | 8100203
oh_line_8100203_200829923 |  | bal_1P_2AC | 369.6 | OPEN | node_8100203_200829921 | node_8100203_200829923 | AD | 8100203
oh_line_8100203_200829925 |  | bal_1P_2AC | 211.20000000000002 | OPEN | node_8100203_200966635 | node_8100203_200829925 | AD | 8100203
oh_line_8100203_200829927 |  | bal_1P_1/0AC | 316.8 | OPEN | node_8100203_200829922 | node_intto1_8100203_200829927 | AD | 8100203
oh_line_8100203_200829928 |  | bal_1P_1/0AC | 316.8 | OPEN | node_8100203_200829927 | node_8100203_200829928 | AD | 8100203
oh_line_8100203_200829930 |  | bal_1P_1/0AC | 316.8 | OPEN | node_8100203_200829928 | node_8100203_200829930 | AD | 8100203
oh_line_8100203_200829931 |  | bal_1P_1/0AC | 316.8 | OPEN | node_8100203_200829930 | node_8100203_200829931 | AD | 8100203
oh_line_8100203_200829932 |  | bal_1P_1/0AC | 316.8 | OPEN | node_8100203_200829931 | node_8100203_200829932 | AD | 8100203
oh_line_8100203_200829933 |  | bal_1P_1/0AC | 316.8 | OPEN | node_8100203_200829932 | node_8100203_200829933 | AD | 8100203
oh_line_8100203_200829934 |  | bal_1P_1/0AC | 264 | OPEN | node_8100203_200829933 | node_8100203_200829934 | AD | 8100203
oh_line_8100203_200830196 |  | bal_1P_1/0AA | 316.8 | OPEN | node_8100203_200829902 | node_8100203_200830196 | AD | 8100203
oh_line_8100203_200830197 |  | bal_1P_1/0AA | 316.8 | OPEN | node_8100203_200830196 | node_8100203_200830197 | AD | 8100203
oh_line_8100203_200830199 |  | bal_1P_1/0AA | 211.20000000000002 | OPEN | node_8100203_200830197 | node_8100203_200830199 | AD | 8100203
oh_line_8100203_200830200 |  | bal_1P_1/0AA | 264 | OPEN | node_8100203_200830199 | node_8100203_200830200 | AD | 8100203
oh_line_8100203_200830201 |  | bal_1P_1/0AA | 264 | OPEN | node_8100203_200830200 | node_8100203_200830201 | AD | 8100203
oh_line_8100203_200830202 |  | bal_1P_1/0AA | 264 | OPEN | node_8100203_200830201 | node_8100203_200830202 | AD | 8100203
oh_line_8100203_200830203 |  | bal_1P_1/0AA | 211.20000000000002 | OPEN | node_8100203_200830202 | node_8100203_200830203 | AD | 8100203
oh_line_8100203_200830204 |  | bal_1P_1/0AA | 316.8 | OPEN | node_8100203_200830203 | node_8100203_200830204 | AD | 8100203
oh_line_8100203_200830205 |  | bal_1P_1/0AA | 316.8 | OPEN | node_8100203_200830204 | node_8100203_200830205 | AD | 8100203
oh_line_8100203_200830206 |  | bal_1P_1/0AA | 264 | OPEN | node_8100203_200830201 | node_intto1_8100203_200830206 | AD | 8100203
oh_line_8100203_200830207 |  | bal_1P_1/0AA | 264 | OPEN | node_8100203_200830206 | node_8100203_200830207 | AD | 8100203
oh_line_8100203_200830208 |  | bal_1P_1/0AA | 105.60000000000001 | OPEN | node_8100203_200830207 | node_8100203_200830208 | AD | 8100203
oh_line_8100203_200830209 |  | bal_1P_1/0AA | 316.8 | OPEN | node_8100203_200830207 | node_8100203_200830209 | AD | 8100203
oh_line_8100203_200830211 |  | bal_1P_1/0AA | 316.8 | OPEN | node_8100203_200830209 | node_8100203_200830211 | AD | 8100203
oh_line_8100203_200830212 |  | bal_1P_1/0AA | 264 | OPEN | node_8100203_200830211 | node_8100203_200830212 | AD | 8100203
oh_line_8100203_200830213 |  | bal_1P_1/0AA | 105.60000000000001 | OPEN | node_8100203_200830212 | node_8100203_200830213 | AD | 8100203
oh_line_8100203_200830214 |  | bal_1P_1/0AA | 211.20000000000002 | OPEN | node_8100203_200830213 | node_8100203_200830214 | AD | 8100203
oh_line_8100203_200830215 |  | bal_1P_1/0AA | 211.20000000000002 | OPEN | node_8100203_200830212 | node_8100203_200830215 | AD | 8100203
oh_line_8100203_200830216 |  | bal_1P_1/0AA | 211.20000000000002 | OPEN | node_8100203_200830205 | node_8100203_200830216 | AD | 8100203
oh_line_8100203_200830217 |  | bal_1P_1/0AA | 211.20000000000002 | OPEN | node_8100203_200830216 | node_intto1_8100203_200830217 | AD | 8100203
oh_line_8100203_200830219 |  | bal_1P_1/0AA | 211.20000000000002 | OPEN | node_8100203_200830217 | node_8100203_200830219 | AD | 8100203
oh_line_8100203_200830220 |  | bal_1P_1/0AA | 211.20000000000002 | OPEN | node_8100203_200830219 | node_8100203_200830220 | AD | 8100203
oh_line_8100203_200830221 |  | bal_1P_1/0AA | 211.20000000000002 | OPEN | node_8100203_200830219 | node_8100203_200830221 | AD | 8100203
oh_line_8100203_200830223 |  | bal_1P_1/0AA | 211.20000000000002 | OPEN | node_8100203_200830221 | node_8100203_200830223 | AD | 8100203
oh_line_8100203_200914877 |  | bal_1P_1/0AC | 52.800000000000004 | OPEN | node_8100203_200819954 | node_intto1_8100203_200914877 | AD | 8100203
oh_line_8100203_200914884 |  | bal_1P_2AC | 211.20000000000002 | OPEN | node_8100203_200829158 | node_intto1_8100203_200914884 | AD | 8100203
oh_line_8100203_200917166 |  | bal_3P_477AL | 105.60000000000001 | OPEN | node_SOURCE_8100203 | node_8100203_200917166 | ABCD | 8100203
oh_line_8100203_200946802 |  | bal_1P_1/0AA | 316.8 | OPEN | node_8100203_200829091 | node_8100203_200946802 | AD | 8100203
oh_line_8100203_200950778 |  | bal_1P_2AC | 264 | OPEN | node_8100203_200818404 | node_intto1_8100203_200950778 | AD | 8100203
oh_line_8100203_200952121 |  | bal_1P_2AC | 264 | OPEN | node_8100203_200829666 | node_8100203_200952121 | AD | 8100203
oh_line_8100203_200954306 |  | bal_3P_477AL | 52.800000000000004 | OPEN | node_8100203_200819538 | node_8100203_200954306 | ABCD | 8100203
oh_line_8100203_200960621 |  | bal_1P_1/0AA | 211.20000000000002 | OPEN | node_8100203_200818510 | node_8100203_200960621 | AD | 8100203
oh_line_8100203_200961773 |  | bal_1P_2AC | 686.4 | OPEN | node_8100203_200818401 | node_8100203_200961773 | AD | 8100203
oh_line_8100203_200966635 |  | bal_1P_2AC | 369.6 | OPEN | node_8100203_200829923 | node_8100203_200966635 | AD | 8100203
oh_line_8100203_200966636 |  | bal_1P_1/0AA | 316.8 | OPEN | node_8100203_200829918 | node_8100203_200966636 | AD | 8100203
oh_line_8100203_200975924 |  | bal_3P_4/0AC | 264 | OPEN | node_8100203_200818273 | node_8100203_200975924 | ABCD | 8100203
oh_line_8100203_200978578 |  | bal_3P_4/0AC | 369.6 | OPEN | node_8100203_200829254 | node_8100203_200978578 | ABCD | 8100203
oh_line_8100203_200987029 |  | bal_1P_4AC | 422.40000000000003 | OPEN | node_8100203_200829097 | node_8100203_200987029 | AD | 8100203
oh_line_8100203_201036177 |  | bal_1P_2AC | 264 | OPEN | node_8100203_200829128 | node_8100203_201036177 | AD | 8100203
oh_line_8100203_201037209 |  | bal_1P_1/0AA | 105.60000000000001 | OPEN | node_8100203_200829925 | node_8100203_201037209 | AD | 8100203
oh_line_8100203_201044320 |  | bal_1P_2AC | 316.8 | OPEN | node_8100203_200818392 | node_8100203_201044320 | AD | 8100203
oh_line_8100203_201049758 |  | bal_1P_1/0AA | 316.8 | OPEN | node_8100203_200829891 | node_8100203_201049758 | AD | 8100203
oh_line_8100203_201049836 |  | bal_1P_2AC | 422.40000000000003 | OPEN | node_8100203_200914884 | node_8100203_201049836 | AD | 8100203
oh_line_8100203_201052321 |  | bal_1P_1/0AA | 158.4 | OPEN | node_8100203_200818486 | node_8100203_201052321 | AD | 8100203
oh_line_8100203_201058696 |  | bal_1P_4AC | 211.20000000000002 | OPEN | node_8100203_200818467 | node_8100203_201058696 | AD | 8100203
oh_line_8100203_201059059 |  | bal_3P_4/0AC | 264 | OPEN | node_8100203_200829148 | node_8100203_201059059 | ABCD | 8100203
oh_line_8100203_201062895 |  | bal_1P_2AC | 158.4 | OPEN | node_8100203_201062942 | node_8100203_201062895 | AD | 8100203
oh_line_8100203_201062942 |  | bal_1P_2AC | 52.800000000000004 | OPEN | node_8100203_201044320 | node_8100203_201062942 | AD | 8100203
oh_line_8100203_201067578 |  | bal_3P_4/0AC | 211.20000000000002 | OPEN | node_8100203_200829073 | node_8100203_201067578 | ABCD | 8100203
oh_line_8100203_201067579 |  | bal_3P_4/0AC | 211.20000000000002 | OPEN | node_8100203_201067578 | node_8100203_201067579 | ABCD | 8100203
oh_line_8100203_310026667 |  | bal_1P_1/0AA | 158.4 | OPEN | node_8100203_200829096 | node_8100203_310026667 | AD | 8100203
oh_line_8100203_310026668 |  | bal_1P_1/0AA | 264 | OPEN | node_8100203_310026667 | node_8100203_310026668 | AD | 8100203
oh_line_8100203_310057635 |  | bal_1P_1/0AA | 105.60000000000001 | OPEN | node_8100203_200830207 | node_8100203_310057635 | AD | 8100203
oh_line_8100203_311884334 |  | bal_1P_1/0AA | 158.4 | OPEN | node_8100203_200818419 | node_8100203_311884334 | AD | 8100203
oh_line_TAP_OH_893827 |  | unb_TAPWIRE_OH | 0 | OPEN | node_8100203_200818270 | node_1401498_915_15287185_575 | ABCN | 8100203
oh_line_TAP_OH_893828 |  | unb_TAPWIRE_OH | 52.800000000000004 | OPEN | node_8100203_200818277 | node_1401839_495_15285623_758 | ABCN | 8100203
oh_line_TAP_OH_893829 |  | unb_TAPWIRE_OH | 52.800000000000004 | OPEN | node_8100203_200818288 | node_1402957_127_15283617_416 | ABCN | 8100203
oh_line_TAP_OH_893830 |  | unb_TAPWIRE_OH | 52.800000000000004 | OPEN | node_8100203_200818292 | node_1403381_823_15282882_294 | ABCN | 8100203
oh_line_TAP_OH_893831 |  | unb_TAPWIRE_OH | 52.800000000000004 | OPEN | node_8100203_200818294 | node_1403370_179_15282476_992 | ABCN | 8100203
oh_line_TAP_OH_893832 |  | unb_TAPWIRE_OH | 0 | OPEN | node_8100203_200818296 | node_1403262_303_15281920_944 | ABCN | 8100203
oh_line_TAP_OH_893833 |  | unb_TAPWIRE_OH | 52.800000000000004 | OPEN | node_8100203_200818305 | node_1403224_65_15280039_863 | ABCN | 8100203
oh_line_TAP_OH_893834 |  | unb_TAPWIRE_OH | 52.800000000000004 | OPEN | node_8100203_200818312 | node_1401243_64_15287988_365 | ABCN | 8100203
oh_line_TAP_OH_893835 |  | unb_TAPWIRE_OH | 0 | OPEN | node_8100203_200818314 | node_1401156_15_15287858_961 | ABCN | 8100203
oh_line_TAP_OH_893838 |  | unb_TAPWIRE_OH | 52.800000000000004 | OPEN | node_8100203_200818319 | node_1400656_537_15288085_465 | ABCN | 8100203
oh_line_TAP_OH_893839 |  | unb_TAPWIRE_OH | 52.800000000000004 | OPEN | node_8100203_200818322 | node_1402740_669_15283571_935 | AN | 8100203
oh_line_TAP_OH_893840 |  | unb_TAPWIRE_OH | 52.800000000000004 | OPEN | node_8100203_200818333 | node_1403472_424_15281743_396 | AN | 8100203
oh_line_TAP_OH_893841 |  | unb_TAPWIRE_OH | 52.800000000000004 | OPEN | node_8100203_200818334 | node_1403609_811_15281805_053 | AN | 8100203
oh_line_TAP_OH_893842 |  | unb_TAPWIRE_OH | 52.800000000000004 | OPEN | node_8100203_200818340 | node_1403514_163_15281409_729 | AN | 8100203
oh_line_TAP_OH_893858 |  | unb_TAPWIRE_OH | 52.800000000000004 | OPEN | node_8100203_200818391 | node_1404123_538_15285148_185 | AN | 8100203
oh_line_TAP_OH_893859 |  | unb_TAPWIRE_OH | 52.800000000000004 | OPEN | node_8100203_200818392 | node_1404124_305_15284797_92 | AN | 8100203
oh_line_TAP_OH_893860 |  | unb_TAPWIRE_OH | 52.800000000000004 | OPEN | node_8100203_200818395 | node_1404520_242_15284371_578 | AN | 8100203
oh_line_TAP_OH_893861 |  | unb_TAPWIRE_OH | 52.800000000000004 | OPEN | node_8100203_200818397 | node_1404928_153_15284420_065 | AN | 8100203
oh_line_TAP_OH_893862 |  | unb_TAPWIRE_OH | 52.800000000000004 | OPEN | node_8100203_200818400 | node_1405322_575_15284507_448 | AN | 8100203
oh_line_TAP_OH_893863 |  | unb_TAPWIRE_OH | 52.800000000000004 | OPEN | node_8100203_200818402 | node_1405469_048_15284395_846 | AN | 8100203
oh_line_TAP_OH_893864 |  | unb_TAPWIRE_OH | 52.800000000000004 | OPEN | node_8100203_200818406 | node_1403356_759_15286967_204 | AN | 8100203
oh_line_TAP_OH_893865 |  | unb_TAPWIRE_OH | 52.800000000000004 | OPEN | node_8100203_200818408 | node_1403520_306_15287320_034 | AN | 8100203
oh_line_TAP_OH_893866 |  | unb_TAPWIRE_OH | 52.800000000000004 | OPEN | node_8100203_200818410 | node_1403721_618_15287102_56 | AN | 8100203
oh_line_TAP_OH_893867 |  | unb_TAPWIRE_OH | 52.800000000000004 | OPEN | node_8100203_200818413 | node_1404054_39_15286668_003 | AN | 8100203
oh_line_TAP_OH_893868 |  | unb_TAPWIRE_OH | 52.800000000000004 | OPEN | node_8100203_200818415 | node_1404069_73_15286321_689 | AN | 8100203
oh_line_TAP_OH_893869 |  | unb_TAPWIRE_OH | 52.800000000000004 | OPEN | node_8100203_200818416 | node_1404216_989_15286007_565 | AN | 8100203
oh_line_TAP_OH_893871 |  | unb_TAPWIRE_OH | 52.800000000000004 | OPEN | node_8100203_200818421 | node_1401577_297_15285788_93 | AN | 8100203
oh_line_TAP_OH_893872 |  | unb_TAPWIRE_OH | 52.800000000000004 | OPEN | node_8100203_200818422 | node_1401383_714_15285188_771 | AN | 8100203
oh_line_TAP_OH_893873 |  | unb_TAPWIRE_OH | 52.800000000000004 | OPEN | node_8100203_200818428 | node_1401002_77_15285142_301 | AN | 8100203
oh_line_TAP_OH_893874 |  | unb_TAPWIRE_OH | 52.800000000000004 | OPEN | node_8100203_200818436 | node_1402350_807_15284100_401 | AN | 8100203
oh_line_TAP_OH_893875 |  | unb_TAPWIRE_OH | 52.800000000000004 | OPEN | node_8100203_200818444 | node_1402896_756_15280399_278 | AN | 8100203
oh_line_TAP_OH_893876 |  | unb_TAPWIRE_OH | 52.800000000000004 | OPEN | node_8100203_200818445 | node_1402854_239_15280594_642 | AN | 8100203
oh_line_TAP_OH_893877 |  | unb_TAPWIRE_OH | 52.800000000000004 | OPEN | node_8100203_200818447 | node_1402650_058_15280460_254 | AN | 8100203
oh_line_TAP_OH_893878 |  | unb_TAPWIRE_OH | 52.800000000000004 | OPEN | node_8100203_200818448 | node_1402486_604_15280193_959 | AN | 8100203
oh_line_TAP_OH_893879 |  | unb_TAPWIRE_OH | 52.800000000000004 | OPEN | node_8100203_200818450 | node_1402307_766_15280150_668 | AN | 8100203
oh_line_TAP_OH_893880 |  | unb_TAPWIRE_OH | 52.800000000000004 | OPEN | node_8100203_200818451 | node_1402150_099_15280051_19 | AN | 8100203
oh_line_TAP_OH_893881 |  | unb_TAPWIRE_OH | 52.800000000000004 | OPEN | node_8100203_200818453 | node_1402045_374_15279910_647 | AN | 8100203
oh_line_TAP_OH_893882 |  | unb_TAPWIRE_OH | 52.800000000000004 | OPEN | node_8100203_200818456 | node_1401628_972_15279768_824 | AN | 8100203
oh_line_TAP_OH_893883 |  | unb_TAPWIRE_OH | 52.800000000000004 | OPEN | node_8100203_200818464 | node_1401294_098_15278840_289 | AN | 8100203
oh_line_TAP_OH_893884 |  | unb_TAPWIRE_OH | 52.800000000000004 | OPEN | node_8100203_200818469 | node_1406332_525_15280905_804 | AN | 8100203
oh_line_TAP_OH_893885 |  | unb_TAPWIRE_OH | 0 | OPEN | node_8100203_200818470 | node_1406492_377_15280872_114 | AN | 8100203
oh_line_TAP_OH_893886 |  | unb_TAPWIRE_OH | 52.800000000000004 | OPEN | node_8100203_200818472 | node_1406865_973_15280980_688 | AN | 8100203
oh_line_TAP_OH_893887 |  | unb_TAPWIRE_OH | 52.800000000000004 | OPEN | node_8100203_200818475 | node_1407133_602_15280693_355 | AN | 8100203
oh_line_TAP_OH_893888 |  | unb_TAPWIRE_OH | 52.800000000000004 | OPEN | node_8100203_200818478 | node_1406747_407_15284586_683 | AN | 8100203
oh_line_TAP_OH_893889 |  | unb_TAPWIRE_OH | 0 | OPEN | node_8100203_200818479 | node_1406640_005_15284570_604 | AN | 8100203
oh_line_TAP_OH_893890 |  | unb_TAPWIRE_OH | 52.800000000000004 | OPEN | node_8100203_200818481 | node_1406281_19_15284501_704 | AN | 8100203
oh_line_TAP_OH_893891 |  | unb_TAPWIRE_OH | 52.800000000000004 | OPEN | node_8100203_200818483 | node_1405941_001_15284507_865 | AN | 8100203
oh_line_TAP_OH_893892 |  | unb_TAPWIRE_OH | 52.800000000000004 | OPEN | node_8100203_200818484 | node_1405969_936_15284147_14 | AN | 8100203
oh_line_TAP_OH_893893 |  | unb_TAPWIRE_OH | 52.800000000000004 | OPEN | node_8100203_200818485 | node_1406041_219_15283811_064 | AN | 8100203
oh_line_TAP_OH_893894 |  | unb_TAPWIRE_OH | 52.800000000000004 | OPEN | node_8100203_200818486 | node_1406113_228_15283497_596 | AN | 8100203
oh_line_TAP_OH_893895 |  | unb_TAPWIRE_OH | 158.4 | OPEN | node_8100203_200818490 | node_1404705_383_15279462_105 | AN | 8100203
oh_line_TAP_OH_893896 |  | unb_TAPWIRE_OH | 52.800000000000004 | OPEN | node_8100203_200818492 | node_1405157_485_15280003_499 | AN | 8100203
oh_line_TAP_OH_893897 |  | unb_TAPWIRE_OH | 52.800000000000004 | OPEN | node_8100203_200818493 | node_1405448_867_15279946_428 | AN | 8100203
oh_line_TAP_OH_893898 |  | unb_TAPWIRE_OH | 52.800000000000004 | OPEN | node_8100203_200818494 | node_1405622_925_15280082_518 | AN | 8100203
oh_line_TAP_OH_893899 |  | unb_TAPWIRE_OH | 52.800000000000004 | OPEN | node_8100203_200818495 | node_1405780_235_15280207_905 | AN | 8100203
oh_line_TAP_OH_893900 |  | unb_TAPWIRE_OH | 0 | OPEN | node_8100203_200818497 | node_1406077_664_15280531_853 | AN | 8100203
oh_line_TAP_OH_893901 |  | unb_TAPWIRE_OH | 52.800000000000004 | OPEN | node_8100203_200818500 | node_1406119_403_15280961_691 | AN | 8100203
oh_line_TAP_OH_893902 |  | unb_TAPWIRE_OH | 52.800000000000004 | OPEN | node_8100203_200818502 | node_1401426_256_15278064_499 | AN | 8100203
oh_line_TAP_OH_893903 |  | unb_TAPWIRE_OH | 52.800000000000004 | OPEN | node_8100203_200818503 | node_1401639_489_15273933_055 | AN | 8100203
oh_line_TAP_OH_893904 |  | unb_TAPWIRE_OH | 52.800000000000004 | OPEN | node_8100203_200818511 | node_1401347_862_15268542_883 | ABCN | 8100203
oh_line_TAP_OH_893905 |  | unb_TAPWIRE_OH | 52.800000000000004 | OPEN | node_8100203_200818519 | node_1399451_54_15268273_712 | ABCN | 8100203
oh_line_TAP_OH_893906 |  | unb_TAPWIRE_OH | 52.800000000000004 | OPEN | node_8100203_200818523 | node_1398441_256_15268282_96 | ABCN | 8100203
oh_line_TAP_OH_893907 |  | unb_TAPWIRE_OH | 0 | OPEN | node_8100203_200818526 | node_1398163_614_15268034_813 | ABCN | 8100203
oh_line_TAP_OH_893908 |  | unb_TAPWIRE_OH | 52.800000000000004 | OPEN | node_8100203_200818530 | node_1397783_938_15268466_982 | AN | 8100203
oh_line_TAP_OH_893910 |  | unb_TAPWIRE_OH | 52.800000000000004 | OPEN | node_8100203_200818534 | node_1398037_865_15267564_891 | ABCN | 8100203
oh_line_TAP_OH_893911 |  | unb_TAPWIRE_OH | 52.800000000000004 | OPEN | node_8100203_200818535 | node_1398047_584_15267316_697 | ABCN | 8100203
oh_line_TAP_OH_893912 |  | unb_TAPWIRE_OH | 52.800000000000004 | OPEN | node_8100203_200818538 | node_1401943_243_15271840_498 | AN | 8100203
oh_line_TAP_OH_893913 |  | unb_TAPWIRE_OH | 52.800000000000004 | OPEN | node_8100203_200818542 | node_1398184_025_15266803_89 | AN | 8100203
oh_line_TAP_OH_893914 |  | unb_TAPWIRE_OH | 52.800000000000004 | OPEN | node_8100203_200818543 | node_1401829_262_15271178_697 | ABCN | 8100203
oh_line_TAP_OH_893915 |  | unb_TAPWIRE_OH | 52.800000000000004 | OPEN | node_8100203_200818547 | node_1401425_596_15270225_506 | ABCN | 8100203
oh_line_TAP_OH_893916 |  | unb_TAPWIRE_OH | 52.800000000000004 | OPEN | node_8100203_200818548 | node_1401836_6_15270167_457 | AN | 8100203
oh_line_TAP_OH_893953 |  | unb_TAPWIRE_OH | 52.800000000000004 | OPEN | node_8100203_200818634 | node_1401587_458_15286130_049 | AN | 8100203
oh_line_TAP_OH_893954 |  | unb_TAPWIRE_OH | 52.800000000000004 | OPEN | node_8100203_200818638 | node_1401476_206_15286689_85 | AN | 8100203
oh_line_TAP_OH_894386 |  | unb_TAPWIRE_OH | 52.800000000000004 | OPEN | node_8100203_200819946 | node_1398794_522_15277561_986 | AN | 8100203
oh_line_TAP_OH_894387 |  | unb_TAPWIRE_OH | 52.800000000000004 | OPEN | node_8100203_200819948 | node_1398742_304_15277369_555 | AN | 8100203
oh_line_TAP_OH_894388 |  | unb_TAPWIRE_OH | 52.800000000000004 | OPEN | node_8100203_200819956 | node_1396967_562_15276485_227 | AN | 8100203
oh_line_TAP_OH_894389 |  | unb_TAPWIRE_OH | 52.800000000000004 | OPEN | node_8100203_200819957 | node_1401218_25_15278553_551 | AN | 8100203
oh_line_TAP_OH_894390 |  | unb_TAPWIRE_OH | 52.800000000000004 | OPEN | node_8100203_200819960 | node_1400741_85_15278390_336 | AN | 8100203
oh_line_TAP_OH_894391 |  | unb_TAPWIRE_OH | 52.800000000000004 | OPEN | node_8100203_200819965 | node_1400335_849_15278426_994 | AN | 8100203
oh_line_TAP_OH_894392 |  | unb_TAPWIRE_OH | 52.800000000000004 | OPEN | node_8100203_200819966 | node_1400139_954_15278423_213 | AN | 8100203
oh_line_TAP_OH_894393 |  | unb_TAPWIRE_OH | 52.800000000000004 | OPEN | node_8100203_200819967 | node_1400019_421_15278340_268 | AN | 8100203
oh_line_TAP_OH_894394 |  | unb_TAPWIRE_OH | 52.800000000000004 | OPEN | node_8100203_200819969 | node_1399719_995_15278321_334 | AN | 8100203
oh_line_TAP_OH_894395 |  | unb_TAPWIRE_OH | 52.800000000000004 | OPEN | node_8100203_200819971 | node_1399482_384_15278304_244 | AN | 8100203
oh_line_TAP_OH_894396 |  | unb_TAPWIRE_OH | 0 | OPEN | node_8100203_200819974 | node_1399150_543_15278353_301 | AN | 8100203
oh_line_TAP_OH_894408 |  | unb_TAPWIRE_OH | 52.800000000000004 | OPEN | node_8100203_200820007 | node_1401698_639_15274694_422 | AN | 8100203
oh_line_TAP_OH_894409 |  | unb_TAPWIRE_OH | 52.800000000000004 | OPEN | node_8100203_200820009 | node_1401585_052_15274945_764 | AN | 8100203
oh_line_TAP_OH_894410 |  | unb_TAPWIRE_OH | 0 | OPEN | node_8100203_200820014 | node_1401234_054_15275531_869 | AN | 8100203
oh_line_TAP_OH_894411 |  | unb_TAPWIRE_OH | 0 | OPEN | node_8100203_200820016 | node_1400797_897_15274631_655 | AN | 8100203
oh_line_TAP_OH_894412 |  | unb_TAPWIRE_OH | 52.800000000000004 | OPEN | node_8100203_200820017 | node_1400565_314_15274559_98 | AN | 8100203
oh_line_TAP_OH_894413 |  | unb_TAPWIRE_OH | 52.800000000000004 | OPEN | node_8100203_200820019 | node_1400611_265_15275099_53 | AN | 8100203
oh_line_TAP_OH_894414 |  | unb_TAPWIRE_OH | 52.800000000000004 | OPEN | node_8100203_200820020 | node_1400573_733_15275407_287 | AN | 8100203
oh_line_TAP_OH_894464 |  | unb_TAPWIRE_OH | 52.800000000000004 | OPEN | node_8100203_200820153 | node_1401279_405_15279650_307 | AN | 8100203
oh_line_TAP_OH_894465 |  | unb_TAPWIRE_OH | 52.800000000000004 | OPEN | node_8100203_200820157 | node_1400487_486_15279315_292 | AN | 8100203
oh_line_TAP_OH_894466 |  | unb_TAPWIRE_OH | 0 | OPEN | node_8100203_200820159 | node_1399943_93_15279438_423 | AN | 8100203
oh_line_TAP_OH_894467 |  | unb_TAPWIRE_OH | 52.800000000000004 | OPEN | node_8100203_200820160 | node_1399964_21_15279672_012 | AN | 8100203
oh_line_TAP_OH_894468 |  | unb_TAPWIRE_OH | 52.800000000000004 | OPEN | node_8100203_200820162 | node_1399934_413_15280058_805 | AN | 8100203
oh_line_TAP_OH_894498 |  | unb_TAPWIRE_OH | 52.800000000000004 | OPEN | node_8100203_200820256 | node_1406672_444_15285227_911 | AN | 8100203
oh_line_TAP_OH_894499 |  | unb_TAPWIRE_OH | 52.800000000000004 | OPEN | node_8100203_200820257 | node_1406659_76_15285555_594 | AN | 8100203
oh_line_TAP_OH_894529 |  | unb_TAPWIRE_OH | 52.800000000000004 | OPEN | node_8100203_200820335 | node_1403571_394_15280059_556 | AN | 8100203
oh_line_TAP_OH_894530 |  | unb_TAPWIRE_OH | 0 | OPEN | node_8100203_200820336 | node_1403810_954_15279882_506 | AN | 8100203
oh_line_TAP_OH_894531 |  | unb_TAPWIRE_OH | 52.800000000000004 | OPEN | node_8100203_200820338 | node_1403991_182_15279568_489 | AN | 8100203
oh_line_TAP_OH_894532 |  | unb_TAPWIRE_OH | 0 | OPEN | node_8100203_200820341 | node_1404311_487_15279436_63 | AN | 8100203
oh_line_TAP_OH_894563 |  | unb_TAPWIRE_OH | 52.800000000000004 | OPEN | node_8100203_200820439 | node_1404742_593_15279190_765 | AN | 8100203
oh_line_TAP_OH_894564 |  | unb_TAPWIRE_OH | 52.800000000000004 | OPEN | node_8100203_200820440 | node_1405004_977_15279061_569 | AN | 8100203
oh_line_TAP_OH_894565 |  | unb_TAPWIRE_OH | 52.800000000000004 | OPEN | node_8100203_200820442 | node_1405352_259_15278963_409 | AN | 8100203
oh_line_TAP_OH_894585 |  | unb_TAPWIRE_OH | 0 | OPEN | node_8100203_200820499 | node_1405738_779_15280743_781 | AN | 8100203
oh_line_TAP_OH_894586 |  | unb_TAPWIRE_OH | 52.800000000000004 | OPEN | node_8100203_200820503 | node_1405478_08_15281050_152 | AN | 8100203
oh_line_TAP_OH_894587 |  | unb_TAPWIRE_OH | 52.800000000000004 | OPEN | node_8100203_200820505 | node_1404888_488_15280652_615 | AN | 8100203
oh_line_TAP_OH_894588 |  | unb_TAPWIRE_OH | 52.800000000000004 | OPEN | node_8100203_200820508 | node_1405003_742_15280971_224 | AN | 8100203
oh_line_TAP_OH_894589 |  | unb_TAPWIRE_OH | 52.800000000000004 | OPEN | node_8100203_200820511 | node_1404584_61_15281064_458 | AN | 8100203
oh_line_TAP_OH_894590 |  | unb_TAPWIRE_OH | 52.800000000000004 | OPEN | node_8100203_200820518 | node_1399456_294_15268827_051 | AN | 8100203
oh_line_TAP_OH_894591 |  | unb_TAPWIRE_OH | 52.800000000000004 | OPEN | node_8100203_200820520 | node_1399713_285_15268850_533 | AN | 8100203
oh_line_TAP_OH_894592 |  | unb_TAPWIRE_OH | 52.800000000000004 | OPEN | node_8100203_200820521 | node_1399940_377_15268748_288 | AN | 8100203
oh_line_TAP_OH_894593 |  | unb_TAPWIRE_OH | 52.800000000000004 | OPEN | node_8100203_200820522 | node_1400195_255_15268870_312 | AN | 8100203
oh_line_TAP_OH_894594 |  | unb_TAPWIRE_OH | 52.800000000000004 | OPEN | node_8100203_200820524 | node_1398941_902_15268952_761 | AN | 8100203
oh_line_TAP_OH_894595 |  | unb_TAPWIRE_OH | 52.800000000000004 | OPEN | node_8100203_200820528 | node_1399372_509_15269543_633 | AN | 8100203
oh_line_TAP_OH_894596 |  | unb_TAPWIRE_OH | 52.800000000000004 | OPEN | node_8100203_200820529 | node_1399544_119_15269725_441 | AN | 8100203
oh_line_TAP_OH_894597 |  | unb_TAPWIRE_OH | 52.800000000000004 | OPEN | node_8100203_200820530 | node_1399850_039_15269755_069 | AN | 8100203
oh_line_TAP_OH_894598 |  | unb_TAPWIRE_OH | 52.800000000000004 | OPEN | node_8100203_200820532 | node_1400146_569_15269702_478 | AN | 8100203
oh_line_TAP_OH_894599 |  | unb_TAPWIRE_OH | 52.800000000000004 | OPEN | node_8100203_200820533 | node_1398685_77_15269377_559 | AN | 8100203
oh_line_TAP_OH_894600 |  | unb_TAPWIRE_OH | 52.800000000000004 | OPEN | node_8100203_200820534 | node_1398467_73_15269489_945 | AN | 8100203
oh_line_TAP_OH_894601 |  | unb_TAPWIRE_OH | 52.800000000000004 | OPEN | node_8100203_200820535 | node_1398557_256_15269763_101 | AN | 8100203
oh_line_TAP_OH_897092 |  | unb_TAPWIRE_OH | 52.800000000000004 | OPEN | node_8100203_200829079 | node_1407147_289_15280982_668 | AN | 8100203
oh_line_TAP_OH_897093 |  | unb_TAPWIRE_OH | 52.800000000000004 | OPEN | node_8100203_200829082 | node_1407830_018_15281234_655 | AN | 8100203
oh_line_TAP_OH_897094 |  | unb_TAPWIRE_OH | 52.800000000000004 | OPEN | node_8100203_200829084 | node_1408029_633_15281159_831 | AN | 8100203
oh_line_TAP_OH_897095 |  | unb_TAPWIRE_OH | 52.800000000000004 | OPEN | node_8100203_200829086 | node_1407822_397_15280777_838 | AN | 8100203
oh_line_TAP_OH_897096 |  | unb_TAPWIRE_OH | 0 | OPEN | node_8100203_200829088 | node_1408531_446_15281114_441 | AN | 8100203
oh_line_TAP_OH_897097 |  | unb_TAPWIRE_OH | 52.800000000000004 | OPEN | node_8100203_200829089 | node_1408716_145_15280797_385 | AN | 8100203
oh_line_TAP_OH_897098 |  | unb_TAPWIRE_OH | 0 | OPEN | node_8100203_200829091 | node_1408384_343_15281366_435 | AN | 8100203
oh_line_TAP_OH_897099 |  | unb_TAPWIRE_OH | 52.800000000000004 | OPEN | node_8100203_200829093 | node_1408284_172_15281846_602 | AN | 8100203
oh_line_TAP_OH_897100 |  | unb_TAPWIRE_OH | 52.800000000000004 | OPEN | node_8100203_200829095 | node_1408224_456_15282037_213 | AN | 8100203
oh_line_TAP_OH_897101 |  | unb_TAPWIRE_OH | 52.800000000000004 | OPEN | node_8100203_200829096 | node_1408126_443_15282254_09 | AN | 8100203
oh_line_TAP_OH_897102 |  | unb_TAPWIRE_OH | 52.800000000000004 | OPEN | node_8100203_200829097 | node_1408050_054_15282454_853 | AN | 8100203
oh_line_TAP_OH_897103 |  | unb_TAPWIRE_OH | 52.800000000000004 | OPEN | node_8100203_200829103 | node_1407360_175_15283513_321 | AN | 8100203
oh_line_TAP_OH_897104 |  | unb_TAPWIRE_OH | 52.800000000000004 | OPEN | node_8100203_200829105 | node_1406918_565_15283628_537 | AN | 8100203
oh_line_TAP_OH_897105 |  | unb_TAPWIRE_OH | 52.800000000000004 | OPEN | node_8100203_200829110 | node_1407145_975_15284118_731 | AN | 8100203
oh_line_TAP_OH_897106 |  | unb_TAPWIRE_OH | 52.800000000000004 | OPEN | node_8100203_200829112 | node_1407088_999_15284318_115 | AN | 8100203
oh_line_TAP_OH_897107 |  | unb_TAPWIRE_OH | 52.800000000000004 | OPEN | node_8100203_200829116 | node_1407040_55_15284689_294 | AN | 8100203
oh_line_TAP_OH_897108 |  | unb_TAPWIRE_OH | 52.800000000000004 | OPEN | node_8100203_200829121 | node_1401731_204_15277004_668 | AN | 8100203
oh_line_TAP_OH_897109 |  | unb_TAPWIRE_OH | 52.800000000000004 | OPEN | node_8100203_200829124 | node_1401647_088_15277353_746 | AN | 8100203
oh_line_TAP_OH_897110 |  | unb_TAPWIRE_OH | 52.800000000000004 | OPEN | node_8100203_200829128 | node_1401986_421_15276423_602 | AN | 8100203
oh_line_TAP_OH_897111 |  | unb_TAPWIRE_OH | 52.800000000000004 | OPEN | node_8100203_200829129 | node_1402058_67_15276144_254 | AN | 8100203
oh_line_TAP_OH_897112 |  | unb_TAPWIRE_OH | 0 | OPEN | node_8100203_200829133 | node_1402219_704_15275672_212 | AN | 8100203
oh_line_TAP_OH_897113 |  | unb_TAPWIRE_OH | 52.800000000000004 | OPEN | node_8100203_200829136 | node_1402287_033_15275258_108 | AN | 8100203
oh_line_TAP_OH_897114 |  | unb_TAPWIRE_OH | 52.800000000000004 | OPEN | node_8100203_200829138 | node_1402350_023_15274854_624 | ABCN | 8100203
oh_line_TAP_OH_897115 |  | unb_TAPWIRE_OH | 0 | OPEN | node_8100203_200829141 | node_1402345_763_15274481_353 | ABCN | 8100203
oh_line_TAP_OH_897116 |  | unb_TAPWIRE_OH | 52.800000000000004 | OPEN | node_8100203_200829147 | node_1402496_757_15273798_999 | ABCN | 8100203
oh_line_TAP_OH_897117 |  | unb_TAPWIRE_OH | 52.800000000000004 | OPEN | node_8100203_200829156 | node_1402523_022_15272725_09 | ABCN | 8100203
oh_line_TAP_OH_897118 |  | unb_TAPWIRE_OH | 52.800000000000004 | OPEN | node_8100203_200829158 | node_1402215_933_15272713_18 | AN | 8100203
oh_line_TAP_OH_897119 |  | unb_TAPWIRE_OH | 52.800000000000004 | OPEN | node_8100203_200829159 | node_1402135_554_15272346_964 | AN | 8100203
oh_line_TAP_OH_897120 |  | unb_TAPWIRE_OH | 52.800000000000004 | OPEN | node_8100203_200829160 | node_1402532_334_15272505_622 | ABCN | 8100203
oh_line_TAP_OH_897121 |  | unb_TAPWIRE_OH | 52.800000000000004 | OPEN | node_8100203_200829162 | node_1402587_716_15272323_066 | ABCN | 8100203
oh_line_TAP_OH_897122 |  | unb_TAPWIRE_OH | 52.800000000000004 | OPEN | node_8100203_200829164 | node_1402597_572_15272070_987 | ABCN | 8100203
oh_line_TAP_OH_897168 |  | unb_TAPWIRE_OH | 52.800000000000004 | OPEN | node_8100203_200829304 | node_1407093_312_15273820_099 | AN | 8100203
oh_line_TAP_OH_897169 |  | unb_TAPWIRE_OH | 52.800000000000004 | OPEN | node_8100203_200829305 | node_1407550_417_15274628_996 | AN | 8100203
oh_line_TAP_OH_897329 |  | unb_TAPWIRE_OH | 52.800000000000004 | OPEN | node_8100203_200829733 | node_1405247_776_15275371_731 | AN | 8100203
oh_line_TAP_OH_897330 |  | unb_TAPWIRE_OH | 0 | OPEN | node_8100203_200829735 | node_1405178_602_15275988_854 | AN | 8100203
oh_line_TAP_OH_897331 |  | unb_TAPWIRE_OH | 52.800000000000004 | OPEN | node_8100203_200829737 | node_1405406_537_15275292_415 | AN | 8100203
oh_line_TAP_OH_897332 |  | unb_TAPWIRE_OH | 52.800000000000004 | OPEN | node_8100203_200829740 | node_1405585_083_15275860_078 | AN | 8100203
oh_line_TAP_OH_897333 |  | unb_TAPWIRE_OH | 52.800000000000004 | OPEN | node_8100203_200829742 | node_1405959_159_15275446_934 | AN | 8100203
oh_line_TAP_OH_897334 |  | unb_TAPWIRE_OH | 52.800000000000004 | OPEN | node_8100203_200829747 | node_1406170_052_15275843_77 | AN | 8100203
oh_line_TAP_OH_897335 |  | unb_TAPWIRE_OH | 52.800000000000004 | OPEN | node_8100203_200829748 | node_1406420_583_15275313_971 | AN | 8100203
oh_line_TAP_OH_897336 |  | unb_TAPWIRE_OH | 52.800000000000004 | OPEN | node_8100203_200829749 | node_1406530_434_15275607_584 | AN | 8100203
oh_line_TAP_OH_897337 |  | unb_TAPWIRE_OH | 52.800000000000004 | OPEN | node_8100203_200829752 | node_1403380_157_15275683_498 | ABCN | 8100203
oh_line_TAP_OH_897338 |  | unb_TAPWIRE_OH | 52.800000000000004 | OPEN | node_8100203_200829756 | node_1403387_87_15275212_992 | ABCN | 8100203
oh_line_TAP_OH_897339 |  | unb_TAPWIRE_OH | 52.800000000000004 | OPEN | node_8100203_200829760 | node_1404144_148_15275865_601 | AN | 8100203
oh_line_TAP_OH_897340 |  | unb_TAPWIRE_OH | 52.800000000000004 | OPEN | node_8100203_200829761 | node_1404383_879_15275270_757 | AN | 8100203
oh_line_TAP_OH_897341 |  | unb_TAPWIRE_OH | 52.800000000000004 | OPEN | node_8100203_200829763 | node_1404797_459_15275302_399 | AN | 8100203
oh_line_TAP_OH_897359 |  | unb_TAPWIRE_OH | 52.800000000000004 | OPEN | node_8100203_200829811 | node_1402568_441_15275128_104 | ABCN | 8100203
oh_line_TAP_OH_897360 |  | unb_TAPWIRE_OH | 52.800000000000004 | OPEN | node_8100203_200829812 | node_1402841_983_15275158_191 | ABCN | 8100203
oh_line_TAP_OH_897361 |  | unb_TAPWIRE_OH | 52.800000000000004 | OPEN | node_8100203_200829813 | node_1403112_092_15275111_818 | ABCN | 8100203
oh_line_TAP_OH_897374 |  | unb_TAPWIRE_OH | 52.800000000000004 | OPEN | node_8100203_200829864 | node_1407233_616_15285573_161 | AN | 8100203
oh_line_TAP_OH_897375 |  | unb_TAPWIRE_OH | 52.800000000000004 | OPEN | node_8100203_200829869 | node_1407613_203_15285517_907 | AN | 8100203
oh_line_TAP_OH_897378 |  | unb_TAPWIRE_OH | 52.800000000000004 | OPEN | node_8100203_200829880 | node_1405812_421_15276626_559 | AN | 8100203
oh_line_TAP_OH_897379 |  | unb_TAPWIRE_OH | 52.800000000000004 | OPEN | node_8100203_200829884 | node_1407546_56_15275085_479 | AN | 8100203
oh_line_TAP_OH_897380 |  | unb_TAPWIRE_OH | 52.800000000000004 | OPEN | node_8100203_200829885 | node_1406323_748_15277440_952 | AN | 8100203
oh_line_TAP_OH_897381 |  | unb_TAPWIRE_OH | 52.800000000000004 | OPEN | node_8100203_200829886 | node_1406229_037_15277659_203 | AN | 8100203
oh_line_TAP_OH_897382 |  | unb_TAPWIRE_OH | 52.800000000000004 | OPEN | node_8100203_200829887 | node_1406076_486_15277804_015 | AN | 8100203
oh_line_TAP_OH_897383 |  | unb_TAPWIRE_OH | 52.800000000000004 | OPEN | node_8100203_200829891 | node_1406599_805_15278051_183 | AN | 8100203
oh_line_TAP_OH_897384 |  | unb_TAPWIRE_OH | 52.800000000000004 | OPEN | node_8100203_200829892 | node_1406003_341_15278114_895 | AN | 8100203
oh_line_TAP_OH_897385 |  | unb_TAPWIRE_OH | 0 | OPEN | node_8100203_200829893 | node_1405715_299_15278288_575 | AN | 8100203
oh_line_TAP_OH_897386 |  | unb_TAPWIRE_OH | 105.60000000000001 | OPEN | node_8100203_200829895 | node_1405010_925_15278426_647 | AN | 8100203
oh_line_TAP_OH_897387 |  | unb_TAPWIRE_OH | 52.800000000000004 | OPEN | node_8100203_200829899 | node_1407236_798_15275783_794 | AN | 8100203
oh_line_TAP_OH_897388 |  | unb_TAPWIRE_OH | 52.800000000000004 | OPEN | node_8100203_200829901 | node_1406814_966_15276556_498 | AN | 8100203
oh_line_TAP_OH_897389 |  | unb_TAPWIRE_OH | 52.800000000000004 | OPEN | node_8100203_200829904 | node_1406284_75_15277281_994 | AN | 8100203
oh_line_TAP_OH_897390 |  | unb_TAPWIRE_OH | 52.800000000000004 | OPEN | node_8100203_200829911 | node_1404353_962_15271798_369 | AN | 8100203
oh_line_TAP_OH_897391 |  | unb_TAPWIRE_OH | 52.800000000000004 | OPEN | node_8100203_200829913 | node_1404758_562_15271308_874 | AN | 8100203
oh_line_TAP_OH_897392 |  | unb_TAPWIRE_OH | 0 | OPEN | node_8100203_200829914 | node_1404913_134_15270998_228 | AN | 8100203
oh_line_TAP_OH_897393 |  | unb_TAPWIRE_OH | 52.800000000000004 | OPEN | node_8100203_200829918 | node_1406006_203_15270279_115 | AN | 8100203
oh_line_TAP_OH_897394 |  | unb_TAPWIRE_OH | 52.800000000000004 | OPEN | node_8100203_200829928 | node_1403104_617_15272744_014 | AN | 8100203
oh_line_TAP_OH_897395 |  | unb_TAPWIRE_OH | 52.800000000000004 | OPEN | node_8100203_200829932 | node_1404024_275_15272609_294 | AN | 8100203
oh_line_TAP_OH_897396 |  | unb_TAPWIRE_OH | 52.800000000000004 | OPEN | node_8100203_200829934 | node_1404229_447_15272058_119 | AN | 8100203
oh_line_TAP_OH_897476 |  | unb_TAPWIRE_OH | 52.800000000000004 | OPEN | node_8100203_200830196 | node_1406822_893_15276971_511 | AN | 8100203
oh_line_TAP_OH_897477 |  | unb_TAPWIRE_OH | 52.800000000000004 | OPEN | node_8100203_200830197 | node_1407076_606_15277172_721 | AN | 8100203
oh_line_TAP_OH_897478 |  | unb_TAPWIRE_OH | 52.800000000000004 | OPEN | node_8100203_200830199 | node_1407282_213_15277093_641 | AN | 8100203
oh_line_TAP_OH_897479 |  | unb_TAPWIRE_OH | 52.800000000000004 | OPEN | node_8100203_200830202 | node_1408025_88_15277094_326 | AN | 8100203
oh_line_TAP_OH_897480 |  | unb_TAPWIRE_OH | 52.800000000000004 | OPEN | node_8100203_200830203 | node_1408216_527_15277097_628 | AN | 8100203
oh_line_TAP_OH_897481 |  | unb_TAPWIRE_OH | 52.800000000000004 | OPEN | node_8100203_200830205 | node_1408850_581_15277099_388 | AN | 8100203
oh_line_TAP_OH_897482 |  | unb_TAPWIRE_OH | 52.800000000000004 | OPEN | node_8100203_200830206 | node_1407753_906_15277391_043 | AN | 8100203
oh_line_TAP_OH_897483 |  | unb_TAPWIRE_OH | 52.800000000000004 | OPEN | node_8100203_200830208 | node_1407759_522_15277791_449 | AN | 8100203
oh_line_TAP_OH_897484 |  | unb_TAPWIRE_OH | 52.800000000000004 | OPEN | node_8100203_200830209 | node_1407875_544_15277965_898 | AN | 8100203
oh_line_TAP_OH_897485 |  | unb_TAPWIRE_OH | 52.800000000000004 | OPEN | node_8100203_200830211 | node_1407744_538_15278282_01 | AN | 8100203
oh_line_TAP_OH_897486 |  | unb_TAPWIRE_OH | 52.800000000000004 | OPEN | node_8100203_200830212 | node_1407489_99_15278406_95 | AN | 8100203
oh_line_TAP_OH_897487 |  | unb_TAPWIRE_OH | 0 | OPEN | node_8100203_200830214 | node_1407660_902_15278673_842 | AN | 8100203
oh_line_TAP_OH_897488 |  | unb_TAPWIRE_OH | 52.800000000000004 | OPEN | node_8100203_200830215 | node_1407422_809_15278673_609 | AN | 8100203
oh_line_TAP_OH_897489 |  | unb_TAPWIRE_OH | 0 | OPEN | node_8100203_200830217 | node_1408913_98_15277587_644 | AN | 8100203
oh_line_TAP_OH_897490 |  | unb_TAPWIRE_OH | 52.800000000000004 | OPEN | node_8100203_200830219 | node_1408918_447_15277797_693 | AN | 8100203
oh_line_TAP_OH_897491 |  | unb_TAPWIRE_OH | 52.800000000000004 | OPEN | node_8100203_200830220 | node_1408645_583_15277717_578 | AN | 8100203
oh_line_TAP_OH_897492 |  | unb_TAPWIRE_OH | 52.800000000000004 | OPEN | node_8100203_200830221 | node_1408920_601_15278016_958 | AN | 8100203
oh_line_TAP_OH_897493 |  | unb_TAPWIRE_OH | 0 | OPEN | node_8100203_200830223 | node_1408847_672_15278247_461 | AN | 8100203
oh_line_TAP_OH_921034 |  | unb_TAPWIRE_OH | 52.800000000000004 | OPEN | node_8100203_200952121 | node_1402020_12_15274664_616 | AN | 8100203
oh_line_TAP_OH_922188 |  | unb_TAPWIRE_OH | 52.800000000000004 | OPEN | node_8100203_200960621 | node_1401690_837_15268550_424 | AN | 8100203
oh_line_TAP_OH_923491 |  | unb_TAPWIRE_OH | 52.800000000000004 | OPEN | node_8100203_200966636 | node_1406231_998_15270083_388 | AN | 8100203
oh_line_TAP_OH_927202 |  | unb_TAPWIRE_OH | 52.800000000000004 | OPEN | node_8100203_200987029 | node_1407798_441_15282825_876 | AN | 8100203
oh_line_TAP_OH_933447 |  | unb_TAPWIRE_OH | 52.800000000000004 | OPEN | node_8100203_201036177 | node_1401774_46_15276624_079 | AN | 8100203
oh_line_TAP_OH_933514 |  | unb_TAPWIRE_OH | 52.800000000000004 | OPEN | node_8100203_201037209 | node_1407236_258_15269118_322 | AN | 8100203
oh_line_TAP_OH_935422 |  | unb_TAPWIRE_OH | 52.800000000000004 | OPEN | node_8100203_201049758 | node_1406550_435_15278446_648 | AN | 8100203
oh_line_TAP_OH_935438 |  | unb_TAPWIRE_OH | 0 | OPEN | node_8100203_201049836 | node_1401591_821_15272654_354 | AN | 8100203
oh_line_TAP_OH_935771 |  | unb_TAPWIRE_OH | 0 | OPEN | node_8100203_201052321 | node_1406248_959_15283363_491 | AN | 8100203
oh_line_TAP_OH_936501 |  | unb_TAPWIRE_OH | 52.800000000000004 | OPEN | node_8100203_201058696 | node_1404512_284_15279610_438 | AN | 8100203
oh_line_TAP_OH_936548 |  | unb_TAPWIRE_OH | 52.800000000000004 | OPEN | node_8100203_201059059 | node_1402390_638_15273279_12 | ABCN | 8100203
oh_line_TAP_OH_938016 |  | unb_TAPWIRE_OH | 52.800000000000004 | OPEN | node_8100203_201067578 | node_1403385_517_15277079_397 | ABCN | 8100203
oh_line_TAP_OH_1675254 |  | unb_TAPWIRE_OH | 52.800000000000004 | OPEN | node_8100203_310026668 | node_1408575_94_15282237_005 | AN | 8100203
oh_line_TAP_OH_1874067 |  | unb_TAPWIRE_OH | 52.800000000000004 | OPEN | node_8100203_200818521 | node_1398836_32_15268328_263 | ABCN | 8100203
oh_line_TAP_OH_2135356 |  | unb_TAPWIRE_OH | 105.60000000000001 | OPEN | node_8100203_200818317 | node_1400709_686_15287565_323 | ABCN | 8100203
oh_line_TAP_OH_2135357 |  | unb_TAPWIRE_OH | 105.60000000000001 | OPEN | node_8100203_200818317 | node_1400726_608_15287551_57 | ABCN | 8100203
oh_line_TAP_OH_2135358 |  | unb_TAPWIRE_OH | 105.60000000000001 | OPEN | node_8100203_200818317 | node_1400696_02_15287584_51 | ABCN | 8100203
oh_line_TAP_OH_2414134 |  | unb_TAPWIRE_OH | 105.60000000000001 | OPEN | node_8100203_200818316 | node_1400858_112_15287288_141 | ABCN | 8100203
oh_line_TAP_OH_2414135 |  | unb_TAPWIRE_OH | 105.60000000000001 | OPEN | node_8100203_200818316 | node_1400876_4_15287277_979 | ABCN | 8100203
oh_line_TAP_OH_2414136 |  | unb_TAPWIRE_OH | 105.60000000000001 | OPEN | node_8100203_200818316 | node_1400842_436_15287304_327 | ABCN | 8100203
oh_line_TAP_OH_2456137 |  | unb_TAPWIRE_OH | 52.800000000000004 | OPEN | node_8100203_200829923 | node_1406809_067_15269586_736 | AN | 8100203
oh_line_TAP_OH_2581357 |  | unb_TAPWIRE_OH | 0 | OPEN | node_8100203_310057635 | node_1407863_376_15277547_65 | AN | 8100203
oh_line_TAP_OH_3076985 |  | unb_TAPWIRE_OH | 52.800000000000004 | OPEN | node_8100203_311884334 | node_1401498_025_15285328_144 | AN | 8100203
oh_line_TAP_OH_4941581 |  | unb_TAPWIRE_OH | 52.800000000000004 | OPEN | node_8100203_200820527 | node_1399173_663_15269414_557 | AN | 8100203

## UndergroundLine
Name | GroupId | Configuration | NumParallelCables | Length | Status | From | To | Phases | Feeder | Comments
und_line_8100203_200818274 |  | und_1P_DELTACUST | 0 | 211.20000000000002 | OPEN | node_8100203_200975924 | node_intto1_8100203_200818274 | AN | 8100203
und_line_8100203_200818505 |  | und_1P_2ALURD | 0 | 580.8 | OPEN | node_8100203_200818509 | node_intto1_8100203_200818505 | AN | 8100203
und_line_8100203_200819942 |  | und_1P_2ALURD | 0 | 633.6 | OPEN | node_8100203_200914877 | node_8100203_200819942 | AN | 8100203
und_line_8100203_200820152 |  | und_1P_2ALURD | 0 | 1003.2 | OPEN | node_8100203_200820164 | node_intto1_8100203_200820152 | AN | 8100203
und_line_8100203_200820496 |  | und_1P_2ALURD | 0 | 158.4 | OPEN | node_8100203_200820512 | node_intto1_8100203_200820496 | AN | 8100203
und_line_8100203_200972776 |  | und_1P_DELTACUST | 0 | 264 | OPEN | node_8100203_200820532 | node_8100203_200972776 | AN | 8100203
und_line_8100203_200977869 |  | und_1P_DELTACUST | 0 | 1900.8 | OPEN | node_8100203_200820535 | node_intto1_8100203_200977869 | AN | 8100203
und_line_8100203_201060587 |  | und_3P_2ALURD | 0 | 422.40000000000003 | OPEN | node_8100203_200818541 | node_intto1_8100203_201060587 | ABCN | 8100203
und_line_TAP_UG_58764 |  | und_TAPWIRE_UG | 0 | 52.800000000000004 | OPEN | node_8100203_200818274 | node_1401921_1_15286413_431 | AN | 8100203
und_line_TAP_UG_58765 |  | und_TAPWIRE_UG | 0 | 52.800000000000004 | OPEN | node_8100203_200818505 | node_1400762_541_15269280_88 | AN | 8100203
und_line_TAP_UG_58773 |  | und_TAPWIRE_UG | 0 | 52.800000000000004 | OPEN | node_8100203_200819942 | node_1397529_025_15275995_192 | AN | 8100203
und_line_TAP_UG_58775 |  | und_TAPWIRE_UG | 0 | 52.800000000000004 | OPEN | node_8100203_200820152 | node_1398844_581_15280005_606 | AN | 8100203
und_line_TAP_UG_58777 |  | und_TAPWIRE_UG | 0 | 52.800000000000004 | OPEN | node_8100203_200820496 | node_1404284_669_15280604_313 | AN | 8100203
und_line_TAP_UG_61373 |  | und_TAPWIRE_UG | 0 | 52.800000000000004 | OPEN | node_8100203_200972776 | node_1400454_925_15269862_573 | AN | 8100203
und_line_TAP_UG_62309 |  | und_TAPWIRE_UG | 0 | 52.800000000000004 | OPEN | node_8100203_200977869 | node_1398448_937_15271709_824 | AN | 8100203
und_line_TAP_UG_897477 |  | und_TAPWIRE_UG | 0 | 52.800000000000004 | OPEN | node_8100203_201060587 | node_1397655_539_15266687_366 | ABCN | 8100203
und_line_TAP_UG_897478 |  | und_TAPWIRE_UG | 0 | 105.60000000000001 | OPEN | node_8100203_201060587 | node_1397662_158_15266662_318 | ABCN | 8100203
und_line_TAP_UG_897479 |  | und_TAPWIRE_UG | 0 | 52.800000000000004 | OPEN | node_8100203_201060587 | node_1397653_989_15266713_898 | ABCN | 8100203