## Feeder
Name | Description | Comments
8100204

## Node
Name | GroupId | Latitude | Longitude | BusType | NominalVoltage | ConsistentPath | DistToSlack | Phases | Feeder | Comments
node_1396368_068_15291467_771 |  | 42.09612712227975 | -75.89935402189947 | PQ | 2771.281 | False | -1 | ABCN | 8100204
node_1396384_555_15291453_112 |  | 42.09608697118415 | -75.89929129629584 | PQ | 2771.281 | False | -1 | ABCN | 8100204
node_1396403_334_15291444_705 |  | 42.09606394435689 | -75.8992198506653 | PQ | 2771.281 | False | -1 | ABCN | 8100204
node_1396509_147_15291106_123 |  | 42.09513656607384 | -75.89881727989454 | PQ | 2771.281 | False | -1 | ABCN | 8100204
node_1396528_121_15291114_036 |  | 42.0951582398319 | -75.8987450923769 | PQ | 2771.281 | False | -1 | ABCN | 8100204
node_1396547_943_15291115_098 |  | 42.09516114865676 | -75.8986696786015 | PQ | 2771.281 | False | -1 | ABCN | 8100204
node_1396591_76_15291113_8 |  | 42.095157593426386 | -75.89850297466661 | PQ | 2771.281 | False | -1 | ABCN | 8100204
node_1396610_297_15291123_423 |  | 42.095183950885485 | -75.89843244973699 | PQ | 2771.281 | False | -1 | ABCN | 8100204
node_1396629_827_15291888_64 |  | 42.09727988518685 | -75.89835814688996 | PQ | 2771.281 | False | -1 | ABCN | 8100204
node_1396630_028_15291126_293 |  | 42.095191811834006 | -75.89835738217556 | PQ | 2771.281 | False | -1 | ABCN | 8100204
node_1396647_28_15291901_433 |  | 42.09731492529641 | -75.89829174609174 | PQ | 2771.281 | False | -1 | ABCN | 8100204
node_1396772_964_15291483_448 |  | 42.09617006168393 | -75.89781357512265 | PQ | 2771.281 | False | -1 | ABCN | 8100204
node_1396790_485_15291496_071 |  | 42.09620463616239 | -75.89774691561509 | PQ | 2771.281 | False | -1 | ABCN | 8100204
node_1396809_815_15291502_196 |  | 42.09622141257692 | -75.89767337367792 | PQ | 2771.281 | False | -1 | ABCN | 8100204
node_1397034_024_15292769_105 |  | 42.09969148450398 | -75.89682035949308 | PQ | 2771.281 | False | -1 | ABCN | 8100204
node_1397036_027_15291903_528 |  | 42.097320663514935 | -75.89681273898091 | PQ | 2771.281 | False | -1 | ABCN | 8100204
node_1397165_562_15292578_882 |  | 42.09917046247936 | -75.89631991669263 | PQ | 2771.281 | False | -1 | ABCN | 8100204
node_1397172_408_15292553_949 |  | 42.09910217083145 | -75.89629387074841 | PQ | 2771.281 | False | -1 | ABCN | 8100204
node_1397174_204_15292527_447 |  | 42.09902958168242 | -75.89628703777794 | PQ | 2771.281 | False | -1 | ABCN | 8100204
node_1397198_055_15291186_185 |  | 42.095355856408524 | -75.89619629547356 | PQ | 2771.281 | False | -1 | ABCN | 8100204
node_1397204_49_15291161_053 |  | 42.09528701969833 | -75.89617181319908 | PQ | 2771.281 | False | -1 | ABCN | 8100204
node_1397205_852_15291134_5 |  | 42.09521429085997 | -75.89616663140299 | PQ | 2771.281 | False | -1 | ABCN | 8100204
node_1397208_762_15291371_272 |  | 42.09586281089599 | -75.89615556016464 | PQ | 2771.281 | False | -1 | ABCN | 8100204
node_1397223_824_15292413_362 |  | 42.09871710213117 | -75.8960982560437 | PQ | 2771.281 | False | -1 | ABCN | 8100204
node_1397226_547_15291383_205 |  | 42.09589549546 | -75.89608789625608 | PQ | 2771.281 | False | -1 | ABCN | 8100204
node_1397231_246_15292388_732 |  | 42.09864964040222 | -75.8960700186791 | PQ | 2771.281 | False | -1 | ABCN | 8100204
node_1397233_656_15292362_323 |  | 42.09857730598079 | -75.89606084971538 | PQ | 2771.281 | False | -1 | ABCN | 8100204
node_1397265_455_15292296_292 |  | 42.09839644664565 | -75.8959398688535 | PQ | 2771.281 | False | -1 | ABCN | 8100204
node_1397271_471_15291808_406 |  | 42.097060123743056 | -75.89591698068516 | PQ | 2771.281 | False | -1 | ABCN | 8100204
node_1397272_69_15292271_561 |  | 42.09832870827705 | -75.89591234293961 | PQ | 2771.281 | False | -1 | ABCN | 8100204
node_1397416_036_15291369_904 |  | 42.09585906393516 | -75.8953669760215 | PQ | 2771.281 | False | -1 | ABCN | 8100204
node_1397461_598_15292494_491 |  | 42.09893931498574 | -75.89519363314817 | PQ | 2771.281 | False | -1 | ABCN | 8100204
node_1397463_282_15292555_712 |  | 42.099106999699835 | -75.89518722628722 | PQ | 2771.281 | False | -1 | ABCN | 8100204
node_1397505_933_15293107_834 |  | 42.10061926542098 | -75.89502495845677 | PQ | 2771.281 | False | -1 | AN | 8100204
node_1397506_498_15292066_253 |  | 42.09776636834009 | -75.89502280888644 | PQ | 2771.281 | False | -1 | ABCN | 8100204
node_1397562_061_15293138_521 |  | 42.10070331731202 | -75.89481141671595 | PQ | 2771.281 | False | -1 | ABCD | 8100204
node_1397696_504_15292811_748 |  | 42.09980828395617 | -75.89429992169991 | PQ | 2771.281 | False | -1 | ABCN | 8100204
node_1397793_007_15292569_625 |  | 42.099145107496625 | -75.89393277128276 | PQ | 2771.281 | False | -1 | ABCN | 8100204
node_1397822_834_15292485_842 |  | 42.098915625318924 | -75.893819292992 | PQ | 2771.281 | False | -1 | ABCN | 8100204
node_1397912_82_15292208_975 |  | 42.098157284819145 | -75.89347693682238 | PQ | 2771.281 | False | -1 | ABCN | 8100204
node_1398106_726_15293352_295 |  | 42.10128884567762 | -75.89273921189374 | PQ | 2771.281 | False | -1 | ABCN | 8100204
node_1398114_021_15292707_044 |  | 42.09952149902446 | -75.8927114577069 | PQ | 2771.281 | False | -1 | ABCN | 8100204
node_1398121_314_15292682_344 |  | 42.09945384556506 | -75.89268371112915 | PQ | 2771.281 | False | -1 | ABCN | 8100204
node_1398123_586_15292655_911 |  | 42.099381445407474 | -75.89267506719324 | PQ | 2771.281 | False | -1 | ABCN | 8100204
node_1398165_911_15293031_187 |  | 42.10040932879334 | -75.89251403964585 | PQ | 2771.281 | False | -1 | AN | 8100204
node_1398194_314_15292300_863 |  | 42.09840896664415 | -75.89240597903324 | PQ | 2771.281 | False | -1 | ABCN | 8100204
node_1398515_065_15292350_402 |  | 42.09854465428486 | -75.89118566605383 | PQ | 2771.281 | False | -1 | AN | 8100204
node_1398520_569_15292887_202 |  | 42.10001495294912 | -75.89116472581472 | PQ | 2771.281 | False | -1 | AN | 8100204
node_1398763_866_15292912_927 |  | 42.100085413890135 | -75.89023909039362 | PQ | 2771.281 | False | -1 | ABCN | 8100204
node_1398862_146_15288818_833 |  | 42.088871664002696 | -75.88986517929244 | PQ | 2771.281 | False | -1 | AN | 8100204
node_1398890_238_15289379_936 |  | 42.0904085287408 | -75.88975830189464 | PQ | 2771.281 | False | -1 | ABCN | 8100204
node_1398902_128_15292808_527 |  | 42.09979946161639 | -75.88971306580396 | PQ | 2771.281 | False | -1 | ABCN | 8100204
node_1398915_284_15292788_713 |  | 42.099745190942514 | -75.8896630131539 | PQ | 2771.281 | False | -1 | ABCN | 8100204
node_1398978_017_15291961_693 |  | 42.0974799778253 | -75.88942434236523 | PQ | 2771.281 | False | -1 | ABCN | 8100204
node_1398978_38_15291935_073 |  | 42.09740706547351 | -75.88942296131385 | PQ | 2771.281 | False | -1 | ABCN | 8100204
node_1398983_862_15291909_53 |  | 42.09733710303166 | -75.88940210477482 | PQ | 2771.281 | False | -1 | ABCN | 8100204
node_1399106_214_15290753_725 |  | 42.094171345677616 | -75.88893661056387 | PQ | 2771.281 | False | -1 | AN | 8100204
node_1399107_512_15292307_833 |  | 42.098428057519136 | -75.88893167225893 | PQ | 2771.281 | False | -1 | ABCN | 8100204
node_1399151_452_15290422_504 |  | 42.09326412922107 | -75.88876450036449 | PQ | 2771.281 | False | -1 | AN | 8100204
node_1399166_582_15289746_119 |  | 42.09141150634098 | -75.8887069375342 | PQ | 2771.281 | False | -1 | ABCN | 8100204
node_1399173_661_15292018_892 |  | 42.09763664625544 | -75.88868000512998 | PQ | 2771.281 | False | -1 | ABCN | 8100204
node_1399222_573_15291908_648 |  | 42.09733468722797 | -75.88849391701663 | PQ | 2771.281 | False | -1 | ABCN | 8100204
node_1399234_075_15288991_772 |  | 42.08934534503977 | -75.88845015709106 | PQ | 2771.281 | False | -1 | AN | 8100204
node_1399479_755_15289008_26 |  | 42.08939050577817 | -75.88751545542908 | PQ | 2771.281 | False | -1 | AN | 8100204
node_1399533_281_15291531_084 |  | 42.096300536995344 | -75.88731181312544 | PQ | 2771.281 | False | -1 | ABCN | 8100204
node_1399537_693_15290098_752 |  | 42.09237737040372 | -75.8872950274541 | PQ | 2771.281 | False | -1 | ABCN | 8100204
node_1399574_303_15292607_108 |  | 42.099247773675515 | -75.88715574290572 | PQ | 7199.557 | False | -1 | AN | 8100204
node_1399642_844_15289665_16 |  | 42.09118975911751 | -75.88689497529495 | PQ | 2771.281 | False | -1 | AN | 8100204
node_1399650_056_15292247_481 |  | 42.09826275300165 | -75.8868675368857 | PQ | 2771.281 | False | -1 | AN | 8100204
node_1399671_478_15290157_59 |  | 42.09253852806543 | -75.88678603583148 | PQ | 2771.281 | False | -1 | ABCN | 8100204
node_1399682_22_15291870_633 |  | 42.09723056389764 | -75.88674516736333 | PQ | 2771.281 | False | -1 | AN | 8100204
node_1399713_473_15290583_98 |  | 42.093706413027164 | -75.88662626378533 | PQ | 2771.281 | False | -1 | AN | 8100204
node_1399733_181_15291290_44 |  | 42.09564141152634 | -75.88655128372854 | PQ | 2771.281 | False | -1 | ABCN | 8100204
node_1399772_565_15288799_038 |  | 42.08881744536995 | -75.88640144536052 | PQ | 2771.281 | False | -1 | AN | 8100204
node_1399840_165_15288680_582 |  | 42.088492993621486 | -75.88614425783061 | PQ | 2771.281 | False | -1 | AN | 8100204
node_1399870_793_15290099_835 |  | 42.09238033674771 | -75.8860277320959 | PQ | 2771.281 | False | -1 | AN | 8100204
node_1399912_503_15292973_868 |  | 42.10025233168243 | -75.8858690443463 | PQ | 7199.557 | False | -1 | AN | 8100204
node_1399972_374_15290881_695 |  | 42.09452185633348 | -75.8856412621776 | PQ | 2771.281 | False | -1 | ABCN | 8100204
node_1400001_142_15291139_009 |  | 42.09522664104007 | -75.88553181290452 | PQ | 2771.281 | False | -1 | AN | 8100204
node_1400093_791_15289689_322 |  | 42.091255938991445 | -75.88517932522022 | PQ | 2771.281 | False | -1 | AN | 8100204
node_1400163_291_15290434_34 |  | 42.09329654810145 | -75.88491490904671 | PQ | 2771.281 | False | -1 | ABCN | 8100204
node_1400249_888_15289210_256 |  | 42.089943774125764 | -75.88458544649451 | PQ | 2771.281 | False | -1 | AN | 8100204
node_1400422_056_15289864_84 |  | 42.09173668392616 | -75.88393042485768 | PQ | 2771.281 | False | -1 | ABCN | 8100204
node_1400439_308_15288720_55 |  | 42.08860246623142 | -75.88386478877386 | PQ | 2771.281 | False | -1 | AN | 8100204
node_1400625_19_15289406_255 |  | 42.090480616651654 | -75.88315759154848 | PQ | 2771.281 | False | -1 | ABCN | 8100204
node_1400697_015_15290541_299 |  | 42.093589509492716 | -75.88288432979795 | PQ | 2771.281 | False | -1 | ABCN | 8100204
node_1400697_719_15290427_19 |  | 42.09327696420531 | -75.88288165139527 | PQ | 2771.281 | False | -1 | ABCN | 8100204
node_1400719_149_15289182_137 |  | 42.089866756003296 | -75.88280011990464 | PQ | 2771.281 | False | -1 | ABCN | 8100204
node_1400758_654_15289626_724 |  | 42.09108448266546 | -75.88264982118616 | PQ | 2771.281 | False | -1 | AN | 8100204
node_1400867_135_15291352_786 |  | 42.09581217762269 | -75.88223709987798 | PQ | 2771.281 | False | -1 | ABCN | 8100204
node_1400886_54_15291358_447 |  | 42.095827683138225 | -75.88216327259961 | PQ | 2771.281 | False | -1 | ABCN | 8100204
node_1401001_82_15288679_517 |  | 42.08849007657962 | -75.88172468416103 | PQ | 2771.281 | False | -1 | ABCN | 8100204
node_1401010_226_15288655_469 |  | 42.08842420895242 | -75.88169270311995 | PQ | 2771.281 | False | -1 | ABCN | 8100204
node_1401160_776_15290788_87 |  | 42.094267608059425 | -75.881119928229 | PQ | 2771.281 | False | -1 | AN | 8100204
node_1401257_726_15290526_302 |  | 42.093548432612934 | -75.88075107717833 | PQ | 2771.281 | False | -1 | AN | 8100204
node_1401377_434_15290924_101 |  | 42.09463800664115 | -75.88029564219562 | PQ | 2771.281 | False | -1 | AN | 8100204
node_1401549_908_15291120_438 |  | 42.095175774951215 | -75.8796394563667 | PQ | 2771.281 | False | -1 | AN | 8100204
node_1401687_26_15290124_42 |  | 42.092447675221365 | -75.87911689391687 | PQ | 2771.281 | False | -1 | AN | 8100204
node_1401933_75_15290199_416 |  | 42.092653089749355 | -75.87817911056999 | PQ | 2771.281 | False | -1 | AN | 8100204
node_1401993_742_15290542_781 |  | 42.09359356870028 | -75.87795086805085 | PQ | 2771.281 | False | -1 | AN | 8100204
node_1402125_057_15290697_626 |  | 42.09401769015458 | -75.87745127366489 | PQ | 2771.281 | False | -1 | AN | 8100204
node_1402206_698_15291206_169 |  | 42.09541059271349 | -75.87714066645881 | PQ | 2771.281 | False | -1 | AN | 8100204
node_8100204_200805308 |  | 42.09742099332132 | -75.88852854982854 | PQ | 2771.281 | False | -1 | ABCN | 8100204
node_8100204_200805317 |  | 42.099290943156234 | -75.88704631265539 | PQ | 7199.557 | False | -1 | AN | 8100204
node_8100204_200805322 |  | 42.100260715781175 | -75.8859932780978 | PQ | 7199.557 | False | -1 | AN | 8100204
node_8100204_200810939 |  | 42.09640566280204 | -75.88772424909241 | PQ | 2771.281 | False | -1 | ABCD | 8100204
node_8100204_200811412 |  | 42.0963712252739 | -75.89919509446327 | PQ | 2771.281 | False | -1 | ABCN | 8100204
node_8100204_200811413 |  | 42.09772776478313 | -75.8949277293959 | PQ | 2771.281 | False | -1 | ABCN | 8100204
node_8100204_200811415 |  | 42.09758817405823 | -75.89544675741948 | PQ | 2771.281 | False | -1 | ABCD | 8100204
node_8100204_200811416 |  | 42.09752110674621 | -75.89582052394779 | PQ | 2771.281 | False | -1 | ABCD | 8100204
node_8100204_200811417 |  | 42.09747002153684 | -75.89599943668125 | PQ | 2771.281 | False | -1 | ABCD | 8100204
node_8100204_200811420 |  | 42.097265584834155 | -75.89694802494802 | PQ | 2771.281 | False | -1 | ABCN | 8100204
node_8100204_200811421 |  | 42.097253705763165 | -75.89710125316942 | PQ | 2771.281 | False | -1 | ABCD | 8100204
node_8100204_200811422 |  | 42.09712734991745 | -75.89774860103041 | PQ | 2771.281 | False | -1 | ABCD | 8100204
node_8100204_200811423 |  | 42.09704461548852 | -75.89819475671747 | PQ | 2771.281 | False | -1 | ABCN | 8100204
node_8100204_200811424 |  | 42.096984412126666 | -75.89854770855679 | PQ | 2771.281 | False | -1 | ABCD | 8100204
node_8100204_200811426 |  | 42.096920116689176 | -75.89888165667256 | PQ | 2771.281 | False | -1 | ABCN | 8100204
node_8100204_200811427 |  | 42.09796210869728 | -75.8942281374645 | PQ | 2771.281 | False | -1 | ABCD | 8100204
node_8100204_200811428 |  | 42.098039414415425 | -75.8938986977396 | PQ | 2771.281 | False | -1 | ABCD | 8100204
node_8100204_200811429 |  | 42.098080378995945 | -75.89356193045283 | PQ | 2771.281 | False | -1 | ABCN | 8100204
node_8100204_200811430 |  | 42.09817772602431 | -75.89313766994675 | PQ | 2771.281 | False | -1 | ABCD | 8100204
node_8100204_200811431 |  | 42.09821448622992 | -75.89283249563702 | PQ | 2771.281 | False | -1 | ABCD | 8100204
node_8100204_200811432 |  | 42.09831558569713 | -75.89238094129456 | PQ | 2771.281 | False | -1 | ABCN | 8100204
node_8100204_200811433 |  | 42.098360121942065 | -75.892121463426 | PQ | 2771.281 | False | -1 | ABCD | 8100204
node_8100204_200811439 |  | 42.09756065252139 | -75.88858866170683 | PQ | 2771.281 | False | -1 | ABCN | 8100204
node_8100204_200811440 |  | 42.09745153598229 | -75.8885408042817 | PQ | 2771.281 | False | -1 | ABCN | 8100204
node_8100204_200811441 |  | 42.09754933768573 | -75.8881838995157 | PQ | 2771.281 | False | -1 | AD | 8100204
node_8100204_200811442 |  | 42.097504020823955 | -75.88781532239258 | PQ | 2771.281 | False | -1 | AD | 8100204
node_8100204_200811443 |  | 42.097497507466606 | -75.88743666701846 | PQ | 2771.281 | False | -1 | AD | 8100204
node_8100204_200811444 |  | 42.097485012119165 | -75.88713205578203 | PQ | 2771.281 | False | -1 | AD | 8100204
node_8100204_200811478 |  | 42.09786257320276 | -75.89604436460344 | PQ | 2771.281 | False | -1 | ABCD | 8100204
node_8100204_200811479 |  | 42.098224280917 | -75.89624862704862 | PQ | 2771.281 | False | -1 | ABCN | 8100204
node_8100204_200811480 |  | 42.09856293441393 | -75.89640694956148 | PQ | 2771.281 | False | -1 | ABCN | 8100204
node_8100204_200811481 |  | 42.09904769747111 | -75.89657145066235 | PQ | 2771.281 | False | -1 | ABCN | 8100204
node_8100204_200811483 |  | 42.09959792004352 | -75.89681391078209 | PQ | 2771.281 | False | -1 | ABCN | 8100204
node_8100204_200811484 |  | 42.09739962085397 | -75.8959704460159 | PQ | 2771.281 | False | -1 | ABCD | 8100204
node_8100204_200811485 |  | 42.097092630271646 | -75.89582955594773 | PQ | 2771.281 | False | -1 | ABCN | 8100204
node_8100204_200811486 |  | 42.096680259155036 | -75.89562367656912 | PQ | 2771.281 | False | -1 | ABCD | 8100204
node_8100204_200811488 |  | 42.096259208126966 | -75.89542848036484 | PQ | 2771.281 | False | -1 | ABCD | 8100204
node_8100204_200811489 |  | 42.095886974410924 | -75.89523702403247 | PQ | 2771.281 | False | -1 | ABCN | 8100204
node_8100204_200811490 |  | 42.095586927209965 | -75.89506460946915 | PQ | 2771.281 | False | -1 | ABCD | 8100204
node_8100204_200811497 |  | 42.097894964693076 | -75.89472116139387 | PQ | 2771.281 | False | -1 | ABCD | 8100204
node_8100204_200811525 |  | 42.09929297549902 | -75.89535183011091 | PQ | 2771.281 | False | -1 | ABCD | 8100204
node_8100204_200811529 |  | 42.099021928898395 | -75.89522543157088 | PQ | 2771.281 | False | -1 | ABCN | 8100204
node_8100204_200811533 |  | 42.09833784560258 | -75.89370227647045 | PQ | 2771.281 | False | -1 | ABCD | 8100204
node_8100204_200811534 |  | 42.09861155725649 | -75.89382684121775 | PQ | 2771.281 | False | -1 | ABCD | 8100204
node_8100204_200811535 |  | 42.09886623007654 | -75.89392715196351 | PQ | 2771.281 | False | -1 | ABCN | 8100204
node_8100204_200811536 |  | 42.09910763788834 | -75.89406295154475 | PQ | 2771.281 | False | -1 | ABCN | 8100204
node_8100204_200811538 |  | 42.09939302318775 | -75.8941841378523 | PQ | 2771.281 | False | -1 | ABCD | 8100204
node_8100204_200811539 |  | 42.099781137663214 | -75.89437667467666 | PQ | 2771.281 | False | -1 | ABCN | 8100204
node_8100204_200811540 |  | 42.09995585066787 | -75.89445604898786 | PQ | 2771.281 | False | -1 | ABCD | 8100204
node_8100204_200811554 |  | 42.09834572024614 | -75.89248281951463 | PQ | 2771.281 | False | -1 | ABCD | 8100204
node_8100204_200811555 |  | 42.09863693415128 | -75.89261966915147 | PQ | 2771.281 | False | -1 | ABCD | 8100204
node_8100204_200811556 |  | 42.09896198026414 | -75.89277761881851 | PQ | 2771.281 | False | -1 | ABCD | 8100204
node_8100204_200811557 |  | 42.09938320384961 | -75.8929789403471 | PQ | 2771.281 | False | -1 | ABCN | 8100204
node_8100204_200811570 |  | 42.098493051403274 | -75.89111200998018 | PQ | 2771.281 | False | -1 | AN | 8100204
node_8100204_200811573 |  | 42.098816582845565 | -75.89115817057635 | PQ | 2771.281 | False | -1 | AD | 8100204
node_8100204_200811574 |  | 42.09905459702836 | -75.89118691394599 | PQ | 2771.281 | False | -1 | AD | 8100204
node_8100204_200811575 |  | 42.099345471296715 | -75.89122760740487 | PQ | 2771.281 | False | -1 | AD | 8100204
node_8100204_200811576 |  | 42.099595156386016 | -75.89125646110645 | PQ | 2771.281 | False | -1 | AD | 8100204
node_8100204_200811577 |  | 42.10000471180399 | -75.89125200978381 | PQ | 2771.281 | False | -1 | AN | 8100204
node_8100204_200811582 |  | 42.10035924332133 | -75.8913622389895 | PQ | 2771.281 | False | -1 | AD | 8100204
node_8100204_200811583 |  | 42.100652936027316 | -75.89143341449704 | PQ | 2771.281 | False | -1 | AD | 8100204
node_8100204_200811605 |  | 42.09047971551853 | -75.88968219569126 | PQ | 2771.281 | False | -1 | ABCN | 8100204
node_8100204_200811608 |  | 42.09320116767972 | -75.88885620902437 | PQ | 2771.281 | False | -1 | AN | 8100204
node_8100204_200811609 |  | 42.09295747827555 | -75.88881066856975 | PQ | 2771.281 | False | -1 | AD | 8100204
node_8100204_200811610 |  | 42.09255164790635 | -75.88877343344615 | PQ | 2771.281 | False | -1 | AD | 8100204
node_8100204_200811611 |  | 42.09228078208014 | -75.88871892947346 | PQ | 2771.281 | False | -1 | AD | 8100204
node_8100204_200811612 |  | 42.09205496195407 | -75.88870782018962 | PQ | 2771.281 | False | -1 | ABCD | 8100204
node_8100204_200811613 |  | 42.09188445058532 | -75.88864245042426 | PQ | 2771.281 | False | -1 | ABCD | 8100204
node_8100204_200811614 |  | 42.091671098416626 | -75.88861074711528 | PQ | 2771.281 | False | -1 | ABCD | 8100204
node_8100204_200811615 |  | 42.09142111203661 | -75.88858257442801 | PQ | 2771.281 | False | -1 | ABCN | 8100204
node_8100204_200811616 |  | 42.091175157474105 | -75.88853082494899 | PQ | 2771.281 | False | -1 | ABCD | 8100204
node_8100204_200811617 |  | 42.09091766895542 | -75.88850402189946 | PQ | 2771.281 | False | -1 | ABCD | 8100204
node_8100204_200811618 |  | 42.0906574058232 | -75.88846052448778 | PQ | 2771.281 | False | -1 | ABCD | 8100204
node_8100204_200811619 |  | 42.090540198259035 | -75.88873714185077 | PQ | 2771.281 | False | -1 | ABCD | 8100204
node_8100204_200811620 |  | 42.09050562925859 | -75.88965448715902 | PQ | 2771.281 | False | -1 | ABCN | 8100204
node_8100204_200811624 |  | 42.08978952971634 | -75.88801092948819 | PQ | 2771.281 | False | -1 | AD | 8100204
node_8100204_200811625 |  | 42.0894278247411 | -75.88741665128481 | PQ | 2771.281 | False | -1 | AN | 8100204
node_8100204_200811627 |  | 42.0893482867327 | -75.8870857734403 | PQ | 2771.281 | False | -1 | AD | 8100204
node_8100204_200811640 |  | 42.09014416531592 | -75.88842124632123 | PQ | 2771.281 | False | -1 | ABCD | 8100204
node_8100204_200811641 |  | 42.08986129716343 | -75.8883731263822 | PQ | 2771.281 | False | -1 | AD | 8100204
node_8100204_200811643 |  | 42.08934687340537 | -75.88828232320503 | PQ | 2771.281 | False | -1 | AN | 8100204
node_8100204_200811644 |  | 42.08889193812846 | -75.88822491636127 | PQ | 2771.281 | False | -1 | AD | 8100204
node_8100204_200811646 |  | 42.08890516752963 | -75.88862698112696 | PQ | 2771.281 | False | -1 | AD | 8100204
node_8100204_200811647 |  | 42.08892701932312 | -75.88898041994858 | PQ | 2771.281 | False | -1 | AD | 8100204
node_8100204_200811648 |  | 42.0888239614663 | -75.88974650018285 | PQ | 2771.281 | False | -1 | AN | 8100204
node_8100204_200811649 |  | 42.09425343917905 | -75.8889318092227 | PQ | 2771.281 | False | -1 | AN | 8100204
node_8100204_200811650 |  | 42.094302924808645 | -75.88863416411597 | PQ | 2771.281 | False | -1 | AD | 8100204
node_8100204_200811651 |  | 42.09436237220471 | -75.88830350313076 | PQ | 2771.281 | False | -1 | AD | 8100204
node_8100204_200811652 |  | 42.09440343812847 | -75.8879274158274 | PQ | 2771.281 | False | -1 | AD | 8100204
node_8100204_200811654 |  | 42.094438837047875 | -75.8874752717798 | PQ | 2771.281 | False | -1 | AD | 8100204
node_8100204_200811658 |  | 42.09408229783881 | -75.88698041025312 | PQ | 2771.281 | False | -1 | AD | 8100204
node_8100204_200811660 |  | 42.09366691107609 | -75.88669358908902 | PQ | 2771.281 | False | -1 | AN | 8100204
node_8100204_200811661 |  | 42.09305741092601 | -75.88632745829108 | PQ | 2771.281 | False | -1 | AD | 8100204
node_8100204_200811663 |  | 42.09280775596578 | -75.8862118152118 | PQ | 2771.281 | False | -1 | AD | 8100204
node_8100204_200811664 |  | 42.096219109072486 | -75.88729830317101 | PQ | 2771.281 | False | -1 | ABCN | 8100204
node_8100204_200811668 |  | 42.0935945109185 | -75.88521078123348 | PQ | 2771.281 | False | -1 | ABCD | 8100204
node_8100204_200811669 |  | 42.09327066996848 | -75.8849937887665 | PQ | 2771.281 | False | -1 | ABCN | 8100204
node_8100204_200811670 |  | 42.09304337625694 | -75.88483566409019 | PQ | 2771.281 | False | -1 | ABCD | 8100204
node_8100204_200811672 |  | 42.0924546898169 | -75.88449516073605 | PQ | 2771.281 | False | -1 | ABCD | 8100204
node_8100204_200811677 |  | 42.09132874726099 | -75.88381459916003 | PQ | 2771.281 | False | -1 | ABCD | 8100204
node_8100204_200811681 |  | 42.09560208487168 | -75.88664204505567 | PQ | 2771.281 | False | -1 | ABCN | 8100204
node_8100204_200811683 |  | 42.09512072913852 | -75.88610762002124 | PQ | 2771.281 | False | -1 | ABCD | 8100204
node_8100204_200811685 |  | 42.09472757215218 | -75.88588790730152 | PQ | 2771.281 | False | -1 | ABCD | 8100204
node_8100204_200811686 |  | 42.09447579720096 | -75.88573865863864 | PQ | 2771.281 | False | -1 | ABCN | 8100204
node_8100204_200811687 |  | 42.092494950472755 | -75.88442986706167 | PQ | 2771.281 | False | -1 | ABCD | 8100204
node_8100204_200811688 |  | 42.09264505624343 | -75.88399873173508 | PQ | 2771.281 | False | -1 | ABCD | 8100204
node_8100204_200811689 |  | 42.09278134920456 | -75.8835806345988 | PQ | 2771.281 | False | -1 | ABCD | 8100204
node_8100204_200811690 |  | 42.09288930714393 | -75.88310862319497 | PQ | 2771.281 | False | -1 | ABCD | 8100204
node_8100204_200811691 |  | 42.091437283130716 | -75.8834814880451 | PQ | 2771.281 | False | -1 | AD | 8100204
node_8100204_200811692 |  | 42.09136081280954 | -75.88320810835354 | PQ | 2771.281 | False | -1 | AD | 8100204
node_8100204_200811693 |  | 42.09244663439891 | -75.88603709128708 | PQ | 2771.281 | False | -1 | AN | 8100204
node_8100204_200811694 |  | 42.0904688361849 | -75.88480074593708 | PQ | 2771.281 | False | -1 | AD | 8100204
node_8100204_200811696 |  | 42.09083424155785 | -75.88503476756657 | PQ | 2771.281 | False | -1 | AD | 8100204
node_8100204_200811697 |  | 42.091214048626746 | -75.88525519554155 | PQ | 2771.281 | False | -1 | AN | 8100204
node_8100204_200811702 |  | 42.09730502378808 | -75.88678938763937 | PQ | 2771.281 | False | -1 | AN | 8100204
node_8100204_200811703 |  | 42.097530794612034 | -75.8868354455127 | PQ | 2771.281 | False | -1 | AD | 8100204
node_8100204_200811704 |  | 42.09786016013807 | -75.88691537148354 | PQ | 2771.281 | False | -1 | AD | 8100204
node_8100204_200811705 |  | 42.098218109935466 | -75.88696263920353 | PQ | 2771.281 | False | -1 | AN | 8100204
node_8100204_200811708 |  | 42.098662384999244 | -75.88707264013625 | PQ | 7199.557 | False | -1 | AN | 8100204
node_8100204_200811808 |  | 42.09425303380609 | -75.88267052554323 | PQ | 2771.281 | False | -1 | ABCD | 8100204
node_8100204_200811809 |  | 42.093948439854415 | -75.8830377862923 | PQ | 2771.281 | False | -1 | ABCD | 8100204
node_8100204_200811810 |  | 42.093611311984084 | -75.88303261210531 | PQ | 2771.281 | False | -1 | ABCN | 8100204
node_8100204_200811811 |  | 42.093298969383156 | -75.8829916218916 | PQ | 2771.281 | False | -1 | ABCN | 8100204
node_8100204_200811812 |  | 42.09291603162989 | -75.88293318401497 | PQ | 2771.281 | False | -1 | ABCD | 8100204
node_8100204_200811813 |  | 42.09250241700435 | -75.88275649313829 | PQ | 2771.281 | False | -1 | AD | 8100204
node_8100204_200811814 |  | 42.092243016659154 | -75.8826332333514 | PQ | 2771.281 | False | -1 | AD | 8100204
node_8100204_200811815 |  | 42.09195840649857 | -75.88252782450962 | PQ | 2771.281 | False | -1 | AD | 8100204
node_8100204_200811816 |  | 42.09219434999249 | -75.8818508772554 | PQ | 2771.281 | False | -1 | AD | 8100204
node_8100204_200811817 |  | 42.092443892653456 | -75.88165371790369 | PQ | 2771.281 | False | -1 | AD | 8100204
node_8100204_200811818 |  | 42.092864384924205 | -75.88132403468765 | PQ | 2771.281 | False | -1 | AD | 8100204
node_8100204_200811820 |  | 42.093270984954216 | -75.88102284374101 | PQ | 2771.281 | False | -1 | AD | 8100204
node_8100204_200811827 |  | 42.09556948795587 | -75.8821430514203 | PQ | 2771.281 | False | -1 | ABCN | 8100204
node_8100204_200811828 |  | 42.09523507717994 | -75.88210527605071 | PQ | 2771.281 | False | -1 | ABCD | 8100204
node_8100204_200811829 |  | 42.094886229101 | -75.88206306077213 | PQ | 2771.281 | False | -1 | ABCD | 8100204
node_8100204_200811830 |  | 42.0945712680099 | -75.88238437778435 | PQ | 2771.281 | False | -1 | ABCD | 8100204
node_8100204_200811864 |  | 42.09515109650307 | -75.87950657487472 | PQ | 2771.281 | False | -1 | AN | 8100204
node_8100204_200811887 |  | 42.0939026409275 | -75.8808487703942 | PQ | 2771.281 | False | -1 | AD | 8100204
node_8100204_200811888 |  | 42.09553780860723 | -75.87712355740081 | PQ | 2771.281 | False | -1 | AN | 8100204
node_8100204_200811893 |  | 42.09421703504427 | -75.88102811304172 | PQ | 2771.281 | False | -1 | AN | 8100204
node_8100204_200811894 |  | 42.09448202844064 | -75.88071626935715 | PQ | 2771.281 | False | -1 | AD | 8100204
node_8100204_200811895 |  | 42.09469729517484 | -75.88036462628278 | PQ | 2771.281 | False | -1 | AN | 8100204
node_8100204_200811896 |  | 42.09493518884136 | -75.88001477134657 | PQ | 2771.281 | False | -1 | AD | 8100204
node_8100204_200811897 |  | 42.09523345021011 | -75.87904940882211 | PQ | 2771.281 | False | -1 | AD | 8100204
node_8100204_200811898 |  | 42.09530957541648 | -75.87859704411065 | PQ | 2771.281 | False | -1 | AD | 8100204
node_8100204_200811899 |  | 42.09535706157136 | -75.87816103515647 | PQ | 2771.281 | False | -1 | AD | 8100204
node_8100204_200811900 |  | 42.09541092961128 | -75.87771274131272 | PQ | 2771.281 | False | -1 | AD | 8100204
node_8100204_200811901 |  | 42.09352657808044 | -75.88064095830457 | PQ | 2771.281 | False | -1 | AN | 8100204
node_8100204_200811902 |  | 42.09324187205463 | -75.88046118574297 | PQ | 2771.281 | False | -1 | AD | 8100204
node_8100204_200811904 |  | 42.09295513094702 | -75.88027562646197 | PQ | 2771.281 | False | -1 | AD | 8100204
node_8100204_200814848 |  | 42.09295657166441 | -75.88507440336075 | PQ | 2771.281 | False | -1 | ABCD | 8100204
node_8100204_200814849 |  | 42.09284803579468 | -75.88549010743554 | PQ | 2771.281 | False | -1 | ABCD | 8100204
node_8100204_200814850 |  | 42.092633651020556 | -75.88614110005472 | PQ | 2771.281 | False | -1 | ABCD | 8100204
node_8100204_200814851 |  | 42.092462704149774 | -75.88672794797338 | PQ | 2771.281 | False | -1 | ABCN | 8100204
node_8100204_200814852 |  | 42.092277432275246 | -75.88731554538826 | PQ | 2771.281 | False | -1 | ABCN | 8100204
node_8100204_200814854 |  | 42.09216940312171 | -75.88778685675503 | PQ | 2771.281 | False | -1 | ABCD | 8100204
node_8100204_200814855 |  | 42.09195247928861 | -75.88854813184356 | PQ | 2771.281 | False | -1 | ABCD | 8100204
node_8100204_200815377 |  | 42.096626549977486 | -75.88824458207638 | PQ | 2771.281 | False | -1 | ABCD | 8100204
node_8100204_200815378 |  | 42.10046390623593 | -75.89077208872207 | PQ | 2771.281 | False | -1 | ABCD | 8100204
node_8100204_200815379 |  | 42.10087660329431 | -75.89124074451345 | PQ | 2771.281 | False | -1 | ABCD | 8100204
node_8100204_200815380 |  | 42.101131347328526 | -75.89190196756559 | PQ | 2771.281 | False | -1 | ABCD | 8100204
node_8100204_200815381 |  | 42.101197801103105 | -75.8927311919039 | PQ | 2771.281 | False | -1 | ABCN | 8100204
node_8100204_200815384 |  | 42.101170170006 | -75.89355968196422 | PQ | 2771.281 | False | -1 | ABCD | 8100204
node_8100204_200815385 |  | 42.101110076204414 | -75.89368493153037 | PQ | 2771.281 | False | -1 | ABCD | 8100204
node_8100204_200815388 |  | 42.10072918448897 | -75.89482359888268 | PQ | 2771.281 | False | -1 | ABCD | 8100204
node_8100204_200815389 |  | 42.100665899744854 | -75.8949238906057 | PQ | 2771.281 | False | -1 | AN | 8100204
node_8100204_200815391 |  | 42.096915539809395 | -75.8888837996156 | PQ | 2771.281 | False | -1 | ABCD | 8100204
node_8100204_200815392 |  | 42.09743675904247 | -75.88912889628797 | PQ | 2771.281 | False | -1 | ABCN | 8100204
node_8100204_200815393 |  | 42.09758066644154 | -75.88915628904263 | PQ | 2771.281 | False | -1 | ABCD | 8100204
node_8100204_200815394 |  | 42.09841429948972 | -75.88905777784868 | PQ | 2771.281 | False | -1 | ABCN | 8100204
node_8100204_200815395 |  | 42.09880792758517 | -75.8892925527789 | PQ | 2771.281 | False | -1 | ABCD | 8100204
node_8100204_200815396 |  | 42.09926526497073 | -75.88938456960729 | PQ | 2771.281 | False | -1 | ABCD | 8100204
node_8100204_200815397 |  | 42.09957837449347 | -75.8898915828643 | PQ | 2771.281 | False | -1 | ABCN | 8100204
node_8100204_200815398 |  | 42.10002080620591 | -75.89033375899284 | PQ | 2771.281 | False | -1 | ABCN | 8100204
node_8100204_200815480 |  | 42.099207332245236 | -75.89520794205794 | PQ | 2771.281 | False | -1 | ABCN | 8100204
node_8100204_200815481 |  | 42.099353751313224 | -75.89439479954933 | PQ | 2771.281 | False | -1 | ABCD | 8100204
node_8100204_200815584 |  | 42.09625974497223 | -75.89555355872628 | PQ | 2771.281 | False | -1 | ABCD | 8100204
node_8100204_200815585 |  | 42.09619149714843 | -75.89590223425222 | PQ | 2771.281 | False | -1 | ABCD | 8100204
node_8100204_200815586 |  | 42.096120091250185 | -75.89626370067279 | PQ | 2771.281 | False | -1 | ABCN | 8100204
node_8100204_200815587 |  | 42.09602783329581 | -75.89666839438202 | PQ | 2771.281 | False | -1 | ABCD | 8100204
node_8100204_200815588 |  | 42.095965901620886 | -75.89698657644566 | PQ | 2771.281 | False | -1 | ABCD | 8100204
node_8100204_200815590 |  | 42.09595518114963 | -75.89766206655752 | PQ | 2771.281 | False | -1 | ABCN | 8100204
node_8100204_200815591 |  | 42.09581548360348 | -75.89769288340652 | PQ | 2771.281 | False | -1 | ABCD | 8100204
node_8100204_200815593 |  | 42.09543243902896 | -75.89768672764582 | PQ | 2771.281 | False | -1 | ABCD | 8100204
node_8100204_200815619 |  | 42.09624800559057 | -75.89644652067834 | PQ | 2771.281 | False | -1 | ABCD | 8100204
node_8100204_200815620 |  | 42.09647111957827 | -75.89654103709557 | PQ | 2771.281 | False | -1 | ABCD | 8100204
node_8100204_200815622 |  | 42.09684550341438 | -75.89672039496129 | PQ | 2771.281 | False | -1 | ABCD | 8100204
node_8100204_200815623 |  | 42.09747349185802 | -75.89699954995864 | PQ | 2771.281 | False | -1 | ABCD | 8100204
node_8100204_200815726 |  | 42.10092194206813 | -75.89167738882738 | PQ | 2771.281 | False | -1 | AD | 8100204
node_8100204_200815728 |  | 42.10044090405973 | -75.89241792531791 | PQ | 2771.281 | False | -1 | AN | 8100204
node_8100204_200815818 |  | 42.09485837614438 | -75.89868623599986 | PQ | 2771.281 | False | -1 | ABCN | 8100204
node_8100204_200815826 |  | 42.09519904555005 | -75.896450819819 | PQ | 2771.281 | False | -1 | ABCN | 8100204
node_8100204_200815827 |  | 42.095140263732546 | -75.89693796952433 | PQ | 2771.281 | False | -1 | ABCD | 8100204
node_8100204_200815828 |  | 42.094951001125615 | -75.89760264330263 | PQ | 2771.281 | False | -1 | ABCD | 8100204
node_8100204_200815829 |  | 42.094922981089596 | -75.89793680447316 | PQ | 2771.281 | False | -1 | ABCD | 8100204
node_8100204_200815830 |  | 42.09486759016209 | -75.89835306401216 | PQ | 2771.281 | False | -1 | ABCN | 8100204
node_8100204_200816082 |  | 42.091816720433734 | -75.88733785146056 | PQ | 2771.281 | False | -1 | AD | 8100204
node_8100204_200816083 |  | 42.09149625120066 | -75.8871443406716 | PQ | 2771.281 | False | -1 | AD | 8100204
node_8100204_200816084 |  | 42.091191903759565 | -75.88697789164151 | PQ | 2771.281 | False | -1 | AN | 8100204
node_8100204_200819514 |  | 42.0891283527315 | -75.88645308450761 | PQ | 2771.281 | False | -1 | AD | 8100204
node_8100204_200819515 |  | 42.0888613105583 | -75.8862331016649 | PQ | 2771.281 | False | -1 | AN | 8100204
node_8100204_200819516 |  | 42.088520999962476 | -75.88597653047196 | PQ | 2771.281 | False | -1 | AN | 8100204
node_8100204_200819523 |  | 42.08871542559657 | -75.88181320841319 | PQ | 2771.281 | False | -1 | ABCD | 8100204
node_8100204_200819527 |  | 42.09043216362749 | -75.88327585215765 | PQ | 2771.281 | False | -1 | ABCN | 8100204
node_8100204_200819530 |  | 42.089557264708084 | -75.88272854111489 | PQ | 2771.281 | False | -1 | ABCD | 8100204
node_8100204_200819534 |  | 42.08833821784481 | -75.88196828945009 | PQ | 2771.281 | False | -1 | ABCN | 8100204
node_8100204_200819536 |  | 42.08862616137625 | -75.8821512616376 | PQ | 2771.281 | False | -1 | ABCD | 8100204
node_8100204_200819537 |  | 42.088484300015004 | -75.8818706418888 | PQ | 2771.281 | False | -1 | ABCD | 8100204
node_8100204_200819540 |  | 42.0911890332808 | -75.88261308065397 | PQ | 2771.281 | False | -1 | AN | 8100204
node_8100204_200819547 |  | 42.09031173225274 | -75.8835613721659 | PQ | 2771.281 | False | -1 | AD | 8100204
node_8100204_200819548 |  | 42.090183190679866 | -75.88401310151762 | PQ | 2771.281 | False | -1 | AD | 8100204
node_8100204_200819549 |  | 42.09002548690529 | -75.88452693633147 | PQ | 2771.281 | False | -1 | AN | 8100204
node_8100204_200819550 |  | 42.089491210828456 | -75.88417460082913 | PQ | 2771.281 | False | -1 | AD | 8100204
node_8100204_200819551 |  | 42.08897022714993 | -75.88391427835062 | PQ | 2771.281 | False | -1 | AD | 8100204
node_8100204_200819552 |  | 42.08861945902746 | -75.88372429818337 | PQ | 2771.281 | False | -1 | AN | 8100204
node_8100204_200819555 |  | 42.09264117781029 | -75.88014005895822 | PQ | 2771.281 | False | -1 | AD | 8100204
node_8100204_200819556 |  | 42.09251778556956 | -75.87956858522311 | PQ | 2771.281 | False | -1 | AD | 8100204
node_8100204_200819557 |  | 42.09251864287858 | -75.87920504912775 | PQ | 2771.281 | False | -1 | AN | 8100204
node_8100204_200819560 |  | 42.092519719308115 | -75.87857476847473 | PQ | 2771.281 | False | -1 | AD | 8100204
node_8100204_200819561 |  | 42.092604507991894 | -75.87824498634042 | PQ | 2771.281 | False | -1 | AN | 8100204
node_8100204_200820360 |  | 42.092977585321925 | -75.87907125454396 | PQ | 2771.281 | False | -1 | AD | 8100204
node_8100204_200820361 |  | 42.09345735243134 | -75.8789165006983 | PQ | 2771.281 | False | -1 | AD | 8100204
node_8100204_200820362 |  | 42.09342096199159 | -75.87866772502679 | PQ | 2771.281 | False | -1 | AD | 8100204
node_8100204_200820363 |  | 42.09364415814948 | -75.87805535999624 | PQ | 2771.281 | False | -1 | AN | 8100204
node_8100204_200820364 |  | 42.09396186372505 | -75.87752981097523 | PQ | 2771.281 | False | -1 | AN | 8100204
node_8100204_200917129 |  | 42.09644879119765 | -75.89832122754395 | PQ | 2771.281 | False | -1 | ABCD | 8100204
node_8100204_200917130 |  | 42.09659568959177 | -75.89731692545783 | PQ | 2771.281 | False | -1 | ABCD | 8100204
node_8100204_200952235 |  | 42.08985084511481 | -75.88291041759221 | PQ | 2771.281 | False | -1 | ABCN | 8100204
node_8100204_200954308 |  | 42.08837076271949 | -75.88178163826343 | PQ | 2771.281 | False | -1 | ABCD | 8100204
node_8100204_200955184 |  | 42.08846988188503 | -75.88154220276036 | PQ | 2771.281 | False | -1 | ABCD | 8100204
node_8100204_200967008 |  | 42.09172390372204 | -75.88402369718732 | PQ | 2771.281 | False | -1 | ABCN | 8100204
node_8100204_200968463 |  | 42.095327184488966 | -75.88558376402466 | PQ | 2771.281 | False | -1 | AN | 8100204
node_8100204_200982337 |  | 42.10079293760318 | -75.89235050870504 | PQ | 2771.281 | False | -1 | AD | 8100204
node_8100204_310049729 |  | 42.08861246086597 | -75.88219200455562 | PQ | 2771.281 | False | -1 | ABCD | 8100204
node_8100204_310049730 |  | 42.09610481307219 | -75.88713650330013 | PQ | 2771.281 | False | -1 | ABCD | 8100204
node_8100204_310049734 |  | 42.095925383498425 | -75.88689480789479 | PQ | 2771.281 | False | -1 | ABCD | 8100204
node_8100204_310049737 |  | 42.09536984451448 | -75.88637180031269 | PQ | 2771.281 | False | -1 | ABCD | 8100204
node_8100204_310049742 |  | 42.09492270444994 | -75.8859129678675 | PQ | 2771.281 | False | -1 | ABCD | 8100204
node_8100204_310049745 |  | 42.094209554817645 | -75.88545137331954 | PQ | 2771.281 | False | -1 | ABCD | 8100204
node_8100204_310049746 |  | 42.09389530039021 | -75.88534404698494 | PQ | 2771.281 | False | -1 | ABCD | 8100204
node_8100204_310049752 |  | 42.09273813863875 | -75.88457460733368 | PQ | 2771.281 | False | -1 | ABCD | 8100204
node_8100204_310050869 |  | 42.09193581791234 | -75.88411091647907 | PQ | 2771.281 | False | -1 | ABCD | 8100204
node_8100204_310050880 |  | 42.091093989756864 | -75.8835862729408 | PQ | 2771.281 | False | -1 | ABCD | 8100204
node_8100204_310050883 |  | 42.090741797351036 | -75.8834157910885 | PQ | 2771.281 | False | -1 | ABCD | 8100204
node_8100204_310050896 |  | 42.090166951110604 | -75.8830650496923 | PQ | 2771.281 | False | -1 | ABCD | 8100204
node_8100204_310050906 |  | 42.089283246285454 | -75.88249602228237 | PQ | 2771.281 | False | -1 | ABCD | 8100204
node_8100204_310050915 |  | 42.089111587272996 | -75.88241822305456 | PQ | 2771.281 | False | -1 | ABCD | 8100204
node_8100204_311932792 |  | 42.09782097043374 | -75.89494996698632 | PQ | 2771.281 | False | -1 | AD | 8100204
node_8100204_312119259 |  | 42.09220784233828 | -75.8842912407003 | PQ | 2771.281 | False | -1 | ABCD | 8100204
node_220383133 |  | 42.09859821829506 | -75.88705674853401 | PQ | 2771.281 | False | -1 | AD | 8100204
node_220415335 |  | 42.098640207264 | -75.88706714636713 | PQ | 7199.557 | False | -1 | AD | 8100204
node_220546745 |  | 42.09862185318175 | -75.88706259993076 | PQ | 7199.557 | False | -1 | AN | 8100204
node_SOURCE_8100204 |  | 42.08879386252438 | -75.88181776245865 | SWING | 2771.281 | False | -1 | ABCN | 8100204
node_intto1_8100204_200805308 |  | 42.09742099332132 | -75.88852854982854 | PQ | 2771.281 | False | -1 | ABCN | 8100204
node_intto1_8100204_200811412 |  | 42.0963712252739 | -75.89919509446327 | PQ | 2771.281 | False | -1 | ABCN | 8100204
node_intto1_8100204_200811439 |  | 42.09756065252139 | -75.88858866170683 | PQ | 2771.281 | False | -1 | ABCD | 8100204
node_intto1_8100204_200811488 |  | 42.096259208126966 | -75.89542848036484 | PQ | 2771.281 | False | -1 | ABCD | 8100204
node_intto1_8100204_200811536 |  | 42.09910763788834 | -75.89406295154475 | PQ | 2771.281 | False | -1 | ABCD | 8100204
node_intto1_8100204_200811539 |  | 42.099781137663214 | -75.89437667467666 | PQ | 2771.281 | False | -1 | ABCD | 8100204
node_intto1_8100204_200811555 |  | 42.09863693415128 | -75.89261966915147 | PQ | 2771.281 | False | -1 | ABCD | 8100204
node_intto1_8100204_200811582 |  | 42.10035924332133 | -75.8913622389895 | PQ | 2771.281 | False | -1 | AD | 8100204
node_intto1_8100204_200811619 |  | 42.090540198259035 | -75.88873714185077 | PQ | 2771.281 | False | -1 | ABCD | 8100204
node_intto1_8100204_200811688 |  | 42.09264505624343 | -75.88399873173508 | PQ | 2771.281 | False | -1 | ABCD | 8100204
node_intto1_8100204_200811814 |  | 42.092243016659154 | -75.8826332333514 | PQ | 2771.281 | False | -1 | AD | 8100204
node_intto1_8100204_200814849 |  | 42.09284803579468 | -75.88549010743554 | PQ | 2771.281 | False | -1 | ABCD | 8100204
node_intto1_8100204_200815378 |  | 42.10046390623593 | -75.89077208872207 | PQ | 2771.281 | False | -1 | ABCD | 8100204
node_intto1_8100204_200815588 |  | 42.095965901620886 | -75.89698657644566 | PQ | 2771.281 | False | -1 | ABCD | 8100204
node_intto1_8100204_200819536 |  | 42.08862616137625 | -75.8821512616376 | PQ | 2771.281 | False | -1 | ABCD | 8100204
node_intto1_8100204_200819548 |  | 42.090183190679866 | -75.88401310151762 | PQ | 2771.281 | False | -1 | AD | 8100204
node_intto1_8100204_200955184 |  | 42.08846988188503 | -75.88154220276036 | PQ | 2771.281 | False | -1 | ABCD | 8100204
node_intto1_220383133 |  | 42.09859821829506 | -75.88705674853401 | PQ | 2771.281 | False | -1 | AD | 8100204
node_intto1_220415335 |  | 42.098640207264 | -75.88706714636713 | PQ | 7199.557 | False | -1 | AD | 8100204
node_intto1_220546745 |  | 42.09862185318175 | -75.88706259993076 | PQ | 2771.281 | False | -1 | AD | 8100204

## Capacitor
Name | GroupId | NominalVoltage | RemoteSense | RemoteSenseB | ParticipatingPhases | PhasesConnected | SwitchA | SwitchB | SwitchC | Control | ControlLevel | VoltageSetHigh | VoltageSetLow | ReactivePowerSetHigh | ReactivePowerSetLow | CapacitorA | CapacitorB | CapacitorC | TimeDelay | DwellTime | LockoutTime | CurrentSetHigh | CurrentSetLow | Status | ParentNode | Phases | Feeder | Comments
cap_311976241 |  | 0 |  |  |  |  | CLOSED | CLOSED | CLOSED | MANUAL | BANK | 0 | 0 | 0 | 0 | 100000 | 100000 | 100000 | 0 | 0 | 0 | 0 | 0 | OPEN | node_1397562_061_15293138_521 | ABCN | 8100204

## EVChargingStation
Name | GroupId | ServiceCharge | ServiceDischarge | ChargeEfficiency | DischargeEfficiency | CommitmentStatus | ConstructionTime | CalendarLife | YearOfInstallation | DepthOfDischarge | ReactivePower | ReactivePowerA | ReactivePowerB | ReactivePowerC | ActivePower | ActivePowerA | ActivePowerB | ActivePowerC | Energy | MaxEnergy | PowerCharge | PowerDischarge | RampUpLimit | RampDownLimit | CapitalCost | FixedOperatingCost | VariableOperatingCost | MaxReactivePower | MaxActivePower | OutputSchedule | PlanningStatus | UnitType | UnitSubtype | ParentNode | Phases | Feeder | Comments
evchargingstation_load_220330620 |  | 0 | 0 | 0.92 | 0 | False | 0 | 0 | 0 | 0 | 0 | 0 | 0 | 0 | 0 | 0 | 0 | 0 | 0 | 0.0558947551900581 | 0 | 0 | 0 | 0 | 0 | 0 | 0.001 | 0.003968511163176845 | 0.00931579253167635 | OPTIMIZED | INSTALLED |  |  | node_1399574_303_15292607_108 | AN | 8100204
evchargingstation_load_220330621 |  | 0 | 0 | 0.92 | 0 | False | 0 | 0 | 0 | 0 | 0 | 0 | 0 | 0 | 0 | 0 | 0 | 0 | 0 | 0.09527753681847037 | 0 | 0 | 0 | 0 | 0 | 0 | 0.001 | 0.0067646767859702575 | 0.015879589469745062 | OPTIMIZED | INSTALLED |  |  | node_1399912_503_15292973_868 | AN | 8100204
evchargingstation_load_220331822 |  | 0 | 0 | 0.92 | 0 | False | 0 | 0 | 0 | 0 | 0 | 0 | 0 | 0 | 0 | 0 | 0 | 0 | 0 | 0.07818067046036299 | 0 | 0 | 0 | 0 | 0 | 0 | 0.001 | 0.005550804481923519 | 0.013030111743393831 | OPTIMIZED | INSTALLED |  |  | node_1397036_027_15291903_528 | AN | 8100204
evchargingstation_load_220331827 |  | 0 | 0 | 0.92 | 0 | False | 0 | 0 | 0 | 0 | 0 | 0 | 0 | 0 | 0 | 0 | 0 | 0 | 0 | 0.04218726760118954 | 0 | 0 | 0 | 0 | 0 | 0 | 0.001 | 0.002995283293679976 | 0.007031211266864923 | OPTIMIZED | INSTALLED |  |  | node_1399173_661_15292018_892 | AN | 8100204
evchargingstation_load_220331833 |  | 0 | 0 | 0.92 | 0 | False | 0 | 0 | 0 | 0 | 0 | 0 | 0 | 0 | 0 | 0 | 0 | 0 | 0 | 0.005698955452702463 | 0 | 0 | 0 | 0 | 0 | 0 | 0.001 | 0.00040462410134891284 | 0.0009498259087837437 | OPTIMIZED | INSTALLED |  |  | node_1397272_69_15292271_561 | AN | 8100204
evchargingstation_load_220331852 |  | 0 | 0 | 0.92 | 0 | False | 0 | 0 | 0 | 0 | 0 | 0 | 0 | 0 | 0 | 0 | 0 | 0 | 0 | 0.07263168751957375 | 0 | 0 | 0 | 0 | 0 | 0 | 0.001 | 0.005156828081761853 | 0.01210528125326229 | OPTIMIZED | INSTALLED |  |  | node_1397461_598_15292494_491 | AN | 8100204
evchargingstation_load_220331853 |  | 0 | 0 | 0.92 | 0 | False | 0 | 0 | 0 | 0 | 0 | 0 | 0 | 0 | 0 | 0 | 0 | 0 | 0 | 0.026275184087196618 | 0 | 0 | 0 | 0 | 0 | 0 | 0.001 | 0.0018655302938384902 | 0.004379197347866103 | OPTIMIZED | INSTALLED |  |  | node_1397822_834_15292485_842 | AN | 8100204
evchargingstation_load_220331854 |  | 0 | 0 | 0.92 | 0 | False | 0 | 0 | 0 | 0 | 0 | 0 | 0 | 0 | 0 | 0 | 0 | 0 | 0 | 0.17129860310728295 | 0 | 0 | 0 | 0 | 0 | 0 | 0.001 | 0.012162149996599163 | 0.02854976718454716 | OPTIMIZED | INSTALLED |  |  | node_1397793_007_15292569_625 | AN | 8100204
evchargingstation_load_220331855 |  | 0 | 0 | 0.92 | 0 | False | 0 | 0 | 0 | 0 | 0 | 0 | 0 | 0 | 0 | 0 | 0 | 0 | 0 | 0.041107465515414346 | 0 | 0 | 0 | 0 | 0 | 0 | 0.001 | 0.002918617831611966 | 0.006851244252569057 | OPTIMIZED | INSTALLED |  |  | node_1397696_504_15292811_748 | AN | 8100204
evchargingstation_load_220331862 |  | 0 | 0 | 0.92 | 0 | False | 0 | 0 | 0 | 0 | 0 | 0 | 0 | 0 | 0 | 0 | 0 | 0 | 0 | 0.2228291582006663 | 0 | 0 | 0 | 0 | 0 | 0 | 0.001 | 0.015820804063819596 | 0.03713819303344438 | OPTIMIZED | INSTALLED |  |  | node_1398515_065_15292350_402 | AN | 8100204
evchargingstation_load_220331863 |  | 0 | 0 | 0.92 | 0 | False | 0 | 0 | 0 | 0 | 0 | 0 | 0 | 0 | 0 | 0 | 0 | 0 | 0 | 0.10220626686886128 | 0 | 0 | 0 | 0 | 0 | 0 | 0.001 | 0.00725661439773302 | 0.01703437781147688 | OPTIMIZED | INSTALLED |  |  | node_1398520_569_15292887_202 | AN | 8100204
evchargingstation_load_220331869 |  | 0 | 0 | 0.92 | 0 | False | 0 | 0 | 0 | 0 | 0 | 0 | 0 | 0 | 0 | 0 | 0 | 0 | 0 | 0.11915316071505543 | 0 | 0 | 0 | 0 | 0 | 0 | 0.001 | 0.00845983900059251 | 0.019858860119175904 | OPTIMIZED | INSTALLED |  |  | node_1399151_452_15290422_504 | AN | 8100204
evchargingstation_load_220331870 |  | 0 | 0 | 0.92 | 0 | False | 0 | 0 | 0 | 0 | 0 | 0 | 0 | 0 | 0 | 0 | 0 | 0 | 0 | 0.15195214907047722 | 0 | 0 | 0 | 0 | 0 | 0 | 0.001 | 0.010788557314523436 | 0.02532535817841287 | OPTIMIZED | INSTALLED |  |  | node_1399166_582_15289746_119 | AN | 8100204
evchargingstation_load_220331871 |  | 0 | 0 | 0.92 | 0 | False | 0 | 0 | 0 | 0 | 0 | 0 | 0 | 0 | 0 | 0 | 0 | 0 | 0 | 0.0351535567924594 | 0 | 0 | 0 | 0 | 0 | 0 | 0.001 | 0.002495892186938564 | 0.005858926132076566 | OPTIMIZED | INSTALLED |  |  | node_1399479_755_15289008_26 | AN | 8100204
evchargingstation_load_220331872 |  | 0 | 0 | 0.92 | 0 | False | 0 | 0 | 0 | 0 | 0 | 0 | 0 | 0 | 0 | 0 | 0 | 0 | 0 | 0.09707720696142905 | 0 | 0 | 0 | 0 | 0 | 0 | 0.001 | 0.006892452671803138 | 0.01617953449357151 | OPTIMIZED | INSTALLED |  |  | node_1399234_075_15288991_772 | AN | 8100204
evchargingstation_load_220331873 |  | 0 | 0 | 0.92 | 0 | False | 0 | 0 | 0 | 0 | 0 | 0 | 0 | 0 | 0 | 0 | 0 | 0 | 0 | 0.029784540865966026 | 0 | 0 | 0 | 0 | 0 | 0 | 0.001 | 0.0021146936530870596 | 0.004964090144327671 | OPTIMIZED | INSTALLED |  |  | node_1398862_146_15288818_833 | AN | 8100204
evchargingstation_load_220331874 |  | 0 | 0 | 0.92 | 0 | False | 0 | 0 | 0 | 0 | 0 | 0 | 0 | 0 | 0 | 0 | 0 | 0 | 0 | 0.18625086254503126 | 0 | 0 | 0 | 0 | 0 | 0 | 0.001 | 0.013223755764754154 | 0.031041810424171878 | OPTIMIZED | INSTALLED |  |  | node_1399106_214_15290753_725 | AN | 8100204
evchargingstation_load_220331875 |  | 0 | 0 | 0.92 | 0 | False | 0 | 0 | 0 | 0 | 0 | 0 | 0 | 0 | 0 | 0 | 0 | 0 | 0 | 0.044646816796566395 | 0 | 0 | 0 | 0 | 0 | 0 | 0.001 | 0.0031699106616662662 | 0.007441136132761066 | OPTIMIZED | INSTALLED |  |  | node_1399713_473_15290583_98 | AN | 8100204
evchargingstation_load_220331877 |  | 0 | 0 | 0.92 | 0 | False | 0 | 0 | 0 | 0 | 0 | 0 | 0 | 0 | 0 | 0 | 0 | 0 | 0 | 0.1713136003584743 | 0 | 0 | 0 | 0 | 0 | 0 | 0.001 | 0.012163214732002029 | 0.02855226672641238 | OPTIMIZED | INSTALLED |  |  | node_1400163_291_15290434_34 | AN | 8100204
evchargingstation_load_220331878 |  | 0 | 0 | 0.92 | 0 | False | 0 | 0 | 0 | 0 | 0 | 0 | 0 | 0 | 0 | 0 | 0 | 0 | 0 | 0.13620503531958886 | 0 | 0 | 0 | 0 | 0 | 0 | 0.001 | 0.009670517098430654 | 0.022700839219931476 | OPTIMIZED | INSTALLED |  |  | node_1400422_056_15289864_84 | AN | 8100204
evchargingstation_load_220331880 |  | 0 | 0 | 0.92 | 0 | False | 0 | 0 | 0 | 0 | 0 | 0 | 0 | 0 | 0 | 0 | 0 | 0 | 0 | 0.11540384791722486 | 0 | 0 | 0 | 0 | 0 | 0 | 0.001 | 0.008193638833422319 | 0.01923397465287081 | OPTIMIZED | INSTALLED |  |  | node_1399972_374_15290881_695 | AN | 8100204
evchargingstation_load_220331881 |  | 0 | 0 | 0.92 | 0 | False | 0 | 0 | 0 | 0 | 0 | 0 | 0 | 0 | 0 | 0 | 0 | 0 | 0 | 0.09925180838417078 | 0 | 0 | 0 | 0 | 0 | 0 | 0.001 | 0.007046849025659209 | 0.016541968064028464 | OPTIMIZED | INSTALLED |  |  | node_1399870_793_15290099_835 | AN | 8100204
evchargingstation_load_220331882 |  | 0 | 0 | 0.92 | 0 | False | 0 | 0 | 0 | 0 | 0 | 0 | 0 | 0 | 0 | 0 | 0 | 0 | 0 | 0.1447234739962599 | 0 | 0 | 0 | 0 | 0 | 0 | 0.001 | 0.010275323606068996 | 0.02412057899937665 | OPTIMIZED | INSTALLED |  |  | node_1400093_791_15289689_322 | AN | 8100204
evchargingstation_load_220331883 |  | 0 | 0 | 0.92 | 0 | False | 0 | 0 | 0 | 0 | 0 | 0 | 0 | 0 | 0 | 0 | 0 | 0 | 0 | 0.20523738255324525 | 0 | 0 | 0 | 0 | 0 | 0 | 0.001 | 0.014571793061368151 | 0.03420623042554088 | OPTIMIZED | INSTALLED |  |  | node_1399650_056_15292247_481 | AN | 8100204
evchargingstation_load_220331900 |  | 0 | 0 | 0.92 | 0 | False | 0 | 0 | 0 | 0 | 0 | 0 | 0 | 0 | 0 | 0 | 0 | 0 | 0 | 0.12141774564494508 | 0 | 0 | 0 | 0 | 0 | 0 | 0.001 | 0.008620623766865775 | 0.02023629094082418 | OPTIMIZED | INSTALLED |  |  | node_1400697_015_15290541_299 | AN | 8100204
evchargingstation_load_220331902 |  | 0 | 0 | 0.92 | 0 | False | 0 | 0 | 0 | 0 | 0 | 0 | 0 | 0 | 0 | 0 | 0 | 0 | 0 | 0.07221926311181238 | 0 | 0 | 0 | 0 | 0 | 0 | 0.001 | 0.005127546295969388 | 0.01203654385196873 | OPTIMIZED | INSTALLED |  |  | node_1400886_54_15291358_447 | AN | 8100204
evchargingstation_load_220331903 |  | 0 | 0 | 0.92 | 0 | False | 0 | 0 | 0 | 0 | 0 | 0 | 0 | 0 | 0 | 0 | 0 | 0 | 0 | 0.07221926311181238 | 0 | 0 | 0 | 0 | 0 | 0 | 0.001 | 0.005127546295969388 | 0.01203654385196873 | OPTIMIZED | INSTALLED |  |  | node_1400867_135_15291352_786 | AN | 8100204
evchargingstation_load_220331907 |  | 0 | 0 | 0.92 | 0 | False | 0 | 0 | 0 | 0 | 0 | 0 | 0 | 0 | 0 | 0 | 0 | 0 | 0 | 0.03720818020567055 | 0 | 0 | 0 | 0 | 0 | 0 | 0.001 | 0.002641769616095934 | 0.006201363367611758 | OPTIMIZED | INSTALLED |  |  | node_1401549_908_15291120_438 | AN | 8100204
evchargingstation_load_220331910 |  | 0 | 0 | 0.92 | 0 | False | 0 | 0 | 0 | 0 | 0 | 0 | 0 | 0 | 0 | 0 | 0 | 0 | 0 | 0.004544167110970648 | 0 | 0 | 0 | 0 | 0 | 0 | 0.001 | 0.00032263461510798335 | 0.0007573611851617746 | OPTIMIZED | INSTALLED |  |  | node_1402206_698_15291206_169 | AN | 8100204
evchargingstation_load_220331911 |  | 0 | 0 | 0.92 | 0 | False | 0 | 0 | 0 | 0 | 0 | 0 | 0 | 0 | 0 | 0 | 0 | 0 | 0 | 0.022450885033409435 | 0 | 0 | 0 | 0 | 0 | 0 | 0.001 | 0.0015940061024953774 | 0.003741814172234906 | OPTIMIZED | INSTALLED |  |  | node_1401160_776_15290788_87 | AN | 8100204
evchargingstation_load_220331912 |  | 0 | 0 | 0.92 | 0 | False | 0 | 0 | 0 | 0 | 0 | 0 | 0 | 0 | 0 | 0 | 0 | 0 | 0 | 0.05541484315193579 | 0 | 0 | 0 | 0 | 0 | 0 | 0.001 | 0.003934437547333598 | 0.009235807191989298 | OPTIMIZED | INSTALLED |  |  | node_1401377_434_15290924_101 | AN | 8100204
evchargingstation_load_220331913 |  | 0 | 0 | 0.92 | 0 | False | 0 | 0 | 0 | 0 | 0 | 0 | 0 | 0 | 0 | 0 | 0 | 0 | 0 | 0.11813334763404552 | 0 | 0 | 0 | 0 | 0 | 0 | 0.001 | 0.008387432480135962 | 0.01968889127234092 | OPTIMIZED | INSTALLED |  |  | node_1401257_726_15290526_302 | AN | 8100204
evchargingstation_load_220332596 |  | 0 | 0 | 0.92 | 0 | False | 0 | 0 | 0 | 0 | 0 | 0 | 0 | 0 | 0 | 0 | 0 | 0 | 0 | 0.015642132992549126 | 0 | 0 | 0 | 0 | 0 | 0 | 0.001 | 0.0011105867211141315 | 0.0026070221654248544 | OPTIMIZED | INSTALLED |  |  | node_1399671_478_15290157_59 | AN | 8100204
evchargingstation_load_220332597 |  | 0 | 0 | 0.92 | 0 | False | 0 | 0 | 0 | 0 | 0 | 0 | 0 | 0 | 0 | 0 | 0 | 0 | 0 | 0.01567212749493177 | 0 | 0 | 0 | 0 | 0 | 0 | 0.001 | 0.0011127165390784545 | 0.0026120212491552953 | OPTIMIZED | INSTALLED |  |  | node_1399537_693_15290098_752 | AN | 8100204
evchargingstation_load_220332776 |  | 0 | 0 | 0.92 | 0 | False | 0 | 0 | 0 | 0 | 0 | 0 | 0 | 0 | 0 | 0 | 0 | 0 | 0 | 0.038767894329568064 | 0 | 0 | 0 | 0 | 0 | 0 | 0.001 | 0.0027525090411657837 | 0.006461315721594678 | OPTIMIZED | INSTALLED |  |  | node_1398106_726_15293352_295 | AN | 8100204
evchargingstation_load_220332783 |  | 0 | 0 | 0.92 | 0 | False | 0 | 0 | 0 | 0 | 0 | 0 | 0 | 0 | 0 | 0 | 0 | 0 | 0 | 0.014217394129373513 | 0 | 0 | 0 | 0 | 0 | 0 | 0.001 | 0.0010094306089872553 | 0.002369565688228919 | OPTIMIZED | INSTALLED |  |  | node_1399107_512_15292307_833 | AN | 8100204
evchargingstation_load_220332838 |  | 0 | 0 | 0.92 | 0 | False | 0 | 0 | 0 | 0 | 0 | 0 | 0 | 0 | 0 | 0 | 0 | 0 | 0 | 0.01645198455688053 | 0 | 0 | 0 | 0 | 0 | 0 | 0.001 | 0.0011680859044547872 | 0.002741997426146755 | OPTIMIZED | INSTALLED |  |  | node_1397226_547_15291383_205 | AN | 8100204
evchargingstation_load_220332947 |  | 0 | 0 | 0.92 | 0 | False | 0 | 0 | 0 | 0 | 0 | 0 | 0 | 0 | 0 | 0 | 0 | 0 | 0 | 0.0076186036051917125 | 0 | 0 | 0 | 0 | 0 | 0 | 0.001 | 0.0005409185647219019 | 0.001269767267531952 | OPTIMIZED | INSTALLED |  |  | node_1397198_055_15291186_185 | CN | 8100204
evchargingstation_load_220332979 |  | 0 | 0 | 0.92 | 0 | False | 0 | 0 | 0 | 0 | 0 | 0 | 0 | 0 | 0 | 0 | 0 | 0 | 0 | 0.1508423524823194 | 0 | 0 | 0 | 0 | 0 | 0 | 0.001 | 0.010709762034491102 | 0.025140392080386566 | OPTIMIZED | INSTALLED |  |  | node_1399642_844_15289665_16 | AN | 8100204
evchargingstation_load_220334272 |  | 0 | 0 | 0.92 | 0 | False | 0 | 0 | 0 | 0 | 0 | 0 | 0 | 0 | 0 | 0 | 0 | 0 | 0 | 0.012777658015006573 | 0 | 0 | 0 | 0 | 0 | 0 | 0.001 | 0.0009072097614575134 | 0.002129609669167762 | OPTIMIZED | INSTALLED |  |  | node_1399772_565_15288799_038 | AN | 8100204
evchargingstation_load_220334273 |  | 0 | 0 | 0.92 | 0 | False | 0 | 0 | 0 | 0 | 0 | 0 | 0 | 0 | 0 | 0 | 0 | 0 | 0 | 0 | 0 | 0 | 0 | 0 | 0 | 0 | 0.001 | 0 | 0 | OPTIMIZED | INSTALLED |  |  | node_1399840_165_15288680_582 | AN | 8100204
evchargingstation_load_220334274 |  | 0 | 0 | 0.92 | 0 | False | 0 | 0 | 0 | 0 | 0 | 0 | 0 | 0 | 0 | 0 | 0 | 0 | 0 | 0.07398144012679275 | 0 | 0 | 0 | 0 | 0 | 0 | 0.001 | 0.005252660169715809 | 0.012330240021132125 | OPTIMIZED | INSTALLED |  |  | node_1400625_19_15289406_255 | AN | 8100204
evchargingstation_load_220334277 |  | 0 | 0 | 0.92 | 0 | False | 0 | 0 | 0 | 0 | 0 | 0 | 0 | 0 | 0 | 0 | 0 | 0 | 0 | 0.015087234698470202 | 0 | 0 | 0 | 0 | 0 | 0 | 0.001 | 0.0010711890810979649 | 0.0025145391164117003 | OPTIMIZED | INSTALLED |  |  | node_1401010_226_15288655_469 | AN | 8100204
evchargingstation_load_220334280 |  | 0 | 0 | 0.92 | 0 | False | 0 | 0 | 0 | 0 | 0 | 0 | 0 | 0 | 0 | 0 | 0 | 0 | 0 | 0.1660645624415115 | 0 | 0 | 0 | 0 | 0 | 0 | 0.001 | 0.011790534428532042 | 0.02767742707358525 | OPTIMIZED | INSTALLED |  |  | node_1400249_888_15289210_256 | AN | 8100204
evchargingstation_load_220334281 |  | 0 | 0 | 0.92 | 0 | False | 0 | 0 | 0 | 0 | 0 | 0 | 0 | 0 | 0 | 0 | 0 | 0 | 0 | 0.2540234406786166 | 0 | 0 | 0 | 0 | 0 | 0 | 0.001 | 0.018035588746472073 | 0.04233724011310277 | OPTIMIZED | INSTALLED |  |  | node_1400439_308_15288720_55 | AN | 8100204
evchargingstation_load_220334283 |  | 0 | 0 | 0.92 | 0 | False | 0 | 0 | 0 | 0 | 0 | 0 | 0 | 0 | 0 | 0 | 0 | 0 | 0 | 0.040987487505883755 | 0 | 0 | 0 | 0 | 0 | 0 | 0.001 | 0.002910099254071858 | 0.006831247917647293 | OPTIMIZED | INSTALLED |  |  | node_1401933_75_15290199_416 | AN | 8100204
evchargingstation_load_220334588 |  | 0 | 0 | 0.92 | 0 | False | 0 | 0 | 0 | 0 | 0 | 0 | 0 | 0 | 0 | 0 | 0 | 0 | 0 | 0.009133325975515262 | 0 | 0 | 0 | 0 | 0 | 0 | 0.001 | 0.0006484634364245629 | 0.0015222209959192103 | OPTIMIZED | INSTALLED |  |  | node_1401993_742_15290542_781 | AN | 8100204
evchargingstation_load_220466250 |  | 0 | 0 | 0.92 | 0 | False | 0 | 0 | 0 | 0 | 0 | 0 | 0 | 0 | 0 | 0 | 0 | 0 | 0 | 0.04637150068356846 | 0 | 0 | 0 | 0 | 0 | 0 | 0.001 | 0.00329236287048482 | 0.00772858344726141 | OPTIMIZED | INSTALLED |  |  | node_1400719_149_15289182_137 | AN | 8100204
evchargingstation_load_220491004 |  | 0 | 0 | 0.92 | 0 | False | 0 | 0 | 0 | 0 | 0 | 0 | 0 | 0 | 0 | 0 | 0 | 0 | 0 | 0.36009899835483905 | 0 | 0 | 0 | 0 | 0 | 0 | 0.001 | 0.025566921888915396 | 0.060016499725806506 | OPTIMIZED | INSTALLED |  |  | node_1397506_498_15292066_253 | AN | 8100204
evchargingstation_load_220518630 |  | 0 | 0 | 0.92 | 0 | False | 0 | 0 | 0 | 0 | 0 | 0 | 0 | 0 | 0 | 0 | 0 | 0 | 0 | 0.08444952145833569 | 0 | 0 | 0 | 0 | 0 | 0 | 0.001 | 0.005995890958691463 | 0.014074920243055948 | OPTIMIZED | INSTALLED |  |  | node_1399533_281_15291531_084 | AN | 8100204
evchargingstation_load_220584012 |  | 0 | 0 | 0.92 | 0 | False | 0 | 0 | 0 | 0 | 0 | 0 | 0 | 0 | 0 | 0 | 0 | 0 | 0 | 0.09850194582460467 | 0 | 0 | 0 | 0 | 0 | 0 | 0.001 | 0.006993608783930015 | 0.016416990970767445 | OPTIMIZED | INSTALLED |  |  | node_1400758_654_15289626_724 | AN | 8100204
evchargingstation_load_220648397 |  | 0 | 0 | 0.92 | 0 | False | 0 | 0 | 0 | 0 | 0 | 0 | 0 | 0 | 0 | 0 | 0 | 0 | 0 | 0.004139241328804947 | 0 | 0 | 0 | 0 | 0 | 0 | 0.001 | 0.00029388502343765554 | 0.0006898735548008244 | OPTIMIZED | INSTALLED |  |  | node_1399682_22_15291870_633 | AN | 8100204
evchargingstation_load_310017059 |  | 0 | 0 | 0.92 | 0 | False | 0 | 0 | 0 | 0 | 0 | 0 | 0 | 0 | 0 | 0 | 0 | 0 | 0 | 0.05754445282110354 | 0 | 0 | 0 | 0 | 0 | 0 | 0.001 | 0.004085639000663888 | 0.009590742136850591 | OPTIMIZED | INSTALLED |  |  | node_1400001_142_15291139_009 | AN | 8100204

## Fuse
Name | GroupId | MeanReplacementTime | PhaseAStatus | PhaseBStatus | PhaseCStatus | RepairDistributionType | CurrentLimit | CurrentInAReal | CurrentInAImag | CurrentInA | CurrentInBReal | CurrentInBImag | CurrentInB | CurrentInCReal | CurrentInCImag | CurrentInC | CurrentOutAReal | CurrentOutAImag | CurrentOutA | CurrentOutBReal | CurrentOutBImag | CurrentOutB | CurrentOutCReal | CurrentOutCImag | CurrentOutC | ActivePowerInA | ReactivePowerInA | PowerInA | ActivePowerInB | ReactivePowerInB | PowerInB | ActivePowerInC | ReactivePowerInC | PowerInC | ActivePowerOutA | ReactivePowerOutA | PowerOutA | ActivePowerOutB | ReactivePowerOutB | PowerOutB | ActivePowerOutC | ReactivePowerOutC | PowerOutC | Status | From | To | Length | Phases | Feeder | Comments
fuse_220382378 |  | 0 | GOOD | GOOD | GOOD | NONE | 150 | 0 | 0 | 0+0j | 0 | 0 | 0+0j | 0 | 0 | 0+0j | 0 | 0 | 0+0j | 0 | 0 | 0+0j | 0 | 0 | 0+0j | 0 | 0 | 0+0j | 0 | 0 | 0+0j | 0 | 0 | 0+0j | 0 | 0 | 0+0j | 0 | 0 | 0+0j | 0 | 0 | 0+0j | OPEN | node_intto1_8100204_200819548 | node_8100204_200819548 | 0 | AD | 8100204
fuse_220382420 |  | 0 | GOOD | GOOD | GOOD | NONE | 100 | 0 | 0 | 0+0j | 0 | 0 | 0+0j | 0 | 0 | 0+0j | 0 | 0 | 0+0j | 0 | 0 | 0+0j | 0 | 0 | 0+0j | 0 | 0 | 0+0j | 0 | 0 | 0+0j | 0 | 0 | 0+0j | 0 | 0 | 0+0j | 0 | 0 | 0+0j | 0 | 0 | 0+0j | OPEN | node_intto1_8100204_200815588 | node_8100204_200815588 | 0 | ABCD | 8100204
fuse_220382428 |  | 0 | GOOD | GOOD | GOOD | NONE | 150 | 0 | 0 | 0+0j | 0 | 0 | 0+0j | 0 | 0 | 0+0j | 0 | 0 | 0+0j | 0 | 0 | 0+0j | 0 | 0 | 0+0j | 0 | 0 | 0+0j | 0 | 0 | 0+0j | 0 | 0 | 0+0j | 0 | 0 | 0+0j | 0 | 0 | 0+0j | 0 | 0 | 0+0j | OPEN | node_intto1_8100204_200811439 | node_8100204_200811439 | 0 | ABCD | 8100204
fuse_220382433 |  | 0 | GOOD | GOOD | GOOD | NONE | 140 | 0 | 0 | 0+0j | 0 | 0 | 0+0j | 0 | 0 | 0+0j | 0 | 0 | 0+0j | 0 | 0 | 0+0j | 0 | 0 | 0+0j | 0 | 0 | 0+0j | 0 | 0 | 0+0j | 0 | 0 | 0+0j | 0 | 0 | 0+0j | 0 | 0 | 0+0j | 0 | 0 | 0+0j | OPEN | node_intto1_8100204_200814849 | node_8100204_200814849 | 0 | ABCD | 8100204
fuse_220383120 |  | 0 | GOOD | GOOD | GOOD | NONE | 80 | 0 | 0 | 0+0j | 0 | 0 | 0+0j | 0 | 0 | 0+0j | 0 | 0 | 0+0j | 0 | 0 | 0+0j | 0 | 0 | 0+0j | 0 | 0 | 0+0j | 0 | 0 | 0+0j | 0 | 0 | 0+0j | 0 | 0 | 0+0j | 0 | 0 | 0+0j | 0 | 0 | 0+0j | OPEN | node_intto1_8100204_200805308 | node_8100204_200805308 | 0 | ABCN | 8100204
fuse_220383127 |  | 0 | GOOD | GOOD | GOOD | NONE | 85 | 0 | 0 | 0+0j | 0 | 0 | 0+0j | 0 | 0 | 0+0j | 0 | 0 | 0+0j | 0 | 0 | 0+0j | 0 | 0 | 0+0j | 0 | 0 | 0+0j | 0 | 0 | 0+0j | 0 | 0 | 0+0j | 0 | 0 | 0+0j | 0 | 0 | 0+0j | 0 | 0 | 0+0j | OPEN | node_intto1_8100204_200811555 | node_8100204_200811555 | 0 | ABCD | 8100204
fuse_220383130 |  | 0 | GOOD | GOOD | GOOD | NONE | 85 | 0 | 0 | 0+0j | 0 | 0 | 0+0j | 0 | 0 | 0+0j | 0 | 0 | 0+0j | 0 | 0 | 0+0j | 0 | 0 | 0+0j | 0 | 0 | 0+0j | 0 | 0 | 0+0j | 0 | 0 | 0+0j | 0 | 0 | 0+0j | 0 | 0 | 0+0j | 0 | 0 | 0+0j | OPEN | node_intto1_8100204_200811814 | node_8100204_200811814 | 0 | AD | 8100204
fuse_220383133 |  | 0 | GOOD | GOOD | GOOD | NONE | 40 | 0 | 0 | 0+0j | 0 | 0 | 0+0j | 0 | 0 | 0+0j | 0 | 0 | 0+0j | 0 | 0 | 0+0j | 0 | 0 | 0+0j | 0 | 0 | 0+0j | 0 | 0 | 0+0j | 0 | 0 | 0+0j | 0 | 0 | 0+0j | 0 | 0 | 0+0j | 0 | 0 | 0+0j | OPEN | node_intto1_220383133 | node_220383133 | 0 | AD | 8100204
fuse_220383134 |  | 0 | GOOD | GOOD | GOOD | NONE | 150 | 0 | 0 | 0+0j | 0 | 0 | 0+0j | 0 | 0 | 0+0j | 0 | 0 | 0+0j | 0 | 0 | 0+0j | 0 | 0 | 0+0j | 0 | 0 | 0+0j | 0 | 0 | 0+0j | 0 | 0 | 0+0j | 0 | 0 | 0+0j | 0 | 0 | 0+0j | 0 | 0 | 0+0j | OPEN | node_intto1_8100204_200811688 | node_8100204_200811688 | 0 | ABCD | 8100204
fuse_220383136 |  | 0 | GOOD | GOOD | GOOD | NONE | 100 | 0 | 0 | 0+0j | 0 | 0 | 0+0j | 0 | 0 | 0+0j | 0 | 0 | 0+0j | 0 | 0 | 0+0j | 0 | 0 | 0+0j | 0 | 0 | 0+0j | 0 | 0 | 0+0j | 0 | 0 | 0+0j | 0 | 0 | 0+0j | 0 | 0 | 0+0j | 0 | 0 | 0+0j | OPEN | node_intto1_8100204_200811582 | node_8100204_200811582 | 0 | AD | 8100204
fuse_220383137 |  | 0 | GOOD | GOOD | GOOD | NONE | 30 | 0 | 0 | 0+0j | 0 | 0 | 0+0j | 0 | 0 | 0+0j | 0 | 0 | 0+0j | 0 | 0 | 0+0j | 0 | 0 | 0+0j | 0 | 0 | 0+0j | 0 | 0 | 0+0j | 0 | 0 | 0+0j | 0 | 0 | 0+0j | 0 | 0 | 0+0j | 0 | 0 | 0+0j | OPEN | node_intto1_8100204_200811412 | node_8100204_200811412 | 0 | ABCN | 8100204
fuse_220383139 |  | 0 | GOOD | GOOD | GOOD | NONE | 400 | 0 | 0 | 0+0j | 0 | 0 | 0+0j | 0 | 0 | 0+0j | 0 | 0 | 0+0j | 0 | 0 | 0+0j | 0 | 0 | 0+0j | 0 | 0 | 0+0j | 0 | 0 | 0+0j | 0 | 0 | 0+0j | 0 | 0 | 0+0j | 0 | 0 | 0+0j | 0 | 0 | 0+0j | OPEN | node_intto1_8100204_200811539 | node_8100204_200811539 | 0 | ABCD | 8100204
fuse_220383145 |  | 0 | GOOD | GOOD | GOOD | NONE | 30 | 0 | 0 | 0+0j | 0 | 0 | 0+0j | 0 | 0 | 0+0j | 0 | 0 | 0+0j | 0 | 0 | 0+0j | 0 | 0 | 0+0j | 0 | 0 | 0+0j | 0 | 0 | 0+0j | 0 | 0 | 0+0j | 0 | 0 | 0+0j | 0 | 0 | 0+0j | 0 | 0 | 0+0j | OPEN | node_intto1_8100204_200811619 | node_8100204_200811619 | 0 | ABCD | 8100204
fuse_312036476 |  | 0 | GOOD | GOOD | GOOD | NONE | 300 | 0 | 0 | 0+0j | 0 | 0 | 0+0j | 0 | 0 | 0+0j | 0 | 0 | 0+0j | 0 | 0 | 0+0j | 0 | 0 | 0+0j | 0 | 0 | 0+0j | 0 | 0 | 0+0j | 0 | 0 | 0+0j | 0 | 0 | 0+0j | 0 | 0 | 0+0j | 0 | 0 | 0+0j | OPEN | node_intto1_8100204_200815378 | node_8100204_200815378 | 0 | ABCD | 8100204

## Generator
Name | GroupId | ColdStartupCost | ColdStartupTime | HotStartupCost | HotStartupStatus | ShutdownCost | CommitmentStatus | ConstructionTime | CalendarLife | YearOfInstallation | ReactivePower | ActivePower | MaxPowerOutput | MinPowerOutput | MinimumDowntime | MinimumUptime | NoLoadCost | NonSpinningReserve | SpinningReserve | OperatingReserve | RampUpLimit | RampDownLimit | StartupCapability | ShutdownCapability | ShutdownStatus | StartupStatus | CapitalCost | FixedOperatingCost | VariableOperatingCost | MaxReactivePower | MaxActivePower | OutputSchedule | PlanningStatus | UnitType | UnitSubtype | ParentNode | Phases | Feeder | Comments
generator_load_220330620 |  | 0 | 0 | 0 | 0 | 0 | False | 0 | 0 | 0 | 0 | 0 | 0 | 0 | 0 | 0 | 0 | 0 | 0 | 0 | 0 | 0 | 0 | 0 | False | False | 0 | 0 | 0.19 | 0.003968511163176845 | 0.00931579253167635 | OPTIMIZED | INSTALLED | natural_gas |  | node_1399574_303_15292607_108 | AN | 8100204
generator_load_220330621 |  | 0 | 0 | 0 | 0 | 0 | False | 0 | 0 | 0 | 0 | 0 | 0 | 0 | 0 | 0 | 0 | 0 | 0 | 0 | 0 | 0 | 0 | 0 | False | False | 0 | 0 | 0.19 | 0.0067646767859702575 | 0.015879589469745062 | OPTIMIZED | INSTALLED | natural_gas |  | node_1399912_503_15292973_868 | AN | 8100204
generator_load_220331822 |  | 0 | 0 | 0 | 0 | 0 | False | 0 | 0 | 0 | 0 | 0 | 0 | 0 | 0 | 0 | 0 | 0 | 0 | 0 | 0 | 0 | 0 | 0 | False | False | 0 | 0 | 0.19 | 0.005550804481923519 | 0.013030111743393831 | OPTIMIZED | INSTALLED | natural_gas |  | node_1397036_027_15291903_528 | AN | 8100204
generator_load_220331827 |  | 0 | 0 | 0 | 0 | 0 | False | 0 | 0 | 0 | 0 | 0 | 0 | 0 | 0 | 0 | 0 | 0 | 0 | 0 | 0 | 0 | 0 | 0 | False | False | 0 | 0 | 0.19 | 0.002995283293679976 | 0.007031211266864923 | OPTIMIZED | INSTALLED | natural_gas |  | node_1399173_661_15292018_892 | AN | 8100204
generator_load_220331833 |  | 0 | 0 | 0 | 0 | 0 | False | 0 | 0 | 0 | 0 | 0 | 0 | 0 | 0 | 0 | 0 | 0 | 0 | 0 | 0 | 0 | 0 | 0 | False | False | 0 | 0 | 0.19 | 0.00040462410134891284 | 0.0009498259087837437 | OPTIMIZED | INSTALLED | natural_gas |  | node_1397272_69_15292271_561 | AN | 8100204
generator_load_220331852 |  | 0 | 0 | 0 | 0 | 0 | False | 0 | 0 | 0 | 0 | 0 | 0 | 0 | 0 | 0 | 0 | 0 | 0 | 0 | 0 | 0 | 0 | 0 | False | False | 0 | 0 | 0.19 | 0.005156828081761853 | 0.01210528125326229 | OPTIMIZED | INSTALLED | natural_gas |  | node_1397461_598_15292494_491 | AN | 8100204
generator_load_220331853 |  | 0 | 0 | 0 | 0 | 0 | False | 0 | 0 | 0 | 0 | 0 | 0 | 0 | 0 | 0 | 0 | 0 | 0 | 0 | 0 | 0 | 0 | 0 | False | False | 0 | 0 | 0.19 | 0.0018655302938384902 | 0.004379197347866103 | OPTIMIZED | INSTALLED | natural_gas |  | node_1397822_834_15292485_842 | AN | 8100204
generator_load_220331854 |  | 0 | 0 | 0 | 0 | 0 | False | 0 | 0 | 0 | 0 | 0 | 0 | 0 | 0 | 0 | 0 | 0 | 0 | 0 | 0 | 0 | 0 | 0 | False | False | 0 | 0 | 0.19 | 0.012162149996599163 | 0.02854976718454716 | OPTIMIZED | INSTALLED | natural_gas |  | node_1397793_007_15292569_625 | AN | 8100204
generator_load_220331855 |  | 0 | 0 | 0 | 0 | 0 | False | 0 | 0 | 0 | 0 | 0 | 0 | 0 | 0 | 0 | 0 | 0 | 0 | 0 | 0 | 0 | 0 | 0 | False | False | 0 | 0 | 0.19 | 0.002918617831611966 | 0.006851244252569057 | OPTIMIZED | INSTALLED | natural_gas |  | node_1397696_504_15292811_748 | AN | 8100204
generator_load_220331862 |  | 0 | 0 | 0 | 0 | 0 | False | 0 | 0 | 0 | 0 | 0 | 0 | 0 | 0 | 0 | 0 | 0 | 0 | 0 | 0 | 0 | 0 | 0 | False | False | 0 | 0 | 0.19 | 0.015820804063819596 | 0.03713819303344438 | OPTIMIZED | INSTALLED | natural_gas |  | node_1398515_065_15292350_402 | AN | 8100204
generator_load_220331863 |  | 0 | 0 | 0 | 0 | 0 | False | 0 | 0 | 0 | 0 | 0 | 0 | 0 | 0 | 0 | 0 | 0 | 0 | 0 | 0 | 0 | 0 | 0 | False | False | 0 | 0 | 0.19 | 0.00725661439773302 | 0.01703437781147688 | OPTIMIZED | INSTALLED | natural_gas |  | node_1398520_569_15292887_202 | AN | 8100204
generator_load_220331869 |  | 0 | 0 | 0 | 0 | 0 | False | 0 | 0 | 0 | 0 | 0 | 0 | 0 | 0 | 0 | 0 | 0 | 0 | 0 | 0 | 0 | 0 | 0 | False | False | 0 | 0 | 0.19 | 0.00845983900059251 | 0.019858860119175904 | OPTIMIZED | INSTALLED | natural_gas |  | node_1399151_452_15290422_504 | AN | 8100204
generator_load_220331870 |  | 0 | 0 | 0 | 0 | 0 | False | 0 | 0 | 0 | 0 | 0 | 0 | 0 | 0 | 0 | 0 | 0 | 0 | 0 | 0 | 0 | 0 | 0 | False | False | 0 | 0 | 0.19 | 0.010788557314523436 | 0.02532535817841287 | OPTIMIZED | INSTALLED | natural_gas |  | node_1399166_582_15289746_119 | AN | 8100204
generator_load_220331871 |  | 0 | 0 | 0 | 0 | 0 | False | 0 | 0 | 0 | 0 | 0 | 0 | 0 | 0 | 0 | 0 | 0 | 0 | 0 | 0 | 0 | 0 | 0 | False | False | 0 | 0 | 0.19 | 0.002495892186938564 | 0.005858926132076566 | OPTIMIZED | INSTALLED | natural_gas |  | node_1399479_755_15289008_26 | AN | 8100204
generator_load_220331872 |  | 0 | 0 | 0 | 0 | 0 | False | 0 | 0 | 0 | 0 | 0 | 0 | 0 | 0 | 0 | 0 | 0 | 0 | 0 | 0 | 0 | 0 | 0 | False | False | 0 | 0 | 0.19 | 0.006892452671803138 | 0.01617953449357151 | OPTIMIZED | INSTALLED | natural_gas |  | node_1399234_075_15288991_772 | AN | 8100204
generator_load_220331873 |  | 0 | 0 | 0 | 0 | 0 | False | 0 | 0 | 0 | 0 | 0 | 0 | 0 | 0 | 0 | 0 | 0 | 0 | 0 | 0 | 0 | 0 | 0 | False | False | 0 | 0 | 0.19 | 0.0021146936530870596 | 0.004964090144327671 | OPTIMIZED | INSTALLED | natural_gas |  | node_1398862_146_15288818_833 | AN | 8100204
generator_load_220331874 |  | 0 | 0 | 0 | 0 | 0 | False | 0 | 0 | 0 | 0 | 0 | 0 | 0 | 0 | 0 | 0 | 0 | 0 | 0 | 0 | 0 | 0 | 0 | False | False | 0 | 0 | 0.19 | 0.013223755764754154 | 0.031041810424171878 | OPTIMIZED | INSTALLED | natural_gas |  | node_1399106_214_15290753_725 | AN | 8100204
generator_load_220331875 |  | 0 | 0 | 0 | 0 | 0 | False | 0 | 0 | 0 | 0 | 0 | 0 | 0 | 0 | 0 | 0 | 0 | 0 | 0 | 0 | 0 | 0 | 0 | False | False | 0 | 0 | 0.19 | 0.0031699106616662662 | 0.007441136132761066 | OPTIMIZED | INSTALLED | natural_gas |  | node_1399713_473_15290583_98 | AN | 8100204
generator_load_220331877 |  | 0 | 0 | 0 | 0 | 0 | False | 0 | 0 | 0 | 0 | 0 | 0 | 0 | 0 | 0 | 0 | 0 | 0 | 0 | 0 | 0 | 0 | 0 | False | False | 0 | 0 | 0.19 | 0.012163214732002029 | 0.02855226672641238 | OPTIMIZED | INSTALLED | natural_gas |  | node_1400163_291_15290434_34 | AN | 8100204
generator_load_220331878 |  | 0 | 0 | 0 | 0 | 0 | False | 0 | 0 | 0 | 0 | 0 | 0 | 0 | 0 | 0 | 0 | 0 | 0 | 0 | 0 | 0 | 0 | 0 | False | False | 0 | 0 | 0.19 | 0.009670517098430654 | 0.022700839219931476 | OPTIMIZED | INSTALLED | natural_gas |  | node_1400422_056_15289864_84 | AN | 8100204
generator_load_220331880 |  | 0 | 0 | 0 | 0 | 0 | False | 0 | 0 | 0 | 0 | 0 | 0 | 0 | 0 | 0 | 0 | 0 | 0 | 0 | 0 | 0 | 0 | 0 | False | False | 0 | 0 | 0.19 | 0.008193638833422319 | 0.01923397465287081 | OPTIMIZED | INSTALLED | natural_gas |  | node_1399972_374_15290881_695 | AN | 8100204
generator_load_220331881 |  | 0 | 0 | 0 | 0 | 0 | False | 0 | 0 | 0 | 0 | 0 | 0 | 0 | 0 | 0 | 0 | 0 | 0 | 0 | 0 | 0 | 0 | 0 | False | False | 0 | 0 | 0.19 | 0.007046849025659209 | 0.016541968064028464 | OPTIMIZED | INSTALLED | natural_gas |  | node_1399870_793_15290099_835 | AN | 8100204
generator_load_220331882 |  | 0 | 0 | 0 | 0 | 0 | False | 0 | 0 | 0 | 0 | 0 | 0 | 0 | 0 | 0 | 0 | 0 | 0 | 0 | 0 | 0 | 0 | 0 | False | False | 0 | 0 | 0.19 | 0.010275323606068996 | 0.02412057899937665 | OPTIMIZED | INSTALLED | natural_gas |  | node_1400093_791_15289689_322 | AN | 8100204
generator_load_220331883 |  | 0 | 0 | 0 | 0 | 0 | False | 0 | 0 | 0 | 0 | 0 | 0 | 0 | 0 | 0 | 0 | 0 | 0 | 0 | 0 | 0 | 0 | 0 | False | False | 0 | 0 | 0.19 | 0.014571793061368151 | 0.03420623042554088 | OPTIMIZED | INSTALLED | natural_gas |  | node_1399650_056_15292247_481 | AN | 8100204
generator_load_220331900 |  | 0 | 0 | 0 | 0 | 0 | False | 0 | 0 | 0 | 0 | 0 | 0 | 0 | 0 | 0 | 0 | 0 | 0 | 0 | 0 | 0 | 0 | 0 | False | False | 0 | 0 | 0.19 | 0.008620623766865775 | 0.02023629094082418 | OPTIMIZED | INSTALLED | natural_gas |  | node_1400697_015_15290541_299 | AN | 8100204
generator_load_220331902 |  | 0 | 0 | 0 | 0 | 0 | False | 0 | 0 | 0 | 0 | 0 | 0 | 0 | 0 | 0 | 0 | 0 | 0 | 0 | 0 | 0 | 0 | 0 | False | False | 0 | 0 | 0.19 | 0.005127546295969388 | 0.01203654385196873 | OPTIMIZED | INSTALLED | natural_gas |  | node_1400886_54_15291358_447 | AN | 8100204
generator_load_220331903 |  | 0 | 0 | 0 | 0 | 0 | False | 0 | 0 | 0 | 0 | 0 | 0 | 0 | 0 | 0 | 0 | 0 | 0 | 0 | 0 | 0 | 0 | 0 | False | False | 0 | 0 | 0.19 | 0.005127546295969388 | 0.01203654385196873 | OPTIMIZED | INSTALLED | natural_gas |  | node_1400867_135_15291352_786 | AN | 8100204
generator_load_220331907 |  | 0 | 0 | 0 | 0 | 0 | False | 0 | 0 | 0 | 0 | 0 | 0 | 0 | 0 | 0 | 0 | 0 | 0 | 0 | 0 | 0 | 0 | 0 | False | False | 0 | 0 | 0.19 | 0.002641769616095934 | 0.006201363367611758 | OPTIMIZED | INSTALLED | natural_gas |  | node_1401549_908_15291120_438 | AN | 8100204
generator_load_220331910 |  | 0 | 0 | 0 | 0 | 0 | False | 0 | 0 | 0 | 0 | 0 | 0 | 0 | 0 | 0 | 0 | 0 | 0 | 0 | 0 | 0 | 0 | 0 | False | False | 0 | 0 | 0.19 | 0.00032263461510798335 | 0.0007573611851617746 | OPTIMIZED | INSTALLED | natural_gas |  | node_1402206_698_15291206_169 | AN | 8100204
generator_load_220331911 |  | 0 | 0 | 0 | 0 | 0 | False | 0 | 0 | 0 | 0 | 0 | 0 | 0 | 0 | 0 | 0 | 0 | 0 | 0 | 0 | 0 | 0 | 0 | False | False | 0 | 0 | 0.19 | 0.0015940061024953774 | 0.003741814172234906 | OPTIMIZED | INSTALLED | natural_gas |  | node_1401160_776_15290788_87 | AN | 8100204
generator_load_220331912 |  | 0 | 0 | 0 | 0 | 0 | False | 0 | 0 | 0 | 0 | 0 | 0 | 0 | 0 | 0 | 0 | 0 | 0 | 0 | 0 | 0 | 0 | 0 | False | False | 0 | 0 | 0.19 | 0.003934437547333598 | 0.009235807191989298 | OPTIMIZED | INSTALLED | natural_gas |  | node_1401377_434_15290924_101 | AN | 8100204
generator_load_220331913 |  | 0 | 0 | 0 | 0 | 0 | False | 0 | 0 | 0 | 0 | 0 | 0 | 0 | 0 | 0 | 0 | 0 | 0 | 0 | 0 | 0 | 0 | 0 | False | False | 0 | 0 | 0.19 | 0.008387432480135962 | 0.01968889127234092 | OPTIMIZED | INSTALLED | natural_gas |  | node_1401257_726_15290526_302 | AN | 8100204
generator_load_220332596 |  | 0 | 0 | 0 | 0 | 0 | False | 0 | 0 | 0 | 0 | 0 | 0 | 0 | 0 | 0 | 0 | 0 | 0 | 0 | 0 | 0 | 0 | 0 | False | False | 0 | 0 | 0.19 | 0.0011105867211141315 | 0.0026070221654248544 | OPTIMIZED | INSTALLED | natural_gas |  | node_1399671_478_15290157_59 | AN | 8100204
generator_load_220332597 |  | 0 | 0 | 0 | 0 | 0 | False | 0 | 0 | 0 | 0 | 0 | 0 | 0 | 0 | 0 | 0 | 0 | 0 | 0 | 0 | 0 | 0 | 0 | False | False | 0 | 0 | 0.19 | 0.0011127165390784545 | 0.0026120212491552953 | OPTIMIZED | INSTALLED | natural_gas |  | node_1399537_693_15290098_752 | AN | 8100204
generator_load_220332776 |  | 0 | 0 | 0 | 0 | 0 | False | 0 | 0 | 0 | 0 | 0 | 0 | 0 | 0 | 0 | 0 | 0 | 0 | 0 | 0 | 0 | 0 | 0 | False | False | 0 | 0 | 0.19 | 0.0027525090411657837 | 0.006461315721594678 | OPTIMIZED | INSTALLED | natural_gas |  | node_1398106_726_15293352_295 | AN | 8100204
generator_load_220332783 |  | 0 | 0 | 0 | 0 | 0 | False | 0 | 0 | 0 | 0 | 0 | 0 | 0 | 0 | 0 | 0 | 0 | 0 | 0 | 0 | 0 | 0 | 0 | False | False | 0 | 0 | 0.19 | 0.0010094306089872553 | 0.002369565688228919 | OPTIMIZED | INSTALLED | natural_gas |  | node_1399107_512_15292307_833 | AN | 8100204
generator_load_220332838 |  | 0 | 0 | 0 | 0 | 0 | False | 0 | 0 | 0 | 0 | 0 | 0 | 0 | 0 | 0 | 0 | 0 | 0 | 0 | 0 | 0 | 0 | 0 | False | False | 0 | 0 | 0.19 | 0.0011680859044547872 | 0.002741997426146755 | OPTIMIZED | INSTALLED | natural_gas |  | node_1397226_547_15291383_205 | AN | 8100204
generator_load_220332947 |  | 0 | 0 | 0 | 0 | 0 | False | 0 | 0 | 0 | 0 | 0 | 0 | 0 | 0 | 0 | 0 | 0 | 0 | 0 | 0 | 0 | 0 | 0 | False | False | 0 | 0 | 0.19 | 0.0005409185647219019 | 0.001269767267531952 | OPTIMIZED | INSTALLED | natural_gas |  | node_1397198_055_15291186_185 | CN | 8100204
generator_load_220332979 |  | 0 | 0 | 0 | 0 | 0 | False | 0 | 0 | 0 | 0 | 0 | 0 | 0 | 0 | 0 | 0 | 0 | 0 | 0 | 0 | 0 | 0 | 0 | False | False | 0 | 0 | 0.19 | 0.010709762034491102 | 0.025140392080386566 | OPTIMIZED | INSTALLED | natural_gas |  | node_1399642_844_15289665_16 | AN | 8100204
generator_load_220334272 |  | 0 | 0 | 0 | 0 | 0 | False | 0 | 0 | 0 | 0 | 0 | 0 | 0 | 0 | 0 | 0 | 0 | 0 | 0 | 0 | 0 | 0 | 0 | False | False | 0 | 0 | 0.19 | 0.0009072097614575134 | 0.002129609669167762 | OPTIMIZED | INSTALLED | natural_gas |  | node_1399772_565_15288799_038 | AN | 8100204
generator_load_220334273 |  | 0 | 0 | 0 | 0 | 0 | False | 0 | 0 | 0 | 0 | 0 | 0 | 0 | 0 | 0 | 0 | 0 | 0 | 0 | 0 | 0 | 0 | 0 | False | False | 0 | 0 | 0.19 | 0 | 0 | OPTIMIZED | INSTALLED | natural_gas |  | node_1399840_165_15288680_582 | AN | 8100204
generator_load_220334274 |  | 0 | 0 | 0 | 0 | 0 | False | 0 | 0 | 0 | 0 | 0 | 0 | 0 | 0 | 0 | 0 | 0 | 0 | 0 | 0 | 0 | 0 | 0 | False | False | 0 | 0 | 0.19 | 0.005252660169715809 | 0.012330240021132125 | OPTIMIZED | INSTALLED | natural_gas |  | node_1400625_19_15289406_255 | AN | 8100204
generator_load_220334277 |  | 0 | 0 | 0 | 0 | 0 | False | 0 | 0 | 0 | 0 | 0 | 0 | 0 | 0 | 0 | 0 | 0 | 0 | 0 | 0 | 0 | 0 | 0 | False | False | 0 | 0 | 0.19 | 0.0010711890810979649 | 0.0025145391164117003 | OPTIMIZED | INSTALLED | natural_gas |  | node_1401010_226_15288655_469 | AN | 8100204
generator_load_220334280 |  | 0 | 0 | 0 | 0 | 0 | False | 0 | 0 | 0 | 0 | 0 | 0 | 0 | 0 | 0 | 0 | 0 | 0 | 0 | 0 | 0 | 0 | 0 | False | False | 0 | 0 | 0.19 | 0.011790534428532042 | 0.02767742707358525 | OPTIMIZED | INSTALLED | natural_gas |  | node_1400249_888_15289210_256 | AN | 8100204
generator_load_220334281 |  | 0 | 0 | 0 | 0 | 0 | False | 0 | 0 | 0 | 0 | 0 | 0 | 0 | 0 | 0 | 0 | 0 | 0 | 0 | 0 | 0 | 0 | 0 | False | False | 0 | 0 | 0.19 | 0.018035588746472073 | 0.04233724011310277 | OPTIMIZED | INSTALLED | natural_gas |  | node_1400439_308_15288720_55 | AN | 8100204
generator_load_220334283 |  | 0 | 0 | 0 | 0 | 0 | False | 0 | 0 | 0 | 0 | 0 | 0 | 0 | 0 | 0 | 0 | 0 | 0 | 0 | 0 | 0 | 0 | 0 | False | False | 0 | 0 | 0.19 | 0.002910099254071858 | 0.006831247917647293 | OPTIMIZED | INSTALLED | natural_gas |  | node_1401933_75_15290199_416 | AN | 8100204
generator_load_220334588 |  | 0 | 0 | 0 | 0 | 0 | False | 0 | 0 | 0 | 0 | 0 | 0 | 0 | 0 | 0 | 0 | 0 | 0 | 0 | 0 | 0 | 0 | 0 | False | False | 0 | 0 | 0.19 | 0.0006484634364245629 | 0.0015222209959192103 | OPTIMIZED | INSTALLED | natural_gas |  | node_1401993_742_15290542_781 | AN | 8100204
generator_load_220466250 |  | 0 | 0 | 0 | 0 | 0 | False | 0 | 0 | 0 | 0 | 0 | 0 | 0 | 0 | 0 | 0 | 0 | 0 | 0 | 0 | 0 | 0 | 0 | False | False | 0 | 0 | 0.19 | 0.00329236287048482 | 0.00772858344726141 | OPTIMIZED | INSTALLED | natural_gas |  | node_1400719_149_15289182_137 | AN | 8100204
generator_load_220491004 |  | 0 | 0 | 0 | 0 | 0 | False | 0 | 0 | 0 | 0 | 0 | 0 | 0 | 0 | 0 | 0 | 0 | 0 | 0 | 0 | 0 | 0 | 0 | False | False | 0 | 0 | 0.19 | 0.025566921888915396 | 0.060016499725806506 | OPTIMIZED | INSTALLED | natural_gas |  | node_1397506_498_15292066_253 | AN | 8100204
generator_load_220518630 |  | 0 | 0 | 0 | 0 | 0 | False | 0 | 0 | 0 | 0 | 0 | 0 | 0 | 0 | 0 | 0 | 0 | 0 | 0 | 0 | 0 | 0 | 0 | False | False | 0 | 0 | 0.19 | 0.005995890958691463 | 0.014074920243055948 | OPTIMIZED | INSTALLED | natural_gas |  | node_1399533_281_15291531_084 | AN | 8100204
generator_load_220584012 |  | 0 | 0 | 0 | 0 | 0 | False | 0 | 0 | 0 | 0 | 0 | 0 | 0 | 0 | 0 | 0 | 0 | 0 | 0 | 0 | 0 | 0 | 0 | False | False | 0 | 0 | 0.19 | 0.006993608783930015 | 0.016416990970767445 | OPTIMIZED | INSTALLED | natural_gas |  | node_1400758_654_15289626_724 | AN | 8100204
generator_load_220648397 |  | 0 | 0 | 0 | 0 | 0 | False | 0 | 0 | 0 | 0 | 0 | 0 | 0 | 0 | 0 | 0 | 0 | 0 | 0 | 0 | 0 | 0 | 0 | False | False | 0 | 0 | 0.19 | 0.00029388502343765554 | 0.0006898735548008244 | OPTIMIZED | INSTALLED | natural_gas |  | node_1399682_22_15291870_633 | AN | 8100204
generator_load_310017059 |  | 0 | 0 | 0 | 0 | 0 | False | 0 | 0 | 0 | 0 | 0 | 0 | 0 | 0 | 0 | 0 | 0 | 0 | 0 | 0 | 0 | 0 | 0 | False | False | 0 | 0 | 0.19 | 0.004085639000663888 | 0.009590742136850591 | OPTIMIZED | INSTALLED | natural_gas |  | node_1400001_142_15291139_009 | AN | 8100204

## HeatPump
Name | GroupId | YearOfInstallation | ReactivePower | ActivePower | MaxPowerOutput | MinPowerOutput | RampUpLimit | RampDownLimit | CapitalCost | FixedOperatingCost | VariableOperatingCost | MaxReactivePower | MaxActivePower | OutputSchedule | PlanningStatus | UnitType | UnitSubtype | ParentNode | Phases | Feeder | Comments
heatpump_load_220330620 |  | 0 | 0 | 0 | 0 | 0 | 0 | 0 | 0 | 0 | 0.19 | 0.003968511163176845 | 0.00931579253167635 | OPTIMIZED | INSTALLED |  |  | node_1399574_303_15292607_108 | AN | 8100204
heatpump_load_220330621 |  | 0 | 0 | 0 | 0 | 0 | 0 | 0 | 0 | 0 | 0.19 | 0.0067646767859702575 | 0.015879589469745062 | OPTIMIZED | INSTALLED |  |  | node_1399912_503_15292973_868 | AN | 8100204
heatpump_load_220331822 |  | 0 | 0 | 0 | 0 | 0 | 0 | 0 | 0 | 0 | 0.19 | 0.005550804481923519 | 0.013030111743393831 | OPTIMIZED | INSTALLED |  |  | node_1397036_027_15291903_528 | AN | 8100204
heatpump_load_220331827 |  | 0 | 0 | 0 | 0 | 0 | 0 | 0 | 0 | 0 | 0.19 | 0.002995283293679976 | 0.007031211266864923 | OPTIMIZED | INSTALLED |  |  | node_1399173_661_15292018_892 | AN | 8100204
heatpump_load_220331833 |  | 0 | 0 | 0 | 0 | 0 | 0 | 0 | 0 | 0 | 0.19 | 0.00040462410134891284 | 0.0009498259087837437 | OPTIMIZED | INSTALLED |  |  | node_1397272_69_15292271_561 | AN | 8100204
heatpump_load_220331852 |  | 0 | 0 | 0 | 0 | 0 | 0 | 0 | 0 | 0 | 0.19 | 0.005156828081761853 | 0.01210528125326229 | OPTIMIZED | INSTALLED |  |  | node_1397461_598_15292494_491 | AN | 8100204
heatpump_load_220331853 |  | 0 | 0 | 0 | 0 | 0 | 0 | 0 | 0 | 0 | 0.19 | 0.0018655302938384902 | 0.004379197347866103 | OPTIMIZED | INSTALLED |  |  | node_1397822_834_15292485_842 | AN | 8100204
heatpump_load_220331854 |  | 0 | 0 | 0 | 0 | 0 | 0 | 0 | 0 | 0 | 0.19 | 0.012162149996599163 | 0.02854976718454716 | OPTIMIZED | INSTALLED |  |  | node_1397793_007_15292569_625 | AN | 8100204
heatpump_load_220331855 |  | 0 | 0 | 0 | 0 | 0 | 0 | 0 | 0 | 0 | 0.19 | 0.002918617831611966 | 0.006851244252569057 | OPTIMIZED | INSTALLED |  |  | node_1397696_504_15292811_748 | AN | 8100204
heatpump_load_220331862 |  | 0 | 0 | 0 | 0 | 0 | 0 | 0 | 0 | 0 | 0.19 | 0.015820804063819596 | 0.03713819303344438 | OPTIMIZED | INSTALLED |  |  | node_1398515_065_15292350_402 | AN | 8100204
heatpump_load_220331863 |  | 0 | 0 | 0 | 0 | 0 | 0 | 0 | 0 | 0 | 0.19 | 0.00725661439773302 | 0.01703437781147688 | OPTIMIZED | INSTALLED |  |  | node_1398520_569_15292887_202 | AN | 8100204
heatpump_load_220331869 |  | 0 | 0 | 0 | 0 | 0 | 0 | 0 | 0 | 0 | 0.19 | 0.00845983900059251 | 0.019858860119175904 | OPTIMIZED | INSTALLED |  |  | node_1399151_452_15290422_504 | AN | 8100204
heatpump_load_220331870 |  | 0 | 0 | 0 | 0 | 0 | 0 | 0 | 0 | 0 | 0.19 | 0.010788557314523436 | 0.02532535817841287 | OPTIMIZED | INSTALLED |  |  | node_1399166_582_15289746_119 | AN | 8100204
heatpump_load_220331871 |  | 0 | 0 | 0 | 0 | 0 | 0 | 0 | 0 | 0 | 0.19 | 0.002495892186938564 | 0.005858926132076566 | OPTIMIZED | INSTALLED |  |  | node_1399479_755_15289008_26 | AN | 8100204
heatpump_load_220331872 |  | 0 | 0 | 0 | 0 | 0 | 0 | 0 | 0 | 0 | 0.19 | 0.006892452671803138 | 0.01617953449357151 | OPTIMIZED | INSTALLED |  |  | node_1399234_075_15288991_772 | AN | 8100204
heatpump_load_220331873 |  | 0 | 0 | 0 | 0 | 0 | 0 | 0 | 0 | 0 | 0.19 | 0.0021146936530870596 | 0.004964090144327671 | OPTIMIZED | INSTALLED |  |  | node_1398862_146_15288818_833 | AN | 8100204
heatpump_load_220331874 |  | 0 | 0 | 0 | 0 | 0 | 0 | 0 | 0 | 0 | 0.19 | 0.013223755764754154 | 0.031041810424171878 | OPTIMIZED | INSTALLED |  |  | node_1399106_214_15290753_725 | AN | 8100204
heatpump_load_220331875 |  | 0 | 0 | 0 | 0 | 0 | 0 | 0 | 0 | 0 | 0.19 | 0.0031699106616662662 | 0.007441136132761066 | OPTIMIZED | INSTALLED |  |  | node_1399713_473_15290583_98 | AN | 8100204
heatpump_load_220331877 |  | 0 | 0 | 0 | 0 | 0 | 0 | 0 | 0 | 0 | 0.19 | 0.012163214732002029 | 0.02855226672641238 | OPTIMIZED | INSTALLED |  |  | node_1400163_291_15290434_34 | AN | 8100204
heatpump_load_220331878 |  | 0 | 0 | 0 | 0 | 0 | 0 | 0 | 0 | 0 | 0.19 | 0.009670517098430654 | 0.022700839219931476 | OPTIMIZED | INSTALLED |  |  | node_1400422_056_15289864_84 | AN | 8100204
heatpump_load_220331880 |  | 0 | 0 | 0 | 0 | 0 | 0 | 0 | 0 | 0 | 0.19 | 0.008193638833422319 | 0.01923397465287081 | OPTIMIZED | INSTALLED |  |  | node_1399972_374_15290881_695 | AN | 8100204
heatpump_load_220331881 |  | 0 | 0 | 0 | 0 | 0 | 0 | 0 | 0 | 0 | 0.19 | 0.007046849025659209 | 0.016541968064028464 | OPTIMIZED | INSTALLED |  |  | node_1399870_793_15290099_835 | AN | 8100204
heatpump_load_220331882 |  | 0 | 0 | 0 | 0 | 0 | 0 | 0 | 0 | 0 | 0.19 | 0.010275323606068996 | 0.02412057899937665 | OPTIMIZED | INSTALLED |  |  | node_1400093_791_15289689_322 | AN | 8100204
heatpump_load_220331883 |  | 0 | 0 | 0 | 0 | 0 | 0 | 0 | 0 | 0 | 0.19 | 0.014571793061368151 | 0.03420623042554088 | OPTIMIZED | INSTALLED |  |  | node_1399650_056_15292247_481 | AN | 8100204
heatpump_load_220331900 |  | 0 | 0 | 0 | 0 | 0 | 0 | 0 | 0 | 0 | 0.19 | 0.008620623766865775 | 0.02023629094082418 | OPTIMIZED | INSTALLED |  |  | node_1400697_015_15290541_299 | AN | 8100204
heatpump_load_220331902 |  | 0 | 0 | 0 | 0 | 0 | 0 | 0 | 0 | 0 | 0.19 | 0.005127546295969388 | 0.01203654385196873 | OPTIMIZED | INSTALLED |  |  | node_1400886_54_15291358_447 | AN | 8100204
heatpump_load_220331903 |  | 0 | 0 | 0 | 0 | 0 | 0 | 0 | 0 | 0 | 0.19 | 0.005127546295969388 | 0.01203654385196873 | OPTIMIZED | INSTALLED |  |  | node_1400867_135_15291352_786 | AN | 8100204
heatpump_load_220331907 |  | 0 | 0 | 0 | 0 | 0 | 0 | 0 | 0 | 0 | 0.19 | 0.002641769616095934 | 0.006201363367611758 | OPTIMIZED | INSTALLED |  |  | node_1401549_908_15291120_438 | AN | 8100204
heatpump_load_220331910 |  | 0 | 0 | 0 | 0 | 0 | 0 | 0 | 0 | 0 | 0.19 | 0.00032263461510798335 | 0.0007573611851617746 | OPTIMIZED | INSTALLED |  |  | node_1402206_698_15291206_169 | AN | 8100204
heatpump_load_220331911 |  | 0 | 0 | 0 | 0 | 0 | 0 | 0 | 0 | 0 | 0.19 | 0.0015940061024953774 | 0.003741814172234906 | OPTIMIZED | INSTALLED |  |  | node_1401160_776_15290788_87 | AN | 8100204
heatpump_load_220331912 |  | 0 | 0 | 0 | 0 | 0 | 0 | 0 | 0 | 0 | 0.19 | 0.003934437547333598 | 0.009235807191989298 | OPTIMIZED | INSTALLED |  |  | node_1401377_434_15290924_101 | AN | 8100204
heatpump_load_220331913 |  | 0 | 0 | 0 | 0 | 0 | 0 | 0 | 0 | 0 | 0.19 | 0.008387432480135962 | 0.01968889127234092 | OPTIMIZED | INSTALLED |  |  | node_1401257_726_15290526_302 | AN | 8100204
heatpump_load_220332596 |  | 0 | 0 | 0 | 0 | 0 | 0 | 0 | 0 | 0 | 0.19 | 0.0011105867211141315 | 0.0026070221654248544 | OPTIMIZED | INSTALLED |  |  | node_1399671_478_15290157_59 | AN | 8100204
heatpump_load_220332597 |  | 0 | 0 | 0 | 0 | 0 | 0 | 0 | 0 | 0 | 0.19 | 0.0011127165390784545 | 0.0026120212491552953 | OPTIMIZED | INSTALLED |  |  | node_1399537_693_15290098_752 | AN | 8100204
heatpump_load_220332776 |  | 0 | 0 | 0 | 0 | 0 | 0 | 0 | 0 | 0 | 0.19 | 0.0027525090411657837 | 0.006461315721594678 | OPTIMIZED | INSTALLED |  |  | node_1398106_726_15293352_295 | AN | 8100204
heatpump_load_220332783 |  | 0 | 0 | 0 | 0 | 0 | 0 | 0 | 0 | 0 | 0.19 | 0.0010094306089872553 | 0.002369565688228919 | OPTIMIZED | INSTALLED |  |  | node_1399107_512_15292307_833 | AN | 8100204
heatpump_load_220332838 |  | 0 | 0 | 0 | 0 | 0 | 0 | 0 | 0 | 0 | 0.19 | 0.0011680859044547872 | 0.002741997426146755 | OPTIMIZED | INSTALLED |  |  | node_1397226_547_15291383_205 | AN | 8100204
heatpump_load_220332947 |  | 0 | 0 | 0 | 0 | 0 | 0 | 0 | 0 | 0 | 0.19 | 0.0005409185647219019 | 0.001269767267531952 | OPTIMIZED | INSTALLED |  |  | node_1397198_055_15291186_185 | CN | 8100204
heatpump_load_220332979 |  | 0 | 0 | 0 | 0 | 0 | 0 | 0 | 0 | 0 | 0.19 | 0.010709762034491102 | 0.025140392080386566 | OPTIMIZED | INSTALLED |  |  | node_1399642_844_15289665_16 | AN | 8100204
heatpump_load_220334272 |  | 0 | 0 | 0 | 0 | 0 | 0 | 0 | 0 | 0 | 0.19 | 0.0009072097614575134 | 0.002129609669167762 | OPTIMIZED | INSTALLED |  |  | node_1399772_565_15288799_038 | AN | 8100204
heatpump_load_220334273 |  | 0 | 0 | 0 | 0 | 0 | 0 | 0 | 0 | 0 | 0.19 | 0 | 0 | OPTIMIZED | INSTALLED |  |  | node_1399840_165_15288680_582 | AN | 8100204
heatpump_load_220334274 |  | 0 | 0 | 0 | 0 | 0 | 0 | 0 | 0 | 0 | 0.19 | 0.005252660169715809 | 0.012330240021132125 | OPTIMIZED | INSTALLED |  |  | node_1400625_19_15289406_255 | AN | 8100204
heatpump_load_220334277 |  | 0 | 0 | 0 | 0 | 0 | 0 | 0 | 0 | 0 | 0.19 | 0.0010711890810979649 | 0.0025145391164117003 | OPTIMIZED | INSTALLED |  |  | node_1401010_226_15288655_469 | AN | 8100204
heatpump_load_220334280 |  | 0 | 0 | 0 | 0 | 0 | 0 | 0 | 0 | 0 | 0.19 | 0.011790534428532042 | 0.02767742707358525 | OPTIMIZED | INSTALLED |  |  | node_1400249_888_15289210_256 | AN | 8100204
heatpump_load_220334281 |  | 0 | 0 | 0 | 0 | 0 | 0 | 0 | 0 | 0 | 0.19 | 0.018035588746472073 | 0.04233724011310277 | OPTIMIZED | INSTALLED |  |  | node_1400439_308_15288720_55 | AN | 8100204
heatpump_load_220334283 |  | 0 | 0 | 0 | 0 | 0 | 0 | 0 | 0 | 0 | 0.19 | 0.002910099254071858 | 0.006831247917647293 | OPTIMIZED | INSTALLED |  |  | node_1401933_75_15290199_416 | AN | 8100204
heatpump_load_220334588 |  | 0 | 0 | 0 | 0 | 0 | 0 | 0 | 0 | 0 | 0.19 | 0.0006484634364245629 | 0.0015222209959192103 | OPTIMIZED | INSTALLED |  |  | node_1401993_742_15290542_781 | AN | 8100204
heatpump_load_220466250 |  | 0 | 0 | 0 | 0 | 0 | 0 | 0 | 0 | 0 | 0.19 | 0.00329236287048482 | 0.00772858344726141 | OPTIMIZED | INSTALLED |  |  | node_1400719_149_15289182_137 | AN | 8100204
heatpump_load_220491004 |  | 0 | 0 | 0 | 0 | 0 | 0 | 0 | 0 | 0 | 0.19 | 0.025566921888915396 | 0.060016499725806506 | OPTIMIZED | INSTALLED |  |  | node_1397506_498_15292066_253 | AN | 8100204
heatpump_load_220518630 |  | 0 | 0 | 0 | 0 | 0 | 0 | 0 | 0 | 0 | 0.19 | 0.005995890958691463 | 0.014074920243055948 | OPTIMIZED | INSTALLED |  |  | node_1399533_281_15291531_084 | AN | 8100204
heatpump_load_220584012 |  | 0 | 0 | 0 | 0 | 0 | 0 | 0 | 0 | 0 | 0.19 | 0.006993608783930015 | 0.016416990970767445 | OPTIMIZED | INSTALLED |  |  | node_1400758_654_15289626_724 | AN | 8100204
heatpump_load_220648397 |  | 0 | 0 | 0 | 0 | 0 | 0 | 0 | 0 | 0 | 0.19 | 0.00029388502343765554 | 0.0006898735548008244 | OPTIMIZED | INSTALLED |  |  | node_1399682_22_15291870_633 | AN | 8100204
heatpump_load_310017059 |  | 0 | 0 | 0 | 0 | 0 | 0 | 0 | 0 | 0 | 0.19 | 0.004085639000663888 | 0.009590742136850591 | OPTIMIZED | INSTALLED |  |  | node_1400001_142_15291139_009 | AN | 8100204

## LineSpacing
Name | DistanceAB | DistanceAC | DistanceAE | DistanceAN | DistanceBC | DistanceBE | DistanceBN | DistanceCE | DistanceCN | DistanceNE | Feeder | Comments

## Load
Name | GroupId | PriorityLevel | LoadClass | BaseReactivePowerA | BaseReactivePowerB | BaseReactivePowerC | BaseActivePowerA | BaseActivePowerB | BaseActivePowerC | BasePowerA | BasePowerB | BasePowerC | ConstantCurrentAReal | ConstantCurrentAImag | ConstantCurrentA | ConstantCurrentBReal | ConstantCurrentBImag | ConstantCurrentB | ConstantCurrentCReal | ConstantCurrentCImag | ConstantCurrentC | ConstantResistanceA | ConstantReactanceA | ConstantImpedanceA | ConstantResistanceB | ConstantReactanceB | ConstantImpedanceB | ConstantResistanceC | ConstantReactanceC | ConstantImpedanceC | ConstantActivePowerA | ConstantReactivePowerA | ConstantPowerA | ConstantActivePowerB | ConstantReactivePowerB | ConstantPowerB | ConstantActivePowerC | ConstantReactivePowerC | ConstantPowerC | CurrentFractionA | CurrentFractionB | CurrentFractionC | CurrentPfA | CurrentPfB | CurrentPfC | ImpedanceFractionA | ImpedanceFractionB | ImpedanceFractionC | ImpedancePfA | ImpedancePfB | ImpedancePfC | PowerFractionA | PowerFractionB | PowerFractionC | PowerPfA | PowerPfB | PowerPfC | DemandResponseLowerBound | DemandResponseShortageCost | DemandResponseSurplusCost | DemandResponseUpperBound | ActivePowerA | ActivePowerB | ActivePowerC | ReactivePowerA | ReactivePowerB | ReactivePowerC | NominalVoltage | Status | ParentNode | Phases | Feeder | Comments
load_220330619 |  | 0 | C | 0 | 0 | 0 | 0 | 0 | 0 | 0 | 0 | 0 | 0 | 0 | 0+0j | 0 | 0 | 0+0j | 0 | 0 | 0+0j | 0 | 0 | 0+0j | 0 | 0 | 0+0j | 0 | 0 | 0+0j | 83000 | 35357.852 | 83000+35357.852j | 83000 | 35357.852 | 83000+35357.852j | 83000 | 35357.852 | 83000+35357.852j | 0 | 0 | 0 | 0 | 0 | 0 | 0 | 0 | 0 | 0 | 0 | 0 | 0 | 0 | 0 | 0 | 0 | 0 | 1 | 0 | 0 | 1 | 0 | 0 | 0 | 0 | 0 | 0 | 0 | OPEN | node_1399222_573_15291908_648 | ABCN | 8100204
load_220330620 |  | 0 | R | 0 | 0 | 0 | 0 | 0 | 0 | 0 | 0 | 0 | 0 | 0 | 0+0j | 0 | 0 | 0+0j | 0 | 0 | 0+0j | 0 | 0 | 0+0j | 0 | 0 | 0+0j | 0 | 0 | 0+0j | 26834.4 | 11431.407 | 26834.4+11431.407j | 0 | 0 | 0+0j | 0 | 0 | 0+0j | 0 | 0 | 0 | 0 | 0 | 0 | 0 | 0 | 0 | 0 | 0 | 0 | 0 | 0 | 0 | 0 | 0 | 0 | 1 | 0 | 0 | 1 | 0 | 0 | 0 | 0 | 0 | 0 | 0 | OPEN | node_1399574_303_15292607_108 | AN | 8100204
load_220330621 |  | 0 | R | 0 | 0 | 0 | 0 | 0 | 0 | 0 | 0 | 0 | 0 | 0 | 0+0j | 0 | 0 | 0+0j | 0 | 0 | 0+0j | 0 | 0 | 0+0j | 0 | 0 | 0+0j | 0 | 0 | 0+0j | 45741.6 | 19485.84 | 45741.6+19485.84j | 0 | 0 | 0+0j | 0 | 0 | 0+0j | 0 | 0 | 0 | 0 | 0 | 0 | 0 | 0 | 0 | 0 | 0 | 0 | 0 | 0 | 0 | 0 | 0 | 0 | 1 | 0 | 0 | 1 | 0 | 0 | 0 | 0 | 0 | 0 | 0 | OPEN | node_1399912_503_15292973_868 | AN | 8100204
load_220331822 |  | 0 | R | 0 | 0 | 0 | 0 | 0 | 0 | 0 | 0 | 0 | 0 | 0 | 0+0j | 0 | 0 | 0+0j | 0 | 0 | 0+0j | 0 | 0 | 0+0j | 0 | 0 | 0+0j | 0 | 0 | 0+0j | 37533.6 | 15989.247 | 37533.6+15989.247j | 0 | 0 | 0+0j | 0 | 0 | 0+0j | 0 | 0 | 0 | 0 | 0 | 0 | 0 | 0 | 0 | 0 | 0 | 0 | 0 | 0 | 0 | 0 | 0 | 0 | 1 | 0 | 0 | 1 | 0 | 0 | 0 | 0 | 0 | 0 | 0 | OPEN | node_1397036_027_15291903_528 | AN | 8100204
load_220331823 |  | 0 | C | 0 | 0 | 0 | 0 | 0 | 0 | 0 | 0 | 0 | 0 | 0 | 0+0j | 0 | 0 | 0+0j | 0 | 0 | 0+0j | 0 | 0 | 0+0j | 0 | 0 | 0+0j | 0 | 0 | 0+0j | 4500 | 1916.992 | 4500+1916.992j | 0 | 0 | 0+0j | 0 | 0 | 0+0j | 0 | 0 | 0 | 0 | 0 | 0 | 0 | 0 | 0 | 0 | 0 | 0 | 0 | 0 | 0 | 0 | 0 | 0 | 1 | 0 | 0 | 1 | 0 | 0 | 0 | 0 | 0 | 0 | 0 | OPEN | node_1396647_28_15291901_433 | AN | 8100204
load_220331824 |  | 0 | C | 0 | 0 | 0 | 0 | 0 | 0 | 0 | 0 | 0 | 0 | 0 | 0+0j | 0 | 0 | 0+0j | 0 | 0 | 0+0j | 0 | 0 | 0+0j | 0 | 0 | 0+0j | 0 | 0 | 0+0j | 4500 | 1916.992 | 4500+1916.992j | 0 | 0 | 0+0j | 0 | 0 | 0+0j | 0 | 0 | 0 | 0 | 0 | 0 | 0 | 0 | 0 | 0 | 0 | 0 | 0 | 0 | 0 | 0 | 0 | 0 | 1 | 0 | 0 | 1 | 0 | 0 | 0 | 0 | 0 | 0 | 0 | OPEN | node_1396629_827_15291888_64 | AN | 8100204
load_220331825 |  | 0 | C | 0 | 0 | 0 | 0 | 0 | 0 | 0 | 0 | 0 | 0 | 0 | 0+0j | 0 | 0 | 0+0j | 0 | 0 | 0+0j | 0 | 0 | 0+0j | 0 | 0 | 0+0j | 0 | 0 | 0+0j | 2476.8 | 1055.112 | 2476.8+1055.112j | 0 | 0 | 0+0j | 0 | 0 | 0+0j | 0 | 0 | 0 | 0 | 0 | 0 | 0 | 0 | 0 | 0 | 0 | 0 | 0 | 0 | 0 | 0 | 0 | 0 | 1 | 0 | 0 | 1 | 0 | 0 | 0 | 0 | 0 | 0 | 0 | OPEN | node_1397912_82_15292208_975 | AN | 8100204
load_220331826 |  | 0 | C | 0 | 0 | 0 | 0 | 0 | 0 | 0 | 0 | 0 | 0 | 0 | 0+0j | 0 | 0 | 0+0j | 0 | 0 | 0+0j | 0 | 0 | 0+0j | 0 | 0 | 0+0j | 0 | 0 | 0+0j | 1512 | 644.109 | 1512+644.109j | 0 | 0 | 0+0j | 0 | 0 | 0+0j | 0 | 0 | 0 | 0 | 0 | 0 | 0 | 0 | 0 | 0 | 0 | 0 | 0 | 0 | 0 | 0 | 0 | 0 | 1 | 0 | 0 | 1 | 0 | 0 | 0 | 0 | 0 | 0 | 0 | OPEN | node_1398194_314_15292300_863 | AN | 8100204
load_220331827 |  | 0 | R | 0 | 0 | 0 | 0 | 0 | 0 | 0 | 0 | 0 | 0 | 0 | 0+0j | 0 | 0 | 0+0j | 0 | 0 | 0+0j | 0 | 0 | 0+0j | 0 | 0 | 0+0j | 0 | 0 | 0+0j | 20253.6 | 8627.997 | 20253.6+8627.997j | 0 | 0 | 0+0j | 0 | 0 | 0+0j | 0 | 0 | 0 | 0 | 0 | 0 | 0 | 0 | 0 | 0 | 0 | 0 | 0 | 0 | 0 | 0 | 0 | 0 | 1 | 0 | 0 | 1 | 0 | 0 | 0 | 0 | 0 | 0 | 0 | OPEN | node_1399173_661_15292018_892 | AN | 8100204
load_220331833 |  | 0 | R | 0 | 0 | 0 | 0 | 0 | 0 | 0 | 0 | 0 | 0 | 0 | 0+0j | 0 | 0 | 0+0j | 0 | 0 | 0+0j | 0 | 0 | 0+0j | 0 | 0 | 0+0j | 0 | 0 | 0+0j | 2736 | 1165.531 | 2736+1165.531j | 0 | 0 | 0+0j | 0 | 0 | 0+0j | 0 | 0 | 0 | 0 | 0 | 0 | 0 | 0 | 0 | 0 | 0 | 0 | 0 | 0 | 0 | 0 | 0 | 0 | 1 | 0 | 0 | 1 | 0 | 0 | 0 | 0 | 0 | 0 | 0 | OPEN | node_1397272_69_15292271_561 | AN | 8100204
load_220331834 |  | 0 | C | 0 | 0 | 0 | 0 | 0 | 0 | 0 | 0 | 0 | 0 | 0 | 0+0j | 0 | 0 | 0+0j | 0 | 0 | 0+0j | 0 | 0 | 0+0j | 0 | 0 | 0+0j | 0 | 0 | 0+0j | 4590 | 1955.332 | 4590+1955.332j | 0 | 0 | 0+0j | 0 | 0 | 0+0j | 0 | 0 | 0 | 0 | 0 | 0 | 0 | 0 | 0 | 0 | 0 | 0 | 0 | 0 | 0 | 0 | 0 | 0 | 1 | 0 | 0 | 1 | 0 | 0 | 0 | 0 | 0 | 0 | 0 | OPEN | node_1397265_455_15292296_292 | AN | 8100204
load_220331835 |  | 0 | C | 0 | 0 | 0 | 0 | 0 | 0 | 0 | 0 | 0 | 0 | 0 | 0+0j | 0 | 0 | 0+0j | 0 | 0 | 0+0j | 0 | 0 | 0+0j | 0 | 0 | 0+0j | 0 | 0 | 0+0j | 3333.333 | 1419.994 | 3333.333+1419.994j | 0 | 0 | 0+0j | 0 | 0 | 0+0j | 0 | 0 | 0 | 0 | 0 | 0 | 0 | 0 | 0 | 0 | 0 | 0 | 0 | 0 | 0 | 0 | 0 | 0 | 1 | 0 | 0 | 1 | 0 | 0 | 0 | 0 | 0 | 0 | 0 | OPEN | node_1397231_246_15292388_732 | AN | 8100204
load_220331836 |  | 0 | C | 0 | 0 | 0 | 0 | 0 | 0 | 0 | 0 | 0 | 0 | 0 | 0+0j | 0 | 0 | 0+0j | 0 | 0 | 0+0j | 0 | 0 | 0+0j | 0 | 0 | 0+0j | 0 | 0 | 0+0j | 0 | 0 | 0+0j | 3333.333 | 1419.994 | 3333.333+1419.994j | 0 | 0 | 0+0j | 0 | 0 | 0 | 0 | 0 | 0 | 0 | 0 | 0 | 0 | 0 | 0 | 0 | 0 | 0 | 0 | 0 | 0 | 1 | 0 | 0 | 1 | 0 | 0 | 0 | 0 | 0 | 0 | 0 | OPEN | node_1397223_824_15292413_362 | BN | 8100204
load_220331837 |  | 0 | C | 0 | 0 | 0 | 0 | 0 | 0 | 0 | 0 | 0 | 0 | 0 | 0+0j | 0 | 0 | 0+0j | 0 | 0 | 0+0j | 0 | 0 | 0+0j | 0 | 0 | 0+0j | 0 | 0 | 0+0j | 0 | 0 | 0+0j | 0 | 0 | 0+0j | 3333.333 | 1419.994 | 3333.333+1419.994j | 0 | 0 | 0 | 0 | 0 | 0 | 0 | 0 | 0 | 0 | 0 | 0 | 0 | 0 | 0 | 0 | 0 | 0 | 1 | 0 | 0 | 1 | 0 | 0 | 0 | 0 | 0 | 0 | 0 | OPEN | node_1397233_656_15292362_323 | CN | 8100204
load_220331838 |  | 0 | C | 0 | 0 | 0 | 0 | 0 | 0 | 0 | 0 | 0 | 0 | 0 | 0+0j | 0 | 0 | 0+0j | 0 | 0 | 0+0j | 0 | 0 | 0+0j | 0 | 0 | 0+0j | 0 | 0 | 0+0j | 10000 | 4259.982 | 10000+4259.982j | 0 | 0 | 0+0j | 0 | 0 | 0+0j | 0 | 0 | 0 | 0 | 0 | 0 | 0 | 0 | 0 | 0 | 0 | 0 | 0 | 0 | 0 | 0 | 0 | 0 | 1 | 0 | 0 | 1 | 0 | 0 | 0 | 0 | 0 | 0 | 0 | OPEN | node_1397172_408_15292553_949 | AN | 8100204
load_220331839 |  | 0 | C | 0 | 0 | 0 | 0 | 0 | 0 | 0 | 0 | 0 | 0 | 0 | 0+0j | 0 | 0 | 0+0j | 0 | 0 | 0+0j | 0 | 0 | 0+0j | 0 | 0 | 0+0j | 0 | 0 | 0+0j | 0 | 0 | 0+0j | 10000 | 4259.982 | 10000+4259.982j | 0 | 0 | 0+0j | 0 | 0 | 0 | 0 | 0 | 0 | 0 | 0 | 0 | 0 | 0 | 0 | 0 | 0 | 0 | 0 | 0 | 0 | 1 | 0 | 0 | 1 | 0 | 0 | 0 | 0 | 0 | 0 | 0 | OPEN | node_1397165_562_15292578_882 | BN | 8100204
load_220331840 |  | 0 | C | 0 | 0 | 0 | 0 | 0 | 0 | 0 | 0 | 0 | 0 | 0 | 0+0j | 0 | 0 | 0+0j | 0 | 0 | 0+0j | 0 | 0 | 0+0j | 0 | 0 | 0+0j | 0 | 0 | 0+0j | 0 | 0 | 0+0j | 0 | 0 | 0+0j | 10000 | 4259.982 | 10000+4259.982j | 0 | 0 | 0 | 0 | 0 | 0 | 0 | 0 | 0 | 0 | 0 | 0 | 0 | 0 | 0 | 0 | 0 | 0 | 1 | 0 | 0 | 1 | 0 | 0 | 0 | 0 | 0 | 0 | 0 | OPEN | node_1397174_204_15292527_447 | CN | 8100204
load_220331841 |  | 0 | C | 0 | 0 | 0 | 0 | 0 | 0 | 0 | 0 | 0 | 0 | 0 | 0+0j | 0 | 0 | 0+0j | 0 | 0 | 0+0j | 0 | 0 | 0+0j | 0 | 0 | 0+0j | 0 | 0 | 0+0j | 7000 | 2981.988 | 7000+2981.988j | 0 | 0 | 0+0j | 0 | 0 | 0+0j | 0 | 0 | 0 | 0 | 0 | 0 | 0 | 0 | 0 | 0 | 0 | 0 | 0 | 0 | 0 | 0 | 0 | 0 | 1 | 0 | 0 | 1 | 0 | 0 | 0 | 0 | 0 | 0 | 0 | OPEN | node_1397034_024_15292769_105 | AN | 8100204
load_220331843 |  | 0 | C | 0 | 0 | 0 | 0 | 0 | 0 | 0 | 0 | 0 | 0 | 0 | 0+0j | 0 | 0 | 0+0j | 0 | 0 | 0+0j | 0 | 0 | 0+0j | 0 | 0 | 0+0j | 0 | 0 | 0+0j | 0 | 0 | 0+0j | 0 | 0 | 0+0j | 0 | 0 | 0+0j | 0 | 0 | 0 | 0 | 0 | 0 | 0 | 0 | 0 | 0 | 0 | 0 | 0 | 0 | 0 | 0 | 0 | 0 | 1 | 0 | 0 | 1 | 0 | 0 | 0 | 0 | 0 | 0 | 0 | OPEN | node_1397416_036_15291369_904 | AN | 8100204
load_220331852 |  | 0 | R | 0 | 0 | 0 | 0 | 0 | 0 | 0 | 0 | 0 | 0 | 0 | 0+0j | 0 | 0 | 0+0j | 0 | 0 | 0+0j | 0 | 0 | 0+0j | 0 | 0 | 0+0j | 0 | 0 | 0+0j | 34869.6 | 14854.387 | 34869.6+14854.387j | 0 | 0 | 0+0j | 0 | 0 | 0+0j | 0 | 0 | 0 | 0 | 0 | 0 | 0 | 0 | 0 | 0 | 0 | 0 | 0 | 0 | 0 | 0 | 0 | 0 | 1 | 0 | 0 | 1 | 0 | 0 | 0 | 0 | 0 | 0 | 0 | OPEN | node_1397461_598_15292494_491 | AN | 8100204
load_220331853 |  | 0 | R | 0 | 0 | 0 | 0 | 0 | 0 | 0 | 0 | 0 | 0 | 0 | 0+0j | 0 | 0 | 0+0j | 0 | 0 | 0+0j | 0 | 0 | 0+0j | 0 | 0 | 0+0j | 0 | 0 | 0+0j | 12614.4 | 5373.712 | 12614.4+5373.712j | 0 | 0 | 0+0j | 0 | 0 | 0+0j | 0 | 0 | 0 | 0 | 0 | 0 | 0 | 0 | 0 | 0 | 0 | 0 | 0 | 0 | 0 | 0 | 0 | 0 | 1 | 0 | 0 | 1 | 0 | 0 | 0 | 0 | 0 | 0 | 0 | OPEN | node_1397822_834_15292485_842 | AN | 8100204
load_220331854 |  | 0 | R | 0 | 0 | 0 | 0 | 0 | 0 | 0 | 0 | 0 | 0 | 0 | 0+0j | 0 | 0 | 0+0j | 0 | 0 | 0+0j | 0 | 0 | 0+0j | 0 | 0 | 0+0j | 0 | 0 | 0+0j | 82238.4 | 35033.412 | 82238.4+35033.412j | 0 | 0 | 0+0j | 0 | 0 | 0+0j | 0 | 0 | 0 | 0 | 0 | 0 | 0 | 0 | 0 | 0 | 0 | 0 | 0 | 0 | 0 | 0 | 0 | 0 | 1 | 0 | 0 | 1 | 0 | 0 | 0 | 0 | 0 | 0 | 0 | OPEN | node_1397793_007_15292569_625 | AN | 8100204
load_220331855 |  | 0 | R | 0 | 0 | 0 | 0 | 0 | 0 | 0 | 0 | 0 | 0 | 0 | 0+0j | 0 | 0 | 0+0j | 0 | 0 | 0+0j | 0 | 0 | 0+0j | 0 | 0 | 0+0j | 0 | 0 | 0+0j | 19735.2 | 8407.16 | 19735.2+8407.16j | 0 | 0 | 0+0j | 0 | 0 | 0+0j | 0 | 0 | 0 | 0 | 0 | 0 | 0 | 0 | 0 | 0 | 0 | 0 | 0 | 0 | 0 | 0 | 0 | 0 | 1 | 0 | 0 | 1 | 0 | 0 | 0 | 0 | 0 | 0 | 0 | OPEN | node_1397696_504_15292811_748 | AN | 8100204
load_220331858 |  | 0 | C | 0 | 0 | 0 | 0 | 0 | 0 | 0 | 0 | 0 | 0 | 0 | 0+0j | 0 | 0 | 0+0j | 0 | 0 | 0+0j | 0 | 0 | 0+0j | 0 | 0 | 0+0j | 0 | 0 | 0+0j | 348 | 148.247 | 348+148.247j | 0 | 0 | 0+0j | 0 | 0 | 0+0j | 0 | 0 | 0 | 0 | 0 | 0 | 0 | 0 | 0 | 0 | 0 | 0 | 0 | 0 | 0 | 0 | 0 | 0 | 1 | 0 | 0 | 1 | 0 | 0 | 0 | 0 | 0 | 0 | 0 | OPEN | node_1398121_314_15292682_344 | AN | 8100204
load_220331859 |  | 0 | C | 0 | 0 | 0 | 0 | 0 | 0 | 0 | 0 | 0 | 0 | 0 | 0+0j | 0 | 0 | 0+0j | 0 | 0 | 0+0j | 0 | 0 | 0+0j | 0 | 0 | 0+0j | 0 | 0 | 0+0j | 0 | 0 | 0+0j | 348 | 148.247 | 348+148.247j | 0 | 0 | 0+0j | 0 | 0 | 0 | 0 | 0 | 0 | 0 | 0 | 0 | 0 | 0 | 0 | 0 | 0 | 0 | 0 | 0 | 0 | 1 | 0 | 0 | 1 | 0 | 0 | 0 | 0 | 0 | 0 | 0 | OPEN | node_1398114_021_15292707_044 | BN | 8100204
load_220331860 |  | 0 | C | 0 | 0 | 0 | 0 | 0 | 0 | 0 | 0 | 0 | 0 | 0 | 0+0j | 0 | 0 | 0+0j | 0 | 0 | 0+0j | 0 | 0 | 0+0j | 0 | 0 | 0+0j | 0 | 0 | 0+0j | 0 | 0 | 0+0j | 0 | 0 | 0+0j | 348 | 148.247 | 348+148.247j | 0 | 0 | 0 | 0 | 0 | 0 | 0 | 0 | 0 | 0 | 0 | 0 | 0 | 0 | 0 | 0 | 0 | 0 | 1 | 0 | 0 | 1 | 0 | 0 | 0 | 0 | 0 | 0 | 0 | OPEN | node_1398123_586_15292655_911 | CN | 8100204
load_220331862 |  | 0 | R | 0 | 0 | 0 | 0 | 0 | 0 | 0 | 0 | 0 | 0 | 0 | 0+0j | 0 | 0 | 0+0j | 0 | 0 | 0+0j | 0 | 0 | 0+0j | 0 | 0 | 0+0j | 0 | 0 | 0+0j | 106977.6 | 45572.267 | 106977.6+45572.267j | 0 | 0 | 0+0j | 0 | 0 | 0+0j | 0 | 0 | 0 | 0 | 0 | 0 | 0 | 0 | 0 | 0 | 0 | 0 | 0 | 0 | 0 | 0 | 0 | 0 | 1 | 0 | 0 | 1 | 0 | 0 | 0 | 0 | 0 | 0 | 0 | OPEN | node_1398515_065_15292350_402 | AN | 8100204
load_220331863 |  | 0 | R | 0 | 0 | 0 | 0 | 0 | 0 | 0 | 0 | 0 | 0 | 0 | 0+0j | 0 | 0 | 0+0j | 0 | 0 | 0+0j | 0 | 0 | 0+0j | 0 | 0 | 0+0j | 0 | 0 | 0+0j | 49068 | 20902.88 | 49068+20902.88j | 0 | 0 | 0+0j | 0 | 0 | 0+0j | 0 | 0 | 0 | 0 | 0 | 0 | 0 | 0 | 0 | 0 | 0 | 0 | 0 | 0 | 0 | 0 | 0 | 0 | 1 | 0 | 0 | 1 | 0 | 0 | 0 | 0 | 0 | 0 | 0 | OPEN | node_1398520_569_15292887_202 | AN | 8100204
load_220331868 |  | 0 | C | 0 | 0 | 0 | 0 | 0 | 0 | 0 | 0 | 0 | 0 | 0 | 0+0j | 0 | 0 | 0+0j | 0 | 0 | 0+0j | 0 | 0 | 0+0j | 0 | 0 | 0+0j | 0 | 0 | 0+0j | 36666.667 | 15619.935 | 36666.667+15619.935j | 36666.667 | 15619.935 | 36666.667+15619.935j | 36666.667 | 15619.935 | 36666.667+15619.935j | 0 | 0 | 0 | 0 | 0 | 0 | 0 | 0 | 0 | 0 | 0 | 0 | 0 | 0 | 0 | 0 | 0 | 0 | 1 | 0 | 0 | 1 | 0 | 0 | 0 | 0 | 0 | 0 | 0 | OPEN | node_1398890_238_15289379_936 | ABCN | 8100204
load_220331869 |  | 0 | R | 0 | 0 | 0 | 0 | 0 | 0 | 0 | 0 | 0 | 0 | 0 | 0+0j | 0 | 0 | 0+0j | 0 | 0 | 0+0j | 0 | 0 | 0+0j | 0 | 0 | 0+0j | 0 | 0 | 0+0j | 57204 | 24368.802 | 57204+24368.802j | 0 | 0 | 0+0j | 0 | 0 | 0+0j | 0 | 0 | 0 | 0 | 0 | 0 | 0 | 0 | 0 | 0 | 0 | 0 | 0 | 0 | 0 | 0 | 0 | 0 | 1 | 0 | 0 | 1 | 0 | 0 | 0 | 0 | 0 | 0 | 0 | OPEN | node_1399151_452_15290422_504 | AN | 8100204
load_220331870 |  | 0 | R | 0 | 0 | 0 | 0 | 0 | 0 | 0 | 0 | 0 | 0 | 0 | 0+0j | 0 | 0 | 0+0j | 0 | 0 | 0+0j | 0 | 0 | 0+0j | 0 | 0 | 0+0j | 0 | 0 | 0+0j | 72950.4 | 31076.74 | 72950.4+31076.74j | 0 | 0 | 0+0j | 0 | 0 | 0+0j | 0 | 0 | 0 | 0 | 0 | 0 | 0 | 0 | 0 | 0 | 0 | 0 | 0 | 0 | 0 | 0 | 0 | 0 | 1 | 0 | 0 | 1 | 0 | 0 | 0 | 0 | 0 | 0 | 0 | OPEN | node_1399166_582_15289746_119 | AN | 8100204
load_220331871 |  | 0 | R | 0 | 0 | 0 | 0 | 0 | 0 | 0 | 0 | 0 | 0 | 0 | 0+0j | 0 | 0 | 0+0j | 0 | 0 | 0+0j | 0 | 0 | 0+0j | 0 | 0 | 0+0j | 0 | 0 | 0+0j | 16876.8 | 7189.487 | 16876.8+7189.487j | 0 | 0 | 0+0j | 0 | 0 | 0+0j | 0 | 0 | 0 | 0 | 0 | 0 | 0 | 0 | 0 | 0 | 0 | 0 | 0 | 0 | 0 | 0 | 0 | 0 | 1 | 0 | 0 | 1 | 0 | 0 | 0 | 0 | 0 | 0 | 0 | OPEN | node_1399479_755_15289008_26 | AN | 8100204
load_220331872 |  | 0 | R | 0 | 0 | 0 | 0 | 0 | 0 | 0 | 0 | 0 | 0 | 0 | 0+0j | 0 | 0 | 0+0j | 0 | 0 | 0+0j | 0 | 0 | 0+0j | 0 | 0 | 0+0j | 0 | 0 | 0+0j | 46605.6 | 19853.902 | 46605.6+19853.902j | 0 | 0 | 0+0j | 0 | 0 | 0+0j | 0 | 0 | 0 | 0 | 0 | 0 | 0 | 0 | 0 | 0 | 0 | 0 | 0 | 0 | 0 | 0 | 0 | 0 | 1 | 0 | 0 | 1 | 0 | 0 | 0 | 0 | 0 | 0 | 0 | OPEN | node_1399234_075_15288991_772 | AN | 8100204
load_220331873 |  | 0 | R | 0 | 0 | 0 | 0 | 0 | 0 | 0 | 0 | 0 | 0 | 0 | 0+0j | 0 | 0 | 0+0j | 0 | 0 | 0+0j | 0 | 0 | 0+0j | 0 | 0 | 0+0j | 0 | 0 | 0+0j | 14299.2 | 6091.434 | 14299.2+6091.434j | 0 | 0 | 0+0j | 0 | 0 | 0+0j | 0 | 0 | 0 | 0 | 0 | 0 | 0 | 0 | 0 | 0 | 0 | 0 | 0 | 0 | 0 | 0 | 0 | 0 | 1 | 0 | 0 | 1 | 0 | 0 | 0 | 0 | 0 | 0 | 0 | OPEN | node_1398862_146_15288818_833 | AN | 8100204
load_220331874 |  | 0 | R | 0 | 0 | 0 | 0 | 0 | 0 | 0 | 0 | 0 | 0 | 0 | 0+0j | 0 | 0 | 0+0j | 0 | 0 | 0+0j | 0 | 0 | 0+0j | 0 | 0 | 0+0j | 0 | 0 | 0+0j | 89416.8 | 38091.397 | 89416.8+38091.397j | 0 | 0 | 0+0j | 0 | 0 | 0+0j | 0 | 0 | 0 | 0 | 0 | 0 | 0 | 0 | 0 | 0 | 0 | 0 | 0 | 0 | 0 | 0 | 0 | 0 | 1 | 0 | 0 | 1 | 0 | 0 | 0 | 0 | 0 | 0 | 0 | OPEN | node_1399106_214_15290753_725 | AN | 8100204
load_220331875 |  | 0 | R | 0 | 0 | 0 | 0 | 0 | 0 | 0 | 0 | 0 | 0 | 0 | 0+0j | 0 | 0 | 0+0j | 0 | 0 | 0+0j | 0 | 0 | 0+0j | 0 | 0 | 0+0j | 0 | 0 | 0+0j | 21434.4 | 9131.016 | 21434.4+9131.016j | 0 | 0 | 0+0j | 0 | 0 | 0+0j | 0 | 0 | 0 | 0 | 0 | 0 | 0 | 0 | 0 | 0 | 0 | 0 | 0 | 0 | 0 | 0 | 0 | 0 | 1 | 0 | 0 | 1 | 0 | 0 | 0 | 0 | 0 | 0 | 0 | OPEN | node_1399713_473_15290583_98 | AN | 8100204
load_220331877 |  | 0 | R | 0 | 0 | 0 | 0 | 0 | 0 | 0 | 0 | 0 | 0 | 0 | 0+0j | 0 | 0 | 0+0j | 0 | 0 | 0+0j | 0 | 0 | 0+0j | 0 | 0 | 0+0j | 0 | 0 | 0+0j | 82245.6 | 35036.479 | 82245.6+35036.479j | 0 | 0 | 0+0j | 0 | 0 | 0+0j | 0 | 0 | 0 | 0 | 0 | 0 | 0 | 0 | 0 | 0 | 0 | 0 | 0 | 0 | 0 | 0 | 0 | 0 | 1 | 0 | 0 | 1 | 0 | 0 | 0 | 0 | 0 | 0 | 0 | OPEN | node_1400163_291_15290434_34 | AN | 8100204
load_220331878 |  | 0 | R | 0 | 0 | 0 | 0 | 0 | 0 | 0 | 0 | 0 | 0 | 0 | 0+0j | 0 | 0 | 0+0j | 0 | 0 | 0+0j | 0 | 0 | 0+0j | 0 | 0 | 0+0j | 0 | 0 | 0+0j | 65390.4 | 27856.194 | 65390.4+27856.194j | 0 | 0 | 0+0j | 0 | 0 | 0+0j | 0 | 0 | 0 | 0 | 0 | 0 | 0 | 0 | 0 | 0 | 0 | 0 | 0 | 0 | 0 | 0 | 0 | 0 | 1 | 0 | 0 | 1 | 0 | 0 | 0 | 0 | 0 | 0 | 0 | OPEN | node_1400422_056_15289864_84 | AN | 8100204
load_220331879 |  | 0 | C | 0 | 0 | 0 | 0 | 0 | 0 | 0 | 0 | 0 | 0 | 0 | 0+0j | 0 | 0 | 0+0j | 0 | 0 | 0+0j | 0 | 0 | 0+0j | 0 | 0 | 0+0j | 0 | 0 | 0+0j | 2527.2 | 1076.583 | 2527.2+1076.583j | 0 | 0 | 0+0j | 0 | 0 | 0+0j | 0 | 0 | 0 | 0 | 0 | 0 | 0 | 0 | 0 | 0 | 0 | 0 | 0 | 0 | 0 | 0 | 0 | 0 | 1 | 0 | 0 | 1 | 0 | 0 | 0 | 0 | 0 | 0 | 0 | OPEN | node_1399733_181_15291290_44 | AN | 8100204
load_220331880 |  | 0 | R | 0 | 0 | 0 | 0 | 0 | 0 | 0 | 0 | 0 | 0 | 0 | 0+0j | 0 | 0 | 0+0j | 0 | 0 | 0+0j | 0 | 0 | 0+0j | 0 | 0 | 0+0j | 0 | 0 | 0+0j | 55404 | 23602.005 | 55404+23602.005j | 0 | 0 | 0+0j | 0 | 0 | 0+0j | 0 | 0 | 0 | 0 | 0 | 0 | 0 | 0 | 0 | 0 | 0 | 0 | 0 | 0 | 0 | 0 | 0 | 0 | 1 | 0 | 0 | 1 | 0 | 0 | 0 | 0 | 0 | 0 | 0 | OPEN | node_1399972_374_15290881_695 | AN | 8100204
load_220331881 |  | 0 | R | 0 | 0 | 0 | 0 | 0 | 0 | 0 | 0 | 0 | 0 | 0 | 0+0j | 0 | 0 | 0+0j | 0 | 0 | 0+0j | 0 | 0 | 0+0j | 0 | 0 | 0+0j | 0 | 0 | 0+0j | 47649.6 | 20298.645 | 47649.6+20298.645j | 0 | 0 | 0+0j | 0 | 0 | 0+0j | 0 | 0 | 0 | 0 | 0 | 0 | 0 | 0 | 0 | 0 | 0 | 0 | 0 | 0 | 0 | 0 | 0 | 0 | 1 | 0 | 0 | 1 | 0 | 0 | 0 | 0 | 0 | 0 | 0 | OPEN | node_1399870_793_15290099_835 | AN | 8100204
load_220331882 |  | 0 | R | 0 | 0 | 0 | 0 | 0 | 0 | 0 | 0 | 0 | 0 | 0 | 0+0j | 0 | 0 | 0+0j | 0 | 0 | 0+0j | 0 | 0 | 0+0j | 0 | 0 | 0+0j | 0 | 0 | 0+0j | 69480 | 29598.356 | 69480+29598.356j | 0 | 0 | 0+0j | 0 | 0 | 0+0j | 0 | 0 | 0 | 0 | 0 | 0 | 0 | 0 | 0 | 0 | 0 | 0 | 0 | 0 | 0 | 0 | 0 | 0 | 1 | 0 | 0 | 1 | 0 | 0 | 0 | 0 | 0 | 0 | 0 | OPEN | node_1400093_791_15289689_322 | AN | 8100204
load_220331883 |  | 0 | R | 0 | 0 | 0 | 0 | 0 | 0 | 0 | 0 | 0 | 0 | 0 | 0+0j | 0 | 0 | 0+0j | 0 | 0 | 0+0j | 0 | 0 | 0+0j | 0 | 0 | 0+0j | 0 | 0 | 0+0j | 98532 | 41974.456 | 98532+41974.456j | 0 | 0 | 0+0j | 0 | 0 | 0+0j | 0 | 0 | 0 | 0 | 0 | 0 | 0 | 0 | 0 | 0 | 0 | 0 | 0 | 0 | 0 | 0 | 0 | 0 | 1 | 0 | 0 | 1 | 0 | 0 | 0 | 0 | 0 | 0 | 0 | OPEN | node_1399650_056_15292247_481 | AN | 8100204
load_220331900 |  | 0 | R | 0 | 0 | 0 | 0 | 0 | 0 | 0 | 0 | 0 | 0 | 0 | 0+0j | 0 | 0 | 0+0j | 0 | 0 | 0+0j | 0 | 0 | 0+0j | 0 | 0 | 0+0j | 0 | 0 | 0+0j | 58291.2 | 24831.947 | 58291.2+24831.947j | 0 | 0 | 0+0j | 0 | 0 | 0+0j | 0 | 0 | 0 | 0 | 0 | 0 | 0 | 0 | 0 | 0 | 0 | 0 | 0 | 0 | 0 | 0 | 0 | 0 | 1 | 0 | 0 | 1 | 0 | 0 | 0 | 0 | 0 | 0 | 0 | OPEN | node_1400697_015_15290541_299 | AN | 8100204
load_220331901 |  | 0 | C | 0 | 0 | 0 | 0 | 0 | 0 | 0 | 0 | 0 | 0 | 0 | 0+0j | 0 | 0 | 0+0j | 0 | 0 | 0+0j | 0 | 0 | 0+0j | 0 | 0 | 0+0j | 0 | 0 | 0+0j | 0 | 0 | 0+0j | 0 | 0 | 0+0j | 0 | 0 | 0+0j | 0 | 0 | 0 | 0 | 0 | 0 | 0 | 0 | 0 | 0 | 0 | 0 | 0 | 0 | 0 | 0 | 0 | 0 | 1 | 0 | 0 | 1 | 0 | 0 | 0 | 0 | 0 | 0 | 0 | OPEN | node_1400697_719_15290427_19 | AN | 8100204
load_220331902 |  | 0 | R | 0 | 0 | 0 | 0 | 0 | 0 | 0 | 0 | 0 | 0 | 0 | 0+0j | 0 | 0 | 0+0j | 0 | 0 | 0+0j | 0 | 0 | 0+0j | 0 | 0 | 0+0j | 0 | 0 | 0+0j | 34671.6 | 14770.04 | 34671.6+14770.04j | 0 | 0 | 0+0j | 0 | 0 | 0+0j | 0 | 0 | 0 | 0 | 0 | 0 | 0 | 0 | 0 | 0 | 0 | 0 | 0 | 0 | 0 | 0 | 0 | 0 | 1 | 0 | 0 | 1 | 0 | 0 | 0 | 0 | 0 | 0 | 0 | OPEN | node_1400886_54_15291358_447 | AN | 8100204
load_220331903 |  | 0 | R | 0 | 0 | 0 | 0 | 0 | 0 | 0 | 0 | 0 | 0 | 0 | 0+0j | 0 | 0 | 0+0j | 0 | 0 | 0+0j | 0 | 0 | 0+0j | 0 | 0 | 0+0j | 0 | 0 | 0+0j | 34671.6 | 14770.04 | 34671.6+14770.04j | 0 | 0 | 0+0j | 0 | 0 | 0+0j | 0 | 0 | 0 | 0 | 0 | 0 | 0 | 0 | 0 | 0 | 0 | 0 | 0 | 0 | 0 | 0 | 0 | 0 | 1 | 0 | 0 | 1 | 0 | 0 | 0 | 0 | 0 | 0 | 0 | OPEN | node_1400867_135_15291352_786 | AN | 8100204
load_220331907 |  | 0 | R | 0 | 0 | 0 | 0 | 0 | 0 | 0 | 0 | 0 | 0 | 0 | 0+0j | 0 | 0 | 0+0j | 0 | 0 | 0+0j | 0 | 0 | 0+0j | 0 | 0 | 0+0j | 0 | 0 | 0+0j | 17863.2 | 7609.691 | 17863.2+7609.691j | 0 | 0 | 0+0j | 0 | 0 | 0+0j | 0 | 0 | 0 | 0 | 0 | 0 | 0 | 0 | 0 | 0 | 0 | 0 | 0 | 0 | 0 | 0 | 0 | 0 | 1 | 0 | 0 | 1 | 0 | 0 | 0 | 0 | 0 | 0 | 0 | OPEN | node_1401549_908_15291120_438 | AN | 8100204
load_220331910 |  | 0 | R | 0 | 0 | 0 | 0 | 0 | 0 | 0 | 0 | 0 | 0 | 0 | 0+0j | 0 | 0 | 0+0j | 0 | 0 | 0+0j | 0 | 0 | 0+0j | 0 | 0 | 0+0j | 0 | 0 | 0+0j | 2181.6 | 929.358 | 2181.6+929.358j | 0 | 0 | 0+0j | 0 | 0 | 0+0j | 0 | 0 | 0 | 0 | 0 | 0 | 0 | 0 | 0 | 0 | 0 | 0 | 0 | 0 | 0 | 0 | 0 | 0 | 1 | 0 | 0 | 1 | 0 | 0 | 0 | 0 | 0 | 0 | 0 | OPEN | node_1402206_698_15291206_169 | AN | 8100204
load_220331911 |  | 0 | R | 0 | 0 | 0 | 0 | 0 | 0 | 0 | 0 | 0 | 0 | 0 | 0+0j | 0 | 0 | 0+0j | 0 | 0 | 0+0j | 0 | 0 | 0+0j | 0 | 0 | 0+0j | 0 | 0 | 0+0j | 10778.4 | 4591.579 | 10778.4+4591.579j | 0 | 0 | 0+0j | 0 | 0 | 0+0j | 0 | 0 | 0 | 0 | 0 | 0 | 0 | 0 | 0 | 0 | 0 | 0 | 0 | 0 | 0 | 0 | 0 | 0 | 1 | 0 | 0 | 1 | 0 | 0 | 0 | 0 | 0 | 0 | 0 | OPEN | node_1401160_776_15290788_87 | AN | 8100204
load_220331912 |  | 0 | R | 0 | 0 | 0 | 0 | 0 | 0 | 0 | 0 | 0 | 0 | 0 | 0+0j | 0 | 0 | 0+0j | 0 | 0 | 0+0j | 0 | 0 | 0+0j | 0 | 0 | 0+0j | 0 | 0 | 0+0j | 26604 | 11333.257 | 26604+11333.257j | 0 | 0 | 0+0j | 0 | 0 | 0+0j | 0 | 0 | 0 | 0 | 0 | 0 | 0 | 0 | 0 | 0 | 0 | 0 | 0 | 0 | 0 | 0 | 0 | 0 | 1 | 0 | 0 | 1 | 0 | 0 | 0 | 0 | 0 | 0 | 0 | OPEN | node_1401377_434_15290924_101 | AN | 8100204
load_220331913 |  | 0 | R | 0 | 0 | 0 | 0 | 0 | 0 | 0 | 0 | 0 | 0 | 0 | 0+0j | 0 | 0 | 0+0j | 0 | 0 | 0+0j | 0 | 0 | 0+0j | 0 | 0 | 0+0j | 0 | 0 | 0+0j | 56714.4 | 24160.233 | 56714.4+24160.233j | 0 | 0 | 0+0j | 0 | 0 | 0+0j | 0 | 0 | 0 | 0 | 0 | 0 | 0 | 0 | 0 | 0 | 0 | 0 | 0 | 0 | 0 | 0 | 0 | 0 | 1 | 0 | 0 | 1 | 0 | 0 | 0 | 0 | 0 | 0 | 0 | OPEN | node_1401257_726_15290526_302 | AN | 8100204
load_220332596 |  | 0 | R | 0 | 0 | 0 | 0 | 0 | 0 | 0 | 0 | 0 | 0 | 0 | 0+0j | 0 | 0 | 0+0j | 0 | 0 | 0+0j | 0 | 0 | 0+0j | 0 | 0 | 0+0j | 0 | 0 | 0+0j | 7509.6 | 3199.076 | 7509.6+3199.076j | 0 | 0 | 0+0j | 0 | 0 | 0+0j | 0 | 0 | 0 | 0 | 0 | 0 | 0 | 0 | 0 | 0 | 0 | 0 | 0 | 0 | 0 | 0 | 0 | 0 | 1 | 0 | 0 | 1 | 0 | 0 | 0 | 0 | 0 | 0 | 0 | OPEN | node_1399671_478_15290157_59 | AN | 8100204
load_220332597 |  | 0 | R | 0 | 0 | 0 | 0 | 0 | 0 | 0 | 0 | 0 | 0 | 0 | 0+0j | 0 | 0 | 0+0j | 0 | 0 | 0+0j | 0 | 0 | 0+0j | 0 | 0 | 0+0j | 0 | 0 | 0+0j | 7524 | 3205.211 | 7524+3205.211j | 0 | 0 | 0+0j | 0 | 0 | 0+0j | 0 | 0 | 0 | 0 | 0 | 0 | 0 | 0 | 0 | 0 | 0 | 0 | 0 | 0 | 0 | 0 | 0 | 0 | 1 | 0 | 0 | 1 | 0 | 0 | 0 | 0 | 0 | 0 | 0 | OPEN | node_1399537_693_15290098_752 | AN | 8100204
load_220332776 |  | 0 | R | 0 | 0 | 0 | 0 | 0 | 0 | 0 | 0 | 0 | 0 | 0 | 0+0j | 0 | 0 | 0+0j | 0 | 0 | 0+0j | 0 | 0 | 0+0j | 0 | 0 | 0+0j | 0 | 0 | 0+0j | 18612 | 7928.679 | 18612+7928.679j | 0 | 0 | 0+0j | 0 | 0 | 0+0j | 0 | 0 | 0 | 0 | 0 | 0 | 0 | 0 | 0 | 0 | 0 | 0 | 0 | 0 | 0 | 0 | 0 | 0 | 1 | 0 | 0 | 1 | 0 | 0 | 0 | 0 | 0 | 0 | 0 | OPEN | node_1398106_726_15293352_295 | AN | 8100204
load_220332779 |  | 0 | C | 0 | 0 | 0 | 0 | 0 | 0 | 0 | 0 | 0 | 0 | 0 | 0+0j | 0 | 0 | 0+0j | 0 | 0 | 0+0j | 0 | 0 | 0+0j | 0 | 0 | 0+0j | 0 | 0 | 0+0j | 6228 | 2653.117 | 6228+2653.117j | 0 | 0 | 0+0j | 0 | 0 | 0+0j | 0 | 0 | 0 | 0 | 0 | 0 | 0 | 0 | 0 | 0 | 0 | 0 | 0 | 0 | 0 | 0 | 0 | 0 | 1 | 0 | 0 | 1 | 0 | 0 | 0 | 0 | 0 | 0 | 0 | OPEN | node_1397505_933_15293107_834 | AN | 8100204
load_220332780 |  | 0 | C | 0 | 0 | 0 | 0 | 0 | 0 | 0 | 0 | 0 | 0 | 0 | 0+0j | 0 | 0 | 0+0j | 0 | 0 | 0+0j | 0 | 0 | 0+0j | 0 | 0 | 0+0j | 0 | 0 | 0+0j | 5666.667 | 2413.99 | 5666.667+2413.99j | 0 | 0 | 0+0j | 0 | 0 | 0+0j | 0 | 0 | 0 | 0 | 0 | 0 | 0 | 0 | 0 | 0 | 0 | 0 | 0 | 0 | 0 | 0 | 0 | 0 | 1 | 0 | 0 | 1 | 0 | 0 | 0 | 0 | 0 | 0 | 0 | OPEN | node_1398978_38_15291935_073 | AN | 8100204
load_220332781 |  | 0 | C | 0 | 0 | 0 | 0 | 0 | 0 | 0 | 0 | 0 | 0 | 0 | 0+0j | 0 | 0 | 0+0j | 0 | 0 | 0+0j | 0 | 0 | 0+0j | 0 | 0 | 0+0j | 0 | 0 | 0+0j | 0 | 0 | 0+0j | 5666.667 | 2413.99 | 5666.667+2413.99j | 0 | 0 | 0+0j | 0 | 0 | 0 | 0 | 0 | 0 | 0 | 0 | 0 | 0 | 0 | 0 | 0 | 0 | 0 | 0 | 0 | 0 | 1 | 0 | 0 | 1 | 0 | 0 | 0 | 0 | 0 | 0 | 0 | OPEN | node_1398983_862_15291909_53 | BN | 8100204
load_220332782 |  | 0 | C | 0 | 0 | 0 | 0 | 0 | 0 | 0 | 0 | 0 | 0 | 0 | 0+0j | 0 | 0 | 0+0j | 0 | 0 | 0+0j | 0 | 0 | 0+0j | 0 | 0 | 0+0j | 0 | 0 | 0+0j | 0 | 0 | 0+0j | 0 | 0 | 0+0j | 5666.667 | 2413.99 | 5666.667+2413.99j | 0 | 0 | 0 | 0 | 0 | 0 | 0 | 0 | 0 | 0 | 0 | 0 | 0 | 0 | 0 | 0 | 0 | 0 | 1 | 0 | 0 | 1 | 0 | 0 | 0 | 0 | 0 | 0 | 0 | OPEN | node_1398978_017_15291961_693 | CN | 8100204
load_220332783 |  | 0 | R | 0 | 0 | 0 | 0 | 0 | 0 | 0 | 0 | 0 | 0 | 0 | 0+0j | 0 | 0 | 0+0j | 0 | 0 | 0+0j | 0 | 0 | 0+0j | 0 | 0 | 0+0j | 0 | 0 | 0+0j | 6825.6 | 2907.693 | 6825.6+2907.693j | 0 | 0 | 0+0j | 0 | 0 | 0+0j | 0 | 0 | 0 | 0 | 0 | 0 | 0 | 0 | 0 | 0 | 0 | 0 | 0 | 0 | 0 | 0 | 0 | 0 | 1 | 0 | 0 | 1 | 0 | 0 | 0 | 0 | 0 | 0 | 0 | OPEN | node_1399107_512_15292307_833 | AN | 8100204
load_220332784 |  | 0 | C | 0 | 0 | 0 | 0 | 0 | 0 | 0 | 0 | 0 | 0 | 0 | 0+0j | 0 | 0 | 0+0j | 0 | 0 | 0+0j | 0 | 0 | 0+0j | 0 | 0 | 0+0j | 0 | 0 | 0+0j | 3500 | 1490.994 | 3500+1490.994j | 0 | 0 | 0+0j | 0 | 0 | 0+0j | 0 | 0 | 0 | 0 | 0 | 0 | 0 | 0 | 0 | 0 | 0 | 0 | 0 | 0 | 0 | 0 | 0 | 0 | 1 | 0 | 0 | 1 | 0 | 0 | 0 | 0 | 0 | 0 | 0 | OPEN | node_1398915_284_15292788_713 | AN | 8100204
load_220332785 |  | 0 | C | 0 | 0 | 0 | 0 | 0 | 0 | 0 | 0 | 0 | 0 | 0 | 0+0j | 0 | 0 | 0+0j | 0 | 0 | 0+0j | 0 | 0 | 0+0j | 0 | 0 | 0+0j | 0 | 0 | 0+0j | 3500 | 1490.994 | 3500+1490.994j | 0 | 0 | 0+0j | 0 | 0 | 0+0j | 0 | 0 | 0 | 0 | 0 | 0 | 0 | 0 | 0 | 0 | 0 | 0 | 0 | 0 | 0 | 0 | 0 | 0 | 1 | 0 | 0 | 1 | 0 | 0 | 0 | 0 | 0 | 0 | 0 | OPEN | node_1398902_128_15292808_527 | AN | 8100204
load_220332786 |  | 0 | C | 0 | 0 | 0 | 0 | 0 | 0 | 0 | 0 | 0 | 0 | 0 | 0+0j | 0 | 0 | 0+0j | 0 | 0 | 0+0j | 0 | 0 | 0+0j | 0 | 0 | 0+0j | 0 | 0 | 0+0j | 0 | 0 | 0+0j | 0 | 0 | 0+0j | 0 | 0 | 0+0j | 0 | 0 | 0 | 0 | 0 | 0 | 0 | 0 | 0 | 0 | 0 | 0 | 0 | 0 | 0 | 0 | 0 | 0 | 1 | 0 | 0 | 1 | 0 | 0 | 0 | 0 | 0 | 0 | 0 | OPEN | node_1398763_866_15292912_927 | AN | 8100204
load_220332801 |  | 0 | C | 0 | 0 | 0 | 0 | 0 | 0 | 0 | 0 | 0 | 0 | 0 | 0+0j | 0 | 0 | 0+0j | 0 | 0 | 0+0j | 0 | 0 | 0+0j | 0 | 0 | 0+0j | 0 | 0 | 0+0j | 756 | 322.055 | 756+322.055j | 0 | 0 | 0+0j | 0 | 0 | 0+0j | 0 | 0 | 0 | 0 | 0 | 0 | 0 | 0 | 0 | 0 | 0 | 0 | 0 | 0 | 0 | 0 | 0 | 0 | 1 | 0 | 0 | 1 | 0 | 0 | 0 | 0 | 0 | 0 | 0 | OPEN | node_1397463_282_15292555_712 | AN | 8100204
load_220332837 |  | 0 | C | 0 | 0 | 0 | 0 | 0 | 0 | 0 | 0 | 0 | 0 | 0 | 0+0j | 0 | 0 | 0+0j | 0 | 0 | 0+0j | 0 | 0 | 0+0j | 0 | 0 | 0+0j | 0 | 0 | 0+0j | 18500 | 7880.967 | 18500+7880.967j | 0 | 0 | 0+0j | 0 | 0 | 0+0j | 0 | 0 | 0 | 0 | 0 | 0 | 0 | 0 | 0 | 0 | 0 | 0 | 0 | 0 | 0 | 0 | 0 | 0 | 1 | 0 | 0 | 1 | 0 | 0 | 0 | 0 | 0 | 0 | 0 | OPEN | node_1397208_762_15291371_272 | AN | 8100204
load_220332838 |  | 0 | R | 0 | 0 | 0 | 0 | 0 | 0 | 0 | 0 | 0 | 0 | 0 | 0+0j | 0 | 0 | 0+0j | 0 | 0 | 0+0j | 0 | 0 | 0+0j | 0 | 0 | 0+0j | 0 | 0 | 0+0j | 7898.4 | 3364.704 | 7898.4+3364.704j | 0 | 0 | 0+0j | 0 | 0 | 0+0j | 0 | 0 | 0 | 0 | 0 | 0 | 0 | 0 | 0 | 0 | 0 | 0 | 0 | 0 | 0 | 0 | 0 | 0 | 1 | 0 | 0 | 1 | 0 | 0 | 0 | 0 | 0 | 0 | 0 | OPEN | node_1397226_547_15291383_205 | AN | 8100204
load_220332839 |  | 0 | C | 0 | 0 | 0 | 0 | 0 | 0 | 0 | 0 | 0 | 0 | 0 | 0+0j | 0 | 0 | 0+0j | 0 | 0 | 0+0j | 0 | 0 | 0+0j | 0 | 0 | 0+0j | 0 | 0 | 0+0j | 15000 | 6389.973 | 15000+6389.973j | 0 | 0 | 0+0j | 0 | 0 | 0+0j | 0 | 0 | 0 | 0 | 0 | 0 | 0 | 0 | 0 | 0 | 0 | 0 | 0 | 0 | 0 | 0 | 0 | 0 | 1 | 0 | 0 | 1 | 0 | 0 | 0 | 0 | 0 | 0 | 0 | OPEN | node_1396790_485_15291496_071 | AN | 8100204
load_220332840 |  | 0 | C | 0 | 0 | 0 | 0 | 0 | 0 | 0 | 0 | 0 | 0 | 0 | 0+0j | 0 | 0 | 0+0j | 0 | 0 | 0+0j | 0 | 0 | 0+0j | 0 | 0 | 0+0j | 0 | 0 | 0+0j | 0 | 0 | 0+0j | 15000 | 6389.973 | 15000+6389.973j | 0 | 0 | 0+0j | 0 | 0 | 0 | 0 | 0 | 0 | 0 | 0 | 0 | 0 | 0 | 0 | 0 | 0 | 0 | 0 | 0 | 0 | 1 | 0 | 0 | 1 | 0 | 0 | 0 | 0 | 0 | 0 | 0 | OPEN | node_1396772_964_15291483_448 | BN | 8100204
load_220332841 |  | 0 | C | 0 | 0 | 0 | 0 | 0 | 0 | 0 | 0 | 0 | 0 | 0 | 0+0j | 0 | 0 | 0+0j | 0 | 0 | 0+0j | 0 | 0 | 0+0j | 0 | 0 | 0+0j | 0 | 0 | 0+0j | 0 | 0 | 0+0j | 0 | 0 | 0+0j | 15000 | 6389.973 | 15000+6389.973j | 0 | 0 | 0 | 0 | 0 | 0 | 0 | 0 | 0 | 0 | 0 | 0 | 0 | 0 | 0 | 0 | 0 | 0 | 1 | 0 | 0 | 1 | 0 | 0 | 0 | 0 | 0 | 0 | 0 | OPEN | node_1396809_815_15291502_196 | CN | 8100204
load_220332898 |  | 0 | C | 0 | 0 | 0 | 0 | 0 | 0 | 0 | 0 | 0 | 0 | 0 | 0+0j | 0 | 0 | 0+0j | 0 | 0 | 0+0j | 0 | 0 | 0+0j | 0 | 0 | 0+0j | 0 | 0 | 0+0j | 9417.6 | 4011.881 | 9417.6+4011.881j | 0 | 0 | 0+0j | 0 | 0 | 0+0j | 0 | 0 | 0 | 0 | 0 | 0 | 0 | 0 | 0 | 0 | 0 | 0 | 0 | 0 | 0 | 0 | 0 | 0 | 1 | 0 | 0 | 1 | 0 | 0 | 0 | 0 | 0 | 0 | 0 | OPEN | node_1398165_911_15293031_187 | AN | 8100204
load_220332942 |  | 0 | C | 0 | 0 | 0 | 0 | 0 | 0 | 0 | 0 | 0 | 0 | 0 | 0+0j | 0 | 0 | 0+0j | 0 | 0 | 0+0j | 0 | 0 | 0+0j | 0 | 0 | 0+0j | 0 | 0 | 0+0j | 7666.667 | 3265.986 | 7666.667+3265.986j | 0 | 0 | 0+0j | 0 | 0 | 0+0j | 0 | 0 | 0 | 0 | 0 | 0 | 0 | 0 | 0 | 0 | 0 | 0 | 0 | 0 | 0 | 0 | 0 | 0 | 1 | 0 | 0 | 1 | 0 | 0 | 0 | 0 | 0 | 0 | 0 | OPEN | node_1396528_121_15291114_036 | AN | 8100204
load_220332943 |  | 0 | C | 0 | 0 | 0 | 0 | 0 | 0 | 0 | 0 | 0 | 0 | 0 | 0+0j | 0 | 0 | 0+0j | 0 | 0 | 0+0j | 0 | 0 | 0+0j | 0 | 0 | 0+0j | 0 | 0 | 0+0j | 0 | 0 | 0+0j | 7666.667 | 3265.986 | 7666.667+3265.986j | 0 | 0 | 0+0j | 0 | 0 | 0 | 0 | 0 | 0 | 0 | 0 | 0 | 0 | 0 | 0 | 0 | 0 | 0 | 0 | 0 | 0 | 1 | 0 | 0 | 1 | 0 | 0 | 0 | 0 | 0 | 0 | 0 | OPEN | node_1396509_147_15291106_123 | BN | 8100204
load_220332944 |  | 0 | C | 0 | 0 | 0 | 0 | 0 | 0 | 0 | 0 | 0 | 0 | 0 | 0+0j | 0 | 0 | 0+0j | 0 | 0 | 0+0j | 0 | 0 | 0+0j | 0 | 0 | 0+0j | 0 | 0 | 0+0j | 0 | 0 | 0+0j | 0 | 0 | 0+0j | 7666.667 | 3265.986 | 7666.667+3265.986j | 0 | 0 | 0 | 0 | 0 | 0 | 0 | 0 | 0 | 0 | 0 | 0 | 0 | 0 | 0 | 0 | 0 | 0 | 1 | 0 | 0 | 1 | 0 | 0 | 0 | 0 | 0 | 0 | 0 | OPEN | node_1396547_943_15291115_098 | CN | 8100204
load_220332945 |  | 0 | C | 0 | 0 | 0 | 0 | 0 | 0 | 0 | 0 | 0 | 0 | 0 | 0+0j | 0 | 0 | 0+0j | 0 | 0 | 0+0j | 0 | 0 | 0+0j | 0 | 0 | 0+0j | 0 | 0 | 0+0j | 9333.333 | 3975.983 | 9333.333+3975.983j | 0 | 0 | 0+0j | 0 | 0 | 0+0j | 0 | 0 | 0 | 0 | 0 | 0 | 0 | 0 | 0 | 0 | 0 | 0 | 0 | 0 | 0 | 0 | 0 | 0 | 1 | 0 | 0 | 1 | 0 | 0 | 0 | 0 | 0 | 0 | 0 | OPEN | node_1397204_49_15291161_053 | AN | 8100204
load_220332946 |  | 0 | C | 0 | 0 | 0 | 0 | 0 | 0 | 0 | 0 | 0 | 0 | 0 | 0+0j | 0 | 0 | 0+0j | 0 | 0 | 0+0j | 0 | 0 | 0+0j | 0 | 0 | 0+0j | 0 | 0 | 0+0j | 0 | 0 | 0+0j | 9333.333 | 3975.983 | 9333.333+3975.983j | 0 | 0 | 0+0j | 0 | 0 | 0 | 0 | 0 | 0 | 0 | 0 | 0 | 0 | 0 | 0 | 0 | 0 | 0 | 0 | 0 | 0 | 1 | 0 | 0 | 1 | 0 | 0 | 0 | 0 | 0 | 0 | 0 | OPEN | node_1397205_852_15291134_5 | BN | 8100204
load_220332947 |  | 0 | R | 0 | 0 | 0 | 0 | 0 | 0 | 0 | 0 | 0 | 0 | 0 | 0+0j | 0 | 0 | 0+0j | 0 | 0 | 0+0j | 0 | 0 | 0+0j | 0 | 0 | 0+0j | 0 | 0 | 0+0j | 0 | 0 | 0+0j | 0 | 0 | 0+0j | 3657.6 | 1558.131 | 3657.6+1558.131j | 0 | 0 | 0 | 0 | 0 | 0 | 0 | 0 | 0 | 0 | 0 | 0 | 0 | 0 | 0 | 0 | 0 | 0 | 1 | 0 | 0 | 1 | 0 | 0 | 0 | 0 | 0 | 0 | 0 | OPEN | node_1397198_055_15291186_185 | CN | 8100204
load_220332948 |  | 0 | C | 0 | 0 | 0 | 0 | 0 | 0 | 0 | 0 | 0 | 0 | 0 | 0+0j | 0 | 0 | 0+0j | 0 | 0 | 0+0j | 0 | 0 | 0+0j | 0 | 0 | 0+0j | 0 | 0 | 0+0j | 56000 | 23855.9 | 56000+23855.9j | 0 | 0 | 0+0j | 0 | 0 | 0+0j | 0 | 0 | 0 | 0 | 0 | 0 | 0 | 0 | 0 | 0 | 0 | 0 | 0 | 0 | 0 | 0 | 0 | 0 | 1 | 0 | 0 | 1 | 0 | 0 | 0 | 0 | 0 | 0 | 0 | OPEN | node_1396610_297_15291123_423 | AN | 8100204
load_220332949 |  | 0 | C | 0 | 0 | 0 | 0 | 0 | 0 | 0 | 0 | 0 | 0 | 0 | 0+0j | 0 | 0 | 0+0j | 0 | 0 | 0+0j | 0 | 0 | 0+0j | 0 | 0 | 0+0j | 0 | 0 | 0+0j | 0 | 0 | 0+0j | 56000 | 23855.9 | 56000+23855.9j | 0 | 0 | 0+0j | 0 | 0 | 0 | 0 | 0 | 0 | 0 | 0 | 0 | 0 | 0 | 0 | 0 | 0 | 0 | 0 | 0 | 0 | 1 | 0 | 0 | 1 | 0 | 0 | 0 | 0 | 0 | 0 | 0 | OPEN | node_1396591_76_15291113_8 | BN | 8100204
load_220332950 |  | 0 | C | 0 | 0 | 0 | 0 | 0 | 0 | 0 | 0 | 0 | 0 | 0 | 0+0j | 0 | 0 | 0+0j | 0 | 0 | 0+0j | 0 | 0 | 0+0j | 0 | 0 | 0+0j | 0 | 0 | 0+0j | 0 | 0 | 0+0j | 0 | 0 | 0+0j | 56000 | 23855.9 | 56000+23855.9j | 0 | 0 | 0 | 0 | 0 | 0 | 0 | 0 | 0 | 0 | 0 | 0 | 0 | 0 | 0 | 0 | 0 | 0 | 1 | 0 | 0 | 1 | 0 | 0 | 0 | 0 | 0 | 0 | 0 | OPEN | node_1396630_028_15291126_293 | CN | 8100204
load_220332979 |  | 0 | R | 0 | 0 | 0 | 0 | 0 | 0 | 0 | 0 | 0 | 0 | 0 | 0+0j | 0 | 0 | 0+0j | 0 | 0 | 0+0j | 0 | 0 | 0+0j | 0 | 0 | 0+0j | 0 | 0 | 0+0j | 72417.6 | 30849.768 | 72417.6+30849.768j | 0 | 0 | 0+0j | 0 | 0 | 0+0j | 0 | 0 | 0 | 0 | 0 | 0 | 0 | 0 | 0 | 0 | 0 | 0 | 0 | 0 | 0 | 0 | 0 | 0 | 1 | 0 | 0 | 1 | 0 | 0 | 0 | 0 | 0 | 0 | 0 | OPEN | node_1399642_844_15289665_16 | AN | 8100204
load_220334272 |  | 0 | R | 0 | 0 | 0 | 0 | 0 | 0 | 0 | 0 | 0 | 0 | 0 | 0+0j | 0 | 0 | 0+0j | 0 | 0 | 0+0j | 0 | 0 | 0+0j | 0 | 0 | 0+0j | 0 | 0 | 0+0j | 6134.4 | 2613.243 | 6134.4+2613.243j | 0 | 0 | 0+0j | 0 | 0 | 0+0j | 0 | 0 | 0 | 0 | 0 | 0 | 0 | 0 | 0 | 0 | 0 | 0 | 0 | 0 | 0 | 0 | 0 | 0 | 1 | 0 | 0 | 1 | 0 | 0 | 0 | 0 | 0 | 0 | 0 | OPEN | node_1399772_565_15288799_038 | AN | 8100204
load_220334273 |  | 0 | R | 0 | 0 | 0 | 0 | 0 | 0 | 0 | 0 | 0 | 0 | 0 | 0+0j | 0 | 0 | 0+0j | 0 | 0 | 0+0j | 0 | 0 | 0+0j | 0 | 0 | 0+0j | 0 | 0 | 0+0j | 0 | 0 | 0+0j | 0 | 0 | 0+0j | 0 | 0 | 0+0j | 0 | 0 | 0 | 0 | 0 | 0 | 0 | 0 | 0 | 0 | 0 | 0 | 0 | 0 | 0 | 0 | 0 | 0 | 1 | 0 | 0 | 1 | 0 | 0 | 0 | 0 | 0 | 0 | 0 | OPEN | node_1399840_165_15288680_582 | AN | 8100204
load_220334274 |  | 0 | R | 0 | 0 | 0 | 0 | 0 | 0 | 0 | 0 | 0 | 0 | 0 | 0+0j | 0 | 0 | 0+0j | 0 | 0 | 0+0j | 0 | 0 | 0+0j | 0 | 0 | 0+0j | 0 | 0 | 0+0j | 35517.6 | 15130.434 | 35517.6+15130.434j | 0 | 0 | 0+0j | 0 | 0 | 0+0j | 0 | 0 | 0 | 0 | 0 | 0 | 0 | 0 | 0 | 0 | 0 | 0 | 0 | 0 | 0 | 0 | 0 | 0 | 1 | 0 | 0 | 1 | 0 | 0 | 0 | 0 | 0 | 0 | 0 | OPEN | node_1400625_19_15289406_255 | AN | 8100204
load_220334277 |  | 0 | R | 0 | 0 | 0 | 0 | 0 | 0 | 0 | 0 | 0 | 0 | 0 | 0+0j | 0 | 0 | 0+0j | 0 | 0 | 0+0j | 0 | 0 | 0+0j | 0 | 0 | 0+0j | 0 | 0 | 0+0j | 7243.2 | 3085.59 | 7243.2+3085.59j | 0 | 0 | 0+0j | 0 | 0 | 0+0j | 0 | 0 | 0 | 0 | 0 | 0 | 0 | 0 | 0 | 0 | 0 | 0 | 0 | 0 | 0 | 0 | 0 | 0 | 1 | 0 | 0 | 1 | 0 | 0 | 0 | 0 | 0 | 0 | 0 | OPEN | node_1401010_226_15288655_469 | AN | 8100204
load_220334278 |  | 0 | C | 0 | 0 | 0 | 0 | 0 | 0 | 0 | 0 | 0 | 0 | 0 | 0+0j | 0 | 0 | 0+0j | 0 | 0 | 0+0j | 0 | 0 | 0+0j | 0 | 0 | 0+0j | 0 | 0 | 0+0j | 3500 | 1490.994 | 3500+1490.994j | 0 | 0 | 0+0j | 0 | 0 | 0+0j | 0 | 0 | 0 | 0 | 0 | 0 | 0 | 0 | 0 | 0 | 0 | 0 | 0 | 0 | 0 | 0 | 0 | 0 | 1 | 0 | 0 | 1 | 0 | 0 | 0 | 0 | 0 | 0 | 0 | OPEN | node_1401001_82_15288679_517 | AN | 8100204
load_220334280 |  | 0 | R | 0 | 0 | 0 | 0 | 0 | 0 | 0 | 0 | 0 | 0 | 0 | 0+0j | 0 | 0 | 0+0j | 0 | 0 | 0+0j | 0 | 0 | 0+0j | 0 | 0 | 0+0j | 0 | 0 | 0+0j | 79725.6 | 33962.963 | 79725.6+33962.963j | 0 | 0 | 0+0j | 0 | 0 | 0+0j | 0 | 0 | 0 | 0 | 0 | 0 | 0 | 0 | 0 | 0 | 0 | 0 | 0 | 0 | 0 | 0 | 0 | 0 | 1 | 0 | 0 | 1 | 0 | 0 | 0 | 0 | 0 | 0 | 0 | OPEN | node_1400249_888_15289210_256 | AN | 8100204
load_220334281 |  | 0 | R | 0 | 0 | 0 | 0 | 0 | 0 | 0 | 0 | 0 | 0 | 0 | 0+0j | 0 | 0 | 0+0j | 0 | 0 | 0+0j | 0 | 0 | 0+0j | 0 | 0 | 0+0j | 0 | 0 | 0+0j | 121953.6 | 51952.016 | 121953.6+51952.016j | 0 | 0 | 0+0j | 0 | 0 | 0+0j | 0 | 0 | 0 | 0 | 0 | 0 | 0 | 0 | 0 | 0 | 0 | 0 | 0 | 0 | 0 | 0 | 0 | 0 | 1 | 0 | 0 | 1 | 0 | 0 | 0 | 0 | 0 | 0 | 0 | OPEN | node_1400439_308_15288720_55 | AN | 8100204
load_220334282 |  | 0 | C | 0 | 0 | 0 | 0 | 0 | 0 | 0 | 0 | 0 | 0 | 0 | 0+0j | 0 | 0 | 0+0j | 0 | 0 | 0+0j | 0 | 0 | 0+0j | 0 | 0 | 0+0j | 0 | 0 | 0+0j | 180 | 76.68 | 180+76.68j | 0 | 0 | 0+0j | 0 | 0 | 0+0j | 0 | 0 | 0 | 0 | 0 | 0 | 0 | 0 | 0 | 0 | 0 | 0 | 0 | 0 | 0 | 0 | 0 | 0 | 1 | 0 | 0 | 1 | 0 | 0 | 0 | 0 | 0 | 0 | 0 | OPEN | node_1401687_26_15290124_42 | AN | 8100204
load_220334283 |  | 0 | R | 0 | 0 | 0 | 0 | 0 | 0 | 0 | 0 | 0 | 0 | 0 | 0+0j | 0 | 0 | 0+0j | 0 | 0 | 0+0j | 0 | 0 | 0+0j | 0 | 0 | 0+0j | 0 | 0 | 0+0j | 19677.6 | 8382.622 | 19677.6+8382.622j | 0 | 0 | 0+0j | 0 | 0 | 0+0j | 0 | 0 | 0 | 0 | 0 | 0 | 0 | 0 | 0 | 0 | 0 | 0 | 0 | 0 | 0 | 0 | 0 | 0 | 1 | 0 | 0 | 1 | 0 | 0 | 0 | 0 | 0 | 0 | 0 | OPEN | node_1401933_75_15290199_416 | AN | 8100204
load_220334588 |  | 0 | R | 0 | 0 | 0 | 0 | 0 | 0 | 0 | 0 | 0 | 0 | 0 | 0+0j | 0 | 0 | 0+0j | 0 | 0 | 0+0j | 0 | 0 | 0+0j | 0 | 0 | 0+0j | 0 | 0 | 0+0j | 4384.8 | 1867.917 | 4384.8+1867.917j | 0 | 0 | 0+0j | 0 | 0 | 0+0j | 0 | 0 | 0 | 0 | 0 | 0 | 0 | 0 | 0 | 0 | 0 | 0 | 0 | 0 | 0 | 0 | 0 | 0 | 1 | 0 | 0 | 1 | 0 | 0 | 0 | 0 | 0 | 0 | 0 | OPEN | node_1401993_742_15290542_781 | AN | 8100204
load_220334589 |  | 0 | C | 0 | 0 | 0 | 0 | 0 | 0 | 0 | 0 | 0 | 0 | 0 | 0+0j | 0 | 0 | 0+0j | 0 | 0 | 0+0j | 0 | 0 | 0+0j | 0 | 0 | 0+0j | 0 | 0 | 0+0j | 0 | 0 | 0+0j | 0 | 0 | 0+0j | 0 | 0 | 0+0j | 0 | 0 | 0 | 0 | 0 | 0 | 0 | 0 | 0 | 0 | 0 | 0 | 0 | 0 | 0 | 0 | 0 | 0 | 1 | 0 | 0 | 1 | 0 | 0 | 0 | 0 | 0 | 0 | 0 | OPEN | node_1402125_057_15290697_626 | AN | 8100204
load_220431200 |  | 0 | C | 0 | 0 | 0 | 0 | 0 | 0 | 0 | 0 | 0 | 0 | 0 | 0+0j | 0 | 0 | 0+0j | 0 | 0 | 0+0j | 0 | 0 | 0+0j | 0 | 0 | 0+0j | 0 | 0 | 0+0j | 1000 | 425.998 | 1000+425.998j | 0 | 0 | 0+0j | 0 | 0 | 0+0j | 0 | 0 | 0 | 0 | 0 | 0 | 0 | 0 | 0 | 0 | 0 | 0 | 0 | 0 | 0 | 0 | 0 | 0 | 1 | 0 | 0 | 1 | 0 | 0 | 0 | 0 | 0 | 0 | 0 | OPEN | node_1396384_555_15291453_112 | AN | 8100204
load_220431201 |  | 0 | C | 0 | 0 | 0 | 0 | 0 | 0 | 0 | 0 | 0 | 0 | 0 | 0+0j | 0 | 0 | 0+0j | 0 | 0 | 0+0j | 0 | 0 | 0+0j | 0 | 0 | 0+0j | 0 | 0 | 0+0j | 0 | 0 | 0+0j | 1000 | 425.998 | 1000+425.998j | 0 | 0 | 0+0j | 0 | 0 | 0 | 0 | 0 | 0 | 0 | 0 | 0 | 0 | 0 | 0 | 0 | 0 | 0 | 0 | 0 | 0 | 1 | 0 | 0 | 1 | 0 | 0 | 0 | 0 | 0 | 0 | 0 | OPEN | node_1396403_334_15291444_705 | BN | 8100204
load_220431202 |  | 0 | C | 0 | 0 | 0 | 0 | 0 | 0 | 0 | 0 | 0 | 0 | 0 | 0+0j | 0 | 0 | 0+0j | 0 | 0 | 0+0j | 0 | 0 | 0+0j | 0 | 0 | 0+0j | 0 | 0 | 0+0j | 0 | 0 | 0+0j | 0 | 0 | 0+0j | 1000 | 425.998 | 1000+425.998j | 0 | 0 | 0 | 0 | 0 | 0 | 0 | 0 | 0 | 0 | 0 | 0 | 0 | 0 | 0 | 0 | 0 | 0 | 1 | 0 | 0 | 1 | 0 | 0 | 0 | 0 | 0 | 0 | 0 | OPEN | node_1396368_068_15291467_771 | CN | 8100204
load_220466250 |  | 0 | R | 0 | 0 | 0 | 0 | 0 | 0 | 0 | 0 | 0 | 0 | 0 | 0+0j | 0 | 0 | 0+0j | 0 | 0 | 0+0j | 0 | 0 | 0+0j | 0 | 0 | 0+0j | 0 | 0 | 0+0j | 22262.4 | 9483.743 | 22262.4+9483.743j | 0 | 0 | 0+0j | 0 | 0 | 0+0j | 0 | 0 | 0 | 0 | 0 | 0 | 0 | 0 | 0 | 0 | 0 | 0 | 0 | 0 | 0 | 0 | 0 | 0 | 1 | 0 | 0 | 1 | 0 | 0 | 0 | 0 | 0 | 0 | 0 | OPEN | node_1400719_149_15289182_137 | AN | 8100204
load_220491004 |  | 0 | R | 0 | 0 | 0 | 0 | 0 | 0 | 0 | 0 | 0 | 0 | 0 | 0+0j | 0 | 0 | 0+0j | 0 | 0 | 0+0j | 0 | 0 | 0+0j | 0 | 0 | 0+0j | 0 | 0 | 0+0j | 172879.2 | 73646.231 | 172879.2+73646.231j | 0 | 0 | 0+0j | 0 | 0 | 0+0j | 0 | 0 | 0 | 0 | 0 | 0 | 0 | 0 | 0 | 0 | 0 | 0 | 0 | 0 | 0 | 0 | 0 | 0 | 1 | 0 | 0 | 1 | 0 | 0 | 0 | 0 | 0 | 0 | 0 | OPEN | node_1397506_498_15292066_253 | AN | 8100204
load_220518630 |  | 0 | R | 0 | 0 | 0 | 0 | 0 | 0 | 0 | 0 | 0 | 0 | 0 | 0+0j | 0 | 0 | 0+0j | 0 | 0 | 0+0j | 0 | 0 | 0+0j | 0 | 0 | 0+0j | 0 | 0 | 0+0j | 40543.2 | 17271.331 | 40543.2+17271.331j | 0 | 0 | 0+0j | 0 | 0 | 0+0j | 0 | 0 | 0 | 0 | 0 | 0 | 0 | 0 | 0 | 0 | 0 | 0 | 0 | 0 | 0 | 0 | 0 | 0 | 1 | 0 | 0 | 1 | 0 | 0 | 0 | 0 | 0 | 0 | 0 | OPEN | node_1399533_281_15291531_084 | AN | 8100204
load_220584012 |  | 0 | R | 0 | 0 | 0 | 0 | 0 | 0 | 0 | 0 | 0 | 0 | 0 | 0+0j | 0 | 0 | 0+0j | 0 | 0 | 0+0j | 0 | 0 | 0+0j | 0 | 0 | 0+0j | 0 | 0 | 0+0j | 47289.6 | 20145.285 | 47289.6+20145.285j | 0 | 0 | 0+0j | 0 | 0 | 0+0j | 0 | 0 | 0 | 0 | 0 | 0 | 0 | 0 | 0 | 0 | 0 | 0 | 0 | 0 | 0 | 0 | 0 | 0 | 1 | 0 | 0 | 1 | 0 | 0 | 0 | 0 | 0 | 0 | 0 | OPEN | node_1400758_654_15289626_724 | AN | 8100204
load_220620144 |  | 0 | C | 0 | 0 | 0 | 0 | 0 | 0 | 0 | 0 | 0 | 0 | 0 | 0+0j | 0 | 0 | 0+0j | 0 | 0 | 0+0j | 0 | 0 | 0+0j | 0 | 0 | 0+0j | 0 | 0 | 0+0j | 3592.8 | 1530.526 | 3592.8+1530.526j | 0 | 0 | 0+0j | 0 | 0 | 0+0j | 0 | 0 | 0 | 0 | 0 | 0 | 0 | 0 | 0 | 0 | 0 | 0 | 0 | 0 | 0 | 0 | 0 | 0 | 1 | 0 | 0 | 1 | 0 | 0 | 0 | 0 | 0 | 0 | 0 | OPEN | node_1397271_471_15291808_406 | AN | 8100204
load_220648397 |  | 0 | R | 0 | 0 | 0 | 0 | 0 | 0 | 0 | 0 | 0 | 0 | 0 | 0+0j | 0 | 0 | 0+0j | 0 | 0 | 0+0j | 0 | 0 | 0+0j | 0 | 0 | 0+0j | 0 | 0 | 0+0j | 1987.2 | 846.544 | 1987.2+846.544j | 0 | 0 | 0+0j | 0 | 0 | 0+0j | 0 | 0 | 0 | 0 | 0 | 0 | 0 | 0 | 0 | 0 | 0 | 0 | 0 | 0 | 0 | 0 | 0 | 0 | 1 | 0 | 0 | 1 | 0 | 0 | 0 | 0 | 0 | 0 | 0 | OPEN | node_1399682_22_15291870_633 | AN | 8100204
load_310017059 |  | 0 | R | 0 | 0 | 0 | 0 | 0 | 0 | 0 | 0 | 0 | 0 | 0 | 0+0j | 0 | 0 | 0+0j | 0 | 0 | 0+0j | 0 | 0 | 0+0j | 0 | 0 | 0+0j | 0 | 0 | 0+0j | 27626.4 | 11768.797 | 27626.4+11768.797j | 0 | 0 | 0+0j | 0 | 0 | 0+0j | 0 | 0 | 0 | 0 | 0 | 0 | 0 | 0 | 0 | 0 | 0 | 0 | 0 | 0 | 0 | 0 | 0 | 0 | 1 | 0 | 0 | 1 | 0 | 0 | 0 | 0 | 0 | 0 | 0 | OPEN | node_1400001_142_15291139_009 | AN | 8100204

## OverheadLineConductor
Name | Diameter | GeometricMeanRadius | RatingSummerContinuous | RatingSummerEmergency | RatingWinterContinuous | RatingWinterEmergency | Feeder | Comments
oh_cond_1/0_AAAC | 0.398 | 0.012 | 235 | 235 | 310 | 310 | 8100204
oh_cond_1/0_ACSR | 0.398 | 0.012 | 265 | 265 | 330 | 330 | 8100204
oh_cond_2/0_CU | 0.414 | 0.013 | 295 | 295 | 425 | 425 | 8100204
oh_cond_2_ACSR | 0.325 | 0.01 | 195 | 195 | 245 | 245 | 8100204
oh_cond_2_CU | 0.292 | 0.009 | 190 | 190 | 270 | 270 | 8100204
oh_cond_3_#7_CWD_30% | 0.311 | 0.005 | 125 | 125 | 195 | 195 | 8100204
oh_cond_4_CU | 0.232 | 0.007 | 140 | 140 | 200 | 200 | 8100204
oh_cond_336_5_MCM_AL | 0.666 | 0.021 | 490 | 490 | 644 | 644 | 8100204
oh_cond_477_MCM_AL | 0.792 | 0.025 | 605 | 605 | 810 | 810 | 8100204
oh_cond_WP-4/0-CU | 0.81 | 0.015 | 340 | 340 | 390 | 390 | 8100204

## OverheadLineConfiguration
Name | ConductorA | ConductorB | ConductorC | ConductorN | LineSpacing | Capacitance11 | Capacitance12 | Capacitance13 | Capacitance21 | Capacitance22 | Capacitance23 | Capacitance31 | Capacitance32 | Capacitance33 | Impedance11 | Impedance12 | Impedance13 | Impedance21 | Impedance22 | Impedance23 | Impedance31 | Impedance32 | Impedance33 | Feeder | Comments
bal_1P_1/0AA | oh_cond_1/0_AAAC | oh_cond_1/0_AAAC | oh_cond_1/0_AAAC |  |  | 12.796 | -3.172 | -3.172 | -3.172 | 12.796 | -3.172 | -3.172 | -3.172 | 12.796 | 0.972+1.499j | 0.095+0.781j | 0.095+0.781j | 0.095+0.781j | 0.972+1.499j | 0.095+0.781j | 0.095+0.781j | 0.095+0.781j | 0.972+1.499j | 8100204
bal_1P_1/0AC | oh_cond_1/0_ACSR | oh_cond_1/0_ACSR | oh_cond_1/0_ACSR |  |  | 12.796 | -3.172 | -3.172 | -3.172 | 12.796 | -3.172 | -3.172 | -3.172 | 12.796 | 0.983+1.218j | 0.095+0.781j | 0.095+0.781j | 0.095+0.781j | 0.983+1.218j | 0.095+0.781j | 0.095+0.781j | 0.095+0.781j | 0.983+1.218j | 8100204
bal_1P_2AC | oh_cond_2_ACSR | oh_cond_2_ACSR | oh_cond_2_ACSR |  |  | 12.393 | -3.017 | -3.017 | -3.017 | 12.393 | -3.017 | -3.017 | -3.017 | 12.393 | 1.505+1.527j | 0.095+0.781j | 0.095+0.781j | 0.095+0.781j | 1.505+1.527j | 0.095+0.781j | 0.095+0.781j | 0.095+0.781j | 1.505+1.527j | 8100204
bal_1P_2CU | oh_cond_2_CU | oh_cond_2_CU | oh_cond_2_CU |  |  | 12.191 | -2.94 | -2.94 | -2.94 | 12.191 | -2.94 | -2.94 | -2.94 | 12.191 | 0.968+1.536j | 0.095+0.781j | 0.095+0.781j | 0.095+0.781j | 0.968+1.536j | 0.095+0.781j | 0.095+0.781j | 0.095+0.781j | 0.968+1.536j | 8100204
bal_1P_4CU | oh_cond_4_CU | oh_cond_4_CU | oh_cond_4_CU |  |  | 11.78 | -2.785 | -2.785 | -2.785 | 11.78 | -2.785 | -2.785 | -2.785 | 11.78 | 1.483+1.565j | 0.095+0.781j | 0.095+0.781j | 0.095+0.781j | 1.483+1.565j | 0.095+0.781j | 0.095+0.781j | 0.095+0.781j | 1.483+1.565j | 8100204
bal_3P_1/0AA | oh_cond_1/0_AAAC | oh_cond_1/0_AAAC | oh_cond_1/0_AAAC |  |  | 12.796 | -3.172 | -3.172 | -3.172 | 12.796 | -3.172 | -3.172 | -3.172 | 12.796 | 0.972+1.499j | 0.095+0.781j | 0.095+0.781j | 0.095+0.781j | 0.972+1.499j | 0.095+0.781j | 0.095+0.781j | 0.095+0.781j | 0.972+1.499j | 8100204
bal_3P_1/0AC | oh_cond_1/0_ACSR | oh_cond_1/0_ACSR | oh_cond_1/0_ACSR |  |  | 12.796 | -3.172 | -3.172 | -3.172 | 12.796 | -3.172 | -3.172 | -3.172 | 12.796 | 0.983+1.497j | 0.095+0.781j | 0.095+0.781j | 0.095+0.781j | 0.983+1.497j | 0.095+0.781j | 0.095+0.781j | 0.095+0.781j | 0.983+1.497j | 8100204
bal_3P_2AC | oh_cond_2_ACSR | oh_cond_2_ACSR | oh_cond_2_ACSR |  |  | 12.393 | -3.017 | -3.017 | -3.017 | 12.393 | -3.017 | -3.017 | -3.017 | 12.393 | 1.505+1.527j | 0.095+0.781j | 0.095+0.781j | 0.095+0.781j | 1.505+1.527j | 0.095+0.781j | 0.095+0.781j | 0.095+0.781j | 1.505+1.527j | 8100204
bal_3P_4CU | oh_cond_4_CU | oh_cond_4_CU | oh_cond_4_CU |  |  | 11.78 | -2.785 | -2.785 | -2.785 | 11.78 | -2.785 | -2.785 | -2.785 | 11.78 | 1.483+1.565j | 0.095+0.781j | 0.095+0.781j | 0.095+0.781j | 1.483+1.565j | 0.095+0.781j | 0.095+0.781j | 0.095+0.781j | 1.483+1.565j | 8100204
bal_3P_336AL | oh_cond_336_5_MCM_AL | oh_cond_336_5_MCM_AL | oh_cond_336_5_MCM_AL |  |  | 13.957 | -3.628 | -3.628 | -3.628 | 13.957 | -3.628 | -3.628 | -3.628 | 13.957 | 0.374+1.431j | 0.095+0.781j | 0.095+0.781j | 0.095+0.781j | 0.374+1.431j | 0.095+0.781j | 0.095+0.781j | 0.095+0.781j | 0.374+1.431j | 8100204
bal_3P_477AL | oh_cond_477_MCM_AL | oh_cond_477_MCM_AL | oh_cond_477_MCM_AL |  |  | 14.305 | -3.735 | -3.735 | -3.735 | 14.305 | -3.735 | -3.735 | -3.735 | 14.305 | 0.293+1.41j | 0.095+0.775j | 0.095+0.775j | 0.095+0.775j | 0.293+1.41j | 0.095+0.775j | 0.095+0.775j | 0.095+0.775j | 0.293+1.41j | 8100204
bal_3P_DELTACUST | oh_cond_2/0_CU | oh_cond_2/0_CU | oh_cond_2/0_CU | oh_cond_3_#7_CWD_30% |  | 13.24 | -2.712 | -2.712 | -2.712 | 13.24 | -2.712 | -2.712 | -2.712 | 13.24 | 0.66+1.378j | 0.22+0.666j | 0.22+0.666j | 0.22+0.666j | 0.66+1.378j | 0.22+0.666j | 0.22+0.666j | 0.22+0.666j | 0.66+1.378j | 8100204
unb_TAPWIRE_OH | oh_cond_WP-4/0-CU | oh_cond_WP-4/0-CU | oh_cond_WP-4/0-CU | oh_cond_WP-4/0-CU |  | 14.911 | -4.341 | -1.953 | -4.341 | 15.781 | -3.724 | -1.953 | -3.724 | 14.818 | 0.365+1.097j | 0.093+0.433j | 0.094+0.34j | 0.093+0.433j | 0.368+1.078j | 0.095+0.401j | 0.094+0.34j | 0.095+0.401j | 0.368+1.077j | 8100204

## Recloser
Name | GroupId | RetryTime | MaximumNumberOfTries | Status | From | To | Length | Phases | Feeder | Comments

## RegulatorConfiguration
Name | CurrentTransducerPhase | PowerTransducerPhase | Regulation | Control | Type | CompensatorResistiveSettingA | CompensatorResistiveSettingB | CompensatorResistiveSettingC | CompensatorReactiveSettingA | CompensatorReactiveSettingB | CompensatorReactiveSettingC | BandCenter | BandWidth | CurrentTransducerRatio | PowerTransducerRatio | ConnectType | ControlLevel | DwellTime | TimeDelay | LowerTaps | RaiseTaps | TapPositionA | TapPositionB | TapPositionC | Feeder | Comments
config_regulator_220521909 | A | A | 0.1 | MANUAL | TYPEA | 0 | 0 | 0 | 0 | 0 | 0 | 123 | 3 | 250 | 40 | UNKNOWN | INDIVIDUAL | 0 | 0 | 16 | 16 | 0 | 0 | 0 | 8100204

## Sectionalizer
Name | GroupId | OperatingMode | PhaseAState | PhaseBState | PhaseCState | CurrentInAReal | CurrentInAImag | CurrentInA | CurrentInBReal | CurrentInBImag | CurrentInB | CurrentInCReal | CurrentInCImag | CurrentInC | CurrentOutAReal | CurrentOutAImag | CurrentOutA | CurrentOutBReal | CurrentOutBImag | CurrentOutB | CurrentOutCReal | CurrentOutCImag | CurrentOutC | ActivePowerInA | ReactivePowerInA | PowerInA | ActivePowerInB | ReactivePowerInB | PowerInB | ActivePowerInC | ReactivePowerInC | PowerInC | ActivePowerOutA | ReactivePowerOutA | PowerOutA | ActivePowerOutB | ReactivePowerOutB | PowerOutB | ActivePowerOutC | ReactivePowerOutC | PowerOutC | Status | From | To | Length | Phases | Feeder | Comments

## Solar
Name | GroupId | SpillageCost | CapitalCost | FixedOperatingCost | VariableOperatingCost | MaxReactivePower | MaxActivePower | OutputSchedule | PlanningStatus | UnitType | UnitSubtype | ParentNode | Phases | Feeder | Comments
solar_load_220330620 |  | 0 | 0 | 0 | 0.001 | 0.003968511163176845 | 0.00931579253167635 | OPTIMIZED | INSTALLED | solar_pv |  | node_1399574_303_15292607_108 | AN | 8100204
solar_load_220330621 |  | 0 | 0 | 0 | 0.001 | 0.0067646767859702575 | 0.015879589469745062 | OPTIMIZED | INSTALLED | solar_pv |  | node_1399912_503_15292973_868 | AN | 8100204
solar_load_220331822 |  | 0 | 0 | 0 | 0.001 | 0.005550804481923519 | 0.013030111743393831 | OPTIMIZED | INSTALLED | solar_pv |  | node_1397036_027_15291903_528 | AN | 8100204
solar_load_220331827 |  | 0 | 0 | 0 | 0.001 | 0.002995283293679976 | 0.007031211266864923 | OPTIMIZED | INSTALLED | solar_pv |  | node_1399173_661_15292018_892 | AN | 8100204
solar_load_220331833 |  | 0 | 0 | 0 | 0.001 | 0.00040462410134891284 | 0.0009498259087837437 | OPTIMIZED | INSTALLED | solar_pv |  | node_1397272_69_15292271_561 | AN | 8100204
solar_load_220331852 |  | 0 | 0 | 0 | 0.001 | 0.005156828081761853 | 0.01210528125326229 | OPTIMIZED | INSTALLED | solar_pv |  | node_1397461_598_15292494_491 | AN | 8100204
solar_load_220331853 |  | 0 | 0 | 0 | 0.001 | 0.0018655302938384902 | 0.004379197347866103 | OPTIMIZED | INSTALLED | solar_pv |  | node_1397822_834_15292485_842 | AN | 8100204
solar_load_220331854 |  | 0 | 0 | 0 | 0.001 | 0.012162149996599163 | 0.02854976718454716 | OPTIMIZED | INSTALLED | solar_pv |  | node_1397793_007_15292569_625 | AN | 8100204
solar_load_220331855 |  | 0 | 0 | 0 | 0.001 | 0.002918617831611966 | 0.006851244252569057 | OPTIMIZED | INSTALLED | solar_pv |  | node_1397696_504_15292811_748 | AN | 8100204
solar_load_220331862 |  | 0 | 0 | 0 | 0.001 | 0.015820804063819596 | 0.03713819303344438 | OPTIMIZED | INSTALLED | solar_pv |  | node_1398515_065_15292350_402 | AN | 8100204
solar_load_220331863 |  | 0 | 0 | 0 | 0.001 | 0.00725661439773302 | 0.01703437781147688 | OPTIMIZED | INSTALLED | solar_pv |  | node_1398520_569_15292887_202 | AN | 8100204
solar_load_220331869 |  | 0 | 0 | 0 | 0.001 | 0.00845983900059251 | 0.019858860119175904 | OPTIMIZED | INSTALLED | solar_pv |  | node_1399151_452_15290422_504 | AN | 8100204
solar_load_220331870 |  | 0 | 0 | 0 | 0.001 | 0.010788557314523436 | 0.02532535817841287 | OPTIMIZED | INSTALLED | solar_pv |  | node_1399166_582_15289746_119 | AN | 8100204
solar_load_220331871 |  | 0 | 0 | 0 | 0.001 | 0.002495892186938564 | 0.005858926132076566 | OPTIMIZED | INSTALLED | solar_pv |  | node_1399479_755_15289008_26 | AN | 8100204
solar_load_220331872 |  | 0 | 0 | 0 | 0.001 | 0.006892452671803138 | 0.01617953449357151 | OPTIMIZED | INSTALLED | solar_pv |  | node_1399234_075_15288991_772 | AN | 8100204
solar_load_220331873 |  | 0 | 0 | 0 | 0.001 | 0.0021146936530870596 | 0.004964090144327671 | OPTIMIZED | INSTALLED | solar_pv |  | node_1398862_146_15288818_833 | AN | 8100204
solar_load_220331874 |  | 0 | 0 | 0 | 0.001 | 0.013223755764754154 | 0.031041810424171878 | OPTIMIZED | INSTALLED | solar_pv |  | node_1399106_214_15290753_725 | AN | 8100204
solar_load_220331875 |  | 0 | 0 | 0 | 0.001 | 0.0031699106616662662 | 0.007441136132761066 | OPTIMIZED | INSTALLED | solar_pv |  | node_1399713_473_15290583_98 | AN | 8100204
solar_load_220331877 |  | 0 | 0 | 0 | 0.001 | 0.012163214732002029 | 0.02855226672641238 | OPTIMIZED | INSTALLED | solar_pv |  | node_1400163_291_15290434_34 | AN | 8100204
solar_load_220331878 |  | 0 | 0 | 0 | 0.001 | 0.009670517098430654 | 0.022700839219931476 | OPTIMIZED | INSTALLED | solar_pv |  | node_1400422_056_15289864_84 | AN | 8100204
solar_load_220331880 |  | 0 | 0 | 0 | 0.001 | 0.008193638833422319 | 0.01923397465287081 | OPTIMIZED | INSTALLED | solar_pv |  | node_1399972_374_15290881_695 | AN | 8100204
solar_load_220331881 |  | 0 | 0 | 0 | 0.001 | 0.007046849025659209 | 0.016541968064028464 | OPTIMIZED | INSTALLED | solar_pv |  | node_1399870_793_15290099_835 | AN | 8100204
solar_load_220331882 |  | 0 | 0 | 0 | 0.001 | 0.010275323606068996 | 0.02412057899937665 | OPTIMIZED | INSTALLED | solar_pv |  | node_1400093_791_15289689_322 | AN | 8100204
solar_load_220331883 |  | 0 | 0 | 0 | 0.001 | 0.014571793061368151 | 0.03420623042554088 | OPTIMIZED | INSTALLED | solar_pv |  | node_1399650_056_15292247_481 | AN | 8100204
solar_load_220331900 |  | 0 | 0 | 0 | 0.001 | 0.008620623766865775 | 0.02023629094082418 | OPTIMIZED | INSTALLED | solar_pv |  | node_1400697_015_15290541_299 | AN | 8100204
solar_load_220331902 |  | 0 | 0 | 0 | 0.001 | 0.005127546295969388 | 0.01203654385196873 | OPTIMIZED | INSTALLED | solar_pv |  | node_1400886_54_15291358_447 | AN | 8100204
solar_load_220331903 |  | 0 | 0 | 0 | 0.001 | 0.005127546295969388 | 0.01203654385196873 | OPTIMIZED | INSTALLED | solar_pv |  | node_1400867_135_15291352_786 | AN | 8100204
solar_load_220331907 |  | 0 | 0 | 0 | 0.001 | 0.002641769616095934 | 0.006201363367611758 | OPTIMIZED | INSTALLED | solar_pv |  | node_1401549_908_15291120_438 | AN | 8100204
solar_load_220331910 |  | 0 | 0 | 0 | 0.001 | 0.00032263461510798335 | 0.0007573611851617746 | OPTIMIZED | INSTALLED | solar_pv |  | node_1402206_698_15291206_169 | AN | 8100204
solar_load_220331911 |  | 0 | 0 | 0 | 0.001 | 0.0015940061024953774 | 0.003741814172234906 | OPTIMIZED | INSTALLED | solar_pv |  | node_1401160_776_15290788_87 | AN | 8100204
solar_load_220331912 |  | 0 | 0 | 0 | 0.001 | 0.003934437547333598 | 0.009235807191989298 | OPTIMIZED | INSTALLED | solar_pv |  | node_1401377_434_15290924_101 | AN | 8100204
solar_load_220331913 |  | 0 | 0 | 0 | 0.001 | 0.008387432480135962 | 0.01968889127234092 | OPTIMIZED | INSTALLED | solar_pv |  | node_1401257_726_15290526_302 | AN | 8100204
solar_load_220332596 |  | 0 | 0 | 0 | 0.001 | 0.0011105867211141315 | 0.0026070221654248544 | OPTIMIZED | INSTALLED | solar_pv |  | node_1399671_478_15290157_59 | AN | 8100204
solar_load_220332597 |  | 0 | 0 | 0 | 0.001 | 0.0011127165390784545 | 0.0026120212491552953 | OPTIMIZED | INSTALLED | solar_pv |  | node_1399537_693_15290098_752 | AN | 8100204
solar_load_220332776 |  | 0 | 0 | 0 | 0.001 | 0.0027525090411657837 | 0.006461315721594678 | OPTIMIZED | INSTALLED | solar_pv |  | node_1398106_726_15293352_295 | AN | 8100204
solar_load_220332783 |  | 0 | 0 | 0 | 0.001 | 0.0010094306089872553 | 0.002369565688228919 | OPTIMIZED | INSTALLED | solar_pv |  | node_1399107_512_15292307_833 | AN | 8100204
solar_load_220332838 |  | 0 | 0 | 0 | 0.001 | 0.0011680859044547872 | 0.002741997426146755 | OPTIMIZED | INSTALLED | solar_pv |  | node_1397226_547_15291383_205 | AN | 8100204
solar_load_220332947 |  | 0 | 0 | 0 | 0.001 | 0.0005409185647219019 | 0.001269767267531952 | OPTIMIZED | INSTALLED | solar_pv |  | node_1397198_055_15291186_185 | CN | 8100204
solar_load_220332979 |  | 0 | 0 | 0 | 0.001 | 0.010709762034491102 | 0.025140392080386566 | OPTIMIZED | INSTALLED | solar_pv |  | node_1399642_844_15289665_16 | AN | 8100204
solar_load_220334272 |  | 0 | 0 | 0 | 0.001 | 0.0009072097614575134 | 0.002129609669167762 | OPTIMIZED | INSTALLED | solar_pv |  | node_1399772_565_15288799_038 | AN | 8100204
solar_load_220334273 |  | 0 | 0 | 0 | 0.001 | 0 | 0 | OPTIMIZED | INSTALLED | solar_pv |  | node_1399840_165_15288680_582 | AN | 8100204
solar_load_220334274 |  | 0 | 0 | 0 | 0.001 | 0.005252660169715809 | 0.012330240021132125 | OPTIMIZED | INSTALLED | solar_pv |  | node_1400625_19_15289406_255 | AN | 8100204
solar_load_220334277 |  | 0 | 0 | 0 | 0.001 | 0.0010711890810979649 | 0.0025145391164117003 | OPTIMIZED | INSTALLED | solar_pv |  | node_1401010_226_15288655_469 | AN | 8100204
solar_load_220334280 |  | 0 | 0 | 0 | 0.001 | 0.011790534428532042 | 0.02767742707358525 | OPTIMIZED | INSTALLED | solar_pv |  | node_1400249_888_15289210_256 | AN | 8100204
solar_load_220334281 |  | 0 | 0 | 0 | 0.001 | 0.018035588746472073 | 0.04233724011310277 | OPTIMIZED | INSTALLED | solar_pv |  | node_1400439_308_15288720_55 | AN | 8100204
solar_load_220334283 |  | 0 | 0 | 0 | 0.001 | 0.002910099254071858 | 0.006831247917647293 | OPTIMIZED | INSTALLED | solar_pv |  | node_1401933_75_15290199_416 | AN | 8100204
solar_load_220334588 |  | 0 | 0 | 0 | 0.001 | 0.0006484634364245629 | 0.0015222209959192103 | OPTIMIZED | INSTALLED | solar_pv |  | node_1401993_742_15290542_781 | AN | 8100204
solar_load_220466250 |  | 0 | 0 | 0 | 0.001 | 0.00329236287048482 | 0.00772858344726141 | OPTIMIZED | INSTALLED | solar_pv |  | node_1400719_149_15289182_137 | AN | 8100204
solar_load_220491004 |  | 0 | 0 | 0 | 0.001 | 0.025566921888915396 | 0.060016499725806506 | OPTIMIZED | INSTALLED | solar_pv |  | node_1397506_498_15292066_253 | AN | 8100204
solar_load_220518630 |  | 0 | 0 | 0 | 0.001 | 0.005995890958691463 | 0.014074920243055948 | OPTIMIZED | INSTALLED | solar_pv |  | node_1399533_281_15291531_084 | AN | 8100204
solar_load_220584012 |  | 0 | 0 | 0 | 0.001 | 0.006993608783930015 | 0.016416990970767445 | OPTIMIZED | INSTALLED | solar_pv |  | node_1400758_654_15289626_724 | AN | 8100204
solar_load_220648397 |  | 0 | 0 | 0 | 0.001 | 0.00029388502343765554 | 0.0006898735548008244 | OPTIMIZED | INSTALLED | solar_pv |  | node_1399682_22_15291870_633 | AN | 8100204
solar_load_310017059 |  | 0 | 0 | 0 | 0.001 | 0.004085639000663888 | 0.009590742136850591 | OPTIMIZED | INSTALLED | solar_pv |  | node_1400001_142_15291139_009 | AN | 8100204

## Storage
Name | GroupId | InitStateOfCharge | SpinningReserveCharge | SpinningReserveDischarge | NonSpinningReserveCharge | NonSpinningReserveDischarge | RegulationUpCharge | RegulationUpDischarge | RegulationDownCharge | RegulationDownDischarge | ChargeEfficiency | DischargeEfficiency | CommitmentStatus | ConstructionTime | CalendarLife | YearOfInstallation | DepthOfDischarge | ReactivePower | ReactivePowerA | ReactivePowerB | ReactivePowerC | ActivePower | ActivePowerA | ActivePowerB | ActivePowerC | Energy | MaxEnergy | PowerCharge | PowerDischarge | RampUpLimit | RampDownLimit | CapitalCost | FixedOperatingCost | VariableOperatingCost | MaxReactivePower | MaxActivePower | OutputSchedule | PlanningStatus | UnitType | UnitSubtype | ParentNode | Phases | Feeder | Comments
storage_load_220330620 |  | 0 | 0 | 0 | 0 | 0 | 0 | 0 | 0 | 0 | 0.92 | 0 | False | 0 | 0 | 0 | 0 | 0 | 0 | 0 | 0 | 0 | 0 | 0 | 0 | 0 | 0.02794737759502905 | 0 | 0 | 0 | 0 | 0 | 0 | 0.001 | 0.003968511163176845 | 0.00931579253167635 | OPTIMIZED | INSTALLED | li_ion |  | node_1399574_303_15292607_108 | AN | 8100204
storage_load_220330621 |  | 0 | 0 | 0 | 0 | 0 | 0 | 0 | 0 | 0 | 0.92 | 0 | False | 0 | 0 | 0 | 0 | 0 | 0 | 0 | 0 | 0 | 0 | 0 | 0 | 0 | 0.047638768409235185 | 0 | 0 | 0 | 0 | 0 | 0 | 0.001 | 0.0067646767859702575 | 0.015879589469745062 | OPTIMIZED | INSTALLED | li_ion |  | node_1399912_503_15292973_868 | AN | 8100204
storage_load_220331822 |  | 0 | 0 | 0 | 0 | 0 | 0 | 0 | 0 | 0 | 0.92 | 0 | False | 0 | 0 | 0 | 0 | 0 | 0 | 0 | 0 | 0 | 0 | 0 | 0 | 0 | 0.039090335230181496 | 0 | 0 | 0 | 0 | 0 | 0 | 0.001 | 0.005550804481923519 | 0.013030111743393831 | OPTIMIZED | INSTALLED | li_ion |  | node_1397036_027_15291903_528 | AN | 8100204
storage_load_220331827 |  | 0 | 0 | 0 | 0 | 0 | 0 | 0 | 0 | 0 | 0.92 | 0 | False | 0 | 0 | 0 | 0 | 0 | 0 | 0 | 0 | 0 | 0 | 0 | 0 | 0 | 0.02109363380059477 | 0 | 0 | 0 | 0 | 0 | 0 | 0.001 | 0.002995283293679976 | 0.007031211266864923 | OPTIMIZED | INSTALLED | li_ion |  | node_1399173_661_15292018_892 | AN | 8100204
storage_load_220331833 |  | 0 | 0 | 0 | 0 | 0 | 0 | 0 | 0 | 0 | 0.92 | 0 | False | 0 | 0 | 0 | 0 | 0 | 0 | 0 | 0 | 0 | 0 | 0 | 0 | 0 | 0.0028494777263512313 | 0 | 0 | 0 | 0 | 0 | 0 | 0.001 | 0.00040462410134891284 | 0.0009498259087837437 | OPTIMIZED | INSTALLED | li_ion |  | node_1397272_69_15292271_561 | AN | 8100204
storage_load_220331852 |  | 0 | 0 | 0 | 0 | 0 | 0 | 0 | 0 | 0 | 0.92 | 0 | False | 0 | 0 | 0 | 0 | 0 | 0 | 0 | 0 | 0 | 0 | 0 | 0 | 0 | 0.03631584375978687 | 0 | 0 | 0 | 0 | 0 | 0 | 0.001 | 0.005156828081761853 | 0.01210528125326229 | OPTIMIZED | INSTALLED | li_ion |  | node_1397461_598_15292494_491 | AN | 8100204
storage_load_220331853 |  | 0 | 0 | 0 | 0 | 0 | 0 | 0 | 0 | 0 | 0.92 | 0 | False | 0 | 0 | 0 | 0 | 0 | 0 | 0 | 0 | 0 | 0 | 0 | 0 | 0 | 0.013137592043598309 | 0 | 0 | 0 | 0 | 0 | 0 | 0.001 | 0.0018655302938384902 | 0.004379197347866103 | OPTIMIZED | INSTALLED | li_ion |  | node_1397822_834_15292485_842 | AN | 8100204
storage_load_220331854 |  | 0 | 0 | 0 | 0 | 0 | 0 | 0 | 0 | 0 | 0.92 | 0 | False | 0 | 0 | 0 | 0 | 0 | 0 | 0 | 0 | 0 | 0 | 0 | 0 | 0 | 0.08564930155364148 | 0 | 0 | 0 | 0 | 0 | 0 | 0.001 | 0.012162149996599163 | 0.02854976718454716 | OPTIMIZED | INSTALLED | li_ion |  | node_1397793_007_15292569_625 | AN | 8100204
storage_load_220331855 |  | 0 | 0 | 0 | 0 | 0 | 0 | 0 | 0 | 0 | 0.92 | 0 | False | 0 | 0 | 0 | 0 | 0 | 0 | 0 | 0 | 0 | 0 | 0 | 0 | 0 | 0.020553732757707173 | 0 | 0 | 0 | 0 | 0 | 0 | 0.001 | 0.002918617831611966 | 0.006851244252569057 | OPTIMIZED | INSTALLED | li_ion |  | node_1397696_504_15292811_748 | AN | 8100204
storage_load_220331862 |  | 0 | 0 | 0 | 0 | 0 | 0 | 0 | 0 | 0 | 0.92 | 0 | False | 0 | 0 | 0 | 0 | 0 | 0 | 0 | 0 | 0 | 0 | 0 | 0 | 0 | 0.11141457910033314 | 0 | 0 | 0 | 0 | 0 | 0 | 0.001 | 0.015820804063819596 | 0.03713819303344438 | OPTIMIZED | INSTALLED | li_ion |  | node_1398515_065_15292350_402 | AN | 8100204
storage_load_220331863 |  | 0 | 0 | 0 | 0 | 0 | 0 | 0 | 0 | 0 | 0.92 | 0 | False | 0 | 0 | 0 | 0 | 0 | 0 | 0 | 0 | 0 | 0 | 0 | 0 | 0 | 0.05110313343443064 | 0 | 0 | 0 | 0 | 0 | 0 | 0.001 | 0.00725661439773302 | 0.01703437781147688 | OPTIMIZED | INSTALLED | li_ion |  | node_1398520_569_15292887_202 | AN | 8100204
storage_load_220331869 |  | 0 | 0 | 0 | 0 | 0 | 0 | 0 | 0 | 0 | 0.92 | 0 | False | 0 | 0 | 0 | 0 | 0 | 0 | 0 | 0 | 0 | 0 | 0 | 0 | 0 | 0.05957658035752771 | 0 | 0 | 0 | 0 | 0 | 0 | 0.001 | 0.00845983900059251 | 0.019858860119175904 | OPTIMIZED | INSTALLED | li_ion |  | node_1399151_452_15290422_504 | AN | 8100204
storage_load_220331870 |  | 0 | 0 | 0 | 0 | 0 | 0 | 0 | 0 | 0 | 0.92 | 0 | False | 0 | 0 | 0 | 0 | 0 | 0 | 0 | 0 | 0 | 0 | 0 | 0 | 0 | 0.07597607453523861 | 0 | 0 | 0 | 0 | 0 | 0 | 0.001 | 0.010788557314523436 | 0.02532535817841287 | OPTIMIZED | INSTALLED | li_ion |  | node_1399166_582_15289746_119 | AN | 8100204
storage_load_220331871 |  | 0 | 0 | 0 | 0 | 0 | 0 | 0 | 0 | 0 | 0.92 | 0 | False | 0 | 0 | 0 | 0 | 0 | 0 | 0 | 0 | 0 | 0 | 0 | 0 | 0 | 0.0175767783962297 | 0 | 0 | 0 | 0 | 0 | 0 | 0.001 | 0.002495892186938564 | 0.005858926132076566 | OPTIMIZED | INSTALLED | li_ion |  | node_1399479_755_15289008_26 | AN | 8100204
storage_load_220331872 |  | 0 | 0 | 0 | 0 | 0 | 0 | 0 | 0 | 0 | 0.92 | 0 | False | 0 | 0 | 0 | 0 | 0 | 0 | 0 | 0 | 0 | 0 | 0 | 0 | 0 | 0.04853860348071452 | 0 | 0 | 0 | 0 | 0 | 0 | 0.001 | 0.006892452671803138 | 0.01617953449357151 | OPTIMIZED | INSTALLED | li_ion |  | node_1399234_075_15288991_772 | AN | 8100204
storage_load_220331873 |  | 0 | 0 | 0 | 0 | 0 | 0 | 0 | 0 | 0 | 0.92 | 0 | False | 0 | 0 | 0 | 0 | 0 | 0 | 0 | 0 | 0 | 0 | 0 | 0 | 0 | 0.014892270432983013 | 0 | 0 | 0 | 0 | 0 | 0 | 0.001 | 0.0021146936530870596 | 0.004964090144327671 | OPTIMIZED | INSTALLED | li_ion |  | node_1398862_146_15288818_833 | AN | 8100204
storage_load_220331874 |  | 0 | 0 | 0 | 0 | 0 | 0 | 0 | 0 | 0 | 0.92 | 0 | False | 0 | 0 | 0 | 0 | 0 | 0 | 0 | 0 | 0 | 0 | 0 | 0 | 0 | 0.09312543127251563 | 0 | 0 | 0 | 0 | 0 | 0 | 0.001 | 0.013223755764754154 | 0.031041810424171878 | OPTIMIZED | INSTALLED | li_ion |  | node_1399106_214_15290753_725 | AN | 8100204
storage_load_220331875 |  | 0 | 0 | 0 | 0 | 0 | 0 | 0 | 0 | 0 | 0.92 | 0 | False | 0 | 0 | 0 | 0 | 0 | 0 | 0 | 0 | 0 | 0 | 0 | 0 | 0 | 0.022323408398283198 | 0 | 0 | 0 | 0 | 0 | 0 | 0.001 | 0.0031699106616662662 | 0.007441136132761066 | OPTIMIZED | INSTALLED | li_ion |  | node_1399713_473_15290583_98 | AN | 8100204
storage_load_220331877 |  | 0 | 0 | 0 | 0 | 0 | 0 | 0 | 0 | 0 | 0.92 | 0 | False | 0 | 0 | 0 | 0 | 0 | 0 | 0 | 0 | 0 | 0 | 0 | 0 | 0 | 0.08565680017923714 | 0 | 0 | 0 | 0 | 0 | 0 | 0.001 | 0.012163214732002029 | 0.02855226672641238 | OPTIMIZED | INSTALLED | li_ion |  | node_1400163_291_15290434_34 | AN | 8100204
storage_load_220331878 |  | 0 | 0 | 0 | 0 | 0 | 0 | 0 | 0 | 0 | 0.92 | 0 | False | 0 | 0 | 0 | 0 | 0 | 0 | 0 | 0 | 0 | 0 | 0 | 0 | 0 | 0.06810251765979443 | 0 | 0 | 0 | 0 | 0 | 0 | 0.001 | 0.009670517098430654 | 0.022700839219931476 | OPTIMIZED | INSTALLED | li_ion |  | node_1400422_056_15289864_84 | AN | 8100204
storage_load_220331880 |  | 0 | 0 | 0 | 0 | 0 | 0 | 0 | 0 | 0 | 0.92 | 0 | False | 0 | 0 | 0 | 0 | 0 | 0 | 0 | 0 | 0 | 0 | 0 | 0 | 0 | 0.05770192395861243 | 0 | 0 | 0 | 0 | 0 | 0 | 0.001 | 0.008193638833422319 | 0.01923397465287081 | OPTIMIZED | INSTALLED | li_ion |  | node_1399972_374_15290881_695 | AN | 8100204
storage_load_220331881 |  | 0 | 0 | 0 | 0 | 0 | 0 | 0 | 0 | 0 | 0.92 | 0 | False | 0 | 0 | 0 | 0 | 0 | 0 | 0 | 0 | 0 | 0 | 0 | 0 | 0 | 0.04962590419208539 | 0 | 0 | 0 | 0 | 0 | 0 | 0.001 | 0.007046849025659209 | 0.016541968064028464 | OPTIMIZED | INSTALLED | li_ion |  | node_1399870_793_15290099_835 | AN | 8100204
storage_load_220331882 |  | 0 | 0 | 0 | 0 | 0 | 0 | 0 | 0 | 0 | 0.92 | 0 | False | 0 | 0 | 0 | 0 | 0 | 0 | 0 | 0 | 0 | 0 | 0 | 0 | 0 | 0.07236173699812995 | 0 | 0 | 0 | 0 | 0 | 0 | 0.001 | 0.010275323606068996 | 0.02412057899937665 | OPTIMIZED | INSTALLED | li_ion |  | node_1400093_791_15289689_322 | AN | 8100204
storage_load_220331883 |  | 0 | 0 | 0 | 0 | 0 | 0 | 0 | 0 | 0 | 0.92 | 0 | False | 0 | 0 | 0 | 0 | 0 | 0 | 0 | 0 | 0 | 0 | 0 | 0 | 0 | 0.10261869127662263 | 0 | 0 | 0 | 0 | 0 | 0 | 0.001 | 0.014571793061368151 | 0.03420623042554088 | OPTIMIZED | INSTALLED | li_ion |  | node_1399650_056_15292247_481 | AN | 8100204
storage_load_220331900 |  | 0 | 0 | 0 | 0 | 0 | 0 | 0 | 0 | 0 | 0.92 | 0 | False | 0 | 0 | 0 | 0 | 0 | 0 | 0 | 0 | 0 | 0 | 0 | 0 | 0 | 0.06070887282247254 | 0 | 0 | 0 | 0 | 0 | 0 | 0.001 | 0.008620623766865775 | 0.02023629094082418 | OPTIMIZED | INSTALLED | li_ion |  | node_1400697_015_15290541_299 | AN | 8100204
storage_load_220331902 |  | 0 | 0 | 0 | 0 | 0 | 0 | 0 | 0 | 0 | 0.92 | 0 | False | 0 | 0 | 0 | 0 | 0 | 0 | 0 | 0 | 0 | 0 | 0 | 0 | 0 | 0.03610963155590619 | 0 | 0 | 0 | 0 | 0 | 0 | 0.001 | 0.005127546295969388 | 0.01203654385196873 | OPTIMIZED | INSTALLED | li_ion |  | node_1400886_54_15291358_447 | AN | 8100204
storage_load_220331903 |  | 0 | 0 | 0 | 0 | 0 | 0 | 0 | 0 | 0 | 0.92 | 0 | False | 0 | 0 | 0 | 0 | 0 | 0 | 0 | 0 | 0 | 0 | 0 | 0 | 0 | 0.03610963155590619 | 0 | 0 | 0 | 0 | 0 | 0 | 0.001 | 0.005127546295969388 | 0.01203654385196873 | OPTIMIZED | INSTALLED | li_ion |  | node_1400867_135_15291352_786 | AN | 8100204
storage_load_220331907 |  | 0 | 0 | 0 | 0 | 0 | 0 | 0 | 0 | 0 | 0.92 | 0 | False | 0 | 0 | 0 | 0 | 0 | 0 | 0 | 0 | 0 | 0 | 0 | 0 | 0 | 0.018604090102835275 | 0 | 0 | 0 | 0 | 0 | 0 | 0.001 | 0.002641769616095934 | 0.006201363367611758 | OPTIMIZED | INSTALLED | li_ion |  | node_1401549_908_15291120_438 | AN | 8100204
storage_load_220331910 |  | 0 | 0 | 0 | 0 | 0 | 0 | 0 | 0 | 0 | 0.92 | 0 | False | 0 | 0 | 0 | 0 | 0 | 0 | 0 | 0 | 0 | 0 | 0 | 0 | 0 | 0.002272083555485324 | 0 | 0 | 0 | 0 | 0 | 0 | 0.001 | 0.00032263461510798335 | 0.0007573611851617746 | OPTIMIZED | INSTALLED | li_ion |  | node_1402206_698_15291206_169 | AN | 8100204
storage_load_220331911 |  | 0 | 0 | 0 | 0 | 0 | 0 | 0 | 0 | 0 | 0.92 | 0 | False | 0 | 0 | 0 | 0 | 0 | 0 | 0 | 0 | 0 | 0 | 0 | 0 | 0 | 0.011225442516704718 | 0 | 0 | 0 | 0 | 0 | 0 | 0.001 | 0.0015940061024953774 | 0.003741814172234906 | OPTIMIZED | INSTALLED | li_ion |  | node_1401160_776_15290788_87 | AN | 8100204
storage_load_220331912 |  | 0 | 0 | 0 | 0 | 0 | 0 | 0 | 0 | 0 | 0.92 | 0 | False | 0 | 0 | 0 | 0 | 0 | 0 | 0 | 0 | 0 | 0 | 0 | 0 | 0 | 0.027707421575967894 | 0 | 0 | 0 | 0 | 0 | 0 | 0.001 | 0.003934437547333598 | 0.009235807191989298 | OPTIMIZED | INSTALLED | li_ion |  | node_1401377_434_15290924_101 | AN | 8100204
storage_load_220331913 |  | 0 | 0 | 0 | 0 | 0 | 0 | 0 | 0 | 0 | 0.92 | 0 | False | 0 | 0 | 0 | 0 | 0 | 0 | 0 | 0 | 0 | 0 | 0 | 0 | 0 | 0.05906667381702276 | 0 | 0 | 0 | 0 | 0 | 0 | 0.001 | 0.008387432480135962 | 0.01968889127234092 | OPTIMIZED | INSTALLED | li_ion |  | node_1401257_726_15290526_302 | AN | 8100204
storage_load_220332596 |  | 0 | 0 | 0 | 0 | 0 | 0 | 0 | 0 | 0 | 0.92 | 0 | False | 0 | 0 | 0 | 0 | 0 | 0 | 0 | 0 | 0 | 0 | 0 | 0 | 0 | 0.007821066496274563 | 0 | 0 | 0 | 0 | 0 | 0 | 0.001 | 0.0011105867211141315 | 0.0026070221654248544 | OPTIMIZED | INSTALLED | li_ion |  | node_1399671_478_15290157_59 | AN | 8100204
storage_load_220332597 |  | 0 | 0 | 0 | 0 | 0 | 0 | 0 | 0 | 0 | 0.92 | 0 | False | 0 | 0 | 0 | 0 | 0 | 0 | 0 | 0 | 0 | 0 | 0 | 0 | 0 | 0.007836063747465885 | 0 | 0 | 0 | 0 | 0 | 0 | 0.001 | 0.0011127165390784545 | 0.0026120212491552953 | OPTIMIZED | INSTALLED | li_ion |  | node_1399537_693_15290098_752 | AN | 8100204
storage_load_220332776 |  | 0 | 0 | 0 | 0 | 0 | 0 | 0 | 0 | 0 | 0.92 | 0 | False | 0 | 0 | 0 | 0 | 0 | 0 | 0 | 0 | 0 | 0 | 0 | 0 | 0 | 0.019383947164784032 | 0 | 0 | 0 | 0 | 0 | 0 | 0.001 | 0.0027525090411657837 | 0.006461315721594678 | OPTIMIZED | INSTALLED | li_ion |  | node_1398106_726_15293352_295 | AN | 8100204
storage_load_220332783 |  | 0 | 0 | 0 | 0 | 0 | 0 | 0 | 0 | 0 | 0.92 | 0 | False | 0 | 0 | 0 | 0 | 0 | 0 | 0 | 0 | 0 | 0 | 0 | 0 | 0 | 0.007108697064686757 | 0 | 0 | 0 | 0 | 0 | 0 | 0.001 | 0.0010094306089872553 | 0.002369565688228919 | OPTIMIZED | INSTALLED | li_ion |  | node_1399107_512_15292307_833 | AN | 8100204
storage_load_220332838 |  | 0 | 0 | 0 | 0 | 0 | 0 | 0 | 0 | 0 | 0.92 | 0 | False | 0 | 0 | 0 | 0 | 0 | 0 | 0 | 0 | 0 | 0 | 0 | 0 | 0 | 0.008225992278440265 | 0 | 0 | 0 | 0 | 0 | 0 | 0.001 | 0.0011680859044547872 | 0.002741997426146755 | OPTIMIZED | INSTALLED | li_ion |  | node_1397226_547_15291383_205 | AN | 8100204
storage_load_220332947 |  | 0 | 0 | 0 | 0 | 0 | 0 | 0 | 0 | 0 | 0.92 | 0 | False | 0 | 0 | 0 | 0 | 0 | 0 | 0 | 0 | 0 | 0 | 0 | 0 | 0 | 0.0038093018025958563 | 0 | 0 | 0 | 0 | 0 | 0 | 0.001 | 0.0005409185647219019 | 0.001269767267531952 | OPTIMIZED | INSTALLED | li_ion |  | node_1397198_055_15291186_185 | CN | 8100204
storage_load_220332979 |  | 0 | 0 | 0 | 0 | 0 | 0 | 0 | 0 | 0 | 0.92 | 0 | False | 0 | 0 | 0 | 0 | 0 | 0 | 0 | 0 | 0 | 0 | 0 | 0 | 0 | 0.0754211762411597 | 0 | 0 | 0 | 0 | 0 | 0 | 0.001 | 0.010709762034491102 | 0.025140392080386566 | OPTIMIZED | INSTALLED | li_ion |  | node_1399642_844_15289665_16 | AN | 8100204
storage_load_220334272 |  | 0 | 0 | 0 | 0 | 0 | 0 | 0 | 0 | 0 | 0.92 | 0 | False | 0 | 0 | 0 | 0 | 0 | 0 | 0 | 0 | 0 | 0 | 0 | 0 | 0 | 0.006388829007503287 | 0 | 0 | 0 | 0 | 0 | 0 | 0.001 | 0.0009072097614575134 | 0.002129609669167762 | OPTIMIZED | INSTALLED | li_ion |  | node_1399772_565_15288799_038 | AN | 8100204
storage_load_220334273 |  | 0 | 0 | 0 | 0 | 0 | 0 | 0 | 0 | 0 | 0.92 | 0 | False | 0 | 0 | 0 | 0 | 0 | 0 | 0 | 0 | 0 | 0 | 0 | 0 | 0 | 0 | 0 | 0 | 0 | 0 | 0 | 0 | 0.001 | 0 | 0 | OPTIMIZED | INSTALLED | li_ion |  | node_1399840_165_15288680_582 | AN | 8100204
storage_load_220334274 |  | 0 | 0 | 0 | 0 | 0 | 0 | 0 | 0 | 0 | 0.92 | 0 | False | 0 | 0 | 0 | 0 | 0 | 0 | 0 | 0 | 0 | 0 | 0 | 0 | 0 | 0.036990720063396376 | 0 | 0 | 0 | 0 | 0 | 0 | 0.001 | 0.005252660169715809 | 0.012330240021132125 | OPTIMIZED | INSTALLED | li_ion |  | node_1400625_19_15289406_255 | AN | 8100204
storage_load_220334277 |  | 0 | 0 | 0 | 0 | 0 | 0 | 0 | 0 | 0 | 0.92 | 0 | False | 0 | 0 | 0 | 0 | 0 | 0 | 0 | 0 | 0 | 0 | 0 | 0 | 0 | 0.007543617349235101 | 0 | 0 | 0 | 0 | 0 | 0 | 0.001 | 0.0010711890810979649 | 0.0025145391164117003 | OPTIMIZED | INSTALLED | li_ion |  | node_1401010_226_15288655_469 | AN | 8100204
storage_load_220334280 |  | 0 | 0 | 0 | 0 | 0 | 0 | 0 | 0 | 0 | 0.92 | 0 | False | 0 | 0 | 0 | 0 | 0 | 0 | 0 | 0 | 0 | 0 | 0 | 0 | 0 | 0.08303228122075575 | 0 | 0 | 0 | 0 | 0 | 0 | 0.001 | 0.011790534428532042 | 0.02767742707358525 | OPTIMIZED | INSTALLED | li_ion |  | node_1400249_888_15289210_256 | AN | 8100204
storage_load_220334281 |  | 0 | 0 | 0 | 0 | 0 | 0 | 0 | 0 | 0 | 0.92 | 0 | False | 0 | 0 | 0 | 0 | 0 | 0 | 0 | 0 | 0 | 0 | 0 | 0 | 0 | 0.1270117203393083 | 0 | 0 | 0 | 0 | 0 | 0 | 0.001 | 0.018035588746472073 | 0.04233724011310277 | OPTIMIZED | INSTALLED | li_ion |  | node_1400439_308_15288720_55 | AN | 8100204
storage_load_220334283 |  | 0 | 0 | 0 | 0 | 0 | 0 | 0 | 0 | 0 | 0.92 | 0 | False | 0 | 0 | 0 | 0 | 0 | 0 | 0 | 0 | 0 | 0 | 0 | 0 | 0 | 0.020493743752941877 | 0 | 0 | 0 | 0 | 0 | 0 | 0.001 | 0.002910099254071858 | 0.006831247917647293 | OPTIMIZED | INSTALLED | li_ion |  | node_1401933_75_15290199_416 | AN | 8100204
storage_load_220334588 |  | 0 | 0 | 0 | 0 | 0 | 0 | 0 | 0 | 0 | 0.92 | 0 | False | 0 | 0 | 0 | 0 | 0 | 0 | 0 | 0 | 0 | 0 | 0 | 0 | 0 | 0.004566662987757631 | 0 | 0 | 0 | 0 | 0 | 0 | 0.001 | 0.0006484634364245629 | 0.0015222209959192103 | OPTIMIZED | INSTALLED | li_ion |  | node_1401993_742_15290542_781 | AN | 8100204
storage_load_220466250 |  | 0 | 0 | 0 | 0 | 0 | 0 | 0 | 0 | 0 | 0.92 | 0 | False | 0 | 0 | 0 | 0 | 0 | 0 | 0 | 0 | 0 | 0 | 0 | 0 | 0 | 0.02318575034178423 | 0 | 0 | 0 | 0 | 0 | 0 | 0.001 | 0.00329236287048482 | 0.00772858344726141 | OPTIMIZED | INSTALLED | li_ion |  | node_1400719_149_15289182_137 | AN | 8100204
storage_load_220491004 |  | 0 | 0 | 0 | 0 | 0 | 0 | 0 | 0 | 0 | 0.92 | 0 | False | 0 | 0 | 0 | 0 | 0 | 0 | 0 | 0 | 0 | 0 | 0 | 0 | 0 | 0.18004949917741953 | 0 | 0 | 0 | 0 | 0 | 0 | 0.001 | 0.025566921888915396 | 0.060016499725806506 | OPTIMIZED | INSTALLED | li_ion |  | node_1397506_498_15292066_253 | AN | 8100204
storage_load_220518630 |  | 0 | 0 | 0 | 0 | 0 | 0 | 0 | 0 | 0 | 0.92 | 0 | False | 0 | 0 | 0 | 0 | 0 | 0 | 0 | 0 | 0 | 0 | 0 | 0 | 0 | 0.042224760729167844 | 0 | 0 | 0 | 0 | 0 | 0 | 0.001 | 0.005995890958691463 | 0.014074920243055948 | OPTIMIZED | INSTALLED | li_ion |  | node_1399533_281_15291531_084 | AN | 8100204
storage_load_220584012 |  | 0 | 0 | 0 | 0 | 0 | 0 | 0 | 0 | 0 | 0.92 | 0 | False | 0 | 0 | 0 | 0 | 0 | 0 | 0 | 0 | 0 | 0 | 0 | 0 | 0 | 0.049250972912302335 | 0 | 0 | 0 | 0 | 0 | 0 | 0.001 | 0.006993608783930015 | 0.016416990970767445 | OPTIMIZED | INSTALLED | li_ion |  | node_1400758_654_15289626_724 | AN | 8100204
storage_load_220648397 |  | 0 | 0 | 0 | 0 | 0 | 0 | 0 | 0 | 0 | 0.92 | 0 | False | 0 | 0 | 0 | 0 | 0 | 0 | 0 | 0 | 0 | 0 | 0 | 0 | 0 | 0.0020696206644024735 | 0 | 0 | 0 | 0 | 0 | 0 | 0.001 | 0.00029388502343765554 | 0.0006898735548008244 | OPTIMIZED | INSTALLED | li_ion |  | node_1399682_22_15291870_633 | AN | 8100204
storage_load_310017059 |  | 0 | 0 | 0 | 0 | 0 | 0 | 0 | 0 | 0 | 0.92 | 0 | False | 0 | 0 | 0 | 0 | 0 | 0 | 0 | 0 | 0 | 0 | 0 | 0 | 0 | 0.02877222641055177 | 0 | 0 | 0 | 0 | 0 | 0 | 0.001 | 0.004085639000663888 | 0.009590742136850591 | OPTIMIZED | INSTALLED | li_ion |  | node_1400001_142_15291139_009 | AN | 8100204

## Switch
Name | GroupId | OperatingMode | PhaseAState | PhaseBState | PhaseCState | CurrentInAReal | CurrentInAImag | CurrentInA | CurrentInBReal | CurrentInBImag | CurrentInB | CurrentInCReal | CurrentInCImag | CurrentInC | CurrentOutAReal | CurrentOutAImag | CurrentOutA | CurrentOutBReal | CurrentOutBImag | CurrentOutB | CurrentOutCReal | CurrentOutCImag | CurrentOutC | ActivePowerInA | ReactivePowerInA | PowerInA | ActivePowerInB | ReactivePowerInB | PowerInB | ActivePowerInC | ReactivePowerInC | PowerInC | ActivePowerOutA | ReactivePowerOutA | PowerOutA | ActivePowerOutB | ReactivePowerOutB | PowerOutB | ActivePowerOutC | ReactivePowerOutC | PowerOutC | Status | From | To | Length | Phases | Feeder | Comments
switch_220415335 |  | INDIVIDUAL | CLOSED | CLOSED | CLOSED | 0 | 0 | 0+0j | 0 | 0 | 0+0j | 0 | 0 | 0+0j | 0 | 0 | 0+0j | 0 | 0 | 0+0j | 0 | 0 | 0+0j | 0 | 0 | 0+0j | 0 | 0 | 0+0j | 0 | 0 | 0+0j | 0 | 0 | 0+0j | 0 | 0 | 0+0j | 0 | 0 | 0+0j | OPEN | node_intto1_220415335 | node_220415335 | 0 | AD | 8100204
switch_220415710 |  | INDIVIDUAL | CLOSED | CLOSED | CLOSED | 0 | 0 | 0+0j | 0 | 0 | 0+0j | 0 | 0 | 0+0j | 0 | 0 | 0+0j | 0 | 0 | 0+0j | 0 | 0 | 0+0j | 0 | 0 | 0+0j | 0 | 0 | 0+0j | 0 | 0 | 0+0j | 0 | 0 | 0+0j | 0 | 0 | 0+0j | 0 | 0 | 0+0j | OPEN | node_intto1_8100204_200955184 | node_8100204_200955184 | 0 | ABCD | 8100204
switch_220417133 |  | INDIVIDUAL | CLOSED | CLOSED | CLOSED | 0 | 0 | 0+0j | 0 | 0 | 0+0j | 0 | 0 | 0+0j | 0 | 0 | 0+0j | 0 | 0 | 0+0j | 0 | 0 | 0+0j | 0 | 0 | 0+0j | 0 | 0 | 0+0j | 0 | 0 | 0+0j | 0 | 0 | 0+0j | 0 | 0 | 0+0j | 0 | 0 | 0+0j | OPEN | node_intto1_8100204_200811488 | node_8100204_200811488 | 0 | ABCD | 8100204
switch_220417138 |  | INDIVIDUAL | CLOSED | CLOSED | CLOSED | 0 | 0 | 0+0j | 0 | 0 | 0+0j | 0 | 0 | 0+0j | 0 | 0 | 0+0j | 0 | 0 | 0+0j | 0 | 0 | 0+0j | 0 | 0 | 0+0j | 0 | 0 | 0+0j | 0 | 0 | 0+0j | 0 | 0 | 0+0j | 0 | 0 | 0+0j | 0 | 0 | 0+0j | OPEN | node_intto1_8100204_200811536 | node_8100204_200811536 | 0 | ABCD | 8100204

## TransformerConfiguration
Name | ConnectType | NoLoadLoss | PowerRating | ReactanceResistanceRatio | FullLoadLoss | PowerARating | PowerBRating | PowerCRating | ShuntResistance | ShuntReactance | ShuntImpedance | Impedance | PrimaryVoltage | SecondaryVoltage | CoreCoilWeight | InstalledInsulationLife | InstallType | CoolantType | CoolingType | Feeder | Comments
config_transformer_220546745 | UNKNOWN | 0 | 100 | 10 | 0 | 0 | 0 | 0 | 0 | 0 | 0+0j | 0.004+0.04j | 4800 | 12470 | 0 | 0 | UNKNOWN | UNKNOWN | UNKNOWN | 8100204

## UndergroundLineConductor
Name | OuterDiameter | ConductorGMR | ConductorDiameter | ConductorResistance | NeutralGMR | NeutralDiameter | NeutralResistance | NeutralStrands | InsulationRelativePermittivity | ShieldGMR | ShieldResitance | RatingSummerContinuous | RatingSummerEmergency | RatingWinterContinuous | RatingWinterEmergency | Feeder | Comments
und_cond_1P_2ALURD_2AL(N) | 0 | 0 | 0 | 0 | 0 | 0 | 0 | 0 | 0 | 0 | 0 | 125 | 125 | 140 | 140 | 8100204
und_cond_3P_1/0ALURD | 0 | 0 | 0 | 0 | 0 | 0 | 0 | 0 | 0 | 0 | 0 | 160 | 160 | 180 | 180 | 8100204
und_cond_3P_2ALURD | 0 | 0 | 0 | 0 | 0 | 0 | 0 | 0 | 0 | 0 | 0 | 125 | 125 | 140 | 140 | 8100204
und_cond_TAPWIRE_UG | 0 | 0 | 0 | 0 | 0 | 0 | 0 | 0 | 0 | 0 | 0 | 99999999 | 99999999 | 99999999 | 99999999 | 8100204

## UndergroundLineConfiguration
Name | ConductorA | ConductorB | ConductorC | ConductorN | LineSpacing | Capacitance11 | Capacitance12 | Capacitance13 | Capacitance21 | Capacitance22 | Capacitance23 | Capacitance31 | Capacitance32 | Capacitance33 | Impedance11 | Impedance12 | Impedance13 | Impedance21 | Impedance22 | Impedance23 | Impedance31 | Impedance32 | Impedance33 | Feeder | Comments
und_1P_2ALURD_2AL(N) | und_cond_1P_2ALURD_2AL(N) | und_cond_1P_2ALURD_2AL(N) | und_cond_1P_2ALURD_2AL(N) |  |  | 401.497 | 0 | 0 | 0 | 401.497 | 0 | 0 | 0 | 401.497 | 2.379+0.823j | 0+0j | 0+0j | 0+0j | 2.379+0.823j | 0+0j | 0+0j | 0+0j | 2.379+0.823j | 8100204
und_3P_1/0ALURD | und_cond_3P_1/0ALURD | und_cond_3P_1/0ALURD | und_cond_3P_1/0ALURD |  |  | 530.19 | 0 | 0 | 0 | 530.19 | 0 | 0 | 0 | 530.19 | 1.61+0.653j | 0.525+0.251j | 0.525+0.251j | 0.525+0.251j | 1.61+0.653j | 0.525+0.251j | 0.525+0.251j | 0.525+0.251j | 1.61+0.653j | 8100204
und_3P_2ALURD | und_cond_3P_2ALURD | und_cond_3P_2ALURD | und_cond_3P_2ALURD |  |  | 401.498 | 0 | 0 | 0 | 401.498 | 0 | 0 | 0 | 401.498 | 2.125+0.49j | 0.384+0.067j | 0.384+0.067j | 0.384+0.067j | 2.125+0.49j | 0.384+0.067j | 0.384+0.067j | 0.384+0.067j | 2.125+0.49j | 8100204
und_TAPWIRE_UG | und_cond_TAPWIRE_UG | und_cond_TAPWIRE_UG | und_cond_TAPWIRE_UG |  |  | 0 | 0 | 0 | 0 | 0 | 0 | 0 | 0 | 0 | 0.001+0.001j | 0+0j | 0+0j | 0+0j | 0.001+0.001j | 0+0j | 0+0j | 0+0j | 0.001+0.001j | 8100204

## Regulator
Name | GroupId | Configuration | SenseNode | Status | From | To | Length | Phases | Feeder | Comments
regulator_220521909 |  | config_regulator_220521909 |  | OPEN | node_intto1_8100204_200819536 | node_8100204_200819536 | 0 | ABCD | 8100204

## Transformer
Name | GroupId | Configuration | AgingConstant | AgingGranularity | Climate | UseThermalModel | Status | From | To | Length | Phases | Feeder | Comments
transformer_220546745 |  | config_transformer_220546745 | 0 | 0 |  | False | OPEN | node_intto1_220546745 | node_220546745 | 0 | AD | 8100204

## OverheadLine
Name | GroupId | Configuration | Length | Status | From | To | Phases | Feeder | Comments
oh_line_8100204_200810939 |  | bal_3P_477AL | 158.4 | OPEN | node_8100204_200811664 | node_8100204_200810939 | ABCD | 8100204
oh_line_8100204_200811412 |  | bal_3P_DELTACUST | 211.20000000000002 | OPEN | node_8100204_200811426 | node_intto1_8100204_200811412 | ABCN | 8100204
oh_line_8100204_200811413 |  | bal_3P_1/0AC | 105.60000000000001 | OPEN | node_8100204_200811497 | node_8100204_200811413 | ABCD | 8100204
oh_line_8100204_200811415 |  | bal_3P_1/0AC | 158.4 | OPEN | node_8100204_200811413 | node_8100204_200811415 | ABCD | 8100204
oh_line_8100204_200811416 |  | bal_3P_1/0AC | 105.60000000000001 | OPEN | node_8100204_200811415 | node_8100204_200811416 | ABCD | 8100204
oh_line_8100204_200811417 |  | bal_3P_1/0AC | 52.800000000000004 | OPEN | node_8100204_200811416 | node_8100204_200811417 | ABCD | 8100204
oh_line_8100204_200811420 |  | bal_3P_1/0AC | 158.4 | OPEN | node_8100204_200815622 | node_8100204_200811420 | ABCD | 8100204
oh_line_8100204_200811421 |  | bal_3P_1/0AC | 52.800000000000004 | OPEN | node_8100204_200811420 | node_8100204_200811421 | ABCD | 8100204
oh_line_8100204_200811422 |  | bal_3P_1/0AC | 158.4 | OPEN | node_8100204_200811421 | node_8100204_200811422 | ABCD | 8100204
oh_line_8100204_200811423 |  | bal_3P_1/0AC | 105.60000000000001 | OPEN | node_8100204_200811422 | node_8100204_200811423 | ABCD | 8100204
oh_line_8100204_200811424 |  | bal_3P_1/0AA | 105.60000000000001 | OPEN | node_8100204_200811423 | node_8100204_200811424 | ABCD | 8100204
oh_line_8100204_200811426 |  | bal_3P_1/0AA | 105.60000000000001 | OPEN | node_8100204_200811424 | node_8100204_200811426 | ABCD | 8100204
oh_line_8100204_200811427 |  | bal_3P_4CU | 105.60000000000001 | OPEN | node_8100204_200811428 | node_8100204_200811427 | ABCD | 8100204
oh_line_8100204_200811428 |  | bal_3P_4CU | 105.60000000000001 | OPEN | node_8100204_200811429 | node_8100204_200811428 | ABCD | 8100204
oh_line_8100204_200811429 |  | bal_3P_4CU | 105.60000000000001 | OPEN | node_8100204_200811533 | node_8100204_200811429 | ABCD | 8100204
oh_line_8100204_200811430 |  | bal_3P_4CU | 105.60000000000001 | OPEN | node_8100204_200811429 | node_8100204_200811430 | ABCD | 8100204
oh_line_8100204_200811431 |  | bal_3P_4CU | 105.60000000000001 | OPEN | node_8100204_200811430 | node_8100204_200811431 | ABCD | 8100204
oh_line_8100204_200811432 |  | bal_3P_4CU | 105.60000000000001 | OPEN | node_8100204_200811431 | node_8100204_200811432 | ABCD | 8100204
oh_line_8100204_200811433 |  | bal_3P_4CU | 52.800000000000004 | OPEN | node_8100204_200811432 | node_8100204_200811433 | ABCD | 8100204
oh_line_8100204_200811439 |  | bal_3P_1/0AC | 158.4 | OPEN | node_8100204_200815392 | node_intto1_8100204_200811439 | ABCD | 8100204
oh_line_8100204_200811440 |  | bal_3P_1/0AA | 52.800000000000004 | OPEN | node_8100204_200811439 | node_8100204_200811440 | ABCD | 8100204
oh_line_8100204_200811441 |  | bal_1P_1/0AA | 105.60000000000001 | OPEN | node_8100204_200811439 | node_8100204_200811441 | AD | 8100204
oh_line_8100204_200811442 |  | bal_1P_1/0AA | 105.60000000000001 | OPEN | node_8100204_200811441 | node_8100204_200811442 | AD | 8100204
oh_line_8100204_200811443 |  | bal_1P_1/0AA | 105.60000000000001 | OPEN | node_8100204_200811442 | node_8100204_200811443 | AD | 8100204
oh_line_8100204_200811444 |  | bal_1P_1/0AA | 105.60000000000001 | OPEN | node_8100204_200811443 | node_8100204_200811444 | AD | 8100204
oh_line_8100204_200811478 |  | bal_3P_1/0AC | 158.4 | OPEN | node_8100204_200811416 | node_8100204_200811478 | ABCD | 8100204
oh_line_8100204_200811479 |  | bal_3P_1/0AC | 158.4 | OPEN | node_8100204_200811478 | node_8100204_200811479 | ABCD | 8100204
oh_line_8100204_200811480 |  | bal_3P_1/0AC | 105.60000000000001 | OPEN | node_8100204_200811479 | node_8100204_200811480 | ABCD | 8100204
oh_line_8100204_200811481 |  | bal_3P_1/0AC | 158.4 | OPEN | node_8100204_200811480 | node_8100204_200811481 | ABCD | 8100204
oh_line_8100204_200811483 |  | bal_3P_1/0AC | 211.20000000000002 | OPEN | node_8100204_200811481 | node_8100204_200811483 | ABCD | 8100204
oh_line_8100204_200811484 |  | bal_3P_4CU | 52.800000000000004 | OPEN | node_8100204_200811417 | node_8100204_200811484 | ABCD | 8100204
oh_line_8100204_200811485 |  | bal_3P_4CU | 105.60000000000001 | OPEN | node_8100204_200811484 | node_8100204_200811485 | ABCD | 8100204
oh_line_8100204_200811486 |  | bal_3P_4CU | 158.4 | OPEN | node_8100204_200811485 | node_8100204_200811486 | ABCD | 8100204
oh_line_8100204_200811488 |  | bal_3P_4CU | 158.4 | OPEN | node_8100204_200811486 | node_intto1_8100204_200811488 | ABCD | 8100204
oh_line_8100204_200811489 |  | bal_3P_4CU | 158.4 | OPEN | node_8100204_200811488 | node_8100204_200811489 | ABCD | 8100204
oh_line_8100204_200811490 |  | bal_3P_4CU | 105.60000000000001 | OPEN | node_8100204_200811489 | node_8100204_200811490 | ABCD | 8100204
oh_line_8100204_200811497 |  | bal_3P_4CU | 158.4 | OPEN | node_8100204_200811427 | node_8100204_200811497 | ABCD | 8100204
oh_line_8100204_200811525 |  | bal_3P_1/0AC | 52.800000000000004 | OPEN | node_8100204_200815480 | node_8100204_200811525 | ABCD | 8100204
oh_line_8100204_200811529 |  | bal_3P_1/0AC | 105.60000000000001 | OPEN | node_8100204_200811525 | node_8100204_200811529 | ABCD | 8100204
oh_line_8100204_200811533 |  | bal_3P_4CU | 105.60000000000001 | OPEN | node_8100204_200811534 | node_8100204_200811533 | ABCD | 8100204
oh_line_8100204_200811534 |  | bal_3P_4CU | 105.60000000000001 | OPEN | node_8100204_200811535 | node_8100204_200811534 | ABCD | 8100204
oh_line_8100204_200811535 |  | bal_3P_4CU | 105.60000000000001 | OPEN | node_8100204_200811536 | node_8100204_200811535 | ABCD | 8100204
oh_line_8100204_200811536 |  | bal_3P_4CU | 105.60000000000001 | OPEN | node_8100204_200811538 | node_intto1_8100204_200811536 | ABCD | 8100204
oh_line_8100204_200811538 |  | bal_3P_4CU | 158.4 | OPEN | node_8100204_200811539 | node_8100204_200811538 | ABCD | 8100204
oh_line_8100204_200811539 |  | bal_3P_4CU | 52.800000000000004 | OPEN | node_8100204_200811540 | node_intto1_8100204_200811539 | ABCD | 8100204
oh_line_8100204_200811540-1 |  | bal_3P_477AL | 264 | OPEN | node_1397562_061_15293138_521 | node_8100204_200811540 | ABCD | 8100204
oh_line_8100204_200811540-2 |  | bal_3P_477AL | 0 | OPEN | node_8100204_200815388 | node_1397562_061_15293138_521 | ABCD | 8100204
oh_line_8100204_200811554 |  | bal_3P_1/0AC | 52.800000000000004 | OPEN | node_8100204_200811432 | node_8100204_200811554 | ABCD | 8100204
oh_line_8100204_200811555 |  | bal_3P_1/0AC | 105.60000000000001 | OPEN | node_8100204_200811554 | node_intto1_8100204_200811555 | ABCD | 8100204
oh_line_8100204_200811556 |  | bal_3P_1/0AC | 105.60000000000001 | OPEN | node_8100204_200811555 | node_8100204_200811556 | ABCD | 8100204
oh_line_8100204_200811557 |  | bal_3P_1/0AC | 158.4 | OPEN | node_8100204_200811556 | node_8100204_200811557 | ABCD | 8100204
oh_line_8100204_200811570 |  | bal_1P_1/0AC | 105.60000000000001 | OPEN | node_8100204_200811573 | node_8100204_200811570 | AD | 8100204
oh_line_8100204_200811573 |  | bal_1P_1/0AC | 105.60000000000001 | OPEN | node_8100204_200811574 | node_8100204_200811573 | AD | 8100204
oh_line_8100204_200811574 |  | bal_1P_1/0AC | 105.60000000000001 | OPEN | node_8100204_200811575 | node_8100204_200811574 | AD | 8100204
oh_line_8100204_200811575 |  | bal_1P_1/0AC | 105.60000000000001 | OPEN | node_8100204_200811576 | node_8100204_200811575 | AD | 8100204
oh_line_8100204_200811576 |  | bal_1P_1/0AC | 158.4 | OPEN | node_8100204_200811577 | node_8100204_200811576 | AD | 8100204
oh_line_8100204_200811577 |  | bal_1P_1/0AC | 158.4 | OPEN | node_8100204_200811582 | node_8100204_200811577 | AD | 8100204
oh_line_8100204_200811582 |  | bal_1P_1/0AC | 105.60000000000001 | OPEN | node_8100204_200811583 | node_intto1_8100204_200811582 | AD | 8100204
oh_line_8100204_200811583 |  | bal_1P_1/0AC | 105.60000000000001 | OPEN | node_8100204_200815379 | node_8100204_200811583 | AD | 8100204
oh_line_8100204_200811608 |  | bal_1P_1/0AC | 105.60000000000001 | OPEN | node_8100204_200811609 | node_8100204_200811608 | AD | 8100204
oh_line_8100204_200811609 |  | bal_1P_1/0AC | 158.4 | OPEN | node_8100204_200811610 | node_8100204_200811609 | AD | 8100204
oh_line_8100204_200811610 |  | bal_1P_1/0AC | 105.60000000000001 | OPEN | node_8100204_200811611 | node_8100204_200811610 | AD | 8100204
oh_line_8100204_200811611 |  | bal_1P_1/0AC | 105.60000000000001 | OPEN | node_8100204_200811612 | node_8100204_200811611 | AD | 8100204
oh_line_8100204_200811612 |  | bal_3P_1/0AC | 52.800000000000004 | OPEN | node_8100204_200814855 | node_8100204_200811612 | ABCD | 8100204
oh_line_8100204_200811613 |  | bal_3P_1/0AC | 52.800000000000004 | OPEN | node_8100204_200811612 | node_8100204_200811613 | ABCD | 8100204
oh_line_8100204_200811614 |  | bal_3P_1/0AC | 52.800000000000004 | OPEN | node_8100204_200811613 | node_8100204_200811614 | ABCD | 8100204
oh_line_8100204_200811615 |  | bal_3P_1/0AC | 105.60000000000001 | OPEN | node_8100204_200811614 | node_8100204_200811615 | ABCD | 8100204
oh_line_8100204_200811616 |  | bal_3P_1/0AC | 105.60000000000001 | OPEN | node_8100204_200811615 | node_8100204_200811616 | ABCD | 8100204
oh_line_8100204_200811617 |  | bal_3P_1/0AC | 105.60000000000001 | OPEN | node_8100204_200811616 | node_8100204_200811617 | ABCD | 8100204
oh_line_8100204_200811618 |  | bal_3P_1/0AC | 105.60000000000001 | OPEN | node_8100204_200811617 | node_8100204_200811618 | ABCD | 8100204
oh_line_8100204_200811619 |  | bal_3P_1/0AA | 105.60000000000001 | OPEN | node_8100204_200811618 | node_intto1_8100204_200811619 | ABCD | 8100204
oh_line_8100204_200811620 |  | bal_3P_1/0AA | 264 | OPEN | node_8100204_200811619 | node_8100204_200811620 | ABCD | 8100204
oh_line_8100204_200811624 |  | bal_1P_2CU | 158.4 | OPEN | node_8100204_200811640 | node_8100204_200811624 | AD | 8100204
oh_line_8100204_200811625 |  | bal_1P_2CU | 211.20000000000002 | OPEN | node_8100204_200811624 | node_8100204_200811625 | AD | 8100204
oh_line_8100204_200811627 |  | bal_1P_2CU | 105.60000000000001 | OPEN | node_8100204_200811625 | node_8100204_200811627 | AD | 8100204
oh_line_8100204_200811640 |  | bal_3P_1/0AC | 211.20000000000002 | OPEN | node_8100204_200811618 | node_8100204_200811640 | ABCD | 8100204
oh_line_8100204_200811641 |  | bal_1P_1/0AC | 105.60000000000001 | OPEN | node_8100204_200811640 | node_8100204_200811641 | AD | 8100204
oh_line_8100204_200811643 |  | bal_1P_1/0AC | 211.20000000000002 | OPEN | node_8100204_200811641 | node_8100204_200811643 | AD | 8100204
oh_line_8100204_200811644 |  | bal_1P_1/0AA | 158.4 | OPEN | node_8100204_200811643 | node_8100204_200811644 | AD | 8100204
oh_line_8100204_200811646 |  | bal_1P_1/0AA | 105.60000000000001 | OPEN | node_8100204_200811644 | node_8100204_200811646 | AD | 8100204
oh_line_8100204_200811647 |  | bal_1P_1/0AA | 105.60000000000001 | OPEN | node_8100204_200811646 | node_8100204_200811647 | AD | 8100204
oh_line_8100204_200811648 |  | bal_1P_1/0AA | 211.20000000000002 | OPEN | node_8100204_200811647 | node_8100204_200811648 | AD | 8100204
oh_line_8100204_200811649 |  | bal_1P_1/0AC | 105.60000000000001 | OPEN | node_8100204_200811650 | node_8100204_200811649 | AD | 8100204
oh_line_8100204_200811650 |  | bal_1P_1/0AC | 105.60000000000001 | OPEN | node_8100204_200811651 | node_8100204_200811650 | AD | 8100204
oh_line_8100204_200811651 |  | bal_1P_1/0AC | 105.60000000000001 | OPEN | node_8100204_200811652 | node_8100204_200811651 | AD | 8100204
oh_line_8100204_200811652 |  | bal_1P_1/0AC | 105.60000000000001 | OPEN | node_8100204_200811654 | node_8100204_200811652 | AD | 8100204
oh_line_8100204_200811654 |  | bal_1P_1/0AC | 211.20000000000002 | OPEN | node_8100204_200811658 | node_8100204_200811654 | AD | 8100204
oh_line_8100204_200811658 |  | bal_1P_1/0AC | 158.4 | OPEN | node_8100204_200811660 | node_8100204_200811658 | AD | 8100204
oh_line_8100204_200811660 |  | bal_1P_4CU | 264 | OPEN | node_8100204_200811661 | node_8100204_200811660 | AD | 8100204
oh_line_8100204_200811661 |  | bal_1P_4CU | 105.60000000000001 | OPEN | node_8100204_200811663 | node_8100204_200811661 | AD | 8100204
oh_line_8100204_200811663 |  | bal_1P_4CU | 52.800000000000004 | OPEN | node_8100204_200814850 | node_8100204_200811663 | AD | 8100204
oh_line_8100204_200811664 |  | bal_3P_477AL | 52.800000000000004 | OPEN | node_8100204_310049730 | node_8100204_200811664 | ABCD | 8100204
oh_line_8100204_200811668 |  | bal_3P_477AL | 105.60000000000001 | OPEN | node_8100204_200811669 | node_8100204_200811668 | ABCD | 8100204
oh_line_8100204_200811669 |  | bal_3P_477AL | 105.60000000000001 | OPEN | node_8100204_200811670 | node_8100204_200811669 | ABCD | 8100204
oh_line_8100204_200811670 |  | bal_3P_477AL | 105.60000000000001 | OPEN | node_8100204_310049752 | node_8100204_200811670 | ABCD | 8100204
oh_line_8100204_200811672 |  | bal_3P_477AL | 105.60000000000001 | OPEN | node_8100204_312119259 | node_8100204_200811672 | ABCD | 8100204
oh_line_8100204_200811677 |  | bal_3P_477AL | 105.60000000000001 | OPEN | node_8100204_310050880 | node_8100204_200811677 | ABCD | 8100204
oh_line_8100204_200811681 |  | bal_3P_477AL | 105.60000000000001 | OPEN | node_8100204_310049737 | node_8100204_200811681 | ABCD | 8100204
oh_line_8100204_200811683 |  | bal_3P_477AL | 105.60000000000001 | OPEN | node_8100204_310049742 | node_8100204_200811683 | ABCD | 8100204
oh_line_8100204_200811685 |  | bal_3P_477AL | 105.60000000000001 | OPEN | node_8100204_200811686 | node_8100204_200811685 | ABCD | 8100204
oh_line_8100204_200811686 |  | bal_3P_477AL | 105.60000000000001 | OPEN | node_8100204_310049745 | node_8100204_200811686 | ABCD | 8100204
oh_line_8100204_200811687 |  | bal_3P_1/0AC | 0 | OPEN | node_8100204_200811672 | node_8100204_200811687 | ABCD | 8100204
oh_line_8100204_200811688 |  | bal_3P_1/0AC | 105.60000000000001 | OPEN | node_8100204_200811687 | node_intto1_8100204_200811688 | ABCD | 8100204
oh_line_8100204_200811689 |  | bal_3P_1/0AC | 105.60000000000001 | OPEN | node_8100204_200811688 | node_8100204_200811689 | ABCD | 8100204
oh_line_8100204_200811690 |  | bal_3P_1/0AC | 158.4 | OPEN | node_8100204_200811689 | node_8100204_200811690 | ABCD | 8100204
oh_line_8100204_200811691 |  | bal_1P_1/0AC | 105.60000000000001 | OPEN | node_8100204_200811677 | node_8100204_200811691 | AD | 8100204
oh_line_8100204_200811692 |  | bal_1P_1/0AC | 52.800000000000004 | OPEN | node_8100204_200811691 | node_8100204_200811692 | AD | 8100204
oh_line_8100204_200811693 |  | bal_1P_1/0AC | 52.800000000000004 | OPEN | node_8100204_200814850 | node_8100204_200811693 | AD | 8100204
oh_line_8100204_200811694 |  | bal_1P_4CU | 158.4 | OPEN | node_8100204_200819549 | node_8100204_200811694 | AD | 8100204
oh_line_8100204_200811696 |  | bal_1P_4CU | 158.4 | OPEN | node_8100204_200811694 | node_8100204_200811696 | AD | 8100204
oh_line_8100204_200811697 |  | bal_1P_4CU | 158.4 | OPEN | node_8100204_200811696 | node_8100204_200811697 | AD | 8100204
oh_line_8100204_200811702 |  | bal_1P_1/0AA | 105.60000000000001 | OPEN | node_8100204_200811444 | node_8100204_200811702 | AD | 8100204
oh_line_8100204_200811703 |  | bal_1P_4CU | 105.60000000000001 | OPEN | node_8100204_200811702 | node_8100204_200811703 | AD | 8100204
oh_line_8100204_200811704 |  | bal_1P_4CU | 105.60000000000001 | OPEN | node_8100204_200811703 | node_8100204_200811704 | AD | 8100204
oh_line_8100204_200811705 |  | bal_1P_4CU | 105.60000000000001 | OPEN | node_8100204_200811704 | node_8100204_200811705 | AD | 8100204
oh_line_8100204_200811708-1 |  | bal_1P_4CU | 158.4 | OPEN | node_8100204_200811705 | node_intto1_220383133 | AD | 8100204
oh_line_8100204_200811708-2 |  | bal_1P_4CU | 0 | OPEN | node_220383133 | node_intto1_220546745 | AD | 8100204
oh_line_8100204_200811708-3 |  | bal_1P_4CU | 0 | OPEN | node_220546745 | node_intto1_220415335 | AD | 8100204
oh_line_8100204_200811708-4 |  | bal_1P_4CU | 0 | OPEN | node_220415335 | node_8100204_200811708 | AD | 8100204
oh_line_8100204_200811808 |  | bal_3P_1/0AC | 158.4 | OPEN | node_8100204_200811809 | node_8100204_200811808 | ABCD | 8100204
oh_line_8100204_200811809 |  | bal_3P_1/0AC | 105.60000000000001 | OPEN | node_8100204_200811810 | node_8100204_200811809 | ABCD | 8100204
oh_line_8100204_200811810 |  | bal_3P_1/0AC | 105.60000000000001 | OPEN | node_8100204_200811811 | node_8100204_200811810 | ABCD | 8100204
oh_line_8100204_200811811 |  | bal_3P_1/0AC | 158.4 | OPEN | node_8100204_200811812 | node_8100204_200811811 | ABCD | 8100204
oh_line_8100204_200811812 |  | bal_3P_1/0AC | 52.800000000000004 | OPEN | node_8100204_200811690 | node_8100204_200811812 | ABCD | 8100204
oh_line_8100204_200811813 |  | bal_1P_1/0AC | 158.4 | OPEN | node_8100204_200811812 | node_8100204_200811813 | AD | 8100204
oh_line_8100204_200811814 |  | bal_1P_1/0AC | 105.60000000000001 | OPEN | node_8100204_200811813 | node_intto1_8100204_200811814 | AD | 8100204
oh_line_8100204_200811815 |  | bal_1P_1/0AC | 105.60000000000001 | OPEN | node_8100204_200811814 | node_8100204_200811815 | AD | 8100204
oh_line_8100204_200811816 |  | bal_1P_4CU | 211.20000000000002 | OPEN | node_8100204_200811815 | node_8100204_200811816 | AD | 8100204
oh_line_8100204_200811817 |  | bal_1P_4CU | 105.60000000000001 | OPEN | node_8100204_200811816 | node_8100204_200811817 | AD | 8100204
oh_line_8100204_200811818 |  | bal_1P_4CU | 158.4 | OPEN | node_8100204_200811817 | node_8100204_200811818 | AD | 8100204
oh_line_8100204_200811820 |  | bal_1P_4CU | 158.4 | OPEN | node_8100204_200811818 | node_8100204_200811820 | AD | 8100204
oh_line_8100204_200811827 |  | bal_3P_1/0AC | 105.60000000000001 | OPEN | node_8100204_200811828 | node_8100204_200811827 | ABCD | 8100204
oh_line_8100204_200811828 |  | bal_3P_1/0AC | 105.60000000000001 | OPEN | node_8100204_200811829 | node_8100204_200811828 | ABCD | 8100204
oh_line_8100204_200811829 |  | bal_3P_1/0AC | 158.4 | OPEN | node_8100204_200811830 | node_8100204_200811829 | ABCD | 8100204
oh_line_8100204_200811830 |  | bal_3P_1/0AC | 158.4 | OPEN | node_8100204_200811808 | node_8100204_200811830 | ABCD | 8100204
oh_line_8100204_200811864 |  | bal_1P_1/0AA | 158.4 | OPEN | node_8100204_200811896 | node_8100204_200811864 | AD | 8100204
oh_line_8100204_200811887 |  | bal_1P_4CU | 158.4 | OPEN | node_8100204_200811901 | node_8100204_200811887 | AD | 8100204
oh_line_8100204_200811888 |  | bal_1P_1/0AA | 158.4 | OPEN | node_8100204_200811900 | node_8100204_200811888 | AD | 8100204
oh_line_8100204_200811893 |  | bal_1P_4CU | 105.60000000000001 | OPEN | node_8100204_200811887 | node_8100204_200811893 | AD | 8100204
oh_line_8100204_200811894 |  | bal_1P_1/0AA | 105.60000000000001 | OPEN | node_8100204_200811893 | node_8100204_200811894 | AD | 8100204
oh_line_8100204_200811895 |  | bal_1P_1/0AA | 105.60000000000001 | OPEN | node_8100204_200811894 | node_8100204_200811895 | AD | 8100204
oh_line_8100204_200811896 |  | bal_1P_1/0AA | 105.60000000000001 | OPEN | node_8100204_200811895 | node_8100204_200811896 | AD | 8100204
oh_line_8100204_200811897 |  | bal_1P_1/0AA | 105.60000000000001 | OPEN | node_8100204_200811864 | node_8100204_200811897 | AD | 8100204
oh_line_8100204_200811898 |  | bal_1P_1/0AA | 105.60000000000001 | OPEN | node_8100204_200811897 | node_8100204_200811898 | AD | 8100204
oh_line_8100204_200811899 |  | bal_1P_1/0AA | 105.60000000000001 | OPEN | node_8100204_200811898 | node_8100204_200811899 | AD | 8100204
oh_line_8100204_200811900 |  | bal_1P_1/0AA | 105.60000000000001 | OPEN | node_8100204_200811899 | node_8100204_200811900 | AD | 8100204
oh_line_8100204_200811901 |  | bal_1P_4CU | 158.4 | OPEN | node_8100204_200811820 | node_8100204_200811901 | AD | 8100204
oh_line_8100204_200811902 |  | bal_1P_4CU | 105.60000000000001 | OPEN | node_8100204_200811901 | node_8100204_200811902 | AD | 8100204
oh_line_8100204_200811904 |  | bal_1P_4CU | 105.60000000000001 | OPEN | node_8100204_200811902 | node_8100204_200811904 | AD | 8100204
oh_line_8100204_200814848 |  | bal_3P_1/0AA | 52.800000000000004 | OPEN | node_8100204_200811670 | node_8100204_200814848 | ABCD | 8100204
oh_line_8100204_200814849 |  | bal_3P_1/0AA | 105.60000000000001 | OPEN | node_8100204_200814848 | node_intto1_8100204_200814849 | ABCD | 8100204
oh_line_8100204_200814850 |  | bal_3P_1/0AA | 211.20000000000002 | OPEN | node_8100204_200814849 | node_8100204_200814850 | ABCD | 8100204
oh_line_8100204_200814851 |  | bal_3P_1/0AC | 158.4 | OPEN | node_8100204_200814850 | node_8100204_200814851 | ABCD | 8100204
oh_line_8100204_200814852 |  | bal_3P_1/0AC | 158.4 | OPEN | node_8100204_200814851 | node_8100204_200814852 | ABCD | 8100204
oh_line_8100204_200814854 |  | bal_3P_1/0AC | 158.4 | OPEN | node_8100204_200814852 | node_8100204_200814854 | ABCD | 8100204
oh_line_8100204_200814855 |  | bal_3P_1/0AC | 211.20000000000002 | OPEN | node_8100204_200814854 | node_8100204_200814855 | ABCD | 8100204
oh_line_8100204_200815377 |  | bal_3P_477AL | 158.4 | OPEN | node_8100204_200810939 | node_8100204_200815377 | ABCD | 8100204
oh_line_8100204_200815378 |  | bal_3P_336AL | 211.20000000000002 | OPEN | node_8100204_200815398 | node_intto1_8100204_200815378 | ABCD | 8100204
oh_line_8100204_200815379 |  | bal_3P_336AL | 211.20000000000002 | OPEN | node_8100204_200815378 | node_8100204_200815379 | ABCD | 8100204
oh_line_8100204_200815380 |  | bal_3P_336AL | 211.20000000000002 | OPEN | node_8100204_200815379 | node_8100204_200815380 | ABCD | 8100204
oh_line_8100204_200815381 |  | bal_3P_336AL | 211.20000000000002 | OPEN | node_8100204_200815380 | node_8100204_200815381 | ABCD | 8100204
oh_line_8100204_200815384 |  | bal_3P_336AL | 211.20000000000002 | OPEN | node_8100204_200815381 | node_8100204_200815384 | ABCD | 8100204
oh_line_8100204_200815385 |  | bal_3P_477AL | 52.800000000000004 | OPEN | node_8100204_200815384 | node_8100204_200815385 | ABCD | 8100204
oh_line_8100204_200815388 |  | bal_3P_477AL | 316.8 | OPEN | node_8100204_200815385 | node_8100204_200815388 | ABCD | 8100204
oh_line_8100204_200815389 |  | bal_1P_1/0AC | 52.800000000000004 | OPEN | node_8100204_200815388 | node_8100204_200815389 | AD | 8100204
oh_line_8100204_200815391 |  | bal_3P_336AL | 211.20000000000002 | OPEN | node_8100204_200815377 | node_8100204_200815391 | ABCD | 8100204
oh_line_8100204_200815392 |  | bal_3P_336AL | 211.20000000000002 | OPEN | node_8100204_200815391 | node_8100204_200815392 | ABCD | 8100204
oh_line_8100204_200815393 |  | bal_3P_336AL | 52.800000000000004 | OPEN | node_8100204_200815392 | node_8100204_200815393 | ABCD | 8100204
oh_line_8100204_200815394 |  | bal_3P_336AL | 316.8 | OPEN | node_8100204_200815393 | node_8100204_200815394 | ABCD | 8100204
oh_line_8100204_200815395 |  | bal_3P_336AL | 158.4 | OPEN | node_8100204_200815394 | node_8100204_200815395 | ABCD | 8100204
oh_line_8100204_200815396 |  | bal_3P_336AL | 158.4 | OPEN | node_8100204_200815395 | node_8100204_200815396 | ABCD | 8100204
oh_line_8100204_200815397 |  | bal_3P_336AL | 158.4 | OPEN | node_8100204_200815396 | node_8100204_200815397 | ABCD | 8100204
oh_line_8100204_200815398 |  | bal_3P_336AL | 211.20000000000002 | OPEN | node_8100204_200815397 | node_8100204_200815398 | ABCD | 8100204
oh_line_8100204_200815480 |  | bal_3P_4CU | 211.20000000000002 | OPEN | node_8100204_200815481 | node_8100204_200815480 | ABCD | 8100204
oh_line_8100204_200815481 |  | bal_3P_4CU | 52.800000000000004 | OPEN | node_8100204_200811538 | node_8100204_200815481 | ABCD | 8100204
oh_line_8100204_200815584 |  | bal_3P_1/0AC | 52.800000000000004 | OPEN | node_8100204_200811488 | node_8100204_200815584 | ABCD | 8100204
oh_line_8100204_200815585 |  | bal_3P_1/0AC | 105.60000000000001 | OPEN | node_8100204_200815584 | node_8100204_200815585 | ABCD | 8100204
oh_line_8100204_200815586 |  | bal_3P_1/0AC | 105.60000000000001 | OPEN | node_8100204_200815585 | node_8100204_200815586 | ABCD | 8100204
oh_line_8100204_200815587 |  | bal_3P_1/0AC | 105.60000000000001 | OPEN | node_8100204_200815586 | node_8100204_200815587 | ABCD | 8100204
oh_line_8100204_200815588 |  | bal_3P_1/0AC | 105.60000000000001 | OPEN | node_8100204_200815587 | node_intto1_8100204_200815588 | ABCD | 8100204
oh_line_8100204_200815590 |  | bal_3P_1/0AC | 158.4 | OPEN | node_8100204_200815588 | node_8100204_200815590 | ABCD | 8100204
oh_line_8100204_200815591 |  | bal_3P_1/0AC | 52.800000000000004 | OPEN | node_8100204_200815590 | node_8100204_200815591 | ABCD | 8100204
oh_line_8100204_200815593 |  | bal_3P_1/0AC | 158.4 | OPEN | node_8100204_200815591 | node_8100204_200815593 | ABCD | 8100204
oh_line_8100204_200815619 |  | bal_3P_1/0AC | 52.800000000000004 | OPEN | node_8100204_200815586 | node_8100204_200815619 | ABCD | 8100204
oh_line_8100204_200815620 |  | bal_3P_1/0AC | 105.60000000000001 | OPEN | node_8100204_200815619 | node_8100204_200815620 | ABCD | 8100204
oh_line_8100204_200815622 |  | bal_3P_1/0AC | 158.4 | OPEN | node_8100204_200815620 | node_8100204_200815622 | ABCD | 8100204
oh_line_8100204_200815623 |  | bal_3P_1/0AC | 52.800000000000004 | OPEN | node_8100204_200811420 | node_8100204_200815623 | ABCD | 8100204
oh_line_8100204_200815726 |  | bal_1P_1/0AC | 105.60000000000001 | OPEN | node_8100204_200815379 | node_8100204_200815726 | AD | 8100204
oh_line_8100204_200815728 |  | bal_1P_1/0AC | 105.60000000000001 | OPEN | node_8100204_200982337 | node_8100204_200815728 | AD | 8100204
oh_line_8100204_200815818 |  | bal_3P_1/0AC | 105.60000000000001 | OPEN | node_8100204_200815830 | node_8100204_200815818 | ABCD | 8100204
oh_line_8100204_200815826 |  | bal_3P_1/0AC | 158.4 | OPEN | node_8100204_200815827 | node_8100204_200815826 | ABCD | 8100204
oh_line_8100204_200815827 |  | bal_3P_1/0AC | 211.20000000000002 | OPEN | node_8100204_200815828 | node_8100204_200815827 | ABCD | 8100204
oh_line_8100204_200815828 |  | bal_3P_1/0AC | 158.4 | OPEN | node_8100204_200815593 | node_8100204_200815828 | ABCD | 8100204
oh_line_8100204_200815829 |  | bal_3P_1/0AC | 105.60000000000001 | OPEN | node_8100204_200815828 | node_8100204_200815829 | ABCD | 8100204
oh_line_8100204_200815830 |  | bal_3P_1/0AC | 105.60000000000001 | OPEN | node_8100204_200815829 | node_8100204_200815830 | ABCD | 8100204
oh_line_8100204_200816082 |  | bal_1P_1/0AC | 158.4 | OPEN | node_8100204_200814852 | node_8100204_200816082 | AD | 8100204
oh_line_8100204_200816083 |  | bal_1P_1/0AC | 105.60000000000001 | OPEN | node_8100204_200816082 | node_8100204_200816083 | AD | 8100204
oh_line_8100204_200816084 |  | bal_1P_1/0AC | 105.60000000000001 | OPEN | node_8100204_200816083 | node_8100204_200816084 | AD | 8100204
oh_line_8100204_200819514 |  | bal_1P_2CU | 211.20000000000002 | OPEN | node_8100204_200811627 | node_8100204_200819514 | AD | 8100204
oh_line_8100204_200819515 |  | bal_1P_2CU | 105.60000000000001 | OPEN | node_8100204_200819514 | node_8100204_200819515 | AD | 8100204
oh_line_8100204_200819516 |  | bal_1P_2CU | 158.4 | OPEN | node_8100204_200819515 | node_8100204_200819516 | AD | 8100204
oh_line_8100204_200819523 |  | bal_3P_477AL | 52.800000000000004 | OPEN | node_SOURCE_8100204 | node_8100204_200819523 | ABCD | 8100204
oh_line_8100204_200819527 |  | bal_3P_477AL | 105.60000000000001 | OPEN | node_8100204_310050896 | node_8100204_200819527 | ABCD | 8100204
oh_line_8100204_200819530 |  | bal_3P_477AL | 105.60000000000001 | OPEN | node_8100204_310050906 | node_8100204_200819530 | ABCD | 8100204
oh_line_8100204_200819534 |  | bal_3P_477AL | 105.60000000000001 | OPEN | node_8100204_200819536 | node_8100204_200819534 | ABCD | 8100204
oh_line_8100204_200819536 |  | bal_3P_477AL | 105.60000000000001 | OPEN | node_8100204_200819523 | node_intto1_8100204_200819536 | ABCD | 8100204
oh_line_8100204_200819537 |  | bal_3P_477AL | 105.60000000000001 | OPEN | node_8100204_200819536 | node_8100204_200819537 | ABCD | 8100204
oh_line_8100204_200819540 |  | bal_1P_1/0AC | 158.4 | OPEN | node_8100204_200811692 | node_8100204_200819540 | AD | 8100204
oh_line_8100204_200819547 |  | bal_1P_4CU | 105.60000000000001 | OPEN | node_8100204_200819527 | node_8100204_200819547 | AD | 8100204
oh_line_8100204_200819548 |  | bal_1P_4CU | 105.60000000000001 | OPEN | node_8100204_200819547 | node_intto1_8100204_200819548 | AD | 8100204
oh_line_8100204_200819549 |  | bal_1P_4CU | 158.4 | OPEN | node_8100204_200819548 | node_8100204_200819549 | AD | 8100204
oh_line_8100204_200819550 |  | bal_1P_4CU | 211.20000000000002 | OPEN | node_8100204_200819549 | node_8100204_200819550 | AD | 8100204
oh_line_8100204_200819551 |  | bal_1P_4CU | 211.20000000000002 | OPEN | node_8100204_200819550 | node_8100204_200819551 | AD | 8100204
oh_line_8100204_200819552 |  | bal_1P_4CU | 158.4 | OPEN | node_8100204_200819551 | node_8100204_200819552 | AD | 8100204
oh_line_8100204_200819555 |  | bal_1P_4CU | 105.60000000000001 | OPEN | node_8100204_200811904 | node_8100204_200819555 | AD | 8100204
oh_line_8100204_200819556 |  | bal_1P_4CU | 158.4 | OPEN | node_8100204_200819555 | node_8100204_200819556 | AD | 8100204
oh_line_8100204_200819557 |  | bal_1P_4CU | 105.60000000000001 | OPEN | node_8100204_200819556 | node_8100204_200819557 | AD | 8100204
oh_line_8100204_200819560 |  | bal_1P_1/0AA | 158.4 | OPEN | node_8100204_200819557 | node_8100204_200819560 | AD | 8100204
oh_line_8100204_200819561 |  | bal_1P_1/0AA | 105.60000000000001 | OPEN | node_8100204_200819560 | node_8100204_200819561 | AD | 8100204
oh_line_8100204_200820360 |  | bal_1P_2AC | 158.4 | OPEN | node_8100204_200819557 | node_8100204_200820360 | AD | 8100204
oh_line_8100204_200820361 |  | bal_1P_2AC | 158.4 | OPEN | node_8100204_200820360 | node_8100204_200820361 | AD | 8100204
oh_line_8100204_200820362 |  | bal_1P_2AC | 52.800000000000004 | OPEN | node_8100204_200820361 | node_8100204_200820362 | AD | 8100204
oh_line_8100204_200820363 |  | bal_1P_2AC | 158.4 | OPEN | node_8100204_200820362 | node_8100204_200820363 | AD | 8100204
oh_line_8100204_200820364 |  | bal_1P_2AC | 158.4 | OPEN | node_8100204_200820363 | node_8100204_200820364 | AD | 8100204
oh_line_8100204_200917129 |  | bal_3P_2AC | 264 | OPEN | node_8100204_200917130 | node_8100204_200917129 | ABCD | 8100204
oh_line_8100204_200917130 |  | bal_3P_1/0AC | 211.20000000000002 | OPEN | node_8100204_200815622 | node_8100204_200917130 | ABCD | 8100204
oh_line_8100204_200952235 |  | bal_3P_477AL | 105.60000000000001 | OPEN | node_8100204_200819530 | node_8100204_200952235 | ABCD | 8100204
oh_line_8100204_200954308-1 |  | bal_3P_477AL | 52.800000000000004 | OPEN | node_8100204_200819537 | node_8100204_200954308 | ABCD | 8100204
oh_line_8100204_200955184-1 |  | bal_3P_477AL | 105.60000000000001 | OPEN | node_8100204_200819537 | node_intto1_8100204_200955184 | ABCD | 8100204
oh_line_8100204_200967008 |  | bal_3P_477AL | 158.4 | OPEN | node_8100204_200811677 | node_8100204_200967008 | ABCD | 8100204
oh_line_8100204_200968463 |  | bal_1P_1/0AA | 158.4 | OPEN | node_8100204_200811683 | node_8100204_200968463 | AD | 8100204
oh_line_8100204_200982337 |  | bal_1P_1/0AC | 211.20000000000002 | OPEN | node_8100204_200815726 | node_8100204_200982337 | AD | 8100204
oh_line_8100204_310049729 |  | bal_3P_477AL | 105.60000000000001 | OPEN | node_8100204_200819534 | node_8100204_310049729 | ABCD | 8100204
oh_line_8100204_310049730 |  | bal_3P_477AL | 105.60000000000001 | OPEN | node_8100204_310049734 | node_8100204_310049730 | ABCD | 8100204
oh_line_8100204_310049734 |  | bal_3P_477AL | 158.4 | OPEN | node_8100204_200811681 | node_8100204_310049734 | ABCD | 8100204
oh_line_8100204_310049737 |  | bal_3P_477AL | 105.60000000000001 | OPEN | node_8100204_200811683 | node_8100204_310049737 | ABCD | 8100204
oh_line_8100204_310049742 |  | bal_3P_477AL | 52.800000000000004 | OPEN | node_8100204_200811685 | node_8100204_310049742 | ABCD | 8100204
oh_line_8100204_310049745 |  | bal_3P_477AL | 105.60000000000001 | OPEN | node_8100204_310049746 | node_8100204_310049745 | ABCD | 8100204
oh_line_8100204_310049746 |  | bal_3P_477AL | 105.60000000000001 | OPEN | node_8100204_200811668 | node_8100204_310049746 | ABCD | 8100204
oh_line_8100204_310049752 |  | bal_3P_477AL | 105.60000000000001 | OPEN | node_8100204_200811672 | node_8100204_310049752 | ABCD | 8100204
oh_line_8100204_310050869 |  | bal_3P_477AL | 105.60000000000001 | OPEN | node_8100204_200967008 | node_8100204_310050869 | ABCD | 8100204
oh_line_8100204_310050880 |  | bal_3P_477AL | 158.4 | OPEN | node_8100204_310050883 | node_8100204_310050880 | ABCD | 8100204
oh_line_8100204_310050883 |  | bal_3P_477AL | 105.60000000000001 | OPEN | node_8100204_200819527 | node_8100204_310050883 | ABCD | 8100204
oh_line_8100204_310050896 |  | bal_3P_477AL | 105.60000000000001 | OPEN | node_8100204_200952235 | node_8100204_310050896 | ABCD | 8100204
oh_line_8100204_310050906 |  | bal_3P_477AL | 52.800000000000004 | OPEN | node_8100204_310050915 | node_8100204_310050906 | ABCD | 8100204
oh_line_8100204_310050915 |  | bal_3P_477AL | 211.20000000000002 | OPEN | node_8100204_310049729 | node_8100204_310050915 | ABCD | 8100204
oh_line_8100204_311932792 |  | bal_1P_1/0AC | 52.800000000000004 | OPEN | node_8100204_200811413 | node_8100204_311932792 | AD | 8100204
oh_line_8100204_312119259 |  | bal_3P_477AL | 105.60000000000001 | OPEN | node_8100204_310050869 | node_8100204_312119259 | ABCD | 8100204
oh_line_TAP_OH_892366 |  | unb_TAPWIRE_OH | 52.800000000000004 | OPEN | node_8100204_200811413 | node_1397506_498_15292066_253 | ABCN | 8100204
oh_line_TAP_OH_892367 |  | unb_TAPWIRE_OH | 52.800000000000004 | OPEN | node_8100204_200811420 | node_1397036_027_15291903_528 | ABCN | 8100204
oh_line_TAP_OH_892369 |  | unb_TAPWIRE_OH | 52.800000000000004 | OPEN | node_8100204_200811429 | node_1397912_82_15292208_975 | ABCN | 8100204
oh_line_TAP_OH_892370 |  | unb_TAPWIRE_OH | 52.800000000000004 | OPEN | node_8100204_200811432 | node_1398194_314_15292300_863 | ABCN | 8100204
oh_line_TAP_OH_892371 |  | unb_TAPWIRE_OH | 52.800000000000004 | OPEN | node_8100204_200811439 | node_1399173_661_15292018_892 | ABCN | 8100204
oh_line_TAP_OH_892378 |  | unb_TAPWIRE_OH | 52.800000000000004 | OPEN | node_8100204_200811483 | node_1397034_024_15292769_105 | ABCN | 8100204
oh_line_TAP_OH_892379 |  | unb_TAPWIRE_OH | 52.800000000000004 | OPEN | node_8100204_200811485 | node_1397271_471_15291808_406 | ABCN | 8100204
oh_line_TAP_OH_892380 |  | unb_TAPWIRE_OH | 52.800000000000004 | OPEN | node_8100204_200811489 | node_1397416_036_15291369_904 | ABCN | 8100204
oh_line_TAP_OH_892385 |  | unb_TAPWIRE_OH | 52.800000000000004 | OPEN | node_8100204_200811529 | node_1397461_598_15292494_491 | ABCN | 8100204
oh_line_TAP_OH_892386 |  | unb_TAPWIRE_OH | 52.800000000000004 | OPEN | node_8100204_200811535 | node_1397822_834_15292485_842 | ABCN | 8100204
oh_line_TAP_OH_892387 |  | unb_TAPWIRE_OH | 52.800000000000004 | OPEN | node_8100204_200811536 | node_1397793_007_15292569_625 | ABCN | 8100204
oh_line_TAP_OH_892388 |  | unb_TAPWIRE_OH | 0 | OPEN | node_8100204_200811539 | node_1397696_504_15292811_748 | ABCN | 8100204
oh_line_TAP_OH_892393 |  | unb_TAPWIRE_OH | 52.800000000000004 | OPEN | node_8100204_200811570 | node_1398515_065_15292350_402 | AN | 8100204
oh_line_TAP_OH_892394 |  | unb_TAPWIRE_OH | 0 | OPEN | node_8100204_200811577 | node_1398520_569_15292887_202 | AN | 8100204
oh_line_TAP_OH_892399 |  | unb_TAPWIRE_OH | 52.800000000000004 | OPEN | node_8100204_200811608 | node_1399151_452_15290422_504 | AN | 8100204
oh_line_TAP_OH_892400 |  | unb_TAPWIRE_OH | 52.800000000000004 | OPEN | node_8100204_200811615 | node_1399166_582_15289746_119 | ABCN | 8100204
oh_line_TAP_OH_892401 |  | unb_TAPWIRE_OH | 52.800000000000004 | OPEN | node_8100204_200811625 | node_1399479_755_15289008_26 | AN | 8100204
oh_line_TAP_OH_892402 |  | unb_TAPWIRE_OH | 52.800000000000004 | OPEN | node_8100204_200811643 | node_1399234_075_15288991_772 | AN | 8100204
oh_line_TAP_OH_892403 |  | unb_TAPWIRE_OH | 52.800000000000004 | OPEN | node_8100204_200811648 | node_1398862_146_15288818_833 | AN | 8100204
oh_line_TAP_OH_892404 |  | unb_TAPWIRE_OH | 52.800000000000004 | OPEN | node_8100204_200811649 | node_1399106_214_15290753_725 | AN | 8100204
oh_line_TAP_OH_892405 |  | unb_TAPWIRE_OH | 0 | OPEN | node_8100204_200811660 | node_1399713_473_15290583_98 | AN | 8100204
oh_line_TAP_OH_892406 |  | unb_TAPWIRE_OH | 52.800000000000004 | OPEN | node_8100204_200811664 | node_1399533_281_15291531_084 | ABCN | 8100204
oh_line_TAP_OH_892407 |  | unb_TAPWIRE_OH | 0 | OPEN | node_8100204_200811669 | node_1400163_291_15290434_34 | ABCN | 8100204
oh_line_TAP_OH_892408 |  | unb_TAPWIRE_OH | 52.800000000000004 | OPEN | node_8100204_200811681 | node_1399733_181_15291290_44 | ABCN | 8100204
oh_line_TAP_OH_892409 |  | unb_TAPWIRE_OH | 52.800000000000004 | OPEN | node_8100204_200811686 | node_1399972_374_15290881_695 | ABCN | 8100204
oh_line_TAP_OH_892410 |  | unb_TAPWIRE_OH | 0 | OPEN | node_8100204_200811693 | node_1399870_793_15290099_835 | AN | 8100204
oh_line_TAP_OH_892411 |  | unb_TAPWIRE_OH | 0 | OPEN | node_8100204_200811697 | node_1400093_791_15289689_322 | AN | 8100204
oh_line_TAP_OH_892412 |  | unb_TAPWIRE_OH | 52.800000000000004 | OPEN | node_8100204_200811702 | node_1399682_22_15291870_633 | AN | 8100204
oh_line_TAP_OH_892413 |  | unb_TAPWIRE_OH | 52.800000000000004 | OPEN | node_8100204_200811705 | node_1399650_056_15292247_481 | AN | 8100204
oh_line_TAP_OH_892428 |  | unb_TAPWIRE_OH | 52.800000000000004 | OPEN | node_8100204_200811810 | node_1400697_015_15290541_299 | ABCN | 8100204
oh_line_TAP_OH_892429 |  | unb_TAPWIRE_OH | 52.800000000000004 | OPEN | node_8100204_200811811 | node_1400697_719_15290427_19 | ABCN | 8100204
oh_line_TAP_OH_892434 |  | unb_TAPWIRE_OH | 52.800000000000004 | OPEN | node_8100204_200811864 | node_1401549_908_15291120_438 | AN | 8100204
oh_line_TAP_OH_892437 |  | unb_TAPWIRE_OH | 52.800000000000004 | OPEN | node_8100204_200811888 | node_1402206_698_15291206_169 | AN | 8100204
oh_line_TAP_OH_892438 |  | unb_TAPWIRE_OH | 52.800000000000004 | OPEN | node_8100204_200811893 | node_1401160_776_15290788_87 | AN | 8100204
oh_line_TAP_OH_892439 |  | unb_TAPWIRE_OH | 52.800000000000004 | OPEN | node_8100204_200811895 | node_1401377_434_15290924_101 | AN | 8100204
oh_line_TAP_OH_892440 |  | unb_TAPWIRE_OH | 52.800000000000004 | OPEN | node_8100204_200811901 | node_1401257_726_15290526_302 | AN | 8100204
oh_line_TAP_OH_892895 |  | unb_TAPWIRE_OH | 52.800000000000004 | OPEN | node_8100204_200814851 | node_1399671_478_15290157_59 | ABCN | 8100204
oh_line_TAP_OH_892896 |  | unb_TAPWIRE_OH | 52.800000000000004 | OPEN | node_8100204_200814852 | node_1399537_693_15290098_752 | ABCN | 8100204
oh_line_TAP_OH_892998 |  | unb_TAPWIRE_OH | 52.800000000000004 | OPEN | node_8100204_200815381 | node_1398106_726_15293352_295 | ABCN | 8100204
oh_line_TAP_OH_893000 |  | unb_TAPWIRE_OH | 52.800000000000004 | OPEN | node_8100204_200815389 | node_1397505_933_15293107_834 | AN | 8100204
oh_line_TAP_OH_893002 |  | unb_TAPWIRE_OH | 52.800000000000004 | OPEN | node_8100204_200815394 | node_1399107_512_15292307_833 | ABCN | 8100204
oh_line_TAP_OH_893004 |  | unb_TAPWIRE_OH | 52.800000000000004 | OPEN | node_8100204_200815398 | node_1398763_866_15292912_927 | ABCN | 8100204
oh_line_TAP_OH_893018 |  | unb_TAPWIRE_OH | 52.800000000000004 | OPEN | node_8100204_200815480 | node_1397463_282_15292555_712 | ABCN | 8100204
oh_line_TAP_OH_893085 |  | unb_TAPWIRE_OH | 52.800000000000004 | OPEN | node_8100204_200815728 | node_1398165_911_15293031_187 | AN | 8100204
oh_line_TAP_OH_893129 |  | unb_TAPWIRE_OH | 0 | OPEN | node_8100204_200816084 | node_1399642_844_15289665_16 | AN | 8100204
oh_line_TAP_OH_894253 |  | unb_TAPWIRE_OH | 52.800000000000004 | OPEN | node_8100204_200819515 | node_1399772_565_15288799_038 | AN | 8100204
oh_line_TAP_OH_894254 |  | unb_TAPWIRE_OH | 52.800000000000004 | OPEN | node_8100204_200819516 | node_1399840_165_15288680_582 | AN | 8100204
oh_line_TAP_OH_894255 |  | unb_TAPWIRE_OH | 52.800000000000004 | OPEN | node_8100204_200819527 | node_1400625_19_15289406_255 | ABCN | 8100204
oh_line_TAP_OH_894258 |  | unb_TAPWIRE_OH | 52.800000000000004 | OPEN | node_8100204_200819540 | node_1400758_654_15289626_724 | AN | 8100204
oh_line_TAP_OH_894259 |  | unb_TAPWIRE_OH | 52.800000000000004 | OPEN | node_8100204_200819549 | node_1400249_888_15289210_256 | AN | 8100204
oh_line_TAP_OH_894260 |  | unb_TAPWIRE_OH | 52.800000000000004 | OPEN | node_8100204_200819552 | node_1400439_308_15288720_55 | AN | 8100204
oh_line_TAP_OH_894261 |  | unb_TAPWIRE_OH | 52.800000000000004 | OPEN | node_8100204_200819557 | node_1401687_26_15290124_42 | AN | 8100204
oh_line_TAP_OH_894262 |  | unb_TAPWIRE_OH | 0 | OPEN | node_8100204_200819561 | node_1401933_75_15290199_416 | AN | 8100204
oh_line_TAP_OH_894540 |  | unb_TAPWIRE_OH | 52.800000000000004 | OPEN | node_8100204_200820363 | node_1401993_742_15290542_781 | AN | 8100204
oh_line_TAP_OH_894541 |  | unb_TAPWIRE_OH | 52.800000000000004 | OPEN | node_8100204_200820364 | node_1402125_057_15290697_626 | AN | 8100204
oh_line_TAP_OH_921042 |  | unb_TAPWIRE_OH | 52.800000000000004 | OPEN | node_8100204_200952235 | node_1400719_149_15289182_137 | ABCN | 8100204
oh_line_TAP_OH_923576 |  | unb_TAPWIRE_OH | 0 | OPEN | node_8100204_200967008 | node_1400422_056_15289864_84 | ABCN | 8100204
oh_line_TAP_OH_1506032 |  | unb_TAPWIRE_OH | 52.800000000000004 | OPEN | node_8100204_200968463 | node_1400001_142_15291139_009 | AN | 8100204
oh_line_TAP_OH_2135323 |  | unb_TAPWIRE_OH | 105.60000000000001 | OPEN | node_8100204_200815818 | node_1396528_121_15291114_036 | ABCN | 8100204
oh_line_TAP_OH_2135324 |  | unb_TAPWIRE_OH | 105.60000000000001 | OPEN | node_8100204_200815818 | node_1396509_147_15291106_123 | ABCN | 8100204
oh_line_TAP_OH_2135325 |  | unb_TAPWIRE_OH | 105.60000000000001 | OPEN | node_8100204_200815818 | node_1396547_943_15291115_098 | ABCN | 8100204
oh_line_TAP_OH_2135354 |  | unb_TAPWIRE_OH | 105.60000000000001 | OPEN | node_8100204_200815397 | node_1398915_284_15292788_713 | ABCN | 8100204
oh_line_TAP_OH_2135355 |  | unb_TAPWIRE_OH | 105.60000000000001 | OPEN | node_8100204_200815397 | node_1398902_128_15292808_527 | ABCN | 8100204
oh_line_TAP_OH_2135376 |  | unb_TAPWIRE_OH | 105.60000000000001 | OPEN | node_8100204_200811557 | node_1398121_314_15292682_344 | ABCN | 8100204
oh_line_TAP_OH_2135377 |  | unb_TAPWIRE_OH | 105.60000000000001 | OPEN | node_8100204_200811557 | node_1398114_021_15292707_044 | ABCN | 8100204
oh_line_TAP_OH_2135378 |  | unb_TAPWIRE_OH | 105.60000000000001 | OPEN | node_8100204_200811557 | node_1398123_586_15292655_911 | ABCN | 8100204
oh_line_TAP_OH_2135397 |  | unb_TAPWIRE_OH | 105.60000000000001 | OPEN | node_8100204_200815590 | node_1396790_485_15291496_071 | ABCN | 8100204
oh_line_TAP_OH_2135398 |  | unb_TAPWIRE_OH | 105.60000000000001 | OPEN | node_8100204_200815590 | node_1396772_964_15291483_448 | ABCN | 8100204
oh_line_TAP_OH_2135399 |  | unb_TAPWIRE_OH | 105.60000000000001 | OPEN | node_8100204_200815590 | node_1396809_815_15291502_196 | ABCN | 8100204
oh_line_TAP_OH_2220933 |  | unb_TAPWIRE_OH | 105.60000000000001 | OPEN | node_8100204_200811423 | node_1396647_28_15291901_433 | ABCN | 8100204
oh_line_TAP_OH_2220934 |  | unb_TAPWIRE_OH | 105.60000000000001 | OPEN | node_8100204_200811423 | node_1396629_827_15291888_64 | ABCN | 8100204
oh_line_TAP_OH_2220943 |  | unb_TAPWIRE_OH | 105.60000000000001 | OPEN | node_8100204_200815586 | node_1397208_762_15291371_272 | ABCN | 8100204
oh_line_TAP_OH_2220944 |  | unb_TAPWIRE_OH | 105.60000000000001 | OPEN | node_8100204_200815586 | node_1397226_547_15291383_205 | ABCN | 8100204
oh_line_TAP_OH_2220945 |  | unb_TAPWIRE_OH | 105.60000000000001 | OPEN | node_8100204_200815830 | node_1396610_297_15291123_423 | ABCN | 8100204
oh_line_TAP_OH_2220946 |  | unb_TAPWIRE_OH | 105.60000000000001 | OPEN | node_8100204_200815830 | node_1396591_76_15291113_8 | ABCN | 8100204
oh_line_TAP_OH_2220947 |  | unb_TAPWIRE_OH | 105.60000000000001 | OPEN | node_8100204_200815830 | node_1396630_028_15291126_293 | ABCN | 8100204
oh_line_TAP_OH_2220959 |  | unb_TAPWIRE_OH | 105.60000000000001 | OPEN | node_8100204_200811479 | node_1397272_69_15292271_561 | ABCN | 8100204
oh_line_TAP_OH_2220960 |  | unb_TAPWIRE_OH | 105.60000000000001 | OPEN | node_8100204_200811479 | node_1397265_455_15292296_292 | ABCN | 8100204
oh_line_TAP_OH_2220982 |  | unb_TAPWIRE_OH | 52.800000000000004 | OPEN | node_8100204_200811481 | node_1397172_408_15292553_949 | ABCN | 8100204
oh_line_TAP_OH_2220983 |  | unb_TAPWIRE_OH | 105.60000000000001 | OPEN | node_8100204_200811481 | node_1397165_562_15292578_882 | ABCN | 8100204
oh_line_TAP_OH_2220984 |  | unb_TAPWIRE_OH | 52.800000000000004 | OPEN | node_8100204_200811481 | node_1397174_204_15292527_447 | ABCN | 8100204
oh_line_TAP_OH_2220990 |  | unb_TAPWIRE_OH | 105.60000000000001 | OPEN | node_8100204_200819534 | node_1401010_226_15288655_469 | ABCN | 8100204
oh_line_TAP_OH_2220991 |  | unb_TAPWIRE_OH | 105.60000000000001 | OPEN | node_8100204_200819534 | node_1401001_82_15288679_517 | ABCN | 8100204
oh_line_TAP_OH_2221000 |  | unb_TAPWIRE_OH | 105.60000000000001 | OPEN | node_8100204_200815826 | node_1397204_49_15291161_053 | ABCN | 8100204
oh_line_TAP_OH_2221001 |  | unb_TAPWIRE_OH | 105.60000000000001 | OPEN | node_8100204_200815826 | node_1397198_055_15291186_185 | ABCN | 8100204
oh_line_TAP_OH_2221002 |  | unb_TAPWIRE_OH | 52.800000000000004 | OPEN | node_8100204_200815826 | node_1397205_852_15291134_5 | ABCN | 8100204
oh_line_TAP_OH_2416134 |  | unb_TAPWIRE_OH | 105.60000000000001 | OPEN | node_8100204_200811827 | node_1400886_54_15291358_447 | ABCN | 8100204
oh_line_TAP_OH_2416135 |  | unb_TAPWIRE_OH | 105.60000000000001 | OPEN | node_8100204_200811827 | node_1400867_135_15291352_786 | ABCN | 8100204
oh_line_TAP_OH_2416136 |  | unb_TAPWIRE_OH | 105.60000000000001 | OPEN | node_8100204_200811412 | node_1396384_555_15291453_112 | ABCN | 8100204
oh_line_TAP_OH_2416137 |  | unb_TAPWIRE_OH | 105.60000000000001 | OPEN | node_8100204_200811412 | node_1396403_334_15291444_705 | ABCN | 8100204
oh_line_TAP_OH_2416138 |  | unb_TAPWIRE_OH | 105.60000000000001 | OPEN | node_8100204_200811412 | node_1396368_068_15291467_771 | ABCN | 8100204
oh_line_TAP_OH_2416139 |  | unb_TAPWIRE_OH | 105.60000000000001 | OPEN | node_8100204_200811480 | node_1397231_246_15292388_732 | ABCN | 8100204
oh_line_TAP_OH_2416140 |  | unb_TAPWIRE_OH | 105.60000000000001 | OPEN | node_8100204_200811480 | node_1397223_824_15292413_362 | ABCN | 8100204
oh_line_TAP_OH_2416141 |  | unb_TAPWIRE_OH | 105.60000000000001 | OPEN | node_8100204_200811480 | node_1397233_656_15292362_323 | ABCN | 8100204
oh_line_TAP_OH_2416142 |  | unb_TAPWIRE_OH | 105.60000000000001 | OPEN | node_8100204_200815392 | node_1398978_38_15291935_073 | ABCN | 8100204
oh_line_TAP_OH_2416143 |  | unb_TAPWIRE_OH | 105.60000000000001 | OPEN | node_8100204_200815392 | node_1398983_862_15291909_53 | ABCN | 8100204
oh_line_TAP_OH_2416144 |  | unb_TAPWIRE_OH | 105.60000000000001 | OPEN | node_8100204_200815392 | node_1398978_017_15291961_693 | ABCN | 8100204

## UndergroundLine
Name | GroupId | Configuration | NumParallelCables | Length | Status | From | To | Phases | Feeder | Comments
und_line_8100204_200805308 |  | und_3P_1/0ALURD | 0 | 0 | OPEN | node_8100204_200811440 | node_intto1_8100204_200805308 | ABCN | 8100204
und_line_8100204_200805317 |  | und_1P_2ALURD_2AL(N) | 0 | 211.20000000000002 | OPEN | node_8100204_200811708 | node_8100204_200805317 | AN | 8100204
und_line_8100204_200805322 |  | und_1P_2ALURD_2AL(N) | 0 | 475.2 | OPEN | node_8100204_200805317 | node_8100204_200805322 | AN | 8100204
und_line_8100204_200811605 |  | und_3P_2ALURD | 0 | 0 | OPEN | node_8100204_200811620 | node_8100204_200811605 | ABCN | 8100204
und_line_TAP_UG_58598 |  | und_TAPWIRE_UG | 0 | 52.800000000000004 | OPEN | node_8100204_200805308 | node_1399222_573_15291908_648 | ABCN | 8100204
und_line_TAP_UG_58599 |  | und_TAPWIRE_UG | 0 | 52.800000000000004 | OPEN | node_8100204_200805317 | node_1399574_303_15292607_108 | AN | 8100204
und_line_TAP_UG_58600 |  | und_TAPWIRE_UG | 0 | 52.800000000000004 | OPEN | node_8100204_200805322 | node_1399912_503_15292973_868 | AN | 8100204
und_line_TAP_UG_58681 |  | und_TAPWIRE_UG | 0 | 52.800000000000004 | OPEN | node_8100204_200811605 | node_1398890_238_15289379_936 | ABCN | 8100204