## Feeder
Name | Description | Comments
8104101

## Node
Name | GroupId | Latitude | Longitude | BusType | NominalVoltage | ConsistentPath | DistToSlack | Phases | Feeder | Comments
node_1344425_045_15284605_219 |  | 42.07733054806393 | -76.09697381156948 | PQ | 7199.558 | False | -1 | AN | 8104101
node_1344683_523_15285102_01 |  | 42.07869126181899 | -76.09599041928608 | PQ | 7199.558 | False | -1 | AN | 8104101
node_1344828_803_15288996_635 |  | 42.08935866482815 | -76.09543769436972 | PQ | 7199.558 | False | -1 | ABCN | 8104101
node_1344858_16_15284394_486 |  | 42.07675334901695 | -76.09532600421713 | PQ | 7199.558 | False | -1 | AN | 8104101
node_1344968_998_15284841_376 |  | 42.07797738361098 | -76.09490431558635 | PQ | 7199.558 | False | -1 | AN | 8104101
node_1345119_252_15285327_732 |  | 42.0793095158337 | -76.09433266684196 | PQ | 7199.558 | False | -1 | AN | 8104101
node_1345195_365_15284462_954 |  | 42.07694088331081 | -76.0940430911842 | PQ | 7199.558 | False | -1 | AN | 8104101
node_1345252_356_15285035_176 |  | 42.07850820306168 | -76.09382626611739 | PQ | 7199.558 | False | -1 | AN | 8104101
node_1345380_22_15288020_263 |  | 42.086684375619086 | -76.09333980123091 | PQ | 7199.558 | False | -1 | ABCN | 8104101
node_1345383_732_15288046_505 |  | 42.086756252626444 | -76.09332643965392 | PQ | 7199.558 | False | -1 | ABCN | 8104101
node_1345385_521_15284704_181 |  | 42.07760160562058 | -76.09331963331529 | PQ | 7199.558 | False | -1 | AN | 8104101
node_1345630_073_15284404_564 |  | 42.076780952723986 | -76.09238922318488 | PQ | 7199.558 | False | -1 | AN | 8104101
node_1345813_789_15284670_121 |  | 42.07750831506077 | -76.0916902666132 | PQ | 7199.558 | False | -1 | ABCN | 8104101
node_1346017_199_15284706_669 |  | 42.07760842026864 | -76.09091638324841 | PQ | 7199.558 | False | -1 | ABCN | 8104101
node_1346030_276_15284726_827 |  | 42.077663633160725 | -76.09086663115775 | PQ | 7199.558 | False | -1 | ABCN | 8104101
node_1346039_045_15284750_802 |  | 42.07772930084045 | -76.09083326906529 | PQ | 7199.558 | False | -1 | ABCN | 8104101
node_1346041_378_15283996_23 |  | 42.075662523262785 | -76.09082439305188 | PQ | 7199.558 | False | -1 | ABCN | 8104101
node_1346052_588_15284009_068 |  | 42.075697686627635 | -76.09078174405468 | PQ | 7199.558 | False | -1 | ABCN | 8104101
node_1346061_644_15284019_233 |  | 42.07572552862823 | -76.09074729005658 | PQ | 7199.558 | False | -1 | ABCN | 8104101
node_1346201_448_15284335_208 |  | 42.0765909861924 | -76.09021539885197 | PQ | 7199.558 | False | -1 | ABCN | 8104101
node_1346563_917_15285294_012 |  | 42.07921715653609 | -76.08883636768657 | PQ | 7199.558 | False | -1 | ABCN | 8104101
node_1346577_01_15285314_15 |  | 42.07927231464805 | -76.08878655472311 | PQ | 7199.558 | False | -1 | ABCN | 8104101
node_1346585_799_15285338_111 |  | 42.07933794398168 | -76.08875311653968 | PQ | 7199.558 | False | -1 | ABCN | 8104101
node_1346649_035_15284462_674 |  | 42.076940116389004 | -76.08851253206274 | PQ | 7199.558 | False | -1 | ABCN | 8104101
node_1346673_4_15285503_778 |  | 42.079791706963825 | -76.08841983422003 | PQ | 7199.558 | False | -1 | ABCN | 8104101
node_1346711_934_15286614_576 |  | 42.08283418985441 | -76.0882732297189 | PQ | 7199.558 | False | -1 | AN | 8104101
node_1346771_88_15285487_741 |  | 42.07974778151733 | -76.088045162209 | PQ | 7199.558 | False | -1 | ABCN | 8104101
node_1346773_898_15286033_835 |  | 42.08124353650757 | -76.0880374846286 | PQ | 7199.558 | False | -1 | AN | 8104101
node_1346789_447_15286325_865 |  | 42.0820434085622 | -76.08797832769217 | PQ | 7199.558 | False | -1 | AN | 8104101
node_1346928_981_15285542_331 |  | 42.079897303879626 | -76.08744746371585 | PQ | 7199.558 | False | -1 | ABCN | 8104101
node_1346955_93_15286721_927 |  | 42.0831282249362 | -76.08734493491787 | PQ | 7199.558 | False | -1 | AN | 8104101
node_1347108_716_15285803_016 |  | 42.08061132177697 | -76.08676365305476 | PQ | 7199.558 | False | -1 | AN | 8104101
node_1347174_351_15286083_433 |  | 42.081379385749656 | -76.08651394146415 | PQ | 7199.558 | False | -1 | AN | 8104101
node_1347226_981_15286391_625 |  | 42.08222352562659 | -76.08631370803664 | PQ | 7199.558 | False | -1 | AN | 8104101
node_1347508_104_15286442_27 |  | 42.082362242608426 | -76.08524416173528 | PQ | 7199.558 | False | -1 | AN | 8104101
node_1347525_457_15286662_052 |  | 42.0829642269248 | -76.08517814139198 | PQ | 7199.558 | False | -1 | AN | 8104101
node_1347553_168_15285927_952 |  | 42.080953522287246 | -76.08507271352745 | PQ | 7199.558 | False | -1 | AN | 8104101
node_1347588_362_15284332_511 |  | 42.07658359909199 | -76.08493881622083 | PQ | 7199.558 | False | -1 | ABN | 8104101
node_1347635_505_15285259_246 |  | 42.07912193223772 | -76.08475945835511 | PQ | 7199.558 | False | -1 | ABCN | 8104101
node_1347682_265_15284765_859 |  | 42.07777054206062 | -76.08458155763175 | PQ | 7199.558 | False | -1 | AN | 8104101
node_1348039_515_15285484_983 |  | 42.079740227337524 | -76.08322238240895 | PQ | 7199.558 | False | -1 | ABCN | 8104101
node_1348098_352_15285298_415 |  | 42.0792292163815 | -76.08299853414418 | PQ | 7199.558 | False | -1 | ABN | 8104101
node_1348100_053_15284748_071 |  | 42.07772182061383 | -76.0829920626059 | PQ | 7199.558 | False | -1 | ABN | 8104101
node_1348178_777_15286051_747 |  | 42.081292597591165 | -76.08269255327002 | PQ | 7199.558 | False | -1 | AN | 8104101
node_1348411_086_15285446_482 |  | 42.07963477285006 | -76.08180872223619 | PQ | 7199.558 | False | -1 | AN | 8104101
node_1348524_611_15284972_44 |  | 42.0783363687528 | -76.08137681078155 | PQ | 7199.558 | False | -1 | ABN | 8104101
node_1348589_975_15284520_361 |  | 42.07709812145429 | -76.08112813022377 | PQ | 7199.558 | False | -1 | ABN | 8104101
node_1348613_459_15285584_964 |  | 42.08001407594176 | -76.08103878418898 | PQ | 7199.558 | False | -1 | AN | 8104101
node_1348676_063_15285296_099 |  | 42.07922287284255 | -76.08080060418716 | PQ | 7199.558 | False | -1 | AN | 8104101
node_1348832_442_15285579_993 |  | 42.08000046034068 | -76.08020565257857 | PQ | 7199.558 | False | -1 | AN | 8104101
node_1348935_409_15285186_856 |  | 42.07892365556055 | -76.07981390955501 | PQ | 7199.558 | False | -1 | AN | 8104101
node_1349047_911_15285923_74 |  | 42.08094198559207 | -76.07938589015427 | PQ | 7199.558 | False | -1 | ABCN | 8104101
node_1349100_274_15284813_112 |  | 42.077899968332574 | -76.07918667254141 | PQ | 7199.558 | False | -1 | ABN | 8104101
node_1349193_634_15285710_366 |  | 42.08035755282905 | -76.07883147982258 | PQ | 7199.558 | False | -1 | ABN | 8104101
node_1349282_539_15285220_32 |  | 42.079015313672514 | -76.0784932363707 | PQ | 7199.558 | False | -1 | ABN | 8104101
node_1349533_035_15286069_111 |  | 42.08134015769922 | -76.07754021199949 | PQ | 7199.558 | False | -1 | ABCN | 8104101
node_1349571_048_15285241_939 |  | 42.07907452825303 | -76.07739558966851 | PQ | 7199.558 | False | -1 | AN | 8104101
node_1349616_052_15285659_19 |  | 42.08021738143478 | -76.07722436973366 | PQ | 7199.558 | False | -1 | AN | 8104101
node_1349803_934_15286169_688 |  | 42.0816156387513 | -76.07650956340976 | PQ | 7199.558 | False | -1 | ABCN | 8104101
node_1349869_825_15286612_744 |  | 42.08282917199459 | -76.07625887785453 | PQ | 7199.558 | False | -1 | AN | 8104101
node_1349986_716_15286244_294 |  | 42.08181998506678 | -76.07581416028708 | PQ | 7199.558 | False | -1 | ABCN | 8104101
node_1350053_681_15285255_645 |  | 42.07911206907548 | -76.07555938864594 | PQ | 7199.558 | False | -1 | AN | 8104101
node_1350113_431_15286129_102 |  | 42.08150447343538 | -76.07533206682771 | PQ | 7199.558 | False | -1 | AN | 8104101
node_1350124_347_15285891_141 |  | 42.08085269672069 | -76.075290536368 | PQ | 7199.558 | False | -1 | AN | 8104101
node_1350145_713_15285414_2 |  | 42.079546352243725 | -76.07520924836852 | PQ | 7199.558 | False | -1 | AN | 8104101
node_1350204_723_15286513_7 |  | 42.0825578898394 | -76.07498474191675 | PQ | 7199.558 | False | -1 | ABCN | 8104101
node_1350222_133_15286526_641 |  | 42.082593335321924 | -76.07491850471415 | PQ | 7199.558 | False | -1 | ABCN | 8104101
node_1350241_412_15286533_117 |  | 42.082611073127715 | -76.07484515680898 | PQ | 7199.558 | False | -1 | ABCN | 8104101
node_1350440_895_15286037_11 |  | 42.08125250675371 | -76.07408621390913 | PQ | 7199.558 | False | -1 | AN | 8104101
node_1350448_505_15285568_919 |  | 42.07997012858321 | -76.07405726128927 | PQ | 7199.558 | False | -1 | AN | 8104101
node_1350561_33_15286856_755 |  | 42.08349751969833 | -76.0736280130191 | PQ | 7199.558 | False | -1 | AN | 8104101
node_1350572_051_15285113_788 |  | 42.078723521837006 | -76.0735872244465 | PQ | 7199.558 | False | -1 | AN | 8104101
node_1350631_055_15286556_909 |  | 42.08267623956925 | -76.07336274082202 | PQ | 7199.558 | False | -1 | ABCN | 8104101
node_1350655_894_15286092_317 |  | 42.081403719082985 | -76.07326823962298 | PQ | 7199.558 | False | -1 | AN | 8104101
node_1350682_055_15285439_042 |  | 42.07961439464204 | -76.0731687088098 | PQ | 7199.558 | False | -1 | AN | 8104101
node_1350695_664_15285107_48 |  | 42.078706244184296 | -76.07311693269894 | PQ | 7199.558 | False | -1 | AN | 8104101
node_1350707_088_15284967_5 |  | 42.07832283806093 | -76.0730734695282 | PQ | 7199.558 | False | -1 | AN | 8104101
node_1350755_97_15285766_877 |  | 42.08051233682274 | -76.07288749555131 | PQ | 7199.558 | False | -1 | AN | 8104101
node_1350813_745_15286981_216 |  | 42.083838419180545 | -76.07266768771787 | PQ | 7199.558 | False | -1 | AN | 8104101
node_1350933_633_15286590_026 |  | 42.08276694724598 | -76.0722115679163 | PQ | 7199.558 | False | -1 | AN | 8104101
node_1350980_93_15285420_003 |  | 42.079562246698174 | -76.07203162414999 | PQ | 7199.558 | False | -1 | AN | 8104101
node_1351156_338_15286995_685 |  | 42.08387804986492 | -76.07136427577355 | PQ | 7199.558 | False | -1 | ABCN | 8104101
node_1351168_754_15287016_577 |  | 42.08393527318775 | -76.07131703848995 | PQ | 7199.558 | False | -1 | ABCN | 8104101
node_1351176_743_15287041_03 |  | 42.084002250112555 | -76.07128664394592 | PQ | 7199.558 | False | -1 | ABCN | 8104101
node_1351190_322_15285200_078 |  | 42.078959870703876 | -76.07123498197153 | PQ | 7199.558 | False | -1 | AN | 8104101
node_1351191_832_15286166_648 |  | 42.081607312171684 | -76.07122923710214 | PQ | 7199.558 | False | -1 | AN | 8104101
node_1351203_347_15287436_12 |  | 42.085084404172285 | -76.07118542771742 | PQ | 7199.558 | False | -1 | ABCN | 8104101
node_1351215_154_15287457_636 |  | 42.08514333663514 | -76.07114050740432 | PQ | 7199.558 | False | -1 | ABCN | 8104101
node_1351269_475_15286785_979 |  | 42.08330366377757 | -76.07093384048402 | PQ | 7199.558 | False | -1 | ABCN | 8104101
node_1351333_249_15285766_2 |  | 42.08051048251537 | -76.07069120915958 | PQ | 7199.558 | False | -1 | AN | 8104101
node_1351360_526_15286311_412 |  | 42.08200382170193 | -76.07058743246944 | PQ | 7199.558 | False | -1 | ABCN | 8104101
node_1351410_5_15287098_68 |  | 42.0841601538346 | -76.07039730392476 | PQ | 7199.558 | False | -1 | ABCN | 8104101
node_1351443_558_15287676_104 |  | 42.08574172189704 | -76.07027153313535 | PQ | 7199.558 | False | -1 | AN | 8104101
node_1351533_842_15285310_393 |  | 42.0792620242008 | -76.06992804321004 | PQ | 7199.558 | False | -1 | AN | 8104101
node_1351564_078_15286019_559 |  | 42.08120443445144 | -76.06981300885865 | PQ | 7199.558 | False | -1 | ABCN | 8104101
node_1351566_497_15287192_441 |  | 42.08441696581869 | -76.06980380565399 | PQ | 7199.558 | False | -1 | ABCN | 8104101
node_1351576_747_15284902_736 |  | 42.078145449046964 | -76.06976480902408 | PQ | 7199.558 | False | -1 | ABCN | 8104101
node_1351583_039_15287524_731 |  | 42.08532711027315 | -76.06974087080015 | PQ | 7199.558 | False | -1 | ABCN | 8104101
node_1351584_311_15287204_335 |  | 42.084449543561455 | -76.06973603141348 | PQ | 7199.558 | False | -1 | ABCN | 8104101
node_1351592_343_15287501_307 |  | 42.08526295178598 | -76.06970547327384 | PQ | 7199.558 | False | -1 | ABCN | 8104101
node_1351594_36_15284890_655 |  | 42.07811235911 | -76.06969779949799 | PQ | 7199.558 | False | -1 | ABCN | 8104101
node_1351603_778_15287209_657 |  | 42.0844641205538 | -76.06966196825306 | PQ | 7199.558 | False | -1 | ABCN | 8104101
node_1351775_744_15285722_77 |  | 42.080391527465096 | -76.06900771513517 | PQ | 7199.558 | False | -1 | ABCN | 8104101
node_1351858_421_15286826_226 |  | 42.08341390057031 | -76.06869316641607 | PQ | 7199.558 | False | -1 | ABCN | 8104101
node_1351866_124_15285144_284 |  | 42.07880705057781 | -76.06866385997313 | PQ | 7199.558 | False | -1 | AN | 8104101
node_1351874_699_15286841_609 |  | 42.08345603470658 | -76.06863123596324 | PQ | 7199.558 | False | -1 | ABCN | 8104101
node_1351877_952_15284616_999 |  | 42.07736281355995 | -76.0686188597645 | PQ | 7199.558 | False | -1 | ABCN | 8104101
node_1351938_45_15284259_09 |  | 42.076382498499164 | -76.06838869214342 | PQ | 7199.558 | False | -1 | AN | 8104101
node_1352084_851_15287045_665 |  | 42.08401494540747 | -76.06783170232734 | PQ | 7199.558 | False | -1 | ABCN | 8104101
node_1352098_135_15285411_344 |  | 42.0795385296413 | -76.06778116269498 | PQ | 7199.558 | False | -1 | ABCN | 8104101
node_1352174_193_15285196_288 |  | 42.07894948986942 | -76.06749179628743 | PQ | 7199.558 | False | -1 | ABCN | 8104101
node_1352180_209_15287722_392 |  | 42.08586850502776 | -76.06746890811908 | PQ | 7199.558 | False | -1 | ABCN | 8104101
node_1352182_705_15287696_002 |  | 42.08579622264745 | -76.06745941196414 | PQ | 7199.558 | False | -1 | ABCN | 8104101
node_1352190_209_15287671_428 |  | 42.085728914302855 | -76.0674308626265 | PQ | 7199.558 | False | -1 | ABCN | 8104101
node_1352206_579_15284732_938 |  | 42.077680371229164 | -76.06736858215513 | PQ | 7199.558 | False | -1 | ABCN | 8104101
node_1352309_934_15284123_538 |  | 42.07601122069637 | -76.06697536296645 | PQ | 7199.558 | False | -1 | AN | 8104101
node_1352379_267_15286532_692 |  | 42.08260990904997 | -76.06671158215266 | PQ | 7199.558 | False | -1 | AN | 8104101
node_1352389_19_15287148_861 |  | 42.08429759991745 | -76.06667382961037 | PQ | 7199.558 | False | -1 | ABCN | 8104101
node_1352478_274_15287898_415 |  | 42.08635063316073 | -76.06633490514417 | PQ | 7199.558 | False | -1 | ABCN | 8104101
node_1352494_959_15287912_982 |  | 42.08639053226774 | -76.06627142623978 | PQ | 7199.558 | False | -1 | ABCN | 8104101
node_1352497_716_15287043_296 |  | 42.08400845670118 | -76.06626093709748 | PQ | 7199.558 | False | -1 | ABCN | 8104101
node_1352506_072_15287019_229 |  | 42.08394253703286 | -76.06622914628387 | PQ | 7199.558 | False | -1 | ABCN | 8104101
node_1352513_854_15287921_283 |  | 42.08641326876031 | -76.06619953928154 | PQ | 7199.558 | False | -1 | ABCN | 8104101
node_1352610_691_15286757_428 |  | 42.083225462404314 | -76.06583111814493 | PQ | 7199.558 | False | -1 | AN | 8104101
node_1352630_468_15286358_894 |  | 42.08213387520635 | -76.06575587557424 | PQ | 7199.558 | False | -1 | AN | 8104101
node_1352762_162_15287938_451 |  | 42.086460292023105 | -76.06525483926411 | PQ | 7199.558 | False | -1 | ABCN | 8104101
node_1352812_695_15287237_793 |  | 42.084541185239374 | -76.0650625839764 | PQ | 7199.558 | False | -1 | ABCN | 8104101
node_1353000_796_15287451_88 |  | 42.085127570914 | -76.0643469444562 | PQ | 7199.558 | False | -1 | ABCN | 8104101
node_1353016_445_15287468_399 |  | 42.0851728165616 | -76.06428740706485 | PQ | 7199.558 | False | -1 | ABCN | 8104101
node_1353016_777_15287661_566 |  | 42.08570190222122 | -76.0642861439545 | PQ | 7199.558 | False | -1 | ABCN | 8104101
node_1353036_615_15287661_72 |  | 42.08570232402821 | -76.0642106693063 | PQ | 7199.558 | False | -1 | ABCN | 8104101
node_1353055_785_15287668_759 |  | 42.08572160389463 | -76.06413773609701 | PQ | 7199.558 | False | -1 | ABCN | 8104101
node_1353087_608_15288069_311 |  | 42.08681871840762 | -76.06401666392593 | PQ | 7199.558 | False | -1 | ABCN | 8104101
node_1353140_321_15287424_187 |  | 42.08505171960828 | -76.06381611472084 | PQ | 7199.558 | False | -1 | ABCN | 8104101
node_1353257_433_15288174_72 |  | 42.08710743433888 | -76.063370556348 | PQ | 7199.558 | False | -1 | ABCN | 8104101
node_1353277_543_15288399_459 |  | 42.08772299591025 | -76.06329404686241 | PQ | 7199.558 | False | -1 | ABCN | 8104101
node_1353358_076_15288066_994 |  | 42.08681237212967 | -76.06298765509692 | PQ | 7199.558 | False | -1 | ABCN | 8104101
node_1353365_918_15288064_125 |  | 42.08680451392015 | -76.06295781982163 | PQ | 7199.558 | False | -1 | ABCN | 8104101
node_1353375_591_15288059_352 |  | 42.086791440642344 | -76.06292101841665 | PQ | 7199.558 | False | -1 | ABCN | 8104101
node_1353514_775_15288513_668 |  | 42.088035815098294 | -76.06239148603257 | PQ | 7199.558 | False | -1 | ABCN | 8104101
node_1353562_418_15287586_362 |  | 42.085495917979884 | -76.06221022589222 | PQ | 7199.558 | False | -1 | ABCN | 8104101
node_1353618_068_15287863_511 |  | 42.08625503087948 | -76.06199850272596 | PQ | 7199.558 | False | -1 | ABCN | 8104101
node_1353637_491_15287869_118 |  | 42.086270388488664 | -76.06192460696569 | PQ | 7199.558 | False | -1 | ABCN | 8104101
node_1353640_965_15288408_629 |  | 42.08774811259943 | -76.06191138996157 | PQ | 7199.558 | False | -1 | ABCN | 8104101
node_1353657_296_15287867_797 |  | 42.08626677026114 | -76.0618492578676 | PQ | 7199.558 | False | -1 | ABCN | 8104101
node_1353658_465_15288396_264 |  | 42.08771424478463 | -76.06184481034953 | PQ | 7199.558 | False | -1 | ABCN | 8104101
node_1353677_786_15288390_424 |  | 42.08769824898694 | -76.0617713026533 | PQ | 7199.558 | False | -1 | ABCN | 8104101
node_1353779_198_15287903_802 |  | 42.0863653881885 | -76.06138547570383 | PQ | 7199.558 | False | -1 | ABCN | 8104101
node_1353859_359_15288034_212 |  | 42.0867225820201 | -76.06108049923067 | PQ | 7199.558 | False | -1 | ABCN | 8104101
node_1353886_286_15288420_085 |  | 42.08777949065736 | -76.06097805413278 | PQ | 7199.558 | False | -1 | ABCN | 8104101
node_1353893_61_15287748_259 |  | 42.085939354907694 | -76.060950189614 | PQ | 7199.558 | False | -1 | ABCN | 8104101
node_1353906_03_15288417_715 |  | 42.08777299921206 | -76.0609029371122 | PQ | 7199.558 | False | -1 | ABCN | 8104101
node_1353925_596_15288422_29 |  | 42.087785530166585 | -76.0608284973014 | PQ | 7199.558 | False | -1 | ABCN | 8104101
node_1354007_443_15289958_788 |  | 42.09199400810446 | -76.06051710635819 | PQ | 7199.558 | False | -1 | ABCN | 8104101
node_1354008_4_15287726_555 |  | 42.085879907511625 | -76.06051346540454 | PQ | 7199.558 | False | -1 | ABCN | 8104101
node_1354018_004_15289981_432 |  | 42.09205603016659 | -76.06047692651346 | PQ | 7199.558 | False | -1 | ABCN | 8104101
node_1354026_74_15287736_887 |  | 42.085908206926305 | -76.06044368997114 | PQ | 7199.558 | False | -1 | ABCN | 8104101
node_1354032_55_15289999_679 |  | 42.092106008817346 | -76.06042158553994 | PQ | 7199.558 | False | -1 | ABCN | 8104101
node_1354042_497_15287753_219 |  | 42.085952940379705 | -76.06038374168845 | PQ | 7199.558 | False | -1 | ABCN | 8104101
node_1354060_474_15288432_879 |  | 42.08781453350593 | -76.06031534730643 | PQ | 7199.558 | False | -1 | ABCN | 8104101
node_1354080_308_15288432_598 |  | 42.087813763845105 | -76.06023988787642 | PQ | 7199.558 | False | -1 | ABCN | 8104101
node_1354099_558_15288439_218 |  | 42.08783189606783 | -76.06016665030319 | PQ | 7199.558 | False | -1 | ABCN | 8104101
node_1354107_155_15289896_835 |  | 42.09182431843764 | -76.06013774714246 | PQ | 7199.558 | False | -1 | ABCN | 8104101
node_1354109_161_15289870_364 |  | 42.091751814197806 | -76.06013011521665 | PQ | 7199.558 | False | -1 | ABCN | 8104101
node_1354122_488_15290002_639 |  | 42.09211411627645 | -76.06007941198868 | PQ | 7199.558 | False | -1 | ABCN | 8104101
node_1354160_54_15289677_103 |  | 42.09122247107158 | -76.05993464128026 | PQ | 7199.558 | False | -1 | AN | 8104101
node_1354178_799_15287801_741 |  | 42.08608584245084 | -76.05986517401534 | PQ | 7199.558 | False | -1 | ABCN | 8104101
node_1354198_027_15287808_477 |  | 42.08610429239831 | -76.0597920201422 | PQ | 7199.558 | False | -1 | ABCN | 8104101
node_1354215_338_15287821_652 |  | 42.08614037880834 | -76.05972615958997 | PQ | 7199.558 | False | -1 | ABCN | 8104101
node_1354242_858_15288651_968 |  | 42.08841461969082 | -76.05962145839436 | PQ | 7199.558 | False | -1 | ABCN | 8104101
node_1354262_69_15288651_562 |  | 42.08841350765421 | -76.05954600657346 | PQ | 7199.558 | False | -1 | ABCN | 8104101
node_1354266_551_15289518_119 |  | 42.090787012869576 | -76.05953131720877 | PQ | 7199.558 | False | -1 | AN | 8104101
node_1354281_73_15288644_279 |  | 42.0883935594702 | -76.05947356795555 | PQ | 7199.558 | False | -1 | ABCN | 8104101
node_1354442_46_15288486_669 |  | 42.08796186466306 | -76.05886206275314 | PQ | 7199.558 | False | -1 | ABCN | 8104101
node_1354444_836_15288513_128 |  | 42.088034336034816 | -76.0588530231441 | PQ | 7199.558 | False | -1 | ABCN | 8104101
node_1354446_228_15289623_12 |  | 42.0910746112862 | -76.05884772721153 | PQ | 7199.558 | False | -1 | AN | 8104101
node_1354494_674_15287803_407 |  | 42.086090405635595 | -76.05866341201812 | PQ | 7199.558 | False | -1 | ABCN | 8104101
node_1354553_039_15288834_845 |  | 42.088915520974034 | -76.05844135950062 | PQ | 7199.558 | False | -1 | ABCN | 8104101
node_1354579_072_15289953_216 |  | 42.091978746360496 | -76.05834231566976 | PQ | 7199.558 | False | -1 | ABCN | 8104101
node_1354625_302_15287981_966 |  | 42.08657947988893 | -76.0581664313575 | PQ | 7199.558 | False | -1 | ABCN | 8104101
node_1354641_883_15289735_76 |  | 42.09138313297313 | -76.05810334812624 | PQ | 7199.558 | False | -1 | ABCN | 8104101
node_1354656_531_15289717_95 |  | 42.09133435126819 | -76.0580476190887 | PQ | 7199.558 | False | -1 | ABCN | 8104101
node_1354766_744_15288048_019 |  | 42.08676039948221 | -76.0576283083012 | PQ | 7199.558 | False | -1 | ABCN | 8104101
node_1354781_845_15288065_434 |  | 42.0868080992796 | -76.05757085580284 | PQ | 7199.558 | False | -1 | ABCN | 8104101
node_1354796_43_15288989_708 |  | 42.08933969173045 | -76.0575153664519 | PQ | 7199.558 | False | -1 | ABCN | 8104101
node_1354834_256_15288698_336 |  | 42.08854162194206 | -76.05737145557163 | PQ | 7199.558 | False | -1 | ABCN | 8104101
node_1354846_104_15288677_097 |  | 42.08848344818399 | -76.057326379272 | PQ | 7199.558 | False | -1 | ABCN | 8104101
node_1354853_431_15288652_425 |  | 42.08841587141678 | -76.05729850333958 | PQ | 7199.558 | False | -1 | ABCN | 8104101
node_1354911_588_15290059_324 |  | 42.09226937685727 | -76.05707724216832 | PQ | 7199.558 | False | -1 | AN | 8104101
node_1354959_842_15288823_8 |  | 42.08888526864775 | -76.05689365744837 | PQ | 7199.558 | False | -1 | ABCN | 8104101
node_1354963_37_15288378_716 |  | 42.08766618069938 | -76.05688023499859 | PQ | 7199.558 | False | -1 | ABCN | 8104101
node_1354964_496_15288797_963 |  | 42.08881450093801 | -76.05687595107612 | PQ | 7199.558 | False | -1 | ABCN | 8104101
node_1354972_246_15288354_99 |  | 42.08760119503226 | -76.05684646581936 | PQ | 7199.558 | False | -1 | ABCN | 8104101
node_1355004_607_15289250_176 |  | 42.090053115263395 | -76.05672334680078 | PQ | 7199.558 | False | -1 | ABCN | 8104101
node_1355019_574_15288224_152 |  | 42.08724282890589 | -76.05666640411202 | PQ | 7199.558 | False | -1 | ABCN | 8104101
node_1355020_636_15289251_366 |  | 42.09005637468107 | -76.05666236368072 | PQ | 7199.558 | False | -1 | ABCN | 8104101
node_1355031_048_15290091_89 |  | 42.092358575341436 | -76.05662275071383 | PQ | 7199.558 | False | -1 | ABCN | 8104101
node_1355036_131_15289251_175 |  | 42.09005585153084 | -76.05660341218994 | PQ | 7199.558 | False | -1 | ABCN | 8104101
node_1355149_907_15290417_556 |  | 42.09325057661714 | -76.05617054579344 | PQ | 7199.558 | False | -1 | AN | 8104101
node_1355180_933_15288292_765 |  | 42.087430760355694 | -76.05605250584813 | PQ | 7199.558 | False | -1 | ABCN | 8104101
node_1355185_392_15288301_373 |  | 42.087454337723244 | -76.05603554136299 | PQ | 7199.558 | False | -1 | ABCN | 8104101
node_1355188_091_15288311_903 |  | 42.0874831794612 | -76.05602527288453 | PQ | 7199.558 | False | -1 | ABCN | 8104101
node_1355202_373_15288538_03 |  | 42.08810254277352 | -76.05597093631201 | PQ | 7199.558 | False | -1 | ABCN | 8104101
node_1355209_509_15288970_14 |  | 42.08928609485216 | -76.0559437870485 | PQ | 7199.558 | False | -1 | ABCN | 8104101
node_1355218_167_15288554_295 |  | 42.088147092713484 | -76.05591084726102 | PQ | 7199.558 | False | -1 | ABCN | 8104101
node_1355229_342_15288969_878 |  | 42.08928537723247 | -76.05586833142304 | PQ | 7199.558 | False | -1 | ABCN | 8104101
node_1355236_53_15288564_549 |  | 42.08817517848566 | -76.05584098432297 | PQ | 7199.558 | False | -1 | ABCN | 8104101
node_1355248_588_15288976_516 |  | 42.089303558757315 | -76.055795109068 | PQ | 7199.558 | False | -1 | ABCN | 8104101
node_1355319_754_15288398_503 |  | 42.08772037742008 | -76.05552435451543 | PQ | 7199.558 | False | -1 | ABCN | 8104101
node_1355322_946_15288382_327 |  | 42.08767607125168 | -76.0555122103942 | PQ | 7199.558 | False | -1 | ABCN | 8104101
node_1355361_426_15289712_967 |  | 42.09132070279904 | -76.0553658113387 | PQ | 7199.558 | False | -1 | ABCN | 8104101
node_1355371_802_15290239_983 |  | 42.09276420302416 | -76.0553263353356 | PQ | 7199.558 | False | -1 | ABCN | 8104101
node_1355373_015_15289717_515 |  | 42.091333159800385 | -76.05532172041734 | PQ | 7199.558 | False | -1 | ABCN | 8104101
node_1355373_281_15289012_608 |  | 42.08940241497823 | -76.05532070840724 | PQ | 7199.558 | False | -1 | ABCN | 8104101
node_1355381_247_15289000_699 |  | 42.08936979615037 | -76.05529040136784 | PQ | 7199.558 | False | -1 | ABCN | 8104101
node_1355394_734_15288984_841 |  | 42.089326360986036 | -76.05523908941198 | PQ | 7199.558 | False | -1 | ABCN | 8104101
node_1355466_022_15289353_162 |  | 42.09033519458202 | -76.0549678707044 | PQ | 7199.558 | False | -1 | ABCN | 8104101
node_1355467_964_15289300_447 |  | 42.09019080785682 | -76.05496048226973 | PQ | 7199.558 | False | -1 | ABCN | 8104101
node_1355469_579_15289327_001 |  | 42.09026353943418 | -76.05495433792268 | PQ | 7199.558 | False | -1 | ABCN | 8104101
node_1355605_62_15289129_71 |  | 42.08972315811196 | -76.05443676323692 | PQ | 7199.558 | False | -1 | ABCN | 8104101
node_1355669_885_15290341_024 |  | 42.09304095497523 | -76.05419226387879 | PQ | 7199.558 | False | -1 | ABCN | 8104101
node_1355763_641_15289511_574 |  | 42.090769086072335 | -76.05383556455845 | PQ | 7199.558 | False | -1 | ABCN | 8104101
node_1355765_816_15290127_778 |  | 42.092456872805045 | -76.05382728966381 | PQ | 7199.558 | False | -1 | ABCN | 8104101
node_1355840_486_15289673_871 |  | 42.09121361860272 | -76.05354320397063 | PQ | 7199.558 | False | -1 | ABCN | 8104101
node_1355841_518_15289647_29 |  | 42.09114081307218 | -76.05353927767581 | PQ | 7199.558 | False | -1 | ABCN | 8104101
node_1355863_37_15290395_897 |  | 42.09319125247636 | -76.05345614066539 | PQ | 7199.558 | False | -1 | ABCN | 8104101
node_1356174_152_15290432_102 |  | 42.09329041820501 | -76.05227375523755 | PQ | 7199.558 | False | -1 | ABCN | 8104101
node_1357194_9_15290419_084 |  | 42.093254761819 | -76.04839026919043 | PQ | 7199.558 | False | -1 | AN | 8104101
node_1357505_329_15291436_369 |  | 42.0960411119991 | -76.04720922676847 | PQ | 7199.558 | False | -1 | ABCN | 8104101
node_1357860_97_15291003_746 |  | 42.09485615481014 | -76.04585617306542 | PQ | 7199.558 | False | -1 | ABCN | 8104101
node_1357879_116_15291014_673 |  | 42.09488608393366 | -76.04578713571456 | PQ | 7199.558 | False | -1 | ABCN | 8104101
node_1358282_929_15291040_869 |  | 42.09495783494672 | -76.0442508092646 | PQ | 7199.558 | False | -1 | ABCN | 8104101
node_1358663_288_15291542_35 |  | 42.09633139464205 | -76.04280371471296 | PQ | 7199.558 | False | -1 | AN | 8104101
node_1358838_691_15291228_832 |  | 42.09547266681675 | -76.04213638535927 | PQ | 7199.558 | False | -1 | ABN | 8104101
node_1358857_646_15291221_174 |  | 42.095451691505325 | -76.04206427012805 | PQ | 7199.558 | False | -1 | ABN | 8104101
node_1359088_862_15291475_631 |  | 42.096148650870475 | -76.04118459746657 | PQ | 7199.558 | False | -1 | AN | 8104101
node_1359206_048_15291470_048 |  | 42.09613335899745 | -76.0407387575571 | PQ | 7199.558 | False | -1 | AN | 8104101
node_1359419_846_15291594_026 |  | 42.096472935539545 | -76.0399253525346 | PQ | 7199.558 | False | -1 | AN | 8104101
node_1359633_892_15291717_309 |  | 42.09681060847216 | -76.03911100398388 | PQ | 7199.558 | False | -1 | AN | 8104101
node_1359767_85_15292249_237 |  | 42.09826756269698 | -76.03860135417423 | PQ | 7199.558 | False | -1 | AN | 8104101
node_1359926_003_15291954_895 |  | 42.09746135805943 | -76.03799965329526 | PQ | 7199.558 | False | -1 | AN | 8104101
node_1360249_371_15291984_618 |  | 42.09754276954825 | -76.03676938381044 | PQ | 7199.558 | False | -1 | AN | 8104101
node_1360496_289_15292576_701 |  | 42.099164488706286 | -76.03582997211647 | PQ | 7199.558 | False | -1 | AN | 8104101
node_1360528_369_15292349_408 |  | 42.09854193171244 | -76.03570792217624 | PQ | 7199.558 | False | -1 | AN | 8104101
node_1360533_357_15292210_474 |  | 42.09816139058982 | -76.03568894508454 | PQ | 7199.558 | False | -1 | AN | 8104101
node_1360607_077_15292560_073 |  | 42.09911894450698 | -76.03540847371316 | PQ | 7199.558 | False | -1 | AN | 8104101
node_1360740_645_15292593_56 |  | 42.09921066561609 | -76.03490030767773 | PQ | 7199.558 | False | -1 | AN | 8104101
node_8104101_200855059 |  | 42.08747145925258 | -76.09386740090397 | PQ | 7199.558 | False | -1 | ABCN | 8104101
node_8104101_200855060 |  | 42.08698723851868 | -76.09362064925267 | PQ | 7199.558 | False | -1 | ABCN | 8104101
node_8104101_200855061 |  | 42.08704885520786 | -76.09347604974899 | PQ | 7199.558 | False | -1 | ABCN | 8104101
node_8104101_200855062 |  | 42.0881637787408 | -76.09448509230349 | PQ | 7199.558 | False | -1 | ABCN | 8104101
node_8104101_200855063 |  | 42.088421083746056 | -76.09470727417566 | PQ | 7199.558 | False | -1 | ABCN | 8104101
node_8104101_200855064 |  | 42.08891626324478 | -76.09514978510454 | PQ | 7199.558 | False | -1 | ABCN | 8104101
node_8104101_200855066 |  | 42.08971630785682 | -76.09596476521043 | PQ | 7199.558 | False | -1 | ABCN | 8104101
node_8104101_200855067 |  | 42.09008281978838 | -76.09564975614087 | PQ | 7199.558 | False | -1 | ABCN | 8104101
node_8104101_200855068 |  | 42.09052554457451 | -76.09527594776252 | PQ | 7199.558 | False | -1 | ABCN | 8104101
node_8104101_200855069 |  | 42.09093740897493 | -76.09474265648377 | PQ | 7199.558 | False | -1 | ABCN | 8104101
node_8104101_200855070 |  | 42.08547350469007 | -76.09374592545068 | PQ | 7199.558 | False | -1 | ABCN | 8104101
node_8104101_200855071 |  | 42.0863589378283 | -76.09388283976486 | PQ | 7199.558 | False | -1 | ABCN | 8104101
node_8104101_200860164 |  | 42.08145930174095 | -76.08644338229358 | PQ | 7199.558 | False | -1 | AN | 8104101
node_8104101_200860169 |  | 42.08218948799339 | -76.08646371380482 | PQ | 7199.558 | False | -1 | AN | 8104101
node_8104101_200860176 |  | 42.08304492079393 | -76.08725841566316 | PQ | 7199.558 | False | -1 | AN | 8104101
node_8104101_200860182 |  | 42.08289775397718 | -76.08818402825696 | PQ | 7199.558 | False | -1 | AN | 8104101
node_8104101_200860224 |  | 42.08202410952273 | -76.08787807781918 | PQ | 7199.558 | False | -1 | AN | 8104101
node_8104101_200860229 |  | 42.08122008239531 | -76.08794437969912 | PQ | 7199.558 | False | -1 | AN | 8104101
node_8104101_200860279 |  | 42.079934726924805 | -76.08757381660129 | PQ | 7199.558 | False | -1 | ABCN | 8104101
node_8104101_200860280 |  | 42.07981705372954 | -76.08811823618662 | PQ | 7199.558 | False | -1 | ABCN | 8104101
node_8104101_200861323 |  | 42.096024201373254 | -76.04218763263779 | PQ | 7199.558 | False | -1 | AN | 8104101
node_8104101_200861324 |  | 42.09648337663214 | -76.04221975444717 | PQ | 7199.558 | False | -1 | AN | 8104101
node_8104101_200861325 |  | 42.09625336308719 | -76.04274489638141 | PQ | 7199.558 | False | -1 | AN | 8104101
node_8104101_200861329 |  | 42.0868500772925 | -76.05823880910262 | PQ | 7199.558 | False | -1 | ABCN | 8104101
node_8104101_200861330 |  | 42.08697707132672 | -76.0577685059414 | PQ | 7199.558 | False | -1 | ABCN | 8104101
node_8104101_200861356 |  | 42.08716813893891 | -76.057155650124 | PQ | 7199.558 | False | -1 | ABCN | 8104101
node_8104101_200861392 |  | 42.08731550022512 | -76.05670944878234 | PQ | 7199.558 | False | -1 | ABCN | 8104101
node_8104101_200861410 |  | 42.087510284669065 | -76.05611341668177 | PQ | 7199.558 | False | -1 | ABCN | 8104101
node_8104101_200861427 |  | 42.087645701148126 | -76.05568041332148 | PQ | 7199.558 | False | -1 | ABCN | 8104101
node_8104101_200861470 |  | 42.08055968602731 | -76.07220827317664 | PQ | 7199.558 | False | -1 | AN | 8104101
node_8104101_200861471 |  | 42.08021127071139 | -76.07216130221148 | PQ | 7199.558 | False | -1 | AN | 8104101
node_8104101_200861472 |  | 42.07989647669967 | -76.07203117140863 | PQ | 7199.558 | False | -1 | AN | 8104101
node_8104101_200861473 |  | 42.07957373409124 | -76.07191066991994 | PQ | 7199.558 | False | -1 | AN | 8104101
node_8104101_200861642 |  | 42.080770345752654 | -76.07884097217298 | PQ | 7199.558 | False | -1 | ABN | 8104101
node_8104101_200861644 |  | 42.08038160130571 | -76.07870500138701 | PQ | 7199.558 | False | -1 | ABN | 8104101
node_8104101_200861646 |  | 42.08005912985892 | -76.0786071978392 | PQ | 7199.558 | False | -1 | ABN | 8104101
node_8104101_200861647 |  | 42.0797436949197 | -76.07848365271111 | PQ | 7199.558 | False | -1 | ABN | 8104101
node_8104101_200861648 |  | 42.07951674084496 | -76.07838315554244 | PQ | 7199.558 | False | -1 | ABN | 8104101
node_8104101_200861650 |  | 42.07922405609334 | -76.07841059395169 | PQ | 7199.558 | False | -1 | ABN | 8104101
node_8104101_200861652 |  | 42.07904330084045 | -76.07833437741638 | PQ | 7199.558 | False | -1 | ABN | 8104101
node_8104101_200861726 |  | 42.07861954915202 | -76.07358219483238 | PQ | 7199.558 | False | -1 | AN | 8104101
node_8104101_200861728 |  | 42.07943076343238 | -76.06940309911238 | PQ | 7199.558 | False | -1 | AN | 8104101
node_8104101_200861729 |  | 42.07956873266546 | -76.06891231986705 | PQ | 7199.558 | False | -1 | AN | 8104101
node_8104101_200861731 |  | 42.078639590462245 | -76.07300321852613 | PQ | 7199.558 | False | -1 | AN | 8104101
node_8104101_200861732 |  | 42.078622381284696 | -76.07240776852159 | PQ | 7199.558 | False | -1 | AN | 8104101
node_8104101_200861734 |  | 42.07883773566711 | -76.07157992523466 | PQ | 7199.558 | False | -1 | AN | 8104101
node_8104101_200861735 |  | 42.0788671443794 | -76.07121712341731 | PQ | 7199.558 | False | -1 | AN | 8104101
node_8104101_200861738 |  | 42.07928792150682 | -76.06982530516186 | PQ | 7199.558 | False | -1 | AN | 8104101
node_8104101_200861801 |  | 42.08291067660963 | -76.07135013806851 | PQ | 7199.558 | False | -1 | ABCN | 8104101
node_8104101_200861802 |  | 42.08042386143628 | -76.06892755708682 | PQ | 7199.558 | False | -1 | ABCN | 8104101
node_8104101_200861803 |  | 42.08020641719195 | -76.06860086044195 | PQ | 7199.558 | False | -1 | ABCN | 8104101
node_8104101_200861804 |  | 42.079975516208904 | -76.06806041661059 | PQ | 7199.558 | False | -1 | ABCN | 8104101
node_8104101_200861805 |  | 42.079575172069625 | -76.06767386299222 | PQ | 7199.558 | False | -1 | ABCN | 8104101
node_8104101_200861806 |  | 42.07927508652258 | -76.06748783955621 | PQ | 7199.558 | False | -1 | ABCN | 8104101
node_8104101_200861807 |  | 42.07895940781179 | -76.06735804735823 | PQ | 7199.558 | False | -1 | ABCN | 8104101
node_8104101_200861808 |  | 42.07865647917604 | -76.06733361454289 | PQ | 7199.558 | False | -1 | ABCN | 8104101
node_8104101_200861809 |  | 42.078338384661556 | -76.06730316293061 | PQ | 7199.558 | False | -1 | ABCN | 8104101
node_8104101_200861810 |  | 42.07801888777576 | -76.06726948125602 | PQ | 7199.558 | False | -1 | ABCN | 8104101
node_8104101_200861811 |  | 42.077683992195695 | -76.06725726484835 | PQ | 7199.558 | False | -1 | ABCN | 8104101
node_8104101_200861812 |  | 42.0825737596428 | -76.07103325335616 | PQ | 7199.558 | False | -1 | ABCN | 8104101
node_8104101_200861814 |  | 42.07735796277952 | -76.06720478870042 | PQ | 7199.558 | False | -1 | ABCN | 8104101
node_8104101_200861815 |  | 42.077015217206956 | -76.06719869761706 | PQ | 7199.558 | False | -1 | AN | 8104101
node_8104101_200861816 |  | 42.076683057894336 | -76.06716178968469 | PQ | 7199.558 | False | -1 | AN | 8104101
node_8104101_200861817 |  | 42.07635629442442 | -76.06712202073129 | PQ | 7199.558 | False | -1 | AN | 8104101
node_8104101_200861818 |  | 42.07601913916403 | -76.06709905266742 | PQ | 7199.558 | False | -1 | AN | 8104101
node_8104101_200861821 |  | 42.08229899894941 | -76.0707724020453 | PQ | 7199.558 | False | -1 | ABCN | 8104101
node_8104101_200861822 |  | 42.082035449009446 | -76.07050252253907 | PQ | 7199.558 | False | -1 | ABCN | 8104101
node_8104101_200861823 |  | 42.0817345581945 | -76.07023697260988 | PQ | 7199.558 | False | -1 | ABCN | 8104101
node_8104101_200861824 |  | 42.08150340796187 | -76.06997881111536 | PQ | 7199.558 | False | -1 | ABCN | 8104101
node_8104101_200861825 |  | 42.08123651917304 | -76.06970858539513 | PQ | 7199.558 | False | -1 | ABCN | 8104101
node_8104101_200861826 |  | 42.08096855395466 | -76.06944747157038 | PQ | 7199.558 | False | -1 | ABCN | 8104101
node_8104101_200861827 |  | 42.0807025005628 | -76.06917530553004 | PQ | 7199.558 | False | -1 | ABCN | 8104101
node_8104101_200861881 |  | 42.07789396990844 | -76.06988182554565 | PQ | 7199.558 | False | -1 | ABCN | 8104101
node_8104101_200861883 |  | 42.077584722384806 | -76.06951638337111 | PQ | 7199.558 | False | -1 | ABCN | 8104101
node_8104101_200861884 |  | 42.0772114012832 | -76.06924878659443 | PQ | 7199.558 | False | -1 | ABCN | 8104101
node_8104101_200861885 |  | 42.07722804896442 | -76.06886295203586 | PQ | 7199.558 | False | -1 | ABCN | 8104101
node_8104101_200861886 |  | 42.07730617090649 | -76.06860458509567 | PQ | 7199.558 | False | -1 | ABCN | 8104101
node_8104101_200861887 |  | 42.0772636067462 | -76.06807100467118 | PQ | 7199.558 | False | -1 | ABCN | 8104101
node_8104101_200861888 |  | 42.07730575457751 | -76.06745362144017 | PQ | 7199.558 | False | -1 | ABCN | 8104101
node_8104101_200861963 |  | 42.07928112603181 | -76.06921820943202 | PQ | 7199.558 | False | -1 | AN | 8104101
node_8104101_200861967 |  | 42.07904064126519 | -76.06902369424206 | PQ | 7199.558 | False | -1 | AN | 8104101
node_8104101_200861968 |  | 42.07877890454749 | -76.06876632409377 | PQ | 7199.558 | False | -1 | AN | 8104101
node_8104101_200861972 |  | 42.07724606067086 | -76.06850416401798 | PQ | 7199.558 | False | -1 | AN | 8104101
node_8104101_200861973 |  | 42.07678741677922 | -76.0685574505349 | PQ | 7199.558 | False | -1 | AN | 8104101
node_8104101_200861974 |  | 42.07639936530091 | -76.06850336125808 | PQ | 7199.558 | False | -1 | AN | 8104101
node_8104101_200861975 |  | 42.078615599504715 | -76.07823707606909 | PQ | 7199.558 | False | -1 | ABN | 8104101
node_8104101_200861977 |  | 42.07821700285156 | -76.07856893548731 | PQ | 7199.558 | False | -1 | ABN | 8104101
node_8104101_200861978 |  | 42.07783565920005 | -76.07911017827401 | PQ | 7199.558 | False | -1 | ABN | 8104101
node_8104101_200861979 |  | 42.077521497898836 | -76.07970594405613 | PQ | 7199.558 | False | -1 | ABN | 8104101
node_8104101_200861980 |  | 42.07734295028514 | -76.08041225482154 | PQ | 7199.558 | False | -1 | ABN | 8104101
node_8104101_200861981 |  | 42.077233042173184 | -76.08110887539998 | PQ | 7199.558 | False | -1 | ABN | 8104101
node_8104101_200861984 |  | 42.07787634987992 | -76.08168939254868 | PQ | 7199.558 | False | -1 | ABN | 8104101
node_8104101_200861987 |  | 42.07904113154734 | -76.07502774473703 | PQ | 7199.558 | False | -1 | AN | 8104101
node_8104101_200861988 |  | 42.07903173949421 | -76.0755840231024 | PQ | 7199.558 | False | -1 | AN | 8104101
node_8104101_200861989 |  | 42.07902906622392 | -76.07590761903963 | PQ | 7199.558 | False | -1 | AN | 8104101
node_8104101_200861990 |  | 42.07903808851117 | -76.0764700607748 | PQ | 7199.558 | False | -1 | AN | 8104101
node_8104101_200861991 |  | 42.07902149561008 | -76.07680798464453 | PQ | 7199.558 | False | -1 | AN | 8104101
node_8104101_200861993 |  | 42.07899744439441 | -76.07736445704192 | PQ | 7199.558 | False | -1 | AN | 8104101
node_8104101_200862046 |  | 42.092058363800085 | -76.05830910195472 | PQ | 7199.558 | False | -1 | ABCN | 8104101
node_8104101_200862047 |  | 42.09230166700435 | -76.05893976686721 | PQ | 7199.558 | False | -1 | ABCN | 8104101
node_8104101_200862048 |  | 42.09235538987693 | -76.05929710535182 | PQ | 7199.558 | False | -1 | ABCN | 8104101
node_8104101_200862189 |  | 42.09898082462854 | -76.03582024007947 | PQ | 7199.558 | False | -1 | AN | 8104101
node_8104101_200862190 |  | 42.09893309470208 | -76.03538512899891 | PQ | 7199.558 | False | -1 | AN | 8104101
node_8104101_200862191 |  | 42.09903195914002 | -76.03488934677131 | PQ | 7199.558 | False | -1 | AN | 8104101
node_8104101_200862196 |  | 42.09847331412277 | -76.03575909716834 | PQ | 7199.558 | False | -1 | AN | 8104101
node_8104101_200862197 |  | 42.0980929619916 | -76.03576817482286 | PQ | 7199.558 | False | -1 | AN | 8104101
node_8104101_200862238 |  | 42.080552553654506 | -76.08022306219598 | PQ | 7199.558 | False | -1 | AN | 8104101
node_8104101_200862239 |  | 42.080283027202455 | -76.08013833107944 | PQ | 7199.558 | False | -1 | AN | 8104101
node_8104101_200862241 |  | 42.080012533881124 | -76.08014513361351 | PQ | 7199.558 | False | -1 | AN | 8104101
node_8104101_200862243 |  | 42.07973899204561 | -76.08030691446166 | PQ | 7199.558 | False | -1 | AN | 8104101
node_8104101_200862244 |  | 42.07945894506978 | -76.0805297963709 | PQ | 7199.558 | False | -1 | AN | 8104101
node_8104101_200862245 |  | 42.07918403373104 | -76.0807210624758 | PQ | 7199.558 | False | -1 | AN | 8104101
node_8104101_200862320 |  | 42.087133619240575 | -76.05937431106993 | PQ | 7199.558 | False | -1 | ABCN | 8104101
node_8104101_200862321 |  | 42.087132022399814 | -76.06025076127821 | PQ | 7199.558 | False | -1 | ABCN | 8104101
node_8104101_200862322 |  | 42.08712977093651 | -76.06113293352855 | PQ | 7199.558 | False | -1 | ABCN | 8104101
node_8104101_200862323 |  | 42.08715036552603 | -76.06220948020056 | PQ | 7199.558 | False | -1 | ABCN | 8104101
node_8104101_200862324 |  | 42.087031079055976 | -76.06316395410504 | PQ | 7199.558 | False | -1 | ABCN | 8104101
node_8104101_200862325 |  | 42.08687923675521 | -76.06410495990514 | PQ | 7199.558 | False | -1 | ABCN | 8104101
node_8104101_200862329 |  | 42.08019955598078 | -76.08057820165112 | PQ | 7199.558 | False | -1 | AN | 8104101
node_8104101_200862330 |  | 42.08011267743508 | -76.08111632851198 | PQ | 7199.558 | False | -1 | AN | 8104101
node_8104101_200862332 |  | 42.0799438094702 | -76.08167135518065 | PQ | 7199.558 | False | -1 | AN | 8104101
node_8104101_200862334 |  | 42.079649845602574 | -76.08192202932223 | PQ | 7199.558 | False | -1 | AN | 8104101
node_8104101_200862376 |  | 42.087775058944914 | -76.05617761084142 | PQ | 7199.558 | False | -1 | ABCN | 8104101
node_8104101_200862377 |  | 42.08790410175596 | -76.05574923000849 | PQ | 7199.558 | False | -1 | ABCN | 8104101
node_8104101_200862410 |  | 42.08089766572864 | -76.07774136993247 | PQ | 7199.558 | False | -1 | AN | 8104101
node_8104101_200862412 |  | 42.08055648686776 | -76.077211536989 | PQ | 7199.558 | False | -1 | AN | 8104101
node_8104101_200862413 |  | 42.08025167105657 | -76.07711003161477 | PQ | 7199.558 | False | -1 | AN | 8104101
node_8104101_200862648 |  | 42.07706538211015 | -76.09315125918329 | PQ | 7199.558 | False | -1 | AN | 8104101
node_8104101_200862649 |  | 42.07756195302415 | -76.09344092234568 | PQ | 7199.558 | False | -1 | AN | 8104101
node_8104101_200862650 |  | 42.078072164190296 | -76.09373314216516 | PQ | 7199.558 | False | -1 | AN | 8104101
node_8104101_200862651 |  | 42.078474379070975 | -76.09395003951843 | PQ | 7199.558 | False | -1 | AN | 8104101
node_8104101_200862652 |  | 42.07887080369202 | -76.0941992527131 | PQ | 7199.558 | False | -1 | AN | 8104101
node_8104101_200862693 |  | 42.07909145805192 | -76.09449951534972 | PQ | 7199.558 | False | -1 | AN | 8104101
node_8104101_200862694 |  | 42.079266957151425 | -76.0942744800656 | PQ | 7199.558 | False | -1 | AN | 8104101
node_8104101_200862697 |  | 42.07871311361248 | -76.09484616685546 | PQ | 7199.558 | False | -1 | AN | 8104101
node_8104101_200862698 |  | 42.07835396686927 | -76.09518630116833 | PQ | 7199.558 | False | -1 | AN | 8104101
node_8104101_200862699 |  | 42.078136281592364 | -76.09538998912656 | PQ | 7199.558 | False | -1 | AN | 8104101
node_8104101_200862700 |  | 42.07778422339786 | -76.0957305229171 | PQ | 7199.558 | False | -1 | AN | 8104101
node_8104101_200862701 |  | 42.07741727596427 | -76.09606384328224 | PQ | 7199.558 | False | -1 | AN | 8104101
node_8104101_200862702 |  | 42.077116396105346 | -76.09580739383487 | PQ | 7199.558 | False | -1 | AN | 8104101
node_8104101_200862703 |  | 42.07682866621641 | -76.09527937185686 | PQ | 7199.558 | False | -1 | AN | 8104101
node_8104101_200862705 |  | 42.07793246116613 | -76.09499385565316 | PQ | 7199.558 | False | -1 | AN | 8104101
node_8104101_200862706 |  | 42.07747748206513 | -76.09452555368485 | PQ | 7199.558 | False | -1 | AN | 8104101
node_8104101_200862707 |  | 42.07720314591774 | -76.0943116923619 | PQ | 7199.558 | False | -1 | AN | 8104101
node_8104101_200862708 |  | 42.07691237299264 | -76.094124055797 | PQ | 7199.558 | False | -1 | AN | 8104101
node_8104101_200862711 |  | 42.07940104521236 | -76.0785980440937 | PQ | 7199.558 | False | -1 | AN | 8104101
node_8104101_200862712 |  | 42.079314796638144 | -76.07905224640244 | PQ | 7199.558 | False | -1 | AN | 8104101
node_8104101_200862714 |  | 42.07916688207263 | -76.07942120398049 | PQ | 7199.558 | False | -1 | AN | 8104101
node_8104101_200862715 |  | 42.078866319938456 | -76.07970518695083 | PQ | 7199.558 | False | -1 | AN | 8104101
node_8104101_200862720 |  | 42.078305259117506 | -76.08150197284307 | PQ | 7199.558 | False | -1 | ABN | 8104101
node_8104101_200862756 |  | 42.07934595831456 | -76.08419046138157 | PQ | 7199.558 | False | -1 | ABN | 8104101
node_8104101_200862757 |  | 42.07713262197958 | -76.08327950391151 | PQ | 7199.558 | False | -1 | ABN | 8104101
node_8104101_200862758 |  | 42.07692790589824 | -76.08373230995069 | PQ | 7199.558 | False | -1 | ABN | 8104101
node_8104101_200862759 |  | 42.07672656427284 | -76.08416752375409 | PQ | 7199.558 | False | -1 | ABN | 8104101
node_8104101_200862760 |  | 42.07661682597928 | -76.08481629832104 | PQ | 7199.558 | False | -1 | ABN | 8104101
node_8104101_200862761 |  | 42.079064330932006 | -76.08405554065119 | PQ | 7199.558 | False | -1 | ABN | 8104101
node_8104101_200862762 |  | 42.07923715950022 | -76.08342989393918 | PQ | 7199.558 | False | -1 | ABN | 8104101
node_8104101_200862763 |  | 42.079177714843155 | -76.08311844212318 | PQ | 7199.558 | False | -1 | ABN | 8104101
node_8104101_200862764 |  | 42.07887258952423 | -76.0830148860969 | PQ | 7199.558 | False | -1 | ABN | 8104101
node_8104101_200862765 |  | 42.07846991996847 | -76.08295621994732 | PQ | 7199.558 | False | -1 | ABN | 8104101
node_8104101_200862766 |  | 42.07813990803691 | -76.08293193931395 | PQ | 7199.558 | False | -1 | ABN | 8104101
node_8104101_200862767 |  | 42.07773291632897 | -76.08288233560071 | PQ | 7199.558 | False | -1 | ABN | 8104101
node_8104101_200862768 |  | 42.077414909462696 | -76.08287054530255 | PQ | 7199.558 | False | -1 | ABN | 8104101
node_8104101_200862781 |  | 42.07862294278102 | -76.09589896553099 | PQ | 7199.558 | False | -1 | AN | 8104101
node_8104101_200862783 |  | 42.07823954213566 | -76.09620079944646 | PQ | 7199.558 | False | -1 | AN | 8104101
node_8104101_200862784 |  | 42.07776957793035 | -76.09651588080246 | PQ | 7199.558 | False | -1 | AN | 8104101
node_8104101_200862796 |  | 42.09301765424733 | -76.05429077126821 | PQ | 7199.558 | False | -1 | AN | 8104101
node_8104101_200862797 |  | 42.093269667492116 | -76.05443527565816 | PQ | 7199.558 | False | -1 | AN | 8104101
node_8104101_200862798 |  | 42.09331826842263 | -76.05495351994459 | PQ | 7199.558 | False | -1 | AN | 8104101
node_8104101_200862799 |  | 42.093252020073535 | -76.05554744432489 | PQ | 7199.558 | False | -1 | AN | 8104101
node_8104101_200862800 |  | 42.09316786410025 | -76.05615118444226 | PQ | 7199.558 | False | -1 | AN | 8104101
node_8104101_200862803 |  | 42.092424412839556 | -76.05720618595181 | PQ | 7199.558 | False | -1 | AN | 8104101
node_8104101_200862921 |  | 42.09213978350592 | -76.05605982960545 | PQ | 7199.558 | False | -1 | ABCN | 8104101
node_8104101_200862923 |  | 42.09189891253939 | -76.05582158492629 | PQ | 7199.558 | False | -1 | AN | 8104101
node_8104101_200862924 |  | 42.09116481498574 | -76.0553054978193 | PQ | 7199.558 | False | -1 | ABCN | 8104101
node_8104101_200862925 |  | 42.09062674812397 | -76.05524912581294 | PQ | 7199.558 | False | -1 | ABCN | 8104101
node_8104101_200862926 |  | 42.090807147306016 | -76.05496873433708 | PQ | 7199.558 | False | -1 | ABCN | 8104101
node_8104101_200862927 |  | 42.090899835284404 | -76.05442916555205 | PQ | 7199.558 | False | -1 | ABCN | 8104101
node_8104101_200862928 |  | 42.09100660175596 | -76.05386916253296 | PQ | 7199.558 | False | -1 | ABCN | 8104101
node_8104101_200862929 |  | 42.09023700667867 | -76.05523810022918 | PQ | 7199.558 | False | -1 | ABCN | 8104101
node_8104101_200862937 |  | 42.07813649523487 | -76.08345548714205 | PQ | 7199.558 | False | -1 | AN | 8104101
node_8104101_200862938 |  | 42.07786930789433 | -76.08398243623718 | PQ | 7199.558 | False | -1 | AN | 8104101
node_8104101_200862940 |  | 42.07769397039621 | -76.08451909834658 | PQ | 7199.558 | False | -1 | AN | 8104101
node_8104101_200863093 |  | 42.08381568542698 | -76.0702777611825 | PQ | 7199.558 | False | -1 | ABCN | 8104101
node_8104101_200863094 |  | 42.08411691040072 | -76.07047687226796 | PQ | 7199.558 | False | -1 | ABCN | 8104101
node_8104101_200863095 |  | 42.08438388409875 | -76.07071840027312 | PQ | 7199.558 | False | -1 | ABCN | 8104101
node_8104101_200863137 |  | 42.0871354571139 | -76.06324799659816 | PQ | 7199.558 | False | -1 | ABCN | 8104101
node_8104101_200863142 |  | 42.08805551403271 | -76.05913075143546 | PQ | 7199.558 | False | -1 | ABCN | 8104101
node_8104101_200863144 |  | 42.08776433299565 | -76.06329728833838 | PQ | 7199.558 | False | -1 | ABCN | 8104101
node_8104101_200863145 |  | 42.087949224148275 | -76.06237002837474 | PQ | 7199.558 | False | -1 | ABCN | 8104101
node_8104101_200863146 |  | 42.088017929386154 | -76.06179407288062 | PQ | 7199.558 | False | -1 | ABCN | 8104101
node_8104101_200863147 |  | 42.08806909402671 | -76.06166889940543 | PQ | 7199.558 | False | -1 | ABCN | 8104101
node_8104101_200863148 |  | 42.08810576932312 | -76.06091793844993 | PQ | 7199.558 | False | -1 | ABCN | 8104101
node_8104101_200863149 |  | 42.08808197009605 | -76.06026864646427 | PQ | 7199.558 | False | -1 | ABCN | 8104101
node_8104101_200863199 |  | 42.08700294398169 | -76.06112053069798 | PQ | 7199.558 | False | -1 | ABCN | 8104101
node_8104101_200863277 |  | 42.08672793951673 | -76.06301967798804 | PQ | 7199.558 | False | -1 | ABCN | 8104101
node_8104101_200863281 |  | 42.086582763957665 | -76.06415636697473 | PQ | 7199.558 | False | -1 | ABCN | 8104101
node_8104101_200863282 |  | 42.08648308603481 | -76.06428933597132 | PQ | 7199.558 | False | -1 | ABCN | 8104101
node_8104101_200863283 |  | 42.08601091145129 | -76.06424772181154 | PQ | 7199.558 | False | -1 | ABCN | 8104101
node_8104101_200863284 |  | 42.08636136732702 | -76.06521133424333 | PQ | 7199.558 | False | -1 | ABCN | 8104101
node_8104101_200863285 |  | 42.086145802041116 | -76.0661547559322 | PQ | 7199.558 | False | -1 | ABCN | 8104101
node_8104101_200863286 |  | 42.08586709991745 | -76.06715319140336 | PQ | 7199.558 | False | -1 | ABCN | 8104101
node_8104101_200863491 |  | 42.09243407879333 | -76.05951433750542 | PQ | 7199.558 | False | -1 | ABCN | 8104101
node_8104101_200863492 |  | 42.092064855245376 | -76.05999689892434 | PQ | 7199.558 | False | -1 | ABCN | 8104101
node_8104101_200863493 |  | 42.091891043373856 | -76.06026163467999 | PQ | 7199.558 | False | -1 | ABCN | 8104101
node_8104101_200863494 |  | 42.09177462190454 | -76.06041627438917 | PQ | 7199.558 | False | -1 | ABCN | 8104101
node_8104101_200863496 |  | 42.09130303346841 | -76.05987524085269 | PQ | 7199.558 | False | -1 | AN | 8104101
node_8104101_200863497 |  | 42.091129218857866 | -76.05896973530173 | PQ | 7199.558 | False | -1 | AN | 8104101
node_8104101_200863498 |  | 42.09067675416479 | -76.05956046005609 | PQ | 7199.558 | False | -1 | AN | 8104101
node_8104101_200863923 |  | 42.0954051201786 | -76.04354482188589 | PQ | 7199.558 | False | -1 | ABCN | 8104101
node_8104101_200863925 |  | 42.09552250303917 | -76.04426492414235 | PQ | 7199.558 | False | -1 | ABCN | 8104101
node_8104101_200863926 |  | 42.09581539047726 | -76.04480959863248 | PQ | 7199.558 | False | -1 | ABCN | 8104101
node_8104101_200863927 |  | 42.09597924606033 | -76.04548056513526 | PQ | 7199.558 | False | -1 | ABCN | 8104101
node_8104101_200863928 |  | 42.09607829948972 | -76.0463756804622 | PQ | 7199.558 | False | -1 | ABCN | 8104101
node_8104101_200863929 |  | 42.09604608329581 | -76.04717720768191 | PQ | 7199.558 | False | -1 | ABCN | 8104101
node_8104101_200863930 |  | 42.09592311560108 | -76.04796951267421 | PQ | 7199.558 | False | -1 | ABCN | 8104101
node_8104101_200864120 |  | 42.08727444251838 | -76.05781240283075 | PQ | 7199.558 | False | -1 | ABCN | 8104101
node_8104101_200864121 |  | 42.08751440139576 | -76.05711173801645 | PQ | 7199.558 | False | -1 | ABCN | 8104101
node_8104101_200864122 |  | 42.087571060483256 | -76.05785747152127 | PQ | 7199.558 | False | -1 | ABCN | 8104101
node_8104101_200864123 |  | 42.087926964242826 | -76.05782564266218 | PQ | 7199.558 | False | -1 | ABCN | 8104101
node_8104101_200864125 |  | 42.08798788796337 | -76.05766334819988 | PQ | 7199.558 | False | -1 | ABCN | 8104101
node_8104101_200864126 |  | 42.08834949981239 | -76.05756682298063 | PQ | 7199.558 | False | -1 | ABCN | 8104101
node_8104101_200864141 |  | 42.08659055095302 | -76.05831494574238 | PQ | 7199.558 | False | -1 | ABCN | 8104101
node_8104101_200864177 |  | 42.086092183250784 | -76.05828134396333 | PQ | 7199.558 | False | -1 | ABCN | 8104101
node_8104101_200864330 |  | 42.07875396863274 | -76.09193414963435 | PQ | 7199.558 | False | -1 | ABCN | 8104101
node_8104101_200864331 |  | 42.07822828755815 | -76.0916150240425 | PQ | 7199.558 | False | -1 | ABCN | 8104101
node_8104101_200864333 |  | 42.07565817919855 | -76.09159510722714 | PQ | 7199.558 | False | -1 | ABCN | 8104101
node_8104101_200864335 |  | 42.07916936361248 | -76.09170556090122 | PQ | 7199.558 | False | -1 | ABCN | 8104101
node_8104101_200864447 |  | 42.07983216482815 | -76.09256137903886 | PQ | 7199.558 | False | -1 | ABCN | 8104101
node_8104101_200864448 |  | 42.07930049628545 | -76.09224306001146 | PQ | 7199.558 | False | -1 | ABCN | 8104101
node_8104101_200864452 |  | 42.08059021225423 | -76.09297284484578 | PQ | 7199.558 | False | -1 | ABCN | 8104101
node_8104101_200864453 |  | 42.081216245047266 | -76.09305194903398 | PQ | 7199.558 | False | -1 | ABCN | 8104101
node_8104101_200864454 |  | 42.08188748788083 | -76.09313749812861 | PQ | 7199.558 | False | -1 | ABCN | 8104101
node_8104101_200864455 |  | 42.082599062584414 | -76.09336058928807 | PQ | 7199.558 | False | -1 | ABCN | 8104101
node_8104101_200864667 |  | 42.08411875101305 | -76.0659873938103 | PQ | 7199.558 | False | -1 | ABCN | 8104101
node_8104101_200864668 |  | 42.08386950690379 | -76.0658718572584 | PQ | 7199.558 | False | -1 | AN | 8104101
node_8104101_200864670 |  | 42.083531480639344 | -76.06579268078377 | PQ | 7199.558 | False | -1 | AN | 8104101
node_8104101_200864671 |  | 42.08325432605432 | -76.0657311878541 | PQ | 7199.558 | False | -1 | AN | 8104101
node_8104101_200864673 |  | 42.082887408749805 | -76.0657390899029 | PQ | 7199.558 | False | -1 | AN | 8104101
node_8104101_200864674 |  | 42.082456467169436 | -76.06569244232443 | PQ | 7199.558 | False | -1 | AN | 8104101
node_8104101_200864675 |  | 42.082167997748755 | -76.06566072760181 | PQ | 7199.558 | False | -1 | AN | 8104101
node_8104101_200864691 |  | 42.08285242615938 | -76.06582569666224 | PQ | 7199.558 | False | -1 | AN | 8104101
node_8104101_200864692 |  | 42.08271692203211 | -76.06637275660475 | PQ | 7199.558 | False | -1 | AN | 8104101
node_8104101_200864693 |  | 42.08266762265495 | -76.06671975432448 | PQ | 7199.558 | False | -1 | AN | 8104101
node_8104101_200864717 |  | 42.082868501388255 | -76.07612023247042 | PQ | 7199.558 | False | -1 | AN | 8104101
node_8104101_200864719 |  | 42.0840621987468 | -76.07164120891412 | PQ | 7199.558 | False | -1 | AN | 8104101
node_8104101_200864720 |  | 42.083976434976734 | -76.07193373309755 | PQ | 7199.558 | False | -1 | AN | 8104101
node_8104101_200864721 |  | 42.083740403834604 | -76.0726241218243 | PQ | 7199.558 | False | -1 | AN | 8104101
node_8104101_200864722 |  | 42.08342410610835 | -76.07357718804556 | PQ | 7199.558 | False | -1 | AN | 8104101
node_8104101_200864723 |  | 42.084504964618034 | -76.07170107730126 | PQ | 7199.558 | False | -1 | ABCN | 8104101
node_8104101_200864724 |  | 42.084689781817495 | -76.07163003875749 | PQ | 7199.558 | False | -1 | ABCN | 8104101
node_8104101_200864725 |  | 42.085058216531586 | -76.07171992884284 | PQ | 7199.558 | False | -1 | ABCN | 8104101
node_8104101_200864726 |  | 42.08526236289959 | -76.07138758244231 | PQ | 7199.558 | False | -1 | ABCN | 8104101
node_8104101_200864728 |  | 42.08481585828455 | -76.07086419440529 | PQ | 7199.558 | False | -1 | ABCN | 8104101
node_8104101_200864729 |  | 42.08515738773825 | -76.06998100253573 | PQ | 7199.558 | False | -1 | ABCN | 8104101
node_8104101_200864742 |  | 42.08274982571664 | -76.07210110282855 | PQ | 7199.558 | False | -1 | AN | 8104101
node_8104101_200864743 |  | 42.082487839749355 | -76.07192211019957 | PQ | 7199.558 | False | -1 | AN | 8104101
node_8104101_200864744 |  | 42.082158761818995 | -76.0717378520744 | PQ | 7199.558 | False | -1 | AN | 8104101
node_8104101_200864745 |  | 42.081877468595216 | -76.07153400052054 | PQ | 7199.558 | False | -1 | AN | 8104101
node_8104101_200864746 |  | 42.08157481112111 | -76.0713491488857 | PQ | 7199.558 | False | -1 | AN | 8104101
node_8104101_200864747 |  | 42.08120275270148 | -76.07112281625027 | PQ | 7199.558 | False | -1 | AN | 8104101
node_8104101_200864748 |  | 42.080801860760914 | -76.07090577432415 | PQ | 7199.558 | False | -1 | AN | 8104101
node_8104101_200864749 |  | 42.080421549714835 | -76.07070254291182 | PQ | 7199.558 | False | -1 | AN | 8104101
node_8104101_200864752 |  | 42.0823778083821 | -76.07320862233608 | PQ | 7199.558 | False | -1 | AN | 8104101
node_8104101_200864753 |  | 42.08207690387212 | -76.07320171327463 | PQ | 7199.558 | False | -1 | AN | 8104101
node_8104101_200864755 |  | 42.08141035295662 | -76.07314806913007 | PQ | 7199.558 | False | -1 | AN | 8104101
node_8104101_200864758 |  | 42.0809029985742 | -76.07313347487911 | PQ | 7199.558 | False | -1 | AN | 8104101
node_8104101_200864759 |  | 42.080582285569555 | -76.0730993899223 | PQ | 7199.558 | False | -1 | AN | 8104101
node_8104101_200864760 |  | 42.08059299234578 | -76.07289872277617 | PQ | 7199.558 | False | -1 | AN | 8104101
node_8104101_200864761 |  | 42.08058598870628 | -76.07257601710347 | PQ | 7199.558 | False | -1 | AN | 8104101
node_8104101_200864762 |  | 42.080615063259785 | -76.0722569904299 | PQ | 7199.558 | False | -1 | AN | 8104101
node_8104101_200864763 |  | 42.08010199804892 | -76.07305277658477 | PQ | 7199.558 | False | -1 | AN | 8104101
node_8104101_200864764 |  | 42.07961111605132 | -76.07303632951833 | PQ | 7199.558 | False | -1 | AN | 8104101
node_8104101_200864765 |  | 42.079098595902735 | -76.07300318808974 | PQ | 7199.558 | False | -1 | AN | 8104101
node_8104101_200864766 |  | 42.07869515394716 | -76.0730087769726 | PQ | 7199.558 | False | -1 | AN | 8104101
node_8104101_200864767 |  | 42.08219191749212 | -76.07417147385803 | PQ | 7199.558 | False | -1 | AN | 8104101
node_8104101_200864768 |  | 42.08187387501875 | -76.07418938948048 | PQ | 7199.558 | False | -1 | AN | 8104101
node_8104101_200864769 |  | 42.081548237280494 | -76.07412778621888 | PQ | 7199.558 | False | -1 | AN | 8104101
node_8104101_200864770 |  | 42.081213577254985 | -76.07411932870588 | PQ | 7199.558 | False | -1 | AN | 8104101
node_8104101_200864771 |  | 42.080895271837 | -76.07409306209779 | PQ | 7199.558 | False | -1 | AN | 8104101
node_8104101_200864772 |  | 42.08056935198108 | -76.07406929507857 | PQ | 7199.558 | False | -1 | AN | 8104101
node_8104101_200864773 |  | 42.08024078898393 | -76.07404584764149 | PQ | 7199.558 | False | -1 | AN | 8104101
node_8104101_200864774 |  | 42.07991835588323 | -76.07401602758439 | PQ | 7199.558 | False | -1 | AN | 8104101
node_8104101_200864796 |  | 42.08189540634849 | -76.07523452959835 | PQ | 7199.558 | False | -1 | AN | 8104101
node_8104101_200864797 |  | 42.08151625390214 | -76.07520723576197 | PQ | 7199.558 | False | -1 | AN | 8104101
node_8104101_200864798 |  | 42.08119474384661 | -76.0752114702253 | PQ | 7199.558 | False | -1 | AN | 8104101
node_8104101_200864799 |  | 42.08086930331682 | -76.07517666240412 | PQ | 7199.558 | False | -1 | AN | 8104101
node_8104101_200864800 |  | 42.080537856145874 | -76.07516794998632 | PQ | 7199.558 | False | -1 | AN | 8104101
node_8104101_200864801 |  | 42.080205762569406 | -76.07514770217516 | PQ | 7199.558 | False | -1 | AN | 8104101
node_8104101_200864802 |  | 42.07988867327029 | -76.07512777394615 | PQ | 7199.558 | False | -1 | AN | 8104101
node_8104101_200864803 |  | 42.07955252322527 | -76.075114709124 | PQ | 7199.558 | False | -1 | AN | 8104101
node_8104101_200864804 |  | 42.07908155106558 | -76.07506536792465 | PQ | 7199.558 | False | -1 | AN | 8104101
node_8104101_200864811 |  | 42.08144255545549 | -76.08514764792966 | PQ | 7199.558 | False | -1 | AN | 8104101
node_8104101_200864812 |  | 42.081731364512976 | -76.0851235917647 | PQ | 7199.558 | False | -1 | AN | 8104101
node_8104101_200864813 |  | 42.08206575611586 | -76.08516020294222 | PQ | 7199.558 | False | -1 | AN | 8104101
node_8104101_200864814 |  | 42.082343280466745 | -76.08516682285793 | PQ | 7199.558 | False | -1 | AN | 8104101
node_8104101_200864815 |  | 42.08261145384961 | -76.0851924236699 | PQ | 7199.558 | False | -1 | AN | 8104101
node_8104101_200864816 |  | 42.082898600330175 | -76.08523665535958 | PQ | 7199.558 | False | -1 | AN | 8104101
node_8104101_200864835 |  | 42.077909910926 | -76.08781516198809 | PQ | 7199.558 | False | -1 | ABCN | 8104101
node_8104101_200864836 |  | 42.07813152941617 | -76.08721282955393 | PQ | 7199.558 | False | -1 | ABCN | 8104101
node_8104101_200864837 |  | 42.07863831956325 | -76.08639398022146 | PQ | 7199.558 | False | -1 | ABCN | 8104101
node_8104101_200864838 |  | 42.07888661323727 | -76.08570083319648 | PQ | 7199.558 | False | -1 | ABCN | 8104101
node_8104101_200864839 |  | 42.079206948259035 | -76.08482690159983 | PQ | 7199.558 | False | -1 | ABCN | 8104101
node_8104101_200864840 |  | 42.07940864595527 | -76.08435424722717 | PQ | 7199.558 | False | -1 | ABCN | 8104101
node_8104101_200864841 |  | 42.07959149654809 | -76.08396403363241 | PQ | 7199.558 | False | -1 | ABCN | 8104101
node_8104101_200864842 |  | 42.079832403121706 | -76.0833083423949 | PQ | 7199.558 | False | -1 | ABCN | 8104101
node_8104101_200864843 |  | 42.08011877446344 | -76.082652350598 | PQ | 7199.558 | False | -1 | ABCN | 8104101
node_8104101_200864845 |  | 42.080328335847206 | -76.08201861160971 | PQ | 7199.558 | False | -1 | ABCN | 8104101
node_8104101_200864848 |  | 42.080576684301356 | -76.08135574118775 | PQ | 7199.558 | False | -1 | ABCN | 8104101
node_8104101_200864850 |  | 42.080717995122306 | -76.08093270955108 | PQ | 7199.558 | False | -1 | ABCN | 8104101
node_8104101_200864854 |  | 42.075962570463744 | -76.09164433429 | PQ | 7199.558 | False | -1 | ABCN | 8104101
node_8104101_200864855 |  | 42.076350090574806 | -76.09103731465116 | PQ | 7199.558 | False | -1 | ABCN | 8104101
node_8104101_200864856 |  | 42.07667284961728 | -76.09030996472835 | PQ | 7199.558 | False | -1 | ABCN | 8104101
node_8104101_200864857 |  | 42.07700035261893 | -76.08970131674243 | PQ | 7199.558 | False | -1 | ABCN | 8104101
node_8104101_200864858 |  | 42.07729473829355 | -76.08905795224452 | PQ | 7199.558 | False | -1 | ABCN | 8104101
node_8104101_200864859 |  | 42.07760831618639 | -76.08842037066148 | PQ | 7199.558 | False | -1 | ABCN | 8104101
node_8104101_200865069 |  | 42.09432107620441 | -76.04335279867568 | PQ | 7199.558 | False | -1 | ABCN | 8104101
node_8104101_200865070 |  | 42.09328347482365 | -76.04850846512225 | PQ | 7199.558 | False | -1 | AN | 8104101
node_8104101_200865071 |  | 42.08420380264145 | -76.06956666809867 | PQ | 7199.558 | False | -1 | ABCN | 8104101
node_8104101_200865072 |  | 42.08233012775776 | -76.07484524050906 | PQ | 7199.558 | False | -1 | ABCN | 8104101
node_8104101_200865221 |  | 42.09808677457602 | -76.03530501660516 | PQ | 7199.558 | False | -1 | AN | 8104101
node_8104101_200865222 |  | 42.09796932871829 | -76.03581189289841 | PQ | 7199.558 | False | -1 | AN | 8104101
node_8104101_200865223 |  | 42.097892995347436 | -76.03623506149884 | PQ | 7199.558 | False | -1 | AN | 8104101
node_8104101_200865224 |  | 42.09778008802341 | -76.03669088074102 | PQ | 7199.558 | False | -1 | AN | 8104101
node_8104101_200865225 |  | 42.09767105913252 | -76.03714408245332 | PQ | 7199.558 | False | -1 | AN | 8104101
node_8104101_200865226 |  | 42.09756994597028 | -76.03690207887949 | PQ | 7199.558 | False | -1 | AN | 8104101
node_8104101_200865227 |  | 42.0975658374606 | -76.03755770543967 | PQ | 7199.558 | False | -1 | AN | 8104101
node_8104101_200865228 |  | 42.09739483307069 | -76.03803632915012 | PQ | 7199.558 | False | -1 | AN | 8104101
node_8104101_200865230 |  | 42.097203554555 | -76.03843210499589 | PQ | 7199.558 | False | -1 | AN | 8104101
node_8104101_200865231 |  | 42.097054308832355 | -76.03884512686345 | PQ | 7199.558 | False | -1 | AN | 8104101
node_8104101_200865232 |  | 42.096901357233975 | -76.03917807057822 | PQ | 7199.558 | False | -1 | AN | 8104101
node_8104101_200865233 |  | 42.09673495711391 | -76.03956390894133 | PQ | 7199.558 | False | -1 | AN | 8104101
node_8104101_200865235 |  | 42.096574067874826 | -76.0399892575485 | PQ | 7199.558 | False | -1 | AN | 8104101
node_8104101_200865236 |  | 42.09637481063334 | -76.04047388483767 | PQ | 7199.558 | False | -1 | AN | 8104101
node_8104101_200865239 |  | 42.09622600862974 | -76.04078965862163 | PQ | 7199.558 | False | -1 | AN | 8104101
node_8104101_200865241 |  | 42.09606373893141 | -76.04114691721071 | PQ | 7199.558 | False | -1 | AN | 8104101
node_8104101_200865243 |  | 42.095865681374754 | -76.04159385663492 | PQ | 7199.558 | False | -1 | AN | 8104101
node_8104101_200865244 |  | 42.09572035517034 | -76.04202356906008 | PQ | 7199.558 | False | -1 | ABN | 8104101
node_8104101_200865246 |  | 42.09558702033618 | -76.04253696635075 | PQ | 7199.558 | False | -1 | ABN | 8104101
node_8104101_200865247 |  | 42.09536720959027 | -76.0428612280841 | PQ | 7199.558 | False | -1 | ABCN | 8104101
node_8104101_200865249 |  | 42.095149792736 | -76.04339410466699 | PQ | 7199.558 | False | -1 | ABCN | 8104101
node_8104101_200865250 |  | 42.09496125048776 | -76.04390165436544 | PQ | 7199.558 | False | -1 | ABCN | 8104101
node_8104101_200865255 |  | 42.0948776998349 | -76.04421339152263 | PQ | 7199.558 | False | -1 | ABCN | 8104101
node_8104101_200865256 |  | 42.09479147591175 | -76.0447034250763 | PQ | 7199.558 | False | -1 | ABCN | 8104101
node_8104101_200865257 |  | 42.09470312104157 | -76.0452383332885 | PQ | 7199.558 | False | -1 | ABCN | 8104101
node_8104101_200865261 |  | 42.094615355057776 | -76.04571077080183 | PQ | 7199.558 | False | -1 | ABCN | 8104101
node_8104101_200865263 |  | 42.09572942675971 | -76.04861696325803 | PQ | 7199.558 | False | -1 | ABCN | 8104101
node_8104101_200865265 |  | 42.095467191542845 | -76.04919803587092 | PQ | 7199.558 | False | -1 | ABCN | 8104101
node_8104101_200865266 |  | 42.09511186571364 | -76.04968288382395 | PQ | 7199.558 | False | -1 | ABCN | 8104101
node_8104101_200865267 |  | 42.09475719176797 | -76.05016127926145 | PQ | 7199.558 | False | -1 | ABCN | 8104101
node_8104101_200865268 |  | 42.094339290597325 | -76.0505345854393 | PQ | 7199.558 | False | -1 | ABCN | 8104101
node_8104101_200865270 |  | 42.09355259590274 | -76.05129815847559 | PQ | 7199.558 | False | -1 | ABCN | 8104101
node_8104101_200865272 |  | 42.09335370842713 | -76.0517699758474 | PQ | 7199.558 | False | -1 | ABCN | 8104101
node_8104101_200865273 |  | 42.09335839760618 | -76.05227533032095 | PQ | 7199.558 | False | -1 | ABCN | 8104101
node_8104101_200865275 |  | 42.09326082871829 | -76.05267677494513 | PQ | 7199.558 | False | -1 | ABCN | 8104101
node_8104101_200865279 |  | 42.09311293332583 | -76.05342918923844 | PQ | 7199.558 | False | -1 | ABCN | 8104101
node_8104101_200865280 |  | 42.09299577506378 | -76.05396300174044 | PQ | 7199.558 | False | -1 | ABCN | 8104101
node_8104101_200865281 |  | 42.09296138409875 | -76.05422480038406 | PQ | 7199.558 | False | -1 | ABCN | 8104101
node_8104101_200865282 |  | 42.09286016137626 | -76.05469919724027 | PQ | 7199.558 | False | -1 | ABCN | 8104101
node_8104101_200865283 |  | 42.09270299170794 | -76.05526890185998 | PQ | 7199.558 | False | -1 | ABCN | 8104101
node_8104101_200865284 |  | 42.09260020227375 | -76.05557797202813 | PQ | 7199.558 | False | -1 | ABCN | 8104101
node_8104101_200865286 |  | 42.09245381059583 | -76.05606828711845 | PQ | 7199.558 | False | -1 | ABCN | 8104101
node_8104101_200865287 |  | 42.092303877382555 | -76.05659141644612 | PQ | 7199.558 | False | -1 | ABCN | 8104101
node_8104101_200865288 |  | 42.09210376831007 | -76.05709804924821 | PQ | 7199.558 | False | -1 | ABCN | 8104101
node_8104101_200865290 |  | 42.0920372761894 | -76.05728642389569 | PQ | 7199.558 | False | -1 | ABCN | 8104101
node_8104101_200865292 |  | 42.091725128057924 | -76.05770228015245 | PQ | 7199.558 | False | -1 | ABCN | 8104101
node_8104101_200865293 |  | 42.09156833089449 | -76.0578894335396 | PQ | 7199.558 | False | -1 | ABCN | 8104101
node_8104101_200865298 |  | 42.086169760130566 | -76.05861556600665 | PQ | 7199.558 | False | -1 | ABCN | 8104101
node_8104101_200865299 |  | 42.086295924245825 | -76.05921568799768 | PQ | 7199.558 | False | -1 | ABCN | 8104101
node_8104101_200865300 |  | 42.08640896852018 | -76.05976045760154 | PQ | 7199.558 | False | -1 | ABCN | 8104101
node_8104101_200865302 |  | 42.08636841479063 | -76.059919560047 | PQ | 7199.558 | False | -1 | ABCN | 8104101
node_8104101_200865303 |  | 42.08633207913102 | -76.0601760817808 | PQ | 7199.558 | False | -1 | ABCN | 8104101
node_8104101_200865308 |  | 42.08614935179348 | -76.06058784434256 | PQ | 7199.558 | False | -1 | ABCN | 8104101
node_8104101_200865309 |  | 42.08602048153984 | -76.06100378429942 | PQ | 7199.558 | False | -1 | ABCN | 8104101
node_8104101_200865310 |  | 42.08592482995647 | -76.06136243154897 | PQ | 7199.558 | False | -1 | ABCN | 8104101
node_8104101_200865311 |  | 42.086366393403864 | -76.06154007736752 | PQ | 7199.558 | False | -1 | ABCN | 8104101
node_8104101_200865312 |  | 42.08678261008554 | -76.06166688299433 | PQ | 7199.558 | False | -1 | ABCN | 8104101
node_8104101_200865313 |  | 42.086796579018454 | -76.06116315686788 | PQ | 7199.558 | False | -1 | ABCN | 8104101
node_8104101_200865314 |  | 42.085715862937114 | -76.06186827680936 | PQ | 7199.558 | False | -1 | ABCN | 8104101
node_8104101_200865315 |  | 42.08598977453849 | -76.06190679406606 | PQ | 7199.558 | False | -1 | ABCN | 8104101
node_8104101_200865316 |  | 42.08560116978087 | -76.06226648756666 | PQ | 7199.558 | False | -1 | ABCN | 8104101
node_8104101_200865317 |  | 42.085460069863416 | -76.06264831593485 | PQ | 7199.558 | False | -1 | ABCN | 8104101
node_8104101_200865318 |  | 42.08534363469908 | -76.06303648648667 | PQ | 7199.558 | False | -1 | ABCN | 8104101
node_8104101_200865319 |  | 42.08519139798138 | -76.06343124271324 | PQ | 7199.558 | False | -1 | ABCN | 8104101
node_8104101_200865320 |  | 42.08506981896292 | -76.06377428370173 | PQ | 7199.558 | False | -1 | ABCN | 8104101
node_8104101_200865321 |  | 42.08492295069788 | -76.06411374460937 | PQ | 7199.558 | False | -1 | ABCN | 8104101
node_8104101_200865325 |  | 42.08476305571814 | -76.0646948590723 | PQ | 7199.558 | False | -1 | ABCN | 8104101
node_8104101_200865327 |  | 42.08464583171994 | -76.06511059738804 | PQ | 7199.558 | False | -1 | ABCN | 8104101
node_8104101_200865328 |  | 42.08446033524688 | -76.06567936228409 | PQ | 7199.558 | False | -1 | ABCN | 8104101
node_8104101_200865329 |  | 42.084349977937855 | -76.06611160853906 | PQ | 7199.558 | False | -1 | ABCN | 8104101
node_8104101_200865330 |  | 42.0842219896443 | -76.06665079686915 | PQ | 7199.558 | False | -1 | ABCN | 8104101
node_8104101_200865333 |  | 42.084062628770816 | -76.06726511743803 | PQ | 7199.558 | False | -1 | ABCN | 8104101
node_8104101_200865334 |  | 42.083943805192845 | -76.06773329766075 | PQ | 7199.558 | False | -1 | ABCN | 8104101
node_8104101_200865337 |  | 42.08380241767972 | -76.06837500337518 | PQ | 7199.558 | False | -1 | ABCN | 8104101
node_8104101_200865338 |  | 42.08365934293861 | -76.06883027476228 | PQ | 7199.558 | False | -1 | ABCN | 8104101
node_8104101_200865339 |  | 42.083507273300306 | -76.06942021958403 | PQ | 7199.558 | False | -1 | ABCN | 8104101
node_8104101_200865340 |  | 42.083415239944465 | -76.06990894817731 | PQ | 7199.558 | False | -1 | ABCN | 8104101
node_8104101_200865342 |  | 42.0832158211016 | -76.07090770323062 | PQ | 7199.558 | False | -1 | ABCN | 8104101
node_8104101_200865343 |  | 42.08303546300465 | -76.07158680766426 | PQ | 7199.558 | False | -1 | ABCN | 8104101
node_8104101_200865344 |  | 42.08291315814947 | -76.07208315676971 | PQ | 7199.558 | False | -1 | ABCN | 8104101
node_8104101_200865345 |  | 42.08278361957826 | -76.07250252082089 | PQ | 7199.558 | False | -1 | ABCN | 8104101
node_8104101_200865346 |  | 42.082716897381054 | -76.07278122688142 | PQ | 7199.558 | False | -1 | ABCN | 8104101
node_8104101_200865347 |  | 42.082600388263536 | -76.07331155441628 | PQ | 7199.558 | False | -1 | ABCN | 8104101
node_8104101_200865349 |  | 42.082503788983935 | -76.0736380988792 | PQ | 7199.558 | False | -1 | ABCN | 8104101
node_8104101_200865350 |  | 42.08235502806543 | -76.07417541537106 | PQ | 7199.558 | False | -1 | ABCN | 8104101
node_8104101_200865351 |  | 42.082211361698924 | -76.07476926746492 | PQ | 7199.558 | False | -1 | ABCN | 8104101
node_8104101_200865352 |  | 42.08206732282755 | -76.0753680730819 | PQ | 7199.558 | False | -1 | ABCN | 8104101
node_8104101_200865353 |  | 42.08190165950022 | -76.07585827403574 | PQ | 7199.558 | False | -1 | ABCN | 8104101
node_8104101_200865354 |  | 42.081703223960666 | -76.07657803007822 | PQ | 7199.558 | False | -1 | ABCN | 8104101
node_8104101_200865355 |  | 42.081592225724144 | -76.07699925835854 | PQ | 7199.558 | False | -1 | ABCN | 8104101
node_8104101_200865356 |  | 42.08143189798138 | -76.07759422518532 | PQ | 7199.558 | False | -1 | ABCN | 8104101
node_8104101_200865359 |  | 42.081278527315014 | -76.07811405216424 | PQ | 7199.558 | False | -1 | ABCN | 8104101
node_8104101_200865360 |  | 42.081183557744254 | -76.07860750220316 | PQ | 7199.558 | False | -1 | ABCN | 8104101
node_8104101_200865361 |  | 42.08108132706738 | -76.07914610463266 | PQ | 7199.558 | False | -1 | ABCN | 8104101
node_8104101_200865362 |  | 42.08103453388112 | -76.07943650207307 | PQ | 7199.558 | False | -1 | ABCN | 8104101
node_8104101_200865363 |  | 42.08095120508779 | -76.07993373383393 | PQ | 7199.558 | False | -1 | ABCN | 8104101
node_8104101_200865365 |  | 42.08088750949271 | -76.08031955317429 | PQ | 7199.558 | False | -1 | ABCN | 8104101
node_8104101_200865368 |  | 42.08109862389313 | -76.08422985748915 | PQ | 7199.558 | False | -1 | AN | 8104101
node_8104101_200865371 |  | 42.081164143666506 | -76.08349703662451 | PQ | 7199.558 | False | -1 | AN | 8104101
node_8104101_200865372 |  | 42.081290428298054 | -76.08285198671128 | PQ | 7199.558 | False | -1 | AN | 8104101
node_8104101_200865373 |  | 42.081074304254834 | -76.08510601474713 | PQ | 7199.558 | False | -1 | AN | 8104101
node_8104101_200865374 |  | 42.08097927442593 | -76.08580277989843 | PQ | 7199.558 | False | -1 | AN | 8104101
node_8104101_200865376 |  | 42.080781737280496 | -76.08643980982183 | PQ | 7199.558 | False | -1 | AN | 8104101
node_8104101_200865377 |  | 42.08071604768872 | -76.08688175767742 | PQ | 7199.558 | False | -1 | AN | 8104101
node_8104101_200865378 |  | 42.0804446669293 | -76.08752228778613 | PQ | 7199.558 | False | -1 | AN | 8104101
node_8104101_200865379 |  | 42.08023920857721 | -76.0880715619763 | PQ | 7199.558 | False | -1 | ABCN | 8104101
node_8104101_200865381 |  | 42.08006608145729 | -76.0882428618067 | PQ | 7199.558 | False | -1 | ABCN | 8104101
node_8104101_200865382 |  | 42.07983896030316 | -76.0885530390987 | PQ | 7199.558 | False | -1 | ABCN | 8104101
node_8104101_200865384 |  | 42.079428898168985 | -76.08905864086793 | PQ | 7199.558 | False | -1 | ABCN | 8104101
node_8104101_200865385 |  | 42.07901701733452 | -76.08957851350145 | PQ | 7199.558 | False | -1 | ABCN | 8104101
node_8104101_200865386 |  | 42.078605462441836 | -76.09009473757222 | PQ | 7199.558 | False | -1 | ABCN | 8104101
node_8104101_200865387 |  | 42.07821246157886 | -76.09062516022082 | PQ | 7199.558 | False | -1 | ABCN | 8104101
node_8104101_200865388 |  | 42.07780476594626 | -76.09109927934495 | PQ | 7199.558 | False | -1 | ABCN | 8104101
node_8104101_200865389 |  | 42.077643893141214 | -76.0913015405972 | PQ | 7199.558 | False | -1 | ABCN | 8104101
node_8104101_200865390 |  | 42.077442132447835 | -76.0915693085786 | PQ | 7199.558 | False | -1 | ABCN | 8104101
node_8104101_200865391 |  | 42.077166585659604 | -76.0920153196928 | PQ | 7199.558 | False | -1 | ABCN | 8104101
node_8104101_200865392 |  | 42.07685197516133 | -76.09247328850532 | PQ | 7199.558 | False | -1 | AN | 8104101
node_8104101_200865393 |  | 42.07658075600329 | -76.0928844042937 | PQ | 7199.558 | False | -1 | AN | 8104101
node_8104101_200865516 |  | 42.092459507729245 | -76.05393356594283 | PQ | 7199.558 | False | -1 | ABCN | 8104101
node_8104101_200865517 |  | 42.091810620666365 | -76.05385924407304 | PQ | 7199.558 | False | -1 | ABCN | 8104101
node_8104101_200865518 |  | 42.09115796199159 | -76.0537965945604 | PQ | 7199.558 | False | -1 | ABCN | 8104101
node_8104101_200865519 |  | 42.0899274907324 | -76.05371211834864 | PQ | 7199.558 | False | -1 | ABCN | 8104101
node_8104101_200865520 |  | 42.08980894379408 | -76.05445869265886 | PQ | 7199.558 | False | -1 | ABCN | 8104101
node_8104101_200865521 |  | 42.08970171443043 | -76.05517924765668 | PQ | 7199.558 | False | -1 | ABCN | 8104101
node_8104101_200865522 |  | 42.089457301928555 | -76.05509822978021 | PQ | 7199.558 | False | -1 | ABCN | 8104101
node_8104101_200865524 |  | 42.08956228530691 | -76.05588367136565 | PQ | 7199.558 | False | -1 | ABCN | 8104101
node_8104101_200865526 |  | 42.08960524388413 | -76.05662453885198 | PQ | 7199.558 | False | -1 | ABCN | 8104101
node_8104101_200865527 |  | 42.08995174189553 | -76.05660585471057 | PQ | 7199.558 | False | -1 | ABCN | 8104101
node_8104101_200865530 |  | 42.08918155519285 | -76.05748814490195 | PQ | 7199.558 | False | -1 | ABCN | 8104101
node_8104101_200865531 |  | 42.08900412235479 | -76.05836950678331 | PQ | 7199.558 | False | -1 | ABCN | 8104101
node_8104101_200865532 |  | 42.08891517859823 | -76.05659139742339 | PQ | 7199.558 | False | -1 | ABCN | 8104101
node_8104101_200865533 |  | 42.08840552071138 | -76.05639606805987 | PQ | 7199.558 | False | -1 | ABCN | 8104101
node_8104101_200865534 |  | 42.087903962066626 | -76.05621252138542 | PQ | 7199.558 | False | -1 | ABCN | 8104101
node_8104101_200866728 |  | 42.09743093043674 | -76.03810856232235 | PQ | 7199.558 | False | -1 | AN | 8104101
node_8104101_200866731 |  | 42.09821863856371 | -76.0386579886945 | PQ | 7199.558 | False | -1 | AN | 8104101
node_8104101_200917580 |  | 42.094760308757316 | -76.04368974477626 | PQ | 7199.558 | False | -1 | ABCN | 8104101
node_8104101_200917672 |  | 42.07914330470508 | -76.09174733485209 | PQ | 7199.558 | False | -1 | ABCN | 8104101
node_8104101_200917677 |  | 42.08749454085997 | -76.09284955081795 | PQ | 7199.558 | False | -1 | ABCN | 8104101
node_8104101_200917678 |  | 42.08704016160137 | -76.09233474584404 | PQ | 7199.558 | False | -1 | ABCN | 8104101
node_8104101_200917679 |  | 42.08704017529641 | -76.0928646624876 | PQ | 7199.558 | False | -1 | ABCN | 8104101
node_8104101_200917680 |  | 42.087504513582466 | -76.09233635136383 | PQ | 7199.558 | False | -1 | ABCN | 8104101
node_8104101_200917682 |  | 42.08855000330181 | -76.06473610799537 | PQ | 7199.558 | False | -1 | ABCN | 8104101
node_8104101_200917683 |  | 42.08785949155785 | -76.06150996816469 | PQ | 7199.558 | False | -1 | AN | 8104101
node_8104101_200917684 |  | 42.087829882898085 | -76.06122525852543 | PQ | 7199.558 | False | -1 | AN | 8104101
node_8104101_200917686 |  | 42.08992390537295 | -76.06521200003945 | PQ | 7199.558 | False | -1 | ABCN | 8104101
node_8104101_200917687 |  | 42.090274558457146 | -76.06254510612256 | PQ | 7199.558 | False | -1 | ABCN | 8104101
node_8104101_200917690 |  | 42.09033229945219 | -76.05389279258841 | PQ | 7199.558 | False | -1 | ABCN | 8104101
node_8104101_200917691 |  | 42.09058410179348 | -76.05389019027672 | PQ | 7199.558 | False | -1 | ABCN | 8104101
node_8104101_200917692 |  | 42.09168558228275 | -76.06077449933376 | PQ | 7199.558 | False | -1 | ABCN | 8104101
node_8104101_200917693 |  | 42.09158829277352 | -76.06121524114724 | PQ | 7199.558 | False | -1 | ABCN | 8104101
node_8104101_200954099 |  | 42.07728013117214 | -76.09689654117402 | PQ | 7199.558 | False | -1 | AN | 8104101
node_8104101_200958674 |  | 42.083248765871225 | -76.07042004752023 | PQ | 7199.558 | False | -1 | ABCN | 8104101
node_8104101_200958676 |  | 42.084072360460745 | -76.07156285041758 | PQ | 7199.558 | False | -1 | ABCN | 8104101
node_8104101_200974109 |  | 42.09317789708089 | -76.0531302848259 | PQ | 7199.558 | False | -1 | ABCN | 8104101
node_8104101_200975429 |  | 42.093874538721295 | -76.05079613678721 | PQ | 7199.558 | False | -1 | ABCN | 8104101
node_8104101_200980898 |  | 42.08094107350292 | -76.07879028035866 | PQ | 7199.558 | False | -1 | ABN | 8104101
node_8104101_200986366 |  | 42.07841750086297 | -76.07301060315625 | PQ | 7199.558 | False | -1 | AN | 8104101
node_8104101_201008014 |  | 42.077406035081786 | -76.08165751423044 | PQ | 7199.558 | False | -1 | ABN | 8104101
node_8104101_201011019 |  | 42.08930597730001 | -76.09553143465892 | PQ | 7199.558 | False | -1 | ABCN | 8104101
node_8104101_201013022 |  | 42.09800291989344 | -76.0385239772514 | PQ | 7199.558 | False | -1 | AN | 8104101
node_8104101_201013023 |  | 42.09773562573165 | -76.03833162684995 | PQ | 7199.558 | False | -1 | AN | 8104101
node_8104101_201014706 |  | 42.0758953662014 | -76.09145885870906 | PQ | 7199.558 | False | -1 | ABCN | 8104101
node_8104101_201015078 |  | 42.07580769608284 | -76.09100508631438 | PQ | 7199.558 | False | -1 | ABCN | 8104101
node_8104101_201018145 |  | 42.092207209627794 | -76.05708829818846 | PQ | 7199.558 | False | -1 | AN | 8104101
node_8104101_201027054 |  | 42.091006456588616 | -76.0946929804841 | PQ | 7199.558 | False | -1 | ABCN | 8104101
node_8104101_201033862 |  | 42.08809347392315 | -76.05961311882238 | PQ | 7199.558 | False | -1 | ABCN | 8104101
node_8104101_201036293 |  | 42.079891738218514 | -76.06829193865121 | PQ | 7199.558 | False | -1 | AN | 8104101
node_8104101_201050012 |  | 42.08529953943418 | -76.09400989268737 | PQ | 7199.558 | False | -1 | ABCN | 8104101
node_8104101_201050013 |  | 42.08501503061683 | -76.09397905681563 | PQ | 7199.558 | False | -1 | ABCN | 8104101
node_8104101_201050054 |  | 42.077101501388256 | -76.0926574172758 | PQ | 7199.558 | False | -1 | AN | 8104101
node_8104101_201050066 |  | 42.082639723135216 | -76.09330089971475 | PQ | 7199.558 | False | -1 | ABCN | 8104101
node_8104101_201050067 |  | 42.082647633385854 | -76.09324740014306 | PQ | 7199.558 | False | -1 | ABCN | 8104101
node_8104101_201061393 |  | 42.081735179948964 | -76.07317424442897 | PQ | 7199.558 | False | -1 | AN | 8104101
node_8104101_201062852 |  | 42.09825550559058 | -76.03865582390597 | PQ | 7199.558 | False | -1 | AN | 8104101
node_8104101_311889700 |  | 42.08590085543298 | -76.05826433762815 | PQ | 7199.558 | False | -1 | ABCN | 8104101
node_8104101_311894264 |  | 42.09076699894942 | -76.05388756513773 | PQ | 7199.558 | False | -1 | ABCN | 8104101
node_8104101_311994458 |  | 42.08533149816149 | -76.07006979310634 | PQ | 7199.558 | False | -1 | AN | 8104101
node_8104101_311994465 |  | 42.085634380234126 | -76.07021688078524 | PQ | 7199.558 | False | -1 | AN | 8104101
node_8104101_312002332 |  | 42.07700359834158 | -76.08861265638559 | PQ | 7199.558 | False | -1 | ABCN | 8104101
node_220521530 |  | 42.08750541471559 | -76.05612832671031 | PQ | 7199.558 | False | -1 | ABCN | 8104101
node_220623407 |  | 42.07915003718294 | -76.09171538424741 | PQ | 7199.558 | False | -1 | ABCN | 8104101
node_311889702 |  | 42.08607257470358 | -76.05827960147977 | PQ | 7199.558 | False | -1 | ABCN | 8104101
node_311889742 |  | 42.0859226360123 | -76.05826627414372 | PQ | 7199.558 | False | -1 | ABCN | 8104101
node_311894385 |  | 42.0859501356371 | -76.05826873188254 | PQ | 7199.558 | False | -1 | ABCN | 8104101
node_311903160 |  | 42.085936755590566 | -76.05826753344952 | PQ | 7199.558 | False | -1 | ABCN | 8104101
node_311913140 |  | 42.08732982522887 | -76.05666441813732 | PQ | 7199.558 | False | -1 | ABCN | 8104101
node_312007909 |  | 42.07882243283805 | -76.09189633621926 | PQ | 7199.558 | False | -1 | ABCN | 8104101
node_SOURCE_8104101 |  | 42.07952467300765 | -76.09181443568737 | SWING | 7199.558 | False | -1 | ABCN | 8104101
node_intto1_8104101_200860164 |  | 42.08145930174095 | -76.08644338229358 | PQ | 7199.558 | False | -1 | AN | 8104101
node_intto1_8104101_200860279 |  | 42.079934726924805 | -76.08757381660129 | PQ | 7199.558 | False | -1 | ABCN | 8104101
node_intto1_8104101_200860280 |  | 42.07981705372954 | -76.08811823618662 | PQ | 7199.558 | False | -1 | ABCN | 8104101
node_intto1_8104101_200861330 |  | 42.08697707132672 | -76.0577685059414 | PQ | 7199.558 | False | -1 | ABCN | 8104101
node_intto1_8104101_200861642 |  | 42.080770345752654 | -76.07884097217298 | PQ | 7199.558 | False | -1 | ABN | 8104101
node_intto1_8104101_200861729 |  | 42.07956873266546 | -76.06891231986705 | PQ | 7199.558 | False | -1 | AN | 8104101
node_intto1_8104101_200861812 |  | 42.0825737596428 | -76.07103325335616 | PQ | 7199.558 | False | -1 | ABCN | 8104101
node_intto1_8104101_200862239 |  | 42.080283027202455 | -76.08013833107944 | PQ | 7199.558 | False | -1 | AN | 8104101
node_intto1_8104101_200862412 |  | 42.08055648686776 | -76.077211536989 | PQ | 7199.558 | False | -1 | AN | 8104101
node_intto1_8104101_200862761 |  | 42.079064330932006 | -76.08405554065119 | PQ | 7199.558 | False | -1 | ABN | 8104101
node_intto1_8104101_200862781 |  | 42.07862294278102 | -76.09589896553099 | PQ | 7199.558 | False | -1 | AN | 8104101
node_intto1_8104101_200863093 |  | 42.08381568542698 | -76.0702777611825 | PQ | 7199.558 | False | -1 | ABCN | 8104101
node_intto1_8104101_200863142 |  | 42.08805551403271 | -76.05913075143546 | PQ | 7199.558 | False | -1 | ABCN | 8104101
node_intto1_8104101_200864177 |  | 42.086092183250784 | -76.05828134396333 | PQ | 7199.558 | False | -1 | ABCN | 8104101
node_intto1_8104101_200864453 |  | 42.081216245047266 | -76.09305194903398 | PQ | 7199.558 | False | -1 | ABCN | 8104101
node_intto1_8104101_200864670 |  | 42.083531480639344 | -76.06579268078377 | PQ | 7199.558 | False | -1 | AN | 8104101
node_intto1_8104101_200864717 |  | 42.082868501388255 | -76.07612023247042 | PQ | 7199.558 | False | -1 | AN | 8104101
node_intto1_8104101_200864726 |  | 42.08526236289959 | -76.07138758244231 | PQ | 7199.558 | False | -1 | ABCN | 8104101
node_intto1_8104101_200864742 |  | 42.08274982571664 | -76.07210110282855 | PQ | 7199.558 | False | -1 | AN | 8104101
node_intto1_8104101_200864753 |  | 42.08207690387212 | -76.07320171327463 | PQ | 7199.558 | False | -1 | AN | 8104101
node_intto1_8104101_200864768 |  | 42.08187387501875 | -76.07418938948048 | PQ | 7199.558 | False | -1 | AN | 8104101
node_intto1_8104101_200864797 |  | 42.08151625390214 | -76.07520723576197 | PQ | 7199.558 | False | -1 | AN | 8104101
node_intto1_8104101_200864812 |  | 42.081731364512976 | -76.0851235917647 | PQ | 7199.558 | False | -1 | AN | 8104101
node_intto1_8104101_200864855 |  | 42.076350090574806 | -76.09103731465116 | PQ | 7199.558 | False | -1 | ABCN | 8104101
node_intto1_8104101_200864857 |  | 42.07700035261893 | -76.08970131674243 | PQ | 7199.558 | False | -1 | ABCN | 8104101
node_intto1_8104101_200865070 |  | 42.09328347482365 | -76.04850846512225 | PQ | 7199.558 | False | -1 | AN | 8104101
node_intto1_8104101_200865072 |  | 42.08233012775776 | -76.07484524050906 | PQ | 7199.558 | False | -1 | ABCN | 8104101
node_intto1_8104101_200865243 |  | 42.095865681374754 | -76.04159385663492 | PQ | 7199.558 | False | -1 | AN | 8104101
node_intto1_8104101_200865246 |  | 42.09558702033618 | -76.04253696635075 | PQ | 7199.558 | False | -1 | ABN | 8104101
node_intto1_8104101_200865273 |  | 42.09335839760618 | -76.05227533032095 | PQ | 7199.558 | False | -1 | ABCN | 8104101
node_intto1_8104101_200865284 |  | 42.09260020227375 | -76.05557797202813 | PQ | 7199.558 | False | -1 | ABCN | 8104101
node_intto1_8104101_200865311 |  | 42.086366393403864 | -76.06154007736752 | PQ | 7199.558 | False | -1 | ABCN | 8104101
node_intto1_8104101_200865318 |  | 42.08534363469908 | -76.06303648648667 | PQ | 7199.558 | False | -1 | ABCN | 8104101
node_intto1_8104101_200865340 |  | 42.083415239944465 | -76.06990894817731 | PQ | 7199.558 | False | -1 | ABCN | 8104101
node_intto1_8104101_200865342 |  | 42.0832158211016 | -76.07090770323062 | PQ | 7199.558 | False | -1 | ABCN | 8104101
node_intto1_8104101_200865347 |  | 42.082600388263536 | -76.07331155441628 | PQ | 7199.558 | False | -1 | ABCN | 8104101
node_intto1_8104101_200865386 |  | 42.078605462441836 | -76.09009473757222 | PQ | 7199.558 | False | -1 | ABCN | 8104101
node_intto1_8104101_200865392 |  | 42.07685197516133 | -76.09247328850532 | PQ | 7199.558 | False | -1 | AN | 8104101
node_intto1_8104101_200865534 |  | 42.087903962066626 | -76.05621252138542 | PQ | 7199.558 | False | -1 | ABCN | 8104101
node_intto1_8104101_200917580 |  | 42.094760308757316 | -76.04368974477626 | PQ | 7199.558 | False | -1 | ABCN | 8104101
node_intto1_8104101_200958674 |  | 42.083248765871225 | -76.07042004752023 | PQ | 7199.558 | False | -1 | ABCN | 8104101
node_intto1_8104101_200986366 |  | 42.07841750086297 | -76.07301060315625 | PQ | 7199.558 | False | -1 | AN | 8104101
node_intto1_8104101_201015078 |  | 42.07580769608284 | -76.09100508631438 | PQ | 7199.558 | False | -1 | ABCN | 8104101
node_intto1_8104101_311894264 |  | 42.09076699894942 | -76.05388756513773 | PQ | 7199.558 | False | -1 | ABCN | 8104101
node_intto1_8104101_312002332 |  | 42.07700359834158 | -76.08861265638559 | PQ | 7199.558 | False | -1 | ABCN | 8104101
node_intto1_220521530 |  | 42.08750541471559 | -76.05612832671031 | PQ | 7199.558 | False | -1 | ABCN | 8104101
node_intto1_220623407 |  | 42.07915003718294 | -76.09171538424741 | PQ | 7199.558 | False | -1 | ABCN | 8104101
node_intto1_311889702 |  | 42.08607257470358 | -76.05827960147977 | PQ | 7199.558 | False | -1 | ABCN | 8104101
node_intto1_311889742 |  | 42.0859226360123 | -76.05826627414372 | PQ | 7199.558 | False | -1 | ABCN | 8104101
node_intto1_311894385 |  | 42.0859501356371 | -76.05826873188254 | PQ | 7199.558 | False | -1 | ABCN | 8104101
node_intto1_311903160 |  | 42.085936755590566 | -76.05826753344952 | PQ | 7199.558 | False | -1 | ABCN | 8104101
node_intto1_311913140 |  | 42.08732982522887 | -76.05666441813732 | PQ | 7199.558 | False | -1 | ABCN | 8104101
node_intto1_312007909 |  | 42.07882243283805 | -76.09189633621926 | PQ | 7199.558 | False | -1 | ABCN | 8104101

## Capacitor
Name | GroupId | NominalVoltage | RemoteSense | RemoteSenseB | ParticipatingPhases | PhasesConnected | SwitchA | SwitchB | SwitchC | Control | ControlLevel | VoltageSetHigh | VoltageSetLow | ReactivePowerSetHigh | ReactivePowerSetLow | CapacitorA | CapacitorB | CapacitorC | TimeDelay | DwellTime | LockoutTime | CurrentSetHigh | CurrentSetLow | Status | ParentNode | Phases | Feeder | Comments
cap_220369365 |  | 0 |  |  |  |  | CLOSED | CLOSED | CLOSED | MANUAL | BANK | 0 | 0 | 0 | 0 | 100000 | 100000 | 100000 | 0 | 0 | 0 | 0 | 0 | OPEN | node_1353277_543_15288399_459 | ABCN | 8104101
cap_220369381 |  | 0 |  |  |  |  | CLOSED | CLOSED | CLOSED | MANUAL | BANK | 0 | 0 | 0 | 0 | 50000 | 50000 | 50000 | 0 | 0 | 0 | 0 | 0 | OPEN | node_1357505_329_15291436_369 | ABCN | 8104101
cap_220369399 |  | 0 |  |  |  |  | CLOSED | CLOSED | CLOSED | MANUAL | BANK | 0 | 0 | 0 | 0 | 100000 | 100000 | 100000 | 0 | 0 | 0 | 0 | 0 | OPEN | node_1353140_321_15287424_187 | ABCN | 8104101

## EVChargingStation
Name | GroupId | ServiceCharge | ServiceDischarge | ChargeEfficiency | DischargeEfficiency | CommitmentStatus | ConstructionTime | CalendarLife | YearOfInstallation | DepthOfDischarge | ReactivePower | ReactivePowerA | ReactivePowerB | ReactivePowerC | ActivePower | ActivePowerA | ActivePowerB | ActivePowerC | Energy | MaxEnergy | PowerCharge | PowerDischarge | RampUpLimit | RampDownLimit | CapitalCost | FixedOperatingCost | VariableOperatingCost | MaxReactivePower | MaxActivePower | OutputSchedule | PlanningStatus | UnitType | UnitSubtype | ParentNode | Phases | Feeder | Comments
evchargingstation_load_220347826 |  | 0 | 0 | 0.92 | 0 | False | 0 | 0 | 0 | 0 | 0 | 0 | 0 | 0 | 0 | 0 | 0 | 0 | 0 | 0.04992767549350005 | 0 | 0 | 0 | 0 | 0 | 0 | 0.001 | 0.0035448500810495776 | 0.008321279248916675 | OPTIMIZED | INSTALLED |  |  | node_1347174_351_15286083_433 | AN | 8104101
evchargingstation_load_220347827 |  | 0 | 0 | 0.92 | 0 | False | 0 | 0 | 0 | 0 | 0 | 0 | 0 | 0 | 0 | 0 | 0 | 0 | 0 | 0.04496357046703015 | 0 | 0 | 0 | 0 | 0 | 0 | 0.001 | 0.0031924001487724954 | 0.007493928411171692 | OPTIMIZED | INSTALLED |  |  | node_1347226_981_15286391_625 | AN | 8104101
evchargingstation_load_220347828 |  | 0 | 0 | 0.92 | 0 | False | 0 | 0 | 0 | 0 | 0 | 0 | 0 | 0 | 0 | 0 | 0 | 0 | 0 | 0.05663592552927017 | 0 | 0 | 0 | 0 | 0 | 0 | 0.001 | 0.004021133857252967 | 0.009439320921545029 | OPTIMIZED | INSTALLED |  |  | node_1346955_93_15286721_927 | AN | 8104101
evchargingstation_load_220347829 |  | 0 | 0 | 0.92 | 0 | False | 0 | 0 | 0 | 0 | 0 | 0 | 0 | 0 | 0 | 0 | 0 | 0 | 0 | 0.0217530253432655 | 0 | 0 | 0 | 0 | 0 | 0 | 0.001 | 0.001544458390395596 | 0.003625504223877584 | OPTIMIZED | INSTALLED |  |  | node_1346711_934_15286614_576 | AN | 8104101
evchargingstation_load_220347839 |  | 0 | 0 | 0.92 | 0 | False | 0 | 0 | 0 | 0 | 0 | 0 | 0 | 0 | 0 | 0 | 0 | 0 | 0 | 0.05212310277793391 | 0 | 0 | 0 | 0 | 0 | 0 | 0.001 | 0.00370072485357687 | 0.008687183796322318 | OPTIMIZED | INSTALLED |  |  | node_1346789_447_15286325_865 | AN | 8104101
evchargingstation_load_220347840 |  | 0 | 0 | 0.92 | 0 | False | 0 | 0 | 0 | 0 | 0 | 0 | 0 | 0 | 0 | 0 | 0 | 0 | 0 | 0.056855468257713565 | 0 | 0 | 0 | 0 | 0 | 0 | 0.001 | 0.0040367213627390715 | 0.009475911376285595 | OPTIMIZED | INSTALLED |  |  | node_1346773_898_15286033_835 | AN | 8104101
evchargingstation_load_220348060 |  | 0 | 0 | 0.92 | 0 | False | 0 | 0 | 0 | 0 | 0 | 0 | 0 | 0 | 0 | 0 | 0 | 0 | 0 | 0.019368547376005393 | 0 | 0 | 0 | 0 | 0 | 0 | 0.001 | 0.0013751610476210154 | 0.0032280912293342324 | OPTIMIZED | INSTALLED |  |  | node_1358663_288_15291542_35 | AN | 8104101
evchargingstation_load_220348207 |  | 0 | 0 | 0.92 | 0 | False | 0 | 0 | 0 | 0 | 0 | 0 | 0 | 0 | 0 | 0 | 0 | 0 | 0 | 0.07749248473139185 | 0 | 0 | 0 | 0 | 0 | 0 | 0.001 | 0.00550194334926098 | 0.012915414121898642 | OPTIMIZED | INSTALLED |  |  | node_1349193_634_15285710_366 | AN | 8104101
evchargingstation_load_220348224 |  | 0 | 0 | 0.92 | 0 | False | 0 | 0 | 0 | 0 | 0 | 0 | 0 | 0 | 0 | 0 | 0 | 0 | 0 | 0.020338194426630346 | 0 | 0 | 0 | 0 | 0 | 0 | 0.001 | 0.0014440057341150068 | 0.003389699071105058 | OPTIMIZED | INSTALLED |  |  | node_1350572_051_15285113_788 | AN | 8104101
evchargingstation_load_220348225 |  | 0 | 0 | 0.92 | 0 | False | 0 | 0 | 0 | 0 | 0 | 0 | 0 | 0 | 0 | 0 | 0 | 0 | 0 | 0.06166101464697435 | 0 | 0 | 0 | 0 | 0 | 0 | 0.001 | 0.004377913660007682 | 0.010276835774495724 | OPTIMIZED | INSTALLED |  |  | node_1351190_322_15285200_078 | AN | 8104101
evchargingstation_load_220348226 |  | 0 | 0 | 0.92 | 0 | False | 0 | 0 | 0 | 0 | 0 | 0 | 0 | 0 | 0 | 0 | 0 | 0 | 0 | 0.07942568042351833 | 0 | 0 | 0 | 0 | 0 | 0 | 0.001 | 0.005639199763434576 | 0.013237613403919723 | OPTIMIZED | INSTALLED |  |  | node_1351533_842_15285310_393 | AN | 8104101
evchargingstation_load_220348250 |  | 0 | 0 | 0.92 | 0 | False | 0 | 0 | 0 | 0 | 0 | 0 | 0 | 0 | 0 | 0 | 0 | 0 | 0 | 0.05077535436165645 | 0 | 0 | 0 | 0 | 0 | 0 | 0.001 | 0.0036050350265883022 | 0.008462559060276076 | OPTIMIZED | INSTALLED |  |  | node_1352098_135_15285411_344 | AN | 8104101
evchargingstation_load_220348251 |  | 0 | 0 | 0.92 | 0 | False | 0 | 0 | 0 | 0 | 0 | 0 | 0 | 0 | 0 | 0 | 0 | 0 | 0 | 0.03960306884753748 | 0 | 0 | 0 | 0 | 0 | 0 | 0.001 | 0.002811806058390796 | 0.00660051147458958 | OPTIMIZED | INSTALLED |  |  | node_1352174_193_15285196_288 | AN | 8104101
evchargingstation_load_220348252 |  | 0 | 0 | 0.92 | 0 | False | 0 | 0 | 0 | 0 | 0 | 0 | 0 | 0 | 0 | 0 | 0 | 0 | 0 | 0.0846276234058019 | 0 | 0 | 0 | 0 | 0 | 0 | 0.001 | 0.006008536077640925 | 0.014104603900966984 | OPTIMIZED | INSTALLED |  |  | node_1352206_579_15284732_938 | AN | 8104101
evchargingstation_load_220348253 |  | 0 | 0 | 0.92 | 0 | False | 0 | 0 | 0 | 0 | 0 | 0 | 0 | 0 | 0 | 0 | 0 | 0 | 0 | 0.05691035393982441 | 0 | 0 | 0 | 0 | 0 | 0 | 0.001 | 0.004040618274402317 | 0.009485058989970735 | OPTIMIZED | INSTALLED |  |  | node_1352309_934_15284123_538 | AN | 8104101
evchargingstation_load_220348254 |  | 0 | 0 | 0.92 | 0 | False | 0 | 0 | 0 | 0 | 0 | 0 | 0 | 0 | 0 | 0 | 0 | 0 | 0 | 0.05434292369886148 | 0 | 0 | 0 | 0 | 0 | 0 | 0.001 | 0.003858331461361714 | 0.009057153949810246 | OPTIMIZED | INSTALLED |  |  | node_1351360_526_15286311_412 | AN | 8104101
evchargingstation_load_220348255 |  | 0 | 0 | 0.92 | 0 | False | 0 | 0 | 0 | 0 | 0 | 0 | 0 | 0 | 0 | 0 | 0 | 0 | 0 | 0.05906919076951771 | 0 | 0 | 0 | 0 | 0 | 0 | 0.001 | 0.004193895011709528 | 0.009844865128252951 | OPTIMIZED | INSTALLED |  |  | node_1351564_078_15286019_559 | AN | 8104101
evchargingstation_load_220348280 |  | 0 | 0 | 0.92 | 0 | False | 0 | 0 | 0 | 0 | 0 | 0 | 0 | 0 | 0 | 0 | 0 | 0 | 0 | 0.035315887233768016 | 0 | 0 | 0 | 0 | 0 | 0 | 0.001 | 0.0025074175190151924 | 0.005885981205628003 | OPTIMIZED | INSTALLED |  |  | node_1351576_747_15284902_736 | AN | 8104101
evchargingstation_load_220348282 |  | 0 | 0 | 0.92 | 0 | False | 0 | 0 | 0 | 0 | 0 | 0 | 0 | 0 | 0 | 0 | 0 | 0 | 0 | 0.04490258637579588 | 0 | 0 | 0 | 0 | 0 | 0 | 0.001 | 0.0031880702782948623 | 0.00748376439596598 | OPTIMIZED | INSTALLED |  |  | node_1351877_952_15284616_999 | AN | 8104101
evchargingstation_load_220348329 |  | 0 | 0 | 0.92 | 0 | False | 0 | 0 | 0 | 0 | 0 | 0 | 0 | 0 | 0 | 0 | 0 | 0 | 0 | 0.09014668366250368 | 0 | 0 | 0 | 0 | 0 | 0 | 0.001 | 0.006400387803031096 | 0.015024447277083948 | OPTIMIZED | INSTALLED |  |  | node_1351866_124_15285144_284 | AN | 8104101
evchargingstation_load_220348330 |  | 0 | 0 | 0.92 | 0 | False | 0 | 0 | 0 | 0 | 0 | 0 | 0 | 0 | 0 | 0 | 0 | 0 | 0 | 0.030156633115348448 | 0 | 0 | 0 | 0 | 0 | 0 | 0.001 | 0.002141111916509557 | 0.005026105519224742 | OPTIMIZED | INSTALLED |  |  | node_1351938_45_15284259_09 | AN | 8104101
evchargingstation_load_220348331 |  | 0 | 0 | 0.92 | 0 | False | 0 | 0 | 0 | 0 | 0 | 0 | 0 | 0 | 0 | 0 | 0 | 0 | 0 | 0.06172199873820862 | 0 | 0 | 0 | 0 | 0 | 0 | 0.001 | 0.0043822435304853155 | 0.010286999789701436 | OPTIMIZED | INSTALLED |  |  | node_1349100_274_15284813_112 | AN | 8104101
evchargingstation_load_220348333 |  | 0 | 0 | 0.92 | 0 | False | 0 | 0 | 0 | 0 | 0 | 0 | 0 | 0 | 0 | 0 | 0 | 0 | 0 | 0.04083494749046981 | 0 | 0 | 0 | 0 | 0 | 0 | 0.001 | 0.002899269103238485 | 0.0068058245817449676 | OPTIMIZED | INSTALLED |  |  | node_1350053_681_15285255_645 | AN | 8104101
evchargingstation_load_220348334 |  | 0 | 0 | 0.92 | 0 | False | 0 | 0 | 0 | 0 | 0 | 0 | 0 | 0 | 0 | 0 | 0 | 0 | 0 | 0.04302427636578024 | 0 | 0 | 0 | 0 | 0 | 0 | 0.001 | 0.0030547107757845126 | 0.0071707127276300405 | OPTIMIZED | INSTALLED |  |  | node_1349571_048_15285241_939 | AN | 8104101
evchargingstation_load_220348426 |  | 0 | 0 | 0.92 | 0 | False | 0 | 0 | 0 | 0 | 0 | 0 | 0 | 0 | 0 | 0 | 0 | 0 | 0 | 0.024558293540042103 | 0 | 0 | 0 | 0 | 0 | 0 | 0.001 | 0.0017436315853654675 | 0.0040930489233403505 | OPTIMIZED | INSTALLED |  |  | node_1360607_077_15292560_073 | AN | 8104101
evchargingstation_load_220348427 |  | 0 | 0 | 0.92 | 0 | False | 0 | 0 | 0 | 0 | 0 | 0 | 0 | 0 | 0 | 0 | 0 | 0 | 0 | 0.0011586977334512043 | 0 | 0 | 0 | 0 | 0 | 0 | 0.001 | 8.226725674127978E-05 | 0.00019311628890853404 | OPTIMIZED | INSTALLED |  |  | node_1360740_645_15292593_56 | AN | 8104101
evchargingstation_load_220348428 |  | 0 | 0 | 0.92 | 0 | False | 0 | 0 | 0 | 0 | 0 | 0 | 0 | 0 | 0 | 0 | 0 | 0 | 0 | 0.005427584119850378 | 0 | 0 | 0 | 0 | 0 | 0 | 0.001 | 0.0003853569196737204 | 0.0009045973533083964 | OPTIMIZED | INSTALLED |  |  | node_1360528_369_15292349_408 | AN | 8104101
evchargingstation_load_220348449 |  | 0 | 0 | 0.92 | 0 | False | 0 | 0 | 0 | 0 | 0 | 0 | 0 | 0 | 0 | 0 | 0 | 0 | 0 | 0.026674441505871407 | 0 | 0 | 0 | 0 | 0 | 0 | 0.001 | 0.0018938774698050857 | 0.004445740250978568 | OPTIMIZED | INSTALLED |  |  | node_1348832_442_15285579_993 | AN | 8104101
evchargingstation_load_220348450 |  | 0 | 0 | 0.92 | 0 | False | 0 | 0 | 0 | 0 | 0 | 0 | 0 | 0 | 0 | 0 | 0 | 0 | 0 | 0.06944258468846769 | 0 | 0 | 0 | 0 | 0 | 0 | 0.001 | 0.004930402846050288 | 0.011573764114744615 | OPTIMIZED | INSTALLED |  |  | node_1348676_063_15285296_099 | AN | 8104101
evchargingstation_load_220348479 |  | 0 | 0 | 0.92 | 0 | False | 0 | 0 | 0 | 0 | 0 | 0 | 0 | 0 | 0 | 0 | 0 | 0 | 0 | 0.03542565859798971 | 0 | 0 | 0 | 0 | 0 | 0 | 0.001 | 0.0025152112011748062 | 0.005904276432998286 | OPTIMIZED | INSTALLED |  |  | node_1348613_459_15285584_964 | AN | 8104101
evchargingstation_load_220348480 |  | 0 | 0 | 0.92 | 0 | False | 0 | 0 | 0 | 0 | 0 | 0 | 0 | 0 | 0 | 0 | 0 | 0 | 0 | 0.05364160664966733 | 0 | 0 | 0 | 0 | 0 | 0 | 0.001 | 0.0038085380920358067 | 0.008940267774944555 | OPTIMIZED | INSTALLED |  |  | node_1348411_086_15285446_482 | AN | 8104101
evchargingstation_load_220348601 |  | 0 | 0 | 0.92 | 0 | False | 0 | 0 | 0 | 0 | 0 | 0 | 0 | 0 | 0 | 0 | 0 | 0 | 0 | 0.030351782207298124 | 0 | 0 | 0 | 0 | 0 | 0 | 0.001 | 0.002154967445571233 | 0.005058630367883021 | OPTIMIZED | INSTALLED |  |  | node_1345385_521_15284704_181 | AN | 8104101
evchargingstation_load_220348602 |  | 0 | 0 | 0.92 | 0 | False | 0 | 0 | 0 | 0 | 0 | 0 | 0 | 0 | 0 | 0 | 0 | 0 | 0 | 0.040139728850399084 | 0 | 0 | 0 | 0 | 0 | 0 | 0.001 | 0.0028499088338938437 | 0.006689954808399848 | OPTIMIZED | INSTALLED |  |  | node_1345252_356_15285035_176 | AN | 8104101
evchargingstation_load_220348627 |  | 0 | 0 | 0.92 | 0 | False | 0 | 0 | 0 | 0 | 0 | 0 | 0 | 0 | 0 | 0 | 0 | 0 | 0 | 0.04123744249261602 | 0 | 0 | 0 | 0 | 0 | 0 | 0.001 | 0.0029278462201574903 | 0.006872907082102669 | OPTIMIZED | INSTALLED |  |  | node_1345119_252_15285327_732 | AN | 8104101
evchargingstation_load_220348628 |  | 0 | 0 | 0.92 | 0 | False | 0 | 0 | 0 | 0 | 0 | 0 | 0 | 0 | 0 | 0 | 0 | 0 | 0 | 0.009403746868325036 | 0 | 0 | 0 | 0 | 0 | 0 | 0.001 | 0.0006676632890136472 | 0.0015672911447208394 | OPTIMIZED | INSTALLED |  |  | node_1344858_16_15284394_486 | AN | 8104101
evchargingstation_load_220348629 |  | 0 | 0 | 0.92 | 0 | False | 0 | 0 | 0 | 0 | 0 | 0 | 0 | 0 | 0 | 0 | 0 | 0 | 0 | 0.01853916373521927 | 0 | 0 | 0 | 0 | 0 | 0 | 0.001 | 0.0013162751196923316 | 0.0030898606225365447 | OPTIMIZED | INSTALLED |  |  | node_1344968_998_15284841_376 | AN | 8104101
evchargingstation_load_220348630 |  | 0 | 0 | 0.92 | 0 | False | 0 | 0 | 0 | 0 | 0 | 0 | 0 | 0 | 0 | 0 | 0 | 0 | 0 | 0.02866862128923216 | 0 | 0 | 0 | 0 | 0 | 0 | 0.001 | 0.0020354636132894365 | 0.00477810354820536 | OPTIMIZED | INSTALLED |  |  | node_1345195_365_15284462_954 | AN | 8104101
evchargingstation_load_220348631 |  | 0 | 0 | 0.92 | 0 | False | 0 | 0 | 0 | 0 | 0 | 0 | 0 | 0 | 0 | 0 | 0 | 0 | 0 | 0.050482630723731936 | 0 | 0 | 0 | 0 | 0 | 0 | 0.001 | 0.0035842517329957883 | 0.008413771787288657 | OPTIMIZED | INSTALLED |  |  | node_1348935_409_15285186_856 | AN | 8104101
evchargingstation_load_220348632 |  | 0 | 0 | 0.92 | 0 | False | 0 | 0 | 0 | 0 | 0 | 0 | 0 | 0 | 0 | 0 | 0 | 0 | 0 | 0.08818299592476006 | 0 | 0 | 0 | 0 | 0 | 0 | 0.001 | 0.006260966453618683 | 0.014697165987460011 | OPTIMIZED | INSTALLED |  |  | node_1348524_611_15284972_44 | AN | 8104101
evchargingstation_load_220348646 |  | 0 | 0 | 0.92 | 0 | False | 0 | 0 | 0 | 0 | 0 | 0 | 0 | 0 | 0 | 0 | 0 | 0 | 0 | 0.0706256760584126 | 0 | 0 | 0 | 0 | 0 | 0 | 0.001 | 0.005014401938049119 | 0.011770946009735436 | OPTIMIZED | INSTALLED |  |  | node_1347588_362_15284332_511 | AN | 8104101
evchargingstation_load_220348647 |  | 0 | 0 | 0.92 | 0 | False | 0 | 0 | 0 | 0 | 0 | 0 | 0 | 0 | 0 | 0 | 0 | 0 | 0 | 0.05881305758633376 | 0 | 0 | 0 | 0 | 0 | 0 | 0.001 | 0.004175709612170219 | 0.00980217626438896 | OPTIMIZED | INSTALLED |  |  | node_1348098_352_15285298_415 | AN | 8104101
evchargingstation_load_220348648 |  | 0 | 0 | 0.92 | 0 | False | 0 | 0 | 0 | 0 | 0 | 0 | 0 | 0 | 0 | 0 | 0 | 0 | 0 | 0.05764216303463569 | 0 | 0 | 0 | 0 | 0 | 0 | 0.001 | 0.004092576437800163 | 0.009607027172439282 | OPTIMIZED | INSTALLED |  |  | node_1348100_053_15284748_071 | AN | 8104101
evchargingstation_load_220348657 |  | 0 | 0 | 0.92 | 0 | False | 0 | 0 | 0 | 0 | 0 | 0 | 0 | 0 | 0 | 0 | 0 | 0 | 0 | 0.03727347656238822 | 0 | 0 | 0 | 0 | 0 | 0 | 0.001 | 0.0026464057684463392 | 0.006212246093731369 | OPTIMIZED | INSTALLED |  |  | node_1355149_907_15290417_556 | AN | 8104101
evchargingstation_load_220348695 |  | 0 | 0 | 0.92 | 0 | False | 0 | 0 | 0 | 0 | 0 | 0 | 0 | 0 | 0 | 0 | 0 | 0 | 0 | 0.058776467131593194 | 0 | 0 | 0 | 0 | 0 | 0 | 0.001 | 0.004173111718117013 | 0.009796077855265532 | OPTIMIZED | INSTALLED |  |  | node_1347682_265_15284765_859 | AN | 8104101
evchargingstation_load_220349335 |  | 0 | 0 | 0.92 | 0 | False | 0 | 0 | 0 | 0 | 0 | 0 | 0 | 0 | 0 | 0 | 0 | 0 | 0 | 0.0794378772417652 | 0 | 0 | 0 | 0 | 0 | 0 | 0.001 | 0.005640065681063351 | 0.013239646206960866 | OPTIMIZED | INSTALLED |  |  | node_1352610_691_15286757_428 | AN | 8104101
evchargingstation_load_220349336 |  | 0 | 0 | 0.92 | 0 | False | 0 | 0 | 0 | 0 | 0 | 0 | 0 | 0 | 0 | 0 | 0 | 0 | 0 | 0.04568928115271802 | 0 | 0 | 0 | 0 | 0 | 0 | 0.001 | 0.003243925353355954 | 0.007614880192119669 | OPTIMIZED | INSTALLED |  |  | node_1352630_468_15286358_894 | AN | 8104101
evchargingstation_load_220349343 |  | 0 | 0 | 0.92 | 0 | False | 0 | 0 | 0 | 0 | 0 | 0 | 0 | 0 | 0 | 0 | 0 | 0 | 0 | 0.0396091672566609 | 0 | 0 | 0 | 0 | 0 | 0 | 0.001 | 0.0028122391583720622 | 0.006601527876110151 | OPTIMIZED | INSTALLED |  |  | node_1352379_267_15286532_692 | AN | 8104101
evchargingstation_load_220349364 |  | 0 | 0 | 0.92 | 0 | False | 0 | 0 | 0 | 0 | 0 | 0 | 0 | 0 | 0 | 0 | 0 | 0 | 0 | 0.060087625093130086 | 0 | 0 | 0 | 0 | 0 | 0 | 0.001 | 0.004266203509885499 | 0.010014604182188348 | OPTIMIZED | INSTALLED |  |  | node_1350933_633_15286590_026 | AN | 8104101
evchargingstation_load_220349365 |  | 0 | 0 | 0.92 | 0 | False | 0 | 0 | 0 | 0 | 0 | 0 | 0 | 0 | 0 | 0 | 0 | 0 | 0 | 0.04863481275933344 | 0 | 0 | 0 | 0 | 0 | 0 | 0.001 | 0.003453057306891133 | 0.008105802126555574 | OPTIMIZED | INSTALLED |  |  | node_1351191_832_15286166_648 | AN | 8104101
evchargingstation_load_220349368 |  | 0 | 0 | 0.92 | 0 | False | 0 | 0 | 0 | 0 | 0 | 0 | 0 | 0 | 0 | 0 | 0 | 0 | 0 | 0.04455497705576052 | 0 | 0 | 0 | 0 | 0 | 0 | 0.001 | 0.0031633900730391024 | 0.007425829509293419 | OPTIMIZED | INSTALLED |  |  | node_1350755_97_15285766_877 | AN | 8104101
evchargingstation_load_220349369 |  | 0 | 0 | 0.92 | 0 | False | 0 | 0 | 0 | 0 | 0 | 0 | 0 | 0 | 0 | 0 | 0 | 0 | 0 | 0.03350465972411009 | 0 | 0 | 0 | 0 | 0 | 0 | 0.001 | 0.0023788208457968638 | 0.005584109954018348 | OPTIMIZED | INSTALLED |  |  | node_1350682_055_15285439_042 | AN | 8104101
evchargingstation_load_220349372 |  | 0 | 0 | 0.92 | 0 | False | 0 | 0 | 0 | 0 | 0 | 0 | 0 | 0 | 0 | 0 | 0 | 0 | 0 | 0.0480249718469907 | 0 | 0 | 0 | 0 | 0 | 0 | 0.001 | 0.003409758743281676 | 0.00800416197449845 | OPTIMIZED | INSTALLED |  |  | node_1350448_505_15285568_919 | AN | 8104101
evchargingstation_load_220349384 |  | 0 | 0 | 0.92 | 0 | False | 0 | 0 | 0 | 0 | 0 | 0 | 0 | 0 | 0 | 0 | 0 | 0 | 0 | 0.006177688442031947 | 0 | 0 | 0 | 0 | 0 | 0 | 0.001 | 0.00043861410068160724 | 0.0010296147403386579 | OPTIMIZED | INSTALLED |  |  | node_1350113_431_15286129_102 | AN | 8104101
evchargingstation_load_220349385 |  | 0 | 0 | 0.92 | 0 | False | 0 | 0 | 0 | 0 | 0 | 0 | 0 | 0 | 0 | 0 | 0 | 0 | 0 | 0.045079440240375274 | 0 | 0 | 0 | 0 | 0 | 0 | 0.001 | 0.003200626789746497 | 0.007513240040062546 | OPTIMIZED | INSTALLED |  |  | node_1350124_347_15285891_141 | AN | 8104101
evchargingstation_load_220349386 |  | 0 | 0 | 0.92 | 0 | False | 0 | 0 | 0 | 0 | 0 | 0 | 0 | 0 | 0 | 0 | 0 | 0 | 0 | 0.07480308630796037 | 0 | 0 | 0 | 0 | 0 | 0 | 0.001 | 0.005310996936431988 | 0.012467181051326728 | OPTIMIZED | INSTALLED |  |  | node_1350145_713_15285414_2 | AN | 8104101
evchargingstation_load_220349387 |  | 0 | 0 | 0.92 | 0 | False | 0 | 0 | 0 | 0 | 0 | 0 | 0 | 0 | 0 | 0 | 0 | 0 | 0 | 0.03705393383394483 | 0 | 0 | 0 | 0 | 0 | 0 | 0.001 | 0.0026308182629602344 | 0.006175655638990804 | OPTIMIZED | INSTALLED |  |  | node_1347508_104_15286442_27 | AN | 8104101
evchargingstation_load_220349388 |  | 0 | 0 | 0.92 | 0 | False | 0 | 0 | 0 | 0 | 0 | 0 | 0 | 0 | 0 | 0 | 0 | 0 | 0 | 0.031284838803182516 | 0 | 0 | 0 | 0 | 0 | 0 | 0.001 | 0.00222121423801202 | 0.005214139800530419 | OPTIMIZED | INSTALLED |  |  | node_1347525_457_15286662_052 | AN | 8104101
evchargingstation_load_220349583 |  | 0 | 0 | 0.92 | 0 | False | 0 | 0 | 0 | 0 | 0 | 0 | 0 | 0 | 0 | 0 | 0 | 0 | 0 | 0.10034932212599772 | 0 | 0 | 0 | 0 | 0 | 0 | 0.001 | 0.0071247720847346105 | 0.01672488702099962 | OPTIMIZED | INSTALLED |  |  | node_1359926_003_15291954_895 | AN | 8104101
evchargingstation_load_220349584 |  | 0 | 0 | 0.92 | 0 | False | 0 | 0 | 0 | 0 | 0 | 0 | 0 | 0 | 0 | 0 | 0 | 0 | 0 | 0.1084053205780453 | 0 | 0 | 0 | 0 | 0 | 0 | 0.001 | 0.00769674554675969 | 0.018067553429674216 | OPTIMIZED | INSTALLED |  |  | node_1359633_892_15291717_309 | AN | 8104101
evchargingstation_load_220349585 |  | 0 | 0 | 0.92 | 0 | False | 0 | 0 | 0 | 0 | 0 | 0 | 0 | 0 | 0 | 0 | 0 | 0 | 0 | 0.08942707138593926 | 0 | 0 | 0 | 0 | 0 | 0 | 0.001 | 0.006349295416095148 | 0.014904511897656543 | OPTIMIZED | INSTALLED |  |  | node_1359419_846_15291594_026 | AN | 8104101
evchargingstation_load_220349586 |  | 0 | 0 | 0.92 | 0 | False | 0 | 0 | 0 | 0 | 0 | 0 | 0 | 0 | 0 | 0 | 0 | 0 | 0 | 0.016331539632538552 | 0 | 0 | 0 | 0 | 0 | 0 | 0.001 | 0.0011595344295362634 | 0.0027219232720897585 | OPTIMIZED | INSTALLED |  |  | node_1359206_048_15291470_048 | AN | 8104101
evchargingstation_load_220349587 |  | 0 | 0 | 0.92 | 0 | False | 0 | 0 | 0 | 0 | 0 | 0 | 0 | 0 | 0 | 0 | 0 | 0 | 0 | 0.028638129243615026 | 0 | 0 | 0 | 0 | 0 | 0 | 0.001 | 0.00203329867805062 | 0.004773021540602504 | OPTIMIZED | INSTALLED |  |  | node_1359088_862_15291475_631 | AN | 8104101
evchargingstation_load_220349602 |  | 0 | 0 | 0.92 | 0 | False | 0 | 0 | 0 | 0 | 0 | 0 | 0 | 0 | 0 | 0 | 0 | 0 | 0 | 0.052019429822835646 | 0 | 0 | 0 | 0 | 0 | 0 | 0.001 | 0.0036933639890647666 | 0.008669904970472608 | OPTIMIZED | INSTALLED |  |  | node_1355863_37_15290395_897 | AN | 8104101
evchargingstation_load_220349603 |  | 0 | 0 | 0.92 | 0 | False | 0 | 0 | 0 | 0 | 0 | 0 | 0 | 0 | 0 | 0 | 0 | 0 | 0 | 0.05295248641872004 | 0 | 0 | 0 | 0 | 0 | 0 | 0.001 | 0.0037596107815055534 | 0.008825414403120006 | OPTIMIZED | INSTALLED |  |  | node_1355669_885_15290341_024 | AN | 8104101
evchargingstation_load_220349607 |  | 0 | 0 | 0.92 | 0 | False | 0 | 0 | 0 | 0 | 0 | 0 | 0 | 0 | 0 | 0 | 0 | 0 | 0 | 0.0025887746728949276 | 0 | 0 | 0 | 0 | 0 | 0 | 0.001 | 0.0001838022394743994 | 0.00043146244548248794 | OPTIMIZED | INSTALLED |  |  | node_1354641_883_15289735_76 | AN | 8104101
evchargingstation_load_220349608 |  | 0 | 0 | 0.92 | 0 | False | 0 | 0 | 0 | 0 | 0 | 0 | 0 | 0 | 0 | 0 | 0 | 0 | 0 | 0.0025887746728949276 | 0 | 0 | 0 | 0 | 0 | 0 | 0.001 | 0.0001838022394743994 | 0.00043146244548248794 | OPTIMIZED | INSTALLED |  |  | node_1354656_531_15289717_95 | AN | 8104101
evchargingstation_load_220349611 |  | 0 | 0 | 0.92 | 0 | False | 0 | 0 | 0 | 0 | 0 | 0 | 0 | 0 | 0 | 0 | 0 | 0 | 0 | 0.0029617940309445696 | 0 | 0 | 0 | 0 | 0 | 0 | 0.001 | 0.00021028655742917287 | 0.0004936323384907616 | OPTIMIZED | INSTALLED |  |  | node_1354178_799_15287801_741 | BN | 8104101
evchargingstation_load_220349612 |  | 0 | 0 | 0.92 | 0 | False | 0 | 0 | 0 | 0 | 0 | 0 | 0 | 0 | 0 | 0 | 0 | 0 | 0 | 0.0029617940309445696 | 0 | 0 | 0 | 0 | 0 | 0 | 0.001 | 0.00021028655742917287 | 0.0004936323384907616 | OPTIMIZED | INSTALLED |  |  | node_1354215_338_15287821_652 | CN | 8104101
evchargingstation_load_220349623 |  | 0 | 0 | 0.92 | 0 | False | 0 | 0 | 0 | 0 | 0 | 0 | 0 | 0 | 0 | 0 | 0 | 0 | 0 | 0.022930018304086988 | 0 | 0 | 0 | 0 | 0 | 0 | 0.001 | 0.0016280245235800392 | 0.0038216697173478315 | OPTIMIZED | INSTALLED |  |  | node_1353000_796_15287451_88 | AN | 8104101
evchargingstation_load_220349628 |  | 0 | 0 | 0.92 | 0 | False | 0 | 0 | 0 | 0 | 0 | 0 | 0 | 0 | 0 | 0 | 0 | 0 | 0 | 0.023997239900686782 | 0 | 0 | 0 | 0 | 0 | 0 | 0.001 | 0.0017037968334379908 | 0.003999539983447797 | OPTIMIZED | INSTALLED |  |  | node_1352389_19_15287148_861 | AN | 8104101
evchargingstation_load_220349629 |  | 0 | 0 | 0.92 | 0 | False | 0 | 0 | 0 | 0 | 0 | 0 | 0 | 0 | 0 | 0 | 0 | 0 | 0 | 0.08884162411009024 | 0 | 0 | 0 | 0 | 0 | 0 | 0.001 | 0.0063077288289101205 | 0.014806937351681706 | OPTIMIZED | INSTALLED |  |  | node_1352084_851_15287045_665 | AN | 8104101
evchargingstation_load_220349630 |  | 0 | 0 | 0.92 | 0 | False | 0 | 0 | 0 | 0 | 0 | 0 | 0 | 0 | 0 | 0 | 0 | 0 | 0 | 0.002256411375668135 | 0 | 0 | 0 | 0 | 0 | 0 | 0.001 | 0.00016020450183804828 | 0.0003760685626113558 | OPTIMIZED | INSTALLED |  |  | node_1351874_699_15286841_609 | AN | 8104101
evchargingstation_load_220349632 |  | 0 | 0 | 0.92 | 0 | False | 0 | 0 | 0 | 0 | 0 | 0 | 0 | 0 | 0 | 0 | 0 | 0 | 0 | 0.05201333141371221 | 0 | 0 | 0 | 0 | 0 | 0 | 0.001 | 0.0036929310302503786 | 0.008668888568952036 | OPTIMIZED | INSTALLED |  |  | node_1351269_475_15286785_979 | AN | 8104101
evchargingstation_load_220349635 |  | 0 | 0 | 0.92 | 0 | False | 0 | 0 | 0 | 0 | 0 | 0 | 0 | 0 | 0 | 0 | 0 | 0 | 0 | 0.011666256653116599 | 0 | 0 | 0 | 0 | 0 | 0 | 0.001 | 0.0008283007496660832 | 0.0019443761088527665 | OPTIMIZED | INSTALLED |  |  | node_1349986_716_15286244_294 | AN | 8104101
evchargingstation_load_220349636 |  | 0 | 0 | 0.92 | 0 | False | 0 | 0 | 0 | 0 | 0 | 0 | 0 | 0 | 0 | 0 | 0 | 0 | 0 | 0.026826901733957093 | 0 | 0 | 0 | 0 | 0 | 0 | 0.001 | 0.0019047020048322913 | 0.004471150288992849 | OPTIMIZED | INSTALLED |  |  | node_1349803_934_15286169_688 | AN | 8104101
evchargingstation_load_220349638 |  | 0 | 0 | 0.92 | 0 | False | 0 | 0 | 0 | 0 | 0 | 0 | 0 | 0 | 0 | 0 | 0 | 0 | 0 | 0.010971038013045876 | 0 | 0 | 0 | 0 | 0 | 0 | 0.001 | 0.000778940480321442 | 0.001828506335507646 | OPTIMIZED | INSTALLED |  |  | node_1349047_911_15285923_74 | AN | 8104101
evchargingstation_load_220349640 |  | 0 | 0 | 0.92 | 0 | False | 0 | 0 | 0 | 0 | 0 | 0 | 0 | 0 | 0 | 0 | 0 | 0 | 0 | 0.014136112348104692 | 0 | 0 | 0 | 0 | 0 | 0 | 0.001 | 0.0010036597981758486 | 0.0023560187246841153 | OPTIMIZED | INSTALLED |  |  | node_1347553_168_15285927_952 | AN | 8104101
evchargingstation_load_220349641 |  | 0 | 0 | 0.92 | 0 | False | 0 | 0 | 0 | 0 | 0 | 0 | 0 | 0 | 0 | 0 | 0 | 0 | 0 | 0.025918238774566414 | 0 | 0 | 0 | 0 | 0 | 0 | 0.001 | 0.001840187188815933 | 0.004319706462427735 | OPTIMIZED | INSTALLED |  |  | node_1347108_716_15285803_016 | AN | 8104101
evchargingstation_load_220349642 |  | 0 | 0 | 0.92 | 0 | False | 0 | 0 | 0 | 0 | 0 | 0 | 0 | 0 | 0 | 0 | 0 | 0 | 0 | 0.023771598763119968 | 0 | 0 | 0 | 0 | 0 | 0 | 0.001 | 0.0016877765103043762 | 0.003961933127186661 | OPTIMIZED | INSTALLED |  |  | node_1346673_4_15285503_778 | AN | 8104101
evchargingstation_load_220349643 |  | 0 | 0 | 0.92 | 0 | False | 0 | 0 | 0 | 0 | 0 | 0 | 0 | 0 | 0 | 0 | 0 | 0 | 0 | 0.0012969283402488917 | 0 | 0 | 0 | 0 | 0 | 0 | 0.001 | 9.208146042366217E-05 | 0.0002161547233748153 | OPTIMIZED | INSTALLED |  |  | node_1346585_799_15285338_111 | AN | 8104101
evchargingstation_load_220349644 |  | 0 | 0 | 0.92 | 0 | False | 0 | 0 | 0 | 0 | 0 | 0 | 0 | 0 | 0 | 0 | 0 | 0 | 0 | 0.0012969283402488917 | 0 | 0 | 0 | 0 | 0 | 0 | 0.001 | 9.208146042366217E-05 | 0.0002161547233748153 | OPTIMIZED | INSTALLED |  |  | node_1346563_917_15285294_012 | CN | 8104101
evchargingstation_load_220349645 |  | 0 | 0 | 0.92 | 0 | False | 0 | 0 | 0 | 0 | 0 | 0 | 0 | 0 | 0 | 0 | 0 | 0 | 0 | 0.0012969283402488917 | 0 | 0 | 0 | 0 | 0 | 0 | 0.001 | 9.208146042366217E-05 | 0.0002161547233748153 | OPTIMIZED | INSTALLED |  |  | node_1346577_01_15285314_15 | BN | 8104101
evchargingstation_load_220349649 |  | 0 | 0 | 0.92 | 0 | False | 0 | 0 | 0 | 0 | 0 | 0 | 0 | 0 | 0 | 0 | 0 | 0 | 0 | 0.034523094047722455 | 0 | 0 | 0 | 0 | 0 | 0 | 0.001 | 0.0024511293439728357 | 0.005753849007953743 | OPTIMIZED | INSTALLED |  |  | node_1345813_789_15284670_121 | AN | 8104101
evchargingstation_load_220461717 |  | 0 | 0 | 0.92 | 0 | False | 0 | 0 | 0 | 0 | 0 | 0 | 0 | 0 | 0 | 0 | 0 | 0 | 0 | 0.07860849360097907 | 0 | 0 | 0 | 0 | 0 | 0 | 0.001 | 0.00558117961196779 | 0.013101415600163178 | OPTIMIZED | INSTALLED |  |  | node_1348589_975_15284520_361 | AN | 8104101
evchargingstation_load_220486444 |  | 0 | 0 | 0.92 | 0 | False | 0 | 0 | 0 | 0 | 0 | 0 | 0 | 0 | 0 | 0 | 0 | 0 | 0 | 0.055343062795103565 | 0 | 0 | 0 | 0 | 0 | 0 | 0.001 | 0.003929340941927644 | 0.009223843799183928 | OPTIMIZED | INSTALLED |  |  | node_1349282_539_15285220_32 | AN | 8104101
evchargingstation_load_220494062 |  | 0 | 0 | 0.92 | 0 | False | 0 | 0 | 0 | 0 | 0 | 0 | 0 | 0 | 0 | 0 | 0 | 0 | 0 | 0.10202028622581683 | 0 | 0 | 0 | 0 | 0 | 0 | 0.001 | 0.007243409999387631 | 0.01700338103763614 | OPTIMIZED | INSTALLED |  |  | node_1349616_052_15285659_19 | AN | 8104101
evchargingstation_load_220536063 |  | 0 | 0 | 0.92 | 0 | False | 0 | 0 | 0 | 0 | 0 | 0 | 0 | 0 | 0 | 0 | 0 | 0 | 0 | 0.03593792496435761 | 0 | 0 | 0 | 0 | 0 | 0 | 0.001 | 0.0025515820002534246 | 0.005989654160726269 | OPTIMIZED | INSTALLED |  |  | node_1358282_929_15291040_869 | AN | 8104101
evchargingstation_load_220539804 |  | 0 | 0 | 0.92 | 0 | False | 0 | 0 | 0 | 0 | 0 | 0 | 0 | 0 | 0 | 0 | 0 | 0 | 0 | 0.005488568211084652 | 0 | 0 | 0 | 0 | 0 | 0 | 0.001 | 0.00038968664898447595 | 0.0009147613685141086 | OPTIMIZED | INSTALLED |  |  | node_1344425_045_15284605_219 | AN | 8104101
evchargingstation_load_220575898 |  | 0 | 0 | 0.92 | 0 | False | 0 | 0 | 0 | 0 | 0 | 0 | 0 | 0 | 0 | 0 | 0 | 0 | 0 | 0.0338400722258986 | 0 | 0 | 0 | 0 | 0 | 0 | 0.001 | 0.0024026351334238477 | 0.005640012037649766 | OPTIMIZED | INSTALLED |  |  | node_1353562_418_15287586_362 | AN | 8104101
evchargingstation_load_220602590 |  | 0 | 0 | 0.92 | 0 | False | 0 | 0 | 0 | 0 | 0 | 0 | 0 | 0 | 0 | 0 | 0 | 0 | 0 | 0.09434238913942172 | 0 | 0 | 0 | 0 | 0 | 0 | 0.001 | 0.00669828153669025 | 0.015723731523236955 | OPTIMIZED | INSTALLED |  |  | node_1360496_289_15292576_701 | AN | 8104101
evchargingstation_load_220603153 |  | 0 | 0 | 0.92 | 0 | False | 0 | 0 | 0 | 0 | 0 | 0 | 0 | 0 | 0 | 0 | 0 | 0 | 0 | 0.02114928284004619 | 0 | 0 | 0 | 0 | 0 | 0 | 0.001 | 0.001501592785600527 | 0.003524880473341032 | OPTIMIZED | INSTALLED |  |  | node_1354911_588_15290059_324 | AN | 8104101
evchargingstation_load_220604025 |  | 0 | 0 | 0.92 | 0 | False | 0 | 0 | 0 | 0 | 0 | 0 | 0 | 0 | 0 | 0 | 0 | 0 | 0 | 0.06968042264428137 | 0 | 0 | 0 | 0 | 0 | 0 | 0.001 | 0.004947289227979557 | 0.011613403774046894 | OPTIMIZED | INSTALLED |  |  | node_1350440_895_15286037_11 | AN | 8104101
evchargingstation_load_220616368 |  | 0 | 0 | 0.92 | 0 | False | 0 | 0 | 0 | 0 | 0 | 0 | 0 | 0 | 0 | 0 | 0 | 0 | 0 | 0.10073352190077366 | 0 | 0 | 0 | 0 | 0 | 0 | 0.001 | 0.007152050042876696 | 0.01678892031679561 | OPTIMIZED | INSTALLED |  |  | node_1350980_93_15285420_003 | AN | 8104101
evchargingstation_load_220648271 |  | 0 | 0 | 0.92 | 0 | False | 0 | 0 | 0 | 0 | 0 | 0 | 0 | 0 | 0 | 0 | 0 | 0 | 0 | 0.03248622540049771 | 0 | 0 | 0 | 0 | 0 | 0 | 0.001 | 0.0023065123476208923 | 0.005414370900082952 | OPTIMIZED | INSTALLED |  |  | node_1355371_802_15290239_983 | AN | 8104101
evchargingstation_load_220655707 |  | 0 | 0 | 0.92 | 0 | False | 0 | 0 | 0 | 0 | 0 | 0 | 0 | 0 | 0 | 0 | 0 | 0 | 0 | 0.01428247416706695 | 0 | 0 | 0 | 0 | 0 | 0 | 0.001 | 0.0010140513743886665 | 0.002380412361177825 | OPTIMIZED | INSTALLED |  |  | node_1345630_073_15284404_564 | AN | 8104101
evchargingstation_load_310011393 |  | 0 | 0 | 0.92 | 0 | False | 0 | 0 | 0 | 0 | 0 | 0 | 0 | 0 | 0 | 0 | 0 | 0 | 0 | 0.023674024217145134 | 0 | 0 | 0 | 0 | 0 | 0 | 0.001 | 0.0016808487457735382 | 0.003945670702857522 | OPTIMIZED | INSTALLED |  |  | node_1350695_664_15285107_48 | AN | 8104101
evchargingstation_load_310059115 |  | 0 | 0 | 0.92 | 0 | False | 0 | 0 | 0 | 0 | 0 | 0 | 0 | 0 | 0 | 0 | 0 | 0 | 0 | 0.014099521893364128 | 0 | 0 | 0 | 0 | 0 | 0 | 0.001 | 0.001001061904122644 | 0.002349920315560688 | OPTIMIZED | INSTALLED |  |  | node_1352506_072_15287019_229 | BN | 8104101

## Fuse
Name | GroupId | MeanReplacementTime | PhaseAStatus | PhaseBStatus | PhaseCStatus | RepairDistributionType | CurrentLimit | CurrentInAReal | CurrentInAImag | CurrentInA | CurrentInBReal | CurrentInBImag | CurrentInB | CurrentInCReal | CurrentInCImag | CurrentInC | CurrentOutAReal | CurrentOutAImag | CurrentOutA | CurrentOutBReal | CurrentOutBImag | CurrentOutB | CurrentOutCReal | CurrentOutCImag | CurrentOutC | ActivePowerInA | ReactivePowerInA | PowerInA | ActivePowerInB | ReactivePowerInB | PowerInB | ActivePowerInC | ReactivePowerInC | PowerInC | ActivePowerOutA | ReactivePowerOutA | PowerOutA | ActivePowerOutB | ReactivePowerOutB | PowerOutB | ActivePowerOutC | ReactivePowerOutC | PowerOutC | Status | From | To | Length | Phases | Feeder | Comments
fuse_220386259 |  | 0 | GOOD | GOOD | GOOD | NONE | 100 | 0 | 0 | 0+0j | 0 | 0 | 0+0j | 0 | 0 | 0+0j | 0 | 0 | 0+0j | 0 | 0 | 0+0j | 0 | 0 | 0+0j | 0 | 0 | 0+0j | 0 | 0 | 0+0j | 0 | 0 | 0+0j | 0 | 0 | 0+0j | 0 | 0 | 0+0j | 0 | 0 | 0+0j | OPEN | node_intto1_8104101_200861642 | node_8104101_200861642 | 0 | ABN | 8104101
fuse_220386265 |  | 0 | GOOD | GOOD | GOOD | NONE | 140 | 0 | 0 | 0+0j | 0 | 0 | 0+0j | 0 | 0 | 0+0j | 0 | 0 | 0+0j | 0 | 0 | 0+0j | 0 | 0 | 0+0j | 0 | 0 | 0+0j | 0 | 0 | 0+0j | 0 | 0 | 0+0j | 0 | 0 | 0+0j | 0 | 0 | 0+0j | 0 | 0 | 0+0j | OPEN | node_intto1_8104101_200861812 | node_8104101_200861812 | 0 | ABCN | 8104101
fuse_220386363 |  | 0 | GOOD | GOOD | GOOD | NONE | 100 | 0 | 0 | 0+0j | 0 | 0 | 0+0j | 0 | 0 | 0+0j | 0 | 0 | 0+0j | 0 | 0 | 0+0j | 0 | 0 | 0+0j | 0 | 0 | 0+0j | 0 | 0 | 0+0j | 0 | 0 | 0+0j | 0 | 0 | 0+0j | 0 | 0 | 0+0j | 0 | 0 | 0+0j | OPEN | node_intto1_8104101_200862412 | node_8104101_200862412 | 0 | AN | 8104101
fuse_220386371 |  | 0 | GOOD | GOOD | GOOD | NONE | 80 | 0 | 0 | 0+0j | 0 | 0 | 0+0j | 0 | 0 | 0+0j | 0 | 0 | 0+0j | 0 | 0 | 0+0j | 0 | 0 | 0+0j | 0 | 0 | 0+0j | 0 | 0 | 0+0j | 0 | 0 | 0+0j | 0 | 0 | 0+0j | 0 | 0 | 0+0j | 0 | 0 | 0+0j | OPEN | node_intto1_8104101_200862781 | node_8104101_200862781 | 0 | AN | 8104101
fuse_220386374 |  | 0 | GOOD | GOOD | GOOD | NONE | 100 | 0 | 0 | 0+0j | 0 | 0 | 0+0j | 0 | 0 | 0+0j | 0 | 0 | 0+0j | 0 | 0 | 0+0j | 0 | 0 | 0+0j | 0 | 0 | 0+0j | 0 | 0 | 0+0j | 0 | 0 | 0+0j | 0 | 0 | 0+0j | 0 | 0 | 0+0j | 0 | 0 | 0+0j | OPEN | node_intto1_8104101_200862239 | node_8104101_200862239 | 0 | AN | 8104101
fuse_220386380 |  | 0 | GOOD | GOOD | GOOD | NONE | 140 | 0 | 0 | 0+0j | 0 | 0 | 0+0j | 0 | 0 | 0+0j | 0 | 0 | 0+0j | 0 | 0 | 0+0j | 0 | 0 | 0+0j | 0 | 0 | 0+0j | 0 | 0 | 0+0j | 0 | 0 | 0+0j | 0 | 0 | 0+0j | 0 | 0 | 0+0j | 0 | 0 | 0+0j | OPEN | node_intto1_8104101_311894264 | node_8104101_311894264 | 0 | ABCN | 8104101
fuse_220386392 |  | 0 | GOOD | GOOD | GOOD | NONE | 100 | 0 | 0 | 0+0j | 0 | 0 | 0+0j | 0 | 0 | 0+0j | 0 | 0 | 0+0j | 0 | 0 | 0+0j | 0 | 0 | 0+0j | 0 | 0 | 0+0j | 0 | 0 | 0+0j | 0 | 0 | 0+0j | 0 | 0 | 0+0j | 0 | 0 | 0+0j | 0 | 0 | 0+0j | OPEN | node_intto1_8104101_200862761 | node_8104101_200862761 | 0 | ABN | 8104101
fuse_220386683 |  | 0 | GOOD | GOOD | GOOD | NONE | 100 | 0 | 0 | 0+0j | 0 | 0 | 0+0j | 0 | 0 | 0+0j | 0 | 0 | 0+0j | 0 | 0 | 0+0j | 0 | 0 | 0+0j | 0 | 0 | 0+0j | 0 | 0 | 0+0j | 0 | 0 | 0+0j | 0 | 0 | 0+0j | 0 | 0 | 0+0j | 0 | 0 | 0+0j | OPEN | node_intto1_8104101_200864797 | node_8104101_200864797 | 0 | AN | 8104101
fuse_220386691 |  | 0 | GOOD | GOOD | GOOD | NONE | 100 | 0 | 0 | 0+0j | 0 | 0 | 0+0j | 0 | 0 | 0+0j | 0 | 0 | 0+0j | 0 | 0 | 0+0j | 0 | 0 | 0+0j | 0 | 0 | 0+0j | 0 | 0 | 0+0j | 0 | 0 | 0+0j | 0 | 0 | 0+0j | 0 | 0 | 0+0j | 0 | 0 | 0+0j | OPEN | node_intto1_8104101_200864812 | node_8104101_200864812 | 0 | AN | 8104101
fuse_220386693 |  | 0 | GOOD | GOOD | GOOD | NONE | 100 | 0 | 0 | 0+0j | 0 | 0 | 0+0j | 0 | 0 | 0+0j | 0 | 0 | 0+0j | 0 | 0 | 0+0j | 0 | 0 | 0+0j | 0 | 0 | 0+0j | 0 | 0 | 0+0j | 0 | 0 | 0+0j | 0 | 0 | 0+0j | 0 | 0 | 0+0j | 0 | 0 | 0+0j | OPEN | node_intto1_8104101_200864768 | node_8104101_200864768 | 0 | AN | 8104101
fuse_220386694 |  | 0 | GOOD | GOOD | GOOD | NONE | 100 | 0 | 0 | 0+0j | 0 | 0 | 0+0j | 0 | 0 | 0+0j | 0 | 0 | 0+0j | 0 | 0 | 0+0j | 0 | 0 | 0+0j | 0 | 0 | 0+0j | 0 | 0 | 0+0j | 0 | 0 | 0+0j | 0 | 0 | 0+0j | 0 | 0 | 0+0j | 0 | 0 | 0+0j | OPEN | node_intto1_8104101_200864753 | node_8104101_200864753 | 0 | AN | 8104101
fuse_220386695 |  | 0 | GOOD | GOOD | GOOD | NONE | 100 | 0 | 0 | 0+0j | 0 | 0 | 0+0j | 0 | 0 | 0+0j | 0 | 0 | 0+0j | 0 | 0 | 0+0j | 0 | 0 | 0+0j | 0 | 0 | 0+0j | 0 | 0 | 0+0j | 0 | 0 | 0+0j | 0 | 0 | 0+0j | 0 | 0 | 0+0j | 0 | 0 | 0+0j | OPEN | node_intto1_8104101_200864742 | node_8104101_200864742 | 0 | AN | 8104101
fuse_220386699 |  | 0 | GOOD | GOOD | GOOD | NONE | 80 | 0 | 0 | 0+0j | 0 | 0 | 0+0j | 0 | 0 | 0+0j | 0 | 0 | 0+0j | 0 | 0 | 0+0j | 0 | 0 | 0+0j | 0 | 0 | 0+0j | 0 | 0 | 0+0j | 0 | 0 | 0+0j | 0 | 0 | 0+0j | 0 | 0 | 0+0j | 0 | 0 | 0+0j | OPEN | node_intto1_8104101_200864670 | node_8104101_200864670 | 0 | AN | 8104101
fuse_220386782 |  | 0 | GOOD | GOOD | GOOD | NONE | 80 | 0 | 0 | 0+0j | 0 | 0 | 0+0j | 0 | 0 | 0+0j | 0 | 0 | 0+0j | 0 | 0 | 0+0j | 0 | 0 | 0+0j | 0 | 0 | 0+0j | 0 | 0 | 0+0j | 0 | 0 | 0+0j | 0 | 0 | 0+0j | 0 | 0 | 0+0j | 0 | 0 | 0+0j | OPEN | node_intto1_8104101_200865246 | node_8104101_200865246 | 0 | ABN | 8104101
fuse_220386789 |  | 0 | GOOD | GOOD | GOOD | NONE | 10 | 0 | 0 | 0+0j | 0 | 0 | 0+0j | 0 | 0 | 0+0j | 0 | 0 | 0+0j | 0 | 0 | 0+0j | 0 | 0 | 0+0j | 0 | 0 | 0+0j | 0 | 0 | 0+0j | 0 | 0 | 0+0j | 0 | 0 | 0+0j | 0 | 0 | 0+0j | 0 | 0 | 0+0j | OPEN | node_intto1_8104101_200865072 | node_8104101_200865072 | 0 | ABCN | 8104101
fuse_220386794 |  | 0 | GOOD | GOOD | GOOD | NONE | 100 | 0 | 0 | 0+0j | 0 | 0 | 0+0j | 0 | 0 | 0+0j | 0 | 0 | 0+0j | 0 | 0 | 0+0j | 0 | 0 | 0+0j | 0 | 0 | 0+0j | 0 | 0 | 0+0j | 0 | 0 | 0+0j | 0 | 0 | 0+0j | 0 | 0 | 0+0j | 0 | 0 | 0+0j | OPEN | node_intto1_8104101_200865392 | node_8104101_200865392 | 0 | AN | 8104101
fuse_220386795 |  | 0 | GOOD | GOOD | GOOD | NONE | 300 | 0 | 0 | 0+0j | 0 | 0 | 0+0j | 0 | 0 | 0+0j | 0 | 0 | 0+0j | 0 | 0 | 0+0j | 0 | 0 | 0+0j | 0 | 0 | 0+0j | 0 | 0 | 0+0j | 0 | 0 | 0+0j | 0 | 0 | 0+0j | 0 | 0 | 0+0j | 0 | 0 | 0+0j | OPEN | node_intto1_8104101_200865386 | node_8104101_200865386 | 0 | ABCN | 8104101
fuse_220386796 |  | 0 | GOOD | GOOD | GOOD | NONE | 20 | 0 | 0 | 0+0j | 0 | 0 | 0+0j | 0 | 0 | 0+0j | 0 | 0 | 0+0j | 0 | 0 | 0+0j | 0 | 0 | 0+0j | 0 | 0 | 0+0j | 0 | 0 | 0+0j | 0 | 0 | 0+0j | 0 | 0 | 0+0j | 0 | 0 | 0+0j | 0 | 0 | 0+0j | OPEN | node_intto1_8104101_200860280 | node_8104101_200860280 | 0 | ABCN | 8104101
fuse_220386798 |  | 0 | GOOD | GOOD | GOOD | NONE | 140 | 0 | 0 | 0+0j | 0 | 0 | 0+0j | 0 | 0 | 0+0j | 0 | 0 | 0+0j | 0 | 0 | 0+0j | 0 | 0 | 0+0j | 0 | 0 | 0+0j | 0 | 0 | 0+0j | 0 | 0 | 0+0j | 0 | 0 | 0+0j | 0 | 0 | 0+0j | 0 | 0 | 0+0j | OPEN | node_intto1_8104101_200860164 | node_8104101_200860164 | 0 | AN | 8104101
fuse_220386800 |  | 0 | GOOD | GOOD | GOOD | NONE | 100 | 0 | 0 | 0+0j | 0 | 0 | 0+0j | 0 | 0 | 0+0j | 0 | 0 | 0+0j | 0 | 0 | 0+0j | 0 | 0 | 0+0j | 0 | 0 | 0+0j | 0 | 0 | 0+0j | 0 | 0 | 0+0j | 0 | 0 | 0+0j | 0 | 0 | 0+0j | 0 | 0 | 0+0j | OPEN | node_intto1_8104101_200863093 | node_8104101_200863093 | 0 | ABCN | 8104101
fuse_220386801 |  | 0 | GOOD | GOOD | GOOD | NONE | 140 | 0 | 0 | 0+0j | 0 | 0 | 0+0j | 0 | 0 | 0+0j | 0 | 0 | 0+0j | 0 | 0 | 0+0j | 0 | 0 | 0+0j | 0 | 0 | 0+0j | 0 | 0 | 0+0j | 0 | 0 | 0+0j | 0 | 0 | 0+0j | 0 | 0 | 0+0j | 0 | 0 | 0+0j | OPEN | node_intto1_8104101_200865311 | node_8104101_200865311 | 0 | ABCN | 8104101
fuse_220386802 |  | 0 | GOOD | GOOD | GOOD | NONE | 140 | 0 | 0 | 0+0j | 0 | 0 | 0+0j | 0 | 0 | 0+0j | 0 | 0 | 0+0j | 0 | 0 | 0+0j | 0 | 0 | 0+0j | 0 | 0 | 0+0j | 0 | 0 | 0+0j | 0 | 0 | 0+0j | 0 | 0 | 0+0j | 0 | 0 | 0+0j | 0 | 0 | 0+0j | OPEN | node_intto1_8104101_200865284 | node_8104101_200865284 | 0 | ABCN | 8104101
fuse_220386803 |  | 0 | GOOD | GOOD | GOOD | NONE | 140 | 0 | 0 | 0+0j | 0 | 0 | 0+0j | 0 | 0 | 0+0j | 0 | 0 | 0+0j | 0 | 0 | 0+0j | 0 | 0 | 0+0j | 0 | 0 | 0+0j | 0 | 0 | 0+0j | 0 | 0 | 0+0j | 0 | 0 | 0+0j | 0 | 0 | 0+0j | 0 | 0 | 0+0j | OPEN | node_intto1_8104101_200865273 | node_8104101_200865273 | 0 | ABCN | 8104101
fuse_220386804 |  | 0 | GOOD | GOOD | GOOD | NONE | 65 | 0 | 0 | 0+0j | 0 | 0 | 0+0j | 0 | 0 | 0+0j | 0 | 0 | 0+0j | 0 | 0 | 0+0j | 0 | 0 | 0+0j | 0 | 0 | 0+0j | 0 | 0 | 0+0j | 0 | 0 | 0+0j | 0 | 0 | 0+0j | 0 | 0 | 0+0j | 0 | 0 | 0+0j | OPEN | node_intto1_8104101_200865070 | node_8104101_200865070 | 0 | AN | 8104101
fuse_220386805 |  | 0 | GOOD | GOOD | GOOD | NONE | 20 | 0 | 0 | 0+0j | 0 | 0 | 0+0j | 0 | 0 | 0+0j | 0 | 0 | 0+0j | 0 | 0 | 0+0j | 0 | 0 | 0+0j | 0 | 0 | 0+0j | 0 | 0 | 0+0j | 0 | 0 | 0+0j | 0 | 0 | 0+0j | 0 | 0 | 0+0j | 0 | 0 | 0+0j | OPEN | node_intto1_8104101_200917580 | node_8104101_200917580 | 0 | ABCN | 8104101
fuse_220386807 |  | 0 | GOOD | GOOD | GOOD | NONE | 20 | 0 | 0 | 0+0j | 0 | 0 | 0+0j | 0 | 0 | 0+0j | 0 | 0 | 0+0j | 0 | 0 | 0+0j | 0 | 0 | 0+0j | 0 | 0 | 0+0j | 0 | 0 | 0+0j | 0 | 0 | 0+0j | 0 | 0 | 0+0j | 0 | 0 | 0+0j | 0 | 0 | 0+0j | OPEN | node_intto1_8104101_200860279 | node_8104101_200860279 | 0 | ABCN | 8104101
fuse_220521530 |  | 0 | GOOD | GOOD | GOOD | NONE | 6 | 0 | 0 | 0+0j | 0 | 0 | 0+0j | 0 | 0 | 0+0j | 0 | 0 | 0+0j | 0 | 0 | 0+0j | 0 | 0 | 0+0j | 0 | 0 | 0+0j | 0 | 0 | 0+0j | 0 | 0 | 0+0j | 0 | 0 | 0+0j | 0 | 0 | 0+0j | 0 | 0 | 0+0j | OPEN | node_intto1_220521530 | node_220521530 | 0 | ABCN | 8104101
fuse_220550808 |  | 0 | GOOD | GOOD | GOOD | NONE | 3 | 0 | 0 | 0+0j | 0 | 0 | 0+0j | 0 | 0 | 0+0j | 0 | 0 | 0+0j | 0 | 0 | 0+0j | 0 | 0 | 0+0j | 0 | 0 | 0+0j | 0 | 0 | 0+0j | 0 | 0 | 0+0j | 0 | 0 | 0+0j | 0 | 0 | 0+0j | 0 | 0 | 0+0j | OPEN | node_intto1_8104101_200958674 | node_8104101_200958674 | 0 | ABCN | 8104101
fuse_220550809 |  | 0 | GOOD | GOOD | GOOD | NONE | 8 | 0 | 0 | 0+0j | 0 | 0 | 0+0j | 0 | 0 | 0+0j | 0 | 0 | 0+0j | 0 | 0 | 0+0j | 0 | 0 | 0+0j | 0 | 0 | 0+0j | 0 | 0 | 0+0j | 0 | 0 | 0+0j | 0 | 0 | 0+0j | 0 | 0 | 0+0j | 0 | 0 | 0+0j | OPEN | node_intto1_8104101_200865342 | node_8104101_200865342 | 0 | ABCN | 8104101
fuse_220552131 |  | 0 | GOOD | GOOD | GOOD | NONE | 50 | 0 | 0 | 0+0j | 0 | 0 | 0+0j | 0 | 0 | 0+0j | 0 | 0 | 0+0j | 0 | 0 | 0+0j | 0 | 0 | 0+0j | 0 | 0 | 0+0j | 0 | 0 | 0+0j | 0 | 0 | 0+0j | 0 | 0 | 0+0j | 0 | 0 | 0+0j | 0 | 0 | 0+0j | OPEN | node_intto1_8104101_200986366 | node_8104101_200986366 | 0 | AN | 8104101
fuse_220597592 |  | 0 | GOOD | GOOD | GOOD | NONE | 3 | 0 | 0 | 0+0j | 0 | 0 | 0+0j | 0 | 0 | 0+0j | 0 | 0 | 0+0j | 0 | 0 | 0+0j | 0 | 0 | 0+0j | 0 | 0 | 0+0j | 0 | 0 | 0+0j | 0 | 0 | 0+0j | 0 | 0 | 0+0j | 0 | 0 | 0+0j | 0 | 0 | 0+0j | OPEN | node_intto1_8104101_200864857 | node_8104101_200864857 | 0 | ABCN | 8104101
fuse_220598232 |  | 0 | GOOD | GOOD | GOOD | NONE | 6 | 0 | 0 | 0+0j | 0 | 0 | 0+0j | 0 | 0 | 0+0j | 0 | 0 | 0+0j | 0 | 0 | 0+0j | 0 | 0 | 0+0j | 0 | 0 | 0+0j | 0 | 0 | 0+0j | 0 | 0 | 0+0j | 0 | 0 | 0+0j | 0 | 0 | 0+0j | 0 | 0 | 0+0j | OPEN | node_intto1_8104101_201015078 | node_8104101_201015078 | 0 | ABCN | 8104101
fuse_220619102 |  | 0 | GOOD | GOOD | GOOD | NONE | 10 | 0 | 0 | 0+0j | 0 | 0 | 0+0j | 0 | 0 | 0+0j | 0 | 0 | 0+0j | 0 | 0 | 0+0j | 0 | 0 | 0+0j | 0 | 0 | 0+0j | 0 | 0 | 0+0j | 0 | 0 | 0+0j | 0 | 0 | 0+0j | 0 | 0 | 0+0j | 0 | 0 | 0+0j | OPEN | node_intto1_8104101_200863142 | node_8104101_200863142 | 0 | ABCN | 8104101
fuse_220651871 |  | 0 | GOOD | GOOD | GOOD | NONE | 65 | 0 | 0 | 0+0j | 0 | 0 | 0+0j | 0 | 0 | 0+0j | 0 | 0 | 0+0j | 0 | 0 | 0+0j | 0 | 0 | 0+0j | 0 | 0 | 0+0j | 0 | 0 | 0+0j | 0 | 0 | 0+0j | 0 | 0 | 0+0j | 0 | 0 | 0+0j | 0 | 0 | 0+0j | OPEN | node_intto1_8104101_200861729 | node_8104101_200861729 | 0 | AN | 8104101
fuse_220651872 |  | 0 | GOOD | GOOD | GOOD | NONE | 50 | 0 | 0 | 0+0j | 0 | 0 | 0+0j | 0 | 0 | 0+0j | 0 | 0 | 0+0j | 0 | 0 | 0+0j | 0 | 0 | 0+0j | 0 | 0 | 0+0j | 0 | 0 | 0+0j | 0 | 0 | 0+0j | 0 | 0 | 0+0j | 0 | 0 | 0+0j | 0 | 0 | 0+0j | OPEN | node_intto1_8104101_200864717 | node_8104101_200864717 | 0 | AN | 8104101
fuse_311892676 |  | 0 | GOOD | GOOD | GOOD | NONE | 20 | 0 | 0 | 0+0j | 0 | 0 | 0+0j | 0 | 0 | 0+0j | 0 | 0 | 0+0j | 0 | 0 | 0+0j | 0 | 0 | 0+0j | 0 | 0 | 0+0j | 0 | 0 | 0+0j | 0 | 0 | 0+0j | 0 | 0 | 0+0j | 0 | 0 | 0+0j | 0 | 0 | 0+0j | OPEN | node_intto1_8104101_200865243 | node_8104101_200865243 | 0 | AN | 8104101
fuse_311913140 |  | 0 | GOOD | GOOD | GOOD | NONE | 100 | 0 | 0 | 0+0j | 0 | 0 | 0+0j | 0 | 0 | 0+0j | 0 | 0 | 0+0j | 0 | 0 | 0+0j | 0 | 0 | 0+0j | 0 | 0 | 0+0j | 0 | 0 | 0+0j | 0 | 0 | 0+0j | 0 | 0 | 0+0j | 0 | 0 | 0+0j | 0 | 0 | 0+0j | OPEN | node_intto1_311913140 | node_311913140 | 0 | ABCN | 8104101
fuse_312002334 |  | 0 | GOOD | GOOD | GOOD | NONE | 20 | 0 | 0 | 0+0j | 0 | 0 | 0+0j | 0 | 0 | 0+0j | 0 | 0 | 0+0j | 0 | 0 | 0+0j | 0 | 0 | 0+0j | 0 | 0 | 0+0j | 0 | 0 | 0+0j | 0 | 0 | 0+0j | 0 | 0 | 0+0j | 0 | 0 | 0+0j | 0 | 0 | 0+0j | OPEN | node_intto1_8104101_312002332 | node_8104101_312002332 | 0 | ABCN | 8104101
fuse_312017293 |  | 0 | GOOD | GOOD | GOOD | NONE | 15 | 0 | 0 | 0+0j | 0 | 0 | 0+0j | 0 | 0 | 0+0j | 0 | 0 | 0+0j | 0 | 0 | 0+0j | 0 | 0 | 0+0j | 0 | 0 | 0+0j | 0 | 0 | 0+0j | 0 | 0 | 0+0j | 0 | 0 | 0+0j | 0 | 0 | 0+0j | 0 | 0 | 0+0j | OPEN | node_intto1_8104101_200864726 | node_8104101_200864726 | 0 | ABCN | 8104101

## Generator
Name | GroupId | ColdStartupCost | ColdStartupTime | HotStartupCost | HotStartupStatus | ShutdownCost | CommitmentStatus | ConstructionTime | CalendarLife | YearOfInstallation | ReactivePower | ActivePower | MaxPowerOutput | MinPowerOutput | MinimumDowntime | MinimumUptime | NoLoadCost | NonSpinningReserve | SpinningReserve | OperatingReserve | RampUpLimit | RampDownLimit | StartupCapability | ShutdownCapability | ShutdownStatus | StartupStatus | CapitalCost | FixedOperatingCost | VariableOperatingCost | MaxReactivePower | MaxActivePower | OutputSchedule | PlanningStatus | UnitType | UnitSubtype | ParentNode | Phases | Feeder | Comments
generator_load_220347826 |  | 0 | 0 | 0 | 0 | 0 | False | 0 | 0 | 0 | 0 | 0 | 0 | 0 | 0 | 0 | 0 | 0 | 0 | 0 | 0 | 0 | 0 | 0 | False | False | 0 | 0 | 0.19 | 0.0035448500810495776 | 0.008321279248916675 | OPTIMIZED | INSTALLED | natural_gas |  | node_1347174_351_15286083_433 | AN | 8104101
generator_load_220347827 |  | 0 | 0 | 0 | 0 | 0 | False | 0 | 0 | 0 | 0 | 0 | 0 | 0 | 0 | 0 | 0 | 0 | 0 | 0 | 0 | 0 | 0 | 0 | False | False | 0 | 0 | 0.19 | 0.0031924001487724954 | 0.007493928411171692 | OPTIMIZED | INSTALLED | natural_gas |  | node_1347226_981_15286391_625 | AN | 8104101
generator_load_220347828 |  | 0 | 0 | 0 | 0 | 0 | False | 0 | 0 | 0 | 0 | 0 | 0 | 0 | 0 | 0 | 0 | 0 | 0 | 0 | 0 | 0 | 0 | 0 | False | False | 0 | 0 | 0.19 | 0.004021133857252967 | 0.009439320921545029 | OPTIMIZED | INSTALLED | natural_gas |  | node_1346955_93_15286721_927 | AN | 8104101
generator_load_220347829 |  | 0 | 0 | 0 | 0 | 0 | False | 0 | 0 | 0 | 0 | 0 | 0 | 0 | 0 | 0 | 0 | 0 | 0 | 0 | 0 | 0 | 0 | 0 | False | False | 0 | 0 | 0.19 | 0.001544458390395596 | 0.003625504223877584 | OPTIMIZED | INSTALLED | natural_gas |  | node_1346711_934_15286614_576 | AN | 8104101
generator_load_220347839 |  | 0 | 0 | 0 | 0 | 0 | False | 0 | 0 | 0 | 0 | 0 | 0 | 0 | 0 | 0 | 0 | 0 | 0 | 0 | 0 | 0 | 0 | 0 | False | False | 0 | 0 | 0.19 | 0.00370072485357687 | 0.008687183796322318 | OPTIMIZED | INSTALLED | natural_gas |  | node_1346789_447_15286325_865 | AN | 8104101
generator_load_220347840 |  | 0 | 0 | 0 | 0 | 0 | False | 0 | 0 | 0 | 0 | 0 | 0 | 0 | 0 | 0 | 0 | 0 | 0 | 0 | 0 | 0 | 0 | 0 | False | False | 0 | 0 | 0.19 | 0.0040367213627390715 | 0.009475911376285595 | OPTIMIZED | INSTALLED | natural_gas |  | node_1346773_898_15286033_835 | AN | 8104101
generator_load_220348060 |  | 0 | 0 | 0 | 0 | 0 | False | 0 | 0 | 0 | 0 | 0 | 0 | 0 | 0 | 0 | 0 | 0 | 0 | 0 | 0 | 0 | 0 | 0 | False | False | 0 | 0 | 0.19 | 0.0013751610476210154 | 0.0032280912293342324 | OPTIMIZED | INSTALLED | natural_gas |  | node_1358663_288_15291542_35 | AN | 8104101
generator_load_220348207 |  | 0 | 0 | 0 | 0 | 0 | False | 0 | 0 | 0 | 0 | 0 | 0 | 0 | 0 | 0 | 0 | 0 | 0 | 0 | 0 | 0 | 0 | 0 | False | False | 0 | 0 | 0.19 | 0.00550194334926098 | 0.012915414121898642 | OPTIMIZED | INSTALLED | natural_gas |  | node_1349193_634_15285710_366 | AN | 8104101
generator_load_220348224 |  | 0 | 0 | 0 | 0 | 0 | False | 0 | 0 | 0 | 0 | 0 | 0 | 0 | 0 | 0 | 0 | 0 | 0 | 0 | 0 | 0 | 0 | 0 | False | False | 0 | 0 | 0.19 | 0.0014440057341150068 | 0.003389699071105058 | OPTIMIZED | INSTALLED | natural_gas |  | node_1350572_051_15285113_788 | AN | 8104101
generator_load_220348225 |  | 0 | 0 | 0 | 0 | 0 | False | 0 | 0 | 0 | 0 | 0 | 0 | 0 | 0 | 0 | 0 | 0 | 0 | 0 | 0 | 0 | 0 | 0 | False | False | 0 | 0 | 0.19 | 0.004377913660007682 | 0.010276835774495724 | OPTIMIZED | INSTALLED | natural_gas |  | node_1351190_322_15285200_078 | AN | 8104101
generator_load_220348226 |  | 0 | 0 | 0 | 0 | 0 | False | 0 | 0 | 0 | 0 | 0 | 0 | 0 | 0 | 0 | 0 | 0 | 0 | 0 | 0 | 0 | 0 | 0 | False | False | 0 | 0 | 0.19 | 0.005639199763434576 | 0.013237613403919723 | OPTIMIZED | INSTALLED | natural_gas |  | node_1351533_842_15285310_393 | AN | 8104101
generator_load_220348250 |  | 0 | 0 | 0 | 0 | 0 | False | 0 | 0 | 0 | 0 | 0 | 0 | 0 | 0 | 0 | 0 | 0 | 0 | 0 | 0 | 0 | 0 | 0 | False | False | 0 | 0 | 0.19 | 0.0036050350265883022 | 0.008462559060276076 | OPTIMIZED | INSTALLED | natural_gas |  | node_1352098_135_15285411_344 | AN | 8104101
generator_load_220348251 |  | 0 | 0 | 0 | 0 | 0 | False | 0 | 0 | 0 | 0 | 0 | 0 | 0 | 0 | 0 | 0 | 0 | 0 | 0 | 0 | 0 | 0 | 0 | False | False | 0 | 0 | 0.19 | 0.002811806058390796 | 0.00660051147458958 | OPTIMIZED | INSTALLED | natural_gas |  | node_1352174_193_15285196_288 | AN | 8104101
generator_load_220348252 |  | 0 | 0 | 0 | 0 | 0 | False | 0 | 0 | 0 | 0 | 0 | 0 | 0 | 0 | 0 | 0 | 0 | 0 | 0 | 0 | 0 | 0 | 0 | False | False | 0 | 0 | 0.19 | 0.006008536077640925 | 0.014104603900966984 | OPTIMIZED | INSTALLED | natural_gas |  | node_1352206_579_15284732_938 | AN | 8104101
generator_load_220348253 |  | 0 | 0 | 0 | 0 | 0 | False | 0 | 0 | 0 | 0 | 0 | 0 | 0 | 0 | 0 | 0 | 0 | 0 | 0 | 0 | 0 | 0 | 0 | False | False | 0 | 0 | 0.19 | 0.004040618274402317 | 0.009485058989970735 | OPTIMIZED | INSTALLED | natural_gas |  | node_1352309_934_15284123_538 | AN | 8104101
generator_load_220348254 |  | 0 | 0 | 0 | 0 | 0 | False | 0 | 0 | 0 | 0 | 0 | 0 | 0 | 0 | 0 | 0 | 0 | 0 | 0 | 0 | 0 | 0 | 0 | False | False | 0 | 0 | 0.19 | 0.003858331461361714 | 0.009057153949810246 | OPTIMIZED | INSTALLED | natural_gas |  | node_1351360_526_15286311_412 | AN | 8104101
generator_load_220348255 |  | 0 | 0 | 0 | 0 | 0 | False | 0 | 0 | 0 | 0 | 0 | 0 | 0 | 0 | 0 | 0 | 0 | 0 | 0 | 0 | 0 | 0 | 0 | False | False | 0 | 0 | 0.19 | 0.004193895011709528 | 0.009844865128252951 | OPTIMIZED | INSTALLED | natural_gas |  | node_1351564_078_15286019_559 | AN | 8104101
generator_load_220348280 |  | 0 | 0 | 0 | 0 | 0 | False | 0 | 0 | 0 | 0 | 0 | 0 | 0 | 0 | 0 | 0 | 0 | 0 | 0 | 0 | 0 | 0 | 0 | False | False | 0 | 0 | 0.19 | 0.0025074175190151924 | 0.005885981205628003 | OPTIMIZED | INSTALLED | natural_gas |  | node_1351576_747_15284902_736 | AN | 8104101
generator_load_220348282 |  | 0 | 0 | 0 | 0 | 0 | False | 0 | 0 | 0 | 0 | 0 | 0 | 0 | 0 | 0 | 0 | 0 | 0 | 0 | 0 | 0 | 0 | 0 | False | False | 0 | 0 | 0.19 | 0.0031880702782948623 | 0.00748376439596598 | OPTIMIZED | INSTALLED | natural_gas |  | node_1351877_952_15284616_999 | AN | 8104101
generator_load_220348329 |  | 0 | 0 | 0 | 0 | 0 | False | 0 | 0 | 0 | 0 | 0 | 0 | 0 | 0 | 0 | 0 | 0 | 0 | 0 | 0 | 0 | 0 | 0 | False | False | 0 | 0 | 0.19 | 0.006400387803031096 | 0.015024447277083948 | OPTIMIZED | INSTALLED | natural_gas |  | node_1351866_124_15285144_284 | AN | 8104101
generator_load_220348330 |  | 0 | 0 | 0 | 0 | 0 | False | 0 | 0 | 0 | 0 | 0 | 0 | 0 | 0 | 0 | 0 | 0 | 0 | 0 | 0 | 0 | 0 | 0 | False | False | 0 | 0 | 0.19 | 0.002141111916509557 | 0.005026105519224742 | OPTIMIZED | INSTALLED | natural_gas |  | node_1351938_45_15284259_09 | AN | 8104101
generator_load_220348331 |  | 0 | 0 | 0 | 0 | 0 | False | 0 | 0 | 0 | 0 | 0 | 0 | 0 | 0 | 0 | 0 | 0 | 0 | 0 | 0 | 0 | 0 | 0 | False | False | 0 | 0 | 0.19 | 0.0043822435304853155 | 0.010286999789701436 | OPTIMIZED | INSTALLED | natural_gas |  | node_1349100_274_15284813_112 | AN | 8104101
generator_load_220348333 |  | 0 | 0 | 0 | 0 | 0 | False | 0 | 0 | 0 | 0 | 0 | 0 | 0 | 0 | 0 | 0 | 0 | 0 | 0 | 0 | 0 | 0 | 0 | False | False | 0 | 0 | 0.19 | 0.002899269103238485 | 0.0068058245817449676 | OPTIMIZED | INSTALLED | natural_gas |  | node_1350053_681_15285255_645 | AN | 8104101
generator_load_220348334 |  | 0 | 0 | 0 | 0 | 0 | False | 0 | 0 | 0 | 0 | 0 | 0 | 0 | 0 | 0 | 0 | 0 | 0 | 0 | 0 | 0 | 0 | 0 | False | False | 0 | 0 | 0.19 | 0.0030547107757845126 | 0.0071707127276300405 | OPTIMIZED | INSTALLED | natural_gas |  | node_1349571_048_15285241_939 | AN | 8104101
generator_load_220348426 |  | 0 | 0 | 0 | 0 | 0 | False | 0 | 0 | 0 | 0 | 0 | 0 | 0 | 0 | 0 | 0 | 0 | 0 | 0 | 0 | 0 | 0 | 0 | False | False | 0 | 0 | 0.19 | 0.0017436315853654675 | 0.0040930489233403505 | OPTIMIZED | INSTALLED | natural_gas |  | node_1360607_077_15292560_073 | AN | 8104101
generator_load_220348427 |  | 0 | 0 | 0 | 0 | 0 | False | 0 | 0 | 0 | 0 | 0 | 0 | 0 | 0 | 0 | 0 | 0 | 0 | 0 | 0 | 0 | 0 | 0 | False | False | 0 | 0 | 0.19 | 8.226725674127978E-05 | 0.00019311628890853404 | OPTIMIZED | INSTALLED | natural_gas |  | node_1360740_645_15292593_56 | AN | 8104101
generator_load_220348428 |  | 0 | 0 | 0 | 0 | 0 | False | 0 | 0 | 0 | 0 | 0 | 0 | 0 | 0 | 0 | 0 | 0 | 0 | 0 | 0 | 0 | 0 | 0 | False | False | 0 | 0 | 0.19 | 0.0003853569196737204 | 0.0009045973533083964 | OPTIMIZED | INSTALLED | natural_gas |  | node_1360528_369_15292349_408 | AN | 8104101
generator_load_220348449 |  | 0 | 0 | 0 | 0 | 0 | False | 0 | 0 | 0 | 0 | 0 | 0 | 0 | 0 | 0 | 0 | 0 | 0 | 0 | 0 | 0 | 0 | 0 | False | False | 0 | 0 | 0.19 | 0.0018938774698050857 | 0.004445740250978568 | OPTIMIZED | INSTALLED | natural_gas |  | node_1348832_442_15285579_993 | AN | 8104101
generator_load_220348450 |  | 0 | 0 | 0 | 0 | 0 | False | 0 | 0 | 0 | 0 | 0 | 0 | 0 | 0 | 0 | 0 | 0 | 0 | 0 | 0 | 0 | 0 | 0 | False | False | 0 | 0 | 0.19 | 0.004930402846050288 | 0.011573764114744615 | OPTIMIZED | INSTALLED | natural_gas |  | node_1348676_063_15285296_099 | AN | 8104101
generator_load_220348479 |  | 0 | 0 | 0 | 0 | 0 | False | 0 | 0 | 0 | 0 | 0 | 0 | 0 | 0 | 0 | 0 | 0 | 0 | 0 | 0 | 0 | 0 | 0 | False | False | 0 | 0 | 0.19 | 0.0025152112011748062 | 0.005904276432998286 | OPTIMIZED | INSTALLED | natural_gas |  | node_1348613_459_15285584_964 | AN | 8104101
generator_load_220348480 |  | 0 | 0 | 0 | 0 | 0 | False | 0 | 0 | 0 | 0 | 0 | 0 | 0 | 0 | 0 | 0 | 0 | 0 | 0 | 0 | 0 | 0 | 0 | False | False | 0 | 0 | 0.19 | 0.0038085380920358067 | 0.008940267774944555 | OPTIMIZED | INSTALLED | natural_gas |  | node_1348411_086_15285446_482 | AN | 8104101
generator_load_220348601 |  | 0 | 0 | 0 | 0 | 0 | False | 0 | 0 | 0 | 0 | 0 | 0 | 0 | 0 | 0 | 0 | 0 | 0 | 0 | 0 | 0 | 0 | 0 | False | False | 0 | 0 | 0.19 | 0.002154967445571233 | 0.005058630367883021 | OPTIMIZED | INSTALLED | natural_gas |  | node_1345385_521_15284704_181 | AN | 8104101
generator_load_220348602 |  | 0 | 0 | 0 | 0 | 0 | False | 0 | 0 | 0 | 0 | 0 | 0 | 0 | 0 | 0 | 0 | 0 | 0 | 0 | 0 | 0 | 0 | 0 | False | False | 0 | 0 | 0.19 | 0.0028499088338938437 | 0.006689954808399848 | OPTIMIZED | INSTALLED | natural_gas |  | node_1345252_356_15285035_176 | AN | 8104101
generator_load_220348627 |  | 0 | 0 | 0 | 0 | 0 | False | 0 | 0 | 0 | 0 | 0 | 0 | 0 | 0 | 0 | 0 | 0 | 0 | 0 | 0 | 0 | 0 | 0 | False | False | 0 | 0 | 0.19 | 0.0029278462201574903 | 0.006872907082102669 | OPTIMIZED | INSTALLED | natural_gas |  | node_1345119_252_15285327_732 | AN | 8104101
generator_load_220348628 |  | 0 | 0 | 0 | 0 | 0 | False | 0 | 0 | 0 | 0 | 0 | 0 | 0 | 0 | 0 | 0 | 0 | 0 | 0 | 0 | 0 | 0 | 0 | False | False | 0 | 0 | 0.19 | 0.0006676632890136472 | 0.0015672911447208394 | OPTIMIZED | INSTALLED | natural_gas |  | node_1344858_16_15284394_486 | AN | 8104101
generator_load_220348629 |  | 0 | 0 | 0 | 0 | 0 | False | 0 | 0 | 0 | 0 | 0 | 0 | 0 | 0 | 0 | 0 | 0 | 0 | 0 | 0 | 0 | 0 | 0 | False | False | 0 | 0 | 0.19 | 0.0013162751196923316 | 0.0030898606225365447 | OPTIMIZED | INSTALLED | natural_gas |  | node_1344968_998_15284841_376 | AN | 8104101
generator_load_220348630 |  | 0 | 0 | 0 | 0 | 0 | False | 0 | 0 | 0 | 0 | 0 | 0 | 0 | 0 | 0 | 0 | 0 | 0 | 0 | 0 | 0 | 0 | 0 | False | False | 0 | 0 | 0.19 | 0.0020354636132894365 | 0.00477810354820536 | OPTIMIZED | INSTALLED | natural_gas |  | node_1345195_365_15284462_954 | AN | 8104101
generator_load_220348631 |  | 0 | 0 | 0 | 0 | 0 | False | 0 | 0 | 0 | 0 | 0 | 0 | 0 | 0 | 0 | 0 | 0 | 0 | 0 | 0 | 0 | 0 | 0 | False | False | 0 | 0 | 0.19 | 0.0035842517329957883 | 0.008413771787288657 | OPTIMIZED | INSTALLED | natural_gas |  | node_1348935_409_15285186_856 | AN | 8104101
generator_load_220348632 |  | 0 | 0 | 0 | 0 | 0 | False | 0 | 0 | 0 | 0 | 0 | 0 | 0 | 0 | 0 | 0 | 0 | 0 | 0 | 0 | 0 | 0 | 0 | False | False | 0 | 0 | 0.19 | 0.006260966453618683 | 0.014697165987460011 | OPTIMIZED | INSTALLED | natural_gas |  | node_1348524_611_15284972_44 | AN | 8104101
generator_load_220348646 |  | 0 | 0 | 0 | 0 | 0 | False | 0 | 0 | 0 | 0 | 0 | 0 | 0 | 0 | 0 | 0 | 0 | 0 | 0 | 0 | 0 | 0 | 0 | False | False | 0 | 0 | 0.19 | 0.005014401938049119 | 0.011770946009735436 | OPTIMIZED | INSTALLED | natural_gas |  | node_1347588_362_15284332_511 | AN | 8104101
generator_load_220348647 |  | 0 | 0 | 0 | 0 | 0 | False | 0 | 0 | 0 | 0 | 0 | 0 | 0 | 0 | 0 | 0 | 0 | 0 | 0 | 0 | 0 | 0 | 0 | False | False | 0 | 0 | 0.19 | 0.004175709612170219 | 0.00980217626438896 | OPTIMIZED | INSTALLED | natural_gas |  | node_1348098_352_15285298_415 | AN | 8104101
generator_load_220348648 |  | 0 | 0 | 0 | 0 | 0 | False | 0 | 0 | 0 | 0 | 0 | 0 | 0 | 0 | 0 | 0 | 0 | 0 | 0 | 0 | 0 | 0 | 0 | False | False | 0 | 0 | 0.19 | 0.004092576437800163 | 0.009607027172439282 | OPTIMIZED | INSTALLED | natural_gas |  | node_1348100_053_15284748_071 | AN | 8104101
generator_load_220348657 |  | 0 | 0 | 0 | 0 | 0 | False | 0 | 0 | 0 | 0 | 0 | 0 | 0 | 0 | 0 | 0 | 0 | 0 | 0 | 0 | 0 | 0 | 0 | False | False | 0 | 0 | 0.19 | 0.0026464057684463392 | 0.006212246093731369 | OPTIMIZED | INSTALLED | natural_gas |  | node_1355149_907_15290417_556 | AN | 8104101
generator_load_220348695 |  | 0 | 0 | 0 | 0 | 0 | False | 0 | 0 | 0 | 0 | 0 | 0 | 0 | 0 | 0 | 0 | 0 | 0 | 0 | 0 | 0 | 0 | 0 | False | False | 0 | 0 | 0.19 | 0.004173111718117013 | 0.009796077855265532 | OPTIMIZED | INSTALLED | natural_gas |  | node_1347682_265_15284765_859 | AN | 8104101
generator_load_220349335 |  | 0 | 0 | 0 | 0 | 0 | False | 0 | 0 | 0 | 0 | 0 | 0 | 0 | 0 | 0 | 0 | 0 | 0 | 0 | 0 | 0 | 0 | 0 | False | False | 0 | 0 | 0.19 | 0.005640065681063351 | 0.013239646206960866 | OPTIMIZED | INSTALLED | natural_gas |  | node_1352610_691_15286757_428 | AN | 8104101
generator_load_220349336 |  | 0 | 0 | 0 | 0 | 0 | False | 0 | 0 | 0 | 0 | 0 | 0 | 0 | 0 | 0 | 0 | 0 | 0 | 0 | 0 | 0 | 0 | 0 | False | False | 0 | 0 | 0.19 | 0.003243925353355954 | 0.007614880192119669 | OPTIMIZED | INSTALLED | natural_gas |  | node_1352630_468_15286358_894 | AN | 8104101
generator_load_220349343 |  | 0 | 0 | 0 | 0 | 0 | False | 0 | 0 | 0 | 0 | 0 | 0 | 0 | 0 | 0 | 0 | 0 | 0 | 0 | 0 | 0 | 0 | 0 | False | False | 0 | 0 | 0.19 | 0.0028122391583720622 | 0.006601527876110151 | OPTIMIZED | INSTALLED | natural_gas |  | node_1352379_267_15286532_692 | AN | 8104101
generator_load_220349364 |  | 0 | 0 | 0 | 0 | 0 | False | 0 | 0 | 0 | 0 | 0 | 0 | 0 | 0 | 0 | 0 | 0 | 0 | 0 | 0 | 0 | 0 | 0 | False | False | 0 | 0 | 0.19 | 0.004266203509885499 | 0.010014604182188348 | OPTIMIZED | INSTALLED | natural_gas |  | node_1350933_633_15286590_026 | AN | 8104101
generator_load_220349365 |  | 0 | 0 | 0 | 0 | 0 | False | 0 | 0 | 0 | 0 | 0 | 0 | 0 | 0 | 0 | 0 | 0 | 0 | 0 | 0 | 0 | 0 | 0 | False | False | 0 | 0 | 0.19 | 0.003453057306891133 | 0.008105802126555574 | OPTIMIZED | INSTALLED | natural_gas |  | node_1351191_832_15286166_648 | AN | 8104101
generator_load_220349368 |  | 0 | 0 | 0 | 0 | 0 | False | 0 | 0 | 0 | 0 | 0 | 0 | 0 | 0 | 0 | 0 | 0 | 0 | 0 | 0 | 0 | 0 | 0 | False | False | 0 | 0 | 0.19 | 0.0031633900730391024 | 0.007425829509293419 | OPTIMIZED | INSTALLED | natural_gas |  | node_1350755_97_15285766_877 | AN | 8104101
generator_load_220349369 |  | 0 | 0 | 0 | 0 | 0 | False | 0 | 0 | 0 | 0 | 0 | 0 | 0 | 0 | 0 | 0 | 0 | 0 | 0 | 0 | 0 | 0 | 0 | False | False | 0 | 0 | 0.19 | 0.0023788208457968638 | 0.005584109954018348 | OPTIMIZED | INSTALLED | natural_gas |  | node_1350682_055_15285439_042 | AN | 8104101
generator_load_220349372 |  | 0 | 0 | 0 | 0 | 0 | False | 0 | 0 | 0 | 0 | 0 | 0 | 0 | 0 | 0 | 0 | 0 | 0 | 0 | 0 | 0 | 0 | 0 | False | False | 0 | 0 | 0.19 | 0.003409758743281676 | 0.00800416197449845 | OPTIMIZED | INSTALLED | natural_gas |  | node_1350448_505_15285568_919 | AN | 8104101
generator_load_220349384 |  | 0 | 0 | 0 | 0 | 0 | False | 0 | 0 | 0 | 0 | 0 | 0 | 0 | 0 | 0 | 0 | 0 | 0 | 0 | 0 | 0 | 0 | 0 | False | False | 0 | 0 | 0.19 | 0.00043861410068160724 | 0.0010296147403386579 | OPTIMIZED | INSTALLED | natural_gas |  | node_1350113_431_15286129_102 | AN | 8104101
generator_load_220349385 |  | 0 | 0 | 0 | 0 | 0 | False | 0 | 0 | 0 | 0 | 0 | 0 | 0 | 0 | 0 | 0 | 0 | 0 | 0 | 0 | 0 | 0 | 0 | False | False | 0 | 0 | 0.19 | 0.003200626789746497 | 0.007513240040062546 | OPTIMIZED | INSTALLED | natural_gas |  | node_1350124_347_15285891_141 | AN | 8104101
generator_load_220349386 |  | 0 | 0 | 0 | 0 | 0 | False | 0 | 0 | 0 | 0 | 0 | 0 | 0 | 0 | 0 | 0 | 0 | 0 | 0 | 0 | 0 | 0 | 0 | False | False | 0 | 0 | 0.19 | 0.005310996936431988 | 0.012467181051326728 | OPTIMIZED | INSTALLED | natural_gas |  | node_1350145_713_15285414_2 | AN | 8104101
generator_load_220349387 |  | 0 | 0 | 0 | 0 | 0 | False | 0 | 0 | 0 | 0 | 0 | 0 | 0 | 0 | 0 | 0 | 0 | 0 | 0 | 0 | 0 | 0 | 0 | False | False | 0 | 0 | 0.19 | 0.0026308182629602344 | 0.006175655638990804 | OPTIMIZED | INSTALLED | natural_gas |  | node_1347508_104_15286442_27 | AN | 8104101
generator_load_220349388 |  | 0 | 0 | 0 | 0 | 0 | False | 0 | 0 | 0 | 0 | 0 | 0 | 0 | 0 | 0 | 0 | 0 | 0 | 0 | 0 | 0 | 0 | 0 | False | False | 0 | 0 | 0.19 | 0.00222121423801202 | 0.005214139800530419 | OPTIMIZED | INSTALLED | natural_gas |  | node_1347525_457_15286662_052 | AN | 8104101
generator_load_220349583 |  | 0 | 0 | 0 | 0 | 0 | False | 0 | 0 | 0 | 0 | 0 | 0 | 0 | 0 | 0 | 0 | 0 | 0 | 0 | 0 | 0 | 0 | 0 | False | False | 0 | 0 | 0.19 | 0.0071247720847346105 | 0.01672488702099962 | OPTIMIZED | INSTALLED | natural_gas |  | node_1359926_003_15291954_895 | AN | 8104101
generator_load_220349584 |  | 0 | 0 | 0 | 0 | 0 | False | 0 | 0 | 0 | 0 | 0 | 0 | 0 | 0 | 0 | 0 | 0 | 0 | 0 | 0 | 0 | 0 | 0 | False | False | 0 | 0 | 0.19 | 0.00769674554675969 | 0.018067553429674216 | OPTIMIZED | INSTALLED | natural_gas |  | node_1359633_892_15291717_309 | AN | 8104101
generator_load_220349585 |  | 0 | 0 | 0 | 0 | 0 | False | 0 | 0 | 0 | 0 | 0 | 0 | 0 | 0 | 0 | 0 | 0 | 0 | 0 | 0 | 0 | 0 | 0 | False | False | 0 | 0 | 0.19 | 0.006349295416095148 | 0.014904511897656543 | OPTIMIZED | INSTALLED | natural_gas |  | node_1359419_846_15291594_026 | AN | 8104101
generator_load_220349586 |  | 0 | 0 | 0 | 0 | 0 | False | 0 | 0 | 0 | 0 | 0 | 0 | 0 | 0 | 0 | 0 | 0 | 0 | 0 | 0 | 0 | 0 | 0 | False | False | 0 | 0 | 0.19 | 0.0011595344295362634 | 0.0027219232720897585 | OPTIMIZED | INSTALLED | natural_gas |  | node_1359206_048_15291470_048 | AN | 8104101
generator_load_220349587 |  | 0 | 0 | 0 | 0 | 0 | False | 0 | 0 | 0 | 0 | 0 | 0 | 0 | 0 | 0 | 0 | 0 | 0 | 0 | 0 | 0 | 0 | 0 | False | False | 0 | 0 | 0.19 | 0.00203329867805062 | 0.004773021540602504 | OPTIMIZED | INSTALLED | natural_gas |  | node_1359088_862_15291475_631 | AN | 8104101
generator_load_220349602 |  | 0 | 0 | 0 | 0 | 0 | False | 0 | 0 | 0 | 0 | 0 | 0 | 0 | 0 | 0 | 0 | 0 | 0 | 0 | 0 | 0 | 0 | 0 | False | False | 0 | 0 | 0.19 | 0.0036933639890647666 | 0.008669904970472608 | OPTIMIZED | INSTALLED | natural_gas |  | node_1355863_37_15290395_897 | AN | 8104101
generator_load_220349603 |  | 0 | 0 | 0 | 0 | 0 | False | 0 | 0 | 0 | 0 | 0 | 0 | 0 | 0 | 0 | 0 | 0 | 0 | 0 | 0 | 0 | 0 | 0 | False | False | 0 | 0 | 0.19 | 0.0037596107815055534 | 0.008825414403120006 | OPTIMIZED | INSTALLED | natural_gas |  | node_1355669_885_15290341_024 | AN | 8104101
generator_load_220349607 |  | 0 | 0 | 0 | 0 | 0 | False | 0 | 0 | 0 | 0 | 0 | 0 | 0 | 0 | 0 | 0 | 0 | 0 | 0 | 0 | 0 | 0 | 0 | False | False | 0 | 0 | 0.19 | 0.0001838022394743994 | 0.00043146244548248794 | OPTIMIZED | INSTALLED | natural_gas |  | node_1354641_883_15289735_76 | AN | 8104101
generator_load_220349608 |  | 0 | 0 | 0 | 0 | 0 | False | 0 | 0 | 0 | 0 | 0 | 0 | 0 | 0 | 0 | 0 | 0 | 0 | 0 | 0 | 0 | 0 | 0 | False | False | 0 | 0 | 0.19 | 0.0001838022394743994 | 0.00043146244548248794 | OPTIMIZED | INSTALLED | natural_gas |  | node_1354656_531_15289717_95 | AN | 8104101
generator_load_220349611 |  | 0 | 0 | 0 | 0 | 0 | False | 0 | 0 | 0 | 0 | 0 | 0 | 0 | 0 | 0 | 0 | 0 | 0 | 0 | 0 | 0 | 0 | 0 | False | False | 0 | 0 | 0.19 | 0.00021028655742917287 | 0.0004936323384907616 | OPTIMIZED | INSTALLED | natural_gas |  | node_1354178_799_15287801_741 | BN | 8104101
generator_load_220349612 |  | 0 | 0 | 0 | 0 | 0 | False | 0 | 0 | 0 | 0 | 0 | 0 | 0 | 0 | 0 | 0 | 0 | 0 | 0 | 0 | 0 | 0 | 0 | False | False | 0 | 0 | 0.19 | 0.00021028655742917287 | 0.0004936323384907616 | OPTIMIZED | INSTALLED | natural_gas |  | node_1354215_338_15287821_652 | CN | 8104101
generator_load_220349623 |  | 0 | 0 | 0 | 0 | 0 | False | 0 | 0 | 0 | 0 | 0 | 0 | 0 | 0 | 0 | 0 | 0 | 0 | 0 | 0 | 0 | 0 | 0 | False | False | 0 | 0 | 0.19 | 0.0016280245235800392 | 0.0038216697173478315 | OPTIMIZED | INSTALLED | natural_gas |  | node_1353000_796_15287451_88 | AN | 8104101
generator_load_220349628 |  | 0 | 0 | 0 | 0 | 0 | False | 0 | 0 | 0 | 0 | 0 | 0 | 0 | 0 | 0 | 0 | 0 | 0 | 0 | 0 | 0 | 0 | 0 | False | False | 0 | 0 | 0.19 | 0.0017037968334379908 | 0.003999539983447797 | OPTIMIZED | INSTALLED | natural_gas |  | node_1352389_19_15287148_861 | AN | 8104101
generator_load_220349629 |  | 0 | 0 | 0 | 0 | 0 | False | 0 | 0 | 0 | 0 | 0 | 0 | 0 | 0 | 0 | 0 | 0 | 0 | 0 | 0 | 0 | 0 | 0 | False | False | 0 | 0 | 0.19 | 0.0063077288289101205 | 0.014806937351681706 | OPTIMIZED | INSTALLED | natural_gas |  | node_1352084_851_15287045_665 | AN | 8104101
generator_load_220349630 |  | 0 | 0 | 0 | 0 | 0 | False | 0 | 0 | 0 | 0 | 0 | 0 | 0 | 0 | 0 | 0 | 0 | 0 | 0 | 0 | 0 | 0 | 0 | False | False | 0 | 0 | 0.19 | 0.00016020450183804828 | 0.0003760685626113558 | OPTIMIZED | INSTALLED | natural_gas |  | node_1351874_699_15286841_609 | AN | 8104101
generator_load_220349632 |  | 0 | 0 | 0 | 0 | 0 | False | 0 | 0 | 0 | 0 | 0 | 0 | 0 | 0 | 0 | 0 | 0 | 0 | 0 | 0 | 0 | 0 | 0 | False | False | 0 | 0 | 0.19 | 0.0036929310302503786 | 0.008668888568952036 | OPTIMIZED | INSTALLED | natural_gas |  | node_1351269_475_15286785_979 | AN | 8104101
generator_load_220349635 |  | 0 | 0 | 0 | 0 | 0 | False | 0 | 0 | 0 | 0 | 0 | 0 | 0 | 0 | 0 | 0 | 0 | 0 | 0 | 0 | 0 | 0 | 0 | False | False | 0 | 0 | 0.19 | 0.0008283007496660832 | 0.0019443761088527665 | OPTIMIZED | INSTALLED | natural_gas |  | node_1349986_716_15286244_294 | AN | 8104101
generator_load_220349636 |  | 0 | 0 | 0 | 0 | 0 | False | 0 | 0 | 0 | 0 | 0 | 0 | 0 | 0 | 0 | 0 | 0 | 0 | 0 | 0 | 0 | 0 | 0 | False | False | 0 | 0 | 0.19 | 0.0019047020048322913 | 0.004471150288992849 | OPTIMIZED | INSTALLED | natural_gas |  | node_1349803_934_15286169_688 | AN | 8104101
generator_load_220349638 |  | 0 | 0 | 0 | 0 | 0 | False | 0 | 0 | 0 | 0 | 0 | 0 | 0 | 0 | 0 | 0 | 0 | 0 | 0 | 0 | 0 | 0 | 0 | False | False | 0 | 0 | 0.19 | 0.000778940480321442 | 0.001828506335507646 | OPTIMIZED | INSTALLED | natural_gas |  | node_1349047_911_15285923_74 | AN | 8104101
generator_load_220349640 |  | 0 | 0 | 0 | 0 | 0 | False | 0 | 0 | 0 | 0 | 0 | 0 | 0 | 0 | 0 | 0 | 0 | 0 | 0 | 0 | 0 | 0 | 0 | False | False | 0 | 0 | 0.19 | 0.0010036597981758486 | 0.0023560187246841153 | OPTIMIZED | INSTALLED | natural_gas |  | node_1347553_168_15285927_952 | AN | 8104101
generator_load_220349641 |  | 0 | 0 | 0 | 0 | 0 | False | 0 | 0 | 0 | 0 | 0 | 0 | 0 | 0 | 0 | 0 | 0 | 0 | 0 | 0 | 0 | 0 | 0 | False | False | 0 | 0 | 0.19 | 0.001840187188815933 | 0.004319706462427735 | OPTIMIZED | INSTALLED | natural_gas |  | node_1347108_716_15285803_016 | AN | 8104101
generator_load_220349642 |  | 0 | 0 | 0 | 0 | 0 | False | 0 | 0 | 0 | 0 | 0 | 0 | 0 | 0 | 0 | 0 | 0 | 0 | 0 | 0 | 0 | 0 | 0 | False | False | 0 | 0 | 0.19 | 0.0016877765103043762 | 0.003961933127186661 | OPTIMIZED | INSTALLED | natural_gas |  | node_1346673_4_15285503_778 | AN | 8104101
generator_load_220349643 |  | 0 | 0 | 0 | 0 | 0 | False | 0 | 0 | 0 | 0 | 0 | 0 | 0 | 0 | 0 | 0 | 0 | 0 | 0 | 0 | 0 | 0 | 0 | False | False | 0 | 0 | 0.19 | 9.208146042366217E-05 | 0.0002161547233748153 | OPTIMIZED | INSTALLED | natural_gas |  | node_1346585_799_15285338_111 | AN | 8104101
generator_load_220349644 |  | 0 | 0 | 0 | 0 | 0 | False | 0 | 0 | 0 | 0 | 0 | 0 | 0 | 0 | 0 | 0 | 0 | 0 | 0 | 0 | 0 | 0 | 0 | False | False | 0 | 0 | 0.19 | 9.208146042366217E-05 | 0.0002161547233748153 | OPTIMIZED | INSTALLED | natural_gas |  | node_1346563_917_15285294_012 | CN | 8104101
generator_load_220349645 |  | 0 | 0 | 0 | 0 | 0 | False | 0 | 0 | 0 | 0 | 0 | 0 | 0 | 0 | 0 | 0 | 0 | 0 | 0 | 0 | 0 | 0 | 0 | False | False | 0 | 0 | 0.19 | 9.208146042366217E-05 | 0.0002161547233748153 | OPTIMIZED | INSTALLED | natural_gas |  | node_1346577_01_15285314_15 | BN | 8104101
generator_load_220349649 |  | 0 | 0 | 0 | 0 | 0 | False | 0 | 0 | 0 | 0 | 0 | 0 | 0 | 0 | 0 | 0 | 0 | 0 | 0 | 0 | 0 | 0 | 0 | False | False | 0 | 0 | 0.19 | 0.0024511293439728357 | 0.005753849007953743 | OPTIMIZED | INSTALLED | natural_gas |  | node_1345813_789_15284670_121 | AN | 8104101
generator_load_220461717 |  | 0 | 0 | 0 | 0 | 0 | False | 0 | 0 | 0 | 0 | 0 | 0 | 0 | 0 | 0 | 0 | 0 | 0 | 0 | 0 | 0 | 0 | 0 | False | False | 0 | 0 | 0.19 | 0.00558117961196779 | 0.013101415600163178 | OPTIMIZED | INSTALLED | natural_gas |  | node_1348589_975_15284520_361 | AN | 8104101
generator_load_220486444 |  | 0 | 0 | 0 | 0 | 0 | False | 0 | 0 | 0 | 0 | 0 | 0 | 0 | 0 | 0 | 0 | 0 | 0 | 0 | 0 | 0 | 0 | 0 | False | False | 0 | 0 | 0.19 | 0.003929340941927644 | 0.009223843799183928 | OPTIMIZED | INSTALLED | natural_gas |  | node_1349282_539_15285220_32 | AN | 8104101
generator_load_220494062 |  | 0 | 0 | 0 | 0 | 0 | False | 0 | 0 | 0 | 0 | 0 | 0 | 0 | 0 | 0 | 0 | 0 | 0 | 0 | 0 | 0 | 0 | 0 | False | False | 0 | 0 | 0.19 | 0.007243409999387631 | 0.01700338103763614 | OPTIMIZED | INSTALLED | natural_gas |  | node_1349616_052_15285659_19 | AN | 8104101
generator_load_220536063 |  | 0 | 0 | 0 | 0 | 0 | False | 0 | 0 | 0 | 0 | 0 | 0 | 0 | 0 | 0 | 0 | 0 | 0 | 0 | 0 | 0 | 0 | 0 | False | False | 0 | 0 | 0.19 | 0.0025515820002534246 | 0.005989654160726269 | OPTIMIZED | INSTALLED | natural_gas |  | node_1358282_929_15291040_869 | AN | 8104101
generator_load_220539804 |  | 0 | 0 | 0 | 0 | 0 | False | 0 | 0 | 0 | 0 | 0 | 0 | 0 | 0 | 0 | 0 | 0 | 0 | 0 | 0 | 0 | 0 | 0 | False | False | 0 | 0 | 0.19 | 0.00038968664898447595 | 0.0009147613685141086 | OPTIMIZED | INSTALLED | natural_gas |  | node_1344425_045_15284605_219 | AN | 8104101
generator_load_220575898 |  | 0 | 0 | 0 | 0 | 0 | False | 0 | 0 | 0 | 0 | 0 | 0 | 0 | 0 | 0 | 0 | 0 | 0 | 0 | 0 | 0 | 0 | 0 | False | False | 0 | 0 | 0.19 | 0.0024026351334238477 | 0.005640012037649766 | OPTIMIZED | INSTALLED | natural_gas |  | node_1353562_418_15287586_362 | AN | 8104101
generator_load_220602590 |  | 0 | 0 | 0 | 0 | 0 | False | 0 | 0 | 0 | 0 | 0 | 0 | 0 | 0 | 0 | 0 | 0 | 0 | 0 | 0 | 0 | 0 | 0 | False | False | 0 | 0 | 0.19 | 0.00669828153669025 | 0.015723731523236955 | OPTIMIZED | INSTALLED | natural_gas |  | node_1360496_289_15292576_701 | AN | 8104101
generator_load_220603153 |  | 0 | 0 | 0 | 0 | 0 | False | 0 | 0 | 0 | 0 | 0 | 0 | 0 | 0 | 0 | 0 | 0 | 0 | 0 | 0 | 0 | 0 | 0 | False | False | 0 | 0 | 0.19 | 0.001501592785600527 | 0.003524880473341032 | OPTIMIZED | INSTALLED | natural_gas |  | node_1354911_588_15290059_324 | AN | 8104101
generator_load_220604025 |  | 0 | 0 | 0 | 0 | 0 | False | 0 | 0 | 0 | 0 | 0 | 0 | 0 | 0 | 0 | 0 | 0 | 0 | 0 | 0 | 0 | 0 | 0 | False | False | 0 | 0 | 0.19 | 0.004947289227979557 | 0.011613403774046894 | OPTIMIZED | INSTALLED | natural_gas |  | node_1350440_895_15286037_11 | AN | 8104101
generator_load_220616368 |  | 0 | 0 | 0 | 0 | 0 | False | 0 | 0 | 0 | 0 | 0 | 0 | 0 | 0 | 0 | 0 | 0 | 0 | 0 | 0 | 0 | 0 | 0 | False | False | 0 | 0 | 0.19 | 0.007152050042876696 | 0.01678892031679561 | OPTIMIZED | INSTALLED | natural_gas |  | node_1350980_93_15285420_003 | AN | 8104101
generator_load_220648271 |  | 0 | 0 | 0 | 0 | 0 | False | 0 | 0 | 0 | 0 | 0 | 0 | 0 | 0 | 0 | 0 | 0 | 0 | 0 | 0 | 0 | 0 | 0 | False | False | 0 | 0 | 0.19 | 0.0023065123476208923 | 0.005414370900082952 | OPTIMIZED | INSTALLED | natural_gas |  | node_1355371_802_15290239_983 | AN | 8104101
generator_load_220655707 |  | 0 | 0 | 0 | 0 | 0 | False | 0 | 0 | 0 | 0 | 0 | 0 | 0 | 0 | 0 | 0 | 0 | 0 | 0 | 0 | 0 | 0 | 0 | False | False | 0 | 0 | 0.19 | 0.0010140513743886665 | 0.002380412361177825 | OPTIMIZED | INSTALLED | natural_gas |  | node_1345630_073_15284404_564 | AN | 8104101
generator_load_310011393 |  | 0 | 0 | 0 | 0 | 0 | False | 0 | 0 | 0 | 0 | 0 | 0 | 0 | 0 | 0 | 0 | 0 | 0 | 0 | 0 | 0 | 0 | 0 | False | False | 0 | 0 | 0.19 | 0.0016808487457735382 | 0.003945670702857522 | OPTIMIZED | INSTALLED | natural_gas |  | node_1350695_664_15285107_48 | AN | 8104101
generator_load_310059115 |  | 0 | 0 | 0 | 0 | 0 | False | 0 | 0 | 0 | 0 | 0 | 0 | 0 | 0 | 0 | 0 | 0 | 0 | 0 | 0 | 0 | 0 | 0 | False | False | 0 | 0 | 0.19 | 0.001001061904122644 | 0.002349920315560688 | OPTIMIZED | INSTALLED | natural_gas |  | node_1352506_072_15287019_229 | BN | 8104101

## HeatPump
Name | GroupId | YearOfInstallation | ReactivePower | ActivePower | MaxPowerOutput | MinPowerOutput | RampUpLimit | RampDownLimit | CapitalCost | FixedOperatingCost | VariableOperatingCost | MaxReactivePower | MaxActivePower | OutputSchedule | PlanningStatus | UnitType | UnitSubtype | ParentNode | Phases | Feeder | Comments
heatpump_load_220347826 |  | 0 | 0 | 0 | 0 | 0 | 0 | 0 | 0 | 0 | 0.19 | 0.0035448500810495776 | 0.008321279248916675 | OPTIMIZED | INSTALLED |  |  | node_1347174_351_15286083_433 | AN | 8104101
heatpump_load_220347827 |  | 0 | 0 | 0 | 0 | 0 | 0 | 0 | 0 | 0 | 0.19 | 0.0031924001487724954 | 0.007493928411171692 | OPTIMIZED | INSTALLED |  |  | node_1347226_981_15286391_625 | AN | 8104101
heatpump_load_220347828 |  | 0 | 0 | 0 | 0 | 0 | 0 | 0 | 0 | 0 | 0.19 | 0.004021133857252967 | 0.009439320921545029 | OPTIMIZED | INSTALLED |  |  | node_1346955_93_15286721_927 | AN | 8104101
heatpump_load_220347829 |  | 0 | 0 | 0 | 0 | 0 | 0 | 0 | 0 | 0 | 0.19 | 0.001544458390395596 | 0.003625504223877584 | OPTIMIZED | INSTALLED |  |  | node_1346711_934_15286614_576 | AN | 8104101
heatpump_load_220347839 |  | 0 | 0 | 0 | 0 | 0 | 0 | 0 | 0 | 0 | 0.19 | 0.00370072485357687 | 0.008687183796322318 | OPTIMIZED | INSTALLED |  |  | node_1346789_447_15286325_865 | AN | 8104101
heatpump_load_220347840 |  | 0 | 0 | 0 | 0 | 0 | 0 | 0 | 0 | 0 | 0.19 | 0.0040367213627390715 | 0.009475911376285595 | OPTIMIZED | INSTALLED |  |  | node_1346773_898_15286033_835 | AN | 8104101
heatpump_load_220348060 |  | 0 | 0 | 0 | 0 | 0 | 0 | 0 | 0 | 0 | 0.19 | 0.0013751610476210154 | 0.0032280912293342324 | OPTIMIZED | INSTALLED |  |  | node_1358663_288_15291542_35 | AN | 8104101
heatpump_load_220348207 |  | 0 | 0 | 0 | 0 | 0 | 0 | 0 | 0 | 0 | 0.19 | 0.00550194334926098 | 0.012915414121898642 | OPTIMIZED | INSTALLED |  |  | node_1349193_634_15285710_366 | AN | 8104101
heatpump_load_220348224 |  | 0 | 0 | 0 | 0 | 0 | 0 | 0 | 0 | 0 | 0.19 | 0.0014440057341150068 | 0.003389699071105058 | OPTIMIZED | INSTALLED |  |  | node_1350572_051_15285113_788 | AN | 8104101
heatpump_load_220348225 |  | 0 | 0 | 0 | 0 | 0 | 0 | 0 | 0 | 0 | 0.19 | 0.004377913660007682 | 0.010276835774495724 | OPTIMIZED | INSTALLED |  |  | node_1351190_322_15285200_078 | AN | 8104101
heatpump_load_220348226 |  | 0 | 0 | 0 | 0 | 0 | 0 | 0 | 0 | 0 | 0.19 | 0.005639199763434576 | 0.013237613403919723 | OPTIMIZED | INSTALLED |  |  | node_1351533_842_15285310_393 | AN | 8104101
heatpump_load_220348250 |  | 0 | 0 | 0 | 0 | 0 | 0 | 0 | 0 | 0 | 0.19 | 0.0036050350265883022 | 0.008462559060276076 | OPTIMIZED | INSTALLED |  |  | node_1352098_135_15285411_344 | AN | 8104101
heatpump_load_220348251 |  | 0 | 0 | 0 | 0 | 0 | 0 | 0 | 0 | 0 | 0.19 | 0.002811806058390796 | 0.00660051147458958 | OPTIMIZED | INSTALLED |  |  | node_1352174_193_15285196_288 | AN | 8104101
heatpump_load_220348252 |  | 0 | 0 | 0 | 0 | 0 | 0 | 0 | 0 | 0 | 0.19 | 0.006008536077640925 | 0.014104603900966984 | OPTIMIZED | INSTALLED |  |  | node_1352206_579_15284732_938 | AN | 8104101
heatpump_load_220348253 |  | 0 | 0 | 0 | 0 | 0 | 0 | 0 | 0 | 0 | 0.19 | 0.004040618274402317 | 0.009485058989970735 | OPTIMIZED | INSTALLED |  |  | node_1352309_934_15284123_538 | AN | 8104101
heatpump_load_220348254 |  | 0 | 0 | 0 | 0 | 0 | 0 | 0 | 0 | 0 | 0.19 | 0.003858331461361714 | 0.009057153949810246 | OPTIMIZED | INSTALLED |  |  | node_1351360_526_15286311_412 | AN | 8104101
heatpump_load_220348255 |  | 0 | 0 | 0 | 0 | 0 | 0 | 0 | 0 | 0 | 0.19 | 0.004193895011709528 | 0.009844865128252951 | OPTIMIZED | INSTALLED |  |  | node_1351564_078_15286019_559 | AN | 8104101
heatpump_load_220348280 |  | 0 | 0 | 0 | 0 | 0 | 0 | 0 | 0 | 0 | 0.19 | 0.0025074175190151924 | 0.005885981205628003 | OPTIMIZED | INSTALLED |  |  | node_1351576_747_15284902_736 | AN | 8104101
heatpump_load_220348282 |  | 0 | 0 | 0 | 0 | 0 | 0 | 0 | 0 | 0 | 0.19 | 0.0031880702782948623 | 0.00748376439596598 | OPTIMIZED | INSTALLED |  |  | node_1351877_952_15284616_999 | AN | 8104101
heatpump_load_220348329 |  | 0 | 0 | 0 | 0 | 0 | 0 | 0 | 0 | 0 | 0.19 | 0.006400387803031096 | 0.015024447277083948 | OPTIMIZED | INSTALLED |  |  | node_1351866_124_15285144_284 | AN | 8104101
heatpump_load_220348330 |  | 0 | 0 | 0 | 0 | 0 | 0 | 0 | 0 | 0 | 0.19 | 0.002141111916509557 | 0.005026105519224742 | OPTIMIZED | INSTALLED |  |  | node_1351938_45_15284259_09 | AN | 8104101
heatpump_load_220348331 |  | 0 | 0 | 0 | 0 | 0 | 0 | 0 | 0 | 0 | 0.19 | 0.0043822435304853155 | 0.010286999789701436 | OPTIMIZED | INSTALLED |  |  | node_1349100_274_15284813_112 | AN | 8104101
heatpump_load_220348333 |  | 0 | 0 | 0 | 0 | 0 | 0 | 0 | 0 | 0 | 0.19 | 0.002899269103238485 | 0.0068058245817449676 | OPTIMIZED | INSTALLED |  |  | node_1350053_681_15285255_645 | AN | 8104101
heatpump_load_220348334 |  | 0 | 0 | 0 | 0 | 0 | 0 | 0 | 0 | 0 | 0.19 | 0.0030547107757845126 | 0.0071707127276300405 | OPTIMIZED | INSTALLED |  |  | node_1349571_048_15285241_939 | AN | 8104101
heatpump_load_220348426 |  | 0 | 0 | 0 | 0 | 0 | 0 | 0 | 0 | 0 | 0.19 | 0.0017436315853654675 | 0.0040930489233403505 | OPTIMIZED | INSTALLED |  |  | node_1360607_077_15292560_073 | AN | 8104101
heatpump_load_220348427 |  | 0 | 0 | 0 | 0 | 0 | 0 | 0 | 0 | 0 | 0.19 | 8.226725674127978E-05 | 0.00019311628890853404 | OPTIMIZED | INSTALLED |  |  | node_1360740_645_15292593_56 | AN | 8104101
heatpump_load_220348428 |  | 0 | 0 | 0 | 0 | 0 | 0 | 0 | 0 | 0 | 0.19 | 0.0003853569196737204 | 0.0009045973533083964 | OPTIMIZED | INSTALLED |  |  | node_1360528_369_15292349_408 | AN | 8104101
heatpump_load_220348449 |  | 0 | 0 | 0 | 0 | 0 | 0 | 0 | 0 | 0 | 0.19 | 0.0018938774698050857 | 0.004445740250978568 | OPTIMIZED | INSTALLED |  |  | node_1348832_442_15285579_993 | AN | 8104101
heatpump_load_220348450 |  | 0 | 0 | 0 | 0 | 0 | 0 | 0 | 0 | 0 | 0.19 | 0.004930402846050288 | 0.011573764114744615 | OPTIMIZED | INSTALLED |  |  | node_1348676_063_15285296_099 | AN | 8104101
heatpump_load_220348479 |  | 0 | 0 | 0 | 0 | 0 | 0 | 0 | 0 | 0 | 0.19 | 0.0025152112011748062 | 0.005904276432998286 | OPTIMIZED | INSTALLED |  |  | node_1348613_459_15285584_964 | AN | 8104101
heatpump_load_220348480 |  | 0 | 0 | 0 | 0 | 0 | 0 | 0 | 0 | 0 | 0.19 | 0.0038085380920358067 | 0.008940267774944555 | OPTIMIZED | INSTALLED |  |  | node_1348411_086_15285446_482 | AN | 8104101
heatpump_load_220348601 |  | 0 | 0 | 0 | 0 | 0 | 0 | 0 | 0 | 0 | 0.19 | 0.002154967445571233 | 0.005058630367883021 | OPTIMIZED | INSTALLED |  |  | node_1345385_521_15284704_181 | AN | 8104101
heatpump_load_220348602 |  | 0 | 0 | 0 | 0 | 0 | 0 | 0 | 0 | 0 | 0.19 | 0.0028499088338938437 | 0.006689954808399848 | OPTIMIZED | INSTALLED |  |  | node_1345252_356_15285035_176 | AN | 8104101
heatpump_load_220348627 |  | 0 | 0 | 0 | 0 | 0 | 0 | 0 | 0 | 0 | 0.19 | 0.0029278462201574903 | 0.006872907082102669 | OPTIMIZED | INSTALLED |  |  | node_1345119_252_15285327_732 | AN | 8104101
heatpump_load_220348628 |  | 0 | 0 | 0 | 0 | 0 | 0 | 0 | 0 | 0 | 0.19 | 0.0006676632890136472 | 0.0015672911447208394 | OPTIMIZED | INSTALLED |  |  | node_1344858_16_15284394_486 | AN | 8104101
heatpump_load_220348629 |  | 0 | 0 | 0 | 0 | 0 | 0 | 0 | 0 | 0 | 0.19 | 0.0013162751196923316 | 0.0030898606225365447 | OPTIMIZED | INSTALLED |  |  | node_1344968_998_15284841_376 | AN | 8104101
heatpump_load_220348630 |  | 0 | 0 | 0 | 0 | 0 | 0 | 0 | 0 | 0 | 0.19 | 0.0020354636132894365 | 0.00477810354820536 | OPTIMIZED | INSTALLED |  |  | node_1345195_365_15284462_954 | AN | 8104101
heatpump_load_220348631 |  | 0 | 0 | 0 | 0 | 0 | 0 | 0 | 0 | 0 | 0.19 | 0.0035842517329957883 | 0.008413771787288657 | OPTIMIZED | INSTALLED |  |  | node_1348935_409_15285186_856 | AN | 8104101
heatpump_load_220348632 |  | 0 | 0 | 0 | 0 | 0 | 0 | 0 | 0 | 0 | 0.19 | 0.006260966453618683 | 0.014697165987460011 | OPTIMIZED | INSTALLED |  |  | node_1348524_611_15284972_44 | AN | 8104101
heatpump_load_220348646 |  | 0 | 0 | 0 | 0 | 0 | 0 | 0 | 0 | 0 | 0.19 | 0.005014401938049119 | 0.011770946009735436 | OPTIMIZED | INSTALLED |  |  | node_1347588_362_15284332_511 | AN | 8104101
heatpump_load_220348647 |  | 0 | 0 | 0 | 0 | 0 | 0 | 0 | 0 | 0 | 0.19 | 0.004175709612170219 | 0.00980217626438896 | OPTIMIZED | INSTALLED |  |  | node_1348098_352_15285298_415 | AN | 8104101
heatpump_load_220348648 |  | 0 | 0 | 0 | 0 | 0 | 0 | 0 | 0 | 0 | 0.19 | 0.004092576437800163 | 0.009607027172439282 | OPTIMIZED | INSTALLED |  |  | node_1348100_053_15284748_071 | AN | 8104101
heatpump_load_220348657 |  | 0 | 0 | 0 | 0 | 0 | 0 | 0 | 0 | 0 | 0.19 | 0.0026464057684463392 | 0.006212246093731369 | OPTIMIZED | INSTALLED |  |  | node_1355149_907_15290417_556 | AN | 8104101
heatpump_load_220348695 |  | 0 | 0 | 0 | 0 | 0 | 0 | 0 | 0 | 0 | 0.19 | 0.004173111718117013 | 0.009796077855265532 | OPTIMIZED | INSTALLED |  |  | node_1347682_265_15284765_859 | AN | 8104101
heatpump_load_220349335 |  | 0 | 0 | 0 | 0 | 0 | 0 | 0 | 0 | 0 | 0.19 | 0.005640065681063351 | 0.013239646206960866 | OPTIMIZED | INSTALLED |  |  | node_1352610_691_15286757_428 | AN | 8104101
heatpump_load_220349336 |  | 0 | 0 | 0 | 0 | 0 | 0 | 0 | 0 | 0 | 0.19 | 0.003243925353355954 | 0.007614880192119669 | OPTIMIZED | INSTALLED |  |  | node_1352630_468_15286358_894 | AN | 8104101
heatpump_load_220349343 |  | 0 | 0 | 0 | 0 | 0 | 0 | 0 | 0 | 0 | 0.19 | 0.0028122391583720622 | 0.006601527876110151 | OPTIMIZED | INSTALLED |  |  | node_1352379_267_15286532_692 | AN | 8104101
heatpump_load_220349364 |  | 0 | 0 | 0 | 0 | 0 | 0 | 0 | 0 | 0 | 0.19 | 0.004266203509885499 | 0.010014604182188348 | OPTIMIZED | INSTALLED |  |  | node_1350933_633_15286590_026 | AN | 8104101
heatpump_load_220349365 |  | 0 | 0 | 0 | 0 | 0 | 0 | 0 | 0 | 0 | 0.19 | 0.003453057306891133 | 0.008105802126555574 | OPTIMIZED | INSTALLED |  |  | node_1351191_832_15286166_648 | AN | 8104101
heatpump_load_220349368 |  | 0 | 0 | 0 | 0 | 0 | 0 | 0 | 0 | 0 | 0.19 | 0.0031633900730391024 | 0.007425829509293419 | OPTIMIZED | INSTALLED |  |  | node_1350755_97_15285766_877 | AN | 8104101
heatpump_load_220349369 |  | 0 | 0 | 0 | 0 | 0 | 0 | 0 | 0 | 0 | 0.19 | 0.0023788208457968638 | 0.005584109954018348 | OPTIMIZED | INSTALLED |  |  | node_1350682_055_15285439_042 | AN | 8104101
heatpump_load_220349372 |  | 0 | 0 | 0 | 0 | 0 | 0 | 0 | 0 | 0 | 0.19 | 0.003409758743281676 | 0.00800416197449845 | OPTIMIZED | INSTALLED |  |  | node_1350448_505_15285568_919 | AN | 8104101
heatpump_load_220349384 |  | 0 | 0 | 0 | 0 | 0 | 0 | 0 | 0 | 0 | 0.19 | 0.00043861410068160724 | 0.0010296147403386579 | OPTIMIZED | INSTALLED |  |  | node_1350113_431_15286129_102 | AN | 8104101
heatpump_load_220349385 |  | 0 | 0 | 0 | 0 | 0 | 0 | 0 | 0 | 0 | 0.19 | 0.003200626789746497 | 0.007513240040062546 | OPTIMIZED | INSTALLED |  |  | node_1350124_347_15285891_141 | AN | 8104101
heatpump_load_220349386 |  | 0 | 0 | 0 | 0 | 0 | 0 | 0 | 0 | 0 | 0.19 | 0.005310996936431988 | 0.012467181051326728 | OPTIMIZED | INSTALLED |  |  | node_1350145_713_15285414_2 | AN | 8104101
heatpump_load_220349387 |  | 0 | 0 | 0 | 0 | 0 | 0 | 0 | 0 | 0 | 0.19 | 0.0026308182629602344 | 0.006175655638990804 | OPTIMIZED | INSTALLED |  |  | node_1347508_104_15286442_27 | AN | 8104101
heatpump_load_220349388 |  | 0 | 0 | 0 | 0 | 0 | 0 | 0 | 0 | 0 | 0.19 | 0.00222121423801202 | 0.005214139800530419 | OPTIMIZED | INSTALLED |  |  | node_1347525_457_15286662_052 | AN | 8104101
heatpump_load_220349583 |  | 0 | 0 | 0 | 0 | 0 | 0 | 0 | 0 | 0 | 0.19 | 0.0071247720847346105 | 0.01672488702099962 | OPTIMIZED | INSTALLED |  |  | node_1359926_003_15291954_895 | AN | 8104101
heatpump_load_220349584 |  | 0 | 0 | 0 | 0 | 0 | 0 | 0 | 0 | 0 | 0.19 | 0.00769674554675969 | 0.018067553429674216 | OPTIMIZED | INSTALLED |  |  | node_1359633_892_15291717_309 | AN | 8104101
heatpump_load_220349585 |  | 0 | 0 | 0 | 0 | 0 | 0 | 0 | 0 | 0 | 0.19 | 0.006349295416095148 | 0.014904511897656543 | OPTIMIZED | INSTALLED |  |  | node_1359419_846_15291594_026 | AN | 8104101
heatpump_load_220349586 |  | 0 | 0 | 0 | 0 | 0 | 0 | 0 | 0 | 0 | 0.19 | 0.0011595344295362634 | 0.0027219232720897585 | OPTIMIZED | INSTALLED |  |  | node_1359206_048_15291470_048 | AN | 8104101
heatpump_load_220349587 |  | 0 | 0 | 0 | 0 | 0 | 0 | 0 | 0 | 0 | 0.19 | 0.00203329867805062 | 0.004773021540602504 | OPTIMIZED | INSTALLED |  |  | node_1359088_862_15291475_631 | AN | 8104101
heatpump_load_220349602 |  | 0 | 0 | 0 | 0 | 0 | 0 | 0 | 0 | 0 | 0.19 | 0.0036933639890647666 | 0.008669904970472608 | OPTIMIZED | INSTALLED |  |  | node_1355863_37_15290395_897 | AN | 8104101
heatpump_load_220349603 |  | 0 | 0 | 0 | 0 | 0 | 0 | 0 | 0 | 0 | 0.19 | 0.0037596107815055534 | 0.008825414403120006 | OPTIMIZED | INSTALLED |  |  | node_1355669_885_15290341_024 | AN | 8104101
heatpump_load_220349607 |  | 0 | 0 | 0 | 0 | 0 | 0 | 0 | 0 | 0 | 0.19 | 0.0001838022394743994 | 0.00043146244548248794 | OPTIMIZED | INSTALLED |  |  | node_1354641_883_15289735_76 | AN | 8104101
heatpump_load_220349608 |  | 0 | 0 | 0 | 0 | 0 | 0 | 0 | 0 | 0 | 0.19 | 0.0001838022394743994 | 0.00043146244548248794 | OPTIMIZED | INSTALLED |  |  | node_1354656_531_15289717_95 | AN | 8104101
heatpump_load_220349611 |  | 0 | 0 | 0 | 0 | 0 | 0 | 0 | 0 | 0 | 0.19 | 0.00021028655742917287 | 0.0004936323384907616 | OPTIMIZED | INSTALLED |  |  | node_1354178_799_15287801_741 | BN | 8104101
heatpump_load_220349612 |  | 0 | 0 | 0 | 0 | 0 | 0 | 0 | 0 | 0 | 0.19 | 0.00021028655742917287 | 0.0004936323384907616 | OPTIMIZED | INSTALLED |  |  | node_1354215_338_15287821_652 | CN | 8104101
heatpump_load_220349623 |  | 0 | 0 | 0 | 0 | 0 | 0 | 0 | 0 | 0 | 0.19 | 0.0016280245235800392 | 0.0038216697173478315 | OPTIMIZED | INSTALLED |  |  | node_1353000_796_15287451_88 | AN | 8104101
heatpump_load_220349628 |  | 0 | 0 | 0 | 0 | 0 | 0 | 0 | 0 | 0 | 0.19 | 0.0017037968334379908 | 0.003999539983447797 | OPTIMIZED | INSTALLED |  |  | node_1352389_19_15287148_861 | AN | 8104101
heatpump_load_220349629 |  | 0 | 0 | 0 | 0 | 0 | 0 | 0 | 0 | 0 | 0.19 | 0.0063077288289101205 | 0.014806937351681706 | OPTIMIZED | INSTALLED |  |  | node_1352084_851_15287045_665 | AN | 8104101
heatpump_load_220349630 |  | 0 | 0 | 0 | 0 | 0 | 0 | 0 | 0 | 0 | 0.19 | 0.00016020450183804828 | 0.0003760685626113558 | OPTIMIZED | INSTALLED |  |  | node_1351874_699_15286841_609 | AN | 8104101
heatpump_load_220349632 |  | 0 | 0 | 0 | 0 | 0 | 0 | 0 | 0 | 0 | 0.19 | 0.0036929310302503786 | 0.008668888568952036 | OPTIMIZED | INSTALLED |  |  | node_1351269_475_15286785_979 | AN | 8104101
heatpump_load_220349635 |  | 0 | 0 | 0 | 0 | 0 | 0 | 0 | 0 | 0 | 0.19 | 0.0008283007496660832 | 0.0019443761088527665 | OPTIMIZED | INSTALLED |  |  | node_1349986_716_15286244_294 | AN | 8104101
heatpump_load_220349636 |  | 0 | 0 | 0 | 0 | 0 | 0 | 0 | 0 | 0 | 0.19 | 0.0019047020048322913 | 0.004471150288992849 | OPTIMIZED | INSTALLED |  |  | node_1349803_934_15286169_688 | AN | 8104101
heatpump_load_220349638 |  | 0 | 0 | 0 | 0 | 0 | 0 | 0 | 0 | 0 | 0.19 | 0.000778940480321442 | 0.001828506335507646 | OPTIMIZED | INSTALLED |  |  | node_1349047_911_15285923_74 | AN | 8104101
heatpump_load_220349640 |  | 0 | 0 | 0 | 0 | 0 | 0 | 0 | 0 | 0 | 0.19 | 0.0010036597981758486 | 0.0023560187246841153 | OPTIMIZED | INSTALLED |  |  | node_1347553_168_15285927_952 | AN | 8104101
heatpump_load_220349641 |  | 0 | 0 | 0 | 0 | 0 | 0 | 0 | 0 | 0 | 0.19 | 0.001840187188815933 | 0.004319706462427735 | OPTIMIZED | INSTALLED |  |  | node_1347108_716_15285803_016 | AN | 8104101
heatpump_load_220349642 |  | 0 | 0 | 0 | 0 | 0 | 0 | 0 | 0 | 0 | 0.19 | 0.0016877765103043762 | 0.003961933127186661 | OPTIMIZED | INSTALLED |  |  | node_1346673_4_15285503_778 | AN | 8104101
heatpump_load_220349643 |  | 0 | 0 | 0 | 0 | 0 | 0 | 0 | 0 | 0 | 0.19 | 9.208146042366217E-05 | 0.0002161547233748153 | OPTIMIZED | INSTALLED |  |  | node_1346585_799_15285338_111 | AN | 8104101
heatpump_load_220349644 |  | 0 | 0 | 0 | 0 | 0 | 0 | 0 | 0 | 0 | 0.19 | 9.208146042366217E-05 | 0.0002161547233748153 | OPTIMIZED | INSTALLED |  |  | node_1346563_917_15285294_012 | CN | 8104101
heatpump_load_220349645 |  | 0 | 0 | 0 | 0 | 0 | 0 | 0 | 0 | 0 | 0.19 | 9.208146042366217E-05 | 0.0002161547233748153 | OPTIMIZED | INSTALLED |  |  | node_1346577_01_15285314_15 | BN | 8104101
heatpump_load_220349649 |  | 0 | 0 | 0 | 0 | 0 | 0 | 0 | 0 | 0 | 0.19 | 0.0024511293439728357 | 0.005753849007953743 | OPTIMIZED | INSTALLED |  |  | node_1345813_789_15284670_121 | AN | 8104101
heatpump_load_220461717 |  | 0 | 0 | 0 | 0 | 0 | 0 | 0 | 0 | 0 | 0.19 | 0.00558117961196779 | 0.013101415600163178 | OPTIMIZED | INSTALLED |  |  | node_1348589_975_15284520_361 | AN | 8104101
heatpump_load_220486444 |  | 0 | 0 | 0 | 0 | 0 | 0 | 0 | 0 | 0 | 0.19 | 0.003929340941927644 | 0.009223843799183928 | OPTIMIZED | INSTALLED |  |  | node_1349282_539_15285220_32 | AN | 8104101
heatpump_load_220494062 |  | 0 | 0 | 0 | 0 | 0 | 0 | 0 | 0 | 0 | 0.19 | 0.007243409999387631 | 0.01700338103763614 | OPTIMIZED | INSTALLED |  |  | node_1349616_052_15285659_19 | AN | 8104101
heatpump_load_220536063 |  | 0 | 0 | 0 | 0 | 0 | 0 | 0 | 0 | 0 | 0.19 | 0.0025515820002534246 | 0.005989654160726269 | OPTIMIZED | INSTALLED |  |  | node_1358282_929_15291040_869 | AN | 8104101
heatpump_load_220539804 |  | 0 | 0 | 0 | 0 | 0 | 0 | 0 | 0 | 0 | 0.19 | 0.00038968664898447595 | 0.0009147613685141086 | OPTIMIZED | INSTALLED |  |  | node_1344425_045_15284605_219 | AN | 8104101
heatpump_load_220575898 |  | 0 | 0 | 0 | 0 | 0 | 0 | 0 | 0 | 0 | 0.19 | 0.0024026351334238477 | 0.005640012037649766 | OPTIMIZED | INSTALLED |  |  | node_1353562_418_15287586_362 | AN | 8104101
heatpump_load_220602590 |  | 0 | 0 | 0 | 0 | 0 | 0 | 0 | 0 | 0 | 0.19 | 0.00669828153669025 | 0.015723731523236955 | OPTIMIZED | INSTALLED |  |  | node_1360496_289_15292576_701 | AN | 8104101
heatpump_load_220603153 |  | 0 | 0 | 0 | 0 | 0 | 0 | 0 | 0 | 0 | 0.19 | 0.001501592785600527 | 0.003524880473341032 | OPTIMIZED | INSTALLED |  |  | node_1354911_588_15290059_324 | AN | 8104101
heatpump_load_220604025 |  | 0 | 0 | 0 | 0 | 0 | 0 | 0 | 0 | 0 | 0.19 | 0.004947289227979557 | 0.011613403774046894 | OPTIMIZED | INSTALLED |  |  | node_1350440_895_15286037_11 | AN | 8104101
heatpump_load_220616368 |  | 0 | 0 | 0 | 0 | 0 | 0 | 0 | 0 | 0 | 0.19 | 0.007152050042876696 | 0.01678892031679561 | OPTIMIZED | INSTALLED |  |  | node_1350980_93_15285420_003 | AN | 8104101
heatpump_load_220648271 |  | 0 | 0 | 0 | 0 | 0 | 0 | 0 | 0 | 0 | 0.19 | 0.0023065123476208923 | 0.005414370900082952 | OPTIMIZED | INSTALLED |  |  | node_1355371_802_15290239_983 | AN | 8104101
heatpump_load_220655707 |  | 0 | 0 | 0 | 0 | 0 | 0 | 0 | 0 | 0 | 0.19 | 0.0010140513743886665 | 0.002380412361177825 | OPTIMIZED | INSTALLED |  |  | node_1345630_073_15284404_564 | AN | 8104101
heatpump_load_310011393 |  | 0 | 0 | 0 | 0 | 0 | 0 | 0 | 0 | 0 | 0.19 | 0.0016808487457735382 | 0.003945670702857522 | OPTIMIZED | INSTALLED |  |  | node_1350695_664_15285107_48 | AN | 8104101
heatpump_load_310059115 |  | 0 | 0 | 0 | 0 | 0 | 0 | 0 | 0 | 0 | 0.19 | 0.001001061904122644 | 0.002349920315560688 | OPTIMIZED | INSTALLED |  |  | node_1352506_072_15287019_229 | BN | 8104101

## LineSpacing
Name | DistanceAB | DistanceAC | DistanceAE | DistanceAN | DistanceBC | DistanceBE | DistanceBN | DistanceCE | DistanceCN | DistanceNE | Feeder | Comments

## Load
Name | GroupId | PriorityLevel | LoadClass | BaseReactivePowerA | BaseReactivePowerB | BaseReactivePowerC | BaseActivePowerA | BaseActivePowerB | BaseActivePowerC | BasePowerA | BasePowerB | BasePowerC | ConstantCurrentAReal | ConstantCurrentAImag | ConstantCurrentA | ConstantCurrentBReal | ConstantCurrentBImag | ConstantCurrentB | ConstantCurrentCReal | ConstantCurrentCImag | ConstantCurrentC | ConstantResistanceA | ConstantReactanceA | ConstantImpedanceA | ConstantResistanceB | ConstantReactanceB | ConstantImpedanceB | ConstantResistanceC | ConstantReactanceC | ConstantImpedanceC | ConstantActivePowerA | ConstantReactivePowerA | ConstantPowerA | ConstantActivePowerB | ConstantReactivePowerB | ConstantPowerB | ConstantActivePowerC | ConstantReactivePowerC | ConstantPowerC | CurrentFractionA | CurrentFractionB | CurrentFractionC | CurrentPfA | CurrentPfB | CurrentPfC | ImpedanceFractionA | ImpedanceFractionB | ImpedanceFractionC | ImpedancePfA | ImpedancePfB | ImpedancePfC | PowerFractionA | PowerFractionB | PowerFractionC | PowerPfA | PowerPfB | PowerPfC | DemandResponseLowerBound | DemandResponseShortageCost | DemandResponseSurplusCost | DemandResponseUpperBound | ActivePowerA | ActivePowerB | ActivePowerC | ReactivePowerA | ReactivePowerB | ReactivePowerC | NominalVoltage | Status | ParentNode | Phases | Feeder | Comments
load_220346446 |  | 0 | U | 0 | 0 | 0 | 0 | 0 | 0 | 0 | 0 | 0 | 0 | 0 | 0+0j | 0 | 0 | 0+0j | 0 | 0 | 0+0j | 0 | 0 | 0+0j | 0 | 0 | 0+0j | 0 | 0 | 0+0j | 0 | 0 | 0+0j | 0 | 0 | 0+0j | 0 | 0 | 0+0j | 0 | 0 | 0 | 0 | 0 | 0 | 0 | 0 | 0 | 0 | 0 | 0 | 0 | 0 | 0 | 0 | 0 | 0 | 1 | 0 | 0 | 1 | 0 | 0 | 0 | 0 | 0 | 0 | 0 | OPEN | node_1345380_22_15288020_263 | AN | 8104101
load_220346447 |  | 0 | U | 0 | 0 | 0 | 0 | 0 | 0 | 0 | 0 | 0 | 0 | 0 | 0+0j | 0 | 0 | 0+0j | 0 | 0 | 0+0j | 0 | 0 | 0+0j | 0 | 0 | 0+0j | 0 | 0 | 0+0j | 0 | 0 | 0+0j | 0 | 0 | 0+0j | 0 | 0 | 0+0j | 0 | 0 | 0 | 0 | 0 | 0 | 0 | 0 | 0 | 0 | 0 | 0 | 0 | 0 | 0 | 0 | 0 | 0 | 1 | 0 | 0 | 1 | 0 | 0 | 0 | 0 | 0 | 0 | 0 | OPEN | node_1345383_732_15288046_505 | AN | 8104101
load_220347826 |  | 0 | R | 0 | 0 | 0 | 0 | 0 | 0 | 0 | 0 | 0 | 0 | 0 | 0+0j | 0 | 0 | 0+0j | 0 | 0 | 0+0j | 0 | 0 | 0+0j | 0 | 0 | 0+0j | 0 | 0 | 0+0j | 58946.4 | 25111.061 | 58946.4+25111.061j | 0 | 0 | 0+0j | 0 | 0 | 0+0j | 0 | 0 | 0 | 0 | 0 | 0 | 0 | 0 | 0 | 0 | 0 | 0 | 0 | 0 | 0 | 0 | 0 | 0 | 1 | 0 | 0 | 1 | 0 | 0 | 0 | 0 | 0 | 0 | 0 | OPEN | node_1347174_351_15286083_433 | AN | 8104101
load_220347827 |  | 0 | R | 0 | 0 | 0 | 0 | 0 | 0 | 0 | 0 | 0 | 0 | 0 | 0+0j | 0 | 0 | 0+0j | 0 | 0 | 0+0j | 0 | 0 | 0+0j | 0 | 0 | 0+0j | 0 | 0 | 0+0j | 53085.6 | 22614.371 | 53085.6+22614.371j | 0 | 0 | 0+0j | 0 | 0 | 0+0j | 0 | 0 | 0 | 0 | 0 | 0 | 0 | 0 | 0 | 0 | 0 | 0 | 0 | 0 | 0 | 0 | 0 | 0 | 1 | 0 | 0 | 1 | 0 | 0 | 0 | 0 | 0 | 0 | 0 | OPEN | node_1347226_981_15286391_625 | AN | 8104101
load_220347828 |  | 0 | R | 0 | 0 | 0 | 0 | 0 | 0 | 0 | 0 | 0 | 0 | 0 | 0+0j | 0 | 0 | 0+0j | 0 | 0 | 0+0j | 0 | 0 | 0+0j | 0 | 0 | 0+0j | 0 | 0 | 0+0j | 66866.4 | 28484.967 | 66866.4+28484.967j | 0 | 0 | 0+0j | 0 | 0 | 0+0j | 0 | 0 | 0 | 0 | 0 | 0 | 0 | 0 | 0 | 0 | 0 | 0 | 0 | 0 | 0 | 0 | 0 | 0 | 1 | 0 | 0 | 1 | 0 | 0 | 0 | 0 | 0 | 0 | 0 | OPEN | node_1346955_93_15286721_927 | AN | 8104101
load_220347829 |  | 0 | R | 0 | 0 | 0 | 0 | 0 | 0 | 0 | 0 | 0 | 0 | 0 | 0+0j | 0 | 0 | 0+0j | 0 | 0 | 0+0j | 0 | 0 | 0+0j | 0 | 0 | 0+0j | 0 | 0 | 0+0j | 25682.4 | 10940.657 | 25682.4+10940.657j | 0 | 0 | 0+0j | 0 | 0 | 0+0j | 0 | 0 | 0 | 0 | 0 | 0 | 0 | 0 | 0 | 0 | 0 | 0 | 0 | 0 | 0 | 0 | 0 | 0 | 1 | 0 | 0 | 1 | 0 | 0 | 0 | 0 | 0 | 0 | 0 | OPEN | node_1346711_934_15286614_576 | AN | 8104101
load_220347839 |  | 0 | R | 0 | 0 | 0 | 0 | 0 | 0 | 0 | 0 | 0 | 0 | 0 | 0+0j | 0 | 0 | 0+0j | 0 | 0 | 0+0j | 0 | 0 | 0+0j | 0 | 0 | 0+0j | 0 | 0 | 0+0j | 61538.4 | 26215.249 | 61538.4+26215.249j | 0 | 0 | 0+0j | 0 | 0 | 0+0j | 0 | 0 | 0 | 0 | 0 | 0 | 0 | 0 | 0 | 0 | 0 | 0 | 0 | 0 | 0 | 0 | 0 | 0 | 1 | 0 | 0 | 1 | 0 | 0 | 0 | 0 | 0 | 0 | 0 | OPEN | node_1346789_447_15286325_865 | AN | 8104101
load_220347840 |  | 0 | R | 0 | 0 | 0 | 0 | 0 | 0 | 0 | 0 | 0 | 0 | 0 | 0+0j | 0 | 0 | 0+0j | 0 | 0 | 0+0j | 0 | 0 | 0+0j | 0 | 0 | 0+0j | 0 | 0 | 0+0j | 67125.6 | 28595.386 | 67125.6+28595.386j | 0 | 0 | 0+0j | 0 | 0 | 0+0j | 0 | 0 | 0 | 0 | 0 | 0 | 0 | 0 | 0 | 0 | 0 | 0 | 0 | 0 | 0 | 0 | 0 | 0 | 1 | 0 | 0 | 1 | 0 | 0 | 0 | 0 | 0 | 0 | 0 | OPEN | node_1346773_898_15286033_835 | AN | 8104101
load_220347847 |  | 0 | C | 0 | 0 | 0 | 0 | 0 | 0 | 0 | 0 | 0 | 0 | 0 | 0+0j | 0 | 0 | 0+0j | 0 | 0 | 0+0j | 0 | 0 | 0+0j | 0 | 0 | 0+0j | 0 | 0 | 0+0j | 56000 | 23855.9 | 56000+23855.9j | 56000 | 23855.9 | 56000+23855.9j | 56000 | 23855.9 | 56000+23855.9j | 0 | 0 | 0 | 0 | 0 | 0 | 0 | 0 | 0 | 0 | 0 | 0 | 0 | 0 | 0 | 0 | 0 | 0 | 1 | 0 | 0 | 1 | 0 | 0 | 0 | 0 | 0 | 0 | 0 | OPEN | node_1346928_981_15285542_331 | ABCN | 8104101
load_220347848 |  | 0 | C | 0 | 0 | 0 | 0 | 0 | 0 | 0 | 0 | 0 | 0 | 0 | 0+0j | 0 | 0 | 0+0j | 0 | 0 | 0+0j | 0 | 0 | 0+0j | 0 | 0 | 0+0j | 0 | 0 | 0+0j | 20000 | 8519.964 | 20000+8519.964j | 20000 | 8519.964 | 20000+8519.964j | 20000 | 8519.964 | 20000+8519.964j | 0 | 0 | 0 | 0 | 0 | 0 | 0 | 0 | 0 | 0 | 0 | 0 | 0 | 0 | 0 | 0 | 0 | 0 | 1 | 0 | 0 | 1 | 0 | 0 | 0 | 0 | 0 | 0 | 0 | OPEN | node_1346771_88_15285487_741 | ABCN | 8104101
load_220348060 |  | 0 | R | 0 | 0 | 0 | 0 | 0 | 0 | 0 | 0 | 0 | 0 | 0 | 0+0j | 0 | 0 | 0+0j | 0 | 0 | 0+0j | 0 | 0 | 0+0j | 0 | 0 | 0+0j | 0 | 0 | 0+0j | 22867.2 | 9741.386 | 22867.2+9741.386j | 0 | 0 | 0+0j | 0 | 0 | 0+0j | 0 | 0 | 0 | 0 | 0 | 0 | 0 | 0 | 0 | 0 | 0 | 0 | 0 | 0 | 0 | 0 | 0 | 0 | 1 | 0 | 0 | 1 | 0 | 0 | 0 | 0 | 0 | 0 | 0 | OPEN | node_1358663_288_15291542_35 | AN | 8104101
load_220348063 |  | 0 | C | 0 | 0 | 0 | 0 | 0 | 0 | 0 | 0 | 0 | 0 | 0 | 0+0j | 0 | 0 | 0+0j | 0 | 0 | 0+0j | 0 | 0 | 0+0j | 0 | 0 | 0+0j | 0 | 0 | 0+0j | 7000 | 2981.988 | 7000+2981.988j | 0 | 0 | 0+0j | 0 | 0 | 0+0j | 0 | 0 | 0 | 0 | 0 | 0 | 0 | 0 | 0 | 0 | 0 | 0 | 0 | 0 | 0 | 0 | 0 | 0 | 1 | 0 | 0 | 1 | 0 | 0 | 0 | 0 | 0 | 0 | 0 | OPEN | node_1354781_845_15288065_434 | AN | 8104101
load_220348064 |  | 0 | C | 0 | 0 | 0 | 0 | 0 | 0 | 0 | 0 | 0 | 0 | 0 | 0+0j | 0 | 0 | 0+0j | 0 | 0 | 0+0j | 0 | 0 | 0+0j | 0 | 0 | 0+0j | 0 | 0 | 0+0j | 7000 | 2981.988 | 7000+2981.988j | 0 | 0 | 0+0j | 0 | 0 | 0+0j | 0 | 0 | 0 | 0 | 0 | 0 | 0 | 0 | 0 | 0 | 0 | 0 | 0 | 0 | 0 | 0 | 0 | 0 | 1 | 0 | 0 | 1 | 0 | 0 | 0 | 0 | 0 | 0 | 0 | OPEN | node_1354766_744_15288048_019 | AN | 8104101
load_220348102 |  | 0 | U | 0 | 0 | 0 | 0 | 0 | 0 | 0 | 0 | 0 | 0 | 0 | 0+0j | 0 | 0 | 0+0j | 0 | 0 | 0+0j | 0 | 0 | 0+0j | 0 | 0 | 0+0j | 0 | 0 | 0+0j | 0 | 0 | 0+0j | 0 | 0 | 0+0j | 0 | 0 | 0+0j | 0 | 0 | 0 | 0 | 0 | 0 | 0 | 0 | 0 | 0 | 0 | 0 | 0 | 0 | 0 | 0 | 0 | 0 | 1 | 0 | 0 | 1 | 0 | 0 | 0 | 0 | 0 | 0 | 0 | OPEN | node_1355019_574_15288224_152 | AN | 8104101
load_220348131 |  | 0 | C | 0 | 0 | 0 | 0 | 0 | 0 | 0 | 0 | 0 | 0 | 0 | 0+0j | 0 | 0 | 0+0j | 0 | 0 | 0+0j | 0 | 0 | 0+0j | 0 | 0 | 0+0j | 0 | 0 | 0+0j | 46000 | 19595.918 | 46000+19595.918j | 0 | 0 | 0+0j | 0 | 0 | 0+0j | 0 | 0 | 0 | 0 | 0 | 0 | 0 | 0 | 0 | 0 | 0 | 0 | 0 | 0 | 0 | 0 | 0 | 0 | 1 | 0 | 0 | 1 | 0 | 0 | 0 | 0 | 0 | 0 | 0 | OPEN | node_1355319_754_15288398_503 | AN | 8104101
load_220348132 |  | 0 | C | 0 | 0 | 0 | 0 | 0 | 0 | 0 | 0 | 0 | 0 | 0 | 0+0j | 0 | 0 | 0+0j | 0 | 0 | 0+0j | 0 | 0 | 0+0j | 0 | 0 | 0+0j | 0 | 0 | 0+0j | 46000 | 19595.918 | 46000+19595.918j | 0 | 0 | 0+0j | 0 | 0 | 0+0j | 0 | 0 | 0 | 0 | 0 | 0 | 0 | 0 | 0 | 0 | 0 | 0 | 0 | 0 | 0 | 0 | 0 | 0 | 1 | 0 | 0 | 1 | 0 | 0 | 0 | 0 | 0 | 0 | 0 | OPEN | node_1355322_946_15288382_327 | AN | 8104101
load_220348207 |  | 0 | R | 0 | 0 | 0 | 0 | 0 | 0 | 0 | 0 | 0 | 0 | 0 | 0+0j | 0 | 0 | 0+0j | 0 | 0 | 0+0j | 0 | 0 | 0+0j | 0 | 0 | 0+0j | 0 | 0 | 0+0j | 91490.4 | 38974.747 | 91490.4+38974.747j | 0 | 0 | 0+0j | 0 | 0 | 0+0j | 0 | 0 | 0 | 0 | 0 | 0 | 0 | 0 | 0 | 0 | 0 | 0 | 0 | 0 | 0 | 0 | 0 | 0 | 1 | 0 | 0 | 1 | 0 | 0 | 0 | 0 | 0 | 0 | 0 | OPEN | node_1349193_634_15285710_366 | AN | 8104101
load_220348224 |  | 0 | R | 0 | 0 | 0 | 0 | 0 | 0 | 0 | 0 | 0 | 0 | 0 | 0+0j | 0 | 0 | 0+0j | 0 | 0 | 0+0j | 0 | 0 | 0+0j | 0 | 0 | 0+0j | 0 | 0 | 0+0j | 24012 | 10229.069 | 24012+10229.069j | 0 | 0 | 0+0j | 0 | 0 | 0+0j | 0 | 0 | 0 | 0 | 0 | 0 | 0 | 0 | 0 | 0 | 0 | 0 | 0 | 0 | 0 | 0 | 0 | 0 | 1 | 0 | 0 | 1 | 0 | 0 | 0 | 0 | 0 | 0 | 0 | OPEN | node_1350572_051_15285113_788 | AN | 8104101
load_220348225 |  | 0 | R | 0 | 0 | 0 | 0 | 0 | 0 | 0 | 0 | 0 | 0 | 0 | 0+0j | 0 | 0 | 0+0j | 0 | 0 | 0+0j | 0 | 0 | 0+0j | 0 | 0 | 0+0j | 0 | 0 | 0+0j | 72799.2 | 31012.329 | 72799.2+31012.329j | 0 | 0 | 0+0j | 0 | 0 | 0+0j | 0 | 0 | 0 | 0 | 0 | 0 | 0 | 0 | 0 | 0 | 0 | 0 | 0 | 0 | 0 | 0 | 0 | 0 | 1 | 0 | 0 | 1 | 0 | 0 | 0 | 0 | 0 | 0 | 0 | OPEN | node_1351190_322_15285200_078 | AN | 8104101
load_220348226 |  | 0 | R | 0 | 0 | 0 | 0 | 0 | 0 | 0 | 0 | 0 | 0 | 0 | 0+0j | 0 | 0 | 0+0j | 0 | 0 | 0+0j | 0 | 0 | 0+0j | 0 | 0 | 0+0j | 0 | 0 | 0+0j | 93772.8 | 39947.046 | 93772.8+39947.046j | 0 | 0 | 0+0j | 0 | 0 | 0+0j | 0 | 0 | 0 | 0 | 0 | 0 | 0 | 0 | 0 | 0 | 0 | 0 | 0 | 0 | 0 | 0 | 0 | 0 | 1 | 0 | 0 | 1 | 0 | 0 | 0 | 0 | 0 | 0 | 0 | OPEN | node_1351533_842_15285310_393 | AN | 8104101
load_220348249 |  | 0 | C | 0 | 0 | 0 | 0 | 0 | 0 | 0 | 0 | 0 | 0 | 0 | 0+0j | 0 | 0 | 0+0j | 0 | 0 | 0+0j | 0 | 0 | 0+0j | 0 | 0 | 0+0j | 0 | 0 | 0+0j | 1375.2 | 585.833 | 1375.2+585.833j | 0 | 0 | 0+0j | 0 | 0 | 0+0j | 0 | 0 | 0 | 0 | 0 | 0 | 0 | 0 | 0 | 0 | 0 | 0 | 0 | 0 | 0 | 0 | 0 | 0 | 1 | 0 | 0 | 1 | 0 | 0 | 0 | 0 | 0 | 0 | 0 | OPEN | node_1351775_744_15285722_77 | AN | 8104101
load_220348250 |  | 0 | R | 0 | 0 | 0 | 0 | 0 | 0 | 0 | 0 | 0 | 0 | 0 | 0+0j | 0 | 0 | 0+0j | 0 | 0 | 0+0j | 0 | 0 | 0+0j | 0 | 0 | 0+0j | 0 | 0 | 0+0j | 59947.2 | 25537.4 | 59947.2+25537.4j | 0 | 0 | 0+0j | 0 | 0 | 0+0j | 0 | 0 | 0 | 0 | 0 | 0 | 0 | 0 | 0 | 0 | 0 | 0 | 0 | 0 | 0 | 0 | 0 | 0 | 1 | 0 | 0 | 1 | 0 | 0 | 0 | 0 | 0 | 0 | 0 | OPEN | node_1352098_135_15285411_344 | AN | 8104101
load_220348251 |  | 0 | R | 0 | 0 | 0 | 0 | 0 | 0 | 0 | 0 | 0 | 0 | 0 | 0+0j | 0 | 0 | 0+0j | 0 | 0 | 0+0j | 0 | 0 | 0+0j | 0 | 0 | 0+0j | 0 | 0 | 0+0j | 46756.8 | 19918.313 | 46756.8+19918.313j | 0 | 0 | 0+0j | 0 | 0 | 0+0j | 0 | 0 | 0 | 0 | 0 | 0 | 0 | 0 | 0 | 0 | 0 | 0 | 0 | 0 | 0 | 0 | 0 | 0 | 1 | 0 | 0 | 1 | 0 | 0 | 0 | 0 | 0 | 0 | 0 | OPEN | node_1352174_193_15285196_288 | AN | 8104101
load_220348252 |  | 0 | R | 0 | 0 | 0 | 0 | 0 | 0 | 0 | 0 | 0 | 0 | 0 | 0+0j | 0 | 0 | 0+0j | 0 | 0 | 0+0j | 0 | 0 | 0+0j | 0 | 0 | 0+0j | 0 | 0 | 0+0j | 99914.4 | 42563.356 | 99914.4+42563.356j | 0 | 0 | 0+0j | 0 | 0 | 0+0j | 0 | 0 | 0 | 0 | 0 | 0 | 0 | 0 | 0 | 0 | 0 | 0 | 0 | 0 | 0 | 0 | 0 | 0 | 1 | 0 | 0 | 1 | 0 | 0 | 0 | 0 | 0 | 0 | 0 | OPEN | node_1352206_579_15284732_938 | AN | 8104101
load_220348253 |  | 0 | R | 0 | 0 | 0 | 0 | 0 | 0 | 0 | 0 | 0 | 0 | 0 | 0+0j | 0 | 0 | 0+0j | 0 | 0 | 0+0j | 0 | 0 | 0+0j | 0 | 0 | 0+0j | 0 | 0 | 0+0j | 67190.4 | 28622.991 | 67190.4+28622.991j | 0 | 0 | 0+0j | 0 | 0 | 0+0j | 0 | 0 | 0 | 0 | 0 | 0 | 0 | 0 | 0 | 0 | 0 | 0 | 0 | 0 | 0 | 0 | 0 | 0 | 1 | 0 | 0 | 1 | 0 | 0 | 0 | 0 | 0 | 0 | 0 | OPEN | node_1352309_934_15284123_538 | AN | 8104101
load_220348254 |  | 0 | R | 0 | 0 | 0 | 0 | 0 | 0 | 0 | 0 | 0 | 0 | 0 | 0+0j | 0 | 0 | 0+0j | 0 | 0 | 0+0j | 0 | 0 | 0+0j | 0 | 0 | 0+0j | 0 | 0 | 0+0j | 64159.2 | 27331.705 | 64159.2+27331.705j | 0 | 0 | 0+0j | 0 | 0 | 0+0j | 0 | 0 | 0 | 0 | 0 | 0 | 0 | 0 | 0 | 0 | 0 | 0 | 0 | 0 | 0 | 0 | 0 | 0 | 1 | 0 | 0 | 1 | 0 | 0 | 0 | 0 | 0 | 0 | 0 | OPEN | node_1351360_526_15286311_412 | AN | 8104101
load_220348255 |  | 0 | R | 0 | 0 | 0 | 0 | 0 | 0 | 0 | 0 | 0 | 0 | 0 | 0+0j | 0 | 0 | 0+0j | 0 | 0 | 0+0j | 0 | 0 | 0+0j | 0 | 0 | 0+0j | 0 | 0 | 0+0j | 69739.2 | 29708.775 | 69739.2+29708.775j | 0 | 0 | 0+0j | 0 | 0 | 0+0j | 0 | 0 | 0 | 0 | 0 | 0 | 0 | 0 | 0 | 0 | 0 | 0 | 0 | 0 | 0 | 0 | 0 | 0 | 1 | 0 | 0 | 1 | 0 | 0 | 0 | 0 | 0 | 0 | 0 | OPEN | node_1351564_078_15286019_559 | AN | 8104101
load_220348280 |  | 0 | R | 0 | 0 | 0 | 0 | 0 | 0 | 0 | 0 | 0 | 0 | 0 | 0+0j | 0 | 0 | 0+0j | 0 | 0 | 0+0j | 0 | 0 | 0+0j | 0 | 0 | 0+0j | 0 | 0 | 0+0j | 41695.2 | 17762.081 | 41695.2+17762.081j | 0 | 0 | 0+0j | 0 | 0 | 0+0j | 0 | 0 | 0 | 0 | 0 | 0 | 0 | 0 | 0 | 0 | 0 | 0 | 0 | 0 | 0 | 0 | 0 | 0 | 1 | 0 | 0 | 1 | 0 | 0 | 0 | 0 | 0 | 0 | 0 | OPEN | node_1351576_747_15284902_736 | AN | 8104101
load_220348281 |  | 0 | C | 0 | 0 | 0 | 0 | 0 | 0 | 0 | 0 | 0 | 0 | 0 | 0+0j | 0 | 0 | 0+0j | 0 | 0 | 0+0j | 0 | 0 | 0+0j | 0 | 0 | 0+0j | 0 | 0 | 0+0j | 2500 | 1064.996 | 2500+1064.996j | 0 | 0 | 0+0j | 0 | 0 | 0+0j | 0 | 0 | 0 | 0 | 0 | 0 | 0 | 0 | 0 | 0 | 0 | 0 | 0 | 0 | 0 | 0 | 0 | 0 | 1 | 0 | 0 | 1 | 0 | 0 | 0 | 0 | 0 | 0 | 0 | OPEN | node_1351594_36_15284890_655 | AN | 8104101
load_220348282 |  | 0 | R | 0 | 0 | 0 | 0 | 0 | 0 | 0 | 0 | 0 | 0 | 0 | 0+0j | 0 | 0 | 0+0j | 0 | 0 | 0+0j | 0 | 0 | 0+0j | 0 | 0 | 0+0j | 0 | 0 | 0+0j | 53013.6 | 22583.699 | 53013.6+22583.699j | 0 | 0 | 0+0j | 0 | 0 | 0+0j | 0 | 0 | 0 | 0 | 0 | 0 | 0 | 0 | 0 | 0 | 0 | 0 | 0 | 0 | 0 | 0 | 0 | 0 | 1 | 0 | 0 | 1 | 0 | 0 | 0 | 0 | 0 | 0 | 0 | OPEN | node_1351877_952_15284616_999 | AN | 8104101
load_220348329 |  | 0 | R | 0 | 0 | 0 | 0 | 0 | 0 | 0 | 0 | 0 | 0 | 0 | 0+0j | 0 | 0 | 0+0j | 0 | 0 | 0+0j | 0 | 0 | 0+0j | 0 | 0 | 0+0j | 0 | 0 | 0+0j | 106430.4 | 45339.161 | 106430.4+45339.161j | 0 | 0 | 0+0j | 0 | 0 | 0+0j | 0 | 0 | 0 | 0 | 0 | 0 | 0 | 0 | 0 | 0 | 0 | 0 | 0 | 0 | 0 | 0 | 0 | 0 | 1 | 0 | 0 | 1 | 0 | 0 | 0 | 0 | 0 | 0 | 0 | OPEN | node_1351866_124_15285144_284 | AN | 8104101
load_220348330 |  | 0 | R | 0 | 0 | 0 | 0 | 0 | 0 | 0 | 0 | 0 | 0 | 0 | 0+0j | 0 | 0 | 0+0j | 0 | 0 | 0+0j | 0 | 0 | 0+0j | 0 | 0 | 0+0j | 0 | 0 | 0+0j | 35604 | 15167.24 | 35604+15167.24j | 0 | 0 | 0+0j | 0 | 0 | 0+0j | 0 | 0 | 0 | 0 | 0 | 0 | 0 | 0 | 0 | 0 | 0 | 0 | 0 | 0 | 0 | 0 | 0 | 0 | 1 | 0 | 0 | 1 | 0 | 0 | 0 | 0 | 0 | 0 | 0 | OPEN | node_1351938_45_15284259_09 | AN | 8104101
load_220348331 |  | 0 | R | 0 | 0 | 0 | 0 | 0 | 0 | 0 | 0 | 0 | 0 | 0 | 0+0j | 0 | 0 | 0+0j | 0 | 0 | 0+0j | 0 | 0 | 0+0j | 0 | 0 | 0+0j | 0 | 0 | 0+0j | 72871.2 | 31043.001 | 72871.2+31043.001j | 0 | 0 | 0+0j | 0 | 0 | 0+0j | 0 | 0 | 0 | 0 | 0 | 0 | 0 | 0 | 0 | 0 | 0 | 0 | 0 | 0 | 0 | 0 | 0 | 0 | 1 | 0 | 0 | 1 | 0 | 0 | 0 | 0 | 0 | 0 | 0 | OPEN | node_1349100_274_15284813_112 | AN | 8104101
load_220348333 |  | 0 | R | 0 | 0 | 0 | 0 | 0 | 0 | 0 | 0 | 0 | 0 | 0 | 0+0j | 0 | 0 | 0+0j | 0 | 0 | 0+0j | 0 | 0 | 0+0j | 0 | 0 | 0+0j | 0 | 0 | 0+0j | 48211.2 | 20537.885 | 48211.2+20537.885j | 0 | 0 | 0+0j | 0 | 0 | 0+0j | 0 | 0 | 0 | 0 | 0 | 0 | 0 | 0 | 0 | 0 | 0 | 0 | 0 | 0 | 0 | 0 | 0 | 0 | 1 | 0 | 0 | 1 | 0 | 0 | 0 | 0 | 0 | 0 | 0 | OPEN | node_1350053_681_15285255_645 | AN | 8104101
load_220348334 |  | 0 | R | 0 | 0 | 0 | 0 | 0 | 0 | 0 | 0 | 0 | 0 | 0 | 0+0j | 0 | 0 | 0+0j | 0 | 0 | 0+0j | 0 | 0 | 0+0j | 0 | 0 | 0+0j | 0 | 0 | 0+0j | 50796 | 21639.005 | 50796+21639.005j | 0 | 0 | 0+0j | 0 | 0 | 0+0j | 0 | 0 | 0 | 0 | 0 | 0 | 0 | 0 | 0 | 0 | 0 | 0 | 0 | 0 | 0 | 0 | 0 | 0 | 1 | 0 | 0 | 1 | 0 | 0 | 0 | 0 | 0 | 0 | 0 | OPEN | node_1349571_048_15285241_939 | AN | 8104101
load_220348364 |  | 0 | C | 0 | 0 | 0 | 0 | 0 | 0 | 0 | 0 | 0 | 0 | 0 | 0+0j | 0 | 0 | 0+0j | 0 | 0 | 0+0j | 0 | 0 | 0+0j | 0 | 0 | 0+0j | 0 | 0 | 0+0j | 1202.4 | 512.22 | 1202.4+512.22j | 0 | 0 | 0+0j | 0 | 0 | 0+0j | 0 | 0 | 0 | 0 | 0 | 0 | 0 | 0 | 0 | 0 | 0 | 0 | 0 | 0 | 0 | 0 | 0 | 0 | 1 | 0 | 0 | 1 | 0 | 0 | 0 | 0 | 0 | 0 | 0 | OPEN | node_1354579_072_15289953_216 | AN | 8104101
load_220348426 |  | 0 | R | 0 | 0 | 0 | 0 | 0 | 0 | 0 | 0 | 0 | 0 | 0 | 0+0j | 0 | 0 | 0+0j | 0 | 0 | 0+0j | 0 | 0 | 0+0j | 0 | 0 | 0+0j | 0 | 0 | 0+0j | 28994.4 | 12351.563 | 28994.4+12351.563j | 0 | 0 | 0+0j | 0 | 0 | 0+0j | 0 | 0 | 0 | 0 | 0 | 0 | 0 | 0 | 0 | 0 | 0 | 0 | 0 | 0 | 0 | 0 | 0 | 0 | 1 | 0 | 0 | 1 | 0 | 0 | 0 | 0 | 0 | 0 | 0 | OPEN | node_1360607_077_15292560_073 | AN | 8104101
load_220348427 |  | 0 | R | 0 | 0 | 0 | 0 | 0 | 0 | 0 | 0 | 0 | 0 | 0 | 0+0j | 0 | 0 | 0+0j | 0 | 0 | 0+0j | 0 | 0 | 0+0j | 0 | 0 | 0+0j | 0 | 0 | 0+0j | 1368 | 582.766 | 1368+582.766j | 0 | 0 | 0+0j | 0 | 0 | 0+0j | 0 | 0 | 0 | 0 | 0 | 0 | 0 | 0 | 0 | 0 | 0 | 0 | 0 | 0 | 0 | 0 | 0 | 0 | 1 | 0 | 0 | 1 | 0 | 0 | 0 | 0 | 0 | 0 | 0 | OPEN | node_1360740_645_15292593_56 | AN | 8104101
load_220348428 |  | 0 | R | 0 | 0 | 0 | 0 | 0 | 0 | 0 | 0 | 0 | 0 | 0 | 0+0j | 0 | 0 | 0+0j | 0 | 0 | 0+0j | 0 | 0 | 0+0j | 0 | 0 | 0+0j | 0 | 0 | 0+0j | 6408 | 2729.797 | 6408+2729.797j | 0 | 0 | 0+0j | 0 | 0 | 0+0j | 0 | 0 | 0 | 0 | 0 | 0 | 0 | 0 | 0 | 0 | 0 | 0 | 0 | 0 | 0 | 0 | 0 | 0 | 1 | 0 | 0 | 1 | 0 | 0 | 0 | 0 | 0 | 0 | 0 | OPEN | node_1360528_369_15292349_408 | AN | 8104101
load_220348429 |  | 0 | C | 0 | 0 | 0 | 0 | 0 | 0 | 0 | 0 | 0 | 0 | 0 | 0+0j | 0 | 0 | 0+0j | 0 | 0 | 0+0j | 0 | 0 | 0+0j | 0 | 0 | 0+0j | 0 | 0 | 0+0j | 0 | 0 | 0+0j | 0 | 0 | 0+0j | 0 | 0 | 0+0j | 0 | 0 | 0 | 0 | 0 | 0 | 0 | 0 | 0 | 0 | 0 | 0 | 0 | 0 | 0 | 0 | 0 | 0 | 1 | 0 | 0 | 1 | 0 | 0 | 0 | 0 | 0 | 0 | 0 | OPEN | node_1360533_357_15292210_474 | AN | 8104101
load_220348449 |  | 0 | R | 0 | 0 | 0 | 0 | 0 | 0 | 0 | 0 | 0 | 0 | 0 | 0+0j | 0 | 0 | 0+0j | 0 | 0 | 0+0j | 0 | 0 | 0+0j | 0 | 0 | 0+0j | 0 | 0 | 0+0j | 31492.8 | 13415.877 | 31492.8+13415.877j | 0 | 0 | 0+0j | 0 | 0 | 0+0j | 0 | 0 | 0 | 0 | 0 | 0 | 0 | 0 | 0 | 0 | 0 | 0 | 0 | 0 | 0 | 0 | 0 | 0 | 1 | 0 | 0 | 1 | 0 | 0 | 0 | 0 | 0 | 0 | 0 | OPEN | node_1348832_442_15285579_993 | AN | 8104101
load_220348450 |  | 0 | R | 0 | 0 | 0 | 0 | 0 | 0 | 0 | 0 | 0 | 0 | 0 | 0+0j | 0 | 0 | 0+0j | 0 | 0 | 0+0j | 0 | 0 | 0+0j | 0 | 0 | 0+0j | 0 | 0 | 0+0j | 81986.4 | 34926.06 | 81986.4+34926.06j | 0 | 0 | 0+0j | 0 | 0 | 0+0j | 0 | 0 | 0 | 0 | 0 | 0 | 0 | 0 | 0 | 0 | 0 | 0 | 0 | 0 | 0 | 0 | 0 | 0 | 1 | 0 | 0 | 1 | 0 | 0 | 0 | 0 | 0 | 0 | 0 | OPEN | node_1348676_063_15285296_099 | AN | 8104101
load_220348478 |  | 0 | C | 0 | 0 | 0 | 0 | 0 | 0 | 0 | 0 | 0 | 0 | 0 | 0+0j | 0 | 0 | 0+0j | 0 | 0 | 0+0j | 0 | 0 | 0+0j | 0 | 0 | 0+0j | 0 | 0 | 0+0j | 2325.6 | 990.701 | 2325.6+990.701j | 0 | 0 | 0+0j | 0 | 0 | 0+0j | 0 | 0 | 0 | 0 | 0 | 0 | 0 | 0 | 0 | 0 | 0 | 0 | 0 | 0 | 0 | 0 | 0 | 0 | 1 | 0 | 0 | 1 | 0 | 0 | 0 | 0 | 0 | 0 | 0 | OPEN | node_1353087_608_15288069_311 | AN | 8104101
load_220348479 |  | 0 | R | 0 | 0 | 0 | 0 | 0 | 0 | 0 | 0 | 0 | 0 | 0 | 0+0j | 0 | 0 | 0+0j | 0 | 0 | 0+0j | 0 | 0 | 0+0j | 0 | 0 | 0+0j | 0 | 0 | 0+0j | 41824.8 | 17817.29 | 41824.8+17817.29j | 0 | 0 | 0+0j | 0 | 0 | 0+0j | 0 | 0 | 0 | 0 | 0 | 0 | 0 | 0 | 0 | 0 | 0 | 0 | 0 | 0 | 0 | 0 | 0 | 0 | 1 | 0 | 0 | 1 | 0 | 0 | 0 | 0 | 0 | 0 | 0 | OPEN | node_1348613_459_15285584_964 | AN | 8104101
load_220348480 |  | 0 | R | 0 | 0 | 0 | 0 | 0 | 0 | 0 | 0 | 0 | 0 | 0 | 0+0j | 0 | 0 | 0+0j | 0 | 0 | 0+0j | 0 | 0 | 0+0j | 0 | 0 | 0+0j | 0 | 0 | 0+0j | 63331.2 | 26978.978 | 63331.2+26978.978j | 0 | 0 | 0+0j | 0 | 0 | 0+0j | 0 | 0 | 0 | 0 | 0 | 0 | 0 | 0 | 0 | 0 | 0 | 0 | 0 | 0 | 0 | 0 | 0 | 0 | 1 | 0 | 0 | 1 | 0 | 0 | 0 | 0 | 0 | 0 | 0 | OPEN | node_1348411_086_15285446_482 | AN | 8104101
load_220348497 |  | 0 | C | 0 | 0 | 0 | 0 | 0 | 0 | 0 | 0 | 0 | 0 | 0 | 0+0j | 0 | 0 | 0+0j | 0 | 0 | 0+0j | 0 | 0 | 0+0j | 0 | 0 | 0+0j | 0 | 0 | 0+0j | 4333.333 | 1845.992 | 4333.333+1845.992j | 0 | 0 | 0+0j | 0 | 0 | 0+0j | 0 | 0 | 0 | 0 | 0 | 0 | 0 | 0 | 0 | 0 | 0 | 0 | 0 | 0 | 0 | 0 | 0 | 0 | 1 | 0 | 0 | 1 | 0 | 0 | 0 | 0 | 0 | 0 | 0 | OPEN | node_1355218_167_15288554_295 | AN | 8104101
load_220348498 |  | 0 | C | 0 | 0 | 0 | 0 | 0 | 0 | 0 | 0 | 0 | 0 | 0 | 0+0j | 0 | 0 | 0+0j | 0 | 0 | 0+0j | 0 | 0 | 0+0j | 0 | 0 | 0+0j | 0 | 0 | 0+0j | 0 | 0 | 0+0j | 4333.333 | 1845.992 | 4333.333+1845.992j | 0 | 0 | 0+0j | 0 | 0 | 0 | 0 | 0 | 0 | 0 | 0 | 0 | 0 | 0 | 0 | 0 | 0 | 0 | 0 | 0 | 0 | 1 | 0 | 0 | 1 | 0 | 0 | 0 | 0 | 0 | 0 | 0 | OPEN | node_1355202_373_15288538_03 | BN | 8104101
load_220348499 |  | 0 | C | 0 | 0 | 0 | 0 | 0 | 0 | 0 | 0 | 0 | 0 | 0 | 0+0j | 0 | 0 | 0+0j | 0 | 0 | 0+0j | 0 | 0 | 0+0j | 0 | 0 | 0+0j | 0 | 0 | 0+0j | 0 | 0 | 0+0j | 0 | 0 | 0+0j | 4333.333 | 1845.992 | 4333.333+1845.992j | 0 | 0 | 0 | 0 | 0 | 0 | 0 | 0 | 0 | 0 | 0 | 0 | 0 | 0 | 0 | 0 | 0 | 0 | 1 | 0 | 0 | 1 | 0 | 0 | 0 | 0 | 0 | 0 | 0 | OPEN | node_1355236_53_15288564_549 | CN | 8104101
load_220348601 |  | 0 | R | 0 | 0 | 0 | 0 | 0 | 0 | 0 | 0 | 0 | 0 | 0 | 0+0j | 0 | 0 | 0+0j | 0 | 0 | 0+0j | 0 | 0 | 0+0j | 0 | 0 | 0+0j | 0 | 0 | 0+0j | 35834.4 | 15265.39 | 35834.4+15265.39j | 0 | 0 | 0+0j | 0 | 0 | 0+0j | 0 | 0 | 0 | 0 | 0 | 0 | 0 | 0 | 0 | 0 | 0 | 0 | 0 | 0 | 0 | 0 | 0 | 0 | 1 | 0 | 0 | 1 | 0 | 0 | 0 | 0 | 0 | 0 | 0 | OPEN | node_1345385_521_15284704_181 | AN | 8104101
load_220348602 |  | 0 | R | 0 | 0 | 0 | 0 | 0 | 0 | 0 | 0 | 0 | 0 | 0 | 0+0j | 0 | 0 | 0+0j | 0 | 0 | 0+0j | 0 | 0 | 0+0j | 0 | 0 | 0+0j | 0 | 0 | 0+0j | 47390.4 | 20188.226 | 47390.4+20188.226j | 0 | 0 | 0+0j | 0 | 0 | 0+0j | 0 | 0 | 0 | 0 | 0 | 0 | 0 | 0 | 0 | 0 | 0 | 0 | 0 | 0 | 0 | 0 | 0 | 0 | 1 | 0 | 0 | 1 | 0 | 0 | 0 | 0 | 0 | 0 | 0 | OPEN | node_1345252_356_15285035_176 | AN | 8104101
load_220348627 |  | 0 | R | 0 | 0 | 0 | 0 | 0 | 0 | 0 | 0 | 0 | 0 | 0 | 0+0j | 0 | 0 | 0+0j | 0 | 0 | 0+0j | 0 | 0 | 0+0j | 0 | 0 | 0+0j | 0 | 0 | 0+0j | 48686.4 | 20740.32 | 48686.4+20740.32j | 0 | 0 | 0+0j | 0 | 0 | 0+0j | 0 | 0 | 0 | 0 | 0 | 0 | 0 | 0 | 0 | 0 | 0 | 0 | 0 | 0 | 0 | 0 | 0 | 0 | 1 | 0 | 0 | 1 | 0 | 0 | 0 | 0 | 0 | 0 | 0 | OPEN | node_1345119_252_15285327_732 | AN | 8104101
load_220348628 |  | 0 | R | 0 | 0 | 0 | 0 | 0 | 0 | 0 | 0 | 0 | 0 | 0 | 0+0j | 0 | 0 | 0+0j | 0 | 0 | 0+0j | 0 | 0 | 0+0j | 0 | 0 | 0+0j | 0 | 0 | 0+0j | 11102.4 | 4729.603 | 11102.4+4729.603j | 0 | 0 | 0+0j | 0 | 0 | 0+0j | 0 | 0 | 0 | 0 | 0 | 0 | 0 | 0 | 0 | 0 | 0 | 0 | 0 | 0 | 0 | 0 | 0 | 0 | 1 | 0 | 0 | 1 | 0 | 0 | 0 | 0 | 0 | 0 | 0 | OPEN | node_1344858_16_15284394_486 | AN | 8104101
load_220348629 |  | 0 | R | 0 | 0 | 0 | 0 | 0 | 0 | 0 | 0 | 0 | 0 | 0 | 0+0j | 0 | 0 | 0+0j | 0 | 0 | 0+0j | 0 | 0 | 0+0j | 0 | 0 | 0+0j | 0 | 0 | 0+0j | 21888 | 9324.249 | 21888+9324.249j | 0 | 0 | 0+0j | 0 | 0 | 0+0j | 0 | 0 | 0 | 0 | 0 | 0 | 0 | 0 | 0 | 0 | 0 | 0 | 0 | 0 | 0 | 0 | 0 | 0 | 1 | 0 | 0 | 1 | 0 | 0 | 0 | 0 | 0 | 0 | 0 | OPEN | node_1344968_998_15284841_376 | AN | 8104101
load_220348630 |  | 0 | R | 0 | 0 | 0 | 0 | 0 | 0 | 0 | 0 | 0 | 0 | 0 | 0+0j | 0 | 0 | 0+0j | 0 | 0 | 0+0j | 0 | 0 | 0+0j | 0 | 0 | 0+0j | 0 | 0 | 0+0j | 33847.2 | 14418.847 | 33847.2+14418.847j | 0 | 0 | 0+0j | 0 | 0 | 0+0j | 0 | 0 | 0 | 0 | 0 | 0 | 0 | 0 | 0 | 0 | 0 | 0 | 0 | 0 | 0 | 0 | 0 | 0 | 1 | 0 | 0 | 1 | 0 | 0 | 0 | 0 | 0 | 0 | 0 | OPEN | node_1345195_365_15284462_954 | AN | 8104101
load_220348631 |  | 0 | R | 0 | 0 | 0 | 0 | 0 | 0 | 0 | 0 | 0 | 0 | 0 | 0+0j | 0 | 0 | 0+0j | 0 | 0 | 0+0j | 0 | 0 | 0+0j | 0 | 0 | 0+0j | 0 | 0 | 0+0j | 59601.6 | 25390.175 | 59601.6+25390.175j | 0 | 0 | 0+0j | 0 | 0 | 0+0j | 0 | 0 | 0 | 0 | 0 | 0 | 0 | 0 | 0 | 0 | 0 | 0 | 0 | 0 | 0 | 0 | 0 | 0 | 1 | 0 | 0 | 1 | 0 | 0 | 0 | 0 | 0 | 0 | 0 | OPEN | node_1348935_409_15285186_856 | AN | 8104101
load_220348632 |  | 0 | R | 0 | 0 | 0 | 0 | 0 | 0 | 0 | 0 | 0 | 0 | 0 | 0+0j | 0 | 0 | 0+0j | 0 | 0 | 0+0j | 0 | 0 | 0+0j | 0 | 0 | 0+0j | 0 | 0 | 0+0j | 104112 | 44351.526 | 104112+44351.526j | 0 | 0 | 0+0j | 0 | 0 | 0+0j | 0 | 0 | 0 | 0 | 0 | 0 | 0 | 0 | 0 | 0 | 0 | 0 | 0 | 0 | 0 | 0 | 0 | 0 | 1 | 0 | 0 | 1 | 0 | 0 | 0 | 0 | 0 | 0 | 0 | OPEN | node_1348524_611_15284972_44 | AN | 8104101
load_220348646 |  | 0 | R | 0 | 0 | 0 | 0 | 0 | 0 | 0 | 0 | 0 | 0 | 0 | 0+0j | 0 | 0 | 0+0j | 0 | 0 | 0+0j | 0 | 0 | 0+0j | 0 | 0 | 0+0j | 0 | 0 | 0+0j | 83383.2 | 35521.094 | 83383.2+35521.094j | 0 | 0 | 0+0j | 0 | 0 | 0+0j | 0 | 0 | 0 | 0 | 0 | 0 | 0 | 0 | 0 | 0 | 0 | 0 | 0 | 0 | 0 | 0 | 0 | 0 | 1 | 0 | 0 | 1 | 0 | 0 | 0 | 0 | 0 | 0 | 0 | OPEN | node_1347588_362_15284332_511 | AN | 8104101
load_220348647 |  | 0 | R | 0 | 0 | 0 | 0 | 0 | 0 | 0 | 0 | 0 | 0 | 0 | 0+0j | 0 | 0 | 0+0j | 0 | 0 | 0+0j | 0 | 0 | 0+0j | 0 | 0 | 0+0j | 0 | 0 | 0+0j | 69436.8 | 29579.953 | 69436.8+29579.953j | 0 | 0 | 0+0j | 0 | 0 | 0+0j | 0 | 0 | 0 | 0 | 0 | 0 | 0 | 0 | 0 | 0 | 0 | 0 | 0 | 0 | 0 | 0 | 0 | 0 | 1 | 0 | 0 | 1 | 0 | 0 | 0 | 0 | 0 | 0 | 0 | OPEN | node_1348098_352_15285298_415 | AN | 8104101
load_220348648 |  | 0 | R | 0 | 0 | 0 | 0 | 0 | 0 | 0 | 0 | 0 | 0 | 0 | 0+0j | 0 | 0 | 0+0j | 0 | 0 | 0+0j | 0 | 0 | 0+0j | 0 | 0 | 0+0j | 0 | 0 | 0+0j | 68054.4 | 28991.053 | 68054.4+28991.053j | 0 | 0 | 0+0j | 0 | 0 | 0+0j | 0 | 0 | 0 | 0 | 0 | 0 | 0 | 0 | 0 | 0 | 0 | 0 | 0 | 0 | 0 | 0 | 0 | 0 | 1 | 0 | 0 | 1 | 0 | 0 | 0 | 0 | 0 | 0 | 0 | OPEN | node_1348100_053_15284748_071 | AN | 8104101
load_220348651 |  | 0 | U | 0 | 0 | 0 | 0 | 0 | 0 | 0 | 0 | 0 | 0 | 0 | 0+0j | 0 | 0 | 0+0j | 0 | 0 | 0+0j | 0 | 0 | 0+0j | 0 | 0 | 0+0j | 0 | 0 | 0+0j | 0 | 0 | 0+0j | 0 | 0 | 0+0j | 0 | 0 | 0+0j | 0 | 0 | 0 | 0 | 0 | 0 | 0 | 0 | 0 | 0 | 0 | 0 | 0 | 0 | 0 | 0 | 0 | 0 | 1 | 0 | 0 | 1 | 0 | 0 | 0 | 0 | 0 | 0 | 0 | OPEN | node_1344683_523_15285102_01 | AN | 8104101
load_220348651-L-1 |  | 0 | U | 0 | 0 | 0 | 0 | 0 | 0 | 0 | 0 | 0 | 0 | 0 | 0+0j | 0 | 0 | 0+0j | 0 | 0 | 0+0j | 0 | 0 | 0+0j | 0 | 0 | 0+0j | 0 | 0 | 0+0j | 0 | 0 | 0+0j | 0 | 0 | 0+0j | 0 | 0 | 0+0j | 0 | 0 | 0 | 0 | 0 | 0 | 0 | 0 | 0 | 0 | 0 | 0 | 0 | 0 | 0 | 0 | 0 | 0 | 1 | 0 | 0 | 1 | 0 | 0 | 0 | 0 | 0 | 0 | 0 | OPEN | node_1344683_523_15285102_01 | AN | 8104101
load_220348657 |  | 0 | R | 0 | 0 | 0 | 0 | 0 | 0 | 0 | 0 | 0 | 0 | 0 | 0+0j | 0 | 0 | 0+0j | 0 | 0 | 0+0j | 0 | 0 | 0+0j | 0 | 0 | 0+0j | 0 | 0 | 0+0j | 44006.4 | 18746.648 | 44006.4+18746.648j | 0 | 0 | 0+0j | 0 | 0 | 0+0j | 0 | 0 | 0 | 0 | 0 | 0 | 0 | 0 | 0 | 0 | 0 | 0 | 0 | 0 | 0 | 0 | 0 | 0 | 1 | 0 | 0 | 1 | 0 | 0 | 0 | 0 | 0 | 0 | 0 | OPEN | node_1355149_907_15290417_556 | AN | 8104101
load_220348678 |  | 0 | C | 0 | 0 | 0 | 0 | 0 | 0 | 0 | 0 | 0 | 0 | 0 | 0+0j | 0 | 0 | 0+0j | 0 | 0 | 0+0j | 0 | 0 | 0+0j | 0 | 0 | 0+0j | 0 | 0 | 0+0j | 0 | 0 | 0+0j | 0 | 0 | 0+0j | 0 | 0 | 0+0j | 0 | 0 | 0 | 0 | 0 | 0 | 0 | 0 | 0 | 0 | 0 | 0 | 0 | 0 | 0 | 0 | 0 | 0 | 1 | 0 | 0 | 1 | 0 | 0 | 0 | 0 | 0 | 0 | 0 | OPEN | node_1355373_015_15289717_515 | AN | 8104101
load_220348680 |  | 0 | C | 0 | 0 | 0 | 0 | 0 | 0 | 0 | 0 | 0 | 0 | 0 | 0+0j | 0 | 0 | 0+0j | 0 | 0 | 0+0j | 0 | 0 | 0+0j | 0 | 0 | 0+0j | 0 | 0 | 0+0j | 666.667 | 283.999 | 666.667+283.999j | 0 | 0 | 0+0j | 0 | 0 | 0+0j | 0 | 0 | 0 | 0 | 0 | 0 | 0 | 0 | 0 | 0 | 0 | 0 | 0 | 0 | 0 | 0 | 0 | 0 | 1 | 0 | 0 | 1 | 0 | 0 | 0 | 0 | 0 | 0 | 0 | OPEN | node_1355469_579_15289327_001 | AN | 8104101
load_220348681 |  | 0 | C | 0 | 0 | 0 | 0 | 0 | 0 | 0 | 0 | 0 | 0 | 0 | 0+0j | 0 | 0 | 0+0j | 0 | 0 | 0+0j | 0 | 0 | 0+0j | 0 | 0 | 0+0j | 0 | 0 | 0+0j | 0 | 0 | 0+0j | 666.667 | 283.999 | 666.667+283.999j | 0 | 0 | 0+0j | 0 | 0 | 0 | 0 | 0 | 0 | 0 | 0 | 0 | 0 | 0 | 0 | 0 | 0 | 0 | 0 | 0 | 0 | 1 | 0 | 0 | 1 | 0 | 0 | 0 | 0 | 0 | 0 | 0 | OPEN | node_1355466_022_15289353_162 | BN | 8104101
load_220348682 |  | 0 | C | 0 | 0 | 0 | 0 | 0 | 0 | 0 | 0 | 0 | 0 | 0 | 0+0j | 0 | 0 | 0+0j | 0 | 0 | 0+0j | 0 | 0 | 0+0j | 0 | 0 | 0+0j | 0 | 0 | 0+0j | 0 | 0 | 0+0j | 0 | 0 | 0+0j | 666.667 | 283.999 | 666.667+283.999j | 0 | 0 | 0 | 0 | 0 | 0 | 0 | 0 | 0 | 0 | 0 | 0 | 0 | 0 | 0 | 0 | 0 | 0 | 1 | 0 | 0 | 1 | 0 | 0 | 0 | 0 | 0 | 0 | 0 | OPEN | node_1355467_964_15289300_447 | CN | 8104101
load_220348695 |  | 0 | R | 0 | 0 | 0 | 0 | 0 | 0 | 0 | 0 | 0 | 0 | 0 | 0+0j | 0 | 0 | 0+0j | 0 | 0 | 0+0j | 0 | 0 | 0+0j | 0 | 0 | 0+0j | 0 | 0 | 0+0j | 69393.6 | 29561.55 | 69393.6+29561.55j | 0 | 0 | 0+0j | 0 | 0 | 0+0j | 0 | 0 | 0 | 0 | 0 | 0 | 0 | 0 | 0 | 0 | 0 | 0 | 0 | 0 | 0 | 0 | 0 | 0 | 1 | 0 | 0 | 1 | 0 | 0 | 0 | 0 | 0 | 0 | 0 | OPEN | node_1347682_265_15284765_859 | AN | 8104101
load_220348742 |  | 0 | C | 0 | 0 | 0 | 0 | 0 | 0 | 0 | 0 | 0 | 0 | 0 | 0+0j | 0 | 0 | 0+0j | 0 | 0 | 0+0j | 0 | 0 | 0+0j | 0 | 0 | 0+0j | 0 | 0 | 0+0j | 374.4 | 159.494 | 374.4+159.494j | 0 | 0 | 0+0j | 0 | 0 | 0+0j | 0 | 0 | 0 | 0 | 0 | 0 | 0 | 0 | 0 | 0 | 0 | 0 | 0 | 0 | 0 | 0 | 0 | 0 | 1 | 0 | 0 | 1 | 0 | 0 | 0 | 0 | 0 | 0 | 0 | OPEN | node_1351410_5_15287098_68 | AN | 8104101
load_220348754 |  | 0 | C | 0 | 0 | 0 | 0 | 0 | 0 | 0 | 0 | 0 | 0 | 0 | 0+0j | 0 | 0 | 0+0j | 0 | 0 | 0+0j | 0 | 0 | 0+0j | 0 | 0 | 0+0j | 0 | 0 | 0+0j | 21000 | 8945.963 | 21000+8945.963j | 0 | 0 | 0+0j | 0 | 0 | 0+0j | 0 | 0 | 0 | 0 | 0 | 0 | 0 | 0 | 0 | 0 | 0 | 0 | 0 | 0 | 0 | 0 | 0 | 0 | 1 | 0 | 0 | 1 | 0 | 0 | 0 | 0 | 0 | 0 | 0 | OPEN | node_1353257_433_15288174_72 | AN | 8104101
load_220348755 |  | 0 | C | 0 | 0 | 0 | 0 | 0 | 0 | 0 | 0 | 0 | 0 | 0 | 0+0j | 0 | 0 | 0+0j | 0 | 0 | 0+0j | 0 | 0 | 0+0j | 0 | 0 | 0+0j | 0 | 0 | 0+0j | 20500 | 8732.963 | 20500+8732.963j | 0 | 0 | 0+0j | 0 | 0 | 0+0j | 0 | 0 | 0 | 0 | 0 | 0 | 0 | 0 | 0 | 0 | 0 | 0 | 0 | 0 | 0 | 0 | 0 | 0 | 1 | 0 | 0 | 1 | 0 | 0 | 0 | 0 | 0 | 0 | 0 | OPEN | node_1354442_46_15288486_669 | AN | 8104101
load_220348757 |  | 0 | C | 0 | 0 | 0 | 0 | 0 | 0 | 0 | 0 | 0 | 0 | 0 | 0+0j | 0 | 0 | 0+0j | 0 | 0 | 0+0j | 0 | 0 | 0+0j | 0 | 0 | 0+0j | 0 | 0 | 0+0j | 3000 | 1277.995 | 3000+1277.995j | 0 | 0 | 0+0j | 0 | 0 | 0+0j | 0 | 0 | 0 | 0 | 0 | 0 | 0 | 0 | 0 | 0 | 0 | 0 | 0 | 0 | 0 | 0 | 0 | 0 | 1 | 0 | 0 | 1 | 0 | 0 | 0 | 0 | 0 | 0 | 0 | OPEN | node_1353514_775_15288513_668 | AN | 8104101
load_220348758 |  | 0 | C | 0 | 0 | 0 | 0 | 0 | 0 | 0 | 0 | 0 | 0 | 0 | 0+0j | 0 | 0 | 0+0j | 0 | 0 | 0+0j | 0 | 0 | 0+0j | 0 | 0 | 0+0j | 0 | 0 | 0+0j | 21333.333 | 9087.962 | 21333.333+9087.962j | 0 | 0 | 0+0j | 0 | 0 | 0+0j | 0 | 0 | 0 | 0 | 0 | 0 | 0 | 0 | 0 | 0 | 0 | 0 | 0 | 0 | 0 | 0 | 0 | 0 | 1 | 0 | 0 | 1 | 0 | 0 | 0 | 0 | 0 | 0 | 0 | OPEN | node_1353677_786_15288390_424 | AN | 8104101
load_220348759 |  | 0 | C | 0 | 0 | 0 | 0 | 0 | 0 | 0 | 0 | 0 | 0 | 0 | 0+0j | 0 | 0 | 0+0j | 0 | 0 | 0+0j | 0 | 0 | 0+0j | 0 | 0 | 0+0j | 0 | 0 | 0+0j | 0 | 0 | 0+0j | 21333.333 | 9087.962 | 21333.333+9087.962j | 0 | 0 | 0+0j | 0 | 0 | 0 | 0 | 0 | 0 | 0 | 0 | 0 | 0 | 0 | 0 | 0 | 0 | 0 | 0 | 0 | 0 | 1 | 0 | 0 | 1 | 0 | 0 | 0 | 0 | 0 | 0 | 0 | OPEN | node_1353640_965_15288408_629 | BN | 8104101
load_220348760 |  | 0 | C | 0 | 0 | 0 | 0 | 0 | 0 | 0 | 0 | 0 | 0 | 0 | 0+0j | 0 | 0 | 0+0j | 0 | 0 | 0+0j | 0 | 0 | 0+0j | 0 | 0 | 0+0j | 0 | 0 | 0+0j | 0 | 0 | 0+0j | 0 | 0 | 0+0j | 21333.333 | 9087.962 | 21333.333+9087.962j | 0 | 0 | 0 | 0 | 0 | 0 | 0 | 0 | 0 | 0 | 0 | 0 | 0 | 0 | 0 | 0 | 0 | 0 | 1 | 0 | 0 | 1 | 0 | 0 | 0 | 0 | 0 | 0 | 0 | OPEN | node_1353658_465_15288396_264 | CN | 8104101
load_220348761 |  | 0 | C | 0 | 0 | 0 | 0 | 0 | 0 | 0 | 0 | 0 | 0 | 0 | 0+0j | 0 | 0 | 0+0j | 0 | 0 | 0+0j | 0 | 0 | 0+0j | 0 | 0 | 0+0j | 0 | 0 | 0+0j | 19333.333 | 8235.965 | 19333.333+8235.965j | 0 | 0 | 0+0j | 0 | 0 | 0+0j | 0 | 0 | 0 | 0 | 0 | 0 | 0 | 0 | 0 | 0 | 0 | 0 | 0 | 0 | 0 | 0 | 0 | 0 | 1 | 0 | 0 | 1 | 0 | 0 | 0 | 0 | 0 | 0 | 0 | OPEN | node_1354099_558_15288439_218 | AN | 8104101
load_220348762 |  | 0 | C | 0 | 0 | 0 | 0 | 0 | 0 | 0 | 0 | 0 | 0 | 0 | 0+0j | 0 | 0 | 0+0j | 0 | 0 | 0+0j | 0 | 0 | 0+0j | 0 | 0 | 0+0j | 0 | 0 | 0+0j | 0 | 0 | 0+0j | 19333.333 | 8235.965 | 19333.333+8235.965j | 0 | 0 | 0+0j | 0 | 0 | 0 | 0 | 0 | 0 | 0 | 0 | 0 | 0 | 0 | 0 | 0 | 0 | 0 | 0 | 0 | 0 | 1 | 0 | 0 | 1 | 0 | 0 | 0 | 0 | 0 | 0 | 0 | OPEN | node_1354060_474_15288432_879 | BN | 8104101
load_220348763 |  | 0 | C | 0 | 0 | 0 | 0 | 0 | 0 | 0 | 0 | 0 | 0 | 0 | 0+0j | 0 | 0 | 0+0j | 0 | 0 | 0+0j | 0 | 0 | 0+0j | 0 | 0 | 0+0j | 0 | 0 | 0+0j | 0 | 0 | 0+0j | 0 | 0 | 0+0j | 19333.333 | 8235.965 | 19333.333+8235.965j | 0 | 0 | 0 | 0 | 0 | 0 | 0 | 0 | 0 | 0 | 0 | 0 | 0 | 0 | 0 | 0 | 0 | 0 | 1 | 0 | 0 | 1 | 0 | 0 | 0 | 0 | 0 | 0 | 0 | OPEN | node_1354080_308_15288432_598 | CN | 8104101
load_220348808 |  | 0 | C | 0 | 0 | 0 | 0 | 0 | 0 | 0 | 0 | 0 | 0 | 0 | 0+0j | 0 | 0 | 0+0j | 0 | 0 | 0+0j | 0 | 0 | 0+0j | 0 | 0 | 0+0j | 0 | 0 | 0+0j | 0 | 0 | 0+0j | 0 | 0 | 0+0j | 0 | 0 | 0+0j | 0 | 0 | 0 | 0 | 0 | 0 | 0 | 0 | 0 | 0 | 0 | 0 | 0 | 0 | 0 | 0 | 0 | 0 | 1 | 0 | 0 | 1 | 0 | 0 | 0 | 0 | 0 | 0 | 0 | OPEN | node_1353365_918_15288064_125 | AN | 8104101
load_220348809 |  | 0 | C | 0 | 0 | 0 | 0 | 0 | 0 | 0 | 0 | 0 | 0 | 0 | 0+0j | 0 | 0 | 0+0j | 0 | 0 | 0+0j | 0 | 0 | 0+0j | 0 | 0 | 0+0j | 0 | 0 | 0+0j | 0 | 0 | 0+0j | 0 | 0 | 0+0j | 0 | 0 | 0+0j | 0 | 0 | 0 | 0 | 0 | 0 | 0 | 0 | 0 | 0 | 0 | 0 | 0 | 0 | 0 | 0 | 0 | 0 | 1 | 0 | 0 | 1 | 0 | 0 | 0 | 0 | 0 | 0 | 0 | OPEN | node_1353358_076_15288066_994 | BN | 8104101
load_220348810 |  | 0 | C | 0 | 0 | 0 | 0 | 0 | 0 | 0 | 0 | 0 | 0 | 0 | 0+0j | 0 | 0 | 0+0j | 0 | 0 | 0+0j | 0 | 0 | 0+0j | 0 | 0 | 0+0j | 0 | 0 | 0+0j | 0 | 0 | 0+0j | 0 | 0 | 0+0j | 0 | 0 | 0+0j | 0 | 0 | 0 | 0 | 0 | 0 | 0 | 0 | 0 | 0 | 0 | 0 | 0 | 0 | 0 | 0 | 0 | 0 | 1 | 0 | 0 | 1 | 0 | 0 | 0 | 0 | 0 | 0 | 0 | OPEN | node_1353375_591_15288059_352 | CN | 8104101
load_220348811 |  | 0 | C | 0 | 0 | 0 | 0 | 0 | 0 | 0 | 0 | 0 | 0 | 0 | 0+0j | 0 | 0 | 0+0j | 0 | 0 | 0+0j | 0 | 0 | 0+0j | 0 | 0 | 0+0j | 0 | 0 | 0+0j | 13000 | 5537.977 | 13000+5537.977j | 0 | 0 | 0+0j | 0 | 0 | 0+0j | 0 | 0 | 0 | 0 | 0 | 0 | 0 | 0 | 0 | 0 | 0 | 0 | 0 | 0 | 0 | 0 | 0 | 0 | 1 | 0 | 0 | 1 | 0 | 0 | 0 | 0 | 0 | 0 | 0 | OPEN | node_1353016_777_15287661_566 | AN | 8104101
load_220348812 |  | 0 | C | 0 | 0 | 0 | 0 | 0 | 0 | 0 | 0 | 0 | 0 | 0 | 0+0j | 0 | 0 | 0+0j | 0 | 0 | 0+0j | 0 | 0 | 0+0j | 0 | 0 | 0+0j | 0 | 0 | 0+0j | 0 | 0 | 0+0j | 13000 | 5537.977 | 13000+5537.977j | 0 | 0 | 0+0j | 0 | 0 | 0 | 0 | 0 | 0 | 0 | 0 | 0 | 0 | 0 | 0 | 0 | 0 | 0 | 0 | 0 | 0 | 1 | 0 | 0 | 1 | 0 | 0 | 0 | 0 | 0 | 0 | 0 | OPEN | node_1353036_615_15287661_72 | BN | 8104101
load_220348813 |  | 0 | C | 0 | 0 | 0 | 0 | 0 | 0 | 0 | 0 | 0 | 0 | 0 | 0+0j | 0 | 0 | 0+0j | 0 | 0 | 0+0j | 0 | 0 | 0+0j | 0 | 0 | 0+0j | 0 | 0 | 0+0j | 0 | 0 | 0+0j | 0 | 0 | 0+0j | 13000 | 5537.977 | 13000+5537.977j | 0 | 0 | 0 | 0 | 0 | 0 | 0 | 0 | 0 | 0 | 0 | 0 | 0 | 0 | 0 | 0 | 0 | 0 | 1 | 0 | 0 | 1 | 0 | 0 | 0 | 0 | 0 | 0 | 0 | OPEN | node_1353055_785_15287668_759 | CN | 8104101
load_220348814 |  | 0 | C | 0 | 0 | 0 | 0 | 0 | 0 | 0 | 0 | 0 | 0 | 0 | 0+0j | 0 | 0 | 0+0j | 0 | 0 | 0+0j | 0 | 0 | 0+0j | 0 | 0 | 0+0j | 0 | 0 | 0+0j | 11000 | 4685.98 | 11000+4685.98j | 0 | 0 | 0+0j | 0 | 0 | 0+0j | 0 | 0 | 0 | 0 | 0 | 0 | 0 | 0 | 0 | 0 | 0 | 0 | 0 | 0 | 0 | 0 | 0 | 0 | 1 | 0 | 0 | 1 | 0 | 0 | 0 | 0 | 0 | 0 | 0 | OPEN | node_1352762_162_15287938_451 | AN | 8104101
load_220348815 |  | 0 | C | 0 | 0 | 0 | 0 | 0 | 0 | 0 | 0 | 0 | 0 | 0 | 0+0j | 0 | 0 | 0+0j | 0 | 0 | 0+0j | 0 | 0 | 0+0j | 0 | 0 | 0+0j | 0 | 0 | 0+0j | 10666.667 | 4543.981 | 10666.667+4543.981j | 0 | 0 | 0+0j | 0 | 0 | 0+0j | 0 | 0 | 0 | 0 | 0 | 0 | 0 | 0 | 0 | 0 | 0 | 0 | 0 | 0 | 0 | 0 | 0 | 0 | 1 | 0 | 0 | 1 | 0 | 0 | 0 | 0 | 0 | 0 | 0 | OPEN | node_1352494_959_15287912_982 | AN | 8104101
load_220348816 |  | 0 | C | 0 | 0 | 0 | 0 | 0 | 0 | 0 | 0 | 0 | 0 | 0 | 0+0j | 0 | 0 | 0+0j | 0 | 0 | 0+0j | 0 | 0 | 0+0j | 0 | 0 | 0+0j | 0 | 0 | 0+0j | 0 | 0 | 0+0j | 10666.667 | 4543.981 | 10666.667+4543.981j | 0 | 0 | 0+0j | 0 | 0 | 0 | 0 | 0 | 0 | 0 | 0 | 0 | 0 | 0 | 0 | 0 | 0 | 0 | 0 | 0 | 0 | 1 | 0 | 0 | 1 | 0 | 0 | 0 | 0 | 0 | 0 | 0 | OPEN | node_1352478_274_15287898_415 | BN | 8104101
load_220348817 |  | 0 | C | 0 | 0 | 0 | 0 | 0 | 0 | 0 | 0 | 0 | 0 | 0 | 0+0j | 0 | 0 | 0+0j | 0 | 0 | 0+0j | 0 | 0 | 0+0j | 0 | 0 | 0+0j | 0 | 0 | 0+0j | 0 | 0 | 0+0j | 0 | 0 | 0+0j | 10666.667 | 4543.981 | 10666.667+4543.981j | 0 | 0 | 0 | 0 | 0 | 0 | 0 | 0 | 0 | 0 | 0 | 0 | 0 | 0 | 0 | 0 | 0 | 0 | 1 | 0 | 0 | 1 | 0 | 0 | 0 | 0 | 0 | 0 | 0 | OPEN | node_1352513_854_15287921_283 | CN | 8104101
load_220348818 |  | 0 | C | 0 | 0 | 0 | 0 | 0 | 0 | 0 | 0 | 0 | 0 | 0 | 0+0j | 0 | 0 | 0+0j | 0 | 0 | 0+0j | 0 | 0 | 0+0j | 0 | 0 | 0+0j | 0 | 0 | 0+0j | 8000 | 3407.986 | 8000+3407.986j | 0 | 0 | 0+0j | 0 | 0 | 0+0j | 0 | 0 | 0 | 0 | 0 | 0 | 0 | 0 | 0 | 0 | 0 | 0 | 0 | 0 | 0 | 0 | 0 | 0 | 1 | 0 | 0 | 1 | 0 | 0 | 0 | 0 | 0 | 0 | 0 | OPEN | node_1352182_705_15287696_002 | AN | 8104101
load_220348819 |  | 0 | C | 0 | 0 | 0 | 0 | 0 | 0 | 0 | 0 | 0 | 0 | 0 | 0+0j | 0 | 0 | 0+0j | 0 | 0 | 0+0j | 0 | 0 | 0+0j | 0 | 0 | 0+0j | 0 | 0 | 0+0j | 0 | 0 | 0+0j | 8000 | 3407.986 | 8000+3407.986j | 0 | 0 | 0+0j | 0 | 0 | 0 | 0 | 0 | 0 | 0 | 0 | 0 | 0 | 0 | 0 | 0 | 0 | 0 | 0 | 0 | 0 | 1 | 0 | 0 | 1 | 0 | 0 | 0 | 0 | 0 | 0 | 0 | OPEN | node_1352190_209_15287671_428 | BN | 8104101
load_220348820 |  | 0 | C | 0 | 0 | 0 | 0 | 0 | 0 | 0 | 0 | 0 | 0 | 0 | 0+0j | 0 | 0 | 0+0j | 0 | 0 | 0+0j | 0 | 0 | 0+0j | 0 | 0 | 0+0j | 0 | 0 | 0+0j | 0 | 0 | 0+0j | 0 | 0 | 0+0j | 8000 | 3407.986 | 8000+3407.986j | 0 | 0 | 0 | 0 | 0 | 0 | 0 | 0 | 0 | 0 | 0 | 0 | 0 | 0 | 0 | 0 | 0 | 0 | 1 | 0 | 0 | 1 | 0 | 0 | 0 | 0 | 0 | 0 | 0 | OPEN | node_1352180_209_15287722_392 | CN | 8104101
load_220348892 |  | 0 | C | 0 | 0 | 0 | 0 | 0 | 0 | 0 | 0 | 0 | 0 | 0 | 0+0j | 0 | 0 | 0+0j | 0 | 0 | 0+0j | 0 | 0 | 0+0j | 0 | 0 | 0+0j | 0 | 0 | 0+0j | 13000 | 5537.977 | 13000+5537.977j | 0 | 0 | 0+0j | 0 | 0 | 0+0j | 0 | 0 | 0 | 0 | 0 | 0 | 0 | 0 | 0 | 0 | 0 | 0 | 0 | 0 | 0 | 0 | 0 | 0 | 1 | 0 | 0 | 1 | 0 | 0 | 0 | 0 | 0 | 0 | 0 | OPEN | node_1354122_488_15290002_639 | AN | 8104101
load_220348893 |  | 0 | C | 0 | 0 | 0 | 0 | 0 | 0 | 0 | 0 | 0 | 0 | 0 | 0+0j | 0 | 0 | 0+0j | 0 | 0 | 0+0j | 0 | 0 | 0+0j | 0 | 0 | 0+0j | 0 | 0 | 0+0j | 1333.333 | 567.997 | 1333.333+567.997j | 0 | 0 | 0+0j | 0 | 0 | 0+0j | 0 | 0 | 0 | 0 | 0 | 0 | 0 | 0 | 0 | 0 | 0 | 0 | 0 | 0 | 0 | 0 | 0 | 0 | 1 | 0 | 0 | 1 | 0 | 0 | 0 | 0 | 0 | 0 | 0 | OPEN | node_1354018_004_15289981_432 | AN | 8104101
load_220348894 |  | 0 | C | 0 | 0 | 0 | 0 | 0 | 0 | 0 | 0 | 0 | 0 | 0 | 0+0j | 0 | 0 | 0+0j | 0 | 0 | 0+0j | 0 | 0 | 0+0j | 0 | 0 | 0+0j | 0 | 0 | 0+0j | 0 | 0 | 0+0j | 1333.333 | 567.997 | 1333.333+567.997j | 0 | 0 | 0+0j | 0 | 0 | 0 | 0 | 0 | 0 | 0 | 0 | 0 | 0 | 0 | 0 | 0 | 0 | 0 | 0 | 0 | 0 | 1 | 0 | 0 | 1 | 0 | 0 | 0 | 0 | 0 | 0 | 0 | OPEN | node_1354007_443_15289958_788 | BN | 8104101
load_220348895 |  | 0 | C | 0 | 0 | 0 | 0 | 0 | 0 | 0 | 0 | 0 | 0 | 0 | 0+0j | 0 | 0 | 0+0j | 0 | 0 | 0+0j | 0 | 0 | 0+0j | 0 | 0 | 0+0j | 0 | 0 | 0+0j | 0 | 0 | 0+0j | 0 | 0 | 0+0j | 1333.333 | 567.997 | 1333.333+567.997j | 0 | 0 | 0 | 0 | 0 | 0 | 0 | 0 | 0 | 0 | 0 | 0 | 0 | 0 | 0 | 0 | 0 | 0 | 1 | 0 | 0 | 1 | 0 | 0 | 0 | 0 | 0 | 0 | 0 | OPEN | node_1354032_55_15289999_679 | CN | 8104101
load_220348896 |  | 0 | C | 0 | 0 | 0 | 0 | 0 | 0 | 0 | 0 | 0 | 0 | 0 | 0+0j | 0 | 0 | 0+0j | 0 | 0 | 0+0j | 0 | 0 | 0+0j | 0 | 0 | 0+0j | 0 | 0 | 0+0j | 132500 | 56444.764 | 132500+56444.764j | 0 | 0 | 0+0j | 0 | 0 | 0+0j | 0 | 0 | 0 | 0 | 0 | 0 | 0 | 0 | 0 | 0 | 0 | 0 | 0 | 0 | 0 | 0 | 0 | 0 | 1 | 0 | 0 | 1 | 0 | 0 | 0 | 0 | 0 | 0 | 0 | OPEN | node_1354109_161_15289870_364 | AN | 8104101
load_220348897 |  | 0 | C | 0 | 0 | 0 | 0 | 0 | 0 | 0 | 0 | 0 | 0 | 0 | 0+0j | 0 | 0 | 0+0j | 0 | 0 | 0+0j | 0 | 0 | 0+0j | 0 | 0 | 0+0j | 0 | 0 | 0+0j | 132500 | 56444.764 | 132500+56444.764j | 0 | 0 | 0+0j | 0 | 0 | 0+0j | 0 | 0 | 0 | 0 | 0 | 0 | 0 | 0 | 0 | 0 | 0 | 0 | 0 | 0 | 0 | 0 | 0 | 0 | 1 | 0 | 0 | 1 | 0 | 0 | 0 | 0 | 0 | 0 | 0 | OPEN | node_1354107_155_15289896_835 | AN | 8104101
load_220348898 |  | 0 | C | 0 | 0 | 0 | 0 | 0 | 0 | 0 | 0 | 0 | 0 | 0 | 0+0j | 0 | 0 | 0+0j | 0 | 0 | 0+0j | 0 | 0 | 0+0j | 0 | 0 | 0+0j | 0 | 0 | 0+0j | 17000 | 7241.97 | 17000+7241.97j | 0 | 0 | 0+0j | 0 | 0 | 0+0j | 0 | 0 | 0 | 0 | 0 | 0 | 0 | 0 | 0 | 0 | 0 | 0 | 0 | 0 | 0 | 0 | 0 | 0 | 1 | 0 | 0 | 1 | 0 | 0 | 0 | 0 | 0 | 0 | 0 | OPEN | node_1354446_228_15289623_12 | AN | 8104101
load_220349160 |  | 0 | C | 0 | 0 | 0 | 0 | 0 | 0 | 0 | 0 | 0 | 0 | 0 | 0+0j | 0 | 0 | 0+0j | 0 | 0 | 0+0j | 0 | 0 | 0+0j | 0 | 0 | 0+0j | 0 | 0 | 0+0j | 6000 | 2555.989 | 6000+2555.989j | 0 | 0 | 0+0j | 0 | 0 | 0+0j | 0 | 0 | 0 | 0 | 0 | 0 | 0 | 0 | 0 | 0 | 0 | 0 | 0 | 0 | 0 | 0 | 0 | 0 | 1 | 0 | 0 | 1 | 0 | 0 | 0 | 0 | 0 | 0 | 0 | OPEN | node_1354972_246_15288354_99 | AN | 8104101
load_220349161 |  | 0 | C | 0 | 0 | 0 | 0 | 0 | 0 | 0 | 0 | 0 | 0 | 0 | 0+0j | 0 | 0 | 0+0j | 0 | 0 | 0+0j | 0 | 0 | 0+0j | 0 | 0 | 0+0j | 0 | 0 | 0+0j | 6000 | 2555.989 | 6000+2555.989j | 0 | 0 | 0+0j | 0 | 0 | 0+0j | 0 | 0 | 0 | 0 | 0 | 0 | 0 | 0 | 0 | 0 | 0 | 0 | 0 | 0 | 0 | 0 | 0 | 0 | 1 | 0 | 0 | 1 | 0 | 0 | 0 | 0 | 0 | 0 | 0 | OPEN | node_1354963_37_15288378_716 | AN | 8104101
load_220349162 |  | 0 | C | 0 | 0 | 0 | 0 | 0 | 0 | 0 | 0 | 0 | 0 | 0 | 0+0j | 0 | 0 | 0+0j | 0 | 0 | 0+0j | 0 | 0 | 0+0j | 0 | 0 | 0+0j | 0 | 0 | 0+0j | 18333.333 | 7809.967 | 18333.333+7809.967j | 0 | 0 | 0+0j | 0 | 0 | 0+0j | 0 | 0 | 0 | 0 | 0 | 0 | 0 | 0 | 0 | 0 | 0 | 0 | 0 | 0 | 0 | 0 | 0 | 0 | 1 | 0 | 0 | 1 | 0 | 0 | 0 | 0 | 0 | 0 | 0 | OPEN | node_1354853_431_15288652_425 | AN | 8104101
load_220349163 |  | 0 | C | 0 | 0 | 0 | 0 | 0 | 0 | 0 | 0 | 0 | 0 | 0 | 0+0j | 0 | 0 | 0+0j | 0 | 0 | 0+0j | 0 | 0 | 0+0j | 0 | 0 | 0+0j | 0 | 0 | 0+0j | 0 | 0 | 0+0j | 18333.333 | 7809.967 | 18333.333+7809.967j | 0 | 0 | 0+0j | 0 | 0 | 0 | 0 | 0 | 0 | 0 | 0 | 0 | 0 | 0 | 0 | 0 | 0 | 0 | 0 | 0 | 0 | 1 | 0 | 0 | 1 | 0 | 0 | 0 | 0 | 0 | 0 | 0 | OPEN | node_1354846_104_15288677_097 | BN | 8104101
load_220349164 |  | 0 | C | 0 | 0 | 0 | 0 | 0 | 0 | 0 | 0 | 0 | 0 | 0 | 0+0j | 0 | 0 | 0+0j | 0 | 0 | 0+0j | 0 | 0 | 0+0j | 0 | 0 | 0+0j | 0 | 0 | 0+0j | 0 | 0 | 0+0j | 0 | 0 | 0+0j | 18333.333 | 7809.967 | 18333.333+7809.967j | 0 | 0 | 0 | 0 | 0 | 0 | 0 | 0 | 0 | 0 | 0 | 0 | 0 | 0 | 0 | 0 | 0 | 0 | 1 | 0 | 0 | 1 | 0 | 0 | 0 | 0 | 0 | 0 | 0 | OPEN | node_1354834_256_15288698_336 | CN | 8104101
load_220349335 |  | 0 | R | 0 | 0 | 0 | 0 | 0 | 0 | 0 | 0 | 0 | 0 | 0 | 0+0j | 0 | 0 | 0+0j | 0 | 0 | 0+0j | 0 | 0 | 0+0j | 0 | 0 | 0+0j | 0 | 0 | 0+0j | 93787.2 | 39953.18 | 93787.2+39953.18j | 0 | 0 | 0+0j | 0 | 0 | 0+0j | 0 | 0 | 0 | 0 | 0 | 0 | 0 | 0 | 0 | 0 | 0 | 0 | 0 | 0 | 0 | 0 | 0 | 0 | 1 | 0 | 0 | 1 | 0 | 0 | 0 | 0 | 0 | 0 | 0 | OPEN | node_1352610_691_15286757_428 | AN | 8104101
load_220349336 |  | 0 | R | 0 | 0 | 0 | 0 | 0 | 0 | 0 | 0 | 0 | 0 | 0 | 0+0j | 0 | 0 | 0+0j | 0 | 0 | 0+0j | 0 | 0 | 0+0j | 0 | 0 | 0+0j | 0 | 0 | 0+0j | 53942.4 | 22979.366 | 53942.4+22979.366j | 0 | 0 | 0+0j | 0 | 0 | 0+0j | 0 | 0 | 0 | 0 | 0 | 0 | 0 | 0 | 0 | 0 | 0 | 0 | 0 | 0 | 0 | 0 | 0 | 0 | 1 | 0 | 0 | 1 | 0 | 0 | 0 | 0 | 0 | 0 | 0 | OPEN | node_1352630_468_15286358_894 | AN | 8104101
load_220349343 |  | 0 | R | 0 | 0 | 0 | 0 | 0 | 0 | 0 | 0 | 0 | 0 | 0 | 0+0j | 0 | 0 | 0+0j | 0 | 0 | 0+0j | 0 | 0 | 0+0j | 0 | 0 | 0+0j | 0 | 0 | 0+0j | 46764 | 19921.381 | 46764+19921.381j | 0 | 0 | 0+0j | 0 | 0 | 0+0j | 0 | 0 | 0 | 0 | 0 | 0 | 0 | 0 | 0 | 0 | 0 | 0 | 0 | 0 | 0 | 0 | 0 | 0 | 1 | 0 | 0 | 1 | 0 | 0 | 0 | 0 | 0 | 0 | 0 | OPEN | node_1352379_267_15286532_692 | AN | 8104101
load_220349353 |  | 0 | C | 0 | 0 | 0 | 0 | 0 | 0 | 0 | 0 | 0 | 0 | 0 | 0+0j | 0 | 0 | 0+0j | 0 | 0 | 0+0j | 0 | 0 | 0+0j | 0 | 0 | 0+0j | 0 | 0 | 0+0j | 8000 | 3407.986 | 8000+3407.986j | 0 | 0 | 0+0j | 0 | 0 | 0+0j | 0 | 0 | 0 | 0 | 0 | 0 | 0 | 0 | 0 | 0 | 0 | 0 | 0 | 0 | 0 | 0 | 0 | 0 | 1 | 0 | 0 | 1 | 0 | 0 | 0 | 0 | 0 | 0 | 0 | OPEN | node_1350813_745_15286981_216 | AN | 8104101
load_220349354 |  | 0 | C | 0 | 0 | 0 | 0 | 0 | 0 | 0 | 0 | 0 | 0 | 0 | 0+0j | 0 | 0 | 0+0j | 0 | 0 | 0+0j | 0 | 0 | 0+0j | 0 | 0 | 0+0j | 0 | 0 | 0+0j | 16000 | 6815.971 | 16000+6815.971j | 0 | 0 | 0+0j | 0 | 0 | 0+0j | 0 | 0 | 0 | 0 | 0 | 0 | 0 | 0 | 0 | 0 | 0 | 0 | 0 | 0 | 0 | 0 | 0 | 0 | 1 | 0 | 0 | 1 | 0 | 0 | 0 | 0 | 0 | 0 | 0 | OPEN | node_1350561_33_15286856_755 | AN | 8104101
load_220349355 |  | 0 | C | 0 | 0 | 0 | 0 | 0 | 0 | 0 | 0 | 0 | 0 | 0 | 0+0j | 0 | 0 | 0+0j | 0 | 0 | 0+0j | 0 | 0 | 0+0j | 0 | 0 | 0+0j | 0 | 0 | 0+0j | 15500 | 6602.972 | 15500+6602.972j | 0 | 0 | 0+0j | 0 | 0 | 0+0j | 0 | 0 | 0 | 0 | 0 | 0 | 0 | 0 | 0 | 0 | 0 | 0 | 0 | 0 | 0 | 0 | 0 | 0 | 1 | 0 | 0 | 1 | 0 | 0 | 0 | 0 | 0 | 0 | 0 | OPEN | node_1351203_347_15287436_12 | AN | 8104101
load_220349356 |  | 0 | C | 0 | 0 | 0 | 0 | 0 | 0 | 0 | 0 | 0 | 0 | 0 | 0+0j | 0 | 0 | 0+0j | 0 | 0 | 0+0j | 0 | 0 | 0+0j | 0 | 0 | 0+0j | 0 | 0 | 0+0j | 15500 | 6602.972 | 15500+6602.972j | 0 | 0 | 0+0j | 0 | 0 | 0+0j | 0 | 0 | 0 | 0 | 0 | 0 | 0 | 0 | 0 | 0 | 0 | 0 | 0 | 0 | 0 | 0 | 0 | 0 | 1 | 0 | 0 | 1 | 0 | 0 | 0 | 0 | 0 | 0 | 0 | OPEN | node_1351215_154_15287457_636 | AN | 8104101
load_220349357 |  | 0 | C | 0 | 0 | 0 | 0 | 0 | 0 | 0 | 0 | 0 | 0 | 0 | 0+0j | 0 | 0 | 0+0j | 0 | 0 | 0+0j | 0 | 0 | 0+0j | 0 | 0 | 0+0j | 0 | 0 | 0+0j | 4000 | 1703.993 | 4000+1703.993j | 0 | 0 | 0+0j | 0 | 0 | 0+0j | 0 | 0 | 0 | 0 | 0 | 0 | 0 | 0 | 0 | 0 | 0 | 0 | 0 | 0 | 0 | 0 | 0 | 0 | 1 | 0 | 0 | 1 | 0 | 0 | 0 | 0 | 0 | 0 | 0 | OPEN | node_1351592_343_15287501_307 | AN | 8104101
load_220349358 |  | 0 | C | 0 | 0 | 0 | 0 | 0 | 0 | 0 | 0 | 0 | 0 | 0 | 0+0j | 0 | 0 | 0+0j | 0 | 0 | 0+0j | 0 | 0 | 0+0j | 0 | 0 | 0+0j | 0 | 0 | 0+0j | 4000 | 1703.993 | 4000+1703.993j | 0 | 0 | 0+0j | 0 | 0 | 0+0j | 0 | 0 | 0 | 0 | 0 | 0 | 0 | 0 | 0 | 0 | 0 | 0 | 0 | 0 | 0 | 0 | 0 | 0 | 1 | 0 | 0 | 1 | 0 | 0 | 0 | 0 | 0 | 0 | 0 | OPEN | node_1351583_039_15287524_731 | AN | 8104101
load_220349364 |  | 0 | R | 0 | 0 | 0 | 0 | 0 | 0 | 0 | 0 | 0 | 0 | 0 | 0+0j | 0 | 0 | 0+0j | 0 | 0 | 0+0j | 0 | 0 | 0+0j | 0 | 0 | 0+0j | 0 | 0 | 0+0j | 70941.6 | 30220.995 | 70941.6+30220.995j | 0 | 0 | 0+0j | 0 | 0 | 0+0j | 0 | 0 | 0 | 0 | 0 | 0 | 0 | 0 | 0 | 0 | 0 | 0 | 0 | 0 | 0 | 0 | 0 | 0 | 1 | 0 | 0 | 1 | 0 | 0 | 0 | 0 | 0 | 0 | 0 | OPEN | node_1350933_633_15286590_026 | AN | 8104101
load_220349365 |  | 0 | R | 0 | 0 | 0 | 0 | 0 | 0 | 0 | 0 | 0 | 0 | 0 | 0+0j | 0 | 0 | 0+0j | 0 | 0 | 0+0j | 0 | 0 | 0+0j | 0 | 0 | 0+0j | 0 | 0 | 0+0j | 57420 | 24460.818 | 57420+24460.818j | 0 | 0 | 0+0j | 0 | 0 | 0+0j | 0 | 0 | 0 | 0 | 0 | 0 | 0 | 0 | 0 | 0 | 0 | 0 | 0 | 0 | 0 | 0 | 0 | 0 | 1 | 0 | 0 | 1 | 0 | 0 | 0 | 0 | 0 | 0 | 0 | OPEN | node_1351191_832_15286166_648 | AN | 8104101
load_220349368 |  | 0 | R | 0 | 0 | 0 | 0 | 0 | 0 | 0 | 0 | 0 | 0 | 0 | 0+0j | 0 | 0 | 0+0j | 0 | 0 | 0+0j | 0 | 0 | 0+0j | 0 | 0 | 0+0j | 0 | 0 | 0+0j | 52603.2 | 22408.869 | 52603.2+22408.869j | 0 | 0 | 0+0j | 0 | 0 | 0+0j | 0 | 0 | 0 | 0 | 0 | 0 | 0 | 0 | 0 | 0 | 0 | 0 | 0 | 0 | 0 | 0 | 0 | 0 | 1 | 0 | 0 | 1 | 0 | 0 | 0 | 0 | 0 | 0 | 0 | OPEN | node_1350755_97_15285766_877 | AN | 8104101
load_220349369 |  | 0 | R | 0 | 0 | 0 | 0 | 0 | 0 | 0 | 0 | 0 | 0 | 0 | 0+0j | 0 | 0 | 0+0j | 0 | 0 | 0+0j | 0 | 0 | 0+0j | 0 | 0 | 0+0j | 0 | 0 | 0+0j | 39556.8 | 16851.126 | 39556.8+16851.126j | 0 | 0 | 0+0j | 0 | 0 | 0+0j | 0 | 0 | 0 | 0 | 0 | 0 | 0 | 0 | 0 | 0 | 0 | 0 | 0 | 0 | 0 | 0 | 0 | 0 | 1 | 0 | 0 | 1 | 0 | 0 | 0 | 0 | 0 | 0 | 0 | OPEN | node_1350682_055_15285439_042 | AN | 8104101
load_220349372 |  | 0 | R | 0 | 0 | 0 | 0 | 0 | 0 | 0 | 0 | 0 | 0 | 0 | 0+0j | 0 | 0 | 0+0j | 0 | 0 | 0+0j | 0 | 0 | 0+0j | 0 | 0 | 0+0j | 0 | 0 | 0+0j | 56700 | 24154.099 | 56700+24154.099j | 0 | 0 | 0+0j | 0 | 0 | 0+0j | 0 | 0 | 0 | 0 | 0 | 0 | 0 | 0 | 0 | 0 | 0 | 0 | 0 | 0 | 0 | 0 | 0 | 0 | 1 | 0 | 0 | 1 | 0 | 0 | 0 | 0 | 0 | 0 | 0 | OPEN | node_1350448_505_15285568_919 | AN | 8104101
load_220349384 |  | 0 | R | 0 | 0 | 0 | 0 | 0 | 0 | 0 | 0 | 0 | 0 | 0 | 0+0j | 0 | 0 | 0+0j | 0 | 0 | 0+0j | 0 | 0 | 0+0j | 0 | 0 | 0+0j | 0 | 0 | 0+0j | 7293.6 | 3107.061 | 7293.6+3107.061j | 0 | 0 | 0+0j | 0 | 0 | 0+0j | 0 | 0 | 0 | 0 | 0 | 0 | 0 | 0 | 0 | 0 | 0 | 0 | 0 | 0 | 0 | 0 | 0 | 0 | 1 | 0 | 0 | 1 | 0 | 0 | 0 | 0 | 0 | 0 | 0 | OPEN | node_1350113_431_15286129_102 | AN | 8104101
load_220349385 |  | 0 | R | 0 | 0 | 0 | 0 | 0 | 0 | 0 | 0 | 0 | 0 | 0 | 0+0j | 0 | 0 | 0+0j | 0 | 0 | 0+0j | 0 | 0 | 0+0j | 0 | 0 | 0+0j | 0 | 0 | 0+0j | 53222.4 | 22672.647 | 53222.4+22672.647j | 0 | 0 | 0+0j | 0 | 0 | 0+0j | 0 | 0 | 0 | 0 | 0 | 0 | 0 | 0 | 0 | 0 | 0 | 0 | 0 | 0 | 0 | 0 | 0 | 0 | 1 | 0 | 0 | 1 | 0 | 0 | 0 | 0 | 0 | 0 | 0 | OPEN | node_1350124_347_15285891_141 | AN | 8104101
load_220349386 |  | 0 | R | 0 | 0 | 0 | 0 | 0 | 0 | 0 | 0 | 0 | 0 | 0 | 0+0j | 0 | 0 | 0+0j | 0 | 0 | 0+0j | 0 | 0 | 0+0j | 0 | 0 | 0+0j | 0 | 0 | 0+0j | 88315.2 | 37622.118 | 88315.2+37622.118j | 0 | 0 | 0+0j | 0 | 0 | 0+0j | 0 | 0 | 0 | 0 | 0 | 0 | 0 | 0 | 0 | 0 | 0 | 0 | 0 | 0 | 0 | 0 | 0 | 0 | 1 | 0 | 0 | 1 | 0 | 0 | 0 | 0 | 0 | 0 | 0 | OPEN | node_1350145_713_15285414_2 | AN | 8104101
load_220349387 |  | 0 | R | 0 | 0 | 0 | 0 | 0 | 0 | 0 | 0 | 0 | 0 | 0 | 0+0j | 0 | 0 | 0+0j | 0 | 0 | 0+0j | 0 | 0 | 0+0j | 0 | 0 | 0+0j | 0 | 0 | 0+0j | 43747.2 | 18636.229 | 43747.2+18636.229j | 0 | 0 | 0+0j | 0 | 0 | 0+0j | 0 | 0 | 0 | 0 | 0 | 0 | 0 | 0 | 0 | 0 | 0 | 0 | 0 | 0 | 0 | 0 | 0 | 0 | 1 | 0 | 0 | 1 | 0 | 0 | 0 | 0 | 0 | 0 | 0 | OPEN | node_1347508_104_15286442_27 | AN | 8104101
load_220349388 |  | 0 | R | 0 | 0 | 0 | 0 | 0 | 0 | 0 | 0 | 0 | 0 | 0 | 0+0j | 0 | 0 | 0+0j | 0 | 0 | 0+0j | 0 | 0 | 0+0j | 0 | 0 | 0+0j | 0 | 0 | 0+0j | 36936 | 15734.67 | 36936+15734.67j | 0 | 0 | 0+0j | 0 | 0 | 0+0j | 0 | 0 | 0 | 0 | 0 | 0 | 0 | 0 | 0 | 0 | 0 | 0 | 0 | 0 | 0 | 0 | 0 | 0 | 1 | 0 | 0 | 1 | 0 | 0 | 0 | 0 | 0 | 0 | 0 | OPEN | node_1347525_457_15286662_052 | AN | 8104101
load_220349394 |  | 0 | C | 0 | 0 | 0 | 0 | 0 | 0 | 0 | 0 | 0 | 0 | 0 | 0+0j | 0 | 0 | 0+0j | 0 | 0 | 0+0j | 0 | 0 | 0+0j | 0 | 0 | 0+0j | 0 | 0 | 0+0j | 12000 | 5111.979 | 12000+5111.979j | 0 | 0 | 0+0j | 0 | 0 | 0+0j | 0 | 0 | 0 | 0 | 0 | 0 | 0 | 0 | 0 | 0 | 0 | 0 | 0 | 0 | 0 | 0 | 0 | 0 | 1 | 0 | 0 | 1 | 0 | 0 | 0 | 0 | 0 | 0 | 0 | OPEN | node_1347635_505_15285259_246 | AN | 8104101
load_220349395 |  | 0 | C | 0 | 0 | 0 | 0 | 0 | 0 | 0 | 0 | 0 | 0 | 0 | 0+0j | 0 | 0 | 0+0j | 0 | 0 | 0+0j | 0 | 0 | 0+0j | 0 | 0 | 0+0j | 0 | 0 | 0+0j | 4428 | 1886.32 | 4428+1886.32j | 0 | 0 | 0+0j | 0 | 0 | 0+0j | 0 | 0 | 0 | 0 | 0 | 0 | 0 | 0 | 0 | 0 | 0 | 0 | 0 | 0 | 0 | 0 | 0 | 0 | 1 | 0 | 0 | 1 | 0 | 0 | 0 | 0 | 0 | 0 | 0 | OPEN | node_1348039_515_15285484_983 | AN | 8104101
load_220349486 |  | 0 | C | 0 | 0 | 0 | 0 | 0 | 0 | 0 | 0 | 0 | 0 | 0 | 0+0j | 0 | 0 | 0+0j | 0 | 0 | 0+0j | 0 | 0 | 0+0j | 0 | 0 | 0+0j | 0 | 0 | 0+0j | 18000 | 7667.968 | 18000+7667.968j | 0 | 0 | 0+0j | 0 | 0 | 0+0j | 0 | 0 | 0 | 0 | 0 | 0 | 0 | 0 | 0 | 0 | 0 | 0 | 0 | 0 | 0 | 0 | 0 | 0 | 1 | 0 | 0 | 1 | 0 | 0 | 0 | 0 | 0 | 0 | 0 | OPEN | node_1351603_778_15287209_657 | AN | 8104101
load_220349487 |  | 0 | C | 0 | 0 | 0 | 0 | 0 | 0 | 0 | 0 | 0 | 0 | 0 | 0+0j | 0 | 0 | 0+0j | 0 | 0 | 0+0j | 0 | 0 | 0+0j | 0 | 0 | 0+0j | 0 | 0 | 0+0j | 0 | 0 | 0+0j | 18000 | 7667.968 | 18000+7667.968j | 0 | 0 | 0+0j | 0 | 0 | 0 | 0 | 0 | 0 | 0 | 0 | 0 | 0 | 0 | 0 | 0 | 0 | 0 | 0 | 0 | 0 | 1 | 0 | 0 | 1 | 0 | 0 | 0 | 0 | 0 | 0 | 0 | OPEN | node_1351584_311_15287204_335 | BN | 8104101
load_220349488 |  | 0 | C | 0 | 0 | 0 | 0 | 0 | 0 | 0 | 0 | 0 | 0 | 0 | 0+0j | 0 | 0 | 0+0j | 0 | 0 | 0+0j | 0 | 0 | 0+0j | 0 | 0 | 0+0j | 0 | 0 | 0+0j | 0 | 0 | 0+0j | 0 | 0 | 0+0j | 18000 | 7667.968 | 18000+7667.968j | 0 | 0 | 0 | 0 | 0 | 0 | 0 | 0 | 0 | 0 | 0 | 0 | 0 | 0 | 0 | 0 | 0 | 0 | 1 | 0 | 0 | 1 | 0 | 0 | 0 | 0 | 0 | 0 | 0 | OPEN | node_1351566_497_15287192_441 | CN | 8104101
load_220349582 |  | 0 | U | 0 | 0 | 0 | 0 | 0 | 0 | 0 | 0 | 0 | 0 | 0 | 0+0j | 0 | 0 | 0+0j | 0 | 0 | 0+0j | 0 | 0 | 0+0j | 0 | 0 | 0+0j | 0 | 0 | 0+0j | 0 | 0 | 0+0j | 0 | 0 | 0+0j | 0 | 0 | 0+0j | 0 | 0 | 0 | 0 | 0 | 0 | 0 | 0 | 0 | 0 | 0 | 0 | 0 | 0 | 0 | 0 | 0 | 0 | 1 | 0 | 0 | 1 | 0 | 0 | 0 | 0 | 0 | 0 | 0 | OPEN | node_1360249_371_15291984_618 | AN | 8104101
load_220349583 |  | 0 | R | 0 | 0 | 0 | 0 | 0 | 0 | 0 | 0 | 0 | 0 | 0 | 0+0j | 0 | 0 | 0+0j | 0 | 0 | 0+0j | 0 | 0 | 0+0j | 0 | 0 | 0+0j | 0 | 0 | 0+0j | 118476 | 50470.565 | 118476+50470.565j | 0 | 0 | 0+0j | 0 | 0 | 0+0j | 0 | 0 | 0 | 0 | 0 | 0 | 0 | 0 | 0 | 0 | 0 | 0 | 0 | 0 | 0 | 0 | 0 | 0 | 1 | 0 | 0 | 1 | 0 | 0 | 0 | 0 | 0 | 0 | 0 | OPEN | node_1359926_003_15291954_895 | AN | 8104101
load_220349584 |  | 0 | R | 0 | 0 | 0 | 0 | 0 | 0 | 0 | 0 | 0 | 0 | 0 | 0+0j | 0 | 0 | 0+0j | 0 | 0 | 0+0j | 0 | 0 | 0+0j | 0 | 0 | 0+0j | 0 | 0 | 0+0j | 127987.2 | 54522.319 | 127987.2+54522.319j | 0 | 0 | 0+0j | 0 | 0 | 0+0j | 0 | 0 | 0 | 0 | 0 | 0 | 0 | 0 | 0 | 0 | 0 | 0 | 0 | 0 | 0 | 0 | 0 | 0 | 1 | 0 | 0 | 1 | 0 | 0 | 0 | 0 | 0 | 0 | 0 | OPEN | node_1359633_892_15291717_309 | AN | 8104101
load_220349585 |  | 0 | R | 0 | 0 | 0 | 0 | 0 | 0 | 0 | 0 | 0 | 0 | 0 | 0+0j | 0 | 0 | 0+0j | 0 | 0 | 0+0j | 0 | 0 | 0+0j | 0 | 0 | 0+0j | 0 | 0 | 0+0j | 105580.8 | 44977.232 | 105580.8+44977.232j | 0 | 0 | 0+0j | 0 | 0 | 0+0j | 0 | 0 | 0 | 0 | 0 | 0 | 0 | 0 | 0 | 0 | 0 | 0 | 0 | 0 | 0 | 0 | 0 | 0 | 1 | 0 | 0 | 1 | 0 | 0 | 0 | 0 | 0 | 0 | 0 | OPEN | node_1359419_846_15291594_026 | AN | 8104101
load_220349586 |  | 0 | R | 0 | 0 | 0 | 0 | 0 | 0 | 0 | 0 | 0 | 0 | 0 | 0+0j | 0 | 0 | 0+0j | 0 | 0 | 0+0j | 0 | 0 | 0+0j | 0 | 0 | 0+0j | 0 | 0 | 0+0j | 19281.6 | 8213.927 | 19281.6+8213.927j | 0 | 0 | 0+0j | 0 | 0 | 0+0j | 0 | 0 | 0 | 0 | 0 | 0 | 0 | 0 | 0 | 0 | 0 | 0 | 0 | 0 | 0 | 0 | 0 | 0 | 1 | 0 | 0 | 1 | 0 | 0 | 0 | 0 | 0 | 0 | 0 | OPEN | node_1359206_048_15291470_048 | AN | 8104101
load_220349587 |  | 0 | R | 0 | 0 | 0 | 0 | 0 | 0 | 0 | 0 | 0 | 0 | 0 | 0+0j | 0 | 0 | 0+0j | 0 | 0 | 0+0j | 0 | 0 | 0+0j | 0 | 0 | 0+0j | 0 | 0 | 0+0j | 33811.2 | 14403.511 | 33811.2+14403.511j | 0 | 0 | 0+0j | 0 | 0 | 0+0j | 0 | 0 | 0 | 0 | 0 | 0 | 0 | 0 | 0 | 0 | 0 | 0 | 0 | 0 | 0 | 0 | 0 | 0 | 1 | 0 | 0 | 1 | 0 | 0 | 0 | 0 | 0 | 0 | 0 | OPEN | node_1359088_862_15291475_631 | AN | 8104101
load_220349588 |  | 0 | C | 0 | 0 | 0 | 0 | 0 | 0 | 0 | 0 | 0 | 0 | 0 | 0+0j | 0 | 0 | 0+0j | 0 | 0 | 0+0j | 0 | 0 | 0+0j | 0 | 0 | 0+0j | 0 | 0 | 0+0j | 1062 | 452.41 | 1062+452.41j | 0 | 0 | 0+0j | 0 | 0 | 0+0j | 0 | 0 | 0 | 0 | 0 | 0 | 0 | 0 | 0 | 0 | 0 | 0 | 0 | 0 | 0 | 0 | 0 | 0 | 1 | 0 | 0 | 1 | 0 | 0 | 0 | 0 | 0 | 0 | 0 | OPEN | node_1358857_646_15291221_174 | AN | 8104101
load_220349589 |  | 0 | C | 0 | 0 | 0 | 0 | 0 | 0 | 0 | 0 | 0 | 0 | 0 | 0+0j | 0 | 0 | 0+0j | 0 | 0 | 0+0j | 0 | 0 | 0+0j | 0 | 0 | 0+0j | 0 | 0 | 0+0j | 0 | 0 | 0+0j | 1062 | 452.41 | 1062+452.41j | 0 | 0 | 0+0j | 0 | 0 | 0 | 0 | 0 | 0 | 0 | 0 | 0 | 0 | 0 | 0 | 0 | 0 | 0 | 0 | 0 | 0 | 1 | 0 | 0 | 1 | 0 | 0 | 0 | 0 | 0 | 0 | 0 | OPEN | node_1358838_691_15291228_832 | BN | 8104101
load_220349595 |  | 0 | C | 0 | 0 | 0 | 0 | 0 | 0 | 0 | 0 | 0 | 0 | 0 | 0+0j | 0 | 0 | 0+0j | 0 | 0 | 0+0j | 0 | 0 | 0+0j | 0 | 0 | 0+0j | 0 | 0 | 0+0j | 2000 | 851.996 | 2000+851.996j | 0 | 0 | 0+0j | 0 | 0 | 0+0j | 0 | 0 | 0 | 0 | 0 | 0 | 0 | 0 | 0 | 0 | 0 | 0 | 0 | 0 | 0 | 0 | 0 | 0 | 1 | 0 | 0 | 1 | 0 | 0 | 0 | 0 | 0 | 0 | 0 | OPEN | node_1357879_116_15291014_673 | AN | 8104101
load_220349596 |  | 0 | C | 0 | 0 | 0 | 0 | 0 | 0 | 0 | 0 | 0 | 0 | 0 | 0+0j | 0 | 0 | 0+0j | 0 | 0 | 0+0j | 0 | 0 | 0+0j | 0 | 0 | 0+0j | 0 | 0 | 0+0j | 2000 | 851.996 | 2000+851.996j | 0 | 0 | 0+0j | 0 | 0 | 0+0j | 0 | 0 | 0 | 0 | 0 | 0 | 0 | 0 | 0 | 0 | 0 | 0 | 0 | 0 | 0 | 0 | 0 | 0 | 1 | 0 | 0 | 1 | 0 | 0 | 0 | 0 | 0 | 0 | 0 | OPEN | node_1357860_97_15291003_746 | AN | 8104101
load_220349599 |  | 0 | C | 0 | 0 | 0 | 0 | 0 | 0 | 0 | 0 | 0 | 0 | 0 | 0+0j | 0 | 0 | 0+0j | 0 | 0 | 0+0j | 0 | 0 | 0+0j | 0 | 0 | 0+0j | 0 | 0 | 0+0j | 4000 | 1703.993 | 4000+1703.993j | 0 | 0 | 0+0j | 0 | 0 | 0+0j | 0 | 0 | 0 | 0 | 0 | 0 | 0 | 0 | 0 | 0 | 0 | 0 | 0 | 0 | 0 | 0 | 0 | 0 | 1 | 0 | 0 | 1 | 0 | 0 | 0 | 0 | 0 | 0 | 0 | OPEN | node_1356174_152_15290432_102 | AN | 8104101
load_220349602 |  | 0 | R | 0 | 0 | 0 | 0 | 0 | 0 | 0 | 0 | 0 | 0 | 0 | 0+0j | 0 | 0 | 0+0j | 0 | 0 | 0+0j | 0 | 0 | 0+0j | 0 | 0 | 0+0j | 0 | 0 | 0+0j | 61416 | 26163.106 | 61416+26163.106j | 0 | 0 | 0+0j | 0 | 0 | 0+0j | 0 | 0 | 0 | 0 | 0 | 0 | 0 | 0 | 0 | 0 | 0 | 0 | 0 | 0 | 0 | 0 | 0 | 0 | 1 | 0 | 0 | 1 | 0 | 0 | 0 | 0 | 0 | 0 | 0 | OPEN | node_1355863_37_15290395_897 | AN | 8104101
load_220349603 |  | 0 | R | 0 | 0 | 0 | 0 | 0 | 0 | 0 | 0 | 0 | 0 | 0 | 0+0j | 0 | 0 | 0+0j | 0 | 0 | 0+0j | 0 | 0 | 0+0j | 0 | 0 | 0+0j | 0 | 0 | 0+0j | 62517.6 | 26632.386 | 62517.6+26632.386j | 0 | 0 | 0+0j | 0 | 0 | 0+0j | 0 | 0 | 0 | 0 | 0 | 0 | 0 | 0 | 0 | 0 | 0 | 0 | 0 | 0 | 0 | 0 | 0 | 0 | 1 | 0 | 0 | 1 | 0 | 0 | 0 | 0 | 0 | 0 | 0 | OPEN | node_1355669_885_15290341_024 | AN | 8104101
load_220349604 |  | 0 | C | 0 | 0 | 0 | 0 | 0 | 0 | 0 | 0 | 0 | 0 | 0 | 0+0j | 0 | 0 | 0+0j | 0 | 0 | 0+0j | 0 | 0 | 0+0j | 0 | 0 | 0+0j | 0 | 0 | 0+0j | 14000 | 5963.975 | 14000+5963.975j | 0 | 0 | 0+0j | 0 | 0 | 0+0j | 0 | 0 | 0 | 0 | 0 | 0 | 0 | 0 | 0 | 0 | 0 | 0 | 0 | 0 | 0 | 0 | 0 | 0 | 1 | 0 | 0 | 1 | 0 | 0 | 0 | 0 | 0 | 0 | 0 | OPEN | node_1355031_048_15290091_89 | AN | 8104101
load_220349607 |  | 0 | R | 0 | 0 | 0 | 0 | 0 | 0 | 0 | 0 | 0 | 0 | 0 | 0+0j | 0 | 0 | 0+0j | 0 | 0 | 0+0j | 0 | 0 | 0+0j | 0 | 0 | 0+0j | 0 | 0 | 0+0j | 3056.4 | 1302.021 | 3056.4+1302.021j | 0 | 0 | 0+0j | 0 | 0 | 0+0j | 0 | 0 | 0 | 0 | 0 | 0 | 0 | 0 | 0 | 0 | 0 | 0 | 0 | 0 | 0 | 0 | 0 | 0 | 1 | 0 | 0 | 1 | 0 | 0 | 0 | 0 | 0 | 0 | 0 | OPEN | node_1354641_883_15289735_76 | AN | 8104101
load_220349608 |  | 0 | R | 0 | 0 | 0 | 0 | 0 | 0 | 0 | 0 | 0 | 0 | 0 | 0+0j | 0 | 0 | 0+0j | 0 | 0 | 0+0j | 0 | 0 | 0+0j | 0 | 0 | 0+0j | 0 | 0 | 0+0j | 3056.4 | 1302.021 | 3056.4+1302.021j | 0 | 0 | 0+0j | 0 | 0 | 0+0j | 0 | 0 | 0 | 0 | 0 | 0 | 0 | 0 | 0 | 0 | 0 | 0 | 0 | 0 | 0 | 0 | 0 | 0 | 1 | 0 | 0 | 1 | 0 | 0 | 0 | 0 | 0 | 0 | 0 | OPEN | node_1354656_531_15289717_95 | AN | 8104101
load_220349609 |  | 0 | U | 0 | 0 | 0 | 0 | 0 | 0 | 0 | 0 | 0 | 0 | 0 | 0+0j | 0 | 0 | 0+0j | 0 | 0 | 0+0j | 0 | 0 | 0+0j | 0 | 0 | 0+0j | 0 | 0 | 0+0j | 0 | 0 | 0+0j | 0 | 0 | 0+0j | 0 | 0 | 0+0j | 0 | 0 | 0 | 0 | 0 | 0 | 0 | 0 | 0 | 0 | 0 | 0 | 0 | 0 | 0 | 0 | 0 | 0 | 1 | 0 | 0 | 1 | 0 | 0 | 0 | 0 | 0 | 0 | 0 | OPEN | node_1354494_674_15287803_407 | AN | 8104101
load_220349610 |  | 0 | C | 0 | 0 | 0 | 0 | 0 | 0 | 0 | 0 | 0 | 0 | 0 | 0+0j | 0 | 0 | 0+0j | 0 | 0 | 0+0j | 0 | 0 | 0+0j | 0 | 0 | 0+0j | 0 | 0 | 0+0j | 11666.667 | 4969.979 | 11666.667+4969.979j | 0 | 0 | 0+0j | 0 | 0 | 0+0j | 0 | 0 | 0 | 0 | 0 | 0 | 0 | 0 | 0 | 0 | 0 | 0 | 0 | 0 | 0 | 0 | 0 | 0 | 1 | 0 | 0 | 1 | 0 | 0 | 0 | 0 | 0 | 0 | 0 | OPEN | node_1354198_027_15287808_477 | AN | 8104101
load_220349611 |  | 0 | R | 0 | 0 | 0 | 0 | 0 | 0 | 0 | 0 | 0 | 0 | 0 | 0+0j | 0 | 0 | 0+0j | 0 | 0 | 0+0j | 0 | 0 | 0+0j | 0 | 0 | 0+0j | 0 | 0 | 0+0j | 0 | 0 | 0+0j | 3496.8 | 1489.631 | 3496.8+1489.631j | 0 | 0 | 0+0j | 0 | 0 | 0 | 0 | 0 | 0 | 0 | 0 | 0 | 0 | 0 | 0 | 0 | 0 | 0 | 0 | 0 | 0 | 1 | 0 | 0 | 1 | 0 | 0 | 0 | 0 | 0 | 0 | 0 | OPEN | node_1354178_799_15287801_741 | BN | 8104101
load_220349612 |  | 0 | R | 0 | 0 | 0 | 0 | 0 | 0 | 0 | 0 | 0 | 0 | 0 | 0+0j | 0 | 0 | 0+0j | 0 | 0 | 0+0j | 0 | 0 | 0+0j | 0 | 0 | 0+0j | 0 | 0 | 0+0j | 0 | 0 | 0+0j | 0 | 0 | 0+0j | 3496.8 | 1489.631 | 3496.8+1489.631j | 0 | 0 | 0 | 0 | 0 | 0 | 0 | 0 | 0 | 0 | 0 | 0 | 0 | 0 | 0 | 0 | 0 | 0 | 1 | 0 | 0 | 1 | 0 | 0 | 0 | 0 | 0 | 0 | 0 | OPEN | node_1354215_338_15287821_652 | CN | 8104101
load_220349613 |  | 0 | C | 0 | 0 | 0 | 0 | 0 | 0 | 0 | 0 | 0 | 0 | 0 | 0+0j | 0 | 0 | 0+0j | 0 | 0 | 0+0j | 0 | 0 | 0+0j | 0 | 0 | 0+0j | 0 | 0 | 0+0j | 7666.667 | 3265.986 | 7666.667+3265.986j | 0 | 0 | 0+0j | 0 | 0 | 0+0j | 0 | 0 | 0 | 0 | 0 | 0 | 0 | 0 | 0 | 0 | 0 | 0 | 0 | 0 | 0 | 0 | 0 | 0 | 1 | 0 | 0 | 1 | 0 | 0 | 0 | 0 | 0 | 0 | 0 | OPEN | node_1354042_497_15287753_219 | AN | 8104101
load_220349614 |  | 0 | C | 0 | 0 | 0 | 0 | 0 | 0 | 0 | 0 | 0 | 0 | 0 | 0+0j | 0 | 0 | 0+0j | 0 | 0 | 0+0j | 0 | 0 | 0+0j | 0 | 0 | 0+0j | 0 | 0 | 0+0j | 0 | 0 | 0+0j | 7666.667 | 3265.986 | 7666.667+3265.986j | 0 | 0 | 0+0j | 0 | 0 | 0 | 0 | 0 | 0 | 0 | 0 | 0 | 0 | 0 | 0 | 0 | 0 | 0 | 0 | 0 | 0 | 1 | 0 | 0 | 1 | 0 | 0 | 0 | 0 | 0 | 0 | 0 | OPEN | node_1354008_4_15287726_555 | BN | 8104101
load_220349615 |  | 0 | C | 0 | 0 | 0 | 0 | 0 | 0 | 0 | 0 | 0 | 0 | 0 | 0+0j | 0 | 0 | 0+0j | 0 | 0 | 0+0j | 0 | 0 | 0+0j | 0 | 0 | 0+0j | 0 | 0 | 0+0j | 0 | 0 | 0+0j | 0 | 0 | 0+0j | 7666.667 | 3265.986 | 7666.667+3265.986j | 0 | 0 | 0 | 0 | 0 | 0 | 0 | 0 | 0 | 0 | 0 | 0 | 0 | 0 | 0 | 0 | 0 | 0 | 1 | 0 | 0 | 1 | 0 | 0 | 0 | 0 | 0 | 0 | 0 | OPEN | node_1354026_74_15287736_887 | CN | 8104101
load_220349616 |  | 0 | C | 0 | 0 | 0 | 0 | 0 | 0 | 0 | 0 | 0 | 0 | 0 | 0+0j | 0 | 0 | 0+0j | 0 | 0 | 0+0j | 0 | 0 | 0+0j | 0 | 0 | 0+0j | 0 | 0 | 0+0j | 11678.4 | 4974.978 | 11678.4+4974.978j | 0 | 0 | 0+0j | 0 | 0 | 0+0j | 0 | 0 | 0 | 0 | 0 | 0 | 0 | 0 | 0 | 0 | 0 | 0 | 0 | 0 | 0 | 0 | 0 | 0 | 1 | 0 | 0 | 1 | 0 | 0 | 0 | 0 | 0 | 0 | 0 | OPEN | node_1353893_61_15287748_259 | AN | 8104101
load_220349617 |  | 0 | C | 0 | 0 | 0 | 0 | 0 | 0 | 0 | 0 | 0 | 0 | 0 | 0+0j | 0 | 0 | 0+0j | 0 | 0 | 0+0j | 0 | 0 | 0+0j | 0 | 0 | 0+0j | 0 | 0 | 0+0j | 4291.2 | 1828.044 | 4291.2+1828.044j | 0 | 0 | 0+0j | 0 | 0 | 0+0j | 0 | 0 | 0 | 0 | 0 | 0 | 0 | 0 | 0 | 0 | 0 | 0 | 0 | 0 | 0 | 0 | 0 | 0 | 1 | 0 | 0 | 1 | 0 | 0 | 0 | 0 | 0 | 0 | 0 | OPEN | node_1353779_198_15287903_802 | AN | 8104101
load_220349618 |  | 0 | C | 0 | 0 | 0 | 0 | 0 | 0 | 0 | 0 | 0 | 0 | 0 | 0+0j | 0 | 0 | 0+0j | 0 | 0 | 0+0j | 0 | 0 | 0+0j | 0 | 0 | 0+0j | 0 | 0 | 0+0j | 13000 | 5537.977 | 13000+5537.977j | 0 | 0 | 0+0j | 0 | 0 | 0+0j | 0 | 0 | 0 | 0 | 0 | 0 | 0 | 0 | 0 | 0 | 0 | 0 | 0 | 0 | 0 | 0 | 0 | 0 | 1 | 0 | 0 | 1 | 0 | 0 | 0 | 0 | 0 | 0 | 0 | OPEN | node_1353859_359_15288034_212 | AN | 8104101
load_220349619 |  | 0 | C | 0 | 0 | 0 | 0 | 0 | 0 | 0 | 0 | 0 | 0 | 0 | 0+0j | 0 | 0 | 0+0j | 0 | 0 | 0+0j | 0 | 0 | 0+0j | 0 | 0 | 0+0j | 0 | 0 | 0+0j | 24666.667 | 10507.956 | 24666.667+10507.956j | 0 | 0 | 0+0j | 0 | 0 | 0+0j | 0 | 0 | 0 | 0 | 0 | 0 | 0 | 0 | 0 | 0 | 0 | 0 | 0 | 0 | 0 | 0 | 0 | 0 | 1 | 0 | 0 | 1 | 0 | 0 | 0 | 0 | 0 | 0 | 0 | OPEN | node_1353637_491_15287869_118 | AN | 8104101
load_220349620 |  | 0 | C | 0 | 0 | 0 | 0 | 0 | 0 | 0 | 0 | 0 | 0 | 0 | 0+0j | 0 | 0 | 0+0j | 0 | 0 | 0+0j | 0 | 0 | 0+0j | 0 | 0 | 0+0j | 0 | 0 | 0+0j | 0 | 0 | 0+0j | 24666.667 | 10507.956 | 24666.667+10507.956j | 0 | 0 | 0+0j | 0 | 0 | 0 | 0 | 0 | 0 | 0 | 0 | 0 | 0 | 0 | 0 | 0 | 0 | 0 | 0 | 0 | 0 | 1 | 0 | 0 | 1 | 0 | 0 | 0 | 0 | 0 | 0 | 0 | OPEN | node_1353618_068_15287863_511 | BN | 8104101
load_220349621 |  | 0 | C | 0 | 0 | 0 | 0 | 0 | 0 | 0 | 0 | 0 | 0 | 0 | 0+0j | 0 | 0 | 0+0j | 0 | 0 | 0+0j | 0 | 0 | 0+0j | 0 | 0 | 0+0j | 0 | 0 | 0+0j | 0 | 0 | 0+0j | 0 | 0 | 0+0j | 24666.667 | 10507.956 | 24666.667+10507.956j | 0 | 0 | 0 | 0 | 0 | 0 | 0 | 0 | 0 | 0 | 0 | 0 | 0 | 0 | 0 | 0 | 0 | 0 | 1 | 0 | 0 | 1 | 0 | 0 | 0 | 0 | 0 | 0 | 0 | OPEN | node_1353657_296_15287867_797 | CN | 8104101
load_220349623 |  | 0 | R | 0 | 0 | 0 | 0 | 0 | 0 | 0 | 0 | 0 | 0 | 0 | 0+0j | 0 | 0 | 0+0j | 0 | 0 | 0+0j | 0 | 0 | 0+0j | 0 | 0 | 0+0j | 0 | 0 | 0+0j | 27072 | 11532.624 | 27072+11532.624j | 0 | 0 | 0+0j | 0 | 0 | 0+0j | 0 | 0 | 0 | 0 | 0 | 0 | 0 | 0 | 0 | 0 | 0 | 0 | 0 | 0 | 0 | 0 | 0 | 0 | 1 | 0 | 0 | 1 | 0 | 0 | 0 | 0 | 0 | 0 | 0 | OPEN | node_1353000_796_15287451_88 | AN | 8104101
load_220349624 |  | 0 | C | 0 | 0 | 0 | 0 | 0 | 0 | 0 | 0 | 0 | 0 | 0 | 0+0j | 0 | 0 | 0+0j | 0 | 0 | 0+0j | 0 | 0 | 0+0j | 0 | 0 | 0+0j | 0 | 0 | 0+0j | 2500 | 1064.996 | 2500+1064.996j | 0 | 0 | 0+0j | 0 | 0 | 0+0j | 0 | 0 | 0 | 0 | 0 | 0 | 0 | 0 | 0 | 0 | 0 | 0 | 0 | 0 | 0 | 0 | 0 | 0 | 1 | 0 | 0 | 1 | 0 | 0 | 0 | 0 | 0 | 0 | 0 | OPEN | node_1353016_445_15287468_399 | AN | 8104101
load_220349628 |  | 0 | R | 0 | 0 | 0 | 0 | 0 | 0 | 0 | 0 | 0 | 0 | 0 | 0+0j | 0 | 0 | 0+0j | 0 | 0 | 0+0j | 0 | 0 | 0+0j | 0 | 0 | 0+0j | 0 | 0 | 0+0j | 28332 | 12069.381 | 28332+12069.381j | 0 | 0 | 0+0j | 0 | 0 | 0+0j | 0 | 0 | 0 | 0 | 0 | 0 | 0 | 0 | 0 | 0 | 0 | 0 | 0 | 0 | 0 | 0 | 0 | 0 | 1 | 0 | 0 | 1 | 0 | 0 | 0 | 0 | 0 | 0 | 0 | OPEN | node_1352389_19_15287148_861 | AN | 8104101
load_220349629 |  | 0 | R | 0 | 0 | 0 | 0 | 0 | 0 | 0 | 0 | 0 | 0 | 0 | 0+0j | 0 | 0 | 0+0j | 0 | 0 | 0+0j | 0 | 0 | 0+0j | 0 | 0 | 0+0j | 0 | 0 | 0+0j | 104889.6 | 44682.782 | 104889.6+44682.782j | 0 | 0 | 0+0j | 0 | 0 | 0+0j | 0 | 0 | 0 | 0 | 0 | 0 | 0 | 0 | 0 | 0 | 0 | 0 | 0 | 0 | 0 | 0 | 0 | 0 | 1 | 0 | 0 | 1 | 0 | 0 | 0 | 0 | 0 | 0 | 0 | OPEN | node_1352084_851_15287045_665 | AN | 8104101
load_220349630 |  | 0 | R | 0 | 0 | 0 | 0 | 0 | 0 | 0 | 0 | 0 | 0 | 0 | 0+0j | 0 | 0 | 0+0j | 0 | 0 | 0+0j | 0 | 0 | 0+0j | 0 | 0 | 0+0j | 0 | 0 | 0+0j | 2664 | 1134.859 | 2664+1134.859j | 0 | 0 | 0+0j | 0 | 0 | 0+0j | 0 | 0 | 0 | 0 | 0 | 0 | 0 | 0 | 0 | 0 | 0 | 0 | 0 | 0 | 0 | 0 | 0 | 0 | 1 | 0 | 0 | 1 | 0 | 0 | 0 | 0 | 0 | 0 | 0 | OPEN | node_1351874_699_15286841_609 | AN | 8104101
load_220349631 |  | 0 | C | 0 | 0 | 0 | 0 | 0 | 0 | 0 | 0 | 0 | 0 | 0 | 0+0j | 0 | 0 | 0+0j | 0 | 0 | 0+0j | 0 | 0 | 0+0j | 0 | 0 | 0+0j | 0 | 0 | 0+0j | 6000 | 2555.989 | 6000+2555.989j | 0 | 0 | 0+0j | 0 | 0 | 0+0j | 0 | 0 | 0 | 0 | 0 | 0 | 0 | 0 | 0 | 0 | 0 | 0 | 0 | 0 | 0 | 0 | 0 | 0 | 1 | 0 | 0 | 1 | 0 | 0 | 0 | 0 | 0 | 0 | 0 | OPEN | node_1351858_421_15286826_226 | AN | 8104101
load_220349632 |  | 0 | R | 0 | 0 | 0 | 0 | 0 | 0 | 0 | 0 | 0 | 0 | 0 | 0+0j | 0 | 0 | 0+0j | 0 | 0 | 0+0j | 0 | 0 | 0+0j | 0 | 0 | 0+0j | 0 | 0 | 0+0j | 61408.8 | 26160.039 | 61408.8+26160.039j | 0 | 0 | 0+0j | 0 | 0 | 0+0j | 0 | 0 | 0 | 0 | 0 | 0 | 0 | 0 | 0 | 0 | 0 | 0 | 0 | 0 | 0 | 0 | 0 | 0 | 1 | 0 | 0 | 1 | 0 | 0 | 0 | 0 | 0 | 0 | 0 | OPEN | node_1351269_475_15286785_979 | AN | 8104101
load_220349635 |  | 0 | R | 0 | 0 | 0 | 0 | 0 | 0 | 0 | 0 | 0 | 0 | 0 | 0+0j | 0 | 0 | 0+0j | 0 | 0 | 0+0j | 0 | 0 | 0+0j | 0 | 0 | 0+0j | 0 | 0 | 0+0j | 13773.6 | 5867.529 | 13773.6+5867.529j | 0 | 0 | 0+0j | 0 | 0 | 0+0j | 0 | 0 | 0 | 0 | 0 | 0 | 0 | 0 | 0 | 0 | 0 | 0 | 0 | 0 | 0 | 0 | 0 | 0 | 1 | 0 | 0 | 1 | 0 | 0 | 0 | 0 | 0 | 0 | 0 | OPEN | node_1349986_716_15286244_294 | AN | 8104101
load_220349636 |  | 0 | R | 0 | 0 | 0 | 0 | 0 | 0 | 0 | 0 | 0 | 0 | 0 | 0+0j | 0 | 0 | 0+0j | 0 | 0 | 0+0j | 0 | 0 | 0+0j | 0 | 0 | 0+0j | 0 | 0 | 0+0j | 31672.8 | 13492.556 | 31672.8+13492.556j | 0 | 0 | 0+0j | 0 | 0 | 0+0j | 0 | 0 | 0 | 0 | 0 | 0 | 0 | 0 | 0 | 0 | 0 | 0 | 0 | 0 | 0 | 0 | 0 | 0 | 1 | 0 | 0 | 1 | 0 | 0 | 0 | 0 | 0 | 0 | 0 | OPEN | node_1349803_934_15286169_688 | AN | 8104101
load_220349638 |  | 0 | R | 0 | 0 | 0 | 0 | 0 | 0 | 0 | 0 | 0 | 0 | 0 | 0+0j | 0 | 0 | 0+0j | 0 | 0 | 0+0j | 0 | 0 | 0+0j | 0 | 0 | 0+0j | 0 | 0 | 0+0j | 12952.8 | 5517.87 | 12952.8+5517.87j | 0 | 0 | 0+0j | 0 | 0 | 0+0j | 0 | 0 | 0 | 0 | 0 | 0 | 0 | 0 | 0 | 0 | 0 | 0 | 0 | 0 | 0 | 0 | 0 | 0 | 1 | 0 | 0 | 1 | 0 | 0 | 0 | 0 | 0 | 0 | 0 | OPEN | node_1349047_911_15285923_74 | AN | 8104101
load_220349639 |  | 0 | C | 0 | 0 | 0 | 0 | 0 | 0 | 0 | 0 | 0 | 0 | 0 | 0+0j | 0 | 0 | 0+0j | 0 | 0 | 0+0j | 0 | 0 | 0+0j | 0 | 0 | 0+0j | 0 | 0 | 0+0j | 17000 | 7241.97 | 17000+7241.97j | 0 | 0 | 0+0j | 0 | 0 | 0+0j | 0 | 0 | 0 | 0 | 0 | 0 | 0 | 0 | 0 | 0 | 0 | 0 | 0 | 0 | 0 | 0 | 0 | 0 | 1 | 0 | 0 | 1 | 0 | 0 | 0 | 0 | 0 | 0 | 0 | OPEN | node_1348178_777_15286051_747 | AN | 8104101
load_220349640 |  | 0 | R | 0 | 0 | 0 | 0 | 0 | 0 | 0 | 0 | 0 | 0 | 0 | 0+0j | 0 | 0 | 0+0j | 0 | 0 | 0+0j | 0 | 0 | 0+0j | 0 | 0 | 0+0j | 0 | 0 | 0+0j | 16689.6 | 7109.74 | 16689.6+7109.74j | 0 | 0 | 0+0j | 0 | 0 | 0+0j | 0 | 0 | 0 | 0 | 0 | 0 | 0 | 0 | 0 | 0 | 0 | 0 | 0 | 0 | 0 | 0 | 0 | 0 | 1 | 0 | 0 | 1 | 0 | 0 | 0 | 0 | 0 | 0 | 0 | OPEN | node_1347553_168_15285927_952 | AN | 8104101
load_220349641 |  | 0 | R | 0 | 0 | 0 | 0 | 0 | 0 | 0 | 0 | 0 | 0 | 0 | 0+0j | 0 | 0 | 0+0j | 0 | 0 | 0+0j | 0 | 0 | 0+0j | 0 | 0 | 0+0j | 0 | 0 | 0+0j | 30600 | 13035.545 | 30600+13035.545j | 0 | 0 | 0+0j | 0 | 0 | 0+0j | 0 | 0 | 0 | 0 | 0 | 0 | 0 | 0 | 0 | 0 | 0 | 0 | 0 | 0 | 0 | 0 | 0 | 0 | 1 | 0 | 0 | 1 | 0 | 0 | 0 | 0 | 0 | 0 | 0 | OPEN | node_1347108_716_15285803_016 | AN | 8104101
load_220349642 |  | 0 | R | 0 | 0 | 0 | 0 | 0 | 0 | 0 | 0 | 0 | 0 | 0 | 0+0j | 0 | 0 | 0+0j | 0 | 0 | 0+0j | 0 | 0 | 0+0j | 0 | 0 | 0+0j | 0 | 0 | 0+0j | 28065.6 | 11955.896 | 28065.6+11955.896j | 0 | 0 | 0+0j | 0 | 0 | 0+0j | 0 | 0 | 0 | 0 | 0 | 0 | 0 | 0 | 0 | 0 | 0 | 0 | 0 | 0 | 0 | 0 | 0 | 0 | 1 | 0 | 0 | 1 | 0 | 0 | 0 | 0 | 0 | 0 | 0 | OPEN | node_1346673_4_15285503_778 | AN | 8104101
load_220349643 |  | 0 | R | 0 | 0 | 0 | 0 | 0 | 0 | 0 | 0 | 0 | 0 | 0 | 0+0j | 0 | 0 | 0+0j | 0 | 0 | 0+0j | 0 | 0 | 0+0j | 0 | 0 | 0+0j | 0 | 0 | 0+0j | 1531.2 | 652.288 | 1531.2+652.288j | 0 | 0 | 0+0j | 0 | 0 | 0+0j | 0 | 0 | 0 | 0 | 0 | 0 | 0 | 0 | 0 | 0 | 0 | 0 | 0 | 0 | 0 | 0 | 0 | 0 | 1 | 0 | 0 | 1 | 0 | 0 | 0 | 0 | 0 | 0 | 0 | OPEN | node_1346585_799_15285338_111 | AN | 8104101
load_220349644 |  | 0 | R | 0 | 0 | 0 | 0 | 0 | 0 | 0 | 0 | 0 | 0 | 0 | 0+0j | 0 | 0 | 0+0j | 0 | 0 | 0+0j | 0 | 0 | 0+0j | 0 | 0 | 0+0j | 0 | 0 | 0+0j | 0 | 0 | 0+0j | 0 | 0 | 0+0j | 1531.2 | 652.288 | 1531.2+652.288j | 0 | 0 | 0 | 0 | 0 | 0 | 0 | 0 | 0 | 0 | 0 | 0 | 0 | 0 | 0 | 0 | 0 | 0 | 1 | 0 | 0 | 1 | 0 | 0 | 0 | 0 | 0 | 0 | 0 | OPEN | node_1346563_917_15285294_012 | CN | 8104101
load_220349645 |  | 0 | R | 0 | 0 | 0 | 0 | 0 | 0 | 0 | 0 | 0 | 0 | 0 | 0+0j | 0 | 0 | 0+0j | 0 | 0 | 0+0j | 0 | 0 | 0+0j | 0 | 0 | 0+0j | 0 | 0 | 0+0j | 0 | 0 | 0+0j | 1531.2 | 652.288 | 1531.2+652.288j | 0 | 0 | 0+0j | 0 | 0 | 0 | 0 | 0 | 0 | 0 | 0 | 0 | 0 | 0 | 0 | 0 | 0 | 0 | 0 | 0 | 0 | 1 | 0 | 0 | 1 | 0 | 0 | 0 | 0 | 0 | 0 | 0 | OPEN | node_1346577_01_15285314_15 | BN | 8104101
load_220349648 |  | 0 | C | 0 | 0 | 0 | 0 | 0 | 0 | 0 | 0 | 0 | 0 | 0 | 0+0j | 0 | 0 | 0+0j | 0 | 0 | 0+0j | 0 | 0 | 0+0j | 0 | 0 | 0+0j | 0 | 0 | 0+0j | 22666.667 | 9655.96 | 22666.667+9655.96j | 0 | 0 | 0+0j | 0 | 0 | 0+0j | 0 | 0 | 0 | 0 | 0 | 0 | 0 | 0 | 0 | 0 | 0 | 0 | 0 | 0 | 0 | 0 | 0 | 0 | 1 | 0 | 0 | 1 | 0 | 0 | 0 | 0 | 0 | 0 | 0 | OPEN | node_1346017_199_15284706_669 | AN | 8104101
load_220349649 |  | 0 | R | 0 | 0 | 0 | 0 | 0 | 0 | 0 | 0 | 0 | 0 | 0 | 0+0j | 0 | 0 | 0+0j | 0 | 0 | 0+0j | 0 | 0 | 0+0j | 0 | 0 | 0+0j | 0 | 0 | 0+0j | 40759.2 | 17363.346 | 40759.2+17363.346j | 0 | 0 | 0+0j | 0 | 0 | 0+0j | 0 | 0 | 0 | 0 | 0 | 0 | 0 | 0 | 0 | 0 | 0 | 0 | 0 | 0 | 0 | 0 | 0 | 0 | 1 | 0 | 0 | 1 | 0 | 0 | 0 | 0 | 0 | 0 | 0 | OPEN | node_1345813_789_15284670_121 | AN | 8104101
load_220349706 |  | 0 | U | 0 | 0 | 0 | 0 | 0 | 0 | 0 | 0 | 0 | 0 | 0 | 0+0j | 0 | 0 | 0+0j | 0 | 0 | 0+0j | 0 | 0 | 0+0j | 0 | 0 | 0+0j | 0 | 0 | 0+0j | 0 | 0 | 0+0j | 0 | 0 | 0+0j | 0 | 0 | 0+0j | 0 | 0 | 0 | 0 | 0 | 0 | 0 | 0 | 0 | 0 | 0 | 0 | 0 | 0 | 0 | 0 | 0 | 0 | 1 | 0 | 0 | 1 | 0 | 0 | 0 | 0 | 0 | 0 | 0 | OPEN | node_1355765_816_15290127_778 | AN | 8104101
load_220349707 |  | 0 | C | 0 | 0 | 0 | 0 | 0 | 0 | 0 | 0 | 0 | 0 | 0 | 0+0j | 0 | 0 | 0+0j | 0 | 0 | 0+0j | 0 | 0 | 0+0j | 0 | 0 | 0+0j | 0 | 0 | 0+0j | 2500 | 1064.996 | 2500+1064.996j | 0 | 0 | 0+0j | 0 | 0 | 0+0j | 0 | 0 | 0 | 0 | 0 | 0 | 0 | 0 | 0 | 0 | 0 | 0 | 0 | 0 | 0 | 0 | 0 | 0 | 1 | 0 | 0 | 1 | 0 | 0 | 0 | 0 | 0 | 0 | 0 | OPEN | node_1355841_518_15289647_29 | AN | 8104101
load_220349708 |  | 0 | C | 0 | 0 | 0 | 0 | 0 | 0 | 0 | 0 | 0 | 0 | 0 | 0+0j | 0 | 0 | 0+0j | 0 | 0 | 0+0j | 0 | 0 | 0+0j | 0 | 0 | 0+0j | 0 | 0 | 0+0j | 2500 | 1064.996 | 2500+1064.996j | 0 | 0 | 0+0j | 0 | 0 | 0+0j | 0 | 0 | 0 | 0 | 0 | 0 | 0 | 0 | 0 | 0 | 0 | 0 | 0 | 0 | 0 | 0 | 0 | 0 | 1 | 0 | 0 | 1 | 0 | 0 | 0 | 0 | 0 | 0 | 0 | OPEN | node_1355840_486_15289673_871 | AN | 8104101
load_220349709 |  | 0 | U | 0 | 0 | 0 | 0 | 0 | 0 | 0 | 0 | 0 | 0 | 0 | 0+0j | 0 | 0 | 0+0j | 0 | 0 | 0+0j | 0 | 0 | 0+0j | 0 | 0 | 0+0j | 0 | 0 | 0+0j | 0 | 0 | 0+0j | 0 | 0 | 0+0j | 0 | 0 | 0+0j | 0 | 0 | 0 | 0 | 0 | 0 | 0 | 0 | 0 | 0 | 0 | 0 | 0 | 0 | 0 | 0 | 0 | 0 | 1 | 0 | 0 | 1 | 0 | 0 | 0 | 0 | 0 | 0 | 0 | OPEN | node_1355605_62_15289129_71 | AN | 8104101
load_220349710 |  | 0 | U | 0 | 0 | 0 | 0 | 0 | 0 | 0 | 0 | 0 | 0 | 0 | 0+0j | 0 | 0 | 0+0j | 0 | 0 | 0+0j | 0 | 0 | 0+0j | 0 | 0 | 0+0j | 0 | 0 | 0+0j | 0 | 0 | 0+0j | 0 | 0 | 0+0j | 0 | 0 | 0+0j | 0 | 0 | 0 | 0 | 0 | 0 | 0 | 0 | 0 | 0 | 0 | 0 | 0 | 0 | 0 | 0 | 0 | 0 | 1 | 0 | 0 | 1 | 0 | 0 | 0 | 0 | 0 | 0 | 0 | OPEN | node_1355394_734_15288984_841 | AN | 8104101
load_220349711 |  | 0 | U | 0 | 0 | 0 | 0 | 0 | 0 | 0 | 0 | 0 | 0 | 0 | 0+0j | 0 | 0 | 0+0j | 0 | 0 | 0+0j | 0 | 0 | 0+0j | 0 | 0 | 0+0j | 0 | 0 | 0+0j | 0 | 0 | 0+0j | 0 | 0 | 0+0j | 0 | 0 | 0+0j | 0 | 0 | 0 | 0 | 0 | 0 | 0 | 0 | 0 | 0 | 0 | 0 | 0 | 0 | 0 | 0 | 0 | 0 | 1 | 0 | 0 | 1 | 0 | 0 | 0 | 0 | 0 | 0 | 0 | OPEN | node_1355373_281_15289012_608 | BN | 8104101
load_220349712 |  | 0 | U | 0 | 0 | 0 | 0 | 0 | 0 | 0 | 0 | 0 | 0 | 0 | 0+0j | 0 | 0 | 0+0j | 0 | 0 | 0+0j | 0 | 0 | 0+0j | 0 | 0 | 0+0j | 0 | 0 | 0+0j | 0 | 0 | 0+0j | 0 | 0 | 0+0j | 0 | 0 | 0+0j | 0 | 0 | 0 | 0 | 0 | 0 | 0 | 0 | 0 | 0 | 0 | 0 | 0 | 0 | 0 | 0 | 0 | 0 | 1 | 0 | 0 | 1 | 0 | 0 | 0 | 0 | 0 | 0 | 0 | OPEN | node_1355381_247_15289000_699 | CN | 8104101
load_220349713 |  | 0 | C | 0 | 0 | 0 | 0 | 0 | 0 | 0 | 0 | 0 | 0 | 0 | 0+0j | 0 | 0 | 0+0j | 0 | 0 | 0+0j | 0 | 0 | 0+0j | 0 | 0 | 0+0j | 0 | 0 | 0+0j | 4000 | 1703.993 | 4000+1703.993j | 0 | 0 | 0+0j | 0 | 0 | 0+0j | 0 | 0 | 0 | 0 | 0 | 0 | 0 | 0 | 0 | 0 | 0 | 0 | 0 | 0 | 0 | 0 | 0 | 0 | 1 | 0 | 0 | 1 | 0 | 0 | 0 | 0 | 0 | 0 | 0 | OPEN | node_1355229_342_15288969_878 | AN | 8104101
load_220349714 |  | 0 | C | 0 | 0 | 0 | 0 | 0 | 0 | 0 | 0 | 0 | 0 | 0 | 0+0j | 0 | 0 | 0+0j | 0 | 0 | 0+0j | 0 | 0 | 0+0j | 0 | 0 | 0+0j | 0 | 0 | 0+0j | 0 | 0 | 0+0j | 4000 | 1703.993 | 4000+1703.993j | 0 | 0 | 0+0j | 0 | 0 | 0 | 0 | 0 | 0 | 0 | 0 | 0 | 0 | 0 | 0 | 0 | 0 | 0 | 0 | 0 | 0 | 1 | 0 | 0 | 1 | 0 | 0 | 0 | 0 | 0 | 0 | 0 | OPEN | node_1355209_509_15288970_14 | BN | 8104101
load_220349715 |  | 0 | C | 0 | 0 | 0 | 0 | 0 | 0 | 0 | 0 | 0 | 0 | 0 | 0+0j | 0 | 0 | 0+0j | 0 | 0 | 0+0j | 0 | 0 | 0+0j | 0 | 0 | 0+0j | 0 | 0 | 0+0j | 0 | 0 | 0+0j | 0 | 0 | 0+0j | 4000 | 1703.993 | 4000+1703.993j | 0 | 0 | 0 | 0 | 0 | 0 | 0 | 0 | 0 | 0 | 0 | 0 | 0 | 0 | 0 | 0 | 0 | 0 | 1 | 0 | 0 | 1 | 0 | 0 | 0 | 0 | 0 | 0 | 0 | OPEN | node_1355248_588_15288976_516 | CN | 8104101
load_220349723 |  | 0 | C | 0 | 0 | 0 | 0 | 0 | 0 | 0 | 0 | 0 | 0 | 0 | 0+0j | 0 | 0 | 0+0j | 0 | 0 | 0+0j | 0 | 0 | 0+0j | 0 | 0 | 0+0j | 0 | 0 | 0+0j | 126 | 53.676 | 126+53.676j | 0 | 0 | 0+0j | 0 | 0 | 0+0j | 0 | 0 | 0 | 0 | 0 | 0 | 0 | 0 | 0 | 0 | 0 | 0 | 0 | 0 | 0 | 0 | 0 | 0 | 1 | 0 | 0 | 1 | 0 | 0 | 0 | 0 | 0 | 0 | 0 | OPEN | node_1354964_496_15288797_963 | AN | 8104101
load_220349724 |  | 0 | C | 0 | 0 | 0 | 0 | 0 | 0 | 0 | 0 | 0 | 0 | 0 | 0+0j | 0 | 0 | 0+0j | 0 | 0 | 0+0j | 0 | 0 | 0+0j | 0 | 0 | 0+0j | 0 | 0 | 0+0j | 126 | 53.676 | 126+53.676j | 0 | 0 | 0+0j | 0 | 0 | 0+0j | 0 | 0 | 0 | 0 | 0 | 0 | 0 | 0 | 0 | 0 | 0 | 0 | 0 | 0 | 0 | 0 | 0 | 0 | 1 | 0 | 0 | 1 | 0 | 0 | 0 | 0 | 0 | 0 | 0 | OPEN | node_1354959_842_15288823_8 | AN | 8104101
load_220432488 |  | 0 | C | 0 | 0 | 0 | 0 | 0 | 0 | 0 | 0 | 0 | 0 | 0 | 0+0j | 0 | 0 | 0+0j | 0 | 0 | 0+0j | 0 | 0 | 0+0j | 0 | 0 | 0+0j | 0 | 0 | 0+0j | 17666.667 | 7525.969 | 17666.667+7525.969j | 0 | 0 | 0+0j | 0 | 0 | 0+0j | 0 | 0 | 0 | 0 | 0 | 0 | 0 | 0 | 0 | 0 | 0 | 0 | 0 | 0 | 0 | 0 | 0 | 0 | 1 | 0 | 0 | 1 | 0 | 0 | 0 | 0 | 0 | 0 | 0 | OPEN | node_1350241_412_15286533_117 | AN | 8104101
load_220432656 |  | 0 | C | 0 | 0 | 0 | 0 | 0 | 0 | 0 | 0 | 0 | 0 | 0 | 0+0j | 0 | 0 | 0+0j | 0 | 0 | 0+0j | 0 | 0 | 0+0j | 0 | 0 | 0+0j | 0 | 0 | 0+0j | 0 | 0 | 0+0j | 17666.667 | 7525.969 | 17666.667+7525.969j | 0 | 0 | 0+0j | 0 | 0 | 0 | 0 | 0 | 0 | 0 | 0 | 0 | 0 | 0 | 0 | 0 | 0 | 0 | 0 | 0 | 0 | 1 | 0 | 0 | 1 | 0 | 0 | 0 | 0 | 0 | 0 | 0 | OPEN | node_1350222_133_15286526_641 | BN | 8104101
load_220432657 |  | 0 | C | 0 | 0 | 0 | 0 | 0 | 0 | 0 | 0 | 0 | 0 | 0 | 0+0j | 0 | 0 | 0+0j | 0 | 0 | 0+0j | 0 | 0 | 0+0j | 0 | 0 | 0+0j | 0 | 0 | 0+0j | 0 | 0 | 0+0j | 0 | 0 | 0+0j | 17666.667 | 7525.969 | 17666.667+7525.969j | 0 | 0 | 0 | 0 | 0 | 0 | 0 | 0 | 0 | 0 | 0 | 0 | 0 | 0 | 0 | 0 | 0 | 0 | 1 | 0 | 0 | 1 | 0 | 0 | 0 | 0 | 0 | 0 | 0 | OPEN | node_1350204_723_15286513_7 | CN | 8104101
load_220439188 |  | 0 | C | 0 | 0 | 0 | 0 | 0 | 0 | 0 | 0 | 0 | 0 | 0 | 0+0j | 0 | 0 | 0+0j | 0 | 0 | 0+0j | 0 | 0 | 0+0j | 0 | 0 | 0+0j | 0 | 0 | 0+0j | 26666.667 | 11359.953 | 26666.667+11359.953j | 0 | 0 | 0+0j | 0 | 0 | 0+0j | 0 | 0 | 0 | 0 | 0 | 0 | 0 | 0 | 0 | 0 | 0 | 0 | 0 | 0 | 0 | 0 | 0 | 0 | 1 | 0 | 0 | 1 | 0 | 0 | 0 | 0 | 0 | 0 | 0 | OPEN | node_1353925_596_15288422_29 | AN | 8104101
load_220439204 |  | 0 | C | 0 | 0 | 0 | 0 | 0 | 0 | 0 | 0 | 0 | 0 | 0 | 0+0j | 0 | 0 | 0+0j | 0 | 0 | 0+0j | 0 | 0 | 0+0j | 0 | 0 | 0+0j | 0 | 0 | 0+0j | 0 | 0 | 0+0j | 26666.667 | 11359.953 | 26666.667+11359.953j | 0 | 0 | 0+0j | 0 | 0 | 0 | 0 | 0 | 0 | 0 | 0 | 0 | 0 | 0 | 0 | 0 | 0 | 0 | 0 | 0 | 0 | 1 | 0 | 0 | 1 | 0 | 0 | 0 | 0 | 0 | 0 | 0 | OPEN | node_1353886_286_15288420_085 | BN | 8104101
load_220457181 |  | 0 | C | 0 | 0 | 0 | 0 | 0 | 0 | 0 | 0 | 0 | 0 | 0 | 0+0j | 0 | 0 | 0+0j | 0 | 0 | 0+0j | 0 | 0 | 0+0j | 0 | 0 | 0+0j | 0 | 0 | 0+0j | 0 | 0 | 0+0j | 0 | 0 | 0+0j | 26666.667 | 11359.953 | 26666.667+11359.953j | 0 | 0 | 0 | 0 | 0 | 0 | 0 | 0 | 0 | 0 | 0 | 0 | 0 | 0 | 0 | 0 | 0 | 0 | 1 | 0 | 0 | 1 | 0 | 0 | 0 | 0 | 0 | 0 | 0 | OPEN | node_1353906_03_15288417_715 | CN | 8104101
load_220461717 |  | 0 | R | 0 | 0 | 0 | 0 | 0 | 0 | 0 | 0 | 0 | 0 | 0 | 0+0j | 0 | 0 | 0+0j | 0 | 0 | 0+0j | 0 | 0 | 0+0j | 0 | 0 | 0+0j | 0 | 0 | 0+0j | 92808 | 39536.042 | 92808+39536.042j | 0 | 0 | 0+0j | 0 | 0 | 0+0j | 0 | 0 | 0 | 0 | 0 | 0 | 0 | 0 | 0 | 0 | 0 | 0 | 0 | 0 | 0 | 0 | 0 | 0 | 1 | 0 | 0 | 1 | 0 | 0 | 0 | 0 | 0 | 0 | 0 | OPEN | node_1348589_975_15284520_361 | AN | 8104101
load_220481953 |  | 0 | C | 0 | 0 | 0 | 0 | 0 | 0 | 0 | 0 | 0 | 0 | 0 | 0+0j | 0 | 0 | 0+0j | 0 | 0 | 0+0j | 0 | 0 | 0+0j | 0 | 0 | 0+0j | 0 | 0 | 0+0j | 0 | 0 | 0+0j | 22666.667 | 9655.96 | 22666.667+9655.96j | 0 | 0 | 0+0j | 0 | 0 | 0 | 0 | 0 | 0 | 0 | 0 | 0 | 0 | 0 | 0 | 0 | 0 | 0 | 0 | 0 | 0 | 1 | 0 | 0 | 1 | 0 | 0 | 0 | 0 | 0 | 0 | 0 | OPEN | node_1346030_276_15284726_827 | BN | 8104101
load_220486444 |  | 0 | R | 0 | 0 | 0 | 0 | 0 | 0 | 0 | 0 | 0 | 0 | 0 | 0+0j | 0 | 0 | 0+0j | 0 | 0 | 0+0j | 0 | 0 | 0+0j | 0 | 0 | 0+0j | 0 | 0 | 0+0j | 65340 | 27834.723 | 65340+27834.723j | 0 | 0 | 0+0j | 0 | 0 | 0+0j | 0 | 0 | 0 | 0 | 0 | 0 | 0 | 0 | 0 | 0 | 0 | 0 | 0 | 0 | 0 | 0 | 0 | 0 | 1 | 0 | 0 | 1 | 0 | 0 | 0 | 0 | 0 | 0 | 0 | OPEN | node_1349282_539_15285220_32 | AN | 8104101
load_220491342 |  | 0 | C | 0 | 0 | 0 | 0 | 0 | 0 | 0 | 0 | 0 | 0 | 0 | 0+0j | 0 | 0 | 0+0j | 0 | 0 | 0+0j | 0 | 0 | 0+0j | 0 | 0 | 0+0j | 0 | 0 | 0+0j | 2333.333 | 993.996 | 2333.333+993.996j | 0 | 0 | 0+0j | 0 | 0 | 0+0j | 0 | 0 | 0 | 0 | 0 | 0 | 0 | 0 | 0 | 0 | 0 | 0 | 0 | 0 | 0 | 0 | 0 | 0 | 1 | 0 | 0 | 1 | 0 | 0 | 0 | 0 | 0 | 0 | 0 | OPEN | node_1351176_743_15287041_03 | AN | 8104101
load_220491343 |  | 0 | C | 0 | 0 | 0 | 0 | 0 | 0 | 0 | 0 | 0 | 0 | 0 | 0+0j | 0 | 0 | 0+0j | 0 | 0 | 0+0j | 0 | 0 | 0+0j | 0 | 0 | 0+0j | 0 | 0 | 0+0j | 0 | 0 | 0+0j | 2333.333 | 993.996 | 2333.333+993.996j | 0 | 0 | 0+0j | 0 | 0 | 0 | 0 | 0 | 0 | 0 | 0 | 0 | 0 | 0 | 0 | 0 | 0 | 0 | 0 | 0 | 0 | 1 | 0 | 0 | 1 | 0 | 0 | 0 | 0 | 0 | 0 | 0 | OPEN | node_1351156_338_15286995_685 | BN | 8104101
load_220491344 |  | 0 | C | 0 | 0 | 0 | 0 | 0 | 0 | 0 | 0 | 0 | 0 | 0 | 0+0j | 0 | 0 | 0+0j | 0 | 0 | 0+0j | 0 | 0 | 0+0j | 0 | 0 | 0+0j | 0 | 0 | 0+0j | 0 | 0 | 0+0j | 0 | 0 | 0+0j | 2333.333 | 993.996 | 2333.333+993.996j | 0 | 0 | 0 | 0 | 0 | 0 | 0 | 0 | 0 | 0 | 0 | 0 | 0 | 0 | 0 | 0 | 0 | 0 | 1 | 0 | 0 | 1 | 0 | 0 | 0 | 0 | 0 | 0 | 0 | OPEN | node_1351168_754_15287016_577 | CN | 8104101
load_220494062 |  | 0 | R | 0 | 0 | 0 | 0 | 0 | 0 | 0 | 0 | 0 | 0 | 0 | 0+0j | 0 | 0 | 0+0j | 0 | 0 | 0+0j | 0 | 0 | 0+0j | 0 | 0 | 0+0j | 0 | 0 | 0+0j | 120448.8 | 51310.974 | 120448.8+51310.974j | 0 | 0 | 0+0j | 0 | 0 | 0+0j | 0 | 0 | 0 | 0 | 0 | 0 | 0 | 0 | 0 | 0 | 0 | 0 | 0 | 0 | 0 | 0 | 0 | 0 | 1 | 0 | 0 | 1 | 0 | 0 | 0 | 0 | 0 | 0 | 0 | OPEN | node_1349616_052_15285659_19 | AN | 8104101
load_220514749 |  | 0 | C | 0 | 0 | 0 | 0 | 0 | 0 | 0 | 0 | 0 | 0 | 0 | 0+0j | 0 | 0 | 0+0j | 0 | 0 | 0+0j | 0 | 0 | 0+0j | 0 | 0 | 0+0j | 0 | 0 | 0+0j | 208.8 | 88.948 | 208.8+88.948j | 0 | 0 | 0+0j | 0 | 0 | 0+0j | 0 | 0 | 0 | 0 | 0 | 0 | 0 | 0 | 0 | 0 | 0 | 0 | 0 | 0 | 0 | 0 | 0 | 0 | 1 | 0 | 0 | 1 | 0 | 0 | 0 | 0 | 0 | 0 | 0 | OPEN | node_1344828_803_15288996_635 | AN | 8104101
load_220531134 |  | 0 | U | 0 | 0 | 0 | 0 | 0 | 0 | 0 | 0 | 0 | 0 | 0 | 0+0j | 0 | 0 | 0+0j | 0 | 0 | 0+0j | 0 | 0 | 0+0j | 0 | 0 | 0+0j | 0 | 0 | 0+0j | 0 | 0 | 0+0j | 0 | 0 | 0+0j | 0 | 0 | 0+0j | 0 | 0 | 0 | 0 | 0 | 0 | 0 | 0 | 0 | 0 | 0 | 0 | 0 | 0 | 0 | 0 | 0 | 0 | 1 | 0 | 0 | 1 | 0 | 0 | 0 | 0 | 0 | 0 | 0 | OPEN | node_1357194_9_15290419_084 | AN | 8104101
load_220532274 |  | 0 | C | 0 | 0 | 0 | 0 | 0 | 0 | 0 | 0 | 0 | 0 | 0 | 0+0j | 0 | 0 | 0+0j | 0 | 0 | 0+0j | 0 | 0 | 0+0j | 0 | 0 | 0+0j | 0 | 0 | 0+0j | 3000 | 1277.995 | 3000+1277.995j | 0 | 0 | 0+0j | 0 | 0 | 0+0j | 0 | 0 | 0 | 0 | 0 | 0 | 0 | 0 | 0 | 0 | 0 | 0 | 0 | 0 | 0 | 0 | 0 | 0 | 1 | 0 | 0 | 1 | 0 | 0 | 0 | 0 | 0 | 0 | 0 | OPEN | node_1349869_825_15286612_744 | AN | 8104101
load_220536063 |  | 0 | R | 0 | 0 | 0 | 0 | 0 | 0 | 0 | 0 | 0 | 0 | 0 | 0+0j | 0 | 0 | 0+0j | 0 | 0 | 0+0j | 0 | 0 | 0+0j | 0 | 0 | 0+0j | 0 | 0 | 0+0j | 42429.6 | 18074.934 | 42429.6+18074.934j | 0 | 0 | 0+0j | 0 | 0 | 0+0j | 0 | 0 | 0 | 0 | 0 | 0 | 0 | 0 | 0 | 0 | 0 | 0 | 0 | 0 | 0 | 0 | 0 | 0 | 1 | 0 | 0 | 1 | 0 | 0 | 0 | 0 | 0 | 0 | 0 | OPEN | node_1358282_929_15291040_869 | AN | 8104101
load_220537452 |  | 0 | C | 0 | 0 | 0 | 0 | 0 | 0 | 0 | 0 | 0 | 0 | 0 | 0+0j | 0 | 0 | 0+0j | 0 | 0 | 0+0j | 0 | 0 | 0+0j | 0 | 0 | 0+0j | 0 | 0 | 0+0j | 11000 | 4685.98 | 11000+4685.98j | 0 | 0 | 0+0j | 0 | 0 | 0+0j | 0 | 0 | 0 | 0 | 0 | 0 | 0 | 0 | 0 | 0 | 0 | 0 | 0 | 0 | 0 | 0 | 0 | 0 | 1 | 0 | 0 | 1 | 0 | 0 | 0 | 0 | 0 | 0 | 0 | OPEN | node_1349533_035_15286069_111 | AN | 8104101
load_220539804 |  | 0 | R | 0 | 0 | 0 | 0 | 0 | 0 | 0 | 0 | 0 | 0 | 0 | 0+0j | 0 | 0 | 0+0j | 0 | 0 | 0+0j | 0 | 0 | 0+0j | 0 | 0 | 0+0j | 0 | 0 | 0+0j | 6480 | 2760.468 | 6480+2760.468j | 0 | 0 | 0+0j | 0 | 0 | 0+0j | 0 | 0 | 0 | 0 | 0 | 0 | 0 | 0 | 0 | 0 | 0 | 0 | 0 | 0 | 0 | 0 | 0 | 0 | 1 | 0 | 0 | 1 | 0 | 0 | 0 | 0 | 0 | 0 | 0 | OPEN | node_1344425_045_15284605_219 | AN | 8104101
load_220543995 |  | 0 | C | 0 | 0 | 0 | 0 | 0 | 0 | 0 | 0 | 0 | 0 | 0 | 0+0j | 0 | 0 | 0+0j | 0 | 0 | 0+0j | 0 | 0 | 0+0j | 0 | 0 | 0+0j | 0 | 0 | 0+0j | 6333.333 | 2697.989 | 6333.333+2697.989j | 0 | 0 | 0+0j | 0 | 0 | 0+0j | 0 | 0 | 0 | 0 | 0 | 0 | 0 | 0 | 0 | 0 | 0 | 0 | 0 | 0 | 0 | 0 | 0 | 0 | 1 | 0 | 0 | 1 | 0 | 0 | 0 | 0 | 0 | 0 | 0 | OPEN | node_1355188_091_15288311_903 | AN | 8104101
load_220543996 |  | 0 | C | 0 | 0 | 0 | 0 | 0 | 0 | 0 | 0 | 0 | 0 | 0 | 0+0j | 0 | 0 | 0+0j | 0 | 0 | 0+0j | 0 | 0 | 0+0j | 0 | 0 | 0+0j | 0 | 0 | 0+0j | 0 | 0 | 0+0j | 6333.333 | 2697.989 | 6333.333+2697.989j | 0 | 0 | 0+0j | 0 | 0 | 0 | 0 | 0 | 0 | 0 | 0 | 0 | 0 | 0 | 0 | 0 | 0 | 0 | 0 | 0 | 0 | 1 | 0 | 0 | 1 | 0 | 0 | 0 | 0 | 0 | 0 | 0 | OPEN | node_1355185_392_15288301_373 | BN | 8104101
load_220543997 |  | 0 | C | 0 | 0 | 0 | 0 | 0 | 0 | 0 | 0 | 0 | 0 | 0 | 0+0j | 0 | 0 | 0+0j | 0 | 0 | 0+0j | 0 | 0 | 0+0j | 0 | 0 | 0+0j | 0 | 0 | 0+0j | 0 | 0 | 0+0j | 0 | 0 | 0+0j | 6333.333 | 2697.989 | 6333.333+2697.989j | 0 | 0 | 0 | 0 | 0 | 0 | 0 | 0 | 0 | 0 | 0 | 0 | 0 | 0 | 0 | 0 | 0 | 0 | 1 | 0 | 0 | 1 | 0 | 0 | 0 | 0 | 0 | 0 | 0 | OPEN | node_1355180_933_15288292_765 | CN | 8104101
load_220556978 |  | 0 | C | 0 | 0 | 0 | 0 | 0 | 0 | 0 | 0 | 0 | 0 | 0 | 0+0j | 0 | 0 | 0+0j | 0 | 0 | 0+0j | 0 | 0 | 0+0j | 0 | 0 | 0+0j | 0 | 0 | 0+0j | 172.8 | 73.612 | 172.8+73.612j | 0 | 0 | 0+0j | 0 | 0 | 0+0j | 0 | 0 | 0 | 0 | 0 | 0 | 0 | 0 | 0 | 0 | 0 | 0 | 0 | 0 | 0 | 0 | 0 | 0 | 1 | 0 | 0 | 1 | 0 | 0 | 0 | 0 | 0 | 0 | 0 | OPEN | node_1350707_088_15284967_5 | AN | 8104101
load_220575898 |  | 0 | R | 0 | 0 | 0 | 0 | 0 | 0 | 0 | 0 | 0 | 0 | 0 | 0+0j | 0 | 0 | 0+0j | 0 | 0 | 0+0j | 0 | 0 | 0+0j | 0 | 0 | 0+0j | 0 | 0 | 0+0j | 39952.8 | 17019.822 | 39952.8+17019.822j | 0 | 0 | 0+0j | 0 | 0 | 0+0j | 0 | 0 | 0 | 0 | 0 | 0 | 0 | 0 | 0 | 0 | 0 | 0 | 0 | 0 | 0 | 0 | 0 | 0 | 1 | 0 | 0 | 1 | 0 | 0 | 0 | 0 | 0 | 0 | 0 | OPEN | node_1353562_418_15287586_362 | AN | 8104101
load_220577296 |  | 0 | C | 0 | 0 | 0 | 0 | 0 | 0 | 0 | 0 | 0 | 0 | 0 | 0+0j | 0 | 0 | 0+0j | 0 | 0 | 0+0j | 0 | 0 | 0+0j | 0 | 0 | 0+0j | 0 | 0 | 0+0j | 5000 | 2129.991 | 5000+2129.991j | 0 | 0 | 0+0j | 0 | 0 | 0+0j | 0 | 0 | 0 | 0 | 0 | 0 | 0 | 0 | 0 | 0 | 0 | 0 | 0 | 0 | 0 | 0 | 0 | 0 | 1 | 0 | 0 | 1 | 0 | 0 | 0 | 0 | 0 | 0 | 0 | OPEN | node_1352812_695_15287237_793 | AN | 8104101
load_220577302 |  | 0 | C | 0 | 0 | 0 | 0 | 0 | 0 | 0 | 0 | 0 | 0 | 0 | 0+0j | 0 | 0 | 0+0j | 0 | 0 | 0+0j | 0 | 0 | 0+0j | 0 | 0 | 0+0j | 0 | 0 | 0+0j | 0 | 0 | 0+0j | 0 | 0 | 0+0j | 22666.667 | 9655.96 | 22666.667+9655.96j | 0 | 0 | 0 | 0 | 0 | 0 | 0 | 0 | 0 | 0 | 0 | 0 | 0 | 0 | 0 | 0 | 0 | 0 | 1 | 0 | 0 | 1 | 0 | 0 | 0 | 0 | 0 | 0 | 0 | OPEN | node_1346039_045_15284750_802 | CN | 8104101
load_220583221 |  | 0 | C | 0 | 0 | 0 | 0 | 0 | 0 | 0 | 0 | 0 | 0 | 0 | 0+0j | 0 | 0 | 0+0j | 0 | 0 | 0+0j | 0 | 0 | 0+0j | 0 | 0 | 0+0j | 0 | 0 | 0+0j | 1483.2 | 631.841 | 1483.2+631.841j | 0 | 0 | 0+0j | 0 | 0 | 0+0j | 0 | 0 | 0 | 0 | 0 | 0 | 0 | 0 | 0 | 0 | 0 | 0 | 0 | 0 | 0 | 0 | 0 | 0 | 1 | 0 | 0 | 1 | 0 | 0 | 0 | 0 | 0 | 0 | 0 | OPEN | node_1354553_039_15288834_845 | AN | 8104101
load_220584923 |  | 0 | C | 0 | 0 | 0 | 0 | 0 | 0 | 0 | 0 | 0 | 0 | 0 | 0+0j | 0 | 0 | 0+0j | 0 | 0 | 0+0j | 0 | 0 | 0+0j | 0 | 0 | 0+0j | 0 | 0 | 0+0j | 0 | 0 | 0+0j | 0 | 0 | 0+0j | 0 | 0 | 0+0j | 0 | 0 | 0 | 0 | 0 | 0 | 0 | 0 | 0 | 0 | 0 | 0 | 0 | 0 | 0 | 0 | 0 | 0 | 1 | 0 | 0 | 1 | 0 | 0 | 0 | 0 | 0 | 0 | 0 | OPEN | node_1355361_426_15289712_967 | AN | 8104101
load_220595723 |  | 0 | C | 0 | 0 | 0 | 0 | 0 | 0 | 0 | 0 | 0 | 0 | 0 | 0+0j | 0 | 0 | 0+0j | 0 | 0 | 0+0j | 0 | 0 | 0+0j | 0 | 0 | 0+0j | 0 | 0 | 0+0j | 0 | 0 | 0+0j | 0 | 0 | 0+0j | 0 | 0 | 0+0j | 0 | 0 | 0 | 0 | 0 | 0 | 0 | 0 | 0 | 0 | 0 | 0 | 0 | 0 | 0 | 0 | 0 | 0 | 1 | 0 | 0 | 1 | 0 | 0 | 0 | 0 | 0 | 0 | 0 | OPEN | node_1350655_894_15286092_317 | AN | 8104101
load_220597570 |  | 0 | C | 0 | 0 | 0 | 0 | 0 | 0 | 0 | 0 | 0 | 0 | 0 | 0+0j | 0 | 0 | 0+0j | 0 | 0 | 0+0j | 0 | 0 | 0+0j | 0 | 0 | 0+0j | 0 | 0 | 0+0j | 6624 | 2821.812 | 6624+2821.812j | 0 | 0 | 0+0j | 0 | 0 | 0+0j | 0 | 0 | 0 | 0 | 0 | 0 | 0 | 0 | 0 | 0 | 0 | 0 | 0 | 0 | 0 | 0 | 0 | 0 | 1 | 0 | 0 | 1 | 0 | 0 | 0 | 0 | 0 | 0 | 0 | OPEN | node_1346201_448_15284335_208 | AN | 8104101
load_220597632 |  | 0 | C | 0 | 0 | 0 | 0 | 0 | 0 | 0 | 0 | 0 | 0 | 0 | 0+0j | 0 | 0 | 0+0j | 0 | 0 | 0+0j | 0 | 0 | 0+0j | 0 | 0 | 0+0j | 0 | 0 | 0+0j | 230.4 | 98.15 | 230.4+98.15j | 0 | 0 | 0+0j | 0 | 0 | 0+0j | 0 | 0 | 0 | 0 | 0 | 0 | 0 | 0 | 0 | 0 | 0 | 0 | 0 | 0 | 0 | 0 | 0 | 0 | 1 | 0 | 0 | 1 | 0 | 0 | 0 | 0 | 0 | 0 | 0 | OPEN | node_1351333_249_15285766_2 | AN | 8104101
load_220598160 |  | 0 | C | 0 | 0 | 0 | 0 | 0 | 0 | 0 | 0 | 0 | 0 | 0 | 0+0j | 0 | 0 | 0+0j | 0 | 0 | 0+0j | 0 | 0 | 0+0j | 0 | 0 | 0+0j | 0 | 0 | 0+0j | 16000 | 6815.971 | 16000+6815.971j | 0 | 0 | 0+0j | 0 | 0 | 0+0j | 0 | 0 | 0 | 0 | 0 | 0 | 0 | 0 | 0 | 0 | 0 | 0 | 0 | 0 | 0 | 0 | 0 | 0 | 1 | 0 | 0 | 1 | 0 | 0 | 0 | 0 | 0 | 0 | 0 | OPEN | node_1346052_588_15284009_068 | AN | 8104101
load_220598161 |  | 0 | C | 0 | 0 | 0 | 0 | 0 | 0 | 0 | 0 | 0 | 0 | 0 | 0+0j | 0 | 0 | 0+0j | 0 | 0 | 0+0j | 0 | 0 | 0+0j | 0 | 0 | 0+0j | 0 | 0 | 0+0j | 0 | 0 | 0+0j | 16000 | 6815.971 | 16000+6815.971j | 0 | 0 | 0+0j | 0 | 0 | 0 | 0 | 0 | 0 | 0 | 0 | 0 | 0 | 0 | 0 | 0 | 0 | 0 | 0 | 0 | 0 | 1 | 0 | 0 | 1 | 0 | 0 | 0 | 0 | 0 | 0 | 0 | OPEN | node_1346061_644_15284019_233 | BN | 8104101
load_220598162 |  | 0 | C | 0 | 0 | 0 | 0 | 0 | 0 | 0 | 0 | 0 | 0 | 0 | 0+0j | 0 | 0 | 0+0j | 0 | 0 | 0+0j | 0 | 0 | 0+0j | 0 | 0 | 0+0j | 0 | 0 | 0+0j | 0 | 0 | 0+0j | 0 | 0 | 0+0j | 16000 | 6815.971 | 16000+6815.971j | 0 | 0 | 0 | 0 | 0 | 0 | 0 | 0 | 0 | 0 | 0 | 0 | 0 | 0 | 0 | 0 | 0 | 0 | 1 | 0 | 0 | 1 | 0 | 0 | 0 | 0 | 0 | 0 | 0 | OPEN | node_1346041_378_15283996_23 | CN | 8104101
load_220598759 |  | 0 | C | 0 | 0 | 0 | 0 | 0 | 0 | 0 | 0 | 0 | 0 | 0 | 0+0j | 0 | 0 | 0+0j | 0 | 0 | 0+0j | 0 | 0 | 0+0j | 0 | 0 | 0+0j | 0 | 0 | 0+0j | 12000 | 5111.979 | 12000+5111.979j | 0 | 0 | 0+0j | 0 | 0 | 0+0j | 0 | 0 | 0 | 0 | 0 | 0 | 0 | 0 | 0 | 0 | 0 | 0 | 0 | 0 | 0 | 0 | 0 | 0 | 1 | 0 | 0 | 1 | 0 | 0 | 0 | 0 | 0 | 0 | 0 | OPEN | node_1354266_551_15289518_119 | AN | 8104101
load_220601299 |  | 0 | C | 0 | 0 | 0 | 0 | 0 | 0 | 0 | 0 | 0 | 0 | 0 | 0+0j | 0 | 0 | 0+0j | 0 | 0 | 0+0j | 0 | 0 | 0+0j | 0 | 0 | 0+0j | 0 | 0 | 0+0j | 4485.6 | 1910.858 | 4485.6+1910.858j | 0 | 0 | 0+0j | 0 | 0 | 0+0j | 0 | 0 | 0 | 0 | 0 | 0 | 0 | 0 | 0 | 0 | 0 | 0 | 0 | 0 | 0 | 0 | 0 | 0 | 1 | 0 | 0 | 1 | 0 | 0 | 0 | 0 | 0 | 0 | 0 | OPEN | node_1350631_055_15286556_909 | AN | 8104101
load_220602590 |  | 0 | R | 0 | 0 | 0 | 0 | 0 | 0 | 0 | 0 | 0 | 0 | 0 | 0+0j | 0 | 0 | 0+0j | 0 | 0 | 0+0j | 0 | 0 | 0+0j | 0 | 0 | 0+0j | 0 | 0 | 0+0j | 111384 | 47449.385 | 111384+47449.385j | 0 | 0 | 0+0j | 0 | 0 | 0+0j | 0 | 0 | 0 | 0 | 0 | 0 | 0 | 0 | 0 | 0 | 0 | 0 | 0 | 0 | 0 | 0 | 0 | 0 | 1 | 0 | 0 | 1 | 0 | 0 | 0 | 0 | 0 | 0 | 0 | OPEN | node_1360496_289_15292576_701 | AN | 8104101
load_220603153 |  | 0 | R | 0 | 0 | 0 | 0 | 0 | 0 | 0 | 0 | 0 | 0 | 0 | 0+0j | 0 | 0 | 0+0j | 0 | 0 | 0+0j | 0 | 0 | 0+0j | 0 | 0 | 0+0j | 0 | 0 | 0+0j | 24969.6 | 10637.005 | 24969.6+10637.005j | 0 | 0 | 0+0j | 0 | 0 | 0+0j | 0 | 0 | 0 | 0 | 0 | 0 | 0 | 0 | 0 | 0 | 0 | 0 | 0 | 0 | 0 | 0 | 0 | 0 | 1 | 0 | 0 | 1 | 0 | 0 | 0 | 0 | 0 | 0 | 0 | OPEN | node_1354911_588_15290059_324 | AN | 8104101
load_220604025 |  | 0 | R | 0 | 0 | 0 | 0 | 0 | 0 | 0 | 0 | 0 | 0 | 0 | 0+0j | 0 | 0 | 0+0j | 0 | 0 | 0+0j | 0 | 0 | 0+0j | 0 | 0 | 0+0j | 0 | 0 | 0+0j | 82267.2 | 35045.68 | 82267.2+35045.68j | 0 | 0 | 0+0j | 0 | 0 | 0+0j | 0 | 0 | 0 | 0 | 0 | 0 | 0 | 0 | 0 | 0 | 0 | 0 | 0 | 0 | 0 | 0 | 0 | 0 | 1 | 0 | 0 | 1 | 0 | 0 | 0 | 0 | 0 | 0 | 0 | OPEN | node_1350440_895_15286037_11 | AN | 8104101
load_220616140 |  | 0 | C | 0 | 0 | 0 | 0 | 0 | 0 | 0 | 0 | 0 | 0 | 0 | 0+0j | 0 | 0 | 0+0j | 0 | 0 | 0+0j | 0 | 0 | 0+0j | 0 | 0 | 0+0j | 0 | 0 | 0+0j | 26000 | 11075.954 | 26000+11075.954j | 0 | 0 | 0+0j | 0 | 0 | 0+0j | 0 | 0 | 0 | 0 | 0 | 0 | 0 | 0 | 0 | 0 | 0 | 0 | 0 | 0 | 0 | 0 | 0 | 0 | 1 | 0 | 0 | 1 | 0 | 0 | 0 | 0 | 0 | 0 | 0 | OPEN | node_1354796_43_15288989_708 | AN | 8104101
load_220616368 |  | 0 | R | 0 | 0 | 0 | 0 | 0 | 0 | 0 | 0 | 0 | 0 | 0 | 0+0j | 0 | 0 | 0+0j | 0 | 0 | 0+0j | 0 | 0 | 0+0j | 0 | 0 | 0+0j | 0 | 0 | 0+0j | 118929.6 | 50663.797 | 118929.6+50663.797j | 0 | 0 | 0+0j | 0 | 0 | 0+0j | 0 | 0 | 0 | 0 | 0 | 0 | 0 | 0 | 0 | 0 | 0 | 0 | 0 | 0 | 0 | 0 | 0 | 0 | 1 | 0 | 0 | 1 | 0 | 0 | 0 | 0 | 0 | 0 | 0 | OPEN | node_1350980_93_15285420_003 | AN | 8104101
load_220619093 |  | 0 | C | 0 | 0 | 0 | 0 | 0 | 0 | 0 | 0 | 0 | 0 | 0 | 0+0j | 0 | 0 | 0+0j | 0 | 0 | 0+0j | 0 | 0 | 0+0j | 0 | 0 | 0+0j | 0 | 0 | 0+0j | 30666.667 | 13063.945 | 30666.667+13063.945j | 0 | 0 | 0+0j | 0 | 0 | 0+0j | 0 | 0 | 0 | 0 | 0 | 0 | 0 | 0 | 0 | 0 | 0 | 0 | 0 | 0 | 0 | 0 | 0 | 0 | 1 | 0 | 0 | 1 | 0 | 0 | 0 | 0 | 0 | 0 | 0 | OPEN | node_1354262_69_15288651_562 | AN | 8104101
load_220619094 |  | 0 | C | 0 | 0 | 0 | 0 | 0 | 0 | 0 | 0 | 0 | 0 | 0 | 0+0j | 0 | 0 | 0+0j | 0 | 0 | 0+0j | 0 | 0 | 0+0j | 0 | 0 | 0+0j | 0 | 0 | 0+0j | 0 | 0 | 0+0j | 30666.667 | 13063.945 | 30666.667+13063.945j | 0 | 0 | 0+0j | 0 | 0 | 0 | 0 | 0 | 0 | 0 | 0 | 0 | 0 | 0 | 0 | 0 | 0 | 0 | 0 | 0 | 0 | 1 | 0 | 0 | 1 | 0 | 0 | 0 | 0 | 0 | 0 | 0 | OPEN | node_1354242_858_15288651_968 | BN | 8104101
load_220619095 |  | 0 | C | 0 | 0 | 0 | 0 | 0 | 0 | 0 | 0 | 0 | 0 | 0 | 0+0j | 0 | 0 | 0+0j | 0 | 0 | 0+0j | 0 | 0 | 0+0j | 0 | 0 | 0+0j | 0 | 0 | 0+0j | 0 | 0 | 0+0j | 0 | 0 | 0+0j | 30666.667 | 13063.945 | 30666.667+13063.945j | 0 | 0 | 0 | 0 | 0 | 0 | 0 | 0 | 0 | 0 | 0 | 0 | 0 | 0 | 0 | 0 | 0 | 0 | 1 | 0 | 0 | 1 | 0 | 0 | 0 | 0 | 0 | 0 | 0 | OPEN | node_1354281_73_15288644_279 | CN | 8104101
load_220641660 |  | 0 | C | 0 | 0 | 0 | 0 | 0 | 0 | 0 | 0 | 0 | 0 | 0 | 0+0j | 0 | 0 | 0+0j | 0 | 0 | 0+0j | 0 | 0 | 0+0j | 0 | 0 | 0+0j | 0 | 0 | 0+0j | 11000 | 4685.98 | 11000+4685.98j | 0 | 0 | 0+0j | 0 | 0 | 0+0j | 0 | 0 | 0 | 0 | 0 | 0 | 0 | 0 | 0 | 0 | 0 | 0 | 0 | 0 | 0 | 0 | 0 | 0 | 1 | 0 | 0 | 1 | 0 | 0 | 0 | 0 | 0 | 0 | 0 | OPEN | node_1354625_302_15287981_966 | AN | 8104101
load_220648271 |  | 0 | R | 0 | 0 | 0 | 0 | 0 | 0 | 0 | 0 | 0 | 0 | 0 | 0+0j | 0 | 0 | 0+0j | 0 | 0 | 0+0j | 0 | 0 | 0+0j | 0 | 0 | 0+0j | 0 | 0 | 0+0j | 38354.4 | 16338.906 | 38354.4+16338.906j | 0 | 0 | 0+0j | 0 | 0 | 0+0j | 0 | 0 | 0 | 0 | 0 | 0 | 0 | 0 | 0 | 0 | 0 | 0 | 0 | 0 | 0 | 0 | 0 | 0 | 1 | 0 | 0 | 1 | 0 | 0 | 0 | 0 | 0 | 0 | 0 | OPEN | node_1355371_802_15290239_983 | AN | 8104101
load_220648448 |  | 0 | C | 0 | 0 | 0 | 0 | 0 | 0 | 0 | 0 | 0 | 0 | 0 | 0+0j | 0 | 0 | 0+0j | 0 | 0 | 0+0j | 0 | 0 | 0+0j | 0 | 0 | 0+0j | 0 | 0 | 0+0j | 5000 | 2129.991 | 5000+2129.991j | 0 | 0 | 0+0j | 0 | 0 | 0+0j | 0 | 0 | 0 | 0 | 0 | 0 | 0 | 0 | 0 | 0 | 0 | 0 | 0 | 0 | 0 | 0 | 0 | 0 | 1 | 0 | 0 | 1 | 0 | 0 | 0 | 0 | 0 | 0 | 0 | OPEN | node_1354160_54_15289677_103 | AN | 8104101
load_220655707 |  | 0 | R | 0 | 0 | 0 | 0 | 0 | 0 | 0 | 0 | 0 | 0 | 0 | 0+0j | 0 | 0 | 0+0j | 0 | 0 | 0+0j | 0 | 0 | 0+0j | 0 | 0 | 0+0j | 0 | 0 | 0+0j | 16862.4 | 7183.352 | 16862.4+7183.352j | 0 | 0 | 0+0j | 0 | 0 | 0+0j | 0 | 0 | 0 | 0 | 0 | 0 | 0 | 0 | 0 | 0 | 0 | 0 | 0 | 0 | 0 | 0 | 0 | 0 | 1 | 0 | 0 | 1 | 0 | 0 | 0 | 0 | 0 | 0 | 0 | OPEN | node_1345630_073_15284404_564 | AN | 8104101
load_310011393 |  | 0 | R | 0 | 0 | 0 | 0 | 0 | 0 | 0 | 0 | 0 | 0 | 0 | 0+0j | 0 | 0 | 0+0j | 0 | 0 | 0+0j | 0 | 0 | 0+0j | 0 | 0 | 0+0j | 0 | 0 | 0+0j | 27950.4 | 11906.821 | 27950.4+11906.821j | 0 | 0 | 0+0j | 0 | 0 | 0+0j | 0 | 0 | 0 | 0 | 0 | 0 | 0 | 0 | 0 | 0 | 0 | 0 | 0 | 0 | 0 | 0 | 0 | 0 | 1 | 0 | 0 | 1 | 0 | 0 | 0 | 0 | 0 | 0 | 0 | OPEN | node_1350695_664_15285107_48 | AN | 8104101
load_310014683 |  | 0 | C | 0 | 0 | 0 | 0 | 0 | 0 | 0 | 0 | 0 | 0 | 0 | 0+0j | 0 | 0 | 0+0j | 0 | 0 | 0+0j | 0 | 0 | 0+0j | 0 | 0 | 0+0j | 0 | 0 | 0+0j | 0 | 0 | 0+0j | 20500 | 8732.963 | 20500+8732.963j | 0 | 0 | 0+0j | 0 | 0 | 0 | 0 | 0 | 0 | 0 | 0 | 0 | 0 | 0 | 0 | 0 | 0 | 0 | 0 | 0 | 0 | 1 | 0 | 0 | 1 | 0 | 0 | 0 | 0 | 0 | 0 | 0 | OPEN | node_1354444_836_15288513_128 | BN | 8104101
load_310023626 |  | 0 | C | 0 | 0 | 0 | 0 | 0 | 0 | 0 | 0 | 0 | 0 | 0 | 0+0j | 0 | 0 | 0+0j | 0 | 0 | 0+0j | 0 | 0 | 0+0j | 0 | 0 | 0+0j | 0 | 0 | 0+0j | 16500 | 7028.971 | 16500+7028.971j | 0 | 0 | 0+0j | 0 | 0 | 0+0j | 0 | 0 | 0 | 0 | 0 | 0 | 0 | 0 | 0 | 0 | 0 | 0 | 0 | 0 | 0 | 0 | 0 | 0 | 1 | 0 | 0 | 1 | 0 | 0 | 0 | 0 | 0 | 0 | 0 | OPEN | node_1352497_716_15287043_296 | AN | 8104101
load_310049473 |  | 0 | C | 0 | 0 | 0 | 0 | 0 | 0 | 0 | 0 | 0 | 0 | 0 | 0+0j | 0 | 0 | 0+0j | 0 | 0 | 0+0j | 0 | 0 | 0+0j | 0 | 0 | 0+0j | 0 | 0 | 0+0j | 3031.2 | 1291.286 | 3031.2+1291.286j | 0 | 0 | 0+0j | 0 | 0 | 0+0j | 0 | 0 | 0 | 0 | 0 | 0 | 0 | 0 | 0 | 0 | 0 | 0 | 0 | 0 | 0 | 0 | 0 | 0 | 1 | 0 | 0 | 1 | 0 | 0 | 0 | 0 | 0 | 0 | 0 | OPEN | node_1359767_85_15292249_237 | AN | 8104101
load_310050377 |  | 0 | C | 0 | 0 | 0 | 0 | 0 | 0 | 0 | 0 | 0 | 0 | 0 | 0+0j | 0 | 0 | 0+0j | 0 | 0 | 0+0j | 0 | 0 | 0+0j | 0 | 0 | 0+0j | 0 | 0 | 0+0j | 69000 | 29393.877 | 69000+29393.877j | 0 | 0 | 0+0j | 0 | 0 | 0+0j | 0 | 0 | 0 | 0 | 0 | 0 | 0 | 0 | 0 | 0 | 0 | 0 | 0 | 0 | 0 | 0 | 0 | 0 | 1 | 0 | 0 | 1 | 0 | 0 | 0 | 0 | 0 | 0 | 0 | OPEN | node_1355004_607_15289250_176 | AN | 8104101
load_310050382 |  | 0 | C | 0 | 0 | 0 | 0 | 0 | 0 | 0 | 0 | 0 | 0 | 0 | 0+0j | 0 | 0 | 0+0j | 0 | 0 | 0+0j | 0 | 0 | 0+0j | 0 | 0 | 0+0j | 0 | 0 | 0+0j | 0 | 0 | 0+0j | 69000 | 29393.877 | 69000+29393.877j | 0 | 0 | 0+0j | 0 | 0 | 0 | 0 | 0 | 0 | 0 | 0 | 0 | 0 | 0 | 0 | 0 | 0 | 0 | 0 | 0 | 0 | 1 | 0 | 0 | 1 | 0 | 0 | 0 | 0 | 0 | 0 | 0 | OPEN | node_1355020_636_15289251_366 | BN | 8104101
load_310050385 |  | 0 | C | 0 | 0 | 0 | 0 | 0 | 0 | 0 | 0 | 0 | 0 | 0 | 0+0j | 0 | 0 | 0+0j | 0 | 0 | 0+0j | 0 | 0 | 0+0j | 0 | 0 | 0+0j | 0 | 0 | 0+0j | 0 | 0 | 0+0j | 0 | 0 | 0+0j | 69000 | 29393.877 | 69000+29393.877j | 0 | 0 | 0 | 0 | 0 | 0 | 0 | 0 | 0 | 0 | 0 | 0 | 0 | 0 | 0 | 0 | 0 | 0 | 1 | 0 | 0 | 1 | 0 | 0 | 0 | 0 | 0 | 0 | 0 | OPEN | node_1355036_131_15289251_175 | CN | 8104101
load_310059115 |  | 0 | R | 0 | 0 | 0 | 0 | 0 | 0 | 0 | 0 | 0 | 0 | 0 | 0+0j | 0 | 0 | 0+0j | 0 | 0 | 0+0j | 0 | 0 | 0+0j | 0 | 0 | 0+0j | 0 | 0 | 0+0j | 0 | 0 | 0+0j | 16646.4 | 7091.337 | 16646.4+7091.337j | 0 | 0 | 0+0j | 0 | 0 | 0 | 0 | 0 | 0 | 0 | 0 | 0 | 0 | 0 | 0 | 0 | 0 | 0 | 0 | 0 | 0 | 1 | 0 | 0 | 1 | 0 | 0 | 0 | 0 | 0 | 0 | 0 | OPEN | node_1352506_072_15287019_229 | BN | 8104101
load_311909717 |  | 0 | C | 0 | 0 | 0 | 0 | 0 | 0 | 0 | 0 | 0 | 0 | 0 | 0+0j | 0 | 0 | 0+0j | 0 | 0 | 0+0j | 0 | 0 | 0+0j | 0 | 0 | 0+0j | 0 | 0 | 0+0j | 162000 | 69011.711 | 162000+69011.711j | 0 | 0 | 0+0j | 0 | 0 | 0+0j | 0 | 0 | 0 | 0 | 0 | 0 | 0 | 0 | 0 | 0 | 0 | 0 | 0 | 0 | 0 | 0 | 0 | 0 | 1 | 0 | 0 | 1 | 0 | 0 | 0 | 0 | 0 | 0 | 0 | OPEN | node_1355763_641_15289511_574 | AN | 8104101
load_311994468 |  | 0 | C | 0 | 0 | 0 | 0 | 0 | 0 | 0 | 0 | 0 | 0 | 0 | 0+0j | 0 | 0 | 0+0j | 0 | 0 | 0+0j | 0 | 0 | 0+0j | 0 | 0 | 0+0j | 0 | 0 | 0+0j | 0 | 0 | 0+0j | 0 | 0 | 0+0j | 0 | 0 | 0+0j | 0 | 0 | 0 | 0 | 0 | 0 | 0 | 0 | 0 | 0 | 0 | 0 | 0 | 0 | 0 | 0 | 0 | 0 | 1 | 0 | 0 | 1 | 0 | 0 | 0 | 0 | 0 | 0 | 0 | OPEN | node_1351443_558_15287676_104 | AN | 8104101
load_312002556 |  | 0 | C | 0 | 0 | 0 | 0 | 0 | 0 | 0 | 0 | 0 | 0 | 0 | 0+0j | 0 | 0 | 0+0j | 0 | 0 | 0+0j | 0 | 0 | 0+0j | 0 | 0 | 0+0j | 0 | 0 | 0+0j | 10000 | 4259.982 | 10000+4259.982j | 10000 | 4259.982 | 10000+4259.982j | 10000 | 4259.982 | 10000+4259.982j | 0 | 0 | 0 | 0 | 0 | 0 | 0 | 0 | 0 | 0 | 0 | 0 | 0 | 0 | 0 | 0 | 0 | 0 | 1 | 0 | 0 | 1 | 0 | 0 | 0 | 0 | 0 | 0 | 0 | OPEN | node_1346649_035_15284462_674 | ABCN | 8104101

## OverheadLineConductor
Name | Diameter | GeometricMeanRadius | RatingSummerContinuous | RatingSummerEmergency | RatingWinterContinuous | RatingWinterEmergency | Feeder | Comments
oh_cond_1/0_AAAC | 0.398 | 0.012 | 235 | 235 | 310 | 310 | 8104101
oh_cond_1/0_ACSR | 0.398 | 0.012 | 265 | 265 | 330 | 330 | 8104101
oh_cond_2/0_CU | 0.414 | 0.013 | 295 | 295 | 425 | 425 | 8104101
oh_cond_2_ACSR | 0.325 | 0.01 | 195 | 195 | 245 | 245 | 8104101
oh_cond_2_CU | 0.292 | 0.009 | 190 | 190 | 270 | 270 | 8104101
oh_cond_3_#7_CWD_30% | 0.311 | 0.005 | 125 | 125 | 195 | 195 | 8104101
oh_cond_4/0_AAAC | 0.563 | 0.017 | 365 | 365 | 480 | 480 | 8104101
oh_cond_4/0_ACSR | 0.563 | 0.017 | 410 | 410 | 515 | 515 | 8104101
oh_cond_4/0_AL | 0.522 | 0.016 | 365 | 365 | 480 | 480 | 8104101
oh_cond_4/0_CU | 0.522 | 0.017 | 395 | 290 | 570 | 570 | 8104101
oh_cond_4_CU | 0.232 | 0.007 | 140 | 140 | 200 | 200 | 8104101
oh_cond_477_MCM_AL | 0.792 | 0.025 | 605 | 605 | 810 | 810 | 8104101
oh_cond_WP-4/0-CU | 0.81 | 0.015 | 340 | 340 | 390 | 390 | 8104101

## OverheadLineConfiguration
Name | ConductorA | ConductorB | ConductorC | ConductorN | LineSpacing | Capacitance11 | Capacitance12 | Capacitance13 | Capacitance21 | Capacitance22 | Capacitance23 | Capacitance31 | Capacitance32 | Capacitance33 | Impedance11 | Impedance12 | Impedance13 | Impedance21 | Impedance22 | Impedance23 | Impedance31 | Impedance32 | Impedance33 | Feeder | Comments
bal_1P_1/0AA_1/0AA(N) | oh_cond_1/0_AAAC | oh_cond_1/0_AAAC | oh_cond_1/0_AAAC | oh_cond_1/0_AAAC |  | 13.243 | -2.726 | -2.726 | -2.726 | 13.243 | -2.726 | -2.726 | -2.726 | 13.243 | 1.078+1.186j | 0.201+0.467j | 0.201+0.467j | 0.201+0.467j | 1.078+1.186j | 0.201+0.467j | 0.201+0.467j | 0.201+0.467j | 1.078+1.186j | 8104101
bal_1P_1/0AA_4/0AC(N) | oh_cond_1/0_AAAC | oh_cond_1/0_AAAC | oh_cond_1/0_AAAC | oh_cond_4/0_ACSR |  | 13.267 | -2.702 | -2.702 | -2.702 | 13.267 | -2.702 | -2.702 | -2.702 | 13.267 | 1.012+1.121j | 0.136+0.403j | 0.136+0.403j | 0.136+0.403j | 1.012+1.121j | 0.136+0.403j | 0.136+0.403j | 0.136+0.403j | 1.012+1.121j | 8104101
bal_1P_1/0AC | oh_cond_1/0_ACSR | oh_cond_1/0_ACSR | oh_cond_1/0_ACSR |  |  | 12.796 | -3.172 | -3.172 | -3.172 | 12.796 | -3.172 | -3.172 | -3.172 | 12.796 | 0.983+1.218j | 0.095+0.781j | 0.095+0.781j | 0.095+0.781j | 0.983+1.218j | 0.095+0.781j | 0.095+0.781j | 0.095+0.781j | 0.983+1.218j | 8104101
bal_1P_1/0AC_1/0AC(N) | oh_cond_1/0_ACSR | oh_cond_1/0_ACSR | oh_cond_1/0_ACSR | oh_cond_1/0_ACSR |  | 13.243 | -2.726 | -2.726 | -2.726 | 13.243 | -2.726 | -2.726 | -2.726 | 13.243 | 1.091+1.185j | 0.203+0.469j | 0.203+0.469j | 0.203+0.469j | 1.091+1.185j | 0.203+0.469j | 0.203+0.469j | 0.203+0.469j | 1.091+1.185j | 8104101
bal_1P_1/0AC_2/0CU(N) | oh_cond_1/0_ACSR | oh_cond_1/0_ACSR | oh_cond_1/0_ACSR | oh_cond_2/0_CU |  | 13.245 | -2.723 | -2.723 | -2.723 | 13.245 | -2.723 | -2.723 | -2.723 | 13.245 | 1.019+1.125j | 0.131+0.409j | 0.131+0.409j | 0.131+0.409j | 1.019+1.125j | 0.131+0.409j | 0.131+0.409j | 0.131+0.409j | 1.019+1.125j | 8104101
bal_1P_1/0AC_2CU(N) | oh_cond_1/0_ACSR | oh_cond_1/0_ACSR | oh_cond_1/0_ACSR | oh_cond_2_CU |  | 13.223 | -2.745 | -2.745 | -2.745 | 13.223 | -2.745 | -2.745 | -2.745 | 13.223 | 1.084+1.187j | 0.196+0.471j | 0.196+0.471j | 0.196+0.471j | 1.084+1.187j | 0.196+0.471j | 0.196+0.471j | 0.196+0.471j | 1.084+1.187j | 8104101
bal_1P_1/0AC_4/0AC(N) | oh_cond_1/0_ACSR | oh_cond_1/0_ACSR | oh_cond_1/0_ACSR | oh_cond_4/0_ACSR |  | 13.267 | -2.702 | -2.702 | -2.702 | 13.267 | -2.702 | -2.702 | -2.702 | 13.267 | 1.024+1.119j | 0.136+0.403j | 0.136+0.403j | 0.136+0.403j | 1.024+1.119j | 0.136+0.403j | 0.136+0.403j | 0.136+0.403j | 1.024+1.119j | 8104101
bal_1P_1/0AC_4/0AL(N) | oh_cond_1/0_ACSR | oh_cond_1/0_ACSR | oh_cond_1/0_ACSR | oh_cond_4/0_AL |  | 13.261 | -2.707 | -2.707 | -2.707 | 13.261 | -2.707 | -2.707 | -2.707 | 13.261 | 1.022+1.12j | 0.134+0.404j | 0.134+0.404j | 0.134+0.404j | 1.022+1.12j | 0.134+0.404j | 0.134+0.404j | 0.134+0.404j | 1.022+1.12j | 8104101
bal_1P_1/0AC_4CU(N) | oh_cond_1/0_ACSR | oh_cond_1/0_ACSR | oh_cond_1/0_ACSR | oh_cond_4_CU |  | 13.21 | -2.758 | -2.758 | -2.758 | 13.21 | -2.758 | -2.758 | -2.758 | 13.21 | 1.117+1.258j | 0.229+0.541j | 0.229+0.541j | 0.229+0.541j | 1.117+1.258j | 0.229+0.541j | 0.229+0.541j | 0.229+0.541j | 1.117+1.258j | 8104101
bal_1P_2AC_1/0AC(N) | oh_cond_2_ACSR | oh_cond_2_ACSR | oh_cond_2_ACSR | oh_cond_1/0_ACSR |  | 12.826 | -2.585 | -2.585 | -2.585 | 12.826 | -2.585 | -2.585 | -2.585 | 12.826 | 1.613+1.215j | 0.203+0.469j | 0.203+0.469j | 0.203+0.469j | 1.613+1.215j | 0.203+0.469j | 0.203+0.469j | 0.203+0.469j | 1.613+1.215j | 8104101
bal_1P_2AC_2AC(N) | oh_cond_2_ACSR | oh_cond_2_ACSR | oh_cond_2_ACSR | oh_cond_2_ACSR |  | 12.813 | -2.597 | -2.597 | -2.597 | 12.813 | -2.597 | -2.597 | -2.597 | 12.813 | 1.645+1.289j | 0.235+0.543j | 0.235+0.543j | 0.235+0.543j | 1.645+1.289j | 0.235+0.543j | 0.235+0.543j | 0.235+0.543j | 1.645+1.289j | 8104101
bal_1P_2AC_2CU(N) | oh_cond_2_ACSR | oh_cond_2_ACSR | oh_cond_2_ACSR | oh_cond_2_CU |  | 12.807 | -2.604 | -2.604 | -2.604 | 12.807 | -2.604 | -2.604 | -2.604 | 12.807 | 1.606+1.218j | 0.196+0.471j | 0.196+0.471j | 0.196+0.471j | 1.606+1.218j | 0.196+0.471j | 0.196+0.471j | 0.196+0.471j | 1.606+1.218j | 8104101
bal_1P_2AC_4/0AL(N) | oh_cond_2_ACSR | oh_cond_2_ACSR | oh_cond_2_ACSR | oh_cond_4/0_AL |  | 12.844 | -2.567 | -2.567 | -2.567 | 12.844 | -2.567 | -2.567 | -2.567 | 12.844 | 1.544+1.151j | 0.134+0.404j | 0.134+0.404j | 0.134+0.404j | 1.544+1.151j | 0.134+0.404j | 0.134+0.404j | 0.134+0.404j | 1.544+1.151j | 8104101
bal_1P_4/0AL_4/0AL(N) | oh_cond_4/0_AL | oh_cond_4/0_AL | oh_cond_4/0_AL | oh_cond_4/0_AL |  | 13.867 | -2.914 | -2.914 | -2.914 | 13.867 | -2.914 | -2.914 | -2.914 | 13.867 | 0.576+1.089j | 0.134+0.404j | 0.134+0.404j | 0.134+0.404j | 0.576+1.089j | 0.134+0.404j | 0.134+0.404j | 0.134+0.404j | 0.576+1.089j | 8104101
bal_1P_4CU_2/0CU(N) | oh_cond_4_CU | oh_cond_4_CU | oh_cond_4_CU | oh_cond_2/0_CU |  | 12.193 | -2.372 | -2.372 | -2.372 | 12.193 | -2.372 | -2.372 | -2.372 | 12.193 | 1.519+1.193j | 0.131+0.409j | 0.131+0.409j | 0.131+0.409j | 1.519+1.193j | 0.131+0.409j | 0.131+0.409j | 0.131+0.409j | 1.519+1.193j | 8104101
bal_1P_4CU_2CU(N) | oh_cond_4_CU | oh_cond_4_CU | oh_cond_4_CU | oh_cond_2_CU |  | 12.172 | -2.392 | -2.392 | -2.392 | 12.172 | -2.392 | -2.392 | -2.392 | 12.172 | 1.584+1.255j | 0.196+0.471j | 0.196+0.471j | 0.196+0.471j | 1.584+1.255j | 0.196+0.471j | 0.196+0.471j | 0.196+0.471j | 1.584+1.255j | 8104101
bal_1P_4CU_4/0AL | oh_cond_4_CU | oh_cond_4_CU | oh_cond_4_CU | oh_cond_4/0_AL |  | 12.207 | -2.357 | -2.357 | -2.357 | 12.207 | -2.357 | -2.357 | -2.357 | 12.207 | 1.522+1.188j | 0.134+0.404j | 0.134+0.404j | 0.134+0.404j | 1.522+1.188j | 0.134+0.404j | 0.134+0.404j | 0.134+0.404j | 1.522+1.188j | 8104101
bal_1P_4CU_4CU(N) | oh_cond_4_CU | oh_cond_4_CU | oh_cond_4_CU | oh_cond_4_CU |  | 12.16 | -2.404 | -2.404 | -2.404 | 12.16 | -2.404 | -2.404 | -2.404 | 12.16 | 1.617+1.325j | 0.229+0.541j | 0.229+0.541j | 0.229+0.541j | 1.617+1.325j | 0.229+0.541j | 0.229+0.541j | 0.229+0.541j | 1.617+1.325j | 8104101
bal_1P_477AL_1/0AC(N) | oh_cond_477_MCM_AL | oh_cond_477_MCM_AL | oh_cond_477_MCM_AL | oh_cond_1/0_ACSR |  | 14.9 | -3.306 | -3.306 | -3.306 | 14.9 | -3.306 | -3.306 | -3.306 | 14.9 | 0.401+1.098j | 0.203+0.469j | 0.203+0.469j | 0.203+0.469j | 0.401+1.098j | 0.203+0.469j | 0.203+0.469j | 0.203+0.469j | 0.401+1.098j | 8104101
bal_1P_WYECUST | oh_cond_2/0_CU | oh_cond_2/0_CU | oh_cond_2/0_CU | oh_cond_3_#7_CWD_30% |  | 13.24 | -2.712 | -2.712 | -2.712 | 13.24 | -2.712 | -2.712 | -2.712 | 13.24 | 0.66+1.378j | 0.22+0.666j | 0.22+0.666j | 0.22+0.666j | 0.66+1.378j | 0.22+0.666j | 0.22+0.666j | 0.22+0.666j | 0.66+1.378j | 8104101
bal_2P_1/0AC_2/0CU(N) | oh_cond_1/0_ACSR | oh_cond_1/0_ACSR | oh_cond_1/0_ACSR | oh_cond_2_ACSR |  | 13.23 | -2.739 | -2.739 | -2.739 | 13.23 | -2.739 | -2.739 | -2.739 | 13.23 | 1.123+1.259j | 0.235+0.543j | 0.235+0.543j | 0.235+0.543j | 1.123+1.259j | 0.235+0.543j | 0.235+0.543j | 0.235+0.543j | 1.123+1.259j | 8104101
bal_2P_1/0AC_4/0AL(N) | oh_cond_1/0_ACSR | oh_cond_1/0_ACSR | oh_cond_1/0_ACSR | oh_cond_4/0_AL |  | 13.261 | -2.707 | -2.707 | -2.707 | 13.261 | -2.707 | -2.707 | -2.707 | 13.261 | 1.022+1.12j | 0.134+0.404j | 0.134+0.404j | 0.134+0.404j | 1.022+1.12j | 0.134+0.404j | 0.134+0.404j | 0.134+0.404j | 1.022+1.12j | 8104101
bal_2P_2AC_2/0CU(N) | oh_cond_2_ACSR | oh_cond_2_ACSR | oh_cond_2_ACSR | oh_cond_2/0_CU |  | 12.828 | -2.582 | -2.582 | -2.582 | 12.828 | -2.582 | -2.582 | -2.582 | 12.828 | 1.541+1.155j | 0.131+0.409j | 0.131+0.409j | 0.131+0.409j | 1.541+1.155j | 0.131+0.409j | 0.131+0.409j | 0.131+0.409j | 1.541+1.155j | 8104101
bal_2P_2AC_4/0AL(N) | oh_cond_2_ACSR | oh_cond_2_ACSR | oh_cond_2_ACSR | oh_cond_4/0_AL |  | 12.844 | -2.567 | -2.567 | -2.567 | 12.844 | -2.567 | -2.567 | -2.567 | 12.844 | 1.544+1.151j | 0.134+0.404j | 0.134+0.404j | 0.134+0.404j | 1.544+1.151j | 0.134+0.404j | 0.134+0.404j | 0.134+0.404j | 1.544+1.151j | 8104101
bal_2P_4CU_4/0AL(N) | oh_cond_4_CU | oh_cond_4_CU | oh_cond_4_CU | oh_cond_4/0_AL |  | 12.207 | -2.357 | -2.357 | -2.357 | 12.207 | -2.357 | -2.357 | -2.357 | 12.207 | 1.522+1.188j | 0.134+0.404j | 0.134+0.404j | 0.134+0.404j | 1.522+1.188j | 0.134+0.404j | 0.134+0.404j | 0.134+0.404j | 1.522+1.188j | 8104101
bal_2P_4CU_4CU(N) | oh_cond_4_CU | oh_cond_4_CU | oh_cond_4_CU | oh_cond_4_CU |  | 12.16 | -2.404 | -2.404 | -2.404 | 12.16 | -2.404 | -2.404 | -2.404 | 12.16 | 1.617+1.325j | 0.229+0.541j | 0.229+0.541j | 0.229+0.541j | 1.617+1.325j | 0.229+0.541j | 0.229+0.541j | 0.229+0.541j | 1.617+1.325j | 8104101
bal_3P_1/0AA_1/0AA(N) | oh_cond_1/0_AAAC | oh_cond_1/0_AAAC | oh_cond_1/0_AAAC | oh_cond_1/0_AAAC |  | 13.243 | -2.726 | -2.726 | -2.726 | 13.243 | -2.726 | -2.726 | -2.726 | 13.243 | 1.078+1.186j | 0.201+0.467j | 0.201+0.467j | 0.201+0.467j | 1.078+1.186j | 0.201+0.467j | 0.201+0.467j | 0.201+0.467j | 1.078+1.186j | 8104101
bal_3P_1/0AA_4/0AA(N) | oh_cond_1/0_AAAC | oh_cond_1/0_AAAC | oh_cond_1/0_AAAC | oh_cond_4/0_AAAC |  | 13.267 | -2.702 | -2.702 | -2.702 | 13.267 | -2.702 | -2.702 | -2.702 | 13.267 | 1.011+1.121j | 0.134+0.402j | 0.134+0.402j | 0.134+0.402j | 1.011+1.121j | 0.134+0.402j | 0.134+0.402j | 0.134+0.402j | 1.011+1.121j | 8104101
bal_3P_1/0AC_1/0AC(N) | oh_cond_1/0_ACSR | oh_cond_1/0_ACSR | oh_cond_1/0_ACSR | oh_cond_1/0_ACSR |  | 13.243 | -2.726 | -2.726 | -2.726 | 13.243 | -2.726 | -2.726 | -2.726 | 13.243 | 1.091+1.185j | 0.203+0.469j | 0.203+0.469j | 0.203+0.469j | 1.091+1.185j | 0.203+0.469j | 0.203+0.469j | 0.203+0.469j | 1.091+1.185j | 8104101
bal_3P_1/0AC_2AC(N) | oh_cond_1/0_ACSR | oh_cond_1/0_ACSR | oh_cond_1/0_ACSR | oh_cond_2_ACSR |  | 13.23 | -2.739 | -2.739 | -2.739 | 13.23 | -2.739 | -2.739 | -2.739 | 13.23 | 1.123+1.259j | 0.235+0.543j | 0.235+0.543j | 0.235+0.543j | 1.123+1.259j | 0.235+0.543j | 0.235+0.543j | 0.235+0.543j | 1.123+1.259j | 8104101
bal_3P_1/0AC_4/0AL(N) | oh_cond_1/0_ACSR | oh_cond_1/0_ACSR | oh_cond_1/0_ACSR | oh_cond_4/0_AL |  | 13.261 | -2.707 | -2.707 | -2.707 | 13.261 | -2.707 | -2.707 | -2.707 | 13.261 | 1.022+1.12j | 0.134+0.404j | 0.134+0.404j | 0.134+0.404j | 1.022+1.12j | 0.134+0.404j | 0.134+0.404j | 0.134+0.404j | 1.022+1.12j | 8104101
bal_3P_2/0CU_4/0AL(N) | oh_cond_2/0_CU | oh_cond_2/0_CU | oh_cond_2/0_CU | oh_cond_4/0_AL |  | 13.346 | -2.736 | -2.736 | -2.736 | 13.346 | -2.736 | -2.736 | -2.736 | 13.346 | 0.574+1.111j | 0.134+0.404j | 0.134+0.404j | 0.134+0.404j | 0.574+1.111j | 0.134+0.404j | 0.134+0.404j | 0.134+0.404j | 0.574+1.111j | 8104101
bal_3P_2AC_1/0AC(N) | oh_cond_2_ACSR | oh_cond_2_ACSR | oh_cond_2_ACSR | oh_cond_1/0_ACSR |  | 12.826 | -2.585 | -2.585 | -2.585 | 12.826 | -2.585 | -2.585 | -2.585 | 12.826 | 1.613+1.215j | 0.203+0.469j | 0.203+0.469j | 0.203+0.469j | 1.613+1.215j | 0.203+0.469j | 0.203+0.469j | 0.203+0.469j | 1.613+1.215j | 8104101
bal_3P_2AC_2AC(N) | oh_cond_2_ACSR | oh_cond_2_ACSR | oh_cond_2_ACSR | oh_cond_2_ACSR |  | 12.813 | -2.597 | -2.597 | -2.597 | 12.813 | -2.597 | -2.597 | -2.597 | 12.813 | 1.645+1.289j | 0.235+0.543j | 0.235+0.543j | 0.235+0.543j | 1.645+1.289j | 0.235+0.543j | 0.235+0.543j | 0.235+0.543j | 1.645+1.289j | 8104101
bal_3P_2CU_2CU(N) | oh_cond_2_CU | oh_cond_2_CU | oh_cond_2_CU | oh_cond_2_CU |  | 12.598 | -2.533 | -2.533 | -2.533 | 12.598 | -2.533 | -2.533 | -2.533 | 12.598 | 1.069+1.227j | 0.196+0.471j | 0.196+0.471j | 0.196+0.471j | 1.069+1.227j | 0.196+0.471j | 0.196+0.471j | 0.196+0.471j | 1.069+1.227j | 8104101
bal_3P_4/0AL_1/0AC(N) | oh_cond_4/0_AL | oh_cond_4/0_AL | oh_cond_4/0_AL | oh_cond_1/0_ACSR |  | 13.848 | -2.934 | -2.934 | -2.934 | 13.848 | -2.934 | -2.934 | -2.934 | 13.848 | 0.645+1.154j | 0.203+0.469j | 0.203+0.469j | 0.203+0.469j | 0.645+1.154j | 0.203+0.469j | 0.203+0.469j | 0.203+0.469j | 0.645+1.154j | 8104101
bal_3P_4/0AL_2CU(N) | oh_cond_4/0_AL | oh_cond_4/0_AL | oh_cond_4/0_AL | oh_cond_2_CU |  | 13.827 | -2.954 | -2.954 | -2.954 | 13.827 | -2.954 | -2.954 | -2.954 | 13.827 | 0.638+1.156j | 0.196+0.471j | 0.196+0.471j | 0.196+0.471j | 0.638+1.156j | 0.196+0.471j | 0.196+0.471j | 0.196+0.471j | 0.638+1.156j | 8104101
bal_3P_4/0AL_4/0AA(N) | oh_cond_4/0_AL | oh_cond_4/0_AL | oh_cond_4/0_AL | oh_cond_4/0_AAAC |  | 13.873 | -2.909 | -2.909 | -2.909 | 13.873 | -2.909 | -2.909 | -2.909 | 13.873 | 0.576+1.087j | 0.134+0.402j | 0.134+0.402j | 0.134+0.402j | 0.576+1.087j | 0.134+0.402j | 0.134+0.402j | 0.134+0.402j | 0.576+1.087j | 8104101
bal_3P_4/0CU_4/0AL(N) | oh_cond_4/0_CU | oh_cond_4/0_CU | oh_cond_4/0_CU | oh_cond_4/0_AL |  | 13.867 | -2.914 | -2.914 | -2.914 | 13.867 | -2.914 | -2.914 | -2.914 | 13.867 | 0.412+1.083j | 0.134+0.404j | 0.134+0.404j | 0.134+0.404j | 0.412+1.083j | 0.134+0.404j | 0.134+0.404j | 0.134+0.404j | 0.412+1.083j | 8104101
bal_3P_4CU_1/0AA(N) | oh_cond_4_CU | oh_cond_4_CU | oh_cond_4_CU | oh_cond_1/0_AAAC |  | 12.19 | -2.374 | -2.374 | -2.374 | 12.19 | -2.374 | -2.374 | -2.374 | 12.19 | 1.589+1.251j | 0.201+0.467j | 0.201+0.467j | 0.201+0.467j | 1.589+1.251j | 0.201+0.467j | 0.201+0.467j | 0.201+0.467j | 1.589+1.251j | 8104101
bal_3P_4CU_1/0AC(N) | oh_cond_4_CU | oh_cond_4_CU | oh_cond_4_CU | oh_cond_1/0_ACSR |  | 12.19 | -2.374 | -2.374 | -2.374 | 12.19 | -2.374 | -2.374 | -2.374 | 12.19 | 1.591+1.253j | 0.203+0.469j | 0.203+0.469j | 0.203+0.469j | 1.591+1.253j | 0.203+0.469j | 0.203+0.469j | 0.203+0.469j | 1.591+1.253j | 8104101
bal_3P_4CU_4/0AL(N) | oh_cond_4_CU | oh_cond_4_CU | oh_cond_4_CU | oh_cond_4/0_AL |  | 12.207 | -2.357 | -2.357 | -2.357 | 12.207 | -2.357 | -2.357 | -2.357 | 12.207 | 1.522+1.188j | 0.134+0.404j | 0.134+0.404j | 0.134+0.404j | 1.522+1.188j | 0.134+0.404j | 0.134+0.404j | 0.134+0.404j | 1.522+1.188j | 8104101
bal_3P_4CU_4CU(N) | oh_cond_4_CU | oh_cond_4_CU | oh_cond_4_CU | oh_cond_4_CU |  | 12.16 | -2.404 | -2.404 | -2.404 | 12.16 | -2.404 | -2.404 | -2.404 | 12.16 | 1.617+1.325j | 0.229+0.541j | 0.229+0.541j | 0.229+0.541j | 1.617+1.325j | 0.229+0.541j | 0.229+0.541j | 0.229+0.541j | 1.617+1.325j | 8104101
bal_3P_477AL_1/0AA(N) | oh_cond_477_MCM_AL | oh_cond_477_MCM_AL | oh_cond_477_MCM_AL | oh_cond_1/0_AAAC |  | 14.9 | -3.306 | -3.306 | -3.306 | 14.9 | -3.306 | -3.306 | -3.306 | 14.9 | 0.399+1.097j | 0.201+0.467j | 0.201+0.467j | 0.201+0.467j | 0.399+1.097j | 0.201+0.467j | 0.201+0.467j | 0.201+0.467j | 0.399+1.097j | 8104101
bal_3P_477AL_2/0CU(N) | oh_cond_477_MCM_AL | oh_cond_477_MCM_AL | oh_cond_477_MCM_AL | oh_cond_2/0_CU |  | 14.903 | -3.303 | -3.303 | -3.303 | 14.903 | -3.303 | -3.303 | -3.303 | 14.903 | 0.329+1.038j | 0.131+0.409j | 0.131+0.409j | 0.131+0.409j | 0.329+1.038j | 0.131+0.409j | 0.131+0.409j | 0.131+0.409j | 0.329+1.038j | 8104101
bal_3P_477AL_2CU(N) | oh_cond_477_MCM_AL | oh_cond_477_MCM_AL | oh_cond_477_MCM_AL | oh_cond_2_CU |  | 14.878 | -3.328 | -3.328 | -3.328 | 14.878 | -3.328 | -3.328 | -3.328 | 14.878 | 0.394+1.101j | 0.196+0.471j | 0.196+0.471j | 0.196+0.471j | 0.394+1.101j | 0.196+0.471j | 0.196+0.471j | 0.196+0.471j | 0.394+1.101j | 8104101
bal_3P_477AL_4/0AA(N) | oh_cond_477_MCM_AL | oh_cond_477_MCM_AL | oh_cond_477_MCM_AL | oh_cond_4/0_AAAC |  | 14.927 | -3.279 | -3.279 | -3.279 | 14.927 | -3.279 | -3.279 | -3.279 | 14.927 | 0.332+1.031j | 0.134+0.402j | 0.134+0.402j | 0.134+0.402j | 0.332+1.031j | 0.134+0.402j | 0.134+0.402j | 0.134+0.402j | 0.332+1.031j | 8104101
bal_3P_477AL_4/0AC(N) | oh_cond_477_MCM_AL | oh_cond_477_MCM_AL | oh_cond_477_MCM_AL | oh_cond_4/0_ACSR |  | 14.927 | -3.279 | -3.279 | -3.279 | 14.927 | -3.279 | -3.279 | -3.279 | 14.927 | 0.334+1.032j | 0.136+0.403j | 0.136+0.403j | 0.136+0.403j | 0.334+1.032j | 0.136+0.403j | 0.136+0.403j | 0.136+0.403j | 0.334+1.032j | 8104101
bal_3P_477AL_4/0AL(N) | oh_cond_477_MCM_AL | oh_cond_477_MCM_AL | oh_cond_477_MCM_AL | oh_cond_4/0_AL |  | 14.921 | -3.285 | -3.285 | -3.285 | 14.921 | -3.285 | -3.285 | -3.285 | 14.921 | 0.332+1.034j | 0.134+0.404j | 0.134+0.404j | 0.134+0.404j | 0.332+1.034j | 0.134+0.404j | 0.134+0.404j | 0.134+0.404j | 0.332+1.034j | 8104101
unb_TAPWIRE_OH | oh_cond_WP-4/0-CU | oh_cond_WP-4/0-CU | oh_cond_WP-4/0-CU | oh_cond_WP-4/0-CU |  | 14.911 | -4.341 | -1.953 | -4.341 | 15.781 | -3.724 | -1.953 | -3.724 | 14.818 | 0.365+1.097j | 0.093+0.433j | 0.094+0.34j | 0.093+0.433j | 0.368+1.078j | 0.095+0.401j | 0.094+0.34j | 0.095+0.401j | 0.368+1.077j | 8104101

## Recloser
Name | GroupId | RetryTime | MaximumNumberOfTries | Status | From | To | Length | Phases | Feeder | Comments
recloser_220623407 |  | 0 | 0 | OPEN | node_intto1_220623407 | node_220623407 | 0 | ABCN | 8104101
recloser_311889742 |  | 0 | 0 | OPEN | node_intto1_311889742 | node_311889742 | 0 | ABCN | 8104101

## RegulatorConfiguration
Name | CurrentTransducerPhase | PowerTransducerPhase | Regulation | Control | Type | CompensatorResistiveSettingA | CompensatorResistiveSettingB | CompensatorResistiveSettingC | CompensatorReactiveSettingA | CompensatorReactiveSettingB | CompensatorReactiveSettingC | BandCenter | BandWidth | CurrentTransducerRatio | PowerTransducerRatio | ConnectType | ControlLevel | DwellTime | TimeDelay | LowerTaps | RaiseTaps | TapPositionA | TapPositionB | TapPositionC | Feeder | Comments

## Sectionalizer
Name | GroupId | OperatingMode | PhaseAState | PhaseBState | PhaseCState | CurrentInAReal | CurrentInAImag | CurrentInA | CurrentInBReal | CurrentInBImag | CurrentInB | CurrentInCReal | CurrentInCImag | CurrentInC | CurrentOutAReal | CurrentOutAImag | CurrentOutA | CurrentOutBReal | CurrentOutBImag | CurrentOutB | CurrentOutCReal | CurrentOutCImag | CurrentOutC | ActivePowerInA | ReactivePowerInA | PowerInA | ActivePowerInB | ReactivePowerInB | PowerInB | ActivePowerInC | ReactivePowerInC | PowerInC | ActivePowerOutA | ReactivePowerOutA | PowerOutA | ActivePowerOutB | ReactivePowerOutB | PowerOutB | ActivePowerOutC | ReactivePowerOutC | PowerOutC | Status | From | To | Length | Phases | Feeder | Comments

## Solar
Name | GroupId | SpillageCost | CapitalCost | FixedOperatingCost | VariableOperatingCost | MaxReactivePower | MaxActivePower | OutputSchedule | PlanningStatus | UnitType | UnitSubtype | ParentNode | Phases | Feeder | Comments
solar_load_220347826 |  | 0 | 0 | 0 | 0.001 | 0.0035448500810495776 | 0.008321279248916675 | OPTIMIZED | INSTALLED | solar_pv |  | node_1347174_351_15286083_433 | AN | 8104101
solar_load_220347827 |  | 0 | 0 | 0 | 0.001 | 0.0031924001487724954 | 0.007493928411171692 | OPTIMIZED | INSTALLED | solar_pv |  | node_1347226_981_15286391_625 | AN | 8104101
solar_load_220347828 |  | 0 | 0 | 0 | 0.001 | 0.004021133857252967 | 0.009439320921545029 | OPTIMIZED | INSTALLED | solar_pv |  | node_1346955_93_15286721_927 | AN | 8104101
solar_load_220347829 |  | 0 | 0 | 0 | 0.001 | 0.001544458390395596 | 0.003625504223877584 | OPTIMIZED | INSTALLED | solar_pv |  | node_1346711_934_15286614_576 | AN | 8104101
solar_load_220347839 |  | 0 | 0 | 0 | 0.001 | 0.00370072485357687 | 0.008687183796322318 | OPTIMIZED | INSTALLED | solar_pv |  | node_1346789_447_15286325_865 | AN | 8104101
solar_load_220347840 |  | 0 | 0 | 0 | 0.001 | 0.0040367213627390715 | 0.009475911376285595 | OPTIMIZED | INSTALLED | solar_pv |  | node_1346773_898_15286033_835 | AN | 8104101
solar_load_220348060 |  | 0 | 0 | 0 | 0.001 | 0.0013751610476210154 | 0.0032280912293342324 | OPTIMIZED | INSTALLED | solar_pv |  | node_1358663_288_15291542_35 | AN | 8104101
solar_load_220348207 |  | 0 | 0 | 0 | 0.001 | 0.00550194334926098 | 0.012915414121898642 | OPTIMIZED | INSTALLED | solar_pv |  | node_1349193_634_15285710_366 | AN | 8104101
solar_load_220348224 |  | 0 | 0 | 0 | 0.001 | 0.0014440057341150068 | 0.003389699071105058 | OPTIMIZED | INSTALLED | solar_pv |  | node_1350572_051_15285113_788 | AN | 8104101
solar_load_220348225 |  | 0 | 0 | 0 | 0.001 | 0.004377913660007682 | 0.010276835774495724 | OPTIMIZED | INSTALLED | solar_pv |  | node_1351190_322_15285200_078 | AN | 8104101
solar_load_220348226 |  | 0 | 0 | 0 | 0.001 | 0.005639199763434576 | 0.013237613403919723 | OPTIMIZED | INSTALLED | solar_pv |  | node_1351533_842_15285310_393 | AN | 8104101
solar_load_220348250 |  | 0 | 0 | 0 | 0.001 | 0.0036050350265883022 | 0.008462559060276076 | OPTIMIZED | INSTALLED | solar_pv |  | node_1352098_135_15285411_344 | AN | 8104101
solar_load_220348251 |  | 0 | 0 | 0 | 0.001 | 0.002811806058390796 | 0.00660051147458958 | OPTIMIZED | INSTALLED | solar_pv |  | node_1352174_193_15285196_288 | AN | 8104101
solar_load_220348252 |  | 0 | 0 | 0 | 0.001 | 0.006008536077640925 | 0.014104603900966984 | OPTIMIZED | INSTALLED | solar_pv |  | node_1352206_579_15284732_938 | AN | 8104101
solar_load_220348253 |  | 0 | 0 | 0 | 0.001 | 0.004040618274402317 | 0.009485058989970735 | OPTIMIZED | INSTALLED | solar_pv |  | node_1352309_934_15284123_538 | AN | 8104101
solar_load_220348254 |  | 0 | 0 | 0 | 0.001 | 0.003858331461361714 | 0.009057153949810246 | OPTIMIZED | INSTALLED | solar_pv |  | node_1351360_526_15286311_412 | AN | 8104101
solar_load_220348255 |  | 0 | 0 | 0 | 0.001 | 0.004193895011709528 | 0.009844865128252951 | OPTIMIZED | INSTALLED | solar_pv |  | node_1351564_078_15286019_559 | AN | 8104101
solar_load_220348280 |  | 0 | 0 | 0 | 0.001 | 0.0025074175190151924 | 0.005885981205628003 | OPTIMIZED | INSTALLED | solar_pv |  | node_1351576_747_15284902_736 | AN | 8104101
solar_load_220348282 |  | 0 | 0 | 0 | 0.001 | 0.0031880702782948623 | 0.00748376439596598 | OPTIMIZED | INSTALLED | solar_pv |  | node_1351877_952_15284616_999 | AN | 8104101
solar_load_220348329 |  | 0 | 0 | 0 | 0.001 | 0.006400387803031096 | 0.015024447277083948 | OPTIMIZED | INSTALLED | solar_pv |  | node_1351866_124_15285144_284 | AN | 8104101
solar_load_220348330 |  | 0 | 0 | 0 | 0.001 | 0.002141111916509557 | 0.005026105519224742 | OPTIMIZED | INSTALLED | solar_pv |  | node_1351938_45_15284259_09 | AN | 8104101
solar_load_220348331 |  | 0 | 0 | 0 | 0.001 | 0.0043822435304853155 | 0.010286999789701436 | OPTIMIZED | INSTALLED | solar_pv |  | node_1349100_274_15284813_112 | AN | 8104101
solar_load_220348333 |  | 0 | 0 | 0 | 0.001 | 0.002899269103238485 | 0.0068058245817449676 | OPTIMIZED | INSTALLED | solar_pv |  | node_1350053_681_15285255_645 | AN | 8104101
solar_load_220348334 |  | 0 | 0 | 0 | 0.001 | 0.0030547107757845126 | 0.0071707127276300405 | OPTIMIZED | INSTALLED | solar_pv |  | node_1349571_048_15285241_939 | AN | 8104101
solar_load_220348426 |  | 0 | 0 | 0 | 0.001 | 0.0017436315853654675 | 0.0040930489233403505 | OPTIMIZED | INSTALLED | solar_pv |  | node_1360607_077_15292560_073 | AN | 8104101
solar_load_220348427 |  | 0 | 0 | 0 | 0.001 | 8.226725674127978E-05 | 0.00019311628890853404 | OPTIMIZED | INSTALLED | solar_pv |  | node_1360740_645_15292593_56 | AN | 8104101
solar_load_220348428 |  | 0 | 0 | 0 | 0.001 | 0.0003853569196737204 | 0.0009045973533083964 | OPTIMIZED | INSTALLED | solar_pv |  | node_1360528_369_15292349_408 | AN | 8104101
solar_load_220348449 |  | 0 | 0 | 0 | 0.001 | 0.0018938774698050857 | 0.004445740250978568 | OPTIMIZED | INSTALLED | solar_pv |  | node_1348832_442_15285579_993 | AN | 8104101
solar_load_220348450 |  | 0 | 0 | 0 | 0.001 | 0.004930402846050288 | 0.011573764114744615 | OPTIMIZED | INSTALLED | solar_pv |  | node_1348676_063_15285296_099 | AN | 8104101
solar_load_220348479 |  | 0 | 0 | 0 | 0.001 | 0.0025152112011748062 | 0.005904276432998286 | OPTIMIZED | INSTALLED | solar_pv |  | node_1348613_459_15285584_964 | AN | 8104101
solar_load_220348480 |  | 0 | 0 | 0 | 0.001 | 0.0038085380920358067 | 0.008940267774944555 | OPTIMIZED | INSTALLED | solar_pv |  | node_1348411_086_15285446_482 | AN | 8104101
solar_load_220348601 |  | 0 | 0 | 0 | 0.001 | 0.002154967445571233 | 0.005058630367883021 | OPTIMIZED | INSTALLED | solar_pv |  | node_1345385_521_15284704_181 | AN | 8104101
solar_load_220348602 |  | 0 | 0 | 0 | 0.001 | 0.0028499088338938437 | 0.006689954808399848 | OPTIMIZED | INSTALLED | solar_pv |  | node_1345252_356_15285035_176 | AN | 8104101
solar_load_220348627 |  | 0 | 0 | 0 | 0.001 | 0.0029278462201574903 | 0.006872907082102669 | OPTIMIZED | INSTALLED | solar_pv |  | node_1345119_252_15285327_732 | AN | 8104101
solar_load_220348628 |  | 0 | 0 | 0 | 0.001 | 0.0006676632890136472 | 0.0015672911447208394 | OPTIMIZED | INSTALLED | solar_pv |  | node_1344858_16_15284394_486 | AN | 8104101
solar_load_220348629 |  | 0 | 0 | 0 | 0.001 | 0.0013162751196923316 | 0.0030898606225365447 | OPTIMIZED | INSTALLED | solar_pv |  | node_1344968_998_15284841_376 | AN | 8104101
solar_load_220348630 |  | 0 | 0 | 0 | 0.001 | 0.0020354636132894365 | 0.00477810354820536 | OPTIMIZED | INSTALLED | solar_pv |  | node_1345195_365_15284462_954 | AN | 8104101
solar_load_220348631 |  | 0 | 0 | 0 | 0.001 | 0.0035842517329957883 | 0.008413771787288657 | OPTIMIZED | INSTALLED | solar_pv |  | node_1348935_409_15285186_856 | AN | 8104101
solar_load_220348632 |  | 0 | 0 | 0 | 0.001 | 0.006260966453618683 | 0.014697165987460011 | OPTIMIZED | INSTALLED | solar_pv |  | node_1348524_611_15284972_44 | AN | 8104101
solar_load_220348646 |  | 0 | 0 | 0 | 0.001 | 0.005014401938049119 | 0.011770946009735436 | OPTIMIZED | INSTALLED | solar_pv |  | node_1347588_362_15284332_511 | AN | 8104101
solar_load_220348647 |  | 0 | 0 | 0 | 0.001 | 0.004175709612170219 | 0.00980217626438896 | OPTIMIZED | INSTALLED | solar_pv |  | node_1348098_352_15285298_415 | AN | 8104101
solar_load_220348648 |  | 0 | 0 | 0 | 0.001 | 0.004092576437800163 | 0.009607027172439282 | OPTIMIZED | INSTALLED | solar_pv |  | node_1348100_053_15284748_071 | AN | 8104101
solar_load_220348657 |  | 0 | 0 | 0 | 0.001 | 0.0026464057684463392 | 0.006212246093731369 | OPTIMIZED | INSTALLED | solar_pv |  | node_1355149_907_15290417_556 | AN | 8104101
solar_load_220348695 |  | 0 | 0 | 0 | 0.001 | 0.004173111718117013 | 0.009796077855265532 | OPTIMIZED | INSTALLED | solar_pv |  | node_1347682_265_15284765_859 | AN | 8104101
solar_load_220349335 |  | 0 | 0 | 0 | 0.001 | 0.005640065681063351 | 0.013239646206960866 | OPTIMIZED | INSTALLED | solar_pv |  | node_1352610_691_15286757_428 | AN | 8104101
solar_load_220349336 |  | 0 | 0 | 0 | 0.001 | 0.003243925353355954 | 0.007614880192119669 | OPTIMIZED | INSTALLED | solar_pv |  | node_1352630_468_15286358_894 | AN | 8104101
solar_load_220349343 |  | 0 | 0 | 0 | 0.001 | 0.0028122391583720622 | 0.006601527876110151 | OPTIMIZED | INSTALLED | solar_pv |  | node_1352379_267_15286532_692 | AN | 8104101
solar_load_220349364 |  | 0 | 0 | 0 | 0.001 | 0.004266203509885499 | 0.010014604182188348 | OPTIMIZED | INSTALLED | solar_pv |  | node_1350933_633_15286590_026 | AN | 8104101
solar_load_220349365 |  | 0 | 0 | 0 | 0.001 | 0.003453057306891133 | 0.008105802126555574 | OPTIMIZED | INSTALLED | solar_pv |  | node_1351191_832_15286166_648 | AN | 8104101
solar_load_220349368 |  | 0 | 0 | 0 | 0.001 | 0.0031633900730391024 | 0.007425829509293419 | OPTIMIZED | INSTALLED | solar_pv |  | node_1350755_97_15285766_877 | AN | 8104101
solar_load_220349369 |  | 0 | 0 | 0 | 0.001 | 0.0023788208457968638 | 0.005584109954018348 | OPTIMIZED | INSTALLED | solar_pv |  | node_1350682_055_15285439_042 | AN | 8104101
solar_load_220349372 |  | 0 | 0 | 0 | 0.001 | 0.003409758743281676 | 0.00800416197449845 | OPTIMIZED | INSTALLED | solar_pv |  | node_1350448_505_15285568_919 | AN | 8104101
solar_load_220349384 |  | 0 | 0 | 0 | 0.001 | 0.00043861410068160724 | 0.0010296147403386579 | OPTIMIZED | INSTALLED | solar_pv |  | node_1350113_431_15286129_102 | AN | 8104101
solar_load_220349385 |  | 0 | 0 | 0 | 0.001 | 0.003200626789746497 | 0.007513240040062546 | OPTIMIZED | INSTALLED | solar_pv |  | node_1350124_347_15285891_141 | AN | 8104101
solar_load_220349386 |  | 0 | 0 | 0 | 0.001 | 0.005310996936431988 | 0.012467181051326728 | OPTIMIZED | INSTALLED | solar_pv |  | node_1350145_713_15285414_2 | AN | 8104101
solar_load_220349387 |  | 0 | 0 | 0 | 0.001 | 0.0026308182629602344 | 0.006175655638990804 | OPTIMIZED | INSTALLED | solar_pv |  | node_1347508_104_15286442_27 | AN | 8104101
solar_load_220349388 |  | 0 | 0 | 0 | 0.001 | 0.00222121423801202 | 0.005214139800530419 | OPTIMIZED | INSTALLED | solar_pv |  | node_1347525_457_15286662_052 | AN | 8104101
solar_load_220349583 |  | 0 | 0 | 0 | 0.001 | 0.0071247720847346105 | 0.01672488702099962 | OPTIMIZED | INSTALLED | solar_pv |  | node_1359926_003_15291954_895 | AN | 8104101
solar_load_220349584 |  | 0 | 0 | 0 | 0.001 | 0.00769674554675969 | 0.018067553429674216 | OPTIMIZED | INSTALLED | solar_pv |  | node_1359633_892_15291717_309 | AN | 8104101
solar_load_220349585 |  | 0 | 0 | 0 | 0.001 | 0.006349295416095148 | 0.014904511897656543 | OPTIMIZED | INSTALLED | solar_pv |  | node_1359419_846_15291594_026 | AN | 8104101
solar_load_220349586 |  | 0 | 0 | 0 | 0.001 | 0.0011595344295362634 | 0.0027219232720897585 | OPTIMIZED | INSTALLED | solar_pv |  | node_1359206_048_15291470_048 | AN | 8104101
solar_load_220349587 |  | 0 | 0 | 0 | 0.001 | 0.00203329867805062 | 0.004773021540602504 | OPTIMIZED | INSTALLED | solar_pv |  | node_1359088_862_15291475_631 | AN | 8104101
solar_load_220349602 |  | 0 | 0 | 0 | 0.001 | 0.0036933639890647666 | 0.008669904970472608 | OPTIMIZED | INSTALLED | solar_pv |  | node_1355863_37_15290395_897 | AN | 8104101
solar_load_220349603 |  | 0 | 0 | 0 | 0.001 | 0.0037596107815055534 | 0.008825414403120006 | OPTIMIZED | INSTALLED | solar_pv |  | node_1355669_885_15290341_024 | AN | 8104101
solar_load_220349607 |  | 0 | 0 | 0 | 0.001 | 0.0001838022394743994 | 0.00043146244548248794 | OPTIMIZED | INSTALLED | solar_pv |  | node_1354641_883_15289735_76 | AN | 8104101
solar_load_220349608 |  | 0 | 0 | 0 | 0.001 | 0.0001838022394743994 | 0.00043146244548248794 | OPTIMIZED | INSTALLED | solar_pv |  | node_1354656_531_15289717_95 | AN | 8104101
solar_load_220349611 |  | 0 | 0 | 0 | 0.001 | 0.00021028655742917287 | 0.0004936323384907616 | OPTIMIZED | INSTALLED | solar_pv |  | node_1354178_799_15287801_741 | BN | 8104101
solar_load_220349612 |  | 0 | 0 | 0 | 0.001 | 0.00021028655742917287 | 0.0004936323384907616 | OPTIMIZED | INSTALLED | solar_pv |  | node_1354215_338_15287821_652 | CN | 8104101
solar_load_220349623 |  | 0 | 0 | 0 | 0.001 | 0.0016280245235800392 | 0.0038216697173478315 | OPTIMIZED | INSTALLED | solar_pv |  | node_1353000_796_15287451_88 | AN | 8104101
solar_load_220349628 |  | 0 | 0 | 0 | 0.001 | 0.0017037968334379908 | 0.003999539983447797 | OPTIMIZED | INSTALLED | solar_pv |  | node_1352389_19_15287148_861 | AN | 8104101
solar_load_220349629 |  | 0 | 0 | 0 | 0.001 | 0.0063077288289101205 | 0.014806937351681706 | OPTIMIZED | INSTALLED | solar_pv |  | node_1352084_851_15287045_665 | AN | 8104101
solar_load_220349630 |  | 0 | 0 | 0 | 0.001 | 0.00016020450183804828 | 0.0003760685626113558 | OPTIMIZED | INSTALLED | solar_pv |  | node_1351874_699_15286841_609 | AN | 8104101
solar_load_220349632 |  | 0 | 0 | 0 | 0.001 | 0.0036929310302503786 | 0.008668888568952036 | OPTIMIZED | INSTALLED | solar_pv |  | node_1351269_475_15286785_979 | AN | 8104101
solar_load_220349635 |  | 0 | 0 | 0 | 0.001 | 0.0008283007496660832 | 0.0019443761088527665 | OPTIMIZED | INSTALLED | solar_pv |  | node_1349986_716_15286244_294 | AN | 8104101
solar_load_220349636 |  | 0 | 0 | 0 | 0.001 | 0.0019047020048322913 | 0.004471150288992849 | OPTIMIZED | INSTALLED | solar_pv |  | node_1349803_934_15286169_688 | AN | 8104101
solar_load_220349638 |  | 0 | 0 | 0 | 0.001 | 0.000778940480321442 | 0.001828506335507646 | OPTIMIZED | INSTALLED | solar_pv |  | node_1349047_911_15285923_74 | AN | 8104101
solar_load_220349640 |  | 0 | 0 | 0 | 0.001 | 0.0010036597981758486 | 0.0023560187246841153 | OPTIMIZED | INSTALLED | solar_pv |  | node_1347553_168_15285927_952 | AN | 8104101
solar_load_220349641 |  | 0 | 0 | 0 | 0.001 | 0.001840187188815933 | 0.004319706462427735 | OPTIMIZED | INSTALLED | solar_pv |  | node_1347108_716_15285803_016 | AN | 8104101
solar_load_220349642 |  | 0 | 0 | 0 | 0.001 | 0.0016877765103043762 | 0.003961933127186661 | OPTIMIZED | INSTALLED | solar_pv |  | node_1346673_4_15285503_778 | AN | 8104101
solar_load_220349643 |  | 0 | 0 | 0 | 0.001 | 9.208146042366217E-05 | 0.0002161547233748153 | OPTIMIZED | INSTALLED | solar_pv |  | node_1346585_799_15285338_111 | AN | 8104101
solar_load_220349644 |  | 0 | 0 | 0 | 0.001 | 9.208146042366217E-05 | 0.0002161547233748153 | OPTIMIZED | INSTALLED | solar_pv |  | node_1346563_917_15285294_012 | CN | 8104101
solar_load_220349645 |  | 0 | 0 | 0 | 0.001 | 9.208146042366217E-05 | 0.0002161547233748153 | OPTIMIZED | INSTALLED | solar_pv |  | node_1346577_01_15285314_15 | BN | 8104101
solar_load_220349649 |  | 0 | 0 | 0 | 0.001 | 0.0024511293439728357 | 0.005753849007953743 | OPTIMIZED | INSTALLED | solar_pv |  | node_1345813_789_15284670_121 | AN | 8104101
solar_load_220461717 |  | 0 | 0 | 0 | 0.001 | 0.00558117961196779 | 0.013101415600163178 | OPTIMIZED | INSTALLED | solar_pv |  | node_1348589_975_15284520_361 | AN | 8104101
solar_load_220486444 |  | 0 | 0 | 0 | 0.001 | 0.003929340941927644 | 0.009223843799183928 | OPTIMIZED | INSTALLED | solar_pv |  | node_1349282_539_15285220_32 | AN | 8104101
solar_load_220494062 |  | 0 | 0 | 0 | 0.001 | 0.007243409999387631 | 0.01700338103763614 | OPTIMIZED | INSTALLED | solar_pv |  | node_1349616_052_15285659_19 | AN | 8104101
solar_load_220536063 |  | 0 | 0 | 0 | 0.001 | 0.0025515820002534246 | 0.005989654160726269 | OPTIMIZED | INSTALLED | solar_pv |  | node_1358282_929_15291040_869 | AN | 8104101
solar_load_220539804 |  | 0 | 0 | 0 | 0.001 | 0.00038968664898447595 | 0.0009147613685141086 | OPTIMIZED | INSTALLED | solar_pv |  | node_1344425_045_15284605_219 | AN | 8104101
solar_load_220575898 |  | 0 | 0 | 0 | 0.001 | 0.0024026351334238477 | 0.005640012037649766 | OPTIMIZED | INSTALLED | solar_pv |  | node_1353562_418_15287586_362 | AN | 8104101
solar_load_220602590 |  | 0 | 0 | 0 | 0.001 | 0.00669828153669025 | 0.015723731523236955 | OPTIMIZED | INSTALLED | solar_pv |  | node_1360496_289_15292576_701 | AN | 8104101
solar_load_220603153 |  | 0 | 0 | 0 | 0.001 | 0.001501592785600527 | 0.003524880473341032 | OPTIMIZED | INSTALLED | solar_pv |  | node_1354911_588_15290059_324 | AN | 8104101
solar_load_220604025 |  | 0 | 0 | 0 | 0.001 | 0.004947289227979557 | 0.011613403774046894 | OPTIMIZED | INSTALLED | solar_pv |  | node_1350440_895_15286037_11 | AN | 8104101
solar_load_220616368 |  | 0 | 0 | 0 | 0.001 | 0.007152050042876696 | 0.01678892031679561 | OPTIMIZED | INSTALLED | solar_pv |  | node_1350980_93_15285420_003 | AN | 8104101
solar_load_220648271 |  | 0 | 0 | 0 | 0.001 | 0.0023065123476208923 | 0.005414370900082952 | OPTIMIZED | INSTALLED | solar_pv |  | node_1355371_802_15290239_983 | AN | 8104101
solar_load_220655707 |  | 0 | 0 | 0 | 0.001 | 0.0010140513743886665 | 0.002380412361177825 | OPTIMIZED | INSTALLED | solar_pv |  | node_1345630_073_15284404_564 | AN | 8104101
solar_load_310011393 |  | 0 | 0 | 0 | 0.001 | 0.0016808487457735382 | 0.003945670702857522 | OPTIMIZED | INSTALLED | solar_pv |  | node_1350695_664_15285107_48 | AN | 8104101
solar_load_310059115 |  | 0 | 0 | 0 | 0.001 | 0.001001061904122644 | 0.002349920315560688 | OPTIMIZED | INSTALLED | solar_pv |  | node_1352506_072_15287019_229 | BN | 8104101

## Storage
Name | GroupId | InitStateOfCharge | SpinningReserveCharge | SpinningReserveDischarge | NonSpinningReserveCharge | NonSpinningReserveDischarge | RegulationUpCharge | RegulationUpDischarge | RegulationDownCharge | RegulationDownDischarge | ChargeEfficiency | DischargeEfficiency | CommitmentStatus | ConstructionTime | CalendarLife | YearOfInstallation | DepthOfDischarge | ReactivePower | ReactivePowerA | ReactivePowerB | ReactivePowerC | ActivePower | ActivePowerA | ActivePowerB | ActivePowerC | Energy | MaxEnergy | PowerCharge | PowerDischarge | RampUpLimit | RampDownLimit | CapitalCost | FixedOperatingCost | VariableOperatingCost | MaxReactivePower | MaxActivePower | OutputSchedule | PlanningStatus | UnitType | UnitSubtype | ParentNode | Phases | Feeder | Comments
storage_load_220347826 |  | 0 | 0 | 0 | 0 | 0 | 0 | 0 | 0 | 0 | 0.92 | 0 | False | 0 | 0 | 0 | 0 | 0 | 0 | 0 | 0 | 0 | 0 | 0 | 0 | 0 | 0.024963837746750026 | 0 | 0 | 0 | 0 | 0 | 0 | 0.001 | 0.0035448500810495776 | 0.008321279248916675 | OPTIMIZED | INSTALLED | li_ion |  | node_1347174_351_15286083_433 | AN | 8104101
storage_load_220347827 |  | 0 | 0 | 0 | 0 | 0 | 0 | 0 | 0 | 0 | 0.92 | 0 | False | 0 | 0 | 0 | 0 | 0 | 0 | 0 | 0 | 0 | 0 | 0 | 0 | 0 | 0.022481785233515076 | 0 | 0 | 0 | 0 | 0 | 0 | 0.001 | 0.0031924001487724954 | 0.007493928411171692 | OPTIMIZED | INSTALLED | li_ion |  | node_1347226_981_15286391_625 | AN | 8104101
storage_load_220347828 |  | 0 | 0 | 0 | 0 | 0 | 0 | 0 | 0 | 0 | 0.92 | 0 | False | 0 | 0 | 0 | 0 | 0 | 0 | 0 | 0 | 0 | 0 | 0 | 0 | 0 | 0.028317962764635086 | 0 | 0 | 0 | 0 | 0 | 0 | 0.001 | 0.004021133857252967 | 0.009439320921545029 | OPTIMIZED | INSTALLED | li_ion |  | node_1346955_93_15286721_927 | AN | 8104101
storage_load_220347829 |  | 0 | 0 | 0 | 0 | 0 | 0 | 0 | 0 | 0 | 0.92 | 0 | False | 0 | 0 | 0 | 0 | 0 | 0 | 0 | 0 | 0 | 0 | 0 | 0 | 0 | 0.01087651267163275 | 0 | 0 | 0 | 0 | 0 | 0 | 0.001 | 0.001544458390395596 | 0.003625504223877584 | OPTIMIZED | INSTALLED | li_ion |  | node_1346711_934_15286614_576 | AN | 8104101
storage_load_220347839 |  | 0 | 0 | 0 | 0 | 0 | 0 | 0 | 0 | 0 | 0.92 | 0 | False | 0 | 0 | 0 | 0 | 0 | 0 | 0 | 0 | 0 | 0 | 0 | 0 | 0 | 0.026061551388966955 | 0 | 0 | 0 | 0 | 0 | 0 | 0.001 | 0.00370072485357687 | 0.008687183796322318 | OPTIMIZED | INSTALLED | li_ion |  | node_1346789_447_15286325_865 | AN | 8104101
storage_load_220347840 |  | 0 | 0 | 0 | 0 | 0 | 0 | 0 | 0 | 0 | 0.92 | 0 | False | 0 | 0 | 0 | 0 | 0 | 0 | 0 | 0 | 0 | 0 | 0 | 0 | 0 | 0.028427734128856783 | 0 | 0 | 0 | 0 | 0 | 0 | 0.001 | 0.0040367213627390715 | 0.009475911376285595 | OPTIMIZED | INSTALLED | li_ion |  | node_1346773_898_15286033_835 | AN | 8104101
storage_load_220348060 |  | 0 | 0 | 0 | 0 | 0 | 0 | 0 | 0 | 0 | 0.92 | 0 | False | 0 | 0 | 0 | 0 | 0 | 0 | 0 | 0 | 0 | 0 | 0 | 0 | 0 | 0.009684273688002697 | 0 | 0 | 0 | 0 | 0 | 0 | 0.001 | 0.0013751610476210154 | 0.0032280912293342324 | OPTIMIZED | INSTALLED | li_ion |  | node_1358663_288_15291542_35 | AN | 8104101
storage_load_220348207 |  | 0 | 0 | 0 | 0 | 0 | 0 | 0 | 0 | 0 | 0.92 | 0 | False | 0 | 0 | 0 | 0 | 0 | 0 | 0 | 0 | 0 | 0 | 0 | 0 | 0 | 0.038746242365695925 | 0 | 0 | 0 | 0 | 0 | 0 | 0.001 | 0.00550194334926098 | 0.012915414121898642 | OPTIMIZED | INSTALLED | li_ion |  | node_1349193_634_15285710_366 | AN | 8104101
storage_load_220348224 |  | 0 | 0 | 0 | 0 | 0 | 0 | 0 | 0 | 0 | 0.92 | 0 | False | 0 | 0 | 0 | 0 | 0 | 0 | 0 | 0 | 0 | 0 | 0 | 0 | 0 | 0.010169097213315173 | 0 | 0 | 0 | 0 | 0 | 0 | 0.001 | 0.0014440057341150068 | 0.003389699071105058 | OPTIMIZED | INSTALLED | li_ion |  | node_1350572_051_15285113_788 | AN | 8104101
storage_load_220348225 |  | 0 | 0 | 0 | 0 | 0 | 0 | 0 | 0 | 0 | 0.92 | 0 | False | 0 | 0 | 0 | 0 | 0 | 0 | 0 | 0 | 0 | 0 | 0 | 0 | 0 | 0.030830507323487175 | 0 | 0 | 0 | 0 | 0 | 0 | 0.001 | 0.004377913660007682 | 0.010276835774495724 | OPTIMIZED | INSTALLED | li_ion |  | node_1351190_322_15285200_078 | AN | 8104101
storage_load_220348226 |  | 0 | 0 | 0 | 0 | 0 | 0 | 0 | 0 | 0 | 0.92 | 0 | False | 0 | 0 | 0 | 0 | 0 | 0 | 0 | 0 | 0 | 0 | 0 | 0 | 0 | 0.039712840211759165 | 0 | 0 | 0 | 0 | 0 | 0 | 0.001 | 0.005639199763434576 | 0.013237613403919723 | OPTIMIZED | INSTALLED | li_ion |  | node_1351533_842_15285310_393 | AN | 8104101
storage_load_220348250 |  | 0 | 0 | 0 | 0 | 0 | 0 | 0 | 0 | 0 | 0.92 | 0 | False | 0 | 0 | 0 | 0 | 0 | 0 | 0 | 0 | 0 | 0 | 0 | 0 | 0 | 0.025387677180828225 | 0 | 0 | 0 | 0 | 0 | 0 | 0.001 | 0.0036050350265883022 | 0.008462559060276076 | OPTIMIZED | INSTALLED | li_ion |  | node_1352098_135_15285411_344 | AN | 8104101
storage_load_220348251 |  | 0 | 0 | 0 | 0 | 0 | 0 | 0 | 0 | 0 | 0.92 | 0 | False | 0 | 0 | 0 | 0 | 0 | 0 | 0 | 0 | 0 | 0 | 0 | 0 | 0 | 0.01980153442376874 | 0 | 0 | 0 | 0 | 0 | 0 | 0.001 | 0.002811806058390796 | 0.00660051147458958 | OPTIMIZED | INSTALLED | li_ion |  | node_1352174_193_15285196_288 | AN | 8104101
storage_load_220348252 |  | 0 | 0 | 0 | 0 | 0 | 0 | 0 | 0 | 0 | 0.92 | 0 | False | 0 | 0 | 0 | 0 | 0 | 0 | 0 | 0 | 0 | 0 | 0 | 0 | 0 | 0.04231381170290095 | 0 | 0 | 0 | 0 | 0 | 0 | 0.001 | 0.006008536077640925 | 0.014104603900966984 | OPTIMIZED | INSTALLED | li_ion |  | node_1352206_579_15284732_938 | AN | 8104101
storage_load_220348253 |  | 0 | 0 | 0 | 0 | 0 | 0 | 0 | 0 | 0 | 0.92 | 0 | False | 0 | 0 | 0 | 0 | 0 | 0 | 0 | 0 | 0 | 0 | 0 | 0 | 0 | 0.028455176969912205 | 0 | 0 | 0 | 0 | 0 | 0 | 0.001 | 0.004040618274402317 | 0.009485058989970735 | OPTIMIZED | INSTALLED | li_ion |  | node_1352309_934_15284123_538 | AN | 8104101
storage_load_220348254 |  | 0 | 0 | 0 | 0 | 0 | 0 | 0 | 0 | 0 | 0.92 | 0 | False | 0 | 0 | 0 | 0 | 0 | 0 | 0 | 0 | 0 | 0 | 0 | 0 | 0 | 0.02717146184943074 | 0 | 0 | 0 | 0 | 0 | 0 | 0.001 | 0.003858331461361714 | 0.009057153949810246 | OPTIMIZED | INSTALLED | li_ion |  | node_1351360_526_15286311_412 | AN | 8104101
storage_load_220348255 |  | 0 | 0 | 0 | 0 | 0 | 0 | 0 | 0 | 0 | 0.92 | 0 | False | 0 | 0 | 0 | 0 | 0 | 0 | 0 | 0 | 0 | 0 | 0 | 0 | 0 | 0.029534595384758854 | 0 | 0 | 0 | 0 | 0 | 0 | 0.001 | 0.004193895011709528 | 0.009844865128252951 | OPTIMIZED | INSTALLED | li_ion |  | node_1351564_078_15286019_559 | AN | 8104101
storage_load_220348280 |  | 0 | 0 | 0 | 0 | 0 | 0 | 0 | 0 | 0 | 0.92 | 0 | False | 0 | 0 | 0 | 0 | 0 | 0 | 0 | 0 | 0 | 0 | 0 | 0 | 0 | 0.017657943616884008 | 0 | 0 | 0 | 0 | 0 | 0 | 0.001 | 0.0025074175190151924 | 0.005885981205628003 | OPTIMIZED | INSTALLED | li_ion |  | node_1351576_747_15284902_736 | AN | 8104101
storage_load_220348282 |  | 0 | 0 | 0 | 0 | 0 | 0 | 0 | 0 | 0 | 0.92 | 0 | False | 0 | 0 | 0 | 0 | 0 | 0 | 0 | 0 | 0 | 0 | 0 | 0 | 0 | 0.02245129318789794 | 0 | 0 | 0 | 0 | 0 | 0 | 0.001 | 0.0031880702782948623 | 0.00748376439596598 | OPTIMIZED | INSTALLED | li_ion |  | node_1351877_952_15284616_999 | AN | 8104101
storage_load_220348329 |  | 0 | 0 | 0 | 0 | 0 | 0 | 0 | 0 | 0 | 0.92 | 0 | False | 0 | 0 | 0 | 0 | 0 | 0 | 0 | 0 | 0 | 0 | 0 | 0 | 0 | 0.04507334183125184 | 0 | 0 | 0 | 0 | 0 | 0 | 0.001 | 0.006400387803031096 | 0.015024447277083948 | OPTIMIZED | INSTALLED | li_ion |  | node_1351866_124_15285144_284 | AN | 8104101
storage_load_220348330 |  | 0 | 0 | 0 | 0 | 0 | 0 | 0 | 0 | 0 | 0.92 | 0 | False | 0 | 0 | 0 | 0 | 0 | 0 | 0 | 0 | 0 | 0 | 0 | 0 | 0 | 0.015078316557674224 | 0 | 0 | 0 | 0 | 0 | 0 | 0.001 | 0.002141111916509557 | 0.005026105519224742 | OPTIMIZED | INSTALLED | li_ion |  | node_1351938_45_15284259_09 | AN | 8104101
storage_load_220348331 |  | 0 | 0 | 0 | 0 | 0 | 0 | 0 | 0 | 0 | 0.92 | 0 | False | 0 | 0 | 0 | 0 | 0 | 0 | 0 | 0 | 0 | 0 | 0 | 0 | 0 | 0.03086099936910431 | 0 | 0 | 0 | 0 | 0 | 0 | 0.001 | 0.0043822435304853155 | 0.010286999789701436 | OPTIMIZED | INSTALLED | li_ion |  | node_1349100_274_15284813_112 | AN | 8104101
storage_load_220348333 |  | 0 | 0 | 0 | 0 | 0 | 0 | 0 | 0 | 0 | 0.92 | 0 | False | 0 | 0 | 0 | 0 | 0 | 0 | 0 | 0 | 0 | 0 | 0 | 0 | 0 | 0.020417473745234904 | 0 | 0 | 0 | 0 | 0 | 0 | 0.001 | 0.002899269103238485 | 0.0068058245817449676 | OPTIMIZED | INSTALLED | li_ion |  | node_1350053_681_15285255_645 | AN | 8104101
storage_load_220348334 |  | 0 | 0 | 0 | 0 | 0 | 0 | 0 | 0 | 0 | 0.92 | 0 | False | 0 | 0 | 0 | 0 | 0 | 0 | 0 | 0 | 0 | 0 | 0 | 0 | 0 | 0.02151213818289012 | 0 | 0 | 0 | 0 | 0 | 0 | 0.001 | 0.0030547107757845126 | 0.0071707127276300405 | OPTIMIZED | INSTALLED | li_ion |  | node_1349571_048_15285241_939 | AN | 8104101
storage_load_220348426 |  | 0 | 0 | 0 | 0 | 0 | 0 | 0 | 0 | 0 | 0.92 | 0 | False | 0 | 0 | 0 | 0 | 0 | 0 | 0 | 0 | 0 | 0 | 0 | 0 | 0 | 0.012279146770021052 | 0 | 0 | 0 | 0 | 0 | 0 | 0.001 | 0.0017436315853654675 | 0.0040930489233403505 | OPTIMIZED | INSTALLED | li_ion |  | node_1360607_077_15292560_073 | AN | 8104101
storage_load_220348427 |  | 0 | 0 | 0 | 0 | 0 | 0 | 0 | 0 | 0 | 0.92 | 0 | False | 0 | 0 | 0 | 0 | 0 | 0 | 0 | 0 | 0 | 0 | 0 | 0 | 0 | 0.0005793488667256021 | 0 | 0 | 0 | 0 | 0 | 0 | 0.001 | 8.226725674127978E-05 | 0.00019311628890853404 | OPTIMIZED | INSTALLED | li_ion |  | node_1360740_645_15292593_56 | AN | 8104101
storage_load_220348428 |  | 0 | 0 | 0 | 0 | 0 | 0 | 0 | 0 | 0 | 0.92 | 0 | False | 0 | 0 | 0 | 0 | 0 | 0 | 0 | 0 | 0 | 0 | 0 | 0 | 0 | 0.002713792059925189 | 0 | 0 | 0 | 0 | 0 | 0 | 0.001 | 0.0003853569196737204 | 0.0009045973533083964 | OPTIMIZED | INSTALLED | li_ion |  | node_1360528_369_15292349_408 | AN | 8104101
storage_load_220348449 |  | 0 | 0 | 0 | 0 | 0 | 0 | 0 | 0 | 0 | 0.92 | 0 | False | 0 | 0 | 0 | 0 | 0 | 0 | 0 | 0 | 0 | 0 | 0 | 0 | 0 | 0.013337220752935704 | 0 | 0 | 0 | 0 | 0 | 0 | 0.001 | 0.0018938774698050857 | 0.004445740250978568 | OPTIMIZED | INSTALLED | li_ion |  | node_1348832_442_15285579_993 | AN | 8104101
storage_load_220348450 |  | 0 | 0 | 0 | 0 | 0 | 0 | 0 | 0 | 0 | 0.92 | 0 | False | 0 | 0 | 0 | 0 | 0 | 0 | 0 | 0 | 0 | 0 | 0 | 0 | 0 | 0.034721292344233844 | 0 | 0 | 0 | 0 | 0 | 0 | 0.001 | 0.004930402846050288 | 0.011573764114744615 | OPTIMIZED | INSTALLED | li_ion |  | node_1348676_063_15285296_099 | AN | 8104101
storage_load_220348479 |  | 0 | 0 | 0 | 0 | 0 | 0 | 0 | 0 | 0 | 0.92 | 0 | False | 0 | 0 | 0 | 0 | 0 | 0 | 0 | 0 | 0 | 0 | 0 | 0 | 0 | 0.017712829298994856 | 0 | 0 | 0 | 0 | 0 | 0 | 0.001 | 0.0025152112011748062 | 0.005904276432998286 | OPTIMIZED | INSTALLED | li_ion |  | node_1348613_459_15285584_964 | AN | 8104101
storage_load_220348480 |  | 0 | 0 | 0 | 0 | 0 | 0 | 0 | 0 | 0 | 0.92 | 0 | False | 0 | 0 | 0 | 0 | 0 | 0 | 0 | 0 | 0 | 0 | 0 | 0 | 0 | 0.026820803324833664 | 0 | 0 | 0 | 0 | 0 | 0 | 0.001 | 0.0038085380920358067 | 0.008940267774944555 | OPTIMIZED | INSTALLED | li_ion |  | node_1348411_086_15285446_482 | AN | 8104101
storage_load_220348601 |  | 0 | 0 | 0 | 0 | 0 | 0 | 0 | 0 | 0 | 0.92 | 0 | False | 0 | 0 | 0 | 0 | 0 | 0 | 0 | 0 | 0 | 0 | 0 | 0 | 0 | 0.015175891103649062 | 0 | 0 | 0 | 0 | 0 | 0 | 0.001 | 0.002154967445571233 | 0.005058630367883021 | OPTIMIZED | INSTALLED | li_ion |  | node_1345385_521_15284704_181 | AN | 8104101
storage_load_220348602 |  | 0 | 0 | 0 | 0 | 0 | 0 | 0 | 0 | 0 | 0.92 | 0 | False | 0 | 0 | 0 | 0 | 0 | 0 | 0 | 0 | 0 | 0 | 0 | 0 | 0 | 0.020069864425199542 | 0 | 0 | 0 | 0 | 0 | 0 | 0.001 | 0.0028499088338938437 | 0.006689954808399848 | OPTIMIZED | INSTALLED | li_ion |  | node_1345252_356_15285035_176 | AN | 8104101
storage_load_220348627 |  | 0 | 0 | 0 | 0 | 0 | 0 | 0 | 0 | 0 | 0.92 | 0 | False | 0 | 0 | 0 | 0 | 0 | 0 | 0 | 0 | 0 | 0 | 0 | 0 | 0 | 0.02061872124630801 | 0 | 0 | 0 | 0 | 0 | 0 | 0.001 | 0.0029278462201574903 | 0.006872907082102669 | OPTIMIZED | INSTALLED | li_ion |  | node_1345119_252_15285327_732 | AN | 8104101
storage_load_220348628 |  | 0 | 0 | 0 | 0 | 0 | 0 | 0 | 0 | 0 | 0.92 | 0 | False | 0 | 0 | 0 | 0 | 0 | 0 | 0 | 0 | 0 | 0 | 0 | 0 | 0 | 0.004701873434162518 | 0 | 0 | 0 | 0 | 0 | 0 | 0.001 | 0.0006676632890136472 | 0.0015672911447208394 | OPTIMIZED | INSTALLED | li_ion |  | node_1344858_16_15284394_486 | AN | 8104101
storage_load_220348629 |  | 0 | 0 | 0 | 0 | 0 | 0 | 0 | 0 | 0 | 0.92 | 0 | False | 0 | 0 | 0 | 0 | 0 | 0 | 0 | 0 | 0 | 0 | 0 | 0 | 0 | 0.009269581867609634 | 0 | 0 | 0 | 0 | 0 | 0 | 0.001 | 0.0013162751196923316 | 0.0030898606225365447 | OPTIMIZED | INSTALLED | li_ion |  | node_1344968_998_15284841_376 | AN | 8104101
storage_load_220348630 |  | 0 | 0 | 0 | 0 | 0 | 0 | 0 | 0 | 0 | 0.92 | 0 | False | 0 | 0 | 0 | 0 | 0 | 0 | 0 | 0 | 0 | 0 | 0 | 0 | 0 | 0.01433431064461608 | 0 | 0 | 0 | 0 | 0 | 0 | 0.001 | 0.0020354636132894365 | 0.00477810354820536 | OPTIMIZED | INSTALLED | li_ion |  | node_1345195_365_15284462_954 | AN | 8104101
storage_load_220348631 |  | 0 | 0 | 0 | 0 | 0 | 0 | 0 | 0 | 0 | 0.92 | 0 | False | 0 | 0 | 0 | 0 | 0 | 0 | 0 | 0 | 0 | 0 | 0 | 0 | 0 | 0.025241315361865968 | 0 | 0 | 0 | 0 | 0 | 0 | 0.001 | 0.0035842517329957883 | 0.008413771787288657 | OPTIMIZED | INSTALLED | li_ion |  | node_1348935_409_15285186_856 | AN | 8104101
storage_load_220348632 |  | 0 | 0 | 0 | 0 | 0 | 0 | 0 | 0 | 0 | 0.92 | 0 | False | 0 | 0 | 0 | 0 | 0 | 0 | 0 | 0 | 0 | 0 | 0 | 0 | 0 | 0.04409149796238003 | 0 | 0 | 0 | 0 | 0 | 0 | 0.001 | 0.006260966453618683 | 0.014697165987460011 | OPTIMIZED | INSTALLED | li_ion |  | node_1348524_611_15284972_44 | AN | 8104101
storage_load_220348646 |  | 0 | 0 | 0 | 0 | 0 | 0 | 0 | 0 | 0 | 0.92 | 0 | False | 0 | 0 | 0 | 0 | 0 | 0 | 0 | 0 | 0 | 0 | 0 | 0 | 0 | 0.0353128380292063 | 0 | 0 | 0 | 0 | 0 | 0 | 0.001 | 0.005014401938049119 | 0.011770946009735436 | OPTIMIZED | INSTALLED | li_ion |  | node_1347588_362_15284332_511 | AN | 8104101
storage_load_220348647 |  | 0 | 0 | 0 | 0 | 0 | 0 | 0 | 0 | 0 | 0.92 | 0 | False | 0 | 0 | 0 | 0 | 0 | 0 | 0 | 0 | 0 | 0 | 0 | 0 | 0 | 0.02940652879316688 | 0 | 0 | 0 | 0 | 0 | 0 | 0.001 | 0.004175709612170219 | 0.00980217626438896 | OPTIMIZED | INSTALLED | li_ion |  | node_1348098_352_15285298_415 | AN | 8104101
storage_load_220348648 |  | 0 | 0 | 0 | 0 | 0 | 0 | 0 | 0 | 0 | 0.92 | 0 | False | 0 | 0 | 0 | 0 | 0 | 0 | 0 | 0 | 0 | 0 | 0 | 0 | 0 | 0.028821081517317847 | 0 | 0 | 0 | 0 | 0 | 0 | 0.001 | 0.004092576437800163 | 0.009607027172439282 | OPTIMIZED | INSTALLED | li_ion |  | node_1348100_053_15284748_071 | AN | 8104101
storage_load_220348657 |  | 0 | 0 | 0 | 0 | 0 | 0 | 0 | 0 | 0 | 0.92 | 0 | False | 0 | 0 | 0 | 0 | 0 | 0 | 0 | 0 | 0 | 0 | 0 | 0 | 0 | 0.01863673828119411 | 0 | 0 | 0 | 0 | 0 | 0 | 0.001 | 0.0026464057684463392 | 0.006212246093731369 | OPTIMIZED | INSTALLED | li_ion |  | node_1355149_907_15290417_556 | AN | 8104101
storage_load_220348695 |  | 0 | 0 | 0 | 0 | 0 | 0 | 0 | 0 | 0 | 0.92 | 0 | False | 0 | 0 | 0 | 0 | 0 | 0 | 0 | 0 | 0 | 0 | 0 | 0 | 0 | 0.029388233565796597 | 0 | 0 | 0 | 0 | 0 | 0 | 0.001 | 0.004173111718117013 | 0.009796077855265532 | OPTIMIZED | INSTALLED | li_ion |  | node_1347682_265_15284765_859 | AN | 8104101
storage_load_220349335 |  | 0 | 0 | 0 | 0 | 0 | 0 | 0 | 0 | 0 | 0.92 | 0 | False | 0 | 0 | 0 | 0 | 0 | 0 | 0 | 0 | 0 | 0 | 0 | 0 | 0 | 0.0397189386208826 | 0 | 0 | 0 | 0 | 0 | 0 | 0.001 | 0.005640065681063351 | 0.013239646206960866 | OPTIMIZED | INSTALLED | li_ion |  | node_1352610_691_15286757_428 | AN | 8104101
storage_load_220349336 |  | 0 | 0 | 0 | 0 | 0 | 0 | 0 | 0 | 0 | 0.92 | 0 | False | 0 | 0 | 0 | 0 | 0 | 0 | 0 | 0 | 0 | 0 | 0 | 0 | 0 | 0.02284464057635901 | 0 | 0 | 0 | 0 | 0 | 0 | 0.001 | 0.003243925353355954 | 0.007614880192119669 | OPTIMIZED | INSTALLED | li_ion |  | node_1352630_468_15286358_894 | AN | 8104101
storage_load_220349343 |  | 0 | 0 | 0 | 0 | 0 | 0 | 0 | 0 | 0 | 0.92 | 0 | False | 0 | 0 | 0 | 0 | 0 | 0 | 0 | 0 | 0 | 0 | 0 | 0 | 0 | 0.01980458362833045 | 0 | 0 | 0 | 0 | 0 | 0 | 0.001 | 0.0028122391583720622 | 0.006601527876110151 | OPTIMIZED | INSTALLED | li_ion |  | node_1352379_267_15286532_692 | AN | 8104101
storage_load_220349364 |  | 0 | 0 | 0 | 0 | 0 | 0 | 0 | 0 | 0 | 0.92 | 0 | False | 0 | 0 | 0 | 0 | 0 | 0 | 0 | 0 | 0 | 0 | 0 | 0 | 0 | 0.030043812546565043 | 0 | 0 | 0 | 0 | 0 | 0 | 0.001 | 0.004266203509885499 | 0.010014604182188348 | OPTIMIZED | INSTALLED | li_ion |  | node_1350933_633_15286590_026 | AN | 8104101
storage_load_220349365 |  | 0 | 0 | 0 | 0 | 0 | 0 | 0 | 0 | 0 | 0.92 | 0 | False | 0 | 0 | 0 | 0 | 0 | 0 | 0 | 0 | 0 | 0 | 0 | 0 | 0 | 0.02431740637966672 | 0 | 0 | 0 | 0 | 0 | 0 | 0.001 | 0.003453057306891133 | 0.008105802126555574 | OPTIMIZED | INSTALLED | li_ion |  | node_1351191_832_15286166_648 | AN | 8104101
storage_load_220349368 |  | 0 | 0 | 0 | 0 | 0 | 0 | 0 | 0 | 0 | 0.92 | 0 | False | 0 | 0 | 0 | 0 | 0 | 0 | 0 | 0 | 0 | 0 | 0 | 0 | 0 | 0.02227748852788026 | 0 | 0 | 0 | 0 | 0 | 0 | 0.001 | 0.0031633900730391024 | 0.007425829509293419 | OPTIMIZED | INSTALLED | li_ion |  | node_1350755_97_15285766_877 | AN | 8104101
storage_load_220349369 |  | 0 | 0 | 0 | 0 | 0 | 0 | 0 | 0 | 0 | 0.92 | 0 | False | 0 | 0 | 0 | 0 | 0 | 0 | 0 | 0 | 0 | 0 | 0 | 0 | 0 | 0.016752329862055045 | 0 | 0 | 0 | 0 | 0 | 0 | 0.001 | 0.0023788208457968638 | 0.005584109954018348 | OPTIMIZED | INSTALLED | li_ion |  | node_1350682_055_15285439_042 | AN | 8104101
storage_load_220349372 |  | 0 | 0 | 0 | 0 | 0 | 0 | 0 | 0 | 0 | 0.92 | 0 | False | 0 | 0 | 0 | 0 | 0 | 0 | 0 | 0 | 0 | 0 | 0 | 0 | 0 | 0.02401248592349535 | 0 | 0 | 0 | 0 | 0 | 0 | 0.001 | 0.003409758743281676 | 0.00800416197449845 | OPTIMIZED | INSTALLED | li_ion |  | node_1350448_505_15285568_919 | AN | 8104101
storage_load_220349384 |  | 0 | 0 | 0 | 0 | 0 | 0 | 0 | 0 | 0 | 0.92 | 0 | False | 0 | 0 | 0 | 0 | 0 | 0 | 0 | 0 | 0 | 0 | 0 | 0 | 0 | 0.0030888442210159736 | 0 | 0 | 0 | 0 | 0 | 0 | 0.001 | 0.00043861410068160724 | 0.0010296147403386579 | OPTIMIZED | INSTALLED | li_ion |  | node_1350113_431_15286129_102 | AN | 8104101
storage_load_220349385 |  | 0 | 0 | 0 | 0 | 0 | 0 | 0 | 0 | 0 | 0.92 | 0 | False | 0 | 0 | 0 | 0 | 0 | 0 | 0 | 0 | 0 | 0 | 0 | 0 | 0 | 0.022539720120187637 | 0 | 0 | 0 | 0 | 0 | 0 | 0.001 | 0.003200626789746497 | 0.007513240040062546 | OPTIMIZED | INSTALLED | li_ion |  | node_1350124_347_15285891_141 | AN | 8104101
storage_load_220349386 |  | 0 | 0 | 0 | 0 | 0 | 0 | 0 | 0 | 0 | 0.92 | 0 | False | 0 | 0 | 0 | 0 | 0 | 0 | 0 | 0 | 0 | 0 | 0 | 0 | 0 | 0.037401543153980185 | 0 | 0 | 0 | 0 | 0 | 0 | 0.001 | 0.005310996936431988 | 0.012467181051326728 | OPTIMIZED | INSTALLED | li_ion |  | node_1350145_713_15285414_2 | AN | 8104101
storage_load_220349387 |  | 0 | 0 | 0 | 0 | 0 | 0 | 0 | 0 | 0 | 0.92 | 0 | False | 0 | 0 | 0 | 0 | 0 | 0 | 0 | 0 | 0 | 0 | 0 | 0 | 0 | 0.018526966916972414 | 0 | 0 | 0 | 0 | 0 | 0 | 0.001 | 0.0026308182629602344 | 0.006175655638990804 | OPTIMIZED | INSTALLED | li_ion |  | node_1347508_104_15286442_27 | AN | 8104101
storage_load_220349388 |  | 0 | 0 | 0 | 0 | 0 | 0 | 0 | 0 | 0 | 0.92 | 0 | False | 0 | 0 | 0 | 0 | 0 | 0 | 0 | 0 | 0 | 0 | 0 | 0 | 0 | 0.015642419401591258 | 0 | 0 | 0 | 0 | 0 | 0 | 0.001 | 0.00222121423801202 | 0.005214139800530419 | OPTIMIZED | INSTALLED | li_ion |  | node_1347525_457_15286662_052 | AN | 8104101
storage_load_220349583 |  | 0 | 0 | 0 | 0 | 0 | 0 | 0 | 0 | 0 | 0.92 | 0 | False | 0 | 0 | 0 | 0 | 0 | 0 | 0 | 0 | 0 | 0 | 0 | 0 | 0 | 0.05017466106299886 | 0 | 0 | 0 | 0 | 0 | 0 | 0.001 | 0.0071247720847346105 | 0.01672488702099962 | OPTIMIZED | INSTALLED | li_ion |  | node_1359926_003_15291954_895 | AN | 8104101
storage_load_220349584 |  | 0 | 0 | 0 | 0 | 0 | 0 | 0 | 0 | 0 | 0.92 | 0 | False | 0 | 0 | 0 | 0 | 0 | 0 | 0 | 0 | 0 | 0 | 0 | 0 | 0 | 0.05420266028902265 | 0 | 0 | 0 | 0 | 0 | 0 | 0.001 | 0.00769674554675969 | 0.018067553429674216 | OPTIMIZED | INSTALLED | li_ion |  | node_1359633_892_15291717_309 | AN | 8104101
storage_load_220349585 |  | 0 | 0 | 0 | 0 | 0 | 0 | 0 | 0 | 0 | 0.92 | 0 | False | 0 | 0 | 0 | 0 | 0 | 0 | 0 | 0 | 0 | 0 | 0 | 0 | 0 | 0.04471353569296963 | 0 | 0 | 0 | 0 | 0 | 0 | 0.001 | 0.006349295416095148 | 0.014904511897656543 | OPTIMIZED | INSTALLED | li_ion |  | node_1359419_846_15291594_026 | AN | 8104101
storage_load_220349586 |  | 0 | 0 | 0 | 0 | 0 | 0 | 0 | 0 | 0 | 0.92 | 0 | False | 0 | 0 | 0 | 0 | 0 | 0 | 0 | 0 | 0 | 0 | 0 | 0 | 0 | 0.008165769816269276 | 0 | 0 | 0 | 0 | 0 | 0 | 0.001 | 0.0011595344295362634 | 0.0027219232720897585 | OPTIMIZED | INSTALLED | li_ion |  | node_1359206_048_15291470_048 | AN | 8104101
storage_load_220349587 |  | 0 | 0 | 0 | 0 | 0 | 0 | 0 | 0 | 0 | 0.92 | 0 | False | 0 | 0 | 0 | 0 | 0 | 0 | 0 | 0 | 0 | 0 | 0 | 0 | 0 | 0.014319064621807513 | 0 | 0 | 0 | 0 | 0 | 0 | 0.001 | 0.00203329867805062 | 0.004773021540602504 | OPTIMIZED | INSTALLED | li_ion |  | node_1359088_862_15291475_631 | AN | 8104101
storage_load_220349602 |  | 0 | 0 | 0 | 0 | 0 | 0 | 0 | 0 | 0 | 0.92 | 0 | False | 0 | 0 | 0 | 0 | 0 | 0 | 0 | 0 | 0 | 0 | 0 | 0 | 0 | 0.026009714911417823 | 0 | 0 | 0 | 0 | 0 | 0 | 0.001 | 0.0036933639890647666 | 0.008669904970472608 | OPTIMIZED | INSTALLED | li_ion |  | node_1355863_37_15290395_897 | AN | 8104101
storage_load_220349603 |  | 0 | 0 | 0 | 0 | 0 | 0 | 0 | 0 | 0 | 0.92 | 0 | False | 0 | 0 | 0 | 0 | 0 | 0 | 0 | 0 | 0 | 0 | 0 | 0 | 0 | 0.02647624320936002 | 0 | 0 | 0 | 0 | 0 | 0 | 0.001 | 0.0037596107815055534 | 0.008825414403120006 | OPTIMIZED | INSTALLED | li_ion |  | node_1355669_885_15290341_024 | AN | 8104101
storage_load_220349607 |  | 0 | 0 | 0 | 0 | 0 | 0 | 0 | 0 | 0 | 0.92 | 0 | False | 0 | 0 | 0 | 0 | 0 | 0 | 0 | 0 | 0 | 0 | 0 | 0 | 0 | 0.0012943873364474638 | 0 | 0 | 0 | 0 | 0 | 0 | 0.001 | 0.0001838022394743994 | 0.00043146244548248794 | OPTIMIZED | INSTALLED | li_ion |  | node_1354641_883_15289735_76 | AN | 8104101
storage_load_220349608 |  | 0 | 0 | 0 | 0 | 0 | 0 | 0 | 0 | 0 | 0.92 | 0 | False | 0 | 0 | 0 | 0 | 0 | 0 | 0 | 0 | 0 | 0 | 0 | 0 | 0 | 0.0012943873364474638 | 0 | 0 | 0 | 0 | 0 | 0 | 0.001 | 0.0001838022394743994 | 0.00043146244548248794 | OPTIMIZED | INSTALLED | li_ion |  | node_1354656_531_15289717_95 | AN | 8104101
storage_load_220349611 |  | 0 | 0 | 0 | 0 | 0 | 0 | 0 | 0 | 0 | 0.92 | 0 | False | 0 | 0 | 0 | 0 | 0 | 0 | 0 | 0 | 0 | 0 | 0 | 0 | 0 | 0.0014808970154722848 | 0 | 0 | 0 | 0 | 0 | 0 | 0.001 | 0.00021028655742917287 | 0.0004936323384907616 | OPTIMIZED | INSTALLED | li_ion |  | node_1354178_799_15287801_741 | BN | 8104101
storage_load_220349612 |  | 0 | 0 | 0 | 0 | 0 | 0 | 0 | 0 | 0 | 0.92 | 0 | False | 0 | 0 | 0 | 0 | 0 | 0 | 0 | 0 | 0 | 0 | 0 | 0 | 0 | 0.0014808970154722848 | 0 | 0 | 0 | 0 | 0 | 0 | 0.001 | 0.00021028655742917287 | 0.0004936323384907616 | OPTIMIZED | INSTALLED | li_ion |  | node_1354215_338_15287821_652 | CN | 8104101
storage_load_220349623 |  | 0 | 0 | 0 | 0 | 0 | 0 | 0 | 0 | 0 | 0.92 | 0 | False | 0 | 0 | 0 | 0 | 0 | 0 | 0 | 0 | 0 | 0 | 0 | 0 | 0 | 0.011465009152043494 | 0 | 0 | 0 | 0 | 0 | 0 | 0.001 | 0.0016280245235800392 | 0.0038216697173478315 | OPTIMIZED | INSTALLED | li_ion |  | node_1353000_796_15287451_88 | AN | 8104101
storage_load_220349628 |  | 0 | 0 | 0 | 0 | 0 | 0 | 0 | 0 | 0 | 0.92 | 0 | False | 0 | 0 | 0 | 0 | 0 | 0 | 0 | 0 | 0 | 0 | 0 | 0 | 0 | 0.011998619950343391 | 0 | 0 | 0 | 0 | 0 | 0 | 0.001 | 0.0017037968334379908 | 0.003999539983447797 | OPTIMIZED | INSTALLED | li_ion |  | node_1352389_19_15287148_861 | AN | 8104101
storage_load_220349629 |  | 0 | 0 | 0 | 0 | 0 | 0 | 0 | 0 | 0 | 0.92 | 0 | False | 0 | 0 | 0 | 0 | 0 | 0 | 0 | 0 | 0 | 0 | 0 | 0 | 0 | 0.04442081205504512 | 0 | 0 | 0 | 0 | 0 | 0 | 0.001 | 0.0063077288289101205 | 0.014806937351681706 | OPTIMIZED | INSTALLED | li_ion |  | node_1352084_851_15287045_665 | AN | 8104101
storage_load_220349630 |  | 0 | 0 | 0 | 0 | 0 | 0 | 0 | 0 | 0 | 0.92 | 0 | False | 0 | 0 | 0 | 0 | 0 | 0 | 0 | 0 | 0 | 0 | 0 | 0 | 0 | 0.0011282056878340674 | 0 | 0 | 0 | 0 | 0 | 0 | 0.001 | 0.00016020450183804828 | 0.0003760685626113558 | OPTIMIZED | INSTALLED | li_ion |  | node_1351874_699_15286841_609 | AN | 8104101
storage_load_220349632 |  | 0 | 0 | 0 | 0 | 0 | 0 | 0 | 0 | 0 | 0.92 | 0 | False | 0 | 0 | 0 | 0 | 0 | 0 | 0 | 0 | 0 | 0 | 0 | 0 | 0 | 0.026006665706856107 | 0 | 0 | 0 | 0 | 0 | 0 | 0.001 | 0.0036929310302503786 | 0.008668888568952036 | OPTIMIZED | INSTALLED | li_ion |  | node_1351269_475_15286785_979 | AN | 8104101
storage_load_220349635 |  | 0 | 0 | 0 | 0 | 0 | 0 | 0 | 0 | 0 | 0.92 | 0 | False | 0 | 0 | 0 | 0 | 0 | 0 | 0 | 0 | 0 | 0 | 0 | 0 | 0 | 0.005833128326558299 | 0 | 0 | 0 | 0 | 0 | 0 | 0.001 | 0.0008283007496660832 | 0.0019443761088527665 | OPTIMIZED | INSTALLED | li_ion |  | node_1349986_716_15286244_294 | AN | 8104101
storage_load_220349636 |  | 0 | 0 | 0 | 0 | 0 | 0 | 0 | 0 | 0 | 0.92 | 0 | False | 0 | 0 | 0 | 0 | 0 | 0 | 0 | 0 | 0 | 0 | 0 | 0 | 0 | 0.013413450866978547 | 0 | 0 | 0 | 0 | 0 | 0 | 0.001 | 0.0019047020048322913 | 0.004471150288992849 | OPTIMIZED | INSTALLED | li_ion |  | node_1349803_934_15286169_688 | AN | 8104101
storage_load_220349638 |  | 0 | 0 | 0 | 0 | 0 | 0 | 0 | 0 | 0 | 0.92 | 0 | False | 0 | 0 | 0 | 0 | 0 | 0 | 0 | 0 | 0 | 0 | 0 | 0 | 0 | 0.005485519006522938 | 0 | 0 | 0 | 0 | 0 | 0 | 0.001 | 0.000778940480321442 | 0.001828506335507646 | OPTIMIZED | INSTALLED | li_ion |  | node_1349047_911_15285923_74 | AN | 8104101
storage_load_220349640 |  | 0 | 0 | 0 | 0 | 0 | 0 | 0 | 0 | 0 | 0.92 | 0 | False | 0 | 0 | 0 | 0 | 0 | 0 | 0 | 0 | 0 | 0 | 0 | 0 | 0 | 0.007068056174052346 | 0 | 0 | 0 | 0 | 0 | 0 | 0.001 | 0.0010036597981758486 | 0.0023560187246841153 | OPTIMIZED | INSTALLED | li_ion |  | node_1347553_168_15285927_952 | AN | 8104101
storage_load_220349641 |  | 0 | 0 | 0 | 0 | 0 | 0 | 0 | 0 | 0 | 0.92 | 0 | False | 0 | 0 | 0 | 0 | 0 | 0 | 0 | 0 | 0 | 0 | 0 | 0 | 0 | 0.012959119387283207 | 0 | 0 | 0 | 0 | 0 | 0 | 0.001 | 0.001840187188815933 | 0.004319706462427735 | OPTIMIZED | INSTALLED | li_ion |  | node_1347108_716_15285803_016 | AN | 8104101
storage_load_220349642 |  | 0 | 0 | 0 | 0 | 0 | 0 | 0 | 0 | 0 | 0.92 | 0 | False | 0 | 0 | 0 | 0 | 0 | 0 | 0 | 0 | 0 | 0 | 0 | 0 | 0 | 0.011885799381559984 | 0 | 0 | 0 | 0 | 0 | 0 | 0.001 | 0.0016877765103043762 | 0.003961933127186661 | OPTIMIZED | INSTALLED | li_ion |  | node_1346673_4_15285503_778 | AN | 8104101
storage_load_220349643 |  | 0 | 0 | 0 | 0 | 0 | 0 | 0 | 0 | 0 | 0.92 | 0 | False | 0 | 0 | 0 | 0 | 0 | 0 | 0 | 0 | 0 | 0 | 0 | 0 | 0 | 0.0006484641701244459 | 0 | 0 | 0 | 0 | 0 | 0 | 0.001 | 9.208146042366217E-05 | 0.0002161547233748153 | OPTIMIZED | INSTALLED | li_ion |  | node_1346585_799_15285338_111 | AN | 8104101
storage_load_220349644 |  | 0 | 0 | 0 | 0 | 0 | 0 | 0 | 0 | 0 | 0.92 | 0 | False | 0 | 0 | 0 | 0 | 0 | 0 | 0 | 0 | 0 | 0 | 0 | 0 | 0 | 0.0006484641701244459 | 0 | 0 | 0 | 0 | 0 | 0 | 0.001 | 9.208146042366217E-05 | 0.0002161547233748153 | OPTIMIZED | INSTALLED | li_ion |  | node_1346563_917_15285294_012 | CN | 8104101
storage_load_220349645 |  | 0 | 0 | 0 | 0 | 0 | 0 | 0 | 0 | 0 | 0.92 | 0 | False | 0 | 0 | 0 | 0 | 0 | 0 | 0 | 0 | 0 | 0 | 0 | 0 | 0 | 0.0006484641701244459 | 0 | 0 | 0 | 0 | 0 | 0 | 0.001 | 9.208146042366217E-05 | 0.0002161547233748153 | OPTIMIZED | INSTALLED | li_ion |  | node_1346577_01_15285314_15 | BN | 8104101
storage_load_220349649 |  | 0 | 0 | 0 | 0 | 0 | 0 | 0 | 0 | 0 | 0.92 | 0 | False | 0 | 0 | 0 | 0 | 0 | 0 | 0 | 0 | 0 | 0 | 0 | 0 | 0 | 0.017261547023861228 | 0 | 0 | 0 | 0 | 0 | 0 | 0.001 | 0.0024511293439728357 | 0.005753849007953743 | OPTIMIZED | INSTALLED | li_ion |  | node_1345813_789_15284670_121 | AN | 8104101
storage_load_220461717 |  | 0 | 0 | 0 | 0 | 0 | 0 | 0 | 0 | 0 | 0.92 | 0 | False | 0 | 0 | 0 | 0 | 0 | 0 | 0 | 0 | 0 | 0 | 0 | 0 | 0 | 0.03930424680048954 | 0 | 0 | 0 | 0 | 0 | 0 | 0.001 | 0.00558117961196779 | 0.013101415600163178 | OPTIMIZED | INSTALLED | li_ion |  | node_1348589_975_15284520_361 | AN | 8104101
storage_load_220486444 |  | 0 | 0 | 0 | 0 | 0 | 0 | 0 | 0 | 0 | 0.92 | 0 | False | 0 | 0 | 0 | 0 | 0 | 0 | 0 | 0 | 0 | 0 | 0 | 0 | 0 | 0.027671531397551782 | 0 | 0 | 0 | 0 | 0 | 0 | 0.001 | 0.003929340941927644 | 0.009223843799183928 | OPTIMIZED | INSTALLED | li_ion |  | node_1349282_539_15285220_32 | AN | 8104101
storage_load_220494062 |  | 0 | 0 | 0 | 0 | 0 | 0 | 0 | 0 | 0 | 0.92 | 0 | False | 0 | 0 | 0 | 0 | 0 | 0 | 0 | 0 | 0 | 0 | 0 | 0 | 0 | 0.05101014311290841 | 0 | 0 | 0 | 0 | 0 | 0 | 0.001 | 0.007243409999387631 | 0.01700338103763614 | OPTIMIZED | INSTALLED | li_ion |  | node_1349616_052_15285659_19 | AN | 8104101
storage_load_220536063 |  | 0 | 0 | 0 | 0 | 0 | 0 | 0 | 0 | 0 | 0.92 | 0 | False | 0 | 0 | 0 | 0 | 0 | 0 | 0 | 0 | 0 | 0 | 0 | 0 | 0 | 0.017968962482178805 | 0 | 0 | 0 | 0 | 0 | 0 | 0.001 | 0.0025515820002534246 | 0.005989654160726269 | OPTIMIZED | INSTALLED | li_ion |  | node_1358282_929_15291040_869 | AN | 8104101
storage_load_220539804 |  | 0 | 0 | 0 | 0 | 0 | 0 | 0 | 0 | 0 | 0.92 | 0 | False | 0 | 0 | 0 | 0 | 0 | 0 | 0 | 0 | 0 | 0 | 0 | 0 | 0 | 0.002744284105542326 | 0 | 0 | 0 | 0 | 0 | 0 | 0.001 | 0.00038968664898447595 | 0.0009147613685141086 | OPTIMIZED | INSTALLED | li_ion |  | node_1344425_045_15284605_219 | AN | 8104101
storage_load_220575898 |  | 0 | 0 | 0 | 0 | 0 | 0 | 0 | 0 | 0 | 0.92 | 0 | False | 0 | 0 | 0 | 0 | 0 | 0 | 0 | 0 | 0 | 0 | 0 | 0 | 0 | 0.0169200361129493 | 0 | 0 | 0 | 0 | 0 | 0 | 0.001 | 0.0024026351334238477 | 0.005640012037649766 | OPTIMIZED | INSTALLED | li_ion |  | node_1353562_418_15287586_362 | AN | 8104101
storage_load_220602590 |  | 0 | 0 | 0 | 0 | 0 | 0 | 0 | 0 | 0 | 0.92 | 0 | False | 0 | 0 | 0 | 0 | 0 | 0 | 0 | 0 | 0 | 0 | 0 | 0 | 0 | 0.04717119456971086 | 0 | 0 | 0 | 0 | 0 | 0 | 0.001 | 0.00669828153669025 | 0.015723731523236955 | OPTIMIZED | INSTALLED | li_ion |  | node_1360496_289_15292576_701 | AN | 8104101
storage_load_220603153 |  | 0 | 0 | 0 | 0 | 0 | 0 | 0 | 0 | 0 | 0.92 | 0 | False | 0 | 0 | 0 | 0 | 0 | 0 | 0 | 0 | 0 | 0 | 0 | 0 | 0 | 0.010574641420023095 | 0 | 0 | 0 | 0 | 0 | 0 | 0.001 | 0.001501592785600527 | 0.003524880473341032 | OPTIMIZED | INSTALLED | li_ion |  | node_1354911_588_15290059_324 | AN | 8104101
storage_load_220604025 |  | 0 | 0 | 0 | 0 | 0 | 0 | 0 | 0 | 0 | 0.92 | 0 | False | 0 | 0 | 0 | 0 | 0 | 0 | 0 | 0 | 0 | 0 | 0 | 0 | 0 | 0.034840211322140685 | 0 | 0 | 0 | 0 | 0 | 0 | 0.001 | 0.004947289227979557 | 0.011613403774046894 | OPTIMIZED | INSTALLED | li_ion |  | node_1350440_895_15286037_11 | AN | 8104101
storage_load_220616368 |  | 0 | 0 | 0 | 0 | 0 | 0 | 0 | 0 | 0 | 0.92 | 0 | False | 0 | 0 | 0 | 0 | 0 | 0 | 0 | 0 | 0 | 0 | 0 | 0 | 0 | 0.05036676095038683 | 0 | 0 | 0 | 0 | 0 | 0 | 0.001 | 0.007152050042876696 | 0.01678892031679561 | OPTIMIZED | INSTALLED | li_ion |  | node_1350980_93_15285420_003 | AN | 8104101
storage_load_220648271 |  | 0 | 0 | 0 | 0 | 0 | 0 | 0 | 0 | 0 | 0.92 | 0 | False | 0 | 0 | 0 | 0 | 0 | 0 | 0 | 0 | 0 | 0 | 0 | 0 | 0 | 0.016243112700248856 | 0 | 0 | 0 | 0 | 0 | 0 | 0.001 | 0.0023065123476208923 | 0.005414370900082952 | OPTIMIZED | INSTALLED | li_ion |  | node_1355371_802_15290239_983 | AN | 8104101
storage_load_220655707 |  | 0 | 0 | 0 | 0 | 0 | 0 | 0 | 0 | 0 | 0.92 | 0 | False | 0 | 0 | 0 | 0 | 0 | 0 | 0 | 0 | 0 | 0 | 0 | 0 | 0 | 0.007141237083533475 | 0 | 0 | 0 | 0 | 0 | 0 | 0.001 | 0.0010140513743886665 | 0.002380412361177825 | OPTIMIZED | INSTALLED | li_ion |  | node_1345630_073_15284404_564 | AN | 8104101
storage_load_310011393 |  | 0 | 0 | 0 | 0 | 0 | 0 | 0 | 0 | 0 | 0.92 | 0 | False | 0 | 0 | 0 | 0 | 0 | 0 | 0 | 0 | 0 | 0 | 0 | 0 | 0 | 0.011837012108572567 | 0 | 0 | 0 | 0 | 0 | 0 | 0.001 | 0.0016808487457735382 | 0.003945670702857522 | OPTIMIZED | INSTALLED | li_ion |  | node_1350695_664_15285107_48 | AN | 8104101
storage_load_310059115 |  | 0 | 0 | 0 | 0 | 0 | 0 | 0 | 0 | 0 | 0.92 | 0 | False | 0 | 0 | 0 | 0 | 0 | 0 | 0 | 0 | 0 | 0 | 0 | 0 | 0 | 0.007049760946682064 | 0 | 0 | 0 | 0 | 0 | 0 | 0.001 | 0.001001061904122644 | 0.002349920315560688 | OPTIMIZED | INSTALLED | li_ion |  | node_1352506_072_15287019_229 | BN | 8104101

## Switch
Name | GroupId | OperatingMode | PhaseAState | PhaseBState | PhaseCState | CurrentInAReal | CurrentInAImag | CurrentInA | CurrentInBReal | CurrentInBImag | CurrentInB | CurrentInCReal | CurrentInCImag | CurrentInC | CurrentOutAReal | CurrentOutAImag | CurrentOutA | CurrentOutBReal | CurrentOutBImag | CurrentOutB | CurrentOutCReal | CurrentOutCImag | CurrentOutC | ActivePowerInA | ReactivePowerInA | PowerInA | ActivePowerInB | ReactivePowerInB | PowerInB | ActivePowerInC | ReactivePowerInC | PowerInC | ActivePowerOutA | ReactivePowerOutA | PowerOutA | ActivePowerOutB | ReactivePowerOutB | PowerOutB | ActivePowerOutC | ReactivePowerOutC | PowerOutC | Status | From | To | Length | Phases | Feeder | Comments
switch_220416174 |  | INDIVIDUAL | CLOSED | CLOSED | CLOSED | 0 | 0 | 0+0j | 0 | 0 | 0+0j | 0 | 0 | 0+0j | 0 | 0 | 0+0j | 0 | 0 | 0+0j | 0 | 0 | 0+0j | 0 | 0 | 0+0j | 0 | 0 | 0+0j | 0 | 0 | 0+0j | 0 | 0 | 0+0j | 0 | 0 | 0+0j | 0 | 0 | 0+0j | OPEN | node_intto1_8104101_200865534 | node_8104101_200865534 | 0 | ABCN | 8104101
switch_220416198 |  | INDIVIDUAL | CLOSED | CLOSED | CLOSED | 0 | 0 | 0+0j | 0 | 0 | 0+0j | 0 | 0 | 0+0j | 0 | 0 | 0+0j | 0 | 0 | 0+0j | 0 | 0 | 0+0j | 0 | 0 | 0+0j | 0 | 0 | 0+0j | 0 | 0 | 0+0j | 0 | 0 | 0+0j | 0 | 0 | 0+0j | 0 | 0 | 0+0j | OPEN | node_intto1_8104101_200865318 | node_8104101_200865318 | 0 | ABCN | 8104101
switch_220416199 |  | INDIVIDUAL | CLOSED | CLOSED | CLOSED | 0 | 0 | 0+0j | 0 | 0 | 0+0j | 0 | 0 | 0+0j | 0 | 0 | 0+0j | 0 | 0 | 0+0j | 0 | 0 | 0+0j | 0 | 0 | 0+0j | 0 | 0 | 0+0j | 0 | 0 | 0+0j | 0 | 0 | 0+0j | 0 | 0 | 0+0j | 0 | 0 | 0+0j | OPEN | node_intto1_8104101_200865340 | node_8104101_200865340 | 0 | ABCN | 8104101
switch_220416200 |  | INDIVIDUAL | CLOSED | CLOSED | CLOSED | 0 | 0 | 0+0j | 0 | 0 | 0+0j | 0 | 0 | 0+0j | 0 | 0 | 0+0j | 0 | 0 | 0+0j | 0 | 0 | 0+0j | 0 | 0 | 0+0j | 0 | 0 | 0+0j | 0 | 0 | 0+0j | 0 | 0 | 0+0j | 0 | 0 | 0+0j | 0 | 0 | 0+0j | OPEN | node_intto1_8104101_200865347 | node_8104101_200865347 | 0 | ABCN | 8104101
switch_220416274 |  | INDIVIDUAL | CLOSED | CLOSED | CLOSED | 0 | 0 | 0+0j | 0 | 0 | 0+0j | 0 | 0 | 0+0j | 0 | 0 | 0+0j | 0 | 0 | 0+0j | 0 | 0 | 0+0j | 0 | 0 | 0+0j | 0 | 0 | 0+0j | 0 | 0 | 0+0j | 0 | 0 | 0+0j | 0 | 0 | 0+0j | 0 | 0 | 0+0j | OPEN | node_intto1_8104101_200864453 | node_8104101_200864453 | 0 | ABCN | 8104101
switch_220416308 |  | INDIVIDUAL | CLOSED | CLOSED | CLOSED | 0 | 0 | 0+0j | 0 | 0 | 0+0j | 0 | 0 | 0+0j | 0 | 0 | 0+0j | 0 | 0 | 0+0j | 0 | 0 | 0+0j | 0 | 0 | 0+0j | 0 | 0 | 0+0j | 0 | 0 | 0+0j | 0 | 0 | 0+0j | 0 | 0 | 0+0j | 0 | 0 | 0+0j | OPEN | node_intto1_8104101_200864177 | node_8104101_200864177 | 0 | ABCN | 8104101
switch_220416357 |  | INDIVIDUAL | CLOSED | CLOSED | CLOSED | 0 | 0 | 0+0j | 0 | 0 | 0+0j | 0 | 0 | 0+0j | 0 | 0 | 0+0j | 0 | 0 | 0+0j | 0 | 0 | 0+0j | 0 | 0 | 0+0j | 0 | 0 | 0+0j | 0 | 0 | 0+0j | 0 | 0 | 0+0j | 0 | 0 | 0+0j | 0 | 0 | 0+0j | OPEN | node_intto1_8104101_200864855 | node_8104101_200864855 | 0 | ABCN | 8104101
switch_220416882 |  | INDIVIDUAL | CLOSED | CLOSED | CLOSED | 0 | 0 | 0+0j | 0 | 0 | 0+0j | 0 | 0 | 0+0j | 0 | 0 | 0+0j | 0 | 0 | 0+0j | 0 | 0 | 0+0j | 0 | 0 | 0+0j | 0 | 0 | 0+0j | 0 | 0 | 0+0j | 0 | 0 | 0+0j | 0 | 0 | 0+0j | 0 | 0 | 0+0j | OPEN | node_intto1_8104101_200861330 | node_8104101_200861330 | 0 | ABCN | 8104101
switch_311889702 |  | INDIVIDUAL | CLOSED | CLOSED | CLOSED | 0 | 0 | 0+0j | 0 | 0 | 0+0j | 0 | 0 | 0+0j | 0 | 0 | 0+0j | 0 | 0 | 0+0j | 0 | 0 | 0+0j | 0 | 0 | 0+0j | 0 | 0 | 0+0j | 0 | 0 | 0+0j | 0 | 0 | 0+0j | 0 | 0 | 0+0j | 0 | 0 | 0+0j | OPEN | node_intto1_311889702 | node_311889702 | 0 | ABCN | 8104101
switch_311894385 |  | INDIVIDUAL | CLOSED | CLOSED | CLOSED | 0 | 0 | 0+0j | 0 | 0 | 0+0j | 0 | 0 | 0+0j | 0 | 0 | 0+0j | 0 | 0 | 0+0j | 0 | 0 | 0+0j | 0 | 0 | 0+0j | 0 | 0 | 0+0j | 0 | 0 | 0+0j | 0 | 0 | 0+0j | 0 | 0 | 0+0j | 0 | 0 | 0+0j | OPEN | node_intto1_311894385 | node_311894385 | 0 | ABCN | 8104101
switch_311903160 |  | INDIVIDUAL | CLOSED | CLOSED | CLOSED | 0 | 0 | 0+0j | 0 | 0 | 0+0j | 0 | 0 | 0+0j | 0 | 0 | 0+0j | 0 | 0 | 0+0j | 0 | 0 | 0+0j | 0 | 0 | 0+0j | 0 | 0 | 0+0j | 0 | 0 | 0+0j | 0 | 0 | 0+0j | 0 | 0 | 0+0j | 0 | 0 | 0+0j | OPEN | node_intto1_311903160 | node_311903160 | 0 | ABCN | 8104101
switch_312007909 |  | INDIVIDUAL | CLOSED | CLOSED | CLOSED | 0 | 0 | 0+0j | 0 | 0 | 0+0j | 0 | 0 | 0+0j | 0 | 0 | 0+0j | 0 | 0 | 0+0j | 0 | 0 | 0+0j | 0 | 0 | 0+0j | 0 | 0 | 0+0j | 0 | 0 | 0+0j | 0 | 0 | 0+0j | 0 | 0 | 0+0j | 0 | 0 | 0+0j | OPEN | node_intto1_312007909 | node_312007909 | 0 | ABCN | 8104101

## TransformerConfiguration
Name | ConnectType | NoLoadLoss | PowerRating | ReactanceResistanceRatio | FullLoadLoss | PowerARating | PowerBRating | PowerCRating | ShuntResistance | ShuntReactance | ShuntImpedance | Impedance | PrimaryVoltage | SecondaryVoltage | CoreCoilWeight | InstalledInsulationLife | InstallType | CoolantType | CoolingType | Feeder | Comments

## UndergroundLineConductor
Name | OuterDiameter | ConductorGMR | ConductorDiameter | ConductorResistance | NeutralGMR | NeutralDiameter | NeutralResistance | NeutralStrands | InsulationRelativePermittivity | ShieldGMR | ShieldResitance | RatingSummerContinuous | RatingSummerEmergency | RatingWinterContinuous | RatingWinterEmergency | Feeder | Comments
und_cond_1P_2ALURD_2AL(N) | 0 | 0 | 0 | 0 | 0 | 0 | 0 | 0 | 0 | 0 | 0 | 125 | 125 | 140 | 140 | 8104101
und_cond_1P_WYECUST | 0 | 0 | 0 | 0 | 0 | 0 | 0 | 0 | 0 | 0 | 0 | 685 | 685 | 685 | 685 | 8104101
und_cond_3P_2ALURD_2AL(N) | 0 | 0 | 0 | 0 | 0 | 0 | 0 | 0 | 0 | 0 | 0 | 125 | 125 | 140 | 140 | 8104101
und_cond_3P_WYECUST | 0 | 0 | 0 | 0 | 0 | 0 | 0 | 0 | 0 | 0 | 0 | 685 | 685 | 685 | 685 | 8104101
und_cond_TAPWIRE_UG | 0 | 0 | 0 | 0 | 0 | 0 | 0 | 0 | 0 | 0 | 0 | 99999999 | 99999999 | 99999999 | 99999999 | 8104101

## UndergroundLineConfiguration
Name | ConductorA | ConductorB | ConductorC | ConductorN | LineSpacing | Capacitance11 | Capacitance12 | Capacitance13 | Capacitance21 | Capacitance22 | Capacitance23 | Capacitance31 | Capacitance32 | Capacitance33 | Impedance11 | Impedance12 | Impedance13 | Impedance21 | Impedance22 | Impedance23 | Impedance31 | Impedance32 | Impedance33 | Feeder | Comments
und_1P_2ALURD_2AL(N) | und_cond_1P_2ALURD_2AL(N) | und_cond_1P_2ALURD_2AL(N) | und_cond_1P_2ALURD_2AL(N) |  |  | 401.497 | 0 | 0 | 0 | 401.497 | 0 | 0 | 0 | 401.497 | 2.379+0.823j | 0+0j | 0+0j | 0+0j | 2.379+0.823j | 0+0j | 0+0j | 0+0j | 2.379+0.823j | 8104101
und_1P_WYECUST | und_cond_1P_WYECUST | und_cond_1P_WYECUST | und_cond_1P_WYECUST |  |  | 324.124 | 0 | 0 | 0 | 324.124 | 0 | 0 | 0 | 324.124 | 0.179+0.233j | 0.061+-0.024j | 0.061+-0.024j | 0.061+-0.024j | 0.179+0.233j | 0.061+-0.024j | 0.061+-0.024j | 0.061+-0.024j | 0.179+0.233j | 8104101
und_3P_2ALURD_2AL(N) | und_cond_3P_2ALURD_2AL(N) | und_cond_3P_2ALURD_2AL(N) | und_cond_3P_2ALURD_2AL(N) |  |  | 401.497 | 0 | 0 | 0 | 401.497 | 0 | 0 | 0 | 401.497 | 2.125+0.49j | 0.384+0.067j | 0.384+0.067j | 0.384+0.067j | 2.125+0.49j | 0.384+0.067j | 0.384+0.067j | 0.384+0.067j | 2.125+0.49j | 8104101
und_3P_WYECUST | und_cond_3P_WYECUST | und_cond_3P_WYECUST | und_cond_3P_WYECUST |  |  | 324.124 | 0 | 0 | 0 | 324.124 | 0 | 0 | 0 | 324.124 | 0.179+0.233j | 0.061+-0.024j | 0.061+-0.024j | 0.061+-0.024j | 0.179+0.233j | 0.061+-0.024j | 0.061+-0.024j | 0.061+-0.024j | 0.179+0.233j | 8104101
und_TAPWIRE_UG | und_cond_TAPWIRE_UG | und_cond_TAPWIRE_UG | und_cond_TAPWIRE_UG |  |  | 0 | 0 | 0 | 0 | 0 | 0 | 0 | 0 | 0 | 0.001+0.001j | 0+0j | 0+0j | 0+0j | 0.001+0.001j | 0+0j | 0+0j | 0+0j | 0.001+0.001j | 8104101

## Regulator
Name | GroupId | Configuration | SenseNode | Status | From | To | Length | Phases | Feeder | Comments

## Transformer
Name | GroupId | Configuration | AgingConstant | AgingGranularity | Climate | UseThermalModel | Status | From | To | Length | Phases | Feeder | Comments

## OverheadLine
Name | GroupId | Configuration | Length | Status | From | To | Phases | Feeder | Comments
oh_line_8104101_200855059 |  | bal_3P_477AL_4/0AC(N) | 211.20000000000002 | OPEN | node_8104101_200855061 | node_8104101_200855059 | ABCN | 8104101
oh_line_8104101_200855060 |  | bal_3P_477AL_4/0AC(N) | 264 | OPEN | node_8104101_200855071 | node_8104101_200855060 | ABCN | 8104101
oh_line_8104101_200855061 |  | bal_3P_477AL_4/0AC(N) | 52.800000000000004 | OPEN | node_8104101_200855060 | node_8104101_200855061 | ABCN | 8104101
oh_line_8104101_200855062 |  | bal_3P_477AL_4/0AC(N) | 316.8 | OPEN | node_8104101_200855059 | node_8104101_200855062 | ABCN | 8104101
oh_line_8104101_200855063 |  | bal_3P_477AL_4/0AC(N) | 105.60000000000001 | OPEN | node_8104101_200855062 | node_8104101_200855063 | ABCN | 8104101
oh_line_8104101_200855064 |  | bal_3P_477AL_4/0AC(N) | 211.20000000000002 | OPEN | node_8104101_200855063 | node_8104101_200855064 | ABCN | 8104101
oh_line_8104101_200855066 |  | bal_3P_477AL_4/0AC(N) | 211.20000000000002 | OPEN | node_8104101_201011019 | node_8104101_200855066 | ABCN | 8104101
oh_line_8104101_200855067 |  | bal_3P_477AL_4/0AC(N) | 158.4 | OPEN | node_8104101_200855066 | node_8104101_200855067 | ABCN | 8104101
oh_line_8104101_200855068 |  | bal_3P_477AL_4/0AC(N) | 211.20000000000002 | OPEN | node_8104101_200855067 | node_8104101_200855068 | ABCN | 8104101
oh_line_8104101_200855069 |  | bal_3P_477AL_4/0AC(N) | 211.20000000000002 | OPEN | node_8104101_200855068 | node_8104101_200855069 | ABCN | 8104101
oh_line_8104101_200855070 |  | bal_3P_477AL_4/0AC(N) | 1056 | OPEN | node_8104101_200864455 | node_8104101_200855070 | ABCN | 8104101
oh_line_8104101_200855071 |  | bal_3P_477AL_4/0AC(N) | 316.8 | OPEN | node_8104101_200855070 | node_8104101_200855071 | ABCN | 8104101
oh_line_8104101_200861323 |  | bal_1P_1/0AC_1/0AC(N) | 105.60000000000001 | OPEN | node_8104101_200865244 | node_8104101_200861323 | AN | 8104101
oh_line_8104101_200861324 |  | bal_1P_1/0AC_1/0AC(N) | 158.4 | OPEN | node_8104101_200861323 | node_8104101_200861324 | AN | 8104101
oh_line_8104101_200861325 |  | bal_1P_1/0AC_1/0AC(N) | 158.4 | OPEN | node_8104101_200861324 | node_8104101_200861325 | AN | 8104101
oh_line_8104101_200861329 |  | bal_3P_477AL_4/0AL(N) | 105.60000000000001 | OPEN | node_8104101_200864141 | node_8104101_200861329 | ABCN | 8104101
oh_line_8104101_200861330 |  | bal_3P_477AL_4/0AL(N) | 158.4 | OPEN | node_8104101_200861329 | node_intto1_8104101_200861330 | ABCN | 8104101
oh_line_8104101_200861356 |  | bal_3P_477AL_2/0CU(N) | 158.4 | OPEN | node_8104101_200861330 | node_8104101_200861356 | ABCN | 8104101
oh_line_8104101_200861392 |  | bal_3P_477AL_2/0CU(N) | 158.4 | OPEN | node_8104101_200861356 | node_8104101_200861392 | ABCN | 8104101
oh_line_8104101_200861410-1 |  | bal_3P_477AL_2/0CU(N) | 0 | OPEN | node_8104101_200861392 | node_intto1_311913140 | ABCN | 8104101
oh_line_8104101_200861410-2 |  | bal_3P_477AL_2/0CU(N) | 158.4 | OPEN | node_311913140 | node_intto1_220521530 | ABCN | 8104101
oh_line_8104101_200861410-3 |  | bal_3P_477AL_2/0CU(N) | 0 | OPEN | node_220521530 | node_8104101_200861410 | ABCN | 8104101
oh_line_8104101_200861427 |  | bal_3P_477AL_2/0CU(N) | 105.60000000000001 | OPEN | node_8104101_200861410 | node_8104101_200861427 | ABCN | 8104101
oh_line_8104101_200861470 |  | bal_1P_1/0AC_2CU(N) | 0 | OPEN | node_8104101_200864762 | node_8104101_200861470 | AN | 8104101
oh_line_8104101_200861471 |  | bal_1P_1/0AC_2CU(N) | 105.60000000000001 | OPEN | node_8104101_200861470 | node_8104101_200861471 | AN | 8104101
oh_line_8104101_200861472 |  | bal_1P_1/0AC_2CU(N) | 105.60000000000001 | OPEN | node_8104101_200861471 | node_8104101_200861472 | AN | 8104101
oh_line_8104101_200861473 |  | bal_1P_1/0AC_2CU(N) | 105.60000000000001 | OPEN | node_8104101_200861472 | node_8104101_200861473 | AN | 8104101
oh_line_8104101_200861642 |  | bal_2P_4CU_4/0AL(N) | 52.800000000000004 | OPEN | node_8104101_200980898 | node_intto1_8104101_200861642 | ABN | 8104101
oh_line_8104101_200861644 |  | bal_2P_4CU_4/0AL(N) | 158.4 | OPEN | node_8104101_200861642 | node_8104101_200861644 | ABN | 8104101
oh_line_8104101_200861646 |  | bal_2P_4CU_4/0AL(N) | 105.60000000000001 | OPEN | node_8104101_200861644 | node_8104101_200861646 | ABN | 8104101
oh_line_8104101_200861647 |  | bal_2P_4CU_4/0AL(N) | 105.60000000000001 | OPEN | node_8104101_200861646 | node_8104101_200861647 | ABN | 8104101
oh_line_8104101_200861648 |  | bal_2P_4CU_4CU(N) | 105.60000000000001 | OPEN | node_8104101_200861647 | node_8104101_200861648 | ABN | 8104101
oh_line_8104101_200861650 |  | bal_2P_4CU_4CU(N) | 105.60000000000001 | OPEN | node_8104101_200861648 | node_8104101_200861650 | ABN | 8104101
oh_line_8104101_200861652 |  | bal_2P_4CU_4CU(N) | 52.800000000000004 | OPEN | node_8104101_200861650 | node_8104101_200861652 | ABN | 8104101
oh_line_8104101_200861726 |  | bal_1P_2AC_2AC(N) | 158.4 | OPEN | node_8104101_200861731 | node_8104101_200861726 | AN | 8104101
oh_line_8104101_200861728 |  | bal_1P_2AC_2CU(N) | 158.4 | OPEN | node_8104101_200861729 | node_8104101_200861728 | AN | 8104101
oh_line_8104101_200861729 |  | bal_1P_2AC_2AC(N) | 211.20000000000002 | OPEN | node_8104101_201036293 | node_intto1_8104101_200861729 | AN | 8104101
oh_line_8104101_200861731 |  | bal_1P_2AC_2CU(N) | 0 | OPEN | node_8104101_200864766 | node_8104101_200861731 | AN | 8104101
oh_line_8104101_200861732 |  | bal_1P_2AC_2AC(N) | 158.4 | OPEN | node_8104101_200861731 | node_8104101_200861732 | AN | 8104101
oh_line_8104101_200861734 |  | bal_1P_2AC_2AC(N) | 211.20000000000002 | OPEN | node_8104101_200861732 | node_8104101_200861734 | AN | 8104101
oh_line_8104101_200861735 |  | bal_1P_2AC_2CU(N) | 105.60000000000001 | OPEN | node_8104101_200861734 | node_8104101_200861735 | AN | 8104101
oh_line_8104101_200861738 |  | bal_1P_1/0AC_2CU(N) | 105.60000000000001 | OPEN | node_8104101_200861728 | node_8104101_200861738 | AN | 8104101
oh_line_8104101_200861801 |  | bal_3P_4CU_1/0AC(N) | 52.800000000000004 | OPEN | node_8104101_200865343 | node_8104101_200861801 | ABCN | 8104101
oh_line_8104101_200861802 |  | bal_3P_4CU_4CU(N) | 105.60000000000001 | OPEN | node_8104101_200861827 | node_8104101_200861802 | ABCN | 8104101
oh_line_8104101_200861803 |  | bal_3P_4CU_4CU(N) | 105.60000000000001 | OPEN | node_8104101_200861802 | node_8104101_200861803 | ABCN | 8104101
oh_line_8104101_200861804 |  | bal_3P_4CU_4CU(N) | 158.4 | OPEN | node_8104101_200861803 | node_8104101_200861804 | ABCN | 8104101
oh_line_8104101_200861805 |  | bal_3P_4CU_4CU(N) | 158.4 | OPEN | node_8104101_200861804 | node_8104101_200861805 | ABCN | 8104101
oh_line_8104101_200861806 |  | bal_3P_4CU_4CU(N) | 105.60000000000001 | OPEN | node_8104101_200861805 | node_8104101_200861806 | ABCN | 8104101
oh_line_8104101_200861807 |  | bal_3P_4CU_4CU(N) | 105.60000000000001 | OPEN | node_8104101_200861806 | node_8104101_200861807 | ABCN | 8104101
oh_line_8104101_200861808 |  | bal_3P_4CU_4CU(N) | 105.60000000000001 | OPEN | node_8104101_200861807 | node_8104101_200861808 | ABCN | 8104101
oh_line_8104101_200861809 |  | bal_3P_4CU_4CU(N) | 105.60000000000001 | OPEN | node_8104101_200861808 | node_8104101_200861809 | ABCN | 8104101
oh_line_8104101_200861810 |  | bal_3P_4CU_4CU(N) | 105.60000000000001 | OPEN | node_8104101_200861809 | node_8104101_200861810 | ABCN | 8104101
oh_line_8104101_200861811 |  | bal_3P_4CU_4CU(N) | 105.60000000000001 | OPEN | node_8104101_200861810 | node_8104101_200861811 | ABCN | 8104101
oh_line_8104101_200861812 |  | bal_3P_4CU_1/0AC(N) | 158.4 | OPEN | node_8104101_200861801 | node_intto1_8104101_200861812 | ABCN | 8104101
oh_line_8104101_200861814 |  | bal_3P_4CU_4CU(N) | 105.60000000000001 | OPEN | node_8104101_200861811 | node_8104101_200861814 | ABCN | 8104101
oh_line_8104101_200861815 |  | bal_1P_4CU_2CU(N) | 105.60000000000001 | OPEN | node_8104101_200861814 | node_8104101_200861815 | AN | 8104101
oh_line_8104101_200861816 |  | bal_1P_4CU_2CU(N) | 105.60000000000001 | OPEN | node_8104101_200861815 | node_8104101_200861816 | AN | 8104101
oh_line_8104101_200861817 |  | bal_1P_4CU_2CU(N) | 105.60000000000001 | OPEN | node_8104101_200861816 | node_8104101_200861817 | AN | 8104101
oh_line_8104101_200861818 |  | bal_1P_4CU_2CU(N) | 105.60000000000001 | OPEN | node_8104101_200861817 | node_8104101_200861818 | AN | 8104101
oh_line_8104101_200861821 |  | bal_3P_4CU_4CU(N) | 105.60000000000001 | OPEN | node_8104101_200861812 | node_8104101_200861821 | ABCN | 8104101
oh_line_8104101_200861822 |  | bal_3P_4CU_4CU(N) | 105.60000000000001 | OPEN | node_8104101_200861821 | node_8104101_200861822 | ABCN | 8104101
oh_line_8104101_200861823 |  | bal_3P_4CU_4CU(N) | 105.60000000000001 | OPEN | node_8104101_200861822 | node_8104101_200861823 | ABCN | 8104101
oh_line_8104101_200861824 |  | bal_3P_4CU_4CU(N) | 105.60000000000001 | OPEN | node_8104101_200861823 | node_8104101_200861824 | ABCN | 8104101
oh_line_8104101_200861825 |  | bal_3P_4CU_4CU(N) | 105.60000000000001 | OPEN | node_8104101_200861824 | node_8104101_200861825 | ABCN | 8104101
oh_line_8104101_200861826 |  | bal_3P_4CU_4CU(N) | 105.60000000000001 | OPEN | node_8104101_200861825 | node_8104101_200861826 | ABCN | 8104101
oh_line_8104101_200861827 |  | bal_3P_4CU_4CU(N) | 105.60000000000001 | OPEN | node_8104101_200861826 | node_8104101_200861827 | ABCN | 8104101
oh_line_8104101_200861881 |  | bal_3P_4CU_4CU(N) | 158.4 | OPEN | node_8104101_200861883 | node_8104101_200861881 | ABCN | 8104101
oh_line_8104101_200861883 |  | bal_3P_4CU_4CU(N) | 158.4 | OPEN | node_8104101_200861884 | node_8104101_200861883 | ABCN | 8104101
oh_line_8104101_200861884 |  | bal_3P_2CU_2CU(N) | 105.60000000000001 | OPEN | node_8104101_200861885 | node_8104101_200861884 | ABCN | 8104101
oh_line_8104101_200861885 |  | bal_3P_4CU_4CU(N) | 52.800000000000004 | OPEN | node_8104101_200861886 | node_8104101_200861885 | ABCN | 8104101
oh_line_8104101_200861886 |  | bal_3P_4CU_1/0AC(N) | 158.4 | OPEN | node_8104101_200861887 | node_8104101_200861886 | ABCN | 8104101
oh_line_8104101_200861887 |  | bal_3P_4CU_1/0AC(N) | 158.4 | OPEN | node_8104101_200861888 | node_8104101_200861887 | ABCN | 8104101
oh_line_8104101_200861888 |  | bal_3P_4CU_1/0AC(N) | 52.800000000000004 | OPEN | node_8104101_200861814 | node_8104101_200861888 | ABCN | 8104101
oh_line_8104101_200861963 |  | bal_1P_2AC_2CU(N) | 52.800000000000004 | OPEN | node_8104101_200861728 | node_8104101_200861963 | AN | 8104101
oh_line_8104101_200861967 |  | bal_1P_2AC_2CU(N) | 105.60000000000001 | OPEN | node_8104101_200861963 | node_8104101_200861967 | AN | 8104101
oh_line_8104101_200861968 |  | bal_1P_2AC_2CU(N) | 105.60000000000001 | OPEN | node_8104101_200861967 | node_8104101_200861968 | AN | 8104101
oh_line_8104101_200861972 |  | bal_1P_1/0AC | 105.60000000000001 | OPEN | node_8104101_200861885 | node_8104101_200861972 | AD | 8104101
oh_line_8104101_200861973 |  | bal_1P_1/0AC_2CU(N) | 158.4 | OPEN | node_8104101_200861972 | node_8104101_200861973 | AN | 8104101
oh_line_8104101_200861974 |  | bal_1P_1/0AC_2CU(N) | 158.4 | OPEN | node_8104101_200861973 | node_8104101_200861974 | AN | 8104101
oh_line_8104101_200861975 |  | bal_2P_4CU_4CU(N) | 158.4 | OPEN | node_8104101_200861652 | node_8104101_200861975 | ABN | 8104101
oh_line_8104101_200861977 |  | bal_2P_4CU_4CU(N) | 158.4 | OPEN | node_8104101_200861975 | node_8104101_200861977 | ABN | 8104101
oh_line_8104101_200861978 |  | bal_2P_4CU_4/0AL(N) | 211.20000000000002 | OPEN | node_8104101_200861977 | node_8104101_200861978 | ABN | 8104101
oh_line_8104101_200861979 |  | bal_2P_4CU_4/0AL(N) | 211.20000000000002 | OPEN | node_8104101_200861978 | node_8104101_200861979 | ABN | 8104101
oh_line_8104101_200861980 |  | bal_2P_4CU_4CU(N) | 211.20000000000002 | OPEN | node_8104101_200861979 | node_8104101_200861980 | ABN | 8104101
oh_line_8104101_200861981 |  | bal_2P_4CU_4CU(N) | 211.20000000000002 | OPEN | node_8104101_200861980 | node_8104101_200861981 | ABN | 8104101
oh_line_8104101_200861984 |  | bal_2P_1/0AC_2/0CU(N) | 158.4 | OPEN | node_8104101_201008014 | node_8104101_200861984 | ABN | 8104101
oh_line_8104101_200861987 |  | bal_1P_1/0AC_4/0AL(N) | 0 | OPEN | node_8104101_200864804 | node_8104101_200861987 | AN | 8104101
oh_line_8104101_200861988 |  | bal_1P_1/0AC_2CU(N) | 158.4 | OPEN | node_8104101_200861987 | node_8104101_200861988 | AN | 8104101
oh_line_8104101_200861989 |  | bal_1P_1/0AC_4/0AL(N) | 105.60000000000001 | OPEN | node_8104101_200861988 | node_8104101_200861989 | AN | 8104101
oh_line_8104101_200861990 |  | bal_1P_1/0AC_4/0AL(N) | 158.4 | OPEN | node_8104101_200861989 | node_8104101_200861990 | AN | 8104101
oh_line_8104101_200861991 |  | bal_1P_1/0AC_2CU(N) | 105.60000000000001 | OPEN | node_8104101_200861990 | node_8104101_200861991 | AN | 8104101
oh_line_8104101_200861993 |  | bal_1P_1/0AC_2CU(N) | 158.4 | OPEN | node_8104101_200861991 | node_8104101_200861993 | AN | 8104101
oh_line_8104101_200862046 |  | bal_3P_1/0AC_1/0AC(N) | 264 | OPEN | node_8104101_200865290 | node_8104101_200862046 | ABCN | 8104101
oh_line_8104101_200862047 |  | bal_3P_1/0AC_1/0AC(N) | 211.20000000000002 | OPEN | node_8104101_200862046 | node_8104101_200862047 | ABCN | 8104101
oh_line_8104101_200862048 |  | bal_3P_1/0AC_1/0AC(N) | 105.60000000000001 | OPEN | node_8104101_200862047 | node_8104101_200862048 | ABCN | 8104101
oh_line_8104101_200862189-1 |  | bal_1P_4CU_4/0AL | 211.20000000000002 | OPEN | node_8104101_200862196 | node_8104101_200862189 | AN | 8104101
oh_line_8104101_200862189-2 |  | bal_1P_1/0AC_1/0AC(N) | 105.60000000000001 | OPEN | node_8104101_200862189 | node_8104101_200862190 | AN | 8104101
oh_line_8104101_200862190 |  | bal_1P_1/0AC_1/0AC(N) | 158.4 | OPEN | node_8104101_200862190 | node_8104101_200862191 | AN | 8104101
oh_line_8104101_200862196 |  | bal_1P_4CU_4/0AL | 158.4 | OPEN | node_8104101_200862197 | node_8104101_200862196 | AN | 8104101
oh_line_8104101_200862197 |  | bal_1P_4CU_4/0AL | 52.800000000000004 | OPEN | node_8104101_200865222 | node_8104101_200862197 | AN | 8104101
oh_line_8104101_200862238 |  | bal_1P_4CU_2CU(N) | 105.60000000000001 | OPEN | node_8104101_200865365 | node_8104101_200862238 | AN | 8104101
oh_line_8104101_200862239 |  | bal_1P_4CU_2CU(N) | 105.60000000000001 | OPEN | node_8104101_200862238 | node_intto1_8104101_200862239 | AN | 8104101
oh_line_8104101_200862241 |  | bal_1P_4CU_2CU(N) | 105.60000000000001 | OPEN | node_8104101_200862239 | node_8104101_200862241 | AN | 8104101
oh_line_8104101_200862243 |  | bal_1P_1/0AC_2CU(N) | 105.60000000000001 | OPEN | node_8104101_200862241 | node_8104101_200862243 | AN | 8104101
oh_line_8104101_200862244 |  | bal_1P_1/0AC_2CU(N) | 105.60000000000001 | OPEN | node_8104101_200862243 | node_8104101_200862244 | AN | 8104101
oh_line_8104101_200862245 |  | bal_1P_1/0AC_2CU(N) | 105.60000000000001 | OPEN | node_8104101_200862244 | node_8104101_200862245 | AN | 8104101
oh_line_8104101_200862320 |  | bal_3P_1/0AC_1/0AC(N) | 211.20000000000002 | OPEN | node_8104101_200862321 | node_8104101_200862320 | ABCN | 8104101
oh_line_8104101_200862321 |  | bal_3P_1/0AC_1/0AC(N) | 264 | OPEN | node_8104101_200862322 | node_8104101_200862321 | ABCN | 8104101
oh_line_8104101_200862322 |  | bal_3P_477AL_4/0AC(N) | 52.800000000000004 | OPEN | node_8104101_200863199 | node_8104101_200862322 | ABCN | 8104101
oh_line_8104101_200862323 |  | bal_3P_1/0AC_1/0AC(N) | 316.8 | OPEN | node_8104101_200862322 | node_8104101_200862323 | ABCN | 8104101
oh_line_8104101_200862324 |  | bal_3P_1/0AC_1/0AC(N) | 264 | OPEN | node_8104101_200862323 | node_8104101_200862324 | ABCN | 8104101
oh_line_8104101_200862325 |  | bal_3P_1/0AC_1/0AC(N) | 264 | OPEN | node_8104101_200862324 | node_8104101_200862325 | ABCN | 8104101
oh_line_8104101_200862329 |  | bal_1P_4CU_4CU(N) | 105.60000000000001 | OPEN | node_8104101_200862239 | node_8104101_200862329 | AN | 8104101
oh_line_8104101_200862330 |  | bal_1P_4CU_4CU(N) | 158.4 | OPEN | node_8104101_200862329 | node_8104101_200862330 | AN | 8104101
oh_line_8104101_200862332 |  | bal_1P_4CU_4CU(N) | 158.4 | OPEN | node_8104101_200862330 | node_8104101_200862332 | AN | 8104101
oh_line_8104101_200862334 |  | bal_1P_4CU_2CU(N) | 105.60000000000001 | OPEN | node_8104101_200862332 | node_8104101_200862334 | AN | 8104101
oh_line_8104101_200862376 |  | bal_3P_477AL_4/0AL(N) | 105.60000000000001 | OPEN | node_8104101_200862377 | node_8104101_200862376 | ABCN | 8104101
oh_line_8104101_200862377 |  | bal_3P_477AL_4/0AL(N) | 105.60000000000001 | OPEN | node_8104101_200861427 | node_8104101_200862377 | ABCN | 8104101
oh_line_8104101_200862410 |  | bal_1P_2AC_2AC(N) | 158.4 | OPEN | node_8104101_200865359 | node_8104101_200862410 | AN | 8104101
oh_line_8104101_200862412 |  | bal_1P_2AC_2AC(N) | 211.20000000000002 | OPEN | node_8104101_200862410 | node_intto1_8104101_200862412 | AN | 8104101
oh_line_8104101_200862413 |  | bal_1P_2AC_2CU(N) | 105.60000000000001 | OPEN | node_8104101_200862412 | node_8104101_200862413 | AN | 8104101
oh_line_8104101_200862648 |  | bal_1P_4CU_4/0AL | 211.20000000000002 | OPEN | node_8104101_200865393 | node_8104101_200862648 | AN | 8104101
oh_line_8104101_200862649 |  | bal_1P_4CU_2/0CU(N) | 211.20000000000002 | OPEN | node_8104101_200862648 | node_8104101_200862649 | AN | 8104101
oh_line_8104101_200862650 |  | bal_1P_4CU_2/0CU(N) | 211.20000000000002 | OPEN | node_8104101_200862649 | node_8104101_200862650 | AN | 8104101
oh_line_8104101_200862651 |  | bal_1P_4CU_2/0CU(N) | 158.4 | OPEN | node_8104101_200862650 | node_8104101_200862651 | AN | 8104101
oh_line_8104101_200862652 |  | bal_1P_4CU_2/0CU(N) | 158.4 | OPEN | node_8104101_200862651 | node_8104101_200862652 | AN | 8104101
oh_line_8104101_200862693 |  | bal_1P_4CU_4/0AL | 105.60000000000001 | OPEN | node_8104101_200862652 | node_8104101_200862693 | AN | 8104101
oh_line_8104101_200862694 |  | bal_1P_1/0AC_4/0AL(N) | 105.60000000000001 | OPEN | node_8104101_200862693 | node_8104101_200862694 | AN | 8104101
oh_line_8104101_200862697 |  | bal_1P_4CU_4/0AL | 158.4 | OPEN | node_8104101_200862693 | node_8104101_200862697 | AN | 8104101
oh_line_8104101_200862698 |  | bal_1P_4CU_4/0AL | 158.4 | OPEN | node_8104101_200862697 | node_8104101_200862698 | AN | 8104101
oh_line_8104101_200862699 |  | bal_1P_4CU_2/0CU(N) | 105.60000000000001 | OPEN | node_8104101_200862698 | node_8104101_200862699 | AN | 8104101
oh_line_8104101_200862700 |  | bal_1P_1/0AC_2/0CU(N) | 158.4 | OPEN | node_8104101_200862699 | node_8104101_200862700 | AN | 8104101
oh_line_8104101_200862701 |  | bal_1P_1/0AC_2/0CU(N) | 158.4 | OPEN | node_8104101_200862700 | node_8104101_200862701 | AN | 8104101
oh_line_8104101_200862702 |  | bal_1P_1/0AC_2/0CU(N) | 105.60000000000001 | OPEN | node_8104101_200862701 | node_8104101_200862702 | AN | 8104101
oh_line_8104101_200862703 |  | bal_1P_1/0AC_2/0CU(N) | 158.4 | OPEN | node_8104101_200862702 | node_8104101_200862703 | AN | 8104101
oh_line_8104101_200862705 |  | bal_1P_4CU_2/0CU(N) | 105.60000000000001 | OPEN | node_8104101_200862699 | node_8104101_200862705 | AN | 8104101
oh_line_8104101_200862706 |  | bal_1P_4CU_2/0CU(N) | 211.20000000000002 | OPEN | node_8104101_200862705 | node_8104101_200862706 | AN | 8104101
oh_line_8104101_200862707 |  | bal_1P_1/0AC_2/0CU(N) | 105.60000000000001 | OPEN | node_8104101_200862706 | node_8104101_200862707 | AN | 8104101
oh_line_8104101_200862708 |  | bal_1P_1/0AC_2/0CU(N) | 105.60000000000001 | OPEN | node_8104101_200862707 | node_8104101_200862708 | AN | 8104101
oh_line_8104101_200862711 |  | bal_1P_1/0AC_4CU(N) | 52.800000000000004 | OPEN | node_8104101_200861648 | node_8104101_200862711 | AN | 8104101
oh_line_8104101_200862712 |  | bal_1P_1/0AC_4CU(N) | 105.60000000000001 | OPEN | node_8104101_200862711 | node_8104101_200862712 | AN | 8104101
oh_line_8104101_200862714 |  | bal_1P_1/0AC_4CU(N) | 105.60000000000001 | OPEN | node_8104101_200862712 | node_8104101_200862714 | AN | 8104101
oh_line_8104101_200862715 |  | bal_1P_1/0AC_2/0CU(N) | 158.4 | OPEN | node_8104101_200862714 | node_8104101_200862715 | AN | 8104101
oh_line_8104101_200862720 |  | bal_2P_1/0AC_2/0CU(N) | 158.4 | OPEN | node_8104101_200861984 | node_8104101_200862720 | ABN | 8104101
oh_line_8104101_200862756 |  | bal_2P_4CU_4/0AL(N) | 52.800000000000004 | OPEN | node_8104101_200864840 | node_8104101_200862756 | ABN | 8104101
oh_line_8104101_200862757 |  | bal_2P_2AC_2/0CU(N) | 158.4 | OPEN | node_8104101_200862768 | node_8104101_200862757 | ABN | 8104101
oh_line_8104101_200862758 |  | bal_2P_2AC_4/0AL(N) | 158.4 | OPEN | node_8104101_200862757 | node_8104101_200862758 | ABN | 8104101
oh_line_8104101_200862759 |  | bal_2P_2AC_4/0AL(N) | 158.4 | OPEN | node_8104101_200862758 | node_8104101_200862759 | ABN | 8104101
oh_line_8104101_200862760 |  | bal_2P_2AC_4/0AL(N) | 158.4 | OPEN | node_8104101_200862759 | node_8104101_200862760 | ABN | 8104101
oh_line_8104101_200862761 |  | bal_2P_4CU_4/0AL(N) | 105.60000000000001 | OPEN | node_8104101_200862756 | node_intto1_8104101_200862761 | ABN | 8104101
oh_line_8104101_200862762 |  | bal_2P_4CU_4/0AL(N) | 158.4 | OPEN | node_8104101_200862761 | node_8104101_200862762 | ABN | 8104101
oh_line_8104101_200862763 |  | bal_2P_4CU_4CU(N) | 105.60000000000001 | OPEN | node_8104101_200862762 | node_8104101_200862763 | ABN | 8104101
oh_line_8104101_200862764 |  | bal_2P_4CU_4CU(N) | 105.60000000000001 | OPEN | node_8104101_200862763 | node_8104101_200862764 | ABN | 8104101
oh_line_8104101_200862765 |  | bal_2P_4CU_4CU(N) | 158.4 | OPEN | node_8104101_200862764 | node_8104101_200862765 | ABN | 8104101
oh_line_8104101_200862766 |  | bal_2P_4CU_4CU(N) | 105.60000000000001 | OPEN | node_8104101_200862765 | node_8104101_200862766 | ABN | 8104101
oh_line_8104101_200862767 |  | bal_2P_2AC_2/0CU(N) | 158.4 | OPEN | node_8104101_200862766 | node_8104101_200862767 | ABN | 8104101
oh_line_8104101_200862768 |  | bal_2P_2AC_2/0CU(N) | 105.60000000000001 | OPEN | node_8104101_200862767 | node_8104101_200862768 | ABN | 8104101
oh_line_8104101_200862781 |  | bal_1P_2AC_2AC(N) | 211.20000000000002 | OPEN | node_8104101_200862699 | node_intto1_8104101_200862781 | AN | 8104101
oh_line_8104101_200862783 |  | bal_1P_2AC_2AC(N) | 158.4 | OPEN | node_8104101_200862781 | node_8104101_200862783 | AN | 8104101
oh_line_8104101_200862784 |  | bal_1P_2AC_2AC(N) | 211.20000000000002 | OPEN | node_8104101_200862783 | node_8104101_200862784 | AN | 8104101
oh_line_8104101_200862796 |  | bal_1P_1/0AA_1/0AA(N) | 52.800000000000004 | OPEN | node_8104101_200865281 | node_8104101_200862796 | AN | 8104101
oh_line_8104101_200862797 |  | bal_1P_1/0AA_1/0AA(N) | 105.60000000000001 | OPEN | node_8104101_200862796 | node_8104101_200862797 | AN | 8104101
oh_line_8104101_200862798 |  | bal_1P_1/0AA_1/0AA(N) | 158.4 | OPEN | node_8104101_200862797 | node_8104101_200862798 | AN | 8104101
oh_line_8104101_200862799 |  | bal_1P_1/0AA_1/0AA(N) | 158.4 | OPEN | node_8104101_200862798 | node_8104101_200862799 | AN | 8104101
oh_line_8104101_200862800 |  | bal_1P_1/0AA_1/0AA(N) | 158.4 | OPEN | node_8104101_200862799 | node_8104101_200862800 | AN | 8104101
oh_line_8104101_200862803 |  | bal_1P_1/0AC_1/0AC(N) | 105.60000000000001 | OPEN | node_8104101_201018145 | node_8104101_200862803 | AN | 8104101
oh_line_8104101_200862921 |  | bal_3P_2AC_1/0AC(N) | 105.60000000000001 | OPEN | node_8104101_200865286 | node_8104101_200862921 | ABCN | 8104101
oh_line_8104101_200862923 |  | bal_1P_2AC_1/0AC(N) | 105.60000000000001 | OPEN | node_8104101_200862921 | node_8104101_200862923 | AN | 8104101
oh_line_8104101_200862924 |  | bal_3P_1/0AC_1/0AC(N) | 211.20000000000002 | OPEN | node_8104101_200862925 | node_8104101_200862924 | ABCN | 8104101
oh_line_8104101_200862925 |  | bal_3P_477AL_4/0AL(N) | 158.4 | OPEN | node_8104101_200862929 | node_8104101_200862925 | ABCN | 8104101
oh_line_8104101_200862926 |  | bal_3P_477AL_1/0AA(N) | 105.60000000000001 | OPEN | node_8104101_200862925 | node_8104101_200862926 | ABCN | 8104101
oh_line_8104101_200862927 |  | bal_3P_477AL_1/0AA(N) | 158.4 | OPEN | node_8104101_200862926 | node_8104101_200862927 | ABCN | 8104101
oh_line_8104101_200862928 |  | bal_3P_477AL_1/0AA(N) | 158.4 | OPEN | node_8104101_200862927 | node_8104101_200862928 | ABCN | 8104101
oh_line_8104101_200862929 |  | bal_3P_477AL_4/0AA(N) | 211.20000000000002 | OPEN | node_8104101_200865521 | node_8104101_200862929 | ABCN | 8104101
oh_line_8104101_200862937 |  | bal_1P_1/0AC_4/0AL(N) | 158.4 | OPEN | node_8104101_200862766 | node_8104101_200862937 | AN | 8104101
oh_line_8104101_200862938 |  | bal_1P_1/0AC_4/0AL(N) | 158.4 | OPEN | node_8104101_200862937 | node_8104101_200862938 | AN | 8104101
oh_line_8104101_200862940 |  | bal_1P_1/0AC_4/0AL(N) | 158.4 | OPEN | node_8104101_200862938 | node_8104101_200862940 | AN | 8104101
oh_line_8104101_200863093 |  | bal_3P_4/0AL_1/0AC(N) | 158.4 | OPEN | node_8104101_200865340 | node_intto1_8104101_200863093 | ABCN | 8104101
oh_line_8104101_200863094 |  | bal_3P_4/0AL_2CU(N) | 105.60000000000001 | OPEN | node_8104101_200863093 | node_8104101_200863094 | ABCN | 8104101
oh_line_8104101_200863095 |  | bal_3P_4/0AL_1/0AC(N) | 105.60000000000001 | OPEN | node_8104101_200863094 | node_8104101_200863095 | ABCN | 8104101
oh_line_8104101_200863137 |  | bal_3P_1/0AC_1/0AC(N) | 52.800000000000004 | OPEN | node_8104101_200862324 | node_8104101_200863137 | ABCN | 8104101
oh_line_8104101_200863142 |  | bal_3P_1/0AC_1/0AC(N) | 105.60000000000001 | OPEN | node_8104101_201033862 | node_intto1_8104101_200863142 | ABCN | 8104101
oh_line_8104101_200863144-1 |  | bal_3P_1/0AC_1/0AC(N) | 0 | OPEN | node_1353277_543_15288399_459 | node_8104101_200863144 | ABCN | 8104101
oh_line_8104101_200863144-2 |  | bal_3P_1/0AC_1/0AC(N) | 211.20000000000002 | OPEN | node_8104101_200863137 | node_1353277_543_15288399_459 | ABCN | 8104101
oh_line_8104101_200863145 |  | bal_3P_1/0AC_1/0AC(N) | 264 | OPEN | node_8104101_200863144 | node_8104101_200863145 | ABCN | 8104101
oh_line_8104101_200863146 |  | bal_3P_1/0AC_4/0AL(N) | 158.4 | OPEN | node_8104101_200863145 | node_8104101_200863146 | ABCN | 8104101
oh_line_8104101_200863147 |  | bal_3P_1/0AC_4/0AL(N) | 52.800000000000004 | OPEN | node_8104101_200863146 | node_8104101_200863147 | ABCN | 8104101
oh_line_8104101_200863148 |  | bal_3P_1/0AC_4/0AL(N) | 211.20000000000002 | OPEN | node_8104101_200863147 | node_8104101_200863148 | ABCN | 8104101
oh_line_8104101_200863149 |  | bal_3P_1/0AC_4/0AL(N) | 158.4 | OPEN | node_8104101_200863148 | node_8104101_200863149 | ABCN | 8104101
oh_line_8104101_200863199 |  | bal_3P_477AL_4/0AC(N) | 52.800000000000004 | OPEN | node_8104101_200865313 | node_8104101_200863199 | ABCN | 8104101
oh_line_8104101_200863277 |  | bal_3P_1/0AC_1/0AC(N) | 316.8 | OPEN | node_8104101_200863281 | node_8104101_200863277 | ABCN | 8104101
oh_line_8104101_200863281 |  | bal_3P_1/0AC_1/0AC(N) | 105.60000000000001 | OPEN | node_8104101_200862325 | node_8104101_200863281 | ABCN | 8104101
oh_line_8104101_200863282 |  | bal_3P_1/0AA_1/0AA(N) | 52.800000000000004 | OPEN | node_8104101_200863281 | node_8104101_200863282 | ABCN | 8104101
oh_line_8104101_200863283 |  | bal_3P_1/0AA_1/0AA(N) | 158.4 | OPEN | node_8104101_200863282 | node_8104101_200863283 | ABCN | 8104101
oh_line_8104101_200863284 |  | bal_3P_1/0AC_1/0AC(N) | 316.8 | OPEN | node_8104101_200863281 | node_8104101_200863284 | ABCN | 8104101
oh_line_8104101_200863285 |  | bal_3P_1/0AC_1/0AC(N) | 264 | OPEN | node_8104101_200863284 | node_8104101_200863285 | ABCN | 8104101
oh_line_8104101_200863286 |  | bal_3P_1/0AA_1/0AA(N) | 264 | OPEN | node_8104101_200863285 | node_8104101_200863286 | ABCN | 8104101
oh_line_8104101_200863491 |  | bal_3P_1/0AC_1/0AC(N) | 52.800000000000004 | OPEN | node_8104101_200862048 | node_8104101_200863491 | ABCN | 8104101
oh_line_8104101_200863492 |  | bal_3P_2AC_1/0AC(N) | 211.20000000000002 | OPEN | node_8104101_200863491 | node_8104101_200863492 | ABCN | 8104101
oh_line_8104101_200863493 |  | bal_3P_2AC_2AC(N) | 105.60000000000001 | OPEN | node_8104101_200863492 | node_8104101_200863493 | ABCN | 8104101
oh_line_8104101_200863494 |  | bal_3P_2AC_2AC(N) | 52.800000000000004 | OPEN | node_8104101_200863493 | node_8104101_200863494 | ABCN | 8104101
oh_line_8104101_200863496 |  | bal_1P_1/0AC_1/0AC(N) | 211.20000000000002 | OPEN | node_8104101_200863494 | node_8104101_200863496 | AN | 8104101
oh_line_8104101_200863497 |  | bal_1P_1/0AC_1/0AC(N) | 264 | OPEN | node_8104101_200863496 | node_8104101_200863497 | AN | 8104101
oh_line_8104101_200863498 |  | bal_1P_1/0AC_1/0AC(N) | 264 | OPEN | node_8104101_200863496 | node_8104101_200863498 | AN | 8104101
oh_line_8104101_200863923 |  | bal_3P_1/0AC_1/0AC(N) | 211.20000000000002 | OPEN | node_8104101_200863925 | node_8104101_200863923 | ABCN | 8104101
oh_line_8104101_200863925 |  | bal_3P_1/0AC_1/0AC(N) | 158.4 | OPEN | node_8104101_200863926 | node_8104101_200863925 | ABCN | 8104101
oh_line_8104101_200863926 |  | bal_3P_1/0AC_1/0AC(N) | 211.20000000000002 | OPEN | node_8104101_200863927 | node_8104101_200863926 | ABCN | 8104101
oh_line_8104101_200863927 |  | bal_3P_1/0AC_1/0AC(N) | 264 | OPEN | node_8104101_200863928 | node_8104101_200863927 | ABCN | 8104101
oh_line_8104101_200863928 |  | bal_3P_1/0AC_1/0AC(N) | 211.20000000000002 | OPEN | node_8104101_200863929 | node_8104101_200863928 | ABCN | 8104101
oh_line_8104101_200863929-1 |  | bal_3P_1/0AC_1/0AC(N) | 211.20000000000002 | OPEN | node_8104101_200863930 | node_1357505_329_15291436_369 | ABCN | 8104101
oh_line_8104101_200863929-2 |  | bal_3P_1/0AC_1/0AC(N) | 0 | OPEN | node_1357505_329_15291436_369 | node_8104101_200863929 | ABCN | 8104101
oh_line_8104101_200863930 |  | bal_3P_1/0AC_1/0AC(N) | 211.20000000000002 | OPEN | node_8104101_200865263 | node_8104101_200863930 | ABCN | 8104101
oh_line_8104101_200864120 |  | bal_3P_1/0AC_1/0AC(N) | 105.60000000000001 | OPEN | node_8104101_200861330 | node_8104101_200864120 | ABCN | 8104101
oh_line_8104101_200864121 |  | bal_3P_1/0AA_1/0AA(N) | 211.20000000000002 | OPEN | node_8104101_200864120 | node_8104101_200864121 | ABCN | 8104101
oh_line_8104101_200864122 |  | bal_3P_1/0AC_4/0AL(N) | 105.60000000000001 | OPEN | node_8104101_200864120 | node_8104101_200864122 | ABCN | 8104101
oh_line_8104101_200864123 |  | bal_3P_1/0AA_4/0AA(N) | 105.60000000000001 | OPEN | node_8104101_200864122 | node_8104101_200864123 | ABCN | 8104101
oh_line_8104101_200864125 |  | bal_3P_1/0AA_4/0AA(N) | 52.800000000000004 | OPEN | node_8104101_200864123 | node_8104101_200864125 | ABCN | 8104101
oh_line_8104101_200864126 |  | bal_3P_1/0AA_4/0AA(N) | 158.4 | OPEN | node_8104101_200864125 | node_8104101_200864126 | ABCN | 8104101
oh_line_8104101_200864141 |  | bal_3P_477AL_4/0AL(N) | 158.4 | OPEN | node_8104101_200864177 | node_8104101_200864141 | ABCN | 8104101
oh_line_8104101_200864177 |  | bal_3P_477AL_4/0AL(N) | 105.60000000000001 | OPEN | node_8104101_200865298 | node_intto1_8104101_200864177 | ABCN | 8104101
oh_line_8104101_200864330-1 |  | bal_3P_477AL_4/0AC(N) | 52.800000000000004 | OPEN | node_312007909 | node_8104101_200864330 | ABCN | 8104101
oh_line_8104101_200864330-2 |  | bal_3P_477AL_4/0AC(N) | 105.60000000000001 | OPEN | node_220623407 | node_intto1_312007909 | ABCN | 8104101
oh_line_8104101_200864330-3 |  | bal_3P_477AL_4/0AC(N) | 0 | OPEN | node_8104101_200864335 | node_intto1_220623407 | ABCN | 8104101
oh_line_8104101_200864331 |  | bal_3P_477AL_4/0AC(N) | 211.20000000000002 | OPEN | node_8104101_200864330 | node_8104101_200864331 | ABCN | 8104101
oh_line_8104101_200864333 |  | bal_3P_477AL_4/0AC(N) | 105.60000000000001 | OPEN | node_8104101_200864854 | node_8104101_200864333 | ABCN | 8104101
oh_line_8104101_200864335 |  | bal_3P_477AL_4/0AC(N) | 0 | OPEN | node_8104101_200917672 | node_8104101_200864335 | ABCN | 8104101
oh_line_8104101_200864447 |  | bal_3P_477AL_4/0AC(N) | 211.20000000000002 | OPEN | node_8104101_200864448 | node_8104101_200864447 | ABCN | 8104101
oh_line_8104101_200864448 |  | bal_3P_477AL_4/0AC(N) | 211.20000000000002 | OPEN | node_8104101_200864330 | node_8104101_200864448 | ABCN | 8104101
oh_line_8104101_200864452 |  | bal_3P_477AL_4/0AC(N) | 316.8 | OPEN | node_8104101_200864447 | node_8104101_200864452 | ABCN | 8104101
oh_line_8104101_200864453 |  | bal_3P_477AL_4/0AC(N) | 211.20000000000002 | OPEN | node_8104101_200864452 | node_intto1_8104101_200864453 | ABCN | 8104101
oh_line_8104101_200864454 |  | bal_3P_477AL_4/0AC(N) | 264 | OPEN | node_8104101_200864453 | node_8104101_200864454 | ABCN | 8104101
oh_line_8104101_200864455 |  | bal_3P_477AL_4/0AC(N) | 264 | OPEN | node_8104101_200864454 | node_8104101_200864455 | ABCN | 8104101
oh_line_8104101_200864667 |  | bal_3P_4/0AL_1/0AC(N) | 105.60000000000001 | OPEN | node_8104101_200865329 | node_8104101_200864667 | ABCN | 8104101
oh_line_8104101_200864668 |  | bal_1P_1/0AC_1/0AC(N) | 105.60000000000001 | OPEN | node_8104101_200864667 | node_8104101_200864668 | AN | 8104101
oh_line_8104101_200864670 |  | bal_1P_1/0AC_2CU(N) | 105.60000000000001 | OPEN | node_8104101_200864668 | node_intto1_8104101_200864670 | AN | 8104101
oh_line_8104101_200864671 |  | bal_1P_1/0AC_2CU(N) | 105.60000000000001 | OPEN | node_8104101_200864670 | node_8104101_200864671 | AN | 8104101
oh_line_8104101_200864673 |  | bal_1P_1/0AC_2CU(N) | 158.4 | OPEN | node_8104101_200864671 | node_8104101_200864673 | AN | 8104101
oh_line_8104101_200864674 |  | bal_1P_1/0AC_2CU(N) | 158.4 | OPEN | node_8104101_200864673 | node_8104101_200864674 | AN | 8104101
oh_line_8104101_200864675 |  | bal_1P_1/0AC_4/0AC(N) | 105.60000000000001 | OPEN | node_8104101_200864674 | node_8104101_200864675 | AN | 8104101
oh_line_8104101_200864691 |  | bal_1P_1/0AC_2CU(N) | 52.800000000000004 | OPEN | node_8104101_200864673 | node_8104101_200864691 | AN | 8104101
oh_line_8104101_200864692 |  | bal_1P_1/0AC_2CU(N) | 158.4 | OPEN | node_8104101_200864691 | node_8104101_200864692 | AN | 8104101
oh_line_8104101_200864693 |  | bal_1P_1/0AC_2CU(N) | 105.60000000000001 | OPEN | node_8104101_200864692 | node_8104101_200864693 | AN | 8104101
oh_line_8104101_200864719 |  | bal_1P_2AC_1/0AC(N) | 0 | OPEN | node_8104101_200958676 | node_8104101_200864719 | AN | 8104101
oh_line_8104101_200864720 |  | bal_1P_2AC_1/0AC(N) | 105.60000000000001 | OPEN | node_8104101_200864719 | node_8104101_200864720 | AN | 8104101
oh_line_8104101_200864721 |  | bal_1P_2AC_1/0AC(N) | 211.20000000000002 | OPEN | node_8104101_200864720 | node_8104101_200864721 | AN | 8104101
oh_line_8104101_200864722 |  | bal_1P_2AC_1/0AC(N) | 264 | OPEN | node_8104101_200864721 | node_8104101_200864722 | AN | 8104101
oh_line_8104101_200864723 |  | bal_3P_4CU_1/0AC(N) | 264 | OPEN | node_8104101_200864728 | node_8104101_200864723 | ABCN | 8104101
oh_line_8104101_200864724 |  | bal_3P_1/0AC_1/0AC(N) | 52.800000000000004 | OPEN | node_8104101_200864723 | node_8104101_200864724 | ABCN | 8104101
oh_line_8104101_200864725 |  | bal_3P_1/0AC_1/0AC(N) | 158.4 | OPEN | node_8104101_200864724 | node_8104101_200864725 | ABCN | 8104101
oh_line_8104101_200864726 |  | bal_3P_1/0AC_1/0AC(N) | 105.60000000000001 | OPEN | node_8104101_200864725 | node_intto1_8104101_200864726 | ABCN | 8104101
oh_line_8104101_200864728 |  | bal_3P_4/0AL_1/0AC(N) | 158.4 | OPEN | node_8104101_200863095 | node_8104101_200864728 | ABCN | 8104101
oh_line_8104101_200864729 |  | bal_3P_4CU_1/0AC(N) | 264 | OPEN | node_8104101_200864728 | node_8104101_200864729 | ABCN | 8104101
oh_line_8104101_200864742 |  | bal_1P_1/0AC_4/0AL(N) | 52.800000000000004 | OPEN | node_8104101_200865344 | node_intto1_8104101_200864742 | AN | 8104101
oh_line_8104101_200864743 |  | bal_1P_4CU_2CU(N) | 105.60000000000001 | OPEN | node_8104101_200864742 | node_8104101_200864743 | AN | 8104101
oh_line_8104101_200864744 |  | bal_1P_4CU_2CU(N) | 105.60000000000001 | OPEN | node_8104101_200864743 | node_8104101_200864744 | AN | 8104101
oh_line_8104101_200864745 |  | bal_1P_4CU_2CU(N) | 105.60000000000001 | OPEN | node_8104101_200864744 | node_8104101_200864745 | AN | 8104101
oh_line_8104101_200864746 |  | bal_1P_4CU_2CU(N) | 105.60000000000001 | OPEN | node_8104101_200864745 | node_8104101_200864746 | AN | 8104101
oh_line_8104101_200864747 |  | bal_1P_1/0AC_2/0CU(N) | 158.4 | OPEN | node_8104101_200864746 | node_8104101_200864747 | AN | 8104101
oh_line_8104101_200864748 |  | bal_1P_1/0AC_2/0CU(N) | 158.4 | OPEN | node_8104101_200864747 | node_8104101_200864748 | AN | 8104101
oh_line_8104101_200864749 |  | bal_1P_1/0AC_2/0CU(N) | 158.4 | OPEN | node_8104101_200864748 | node_8104101_200864749 | AN | 8104101
oh_line_8104101_200864752 |  | bal_1P_2AC_2CU(N) | 105.60000000000001 | OPEN | node_8104101_200865347 | node_8104101_200864752 | AN | 8104101
oh_line_8104101_200864753 |  | bal_1P_2AC_2CU(N) | 105.60000000000001 | OPEN | node_8104101_200864752 | node_intto1_8104101_200864753 | AN | 8104101
oh_line_8104101_200864755 |  | bal_1P_2AC_2CU(N) | 105.60000000000001 | OPEN | node_8104101_201061393 | node_8104101_200864755 | AN | 8104101
oh_line_8104101_200864758 |  | bal_1P_2AC_2CU(N) | 211.20000000000002 | OPEN | node_8104101_200864755 | node_8104101_200864758 | AN | 8104101
oh_line_8104101_200864759 |  | bal_1P_4CU_2CU(N) | 105.60000000000001 | OPEN | node_8104101_200864758 | node_8104101_200864759 | AN | 8104101
oh_line_8104101_200864760 |  | bal_1P_4CU_2CU(N) | 52.800000000000004 | OPEN | node_8104101_200864759 | node_8104101_200864760 | AN | 8104101
oh_line_8104101_200864761 |  | bal_1P_1/0AC_2CU(N) | 105.60000000000001 | OPEN | node_8104101_200864760 | node_8104101_200864761 | AN | 8104101
oh_line_8104101_200864762 |  | bal_1P_1/0AC_2CU(N) | 105.60000000000001 | OPEN | node_8104101_200864761 | node_8104101_200864762 | AN | 8104101
oh_line_8104101_200864763 |  | bal_1P_4CU_2CU(N) | 158.4 | OPEN | node_8104101_200864759 | node_8104101_200864763 | AN | 8104101
oh_line_8104101_200864764 |  | bal_1P_2AC_2CU(N) | 158.4 | OPEN | node_8104101_200864763 | node_8104101_200864764 | AN | 8104101
oh_line_8104101_200864765 |  | bal_1P_2AC_2CU(N) | 211.20000000000002 | OPEN | node_8104101_200864764 | node_8104101_200864765 | AN | 8104101
oh_line_8104101_200864766 |  | bal_1P_2AC_2CU(N) | 158.4 | OPEN | node_8104101_200864765 | node_8104101_200864766 | AN | 8104101
oh_line_8104101_200864767 |  | bal_1P_4CU_4/0AL | 52.800000000000004 | OPEN | node_8104101_200865350 | node_8104101_200864767 | AN | 8104101
oh_line_8104101_200864768 |  | bal_1P_4CU_4CU(N) | 105.60000000000001 | OPEN | node_8104101_200864767 | node_intto1_8104101_200864768 | AN | 8104101
oh_line_8104101_200864769 |  | bal_1P_4CU_4CU(N) | 105.60000000000001 | OPEN | node_8104101_200864768 | node_8104101_200864769 | AN | 8104101
oh_line_8104101_200864770 |  | bal_1P_4CU_4CU(N) | 105.60000000000001 | OPEN | node_8104101_200864769 | node_8104101_200864770 | AN | 8104101
oh_line_8104101_200864771 |  | bal_1P_1/0AC_4CU(N) | 105.60000000000001 | OPEN | node_8104101_200864770 | node_8104101_200864771 | AN | 8104101
oh_line_8104101_200864772 |  | bal_1P_1/0AC_4CU(N) | 105.60000000000001 | OPEN | node_8104101_200864771 | node_8104101_200864772 | AN | 8104101
oh_line_8104101_200864773 |  | bal_1P_1/0AC_4CU(N) | 105.60000000000001 | OPEN | node_8104101_200864772 | node_8104101_200864773 | AN | 8104101
oh_line_8104101_200864774 |  | bal_1P_1/0AC_4CU(N) | 105.60000000000001 | OPEN | node_8104101_200864773 | node_8104101_200864774 | AN | 8104101
oh_line_8104101_200864796 |  | bal_1P_1/0AA_1/0AA(N) | 52.800000000000004 | OPEN | node_8104101_200865352 | node_8104101_200864796 | AN | 8104101
oh_line_8104101_200864797 |  | bal_1P_1/0AA_1/0AA(N) | 158.4 | OPEN | node_8104101_200864796 | node_intto1_8104101_200864797 | AN | 8104101
oh_line_8104101_200864798 |  | bal_1P_1/0AA_1/0AA(N) | 105.60000000000001 | OPEN | node_8104101_200864797 | node_8104101_200864798 | AN | 8104101
oh_line_8104101_200864799 |  | bal_1P_1/0AA_1/0AA(N) | 105.60000000000001 | OPEN | node_8104101_200864798 | node_8104101_200864799 | AN | 8104101
oh_line_8104101_200864800 |  | bal_1P_1/0AA_1/0AA(N) | 105.60000000000001 | OPEN | node_8104101_200864799 | node_8104101_200864800 | AN | 8104101
oh_line_8104101_200864801 |  | bal_1P_4CU_4CU(N) | 105.60000000000001 | OPEN | node_8104101_200864800 | node_8104101_200864801 | AN | 8104101
oh_line_8104101_200864802 |  | bal_1P_4CU_4CU(N) | 105.60000000000001 | OPEN | node_8104101_200864801 | node_8104101_200864802 | AN | 8104101
oh_line_8104101_200864803 |  | bal_1P_4CU_4CU(N) | 105.60000000000001 | OPEN | node_8104101_200864802 | node_8104101_200864803 | AN | 8104101
oh_line_8104101_200864804 |  | bal_1P_1/0AC_4CU(N) | 158.4 | OPEN | node_8104101_200864803 | node_8104101_200864804 | AN | 8104101
oh_line_8104101_200864811 |  | bal_1P_4CU_4CU(N) | 158.4 | OPEN | node_8104101_200865373 | node_8104101_200864811 | AN | 8104101
oh_line_8104101_200864812 |  | bal_1P_4CU_2CU(N) | 105.60000000000001 | OPEN | node_8104101_200864811 | node_intto1_8104101_200864812 | AN | 8104101
oh_line_8104101_200864813 |  | bal_1P_4CU_2CU(N) | 105.60000000000001 | OPEN | node_8104101_200864812 | node_8104101_200864813 | AN | 8104101
oh_line_8104101_200864814 |  | bal_1P_4CU_2CU(N) | 105.60000000000001 | OPEN | node_8104101_200864813 | node_8104101_200864814 | AN | 8104101
oh_line_8104101_200864815 |  | bal_1P_1/0AC_2CU(N) | 105.60000000000001 | OPEN | node_8104101_200864814 | node_8104101_200864815 | AN | 8104101
oh_line_8104101_200864816 |  | bal_1P_1/0AC_2CU(N) | 105.60000000000001 | OPEN | node_8104101_200864815 | node_8104101_200864816 | AN | 8104101
oh_line_8104101_200864835 |  | bal_3P_477AL_4/0AC(N) | 211.20000000000002 | OPEN | node_8104101_200864859 | node_8104101_200864835 | ABCN | 8104101
oh_line_8104101_200864836 |  | bal_3P_477AL_4/0AC(N) | 158.4 | OPEN | node_8104101_200864835 | node_8104101_200864836 | ABCN | 8104101
oh_line_8104101_200864837 |  | bal_3P_477AL_4/0AC(N) | 264 | OPEN | node_8104101_200864836 | node_8104101_200864837 | ABCN | 8104101
oh_line_8104101_200864838 |  | bal_3P_477AL_4/0AC(N) | 211.20000000000002 | OPEN | node_8104101_200864837 | node_8104101_200864838 | ABCN | 8104101
oh_line_8104101_200864839 |  | bal_3P_477AL_4/0AC(N) | 264 | OPEN | node_8104101_200864838 | node_8104101_200864839 | ABCN | 8104101
oh_line_8104101_200864840 |  | bal_3P_477AL_4/0AC(N) | 158.4 | OPEN | node_8104101_200864839 | node_8104101_200864840 | ABCN | 8104101
oh_line_8104101_200864841 |  | bal_3P_477AL_4/0AC(N) | 105.60000000000001 | OPEN | node_8104101_200864840 | node_8104101_200864841 | ABCN | 8104101
oh_line_8104101_200864842 |  | bal_3P_477AL_4/0AC(N) | 211.20000000000002 | OPEN | node_8104101_200864841 | node_8104101_200864842 | ABCN | 8104101
oh_line_8104101_200864843 |  | bal_3P_477AL_4/0AC(N) | 211.20000000000002 | OPEN | node_8104101_200864842 | node_8104101_200864843 | ABCN | 8104101
oh_line_8104101_200864845 |  | bal_3P_477AL_4/0AC(N) | 211.20000000000002 | OPEN | node_8104101_200864843 | node_8104101_200864845 | ABCN | 8104101
oh_line_8104101_200864848 |  | bal_3P_477AL_4/0AC(N) | 211.20000000000002 | OPEN | node_8104101_200864845 | node_8104101_200864848 | ABCN | 8104101
oh_line_8104101_200864850 |  | bal_3P_477AL_4/0AL(N) | 105.60000000000001 | OPEN | node_8104101_200864848 | node_8104101_200864850 | ABCN | 8104101
oh_line_8104101_200864854 |  | bal_3P_477AL_4/0AC(N) | 633.6 | OPEN | node_8104101_200865389 | node_8104101_200864854 | ABCN | 8104101
oh_line_8104101_200864855 |  | bal_3P_477AL_4/0AC(N) | 211.20000000000002 | OPEN | node_8104101_200864854 | node_intto1_8104101_200864855 | ABCN | 8104101
oh_line_8104101_200864856 |  | bal_3P_477AL_4/0AC(N) | 211.20000000000002 | OPEN | node_8104101_200864855 | node_8104101_200864856 | ABCN | 8104101
oh_line_8104101_200864857 |  | bal_3P_477AL_4/0AC(N) | 211.20000000000002 | OPEN | node_8104101_200864856 | node_intto1_8104101_200864857 | ABCN | 8104101
oh_line_8104101_200864858 |  | bal_3P_477AL_4/0AC(N) | 211.20000000000002 | OPEN | node_8104101_200864857 | node_8104101_200864858 | ABCN | 8104101
oh_line_8104101_200864859 |  | bal_3P_477AL_4/0AC(N) | 211.20000000000002 | OPEN | node_8104101_200864858 | node_8104101_200864859 | ABCN | 8104101
oh_line_8104101_200865071 |  | bal_3P_1/0AC_1/0AC(N) | 264 | OPEN | node_8104101_200865339 | node_8104101_200865071 | ABCN | 8104101
oh_line_8104101_200865072 |  | bal_3P_4/0CU_4/0AL(N) | 52.800000000000004 | OPEN | node_8104101_200865351 | node_intto1_8104101_200865072 | ABCN | 8104101
oh_line_8104101_200865221 |  | bal_1P_4/0AL_4/0AL(N) | 158.4 | OPEN | node_8104101_200865222 | node_8104101_200865221 | AN | 8104101
oh_line_8104101_200865222 |  | bal_1P_4/0AL_4/0AL(N) | 105.60000000000001 | OPEN | node_8104101_200865223 | node_8104101_200865222 | AN | 8104101
oh_line_8104101_200865223 |  | bal_1P_4/0AL_4/0AL(N) | 105.60000000000001 | OPEN | node_8104101_200865224 | node_8104101_200865223 | AN | 8104101
oh_line_8104101_200865224 |  | bal_1P_4/0AL_4/0AL(N) | 105.60000000000001 | OPEN | node_8104101_200865225 | node_8104101_200865224 | AN | 8104101
oh_line_8104101_200865225 |  | bal_1P_4/0AL_4/0AL(N) | 105.60000000000001 | OPEN | node_8104101_200865227 | node_8104101_200865225 | AN | 8104101
oh_line_8104101_200865226 |  | bal_1P_1/0AC_1/0AC(N) | 52.800000000000004 | OPEN | node_8104101_200865225 | node_8104101_200865226 | AN | 8104101
oh_line_8104101_200865227 |  | bal_1P_4/0AL_4/0AL(N) | 158.4 | OPEN | node_8104101_200865228 | node_8104101_200865227 | AN | 8104101
oh_line_8104101_200865228 |  | bal_1P_1/0AC_4/0AL(N) | 105.60000000000001 | OPEN | node_8104101_200865230 | node_8104101_200865228 | AN | 8104101
oh_line_8104101_200865230 |  | bal_1P_1/0AC_4/0AL(N) | 105.60000000000001 | OPEN | node_8104101_200865231 | node_8104101_200865230 | AN | 8104101
oh_line_8104101_200865231 |  | bal_1P_1/0AC_4/0AL(N) | 105.60000000000001 | OPEN | node_8104101_200865232 | node_8104101_200865231 | AN | 8104101
oh_line_8104101_200865232 |  | bal_1P_1/0AC_4/0AL(N) | 105.60000000000001 | OPEN | node_8104101_200865233 | node_8104101_200865232 | AN | 8104101
oh_line_8104101_200865233 |  | bal_1P_1/0AC_4/0AL(N) | 105.60000000000001 | OPEN | node_8104101_200865235 | node_8104101_200865233 | AN | 8104101
oh_line_8104101_200865235 |  | bal_1P_1/0AC_4/0AL(N) | 158.4 | OPEN | node_8104101_200865236 | node_8104101_200865235 | AN | 8104101
oh_line_8104101_200865236 |  | bal_1P_1/0AC_4/0AL(N) | 105.60000000000001 | OPEN | node_8104101_200865239 | node_8104101_200865236 | AN | 8104101
oh_line_8104101_200865239 |  | bal_1P_1/0AC_4/0AL(N) | 105.60000000000001 | OPEN | node_8104101_200865241 | node_8104101_200865239 | AN | 8104101
oh_line_8104101_200865241 |  | bal_1P_1/0AC_4/0AL(N) | 158.4 | OPEN | node_8104101_200865243 | node_8104101_200865241 | AN | 8104101
oh_line_8104101_200865243 |  | bal_1P_1/0AC_4/0AL(N) | 105.60000000000001 | OPEN | node_8104101_200865244 | node_intto1_8104101_200865243 | AN | 8104101
oh_line_8104101_200865244 |  | bal_2P_1/0AC_4/0AL(N) | 158.4 | OPEN | node_8104101_200865246 | node_8104101_200865244 | ABN | 8104101
oh_line_8104101_200865246 |  | bal_2P_1/0AC_4/0AL(N) | 105.60000000000001 | OPEN | node_8104101_200865247 | node_intto1_8104101_200865246 | ABN | 8104101
oh_line_8104101_200865247 |  | bal_3P_1/0AC_1/0AC(N) | 211.20000000000002 | OPEN | node_8104101_200863923 | node_8104101_200865247 | ABCN | 8104101
oh_line_8104101_200865249 |  | bal_3P_1/0AC_4/0AL(N) | 158.4 | OPEN | node_8104101_200865247 | node_8104101_200865249 | ABCN | 8104101
oh_line_8104101_200865250 |  | bal_3P_1/0AC_4/0AL(N) | 158.4 | OPEN | node_8104101_200865249 | node_8104101_200865250 | ABCN | 8104101
oh_line_8104101_200865255 |  | bal_3P_1/0AC_4/0AL(N) | 105.60000000000001 | OPEN | node_8104101_200865250 | node_8104101_200865255 | ABCN | 8104101
oh_line_8104101_200865256 |  | bal_3P_1/0AC_4/0AL(N) | 158.4 | OPEN | node_8104101_200865255 | node_8104101_200865256 | ABCN | 8104101
oh_line_8104101_200865257 |  | bal_3P_1/0AC_4/0AL(N) | 158.4 | OPEN | node_8104101_200865256 | node_8104101_200865257 | ABCN | 8104101
oh_line_8104101_200865261 |  | bal_3P_1/0AC_4/0AL(N) | 105.60000000000001 | OPEN | node_8104101_200865257 | node_8104101_200865261 | ABCN | 8104101
oh_line_8104101_200865263 |  | bal_3P_1/0AC_4/0AL(N) | 158.4 | OPEN | node_8104101_200865265 | node_8104101_200865263 | ABCN | 8104101
oh_line_8104101_200865265 |  | bal_3P_1/0AC_4/0AL(N) | 158.4 | OPEN | node_8104101_200865266 | node_8104101_200865265 | ABCN | 8104101
oh_line_8104101_200865266 |  | bal_3P_1/0AC_4/0AL(N) | 158.4 | OPEN | node_8104101_200865267 | node_8104101_200865266 | ABCN | 8104101
oh_line_8104101_200865267 |  | bal_3P_1/0AC_4/0AL(N) | 158.4 | OPEN | node_8104101_200865268 | node_8104101_200865267 | ABCN | 8104101
oh_line_8104101_200865268 |  | bal_3P_1/0AC_4/0AL(N) | 158.4 | OPEN | node_8104101_200975429 | node_8104101_200865268 | ABCN | 8104101
oh_line_8104101_200865270 |  | bal_3P_1/0AC_4/0AL(N) | 158.4 | OPEN | node_8104101_200865272 | node_8104101_200865270 | ABCN | 8104101
oh_line_8104101_200865272 |  | bal_3P_1/0AC_4/0AL(N) | 158.4 | OPEN | node_8104101_200865273 | node_8104101_200865272 | ABCN | 8104101
oh_line_8104101_200865273 |  | bal_3P_1/0AC_4/0AL(N) | 105.60000000000001 | OPEN | node_8104101_200865275 | node_intto1_8104101_200865273 | ABCN | 8104101
oh_line_8104101_200865275 |  | bal_3P_2/0CU_4/0AL(N) | 105.60000000000001 | OPEN | node_8104101_200974109 | node_8104101_200865275 | ABCN | 8104101
oh_line_8104101_200865279 |  | bal_3P_2/0CU_4/0AL(N) | 158.4 | OPEN | node_8104101_200865280 | node_8104101_200865279 | ABCN | 8104101
oh_line_8104101_200865280 |  | bal_3P_477AL_4/0AC(N) | 211.20000000000002 | OPEN | node_8104101_200865516 | node_8104101_200865280 | ABCN | 8104101
oh_line_8104101_200865281 |  | bal_3P_2/0CU_4/0AL(N) | 52.800000000000004 | OPEN | node_8104101_200865280 | node_8104101_200865281 | ABCN | 8104101
oh_line_8104101_200865282 |  | bal_3P_2/0CU_4/0AL(N) | 158.4 | OPEN | node_8104101_200865281 | node_8104101_200865282 | ABCN | 8104101
oh_line_8104101_200865283 |  | bal_3P_2/0CU_4/0AL(N) | 158.4 | OPEN | node_8104101_200865282 | node_8104101_200865283 | ABCN | 8104101
oh_line_8104101_200865284 |  | bal_3P_2/0CU_4/0AL(N) | 105.60000000000001 | OPEN | node_8104101_200865283 | node_intto1_8104101_200865284 | ABCN | 8104101
oh_line_8104101_200865286 |  | bal_3P_2/0CU_4/0AL(N) | 158.4 | OPEN | node_8104101_200865284 | node_8104101_200865286 | ABCN | 8104101
oh_line_8104101_200865287 |  | bal_3P_2/0CU_4/0AL(N) | 158.4 | OPEN | node_8104101_200865286 | node_8104101_200865287 | ABCN | 8104101
oh_line_8104101_200865288 |  | bal_3P_2/0CU_4/0AL(N) | 158.4 | OPEN | node_8104101_200865287 | node_8104101_200865288 | ABCN | 8104101
oh_line_8104101_200865290 |  | bal_3P_2/0CU_4/0AL(N) | 52.800000000000004 | OPEN | node_8104101_200865288 | node_8104101_200865290 | ABCN | 8104101
oh_line_8104101_200865292 |  | bal_3P_2/0CU_4/0AL(N) | 158.4 | OPEN | node_8104101_200865290 | node_8104101_200865292 | ABCN | 8104101
oh_line_8104101_200865293 |  | bal_3P_2/0CU_4/0AL(N) | 52.800000000000004 | OPEN | node_8104101_200865292 | node_8104101_200865293 | ABCN | 8104101
oh_line_8104101_200865298 |  | bal_3P_477AL_4/0AL(N) | 158.4 | OPEN | node_8104101_200865299 | node_8104101_200865298 | ABCN | 8104101
oh_line_8104101_200865299 |  | bal_3P_477AL_4/0AL(N) | 158.4 | OPEN | node_8104101_200865300 | node_8104101_200865299 | ABCN | 8104101
oh_line_8104101_200865300 |  | bal_3P_477AL_4/0AL(N) | 52.800000000000004 | OPEN | node_8104101_200865302 | node_8104101_200865300 | ABCN | 8104101
oh_line_8104101_200865302 |  | bal_3P_477AL_4/0AL(N) | 52.800000000000004 | OPEN | node_8104101_200865303 | node_8104101_200865302 | ABCN | 8104101
oh_line_8104101_200865303 |  | bal_3P_477AL_4/0AL(N) | 105.60000000000001 | OPEN | node_8104101_200865308 | node_8104101_200865303 | ABCN | 8104101
oh_line_8104101_200865308 |  | bal_3P_477AL_4/0AL(N) | 105.60000000000001 | OPEN | node_8104101_200865309 | node_8104101_200865308 | ABCN | 8104101
oh_line_8104101_200865309 |  | bal_3P_477AL_4/0AL(N) | 105.60000000000001 | OPEN | node_8104101_200865310 | node_8104101_200865309 | ABCN | 8104101
oh_line_8104101_200865310 |  | bal_3P_477AL_4/0AL(N) | 158.4 | OPEN | node_8104101_200865314 | node_8104101_200865310 | ABCN | 8104101
oh_line_8104101_200865311 |  | bal_3P_477AL_4/0AC(N) | 158.4 | OPEN | node_8104101_200865310 | node_intto1_8104101_200865311 | ABCN | 8104101
oh_line_8104101_200865312 |  | bal_3P_477AL_4/0AC(N) | 158.4 | OPEN | node_8104101_200865311 | node_8104101_200865312 | ABCN | 8104101
oh_line_8104101_200865313 |  | bal_3P_477AL_4/0AC(N) | 158.4 | OPEN | node_8104101_200865312 | node_8104101_200865313 | ABCN | 8104101
oh_line_8104101_200865314 |  | bal_3P_477AL_4/0AL(N) | 105.60000000000001 | OPEN | node_8104101_200865316 | node_8104101_200865314 | ABCN | 8104101
oh_line_8104101_200865315 |  | bal_3P_1/0AC_2AC(N) | 105.60000000000001 | OPEN | node_8104101_200865314 | node_8104101_200865315 | ABCN | 8104101
oh_line_8104101_200865316 |  | bal_3P_477AL_4/0AL(N) | 105.60000000000001 | OPEN | node_8104101_200865317 | node_8104101_200865316 | ABCN | 8104101
oh_line_8104101_200865317 |  | bal_3P_477AL_4/0AL(N) | 105.60000000000001 | OPEN | node_8104101_200865318 | node_8104101_200865317 | ABCN | 8104101
oh_line_8104101_200865318 |  | bal_3P_477AL_4/0AL(N) | 105.60000000000001 | OPEN | node_8104101_200865319 | node_intto1_8104101_200865318 | ABCN | 8104101
oh_line_8104101_200865319 |  | bal_3P_477AL_4/0AL(N) | 105.60000000000001 | OPEN | node_8104101_200865320 | node_8104101_200865319 | ABCN | 8104101
oh_line_8104101_200865320-1 |  | bal_3P_477AL_4/0AL(N) | 105.60000000000001 | OPEN | node_8104101_200865321 | node_1353140_321_15287424_187 | ABCN | 8104101
oh_line_8104101_200865320-2 |  | bal_3P_477AL_4/0AL(N) | 0 | OPEN | node_1353140_321_15287424_187 | node_8104101_200865320 | ABCN | 8104101
oh_line_8104101_200865321 |  | bal_3P_477AL_4/0AL(N) | 158.4 | OPEN | node_8104101_200865325 | node_8104101_200865321 | ABCN | 8104101
oh_line_8104101_200865325 |  | bal_3P_477AL_4/0AL(N) | 105.60000000000001 | OPEN | node_8104101_200865327 | node_8104101_200865325 | ABCN | 8104101
oh_line_8104101_200865327 |  | bal_3P_477AL_4/0AL(N) | 158.4 | OPEN | node_8104101_200865328 | node_8104101_200865327 | ABCN | 8104101
oh_line_8104101_200865328 |  | bal_3P_477AL_4/0AL(N) | 105.60000000000001 | OPEN | node_8104101_200865329 | node_8104101_200865328 | ABCN | 8104101
oh_line_8104101_200865329 |  | bal_3P_477AL_4/0AL(N) | 158.4 | OPEN | node_8104101_200865330 | node_8104101_200865329 | ABCN | 8104101
oh_line_8104101_200865330 |  | bal_3P_477AL_4/0AL(N) | 158.4 | OPEN | node_8104101_200865333 | node_8104101_200865330 | ABCN | 8104101
oh_line_8104101_200865333 |  | bal_3P_477AL_4/0AL(N) | 158.4 | OPEN | node_8104101_200865334 | node_8104101_200865333 | ABCN | 8104101
oh_line_8104101_200865334 |  | bal_3P_477AL_4/0AL(N) | 158.4 | OPEN | node_8104101_200865337 | node_8104101_200865334 | ABCN | 8104101
oh_line_8104101_200865337 |  | bal_3P_477AL_4/0AL(N) | 158.4 | OPEN | node_8104101_200865338 | node_8104101_200865337 | ABCN | 8104101
oh_line_8104101_200865338 |  | bal_3P_477AL_4/0AL(N) | 158.4 | OPEN | node_8104101_200865339 | node_8104101_200865338 | ABCN | 8104101
oh_line_8104101_200865339 |  | bal_3P_477AL_4/0AL(N) | 158.4 | OPEN | node_8104101_200865340 | node_8104101_200865339 | ABCN | 8104101
oh_line_8104101_200865340 |  | bal_3P_477AL_4/0AL(N) | 158.4 | OPEN | node_8104101_200958674 | node_intto1_8104101_200865340 | ABCN | 8104101
oh_line_8104101_200865342 |  | bal_3P_477AL_2CU(N) | 211.20000000000002 | OPEN | node_8104101_200865343 | node_intto1_8104101_200865342 | ABCN | 8104101
oh_line_8104101_200865343 |  | bal_3P_477AL_2/0CU(N) | 158.4 | OPEN | node_8104101_200865344 | node_8104101_200865343 | ABCN | 8104101
oh_line_8104101_200865344 |  | bal_3P_477AL_2/0CU(N) | 105.60000000000001 | OPEN | node_8104101_200865345 | node_8104101_200865344 | ABCN | 8104101
oh_line_8104101_200865345 |  | bal_3P_477AL_2/0CU(N) | 105.60000000000001 | OPEN | node_8104101_200865346 | node_8104101_200865345 | ABCN | 8104101
oh_line_8104101_200865346 |  | bal_3P_477AL_2/0CU(N) | 158.4 | OPEN | node_8104101_200865347 | node_8104101_200865346 | ABCN | 8104101
oh_line_8104101_200865347 |  | bal_3P_477AL_2/0CU(N) | 105.60000000000001 | OPEN | node_8104101_200865349 | node_intto1_8104101_200865347 | ABCN | 8104101
oh_line_8104101_200865349 |  | bal_3P_477AL_4/0AL(N) | 158.4 | OPEN | node_8104101_200865350 | node_8104101_200865349 | ABCN | 8104101
oh_line_8104101_200865350 |  | bal_3P_477AL_4/0AL(N) | 158.4 | OPEN | node_8104101_200865351 | node_8104101_200865350 | ABCN | 8104101
oh_line_8104101_200865351 |  | bal_3P_477AL_4/0AL(N) | 158.4 | OPEN | node_8104101_200865352 | node_8104101_200865351 | ABCN | 8104101
oh_line_8104101_200865352 |  | bal_3P_477AL_4/0AL(N) | 158.4 | OPEN | node_8104101_200865353 | node_8104101_200865352 | ABCN | 8104101
oh_line_8104101_200865353 |  | bal_3P_477AL_4/0AL(N) | 211.20000000000002 | OPEN | node_8104101_200865354 | node_8104101_200865353 | ABCN | 8104101
oh_line_8104101_200865354 |  | bal_3P_477AL_4/0AL(N) | 105.60000000000001 | OPEN | node_8104101_200865355 | node_8104101_200865354 | ABCN | 8104101
oh_line_8104101_200865355 |  | bal_3P_477AL_4/0AL(N) | 158.4 | OPEN | node_8104101_200865356 | node_8104101_200865355 | ABCN | 8104101
oh_line_8104101_200865356 |  | bal_3P_477AL_4/0AL(N) | 158.4 | OPEN | node_8104101_200865359 | node_8104101_200865356 | ABCN | 8104101
oh_line_8104101_200865359 |  | bal_3P_477AL_4/0AL(N) | 158.4 | OPEN | node_8104101_200865360 | node_8104101_200865359 | ABCN | 8104101
oh_line_8104101_200865360 |  | bal_3P_477AL_4/0AL(N) | 158.4 | OPEN | node_8104101_200865361 | node_8104101_200865360 | ABCN | 8104101
oh_line_8104101_200865361 |  | bal_3P_477AL_4/0AL(N) | 105.60000000000001 | OPEN | node_8104101_200865362 | node_8104101_200865361 | ABCN | 8104101
oh_line_8104101_200865362 |  | bal_3P_477AL_4/0AL(N) | 158.4 | OPEN | node_8104101_200865363 | node_8104101_200865362 | ABCN | 8104101
oh_line_8104101_200865363 |  | bal_3P_477AL_4/0AL(N) | 105.60000000000001 | OPEN | node_8104101_200865365 | node_8104101_200865363 | ABCN | 8104101
oh_line_8104101_200865365 |  | bal_3P_477AL_4/0AL(N) | 158.4 | OPEN | node_8104101_200864850 | node_8104101_200865365 | ABCN | 8104101
oh_line_8104101_200865368 |  | bal_1P_1/0AC_4/0AL(N) | 211.20000000000002 | OPEN | node_8104101_200865373 | node_8104101_200865368 | AN | 8104101
oh_line_8104101_200865371 |  | bal_1P_1/0AC_4/0AL(N) | 211.20000000000002 | OPEN | node_8104101_200865368 | node_8104101_200865371 | AN | 8104101
oh_line_8104101_200865372 |  | bal_1P_1/0AC_4/0AL(N) | 158.4 | OPEN | node_8104101_200865371 | node_8104101_200865372 | AN | 8104101
oh_line_8104101_200865373 |  | bal_1P_1/0AC_4/0AL(N) | 211.20000000000002 | OPEN | node_8104101_200865374 | node_8104101_200865373 | AN | 8104101
oh_line_8104101_200865374 |  | bal_1P_1/0AC_4/0AL(N) | 211.20000000000002 | OPEN | node_8104101_200865376 | node_8104101_200865374 | AN | 8104101
oh_line_8104101_200865376 |  | bal_1P_1/0AC_4/0AL(N) | 105.60000000000001 | OPEN | node_8104101_200865377 | node_8104101_200865376 | AN | 8104101
oh_line_8104101_200865377 |  | bal_1P_1/0AC_4/0AL(N) | 211.20000000000002 | OPEN | node_8104101_200865378 | node_8104101_200865377 | AN | 8104101
oh_line_8104101_200865378 |  | bal_1P_4CU_4CU(N) | 158.4 | OPEN | node_8104101_200865379 | node_8104101_200865378 | AN | 8104101
oh_line_8104101_200865379 |  | bal_3P_4CU_1/0AA(N) | 52.800000000000004 | OPEN | node_8104101_200865381 | node_8104101_200865379 | ABCN | 8104101
oh_line_8104101_200865381 |  | bal_3P_4CU_1/0AA(N) | 105.60000000000001 | OPEN | node_8104101_200865382 | node_8104101_200865381 | ABCN | 8104101
oh_line_8104101_200865382 |  | bal_3P_4CU_1/0AA(N) | 211.20000000000002 | OPEN | node_8104101_200865384 | node_8104101_200865382 | ABCN | 8104101
oh_line_8104101_200865384 |  | bal_3P_4CU_4/0AL(N) | 211.20000000000002 | OPEN | node_8104101_200865385 | node_8104101_200865384 | ABCN | 8104101
oh_line_8104101_200865385 |  | bal_3P_4CU_1/0AC(N) | 211.20000000000002 | OPEN | node_8104101_200865386 | node_8104101_200865385 | ABCN | 8104101
oh_line_8104101_200865386 |  | bal_3P_4CU_1/0AC(N) | 211.20000000000002 | OPEN | node_8104101_200865387 | node_intto1_8104101_200865386 | ABCN | 8104101
oh_line_8104101_200865387 |  | bal_3P_4CU_4/0AL(N) | 211.20000000000002 | OPEN | node_8104101_200865388 | node_8104101_200865387 | ABCN | 8104101
oh_line_8104101_200865388 |  | bal_3P_4CU_4/0AL(N) | 105.60000000000001 | OPEN | node_8104101_200865389 | node_8104101_200865388 | ABCN | 8104101
oh_line_8104101_200865389 |  | bal_3P_477AL_4/0AC(N) | 211.20000000000002 | OPEN | node_8104101_200864331 | node_8104101_200865389 | ABCN | 8104101
oh_line_8104101_200865390 |  | bal_3P_4CU_4/0AL(N) | 105.60000000000001 | OPEN | node_8104101_200865389 | node_8104101_200865390 | ABCN | 8104101
oh_line_8104101_200865391 |  | bal_3P_4CU_4/0AL(N) | 158.4 | OPEN | node_8104101_200865390 | node_8104101_200865391 | ABCN | 8104101
oh_line_8104101_200865392 |  | bal_1P_4CU_4CU(N) | 158.4 | OPEN | node_8104101_200865391 | node_intto1_8104101_200865392 | AN | 8104101
oh_line_8104101_200865393 |  | bal_1P_4CU_4CU(N) | 158.4 | OPEN | node_8104101_200865392 | node_8104101_200865393 | AN | 8104101
oh_line_8104101_200865516 |  | bal_3P_477AL_4/0AL(N) | 211.20000000000002 | OPEN | node_8104101_200865517 | node_8104101_200865516 | ABCN | 8104101
oh_line_8104101_200865517 |  | bal_3P_477AL_4/0AC(N) | 264 | OPEN | node_8104101_200865518 | node_8104101_200865517 | ABCN | 8104101
oh_line_8104101_200865518 |  | bal_3P_477AL_4/0AC(N) | 52.800000000000004 | OPEN | node_8104101_200862928 | node_8104101_200865518 | ABCN | 8104101
oh_line_8104101_200865519 |  | bal_3P_477AL_4/0AC(N) | 211.20000000000002 | OPEN | node_8104101_200865520 | node_8104101_200865519 | ABCN | 8104101
oh_line_8104101_200865520 |  | bal_3P_477AL_4/0AC(N) | 211.20000000000002 | OPEN | node_8104101_200865521 | node_8104101_200865520 | ABCN | 8104101
oh_line_8104101_200865521 |  | bal_3P_477AL_4/0AC(N) | 211.20000000000002 | OPEN | node_8104101_200865524 | node_8104101_200865521 | ABCN | 8104101
oh_line_8104101_200865522 |  | bal_3P_1/0AA_1/0AA(N) | 105.60000000000001 | OPEN | node_8104101_200865521 | node_8104101_200865522 | ABCN | 8104101
oh_line_8104101_200865524 |  | bal_3P_477AL_4/0AC(N) | 211.20000000000002 | OPEN | node_8104101_200865526 | node_8104101_200865524 | ABCN | 8104101
oh_line_8104101_200865526 |  | bal_3P_477AL_4/0AL(N) | 264 | OPEN | node_8104101_200865532 | node_8104101_200865526 | ABCN | 8104101
oh_line_8104101_200865527 |  | bal_3P_1/0AA_1/0AA(N) | 105.60000000000001 | OPEN | node_8104101_200865526 | node_8104101_200865527 | ABCN | 8104101
oh_line_8104101_200865530 |  | bal_3P_1/0AC_1/0AC(N) | 264 | OPEN | node_8104101_200865526 | node_8104101_200865530 | ABCN | 8104101
oh_line_8104101_200865531 |  | bal_3P_1/0AC_1/0AC(N) | 264 | OPEN | node_8104101_200865530 | node_8104101_200865531 | ABCN | 8104101
oh_line_8104101_200865532 |  | bal_3P_477AL_4/0AC(N) | 211.20000000000002 | OPEN | node_8104101_200865533 | node_8104101_200865532 | ABCN | 8104101
oh_line_8104101_200865533 |  | bal_3P_477AL_4/0AC(N) | 211.20000000000002 | OPEN | node_8104101_200865534 | node_8104101_200865533 | ABCN | 8104101
oh_line_8104101_200865534 |  | bal_3P_477AL_4/0AC(N) | 52.800000000000004 | OPEN | node_8104101_200862376 | node_intto1_8104101_200865534 | ABCN | 8104101
oh_line_8104101_200866728 |  | bal_1P_1/0AA_4/0AC(N) | 0 | OPEN | node_8104101_200865228 | node_8104101_200866728 | AN | 8104101
oh_line_8104101_200866731 |  | bal_1P_1/0AA_4/0AC(N) | 105.60000000000001 | OPEN | node_8104101_201013022 | node_8104101_200866731 | AN | 8104101
oh_line_8104101_200917580 |  | bal_3P_1/0AA_1/0AA(N) | 105.60000000000001 | OPEN | node_8104101_200865250 | node_intto1_8104101_200917580 | ABCN | 8104101
oh_line_8104101_200917672 |  | bal_3P_477AL_4/0AC(N) | 158.4 | OPEN | node_SOURCE_8104101 | node_8104101_200917672 | ABCN | 8104101
oh_line_8104101_200917677 |  | bal_3P_1/0AA_1/0AA(N) | 158.4 | OPEN | node_8104101_200917680 | node_8104101_200917677 | ABCN | 8104101
oh_line_8104101_200917678 |  | bal_3P_4/0AL_4/0AA(N) | 158.4 | OPEN | node_8104101_200917680 | node_8104101_200917678 | ABCN | 8104101
oh_line_8104101_200917679 |  | bal_3P_4/0AL_4/0AA(N) | 158.4 | OPEN | node_8104101_200917678 | node_8104101_200917679 | ABCN | 8104101
oh_line_8104101_200917680 |  | bal_3P_1/0AA_1/0AA(N) | 369.6 | OPEN | node_8104101_200855061 | node_8104101_200917680 | ABCN | 8104101
oh_line_8104101_200917682 |  | bal_3P_2AC_2AC(N) | 844.8000000000001 | OPEN | node_8104101_200917687 | node_8104101_200917682 | ABCN | 8104101
oh_line_8104101_200917683 |  | bal_1P_477AL_1/0AC(N) | 105.60000000000001 | OPEN | node_8104101_200863146 | node_8104101_200917683 | AN | 8104101
oh_line_8104101_200917684 |  | bal_1P_477AL_1/0AC(N) | 52.800000000000004 | OPEN | node_8104101_200917683 | node_8104101_200917684 | AN | 8104101
oh_line_8104101_200917686 |  | bal_3P_1/0AC_2AC(N) | 528 | OPEN | node_8104101_200917682 | node_8104101_200917686 | ABCN | 8104101
oh_line_8104101_200917687 |  | bal_3P_1/0AC_2AC(N) | 580.8 | OPEN | node_8104101_200917693 | node_8104101_200917687 | ABCN | 8104101
oh_line_8104101_200917690 |  | bal_3P_1/0AC_1/0AC(N) | 105.60000000000001 | OPEN | node_8104101_200917691 | node_8104101_200917690 | ABCN | 8104101
oh_line_8104101_200917691 |  | bal_3P_1/0AC_1/0AC(N) | 52.800000000000004 | OPEN | node_8104101_311894264 | node_8104101_200917691 | ABCN | 8104101
oh_line_8104101_200917692 |  | bal_3P_2AC_2AC(N) | 105.60000000000001 | OPEN | node_8104101_200863494 | node_8104101_200917692 | ABCN | 8104101
oh_line_8104101_200917693 |  | bal_3P_1/0AC_2AC(N) | 105.60000000000001 | OPEN | node_8104101_200917692 | node_8104101_200917693 | ABCN | 8104101
oh_line_8104101_200954099 |  | bal_1P_2AC_2AC(N) | 211.20000000000002 | OPEN | node_8104101_200862784 | node_8104101_200954099 | AN | 8104101
oh_line_8104101_200958674 |  | bal_3P_477AL_4/0AL(N) | 158.4 | OPEN | node_8104101_200865342 | node_intto1_8104101_200958674 | ABCN | 8104101
oh_line_8104101_200958676 |  | bal_3P_4CU_1/0AC(N) | 158.4 | OPEN | node_8104101_200864723 | node_8104101_200958676 | ABCN | 8104101
oh_line_8104101_200974109 |  | bal_3P_2/0CU_4/0AL(N) | 105.60000000000001 | OPEN | node_8104101_200865279 | node_8104101_200974109 | ABCN | 8104101
oh_line_8104101_200975429 |  | bal_3P_1/0AC_4/0AL(N) | 158.4 | OPEN | node_8104101_200865270 | node_8104101_200975429 | ABCN | 8104101
oh_line_8104101_200980898 |  | bal_2P_4CU_4/0AL(N) | 105.60000000000001 | OPEN | node_8104101_200865360 | node_8104101_200980898 | ABN | 8104101
oh_line_8104101_201008014 |  | bal_2P_1/0AC_2/0CU(N) | 158.4 | OPEN | node_8104101_200861981 | node_8104101_201008014 | ABN | 8104101
oh_line_8104101_201011019 |  | bal_3P_477AL_4/0AC(N) | 158.4 | OPEN | node_8104101_200855064 | node_8104101_201011019 | ABCN | 8104101
oh_line_8104101_201013022 |  | bal_1P_1/0AA_4/0AC(N) | 105.60000000000001 | OPEN | node_8104101_201013023 | node_8104101_201013022 | AN | 8104101
oh_line_8104101_201013023 |  | bal_1P_1/0AA_4/0AC(N) | 105.60000000000001 | OPEN | node_8104101_200866728 | node_8104101_201013023 | AN | 8104101
oh_line_8104101_201014706 |  | bal_3P_477AL_4/0AA(N) | 52.800000000000004 | OPEN | node_8104101_200864854 | node_8104101_201014706 | ABCN | 8104101
oh_line_8104101_201015078 |  | bal_3P_1/0AA_1/0AA(N) | 105.60000000000001 | OPEN | node_8104101_201014706 | node_intto1_8104101_201015078 | ABCN | 8104101
oh_line_8104101_201018145 |  | bal_1P_1/0AC_1/0AC(N) | 52.800000000000004 | OPEN | node_8104101_200865288 | node_8104101_201018145 | AN | 8104101
oh_line_8104101_201027054 |  | bal_3P_477AL_4/0AC(N) | 52.800000000000004 | OPEN | node_8104101_200855069 | node_8104101_201027054 | ABCN | 8104101
oh_line_8104101_201033862 |  | bal_3P_1/0AC_1/0AC(N) | 158.4 | OPEN | node_8104101_200863149 | node_8104101_201033862 | ABCN | 8104101
oh_line_8104101_201036293 |  | bal_1P_2AC_2AC(N) | 52.800000000000004 | OPEN | node_8104101_200861804 | node_8104101_201036293 | AN | 8104101
oh_line_8104101_201050012 |  | bal_3P_477AL_4/0AC(N) | 105.60000000000001 | OPEN | node_8104101_200855070 | node_8104101_201050012 | ABCN | 8104101
oh_line_8104101_201050013 |  | bal_3P_477AL_4/0AC(N) | 105.60000000000001 | OPEN | node_8104101_201050012 | node_8104101_201050013 | ABCN | 8104101
oh_line_8104101_201050054 |  | bal_1P_WYECUST | 105.60000000000001 | OPEN | node_8104101_200865392 | node_8104101_201050054 | AN | 8104101
oh_line_8104101_201050066 |  | bal_3P_477AL_4/0AC(N) | 0 | OPEN | node_8104101_200864455 | node_8104101_201050066 | ABCN | 8104101
oh_line_8104101_201050067 |  | bal_3P_477AL_4/0AC(N) | 0 | OPEN | node_8104101_201050066 | node_8104101_201050067 | ABCN | 8104101
oh_line_8104101_201061393 |  | bal_1P_2AC_4/0AL(N) | 105.60000000000001 | OPEN | node_8104101_200864753 | node_8104101_201061393 | AN | 8104101
oh_line_8104101_201062852 |  | bal_1P_1/0AA_4/0AC(N) | 0 | OPEN | node_8104101_200866731 | node_8104101_201062852 | AN | 8104101
oh_line_8104101_311889700-1 |  | bal_3P_477AL_4/0AL(N) | 0 | OPEN | node_8104101_200864177 | node_intto1_311889702 | ABCN | 8104101
oh_line_8104101_311889700-2 |  | bal_3P_477AL_4/0AL(N) | 52.800000000000004 | OPEN | node_311889702 | node_intto1_311894385 | ABCN | 8104101
oh_line_8104101_311889700-3 |  | bal_3P_477AL_4/0AL(N) | 0 | OPEN | node_311894385 | node_intto1_311903160 | ABCN | 8104101
oh_line_8104101_311889700-4 |  | bal_3P_477AL_4/0AL(N) | 0 | OPEN | node_311903160 | node_intto1_311889742 | ABCN | 8104101
oh_line_8104101_311889700-5 |  | bal_3P_477AL_4/0AL(N) | 0 | OPEN | node_311889742 | node_8104101_311889700 | ABCN | 8104101
oh_line_8104101_311894264 |  | bal_3P_1/0AC_1/0AC(N) | 105.60000000000001 | OPEN | node_8104101_200862928 | node_intto1_8104101_311894264 | ABCN | 8104101
oh_line_8104101_311994458 |  | bal_1P_1/0AA_1/0AA(N) | 52.800000000000004 | OPEN | node_8104101_200864729 | node_8104101_311994458 | AN | 8104101
oh_line_8104101_311994465 |  | bal_1P_1/0AA_1/0AA(N) | 105.60000000000001 | OPEN | node_8104101_311994458 | node_8104101_311994465 | AN | 8104101
oh_line_TAP_OH_905048 |  | unb_TAPWIRE_OH | 52.800000000000004 | OPEN | node_8104101_200861325 | node_1358663_288_15291542_35 | AN | 8104101
oh_line_TAP_OH_905064 |  | unb_TAPWIRE_OH | 52.800000000000004 | OPEN | node_8104101_200861392 | node_1355019_574_15288224_152 | ABCN | 8104101
oh_line_TAP_OH_905092 |  | unb_TAPWIRE_OH | 52.800000000000004 | OPEN | node_8104101_200861473 | node_1350980_93_15285420_003 | AN | 8104101
oh_line_TAP_OH_905139 |  | unb_TAPWIRE_OH | 52.800000000000004 | OPEN | node_8104101_200861644 | node_1349193_634_15285710_366 | ABN | 8104101
oh_line_TAP_OH_905140 |  | unb_TAPWIRE_OH | 52.800000000000004 | OPEN | node_8104101_200861652 | node_1349282_539_15285220_32 | ABN | 8104101
oh_line_TAP_OH_905155 |  | unb_TAPWIRE_OH | 52.800000000000004 | OPEN | node_8104101_200861726 | node_1350572_051_15285113_788 | AN | 8104101
oh_line_TAP_OH_905156 |  | unb_TAPWIRE_OH | 52.800000000000004 | OPEN | node_8104101_200861735 | node_1351190_322_15285200_078 | AN | 8104101
oh_line_TAP_OH_905157 |  | unb_TAPWIRE_OH | 52.800000000000004 | OPEN | node_8104101_200861738 | node_1351533_842_15285310_393 | AN | 8104101
oh_line_TAP_OH_905175 |  | unb_TAPWIRE_OH | 0 | OPEN | node_8104101_200861802 | node_1351775_744_15285722_77 | ABCN | 8104101
oh_line_TAP_OH_905176 |  | unb_TAPWIRE_OH | 52.800000000000004 | OPEN | node_8104101_200861805 | node_1352098_135_15285411_344 | ABCN | 8104101
oh_line_TAP_OH_905177 |  | unb_TAPWIRE_OH | 52.800000000000004 | OPEN | node_8104101_200861807 | node_1352174_193_15285196_288 | ABCN | 8104101
oh_line_TAP_OH_905178 |  | unb_TAPWIRE_OH | 52.800000000000004 | OPEN | node_8104101_200861811 | node_1352206_579_15284732_938 | ABCN | 8104101
oh_line_TAP_OH_905179 |  | unb_TAPWIRE_OH | 52.800000000000004 | OPEN | node_8104101_200861818 | node_1352309_934_15284123_538 | AN | 8104101
oh_line_TAP_OH_905180 |  | unb_TAPWIRE_OH | 0 | OPEN | node_8104101_200861822 | node_1351360_526_15286311_412 | ABCN | 8104101
oh_line_TAP_OH_905181 |  | unb_TAPWIRE_OH | 52.800000000000004 | OPEN | node_8104101_200861825 | node_1351564_078_15286019_559 | ABCN | 8104101
oh_line_TAP_OH_905206 |  | unb_TAPWIRE_OH | 0 | OPEN | node_8104101_200861886 | node_1351877_952_15284616_999 | ABCN | 8104101
oh_line_TAP_OH_905223 |  | unb_TAPWIRE_OH | 52.800000000000004 | OPEN | node_8104101_200861968 | node_1351866_124_15285144_284 | AN | 8104101
oh_line_TAP_OH_905224 |  | unb_TAPWIRE_OH | 52.800000000000004 | OPEN | node_8104101_200861974 | node_1351938_45_15284259_09 | AN | 8104101
oh_line_TAP_OH_905225 |  | unb_TAPWIRE_OH | 52.800000000000004 | OPEN | node_8104101_200861978 | node_1349100_274_15284813_112 | ABN | 8104101
oh_line_TAP_OH_905226 |  | unb_TAPWIRE_OH | 52.800000000000004 | OPEN | node_8104101_200861981 | node_1348589_975_15284520_361 | ABN | 8104101
oh_line_TAP_OH_905227 |  | unb_TAPWIRE_OH | 52.800000000000004 | OPEN | node_8104101_200861988 | node_1350053_681_15285255_645 | AN | 8104101
oh_line_TAP_OH_905228 |  | unb_TAPWIRE_OH | 52.800000000000004 | OPEN | node_8104101_200861993 | node_1349571_048_15285241_939 | AN | 8104101
oh_line_TAP_OH_905243 |  | unb_TAPWIRE_OH | 52.800000000000004 | OPEN | node_8104101_200862046 | node_1354579_072_15289953_216 | ABCN | 8104101
oh_line_TAP_OH_905296 |  | unb_TAPWIRE_OH | 52.800000000000004 | OPEN | node_8104101_200862189 | node_1360496_289_15292576_701 | AN | 8104101
oh_line_TAP_OH_905297 |  | unb_TAPWIRE_OH | 52.800000000000004 | OPEN | node_8104101_200862190 | node_1360607_077_15292560_073 | AN | 8104101
oh_line_TAP_OH_905298 |  | unb_TAPWIRE_OH | 52.800000000000004 | OPEN | node_8104101_200862191 | node_1360740_645_15292593_56 | AN | 8104101
oh_line_TAP_OH_905299 |  | unb_TAPWIRE_OH | 52.800000000000004 | OPEN | node_8104101_200862196 | node_1360528_369_15292349_408 | AN | 8104101
oh_line_TAP_OH_905300 |  | unb_TAPWIRE_OH | 52.800000000000004 | OPEN | node_8104101_200862197 | node_1360533_357_15292210_474 | AN | 8104101
oh_line_TAP_OH_905314 |  | unb_TAPWIRE_OH | 0 | OPEN | node_8104101_200862241 | node_1348832_442_15285579_993 | AN | 8104101
oh_line_TAP_OH_905315 |  | unb_TAPWIRE_OH | 0 | OPEN | node_8104101_200862245 | node_1348676_063_15285296_099 | AN | 8104101
oh_line_TAP_OH_905339 |  | unb_TAPWIRE_OH | 52.800000000000004 | OPEN | node_8104101_200862325 | node_1353087_608_15288069_311 | ABCN | 8104101
oh_line_TAP_OH_905340 |  | unb_TAPWIRE_OH | 52.800000000000004 | OPEN | node_8104101_200862330 | node_1348613_459_15285584_964 | AN | 8104101
oh_line_TAP_OH_905341 |  | unb_TAPWIRE_OH | 52.800000000000004 | OPEN | node_8104101_200862334 | node_1348411_086_15285446_482 | AN | 8104101
oh_line_TAP_OH_905363 |  | unb_TAPWIRE_OH | 52.800000000000004 | OPEN | node_8104101_200862413 | node_1349616_052_15285659_19 | AN | 8104101
oh_line_TAP_OH_905446 |  | unb_TAPWIRE_OH | 52.800000000000004 | OPEN | node_8104101_200862649 | node_1345385_521_15284704_181 | AN | 8104101
oh_line_TAP_OH_905447 |  | unb_TAPWIRE_OH | 52.800000000000004 | OPEN | node_8104101_200862651 | node_1345252_356_15285035_176 | AN | 8104101
oh_line_TAP_OH_905457 |  | unb_TAPWIRE_OH | 0 | OPEN | node_8104101_200862694 | node_1345119_252_15285327_732 | AN | 8104101
oh_line_TAP_OH_905458 |  | unb_TAPWIRE_OH | 52.800000000000004 | OPEN | node_8104101_200862703 | node_1344858_16_15284394_486 | AN | 8104101
oh_line_TAP_OH_905459 |  | unb_TAPWIRE_OH | 52.800000000000004 | OPEN | node_8104101_200862705 | node_1344968_998_15284841_376 | AN | 8104101
oh_line_TAP_OH_905460 |  | unb_TAPWIRE_OH | 0 | OPEN | node_8104101_200862708 | node_1345195_365_15284462_954 | AN | 8104101
oh_line_TAP_OH_905461 |  | unb_TAPWIRE_OH | 52.800000000000004 | OPEN | node_8104101_200862715 | node_1348935_409_15285186_856 | AN | 8104101
oh_line_TAP_OH_905462 |  | unb_TAPWIRE_OH | 52.800000000000004 | OPEN | node_8104101_200862720 | node_1348524_611_15284972_44 | ABN | 8104101
oh_line_TAP_OH_905475 |  | unb_TAPWIRE_OH | 52.800000000000004 | OPEN | node_8104101_200862760 | node_1347588_362_15284332_511 | ABN | 8104101
oh_line_TAP_OH_905476 |  | unb_TAPWIRE_OH | 52.800000000000004 | OPEN | node_8104101_200862763 | node_1348098_352_15285298_415 | ABN | 8104101
oh_line_TAP_OH_905477 |  | unb_TAPWIRE_OH | 52.800000000000004 | OPEN | node_8104101_200862767 | node_1348100_053_15284748_071 | ABN | 8104101
oh_line_TAP_OH_905480 |  | unb_TAPWIRE_OH | 52.800000000000004 | OPEN | node_8104101_200862781 | node_1344683_523_15285102_01 | AN | 8104101
oh_line_TAP_OH_905483 |  | unb_TAPWIRE_OH | 52.800000000000004 | OPEN | node_8104101_200862800 | node_1355149_907_15290417_556 | AN | 8104101
oh_line_TAP_OH_905509 |  | unb_TAPWIRE_OH | 52.800000000000004 | OPEN | node_8104101_200862940 | node_1347682_265_15284765_859 | AN | 8104101
oh_line_TAP_OH_905546 |  | unb_TAPWIRE_OH | 52.800000000000004 | OPEN | node_8104101_200863094 | node_1351410_5_15287098_68 | ABCN | 8104101
oh_line_TAP_OH_905557 |  | unb_TAPWIRE_OH | 52.800000000000004 | OPEN | node_8104101_200863137 | node_1353257_433_15288174_72 | ABCN | 8104101
oh_line_TAP_OH_905559 |  | unb_TAPWIRE_OH | 52.800000000000004 | OPEN | node_8104101_200863145 | node_1353514_775_15288513_668 | ABCN | 8104101
oh_line_TAP_OH_905601 |  | unb_TAPWIRE_OH | 52.800000000000004 | OPEN | node_8104101_200863284 | node_1352762_162_15287938_451 | ABCN | 8104101
oh_line_TAP_OH_905664 |  | unb_TAPWIRE_OH | 52.800000000000004 | OPEN | node_8104101_200863492 | node_1354122_488_15290002_639 | ABCN | 8104101
oh_line_TAP_OH_905667 |  | unb_TAPWIRE_OH | 52.800000000000004 | OPEN | node_8104101_200863496 | node_1354160_54_15289677_103 | AN | 8104101
oh_line_TAP_OH_905668 |  | unb_TAPWIRE_OH | 52.800000000000004 | OPEN | node_8104101_200863497 | node_1354446_228_15289623_12 | AN | 8104101
oh_line_TAP_OH_905669 |  | unb_TAPWIRE_OH | 52.800000000000004 | OPEN | node_8104101_200863498 | node_1354266_551_15289518_119 | AN | 8104101
oh_line_TAP_OH_905847 |  | unb_TAPWIRE_OH | 52.800000000000004 | OPEN | node_8104101_200864141 | node_1354625_302_15287981_966 | ABCN | 8104101
oh_line_TAP_OH_905985 |  | unb_TAPWIRE_OH | 52.800000000000004 | OPEN | node_8104101_200864671 | node_1352610_691_15286757_428 | AN | 8104101
oh_line_TAP_OH_905986 |  | unb_TAPWIRE_OH | 52.800000000000004 | OPEN | node_8104101_200864675 | node_1352630_468_15286358_894 | AN | 8104101
oh_line_TAP_OH_905993 |  | unb_TAPWIRE_OH | 0 | OPEN | node_8104101_200864693 | node_1352379_267_15286532_692 | AN | 8104101
oh_line_TAP_OH_906000 |  | unb_TAPWIRE_OH | 52.800000000000004 | OPEN | node_8104101_200864721 | node_1350813_745_15286981_216 | AN | 8104101
oh_line_TAP_OH_906001 |  | unb_TAPWIRE_OH | 52.800000000000004 | OPEN | node_8104101_200864722 | node_1350561_33_15286856_755 | AN | 8104101
oh_line_TAP_OH_906007 |  | unb_TAPWIRE_OH | 52.800000000000004 | OPEN | node_8104101_200864742 | node_1350933_633_15286590_026 | AN | 8104101
oh_line_TAP_OH_906008 |  | unb_TAPWIRE_OH | 52.800000000000004 | OPEN | node_8104101_200864746 | node_1351191_832_15286166_648 | AN | 8104101
oh_line_TAP_OH_906009 |  | unb_TAPWIRE_OH | 52.800000000000004 | OPEN | node_8104101_200864749 | node_1351333_249_15285766_2 | AN | 8104101
oh_line_TAP_OH_906010 |  | unb_TAPWIRE_OH | 52.800000000000004 | OPEN | node_8104101_200864755 | node_1350655_894_15286092_317 | AN | 8104101
oh_line_TAP_OH_906011 |  | unb_TAPWIRE_OH | 52.800000000000004 | OPEN | node_8104101_200864760 | node_1350755_97_15285766_877 | AN | 8104101
oh_line_TAP_OH_906012 |  | unb_TAPWIRE_OH | 52.800000000000004 | OPEN | node_8104101_200864764 | node_1350682_055_15285439_042 | AN | 8104101
oh_line_TAP_OH_906013 |  | unb_TAPWIRE_OH | 52.800000000000004 | OPEN | node_8104101_200864766 | node_1350695_664_15285107_48 | AN | 8104101
oh_line_TAP_OH_906014 |  | unb_TAPWIRE_OH | 0 | OPEN | node_8104101_200864770 | node_1350440_895_15286037_11 | AN | 8104101
oh_line_TAP_OH_906015 |  | unb_TAPWIRE_OH | 0 | OPEN | node_8104101_200864774 | node_1350448_505_15285568_919 | AN | 8104101
oh_line_TAP_OH_906027 |  | unb_TAPWIRE_OH | 52.800000000000004 | OPEN | node_8104101_200864797 | node_1350113_431_15286129_102 | AN | 8104101
oh_line_TAP_OH_906028 |  | unb_TAPWIRE_OH | 52.800000000000004 | OPEN | node_8104101_200864799 | node_1350124_347_15285891_141 | AN | 8104101
oh_line_TAP_OH_906029 |  | unb_TAPWIRE_OH | 0 | OPEN | node_8104101_200864803 | node_1350145_713_15285414_2 | AN | 8104101
oh_line_TAP_OH_906030 |  | unb_TAPWIRE_OH | 0 | OPEN | node_8104101_200864814 | node_1347508_104_15286442_27 | AN | 8104101
oh_line_TAP_OH_906031 |  | unb_TAPWIRE_OH | 52.800000000000004 | OPEN | node_8104101_200864816 | node_1347525_457_15286662_052 | AN | 8104101
oh_line_TAP_OH_906037 |  | unb_TAPWIRE_OH | 52.800000000000004 | OPEN | node_8104101_200864839 | node_1347635_505_15285259_246 | ABCN | 8104101
oh_line_TAP_OH_906038 |  | unb_TAPWIRE_OH | 52.800000000000004 | OPEN | node_8104101_200864842 | node_1348039_515_15285484_983 | ABCN | 8104101
oh_line_TAP_OH_906040 |  | unb_TAPWIRE_OH | 52.800000000000004 | OPEN | node_8104101_200864856 | node_1346201_448_15284335_208 | ABCN | 8104101
oh_line_TAP_OH_906147 |  | unb_TAPWIRE_OH | 52.800000000000004 | OPEN | node_8104101_200865226 | node_1360249_371_15291984_618 | AN | 8104101
oh_line_TAP_OH_906148 |  | unb_TAPWIRE_OH | 0 | OPEN | node_8104101_200865228 | node_1359926_003_15291954_895 | AN | 8104101
oh_line_TAP_OH_906149 |  | unb_TAPWIRE_OH | 52.800000000000004 | OPEN | node_8104101_200865232 | node_1359633_892_15291717_309 | AN | 8104101
oh_line_TAP_OH_906150 |  | unb_TAPWIRE_OH | 52.800000000000004 | OPEN | node_8104101_200865235 | node_1359419_846_15291594_026 | AN | 8104101
oh_line_TAP_OH_906151 |  | unb_TAPWIRE_OH | 52.800000000000004 | OPEN | node_8104101_200865239 | node_1359206_048_15291470_048 | AN | 8104101
oh_line_TAP_OH_906152 |  | unb_TAPWIRE_OH | 52.800000000000004 | OPEN | node_8104101_200865241 | node_1359088_862_15291475_631 | AN | 8104101
oh_line_TAP_OH_906156 |  | unb_TAPWIRE_OH | 52.800000000000004 | OPEN | node_8104101_200865255 | node_1358282_929_15291040_869 | ABCN | 8104101
oh_line_TAP_OH_906159 |  | unb_TAPWIRE_OH | 0 | OPEN | node_8104101_200865273 | node_1356174_152_15290432_102 | ABCN | 8104101
oh_line_TAP_OH_906161 |  | unb_TAPWIRE_OH | 52.800000000000004 | OPEN | node_8104101_200865279 | node_1355863_37_15290395_897 | ABCN | 8104101
oh_line_TAP_OH_906162 |  | unb_TAPWIRE_OH | 52.800000000000004 | OPEN | node_8104101_200865281 | node_1355669_885_15290341_024 | ABCN | 8104101
oh_line_TAP_OH_906163 |  | unb_TAPWIRE_OH | 52.800000000000004 | OPEN | node_8104101_200865283 | node_1355371_802_15290239_983 | ABCN | 8104101
oh_line_TAP_OH_906164 |  | unb_TAPWIRE_OH | 0 | OPEN | node_8104101_200865287 | node_1355031_048_15290091_89 | ABCN | 8104101
oh_line_TAP_OH_906167 |  | unb_TAPWIRE_OH | 52.800000000000004 | OPEN | node_8104101_200865298 | node_1354494_674_15287803_407 | ABCN | 8104101
oh_line_TAP_OH_906170 |  | unb_TAPWIRE_OH | 52.800000000000004 | OPEN | node_8104101_200865309 | node_1353893_61_15287748_259 | ABCN | 8104101
oh_line_TAP_OH_906171 |  | unb_TAPWIRE_OH | 52.800000000000004 | OPEN | node_8104101_200865311 | node_1353779_198_15287903_802 | ABCN | 8104101
oh_line_TAP_OH_906172 |  | unb_TAPWIRE_OH | 52.800000000000004 | OPEN | node_8104101_200865313 | node_1353859_359_15288034_212 | ABCN | 8104101
oh_line_TAP_OH_906174 |  | unb_TAPWIRE_OH | 52.800000000000004 | OPEN | node_8104101_200865316 | node_1353562_418_15287586_362 | ABCN | 8104101
oh_line_TAP_OH_906176 |  | unb_TAPWIRE_OH | 52.800000000000004 | OPEN | node_8104101_200865327 | node_1352812_695_15287237_793 | ABCN | 8104101
oh_line_TAP_OH_906177 |  | unb_TAPWIRE_OH | 52.800000000000004 | OPEN | node_8104101_200865330 | node_1352389_19_15287148_861 | ABCN | 8104101
oh_line_TAP_OH_906178 |  | unb_TAPWIRE_OH | 52.800000000000004 | OPEN | node_8104101_200865334 | node_1352084_851_15287045_665 | ABCN | 8104101
oh_line_TAP_OH_906180 |  | unb_TAPWIRE_OH | 52.800000000000004 | OPEN | node_8104101_200865342 | node_1351269_475_15286785_979 | ABCN | 8104101
oh_line_TAP_OH_906181 |  | unb_TAPWIRE_OH | 52.800000000000004 | OPEN | node_8104101_200865347 | node_1350631_055_15286556_909 | ABCN | 8104101
oh_line_TAP_OH_906183 |  | unb_TAPWIRE_OH | 52.800000000000004 | OPEN | node_8104101_200865353 | node_1349986_716_15286244_294 | ABCN | 8104101
oh_line_TAP_OH_906184 |  | unb_TAPWIRE_OH | 52.800000000000004 | OPEN | node_8104101_200865354 | node_1349803_934_15286169_688 | ABCN | 8104101
oh_line_TAP_OH_906185 |  | unb_TAPWIRE_OH | 52.800000000000004 | OPEN | node_8104101_200865356 | node_1349533_035_15286069_111 | ABCN | 8104101
oh_line_TAP_OH_906186 |  | unb_TAPWIRE_OH | 52.800000000000004 | OPEN | node_8104101_200865362 | node_1349047_911_15285923_74 | ABCN | 8104101
oh_line_TAP_OH_906188 |  | unb_TAPWIRE_OH | 52.800000000000004 | OPEN | node_8104101_200865372 | node_1348178_777_15286051_747 | AN | 8104101
oh_line_TAP_OH_906189 |  | unb_TAPWIRE_OH | 52.800000000000004 | OPEN | node_8104101_200865373 | node_1347553_168_15285927_952 | AN | 8104101
oh_line_TAP_OH_906190 |  | unb_TAPWIRE_OH | 52.800000000000004 | OPEN | node_8104101_200865377 | node_1347108_716_15285803_016 | AN | 8104101
oh_line_TAP_OH_906191 |  | unb_TAPWIRE_OH | 52.800000000000004 | OPEN | node_8104101_200865382 | node_1346673_4_15285503_778 | ABCN | 8104101
oh_line_TAP_OH_906194 |  | unb_TAPWIRE_OH | 52.800000000000004 | OPEN | node_8104101_200865390 | node_1345813_789_15284670_121 | ABCN | 8104101
oh_line_TAP_OH_906195 |  | unb_TAPWIRE_OH | 52.800000000000004 | OPEN | node_8104101_200865392 | node_1345630_073_15284404_564 | AN | 8104101
oh_line_TAP_OH_906226 |  | unb_TAPWIRE_OH | 52.800000000000004 | OPEN | node_8104101_200865516 | node_1355765_816_15290127_778 | ABCN | 8104101
oh_line_TAP_OH_906228 |  | unb_TAPWIRE_OH | 52.800000000000004 | OPEN | node_8104101_200865520 | node_1355605_62_15289129_71 | ABCN | 8104101
oh_line_TAP_OH_906233 |  | unb_TAPWIRE_OH | 52.800000000000004 | OPEN | node_8104101_200865531 | node_1354553_039_15288834_845 | ABCN | 8104101
oh_line_TAP_OH_921377 |  | unb_TAPWIRE_OH | 52.800000000000004 | OPEN | node_8104101_200954099 | node_1344425_045_15284605_219 | AN | 8104101
oh_line_TAP_OH_928770 |  | unb_TAPWIRE_OH | 52.800000000000004 | OPEN | node_8104101_201011019 | node_1344828_803_15288996_635 | ABCN | 8104101
oh_line_TAP_OH_930372 |  | unb_TAPWIRE_OH | 0 | OPEN | node_8104101_201018145 | node_1354911_588_15290059_324 | AN | 8104101
oh_line_TAP_OH_2067720 |  | unb_TAPWIRE_OH | 0 | OPEN | node_8104101_201062852 | node_1359767_85_15292249_237 | AN | 8104101
oh_line_TAP_OH_2218120 |  | unb_TAPWIRE_OH | 105.60000000000001 | OPEN | node_8104101_200865302 | node_1354198_027_15287808_477 | ABCN | 8104101
oh_line_TAP_OH_2218121 |  | unb_TAPWIRE_OH | 105.60000000000001 | OPEN | node_8104101_200865302 | node_1354215_338_15287821_652 | ABCN | 8104101
oh_line_TAP_OH_2218122 |  | unb_TAPWIRE_OH | 105.60000000000001 | OPEN | node_8104101_200865302 | node_1354178_799_15287801_741 | ABCN | 8104101
oh_line_TAP_OH_2218125 |  | unb_TAPWIRE_OH | 105.60000000000001 | OPEN | node_8104101_200865315 | node_1353637_491_15287869_118 | ABCN | 8104101
oh_line_TAP_OH_2218126 |  | unb_TAPWIRE_OH | 105.60000000000001 | OPEN | node_8104101_200865315 | node_1353618_068_15287863_511 | ABCN | 8104101
oh_line_TAP_OH_2218127 |  | unb_TAPWIRE_OH | 105.60000000000001 | OPEN | node_8104101_200865315 | node_1353657_296_15287867_797 | ABCN | 8104101
oh_line_TAP_OH_2218131 |  | unb_TAPWIRE_OH | 105.60000000000001 | OPEN | node_8104101_200862377 | node_1355218_167_15288554_295 | ABCN | 8104101
oh_line_TAP_OH_2218132 |  | unb_TAPWIRE_OH | 105.60000000000001 | OPEN | node_8104101_200862377 | node_1355202_373_15288538_03 | ABCN | 8104101
oh_line_TAP_OH_2218133 |  | unb_TAPWIRE_OH | 105.60000000000001 | OPEN | node_8104101_200862377 | node_1355236_53_15288564_549 | ABCN | 8104101
oh_line_TAP_OH_2218137 |  | unb_TAPWIRE_OH | 105.60000000000001 | OPEN | node_8104101_200865244 | node_1358838_691_15291228_832 | ABN | 8104101
oh_line_TAP_OH_2218138 |  | unb_TAPWIRE_OH | 105.60000000000001 | OPEN | node_8104101_200865244 | node_1358857_646_15291221_174 | ABN | 8104101
oh_line_TAP_OH_2218139 |  | unb_TAPWIRE_OH | 105.60000000000001 | OPEN | node_8104101_200864726 | node_1351203_347_15287436_12 | ABCN | 8104101
oh_line_TAP_OH_2218140 |  | unb_TAPWIRE_OH | 105.60000000000001 | OPEN | node_8104101_200864726 | node_1351215_154_15287457_636 | ABCN | 8104101
oh_line_TAP_OH_2218141 |  | unb_TAPWIRE_OH | 52.800000000000004 | OPEN | node_8104101_200863277 | node_1353365_918_15288064_125 | ABCN | 8104101
oh_line_TAP_OH_2218142 |  | unb_TAPWIRE_OH | 52.800000000000004 | OPEN | node_8104101_200863277 | node_1353358_076_15288066_994 | ABCN | 8104101
oh_line_TAP_OH_2218143 |  | unb_TAPWIRE_OH | 52.800000000000004 | OPEN | node_8104101_200863277 | node_1353375_591_15288059_352 | ABCN | 8104101
oh_line_TAP_OH_2218147 |  | unb_TAPWIRE_OH | 105.60000000000001 | OPEN | node_8104101_200863493 | node_1354018_004_15289981_432 | ABCN | 8104101
oh_line_TAP_OH_2218148 |  | unb_TAPWIRE_OH | 52.800000000000004 | OPEN | node_8104101_200863493 | node_1354007_443_15289958_788 | ABCN | 8104101
oh_line_TAP_OH_2218149 |  | unb_TAPWIRE_OH | 105.60000000000001 | OPEN | node_8104101_200863493 | node_1354032_55_15289999_679 | ABCN | 8104101
oh_line_TAP_OH_2218150 |  | unb_TAPWIRE_OH | 105.60000000000001 | OPEN | node_8104101_200865293 | node_1354641_883_15289735_76 | ABCN | 8104101
oh_line_TAP_OH_2218151 |  | unb_TAPWIRE_OH | 105.60000000000001 | OPEN | node_8104101_200865293 | node_1354656_531_15289717_95 | ABCN | 8104101
oh_line_TAP_OH_2218152 |  | unb_TAPWIRE_OH | 105.60000000000001 | OPEN | node_8104101_200865388 | node_1346030_276_15284726_827 | ABCN | 8104101
oh_line_TAP_OH_2218153 |  | unb_TAPWIRE_OH | 52.800000000000004 | OPEN | node_8104101_200865388 | node_1346039_045_15284750_802 | ABCN | 8104101
oh_line_TAP_OH_2218154 |  | unb_TAPWIRE_OH | 105.60000000000001 | OPEN | node_8104101_200865388 | node_1346017_199_15284706_669 | ABCN | 8104101
oh_line_TAP_OH_2218178 |  | unb_TAPWIRE_OH | 105.60000000000001 | OPEN | node_8104101_200865524 | node_1355229_342_15288969_878 | ABCN | 8104101
oh_line_TAP_OH_2218179 |  | unb_TAPWIRE_OH | 105.60000000000001 | OPEN | node_8104101_200865524 | node_1355248_588_15288976_516 | ABCN | 8104101
oh_line_TAP_OH_2218180 |  | unb_TAPWIRE_OH | 105.60000000000001 | OPEN | node_8104101_200865524 | node_1355209_509_15288970_14 | ABCN | 8104101
oh_line_TAP_OH_2218181 |  | unb_TAPWIRE_OH | 105.60000000000001 | OPEN | node_8104101_200865261 | node_1357879_116_15291014_673 | ABCN | 8104101
oh_line_TAP_OH_2218182 |  | unb_TAPWIRE_OH | 105.60000000000001 | OPEN | node_8104101_200865261 | node_1357860_97_15291003_746 | ABCN | 8104101
oh_line_TAP_OH_2218183 |  | unb_TAPWIRE_OH | 158.4 | OPEN | node_8104101_200855060 | node_1345380_22_15288020_263 | ABCN | 8104101
oh_line_TAP_OH_2218184 |  | unb_TAPWIRE_OH | 105.60000000000001 | OPEN | node_8104101_200855060 | node_1345383_732_15288046_505 | ABCN | 8104101
oh_line_TAP_OH_2218190 |  | unb_TAPWIRE_OH | 105.60000000000001 | OPEN | node_8104101_201033862 | node_1354262_69_15288651_562 | ABCN | 8104101
oh_line_TAP_OH_2218191 |  | unb_TAPWIRE_OH | 105.60000000000001 | OPEN | node_8104101_201033862 | node_1354242_858_15288651_968 | ABCN | 8104101
oh_line_TAP_OH_2218192 |  | unb_TAPWIRE_OH | 105.60000000000001 | OPEN | node_8104101_201033862 | node_1354281_73_15288644_279 | ABCN | 8104101
oh_line_TAP_OH_2218198 |  | unb_TAPWIRE_OH | 52.800000000000004 | OPEN | node_8104101_200862929 | node_1355469_579_15289327_001 | ABCN | 8104101
oh_line_TAP_OH_2218199 |  | unb_TAPWIRE_OH | 105.60000000000001 | OPEN | node_8104101_200862929 | node_1355466_022_15289353_162 | ABCN | 8104101
oh_line_TAP_OH_2218200 |  | unb_TAPWIRE_OH | 52.800000000000004 | OPEN | node_8104101_200862929 | node_1355467_964_15289300_447 | ABCN | 8104101
oh_line_TAP_OH_2249320 |  | unb_TAPWIRE_OH | 105.60000000000001 | OPEN | node_8104101_200958676 | node_1351168_754_15287016_577 | ABCN | 8104101
oh_line_TAP_OH_2249321 |  | unb_TAPWIRE_OH | 52.800000000000004 | OPEN | node_8104101_200958676 | node_1351176_743_15287041_03 | ABCN | 8104101
oh_line_TAP_OH_2249322 |  | unb_TAPWIRE_OH | 105.60000000000001 | OPEN | node_8104101_200958676 | node_1351156_338_15286995_685 | ABCN | 8104101
oh_line_TAP_OH_2249323 |  | unb_TAPWIRE_OH | 105.60000000000001 | OPEN | node_8104101_200861881 | node_1351594_36_15284890_655 | ABCN | 8104101
oh_line_TAP_OH_2249324 |  | unb_TAPWIRE_OH | 105.60000000000001 | OPEN | node_8104101_200861881 | node_1351576_747_15284902_736 | ABCN | 8104101
oh_line_TAP_OH_2249325 |  | unb_TAPWIRE_OH | 105.60000000000001 | OPEN | node_8104101_200863283 | node_1353036_615_15287661_72 | ABCN | 8104101
oh_line_TAP_OH_2249326 |  | unb_TAPWIRE_OH | 105.60000000000001 | OPEN | node_8104101_200863283 | node_1353055_785_15287668_759 | ABCN | 8104101
oh_line_TAP_OH_2249327 |  | unb_TAPWIRE_OH | 105.60000000000001 | OPEN | node_8104101_200863283 | node_1353016_777_15287661_566 | ABCN | 8104101
oh_line_TAP_OH_2249328 |  | unb_TAPWIRE_OH | 52.800000000000004 | OPEN | node_8104101_200861410 | node_1355185_392_15288301_373 | ABCN | 8104101
oh_line_TAP_OH_2249329 |  | unb_TAPWIRE_OH | 52.800000000000004 | OPEN | node_8104101_200861410 | node_1355180_933_15288292_765 | ABCN | 8104101
oh_line_TAP_OH_2249330 |  | unb_TAPWIRE_OH | 0 | OPEN | node_8104101_200861410 | node_1355188_091_15288311_903 | ABCN | 8104101
oh_line_TAP_OH_2249331 |  | unb_TAPWIRE_OH | 52.800000000000004 | OPEN | node_8104101_200862924 | node_1355373_015_15289717_515 | ABCN | 8104101
oh_line_TAP_OH_2249332 |  | unb_TAPWIRE_OH | 52.800000000000004 | OPEN | node_8104101_200862924 | node_1355361_426_15289712_967 | ABCN | 8104101
oh_line_TAP_OH_2249333 |  | unb_TAPWIRE_OH | 105.60000000000001 | OPEN | node_8104101_200863142 | node_1354442_46_15288486_669 | ABCN | 8104101
oh_line_TAP_OH_2249334 |  | unb_TAPWIRE_OH | 52.800000000000004 | OPEN | node_8104101_200863142 | node_1354444_836_15288513_128 | ABCN | 8104101
oh_line_TAP_OH_2249335 |  | unb_TAPWIRE_OH | 105.60000000000001 | OPEN | node_8104101_200864126 | node_1354846_104_15288677_097 | ABCN | 8104101
oh_line_TAP_OH_2249336 |  | unb_TAPWIRE_OH | 105.60000000000001 | OPEN | node_8104101_200864126 | node_1354834_256_15288698_336 | ABCN | 8104101
oh_line_TAP_OH_2249337 |  | unb_TAPWIRE_OH | 52.800000000000004 | OPEN | node_8104101_200864126 | node_1354853_431_15288652_425 | ABCN | 8104101
oh_line_TAP_OH_2249338 |  | unb_TAPWIRE_OH | 105.60000000000001 | OPEN | node_8104101_200865321 | node_1353016_445_15287468_399 | ABCN | 8104101
oh_line_TAP_OH_2249339 |  | unb_TAPWIRE_OH | 105.60000000000001 | OPEN | node_8104101_200865321 | node_1353000_796_15287451_88 | ABCN | 8104101
oh_line_TAP_OH_2249340 |  | unb_TAPWIRE_OH | 105.60000000000001 | OPEN | node_8104101_200863285 | node_1352494_959_15287912_982 | ABCN | 8104101
oh_line_TAP_OH_2249341 |  | unb_TAPWIRE_OH | 105.60000000000001 | OPEN | node_8104101_200863285 | node_1352478_274_15287898_415 | ABCN | 8104101
oh_line_TAP_OH_2249342 |  | unb_TAPWIRE_OH | 105.60000000000001 | OPEN | node_8104101_200863285 | node_1352513_854_15287921_283 | ABCN | 8104101
oh_line_TAP_OH_2249343 |  | unb_TAPWIRE_OH | 105.60000000000001 | OPEN | node_8104101_200861330 | node_1354766_744_15288048_019 | ABCN | 8104101
oh_line_TAP_OH_2249344 |  | unb_TAPWIRE_OH | 105.60000000000001 | OPEN | node_8104101_200861330 | node_1354781_845_15288065_434 | ABCN | 8104101
oh_line_TAP_OH_2249345 |  | unb_TAPWIRE_OH | 52.800000000000004 | OPEN | node_8104101_200865518 | node_1355841_518_15289647_29 | ABCN | 8104101
oh_line_TAP_OH_2249346 |  | unb_TAPWIRE_OH | 52.800000000000004 | OPEN | node_8104101_200865518 | node_1355840_486_15289673_871 | ABCN | 8104101
oh_line_TAP_OH_2249347 |  | unb_TAPWIRE_OH | 105.60000000000001 | OPEN | node_8104101_200865384 | node_1346577_01_15285314_15 | ABCN | 8104101
oh_line_TAP_OH_2249348 |  | unb_TAPWIRE_OH | 105.60000000000001 | OPEN | node_8104101_200865384 | node_1346585_799_15285338_111 | ABCN | 8104101
oh_line_TAP_OH_2249349 |  | unb_TAPWIRE_OH | 105.60000000000001 | OPEN | node_8104101_200865384 | node_1346563_917_15285294_012 | ABCN | 8104101
oh_line_TAP_OH_2249350 |  | unb_TAPWIRE_OH | 52.800000000000004 | OPEN | node_8104101_200864121 | node_1354972_246_15288354_99 | ABCN | 8104101
oh_line_TAP_OH_2249351 |  | unb_TAPWIRE_OH | 105.60000000000001 | OPEN | node_8104101_200864121 | node_1354963_37_15288378_716 | ABCN | 8104101
oh_line_TAP_OH_2249352 |  | unb_TAPWIRE_OH | 105.60000000000001 | OPEN | node_8104101_200865072 | node_1350222_133_15286526_641 | ABCN | 8104101
oh_line_TAP_OH_2249353 |  | unb_TAPWIRE_OH | 105.60000000000001 | OPEN | node_8104101_200865072 | node_1350204_723_15286513_7 | ABCN | 8104101
oh_line_TAP_OH_2249354 |  | unb_TAPWIRE_OH | 105.60000000000001 | OPEN | node_8104101_200865072 | node_1350241_412_15286533_117 | ABCN | 8104101
oh_line_TAP_OH_2249355 |  | unb_TAPWIRE_OH | 52.800000000000004 | OPEN | node_8104101_200863494 | node_1354109_161_15289870_364 | ABCN | 8104101
oh_line_TAP_OH_2249356 |  | unb_TAPWIRE_OH | 52.800000000000004 | OPEN | node_8104101_200863494 | node_1354107_155_15289896_835 | ABCN | 8104101
oh_line_TAP_OH_2249357 |  | unb_TAPWIRE_OH | 105.60000000000001 | OPEN | node_8104101_200865532 | node_1354959_842_15288823_8 | ABCN | 8104101
oh_line_TAP_OH_2249358 |  | unb_TAPWIRE_OH | 105.60000000000001 | OPEN | node_8104101_200865532 | node_1354964_496_15288797_963 | ABCN | 8104101
oh_line_TAP_OH_2249359 |  | unb_TAPWIRE_OH | 105.60000000000001 | OPEN | node_8104101_200863148 | node_1353906_03_15288417_715 | ABCN | 8104101
oh_line_TAP_OH_2249360 |  | unb_TAPWIRE_OH | 105.60000000000001 | OPEN | node_8104101_200863148 | node_1353925_596_15288422_29 | ABCN | 8104101
oh_line_TAP_OH_2249361 |  | unb_TAPWIRE_OH | 105.60000000000001 | OPEN | node_8104101_200863148 | node_1353886_286_15288420_085 | ABCN | 8104101
oh_line_TAP_OH_2249362 |  | unb_TAPWIRE_OH | 105.60000000000001 | OPEN | node_8104101_200863149 | node_1354080_308_15288432_598 | ABCN | 8104101
oh_line_TAP_OH_2249363 |  | unb_TAPWIRE_OH | 105.60000000000001 | OPEN | node_8104101_200863149 | node_1354099_558_15288439_218 | ABCN | 8104101
oh_line_TAP_OH_2249364 |  | unb_TAPWIRE_OH | 105.60000000000001 | OPEN | node_8104101_200863149 | node_1354060_474_15288432_879 | ABCN | 8104101
oh_line_TAP_OH_2249365 |  | unb_TAPWIRE_OH | 105.60000000000001 | OPEN | node_8104101_200865071 | node_1351584_311_15287204_335 | ABCN | 8104101
oh_line_TAP_OH_2249366 |  | unb_TAPWIRE_OH | 105.60000000000001 | OPEN | node_8104101_200865071 | node_1351566_497_15287192_441 | ABCN | 8104101
oh_line_TAP_OH_2249367 |  | unb_TAPWIRE_OH | 105.60000000000001 | OPEN | node_8104101_200865071 | node_1351603_778_15287209_657 | ABCN | 8104101
oh_line_TAP_OH_2249368 |  | unb_TAPWIRE_OH | 52.800000000000004 | OPEN | node_8104101_200865522 | node_1355381_247_15289000_699 | ABCN | 8104101
oh_line_TAP_OH_2249369 |  | unb_TAPWIRE_OH | 52.800000000000004 | OPEN | node_8104101_200865522 | node_1355394_734_15288984_841 | ABCN | 8104101
oh_line_TAP_OH_2249370 |  | unb_TAPWIRE_OH | 52.800000000000004 | OPEN | node_8104101_200865522 | node_1355373_281_15289012_608 | ABCN | 8104101
oh_line_TAP_OH_2249371 |  | unb_TAPWIRE_OH | 105.60000000000001 | OPEN | node_8104101_200865338 | node_1351858_421_15286826_226 | ABCN | 8104101
oh_line_TAP_OH_2249372 |  | unb_TAPWIRE_OH | 105.60000000000001 | OPEN | node_8104101_200865338 | node_1351874_699_15286841_609 | ABCN | 8104101
oh_line_TAP_OH_2249373 |  | unb_TAPWIRE_OH | 105.60000000000001 | OPEN | node_8104101_200864729 | node_1351592_343_15287501_307 | ABCN | 8104101
oh_line_TAP_OH_2249374 |  | unb_TAPWIRE_OH | 105.60000000000001 | OPEN | node_8104101_200864729 | node_1351583_039_15287524_731 | ABCN | 8104101
oh_line_TAP_OH_2249375 |  | unb_TAPWIRE_OH | 105.60000000000001 | OPEN | node_8104101_200863146 | node_1353658_465_15288396_264 | ABCN | 8104101
oh_line_TAP_OH_2249376 |  | unb_TAPWIRE_OH | 105.60000000000001 | OPEN | node_8104101_200863146 | node_1353677_786_15288390_424 | ABCN | 8104101
oh_line_TAP_OH_2249377 |  | unb_TAPWIRE_OH | 105.60000000000001 | OPEN | node_8104101_200863146 | node_1353640_965_15288408_629 | ABCN | 8104101
oh_line_TAP_OH_2249378 |  | unb_TAPWIRE_OH | 52.800000000000004 | OPEN | node_8104101_201015078 | node_1346052_588_15284009_068 | ABCN | 8104101
oh_line_TAP_OH_2249379 |  | unb_TAPWIRE_OH | 52.800000000000004 | OPEN | node_8104101_201015078 | node_1346061_644_15284019_233 | ABCN | 8104101
oh_line_TAP_OH_2249380 |  | unb_TAPWIRE_OH | 52.800000000000004 | OPEN | node_8104101_201015078 | node_1346041_378_15283996_23 | ABCN | 8104101
oh_line_TAP_OH_2249381 |  | unb_TAPWIRE_OH | 52.800000000000004 | OPEN | node_8104101_200861427 | node_1355322_946_15288382_327 | ABCN | 8104101
oh_line_TAP_OH_2249382 |  | unb_TAPWIRE_OH | 52.800000000000004 | OPEN | node_8104101_200861427 | node_1355319_754_15288398_503 | ABCN | 8104101
oh_line_TAP_OH_2249383 |  | unb_TAPWIRE_OH | 105.60000000000001 | OPEN | node_8104101_200864667 | node_1352497_716_15287043_296 | ABCN | 8104101
oh_line_TAP_OH_2249384 |  | unb_TAPWIRE_OH | 105.60000000000001 | OPEN | node_8104101_200864667 | node_1352506_072_15287019_229 | ABCN | 8104101
oh_line_TAP_OH_2249385 |  | unb_TAPWIRE_OH | 105.60000000000001 | OPEN | node_8104101_200863286 | node_1352182_705_15287696_002 | ABCN | 8104101
oh_line_TAP_OH_2249386 |  | unb_TAPWIRE_OH | 105.60000000000001 | OPEN | node_8104101_200863286 | node_1352190_209_15287671_428 | ABCN | 8104101
oh_line_TAP_OH_2249387 |  | unb_TAPWIRE_OH | 105.60000000000001 | OPEN | node_8104101_200863286 | node_1352180_209_15287722_392 | ABCN | 8104101
oh_line_TAP_OH_2249388 |  | unb_TAPWIRE_OH | 105.60000000000001 | OPEN | node_8104101_200865308 | node_1354026_74_15287736_887 | ABCN | 8104101
oh_line_TAP_OH_2249389 |  | unb_TAPWIRE_OH | 105.60000000000001 | OPEN | node_8104101_200865308 | node_1354042_497_15287753_219 | ABCN | 8104101
oh_line_TAP_OH_2249390 |  | unb_TAPWIRE_OH | 105.60000000000001 | OPEN | node_8104101_200865308 | node_1354008_4_15287726_555 | ABCN | 8104101
oh_line_TAP_OH_2249391 |  | unb_TAPWIRE_OH | 52.800000000000004 | OPEN | node_8104101_200865530 | node_1354796_43_15288989_708 | ABCN | 8104101
oh_line_TAP_OH_2470561 |  | unb_TAPWIRE_OH | 52.800000000000004 | OPEN | node_8104101_200865527 | node_1355004_607_15289250_176 | ABCN | 8104101
oh_line_TAP_OH_2470562 |  | unb_TAPWIRE_OH | 52.800000000000004 | OPEN | node_8104101_200865527 | node_1355020_636_15289251_366 | ABCN | 8104101
oh_line_TAP_OH_2470563 |  | unb_TAPWIRE_OH | 52.800000000000004 | OPEN | node_8104101_200865527 | node_1355036_131_15289251_175 | ABCN | 8104101
oh_line_TAP_OH_3037281 |  | unb_TAPWIRE_OH | 0 | OPEN | node_8104101_311894264 | node_1355763_641_15289511_574 | ABCN | 8104101
oh_line_TAP_OH_3680605 |  | unb_TAPWIRE_OH | 52.800000000000004 | OPEN | node_8104101_311994465 | node_1351443_558_15287676_104 | AN | 8104101

## UndergroundLine
Name | GroupId | Configuration | NumParallelCables | Length | Status | From | To | Phases | Feeder | Comments
und_line_8104101_200860164 |  | und_1P_2ALURD_2AL(N) | 0 | 264 | OPEN | node_8104101_200865376 | node_intto1_8104101_200860164 | AN | 8104101
und_line_8104101_200860169 |  | und_1P_2ALURD_2AL(N) | 0 | 264 | OPEN | node_8104101_200860164 | node_8104101_200860169 | AN | 8104101
und_line_8104101_200860176 |  | und_1P_2ALURD_2AL(N) | 0 | 369.6 | OPEN | node_8104101_200860169 | node_8104101_200860176 | AN | 8104101
und_line_8104101_200860182 |  | und_1P_2ALURD_2AL(N) | 0 | 264 | OPEN | node_8104101_200860176 | node_8104101_200860182 | AN | 8104101
und_line_8104101_200860224 |  | und_1P_2ALURD_2AL(N) | 0 | 369.6 | OPEN | node_8104101_200860169 | node_8104101_200860224 | AN | 8104101
und_line_8104101_200860229 |  | und_1P_2ALURD_2AL(N) | 0 | 316.8 | OPEN | node_8104101_200860224 | node_8104101_200860229 | AN | 8104101
und_line_8104101_200860279 |  | und_3P_2ALURD_2AL(N) | 0 | 158.4 | OPEN | node_8104101_200865379 | node_intto1_8104101_200860279 | ABCN | 8104101
und_line_8104101_200860280 |  | und_3P_2ALURD_2AL(N) | 0 | 105.60000000000001 | OPEN | node_8104101_200865381 | node_intto1_8104101_200860280 | ABCN | 8104101
und_line_8104101_200864717 |  | und_1P_2ALURD_2AL(N) | 0 | 739.2 | OPEN | node_8104101_200864722 | node_intto1_8104101_200864717 | AN | 8104101
und_line_8104101_200865069 |  | und_3P_2ALURD_2AL(N) | 0 | 158.4 | OPEN | node_8104101_200917580 | node_8104101_200865069 | ABCN | 8104101
und_line_8104101_200865070 |  | und_1P_2ALURD_2AL(N) | 0 | 739.2 | OPEN | node_8104101_200865270 | node_intto1_8104101_200865070 | AN | 8104101
und_line_8104101_200986366 |  | und_1P_WYECUST | 0 | 105.60000000000001 | OPEN | node_8104101_200861731 | node_intto1_8104101_200986366 | AN | 8104101
und_line_8104101_312002332 |  | und_3P_WYECUST | 0 | 158.4 | OPEN | node_8104101_200864858 | node_intto1_8104101_312002332 | ABCN | 8104101
und_line_TAP_UG_59602 |  | und_TAPWIRE_UG | 0 | 52.800000000000004 | OPEN | node_8104101_200860164 | node_1347174_351_15286083_433 | AN | 8104101
und_line_TAP_UG_59603 |  | und_TAPWIRE_UG | 0 | 52.800000000000004 | OPEN | node_8104101_200860169 | node_1347226_981_15286391_625 | AN | 8104101
und_line_TAP_UG_59604 |  | und_TAPWIRE_UG | 0 | 52.800000000000004 | OPEN | node_8104101_200860176 | node_1346955_93_15286721_927 | AN | 8104101
und_line_TAP_UG_59605 |  | und_TAPWIRE_UG | 0 | 52.800000000000004 | OPEN | node_8104101_200860182 | node_1346711_934_15286614_576 | AN | 8104101
und_line_TAP_UG_59613 |  | und_TAPWIRE_UG | 0 | 52.800000000000004 | OPEN | node_8104101_200860224 | node_1346789_447_15286325_865 | AN | 8104101
und_line_TAP_UG_59614 |  | und_TAPWIRE_UG | 0 | 52.800000000000004 | OPEN | node_8104101_200860229 | node_1346773_898_15286033_835 | AN | 8104101
und_line_TAP_UG_59621 |  | und_TAPWIRE_UG | 0 | 52.800000000000004 | OPEN | node_8104101_200860279 | node_1346928_981_15285542_331 | ABCN | 8104101
und_line_TAP_UG_59622 |  | und_TAPWIRE_UG | 0 | 52.800000000000004 | OPEN | node_8104101_200860280 | node_1346771_88_15285487_741 | ABCN | 8104101
und_line_TAP_UG_59678 |  | und_TAPWIRE_UG | 0 | 52.800000000000004 | OPEN | node_8104101_200864717 | node_1349869_825_15286612_744 | AN | 8104101
und_line_TAP_UG_59684 |  | und_TAPWIRE_UG | 0 | 52.800000000000004 | OPEN | node_8104101_200865070 | node_1357194_9_15290419_084 | AN | 8104101
und_line_TAP_UG_63135 |  | und_TAPWIRE_UG | 0 | 52.800000000000004 | OPEN | node_8104101_200986366 | node_1350707_088_15284967_5 | AN | 8104101
und_line_TAP_UG_1852434 |  | und_TAPWIRE_UG | 0 | 52.800000000000004 | OPEN | node_8104101_312002332 | node_1346649_035_15284462_674 | ABCN | 8104101