## Feeder
Name | Description | Comments
8104001

## Node
Name | GroupId | Latitude | Longitude | BusType | NominalVoltage | ConsistentPath | DistToSlack | Phases | Feeder | Comments
node_1362643_774_15347718_299 |  | 42.25019768148738 | -76.0276597596508 | PQ | 2771.281 | False | -1 | AN | 8104001
node_1362680_36_15347953_827 |  | 42.250842794199365 | -76.02752056641161 | PQ | 2771.281 | False | -1 | AN | 8104001
node_1365608_598_15350597_209 |  | 42.25808303455657 | -76.01637994069824 | PQ | 2771.281 | False | -1 | AN | 8104001
node_1365686_245_15348492_361 |  | 42.25231784230082 | -76.01608452886192 | PQ | 2771.281 | False | -1 | AN | 8104001
node_1365735_831_15348238_371 |  | 42.25162216205168 | -76.01589587648236 | PQ | 2771.281 | False | -1 | AN | 8104001
node_1365864_956_15347940_888 |  | 42.25080735419486 | -76.01540461405928 | PQ | 2771.281 | False | -1 | AN | 8104001
node_1365899_77_15350605_845 |  | 42.2581066886163 | -76.01527216248138 | PQ | 2771.281 | False | -1 | AN | 8104001
node_1365908_949_15345503_802 |  | 42.244132159913 | -76.01523724052373 | PQ | 2771.281 | False | -1 | AN | 8104001
node_1366007_526_15348837_177 |  | 42.25326229555011 | -76.01486219947141 | PQ | 2771.281 | False | -1 | AN | 8104001
node_1366019_44_15345975_427 |  | 42.24542394383166 | -76.01481687207153 | PQ | 2771.281 | False | -1 | AN | 8104001
node_1366051_183_15346152_327 |  | 42.245908474073296 | -76.0146961042644 | PQ | 2771.281 | False | -1 | AN | 8104001
node_1366098_776_15350324_899 |  | 42.257337175709196 | -76.01451503435152 | PQ | 2771.281 | False | -1 | AN | 8104001
node_1366130_023_15350040_808 |  | 42.256559048626805 | -76.01439615360081 | PQ | 2771.281 | False | -1 | AN | 8104001
node_1366145_204_15350665_506 |  | 42.258270100480324 | -76.01433839673852 | PQ | 2771.281 | False | -1 | AN | 8104001
node_1366153_642_15349512_407 |  | 42.25511175487774 | -76.01430629395188 | PQ | 2771.281 | False | -1 | AN | 8104001
node_1366249_369_15347140_081 |  | 42.24861393865382 | -76.01394209586495 | PQ | 2771.281 | False | -1 | AN | 8104001
node_1366283_562_15347295_346 |  | 42.24903921049083 | -76.01381200691213 | PQ | 2771.281 | False | -1 | AD | 8104001
node_1366321_486_15350592_544 |  | 42.25807025709146 | -76.01366772318603 | PQ | 2771.281 | False | -1 | AN | 8104001
node_1366433_732_15350209_375 |  | 42.25702075472766 | -76.01324067774989 | PQ | 2771.281 | False | -1 | AN | 8104001
node_1366581_032_15350032_133 |  | 42.25653528774582 | -76.01268026764403 | PQ | 2771.281 | False | -1 | AN | 8104001
node_1366749_356_15350237_215 |  | 42.25709700866732 | -76.01203987069454 | PQ | 2771.281 | False | -1 | AN | 8104001
node_1366795_927_15350048_184 |  | 42.256579251538405 | -76.01186268903099 | PQ | 2771.281 | False | -1 | AN | 8104001
node_1366810_417_15349656_258 |  | 42.25550576369509 | -76.01180756111222 | PQ | 2771.281 | False | -1 | AN | 8104001
node_1366813_625_15349987_827 |  | 42.25641393332589 | -76.0117953561182 | PQ | 2771.281 | False | -1 | AN | 8104001
node_1366965_819_15350477_069 |  | 42.25775397032124 | -76.01121632654826 | PQ | 2771.281 | False | -1 | AN | 8104001
node_1366968_249_15350127_101 |  | 42.2567954057107 | -76.01120708149357 | PQ | 2771.281 | False | -1 | AN | 8104001
node_1367091_353_15350067_85 |  | 42.25663311683932 | -76.01073872626156 | PQ | 2771.281 | False | -1 | AN | 8104001
node_1367220_935_15350061_393 |  | 42.25661543107465 | -76.01024572515948 | PQ | 2771.281 | False | -1 | AN | 8104001
node_1367305_341_15351055_098 |  | 42.25933719548257 | -76.00992459837471 | PQ | 2771.281 | False | -1 | AN | 8104001
node_1367472_335_15350068_819 |  | 42.256635770936576 | -76.00928926147574 | PQ | 2771.281 | False | -1 | AN | 8104001
node_1367760_78_15350073_204 |  | 42.25664778147987 | -76.0081918582647 | PQ | 2771.281 | False | -1 | AN | 8104001
node_1367981_709_15350079_678 |  | 42.256665513807654 | -76.00735132300143 | PQ | 2771.281 | False | -1 | AN | 8104001
node_1368271_253_15350096_963 |  | 42.256712857534204 | -76.00624973859075 | PQ | 2771.281 | False | -1 | AN | 8104001
node_1368557_411_15350559_674 |  | 42.25798022594933 | -76.00516103638387 | PQ | 2771.281 | False | -1 | AN | 8104001
node_1368875_855_15349760_328 |  | 42.25579081209671 | -76.00394950049962 | PQ | 2771.281 | False | -1 | AN | 8104001
node_1368983_239_15351521_99 |  | 42.26061601568369 | -76.00354095278198 | PQ | 1066.732 | False | -1 | AN | 8104001
node_1369073_475_15351160_247 |  | 42.25962519927216 | -76.00319764547503 | PQ | 1066.732 | False | -1 | AN | 8104001
node_1369448_366_15351177_562 |  | 42.2596726251689 | -76.00177135419874 | PQ | 1066.732 | False | -1 | AN | 8104001
node_1369702_198_15351218_414 |  | 42.259784519060545 | -76.0008056378512 | PQ | 1066.732 | False | -1 | AN | 8104001
node_1369956_412_15350676_055 |  | 42.2582989942594 | -75.99983846816585 | PQ | 2771.281 | False | -1 | AN | 8104001
node_1370349_216_15350797_819 |  | 42.25863250664121 | -75.99834402599868 | PQ | 2771.281 | False | -1 | AN | 8104001
node_1370511_391_15350945_372 |  | 42.25903665526045 | -75.99772702322258 | PQ | 2771.281 | False | -1 | AN | 8104001
node_1370725_382_15351338_828 |  | 42.26011433378364 | -75.99691288392208 | PQ | 2771.281 | False | -1 | AN | 8104001
node_1370837_26_15350884_702 |  | 42.25887047973892 | -75.99648723856006 | PQ | 2771.281 | False | -1 | AN | 8104001
node_1370993_96_15351334_969 |  | 42.26010376395774 | -75.99589106569117 | PQ | 2771.281 | False | -1 | AN | 8104001
node_1371073_245_15350543_107 |  | 42.257934848829414 | -75.99558942200316 | PQ | 2771.281 | False | -1 | AN | 8104001
node_1371212_507_15350750_528 |  | 42.25850297628702 | -75.99505959286424 | PQ | 2771.281 | False | -1 | AN | 8104001
node_1371241_789_15351175_95 |  | 42.2596682098905 | -75.99494818805283 | PQ | 2771.281 | False | -1 | AN | 8104001
node_1371277_168_15351202_846 |  | 42.259741878208075 | -75.9948135869046 | PQ | 2771.281 | False | -1 | AN | 8104001
node_1371472_934_15351397_54 |  | 42.26027514633054 | -75.99406878551434 | PQ | 2771.281 | False | -1 | AN | 8104001
node_1371932_864_15350635_303 |  | 42.2581873742684 | -75.9923189591736 | PQ | 2771.281 | False | -1 | AN | 8104001
node_1372130_779_15350660_209 |  | 42.25825559196314 | -75.99156598180699 | PQ | 2771.281 | False | -1 | AN | 8104001
node_1372383_179_15350773_079 |  | 42.25856474362155 | -75.99060571357398 | PQ | 2771.281 | False | -1 | AN | 8104001
node_1372641_794_15351458_243 |  | 42.260441412239295 | -75.98962180006735 | PQ | 2771.281 | False | -1 | AN | 8104001
node_1372928_236_15350845_607 |  | 42.258763398281616 | -75.98853201736847 | PQ | 2771.281 | False | -1 | AN | 8104001
node_1373227_963_15350922_275 |  | 42.258973392428395 | -75.98739169123269 | PQ | 2771.281 | False | -1 | AN | 8104001
node_1373412_349_15351496_579 |  | 42.260546414790696 | -75.986690185613 | PQ | 2771.281 | False | -1 | AN | 8104001
node_1373420_618_15350957_204 |  | 42.25906906318481 | -75.98665872579518 | PQ | 2771.281 | False | -1 | AN | 8104001
node_1373423_531_15351786_034 |  | 42.261339233903705 | -75.98664764314319 | PQ | 2771.281 | False | -1 | AN | 8104001
node_1373631_323_15351889_84 |  | 42.26162355920763 | -75.98585708824355 | PQ | 2771.281 | False | -1 | AN | 8104001
node_1373968_383_15350821_154 |  | 42.2586964213568 | -75.98457472687026 | PQ | 2771.281 | False | -1 | AN | 8104001
node_1374449_765_15355413_639 |  | 42.27127526740964 | -75.98274328533883 | PQ | 2771.281 | False | -1 | AN | 8104001
node_1374470_31_15352674_742 |  | 42.26377341085103 | -75.9826651208743 | PQ | 2771.281 | False | -1 | AN | 8104001
node_1374588_085_15352939_609 |  | 42.26449888327336 | -75.9822170400853 | PQ | 2771.281 | False | -1 | AD | 8104001
node_1374595_176_15350522_147 |  | 42.25787743925415 | -75.98219006202652 | PQ | 2771.281 | False | -1 | AN | 8104001
node_1374868_845_15350583_849 |  | 42.258046441430345 | -75.98114887483533 | PQ | 2771.281 | False | -1 | AN | 8104001
node_1374918_384_15353433_238 |  | 42.26585093629002 | -75.98096040126957 | PQ | 2771.281 | False | -1 | AN | 8104001
node_1375057_508_15353626_732 |  | 42.26638091760475 | -75.98043109715846 | PQ | 2771.281 | False | -1 | AN | 8104001
node_1375212_18_15354281_652 |  | 42.268174747711306 | -75.97984263991545 | PQ | 2771.281 | False | -1 | AN | 8104001
node_1375352_976_15350684_343 |  | 42.25832169514489 | -75.97930697459796 | PQ | 2771.281 | False | -1 | AN | 8104001
node_1375387_932_15354221_203 |  | 42.268009177510194 | -75.97917398277407 | PQ | 2771.281 | False | -1 | AN | 8104001
node_1375478_979_15354431_907 |  | 42.268586297125985 | -75.97882758997767 | PQ | 2771.281 | False | -1 | AN | 8104001
node_1375831_198_15350717_529 |  | 42.258412591813055 | -75.97748755544218 | PQ | 2771.281 | False | -1 | AN | 8104001
node_1376023_353_15354191_792 |  | 42.267928620591384 | -75.9767564922793 | PQ | 2771.281 | False | -1 | AN | 8104001
node_1376181_681_15355154_028 |  | 42.27056419120523 | -75.97615412560421 | PQ | 2771.281 | False | -1 | AN | 8104001
node_1376238_025_15354347_39 |  | 42.26835480451755 | -75.97593976208076 | PQ | 2771.281 | False | -1 | AD | 8104001
node_1376420_859_15350553_216 |  | 42.25796253744566 | -75.97524416112151 | PQ | 2771.281 | False | -1 | AN | 8104001
node_1376565_59_15354353_822 |  | 42.26837242180706 | -75.97469352490269 | PQ | 2771.281 | False | -1 | AN | 8104001
node_1376821_696_15350223_489 |  | 42.257059413064745 | -75.97371915701014 | PQ | 2771.281 | False | -1 | AN | 8104001
node_1376826_697_15354217_842 |  | 42.26799997170951 | -75.97370013045929 | PQ | 2771.281 | False | -1 | AN | 8104001
node_1377364_83_15354232_978 |  | 42.26804142931118 | -75.97165277695285 | PQ | 2771.281 | False | -1 | AN | 8104001
node_1377651_028_15354238_641 |  | 42.26805694030473 | -75.970563922564 | PQ | 2771.281 | False | -1 | AN | 8104001
node_1377999_342_15354251_266 |  | 42.26809152026121 | -75.96923874479336 | PQ | 2771.281 | False | -1 | AN | 8104001
node_1379024_319_15354284_17 |  | 42.268181644529555 | -75.96533916930741 | PQ | 2771.281 | False | -1 | AN | 8104001
node_1380071_653_15354324_399 |  | 42.268291832020175 | -75.96135453551369 | PQ | 2771.281 | False | -1 | AN | 8104001
node_1380546_057_15354482_403 |  | 42.268724605995864 | -75.95954964212697 | PQ | 2771.281 | False | -1 | AN | 8104001
node_1380615_979_15354014_636 |  | 42.2674433891641 | -75.95928362043368 | PQ | 2771.281 | False | -1 | AN | 8104001
node_1380924_019_15354500_489 |  | 42.26877414366658 | -75.9581116670799 | PQ | 2771.281 | False | -1 | AN | 8104001
node_1381055_618_15354748_413 |  | 42.26945320910257 | -75.95761099220196 | PQ | 2771.281 | False | -1 | AN | 8104001
node_1381438_575_15354525_383 |  | 42.268842328493236 | -75.95615401343134 | PQ | 2771.281 | False | -1 | AN | 8104001
node_1381812_152_15354442_09 |  | 42.2686141884287 | -75.95473272133277 | PQ | 2771.281 | False | -1 | AN | 8104001
node_1382001_472_15354556_046 |  | 42.26892631464812 | -75.95401244406705 | PQ | 2771.281 | False | -1 | AN | 8104001
node_1382354_534_15354474_391 |  | 42.268702661076155 | -75.95266920229653 | PQ | 2771.281 | False | -1 | AN | 8104001
node_1382712_346_15354521_413 |  | 42.26883145463761 | -75.95130788891703 | PQ | 2771.281 | False | -1 | AN | 8104001
node_1383355_648_15354818_247 |  | 42.269644484879244 | -75.94886041476956 | PQ | 2771.281 | False | -1 | AN | 8104001
node_8104001_200816439 |  | 42.25866920932769 | -75.97839722317003 | PQ | 2771.281 | False | -1 | AD | 8104001
node_8104001_200816440 |  | 42.25852784646561 | -75.97746167309357 | PQ | 2771.281 | False | -1 | AN | 8104001
node_8104001_200816441 |  | 42.25858015327186 | -75.97616260213995 | PQ | 2771.281 | False | -1 | AD | 8104001
node_8104001_200816442 |  | 42.2580446391641 | -75.97517138389874 | PQ | 2771.281 | False | -1 | AN | 8104001
node_8104001_200816443 |  | 42.25759685269404 | -75.97444614930532 | PQ | 2771.281 | False | -1 | AD | 8104001
node_8104001_200816444 |  | 42.25716518527696 | -75.9737235018054 | PQ | 2771.281 | False | -1 | AN | 8104001
node_8104001_200817329 |  | 42.26852762212973 | -75.97892860456506 | PQ | 2771.281 | False | -1 | AN | 8104001
node_8104001_200817331 |  | 42.26830642818557 | -75.97798138213146 | PQ | 2771.281 | False | -1 | AD | 8104001
node_8104001_200817332 |  | 42.26832564231584 | -75.97691987103813 | PQ | 2771.281 | False | -1 | AD | 8104001
node_8104001_200817333 |  | 42.26841277285013 | -75.97675605475614 | PQ | 2771.281 | False | -1 | AD | 8104001
node_8104001_200817334 |  | 42.26917397835066 | -75.97677190450835 | PQ | 2771.281 | False | -1 | AD | 8104001
node_8104001_200817335 |  | 42.26993765717401 | -75.97677216702225 | PQ | 2771.281 | False | -1 | AD | 8104001
node_8104001_200817336 |  | 42.27059711954082 | -75.97628183671374 | PQ | 2771.281 | False | -1 | AN | 8104001
node_8104001_200817339 |  | 42.26835837892097 | -75.97587335367344 | PQ | 2771.281 | False | -1 | AD | 8104001
node_8104001_200817340 |  | 42.26838475281411 | -75.97481939841494 | PQ | 2771.281 | False | -1 | AN | 8104001
node_8104001_200817341 |  | 42.26801686590131 | -75.97678512912158 | PQ | 2771.281 | False | -1 | AN | 8104001
node_8104001_200817342 |  | 42.26804696758224 | -75.97564290832025 | PQ | 2771.281 | False | -1 | AD | 8104001
node_8104001_200817343 |  | 42.26808577382567 | -75.97371123974314 | PQ | 2771.281 | False | -1 | AN | 8104001
node_8104001_200817344 |  | 42.26814349290866 | -75.97166539664275 | PQ | 2771.281 | False | -1 | AN | 8104001
node_8104001_200817345 |  | 42.268168146705754 | -75.9705759487442 | PQ | 2771.281 | False | -1 | AN | 8104001
node_8104001_200817346 |  | 42.26821112171701 | -75.96925854747225 | PQ | 2771.281 | False | -1 | AN | 8104001
node_8104001_200817347 |  | 42.268243861061144 | -75.96754534752723 | PQ | 2771.281 | False | -1 | AD | 8104001
node_8104001_200817348 |  | 42.268287219533306 | -75.96599355558453 | PQ | 2771.281 | False | -1 | AD | 8104001
node_8104001_200817350 |  | 42.26830874264602 | -75.96529358700275 | PQ | 2771.281 | False | -1 | AN | 8104001
node_8104001_200817351 |  | 42.26831763893898 | -75.96457660067212 | PQ | 2771.281 | False | -1 | AD | 8104001
node_8104001_200817352 |  | 42.26836049891197 | -75.96299091400007 | PQ | 2771.281 | False | -1 | AD | 8104001
node_8104001_200817353 |  | 42.268392224823714 | -75.96136416482787 | PQ | 2771.281 | False | -1 | AN | 8104001
node_8104001_200817354 |  | 42.26835215042029 | -75.95991111235209 | PQ | 2771.281 | False | -1 | AD | 8104001
node_8104001_200817355 |  | 42.268348203512 | -75.95927725542278 | PQ | 2771.281 | False | -1 | AD | 8104001
node_8104001_200817356 |  | 42.26752772317281 | -75.95926392808671 | PQ | 2771.281 | False | -1 | AN | 8104001
node_8104001_200817357 |  | 42.26834515773682 | -75.95851263233088 | PQ | 2771.281 | False | -1 | AD | 8104001
node_8104001_200817358 |  | 42.26828497354801 | -75.95685553046468 | PQ | 2771.281 | False | -1 | AD | 8104001
node_8104001_200817359 |  | 42.2684945869729 | -75.95544494436773 | PQ | 2771.281 | False | -1 | AD | 8104001
node_8104001_200817360 |  | 42.26877196889546 | -75.95608516630796 | PQ | 2771.281 | False | -1 | AN | 8104001
node_8104001_200817362 |  | 42.268622235629664 | -75.95715518437342 | PQ | 2771.281 | False | -1 | AD | 8104001
node_8104001_200817363 |  | 42.268765696570675 | -75.95750328921699 | PQ | 2771.281 | False | -1 | AD | 8104001
node_8104001_200817364 |  | 42.26932211203668 | -75.95757447994272 | PQ | 2771.281 | False | -1 | AN | 8104001
node_8104001_200817365 |  | 42.26869066422789 | -75.95808499338506 | PQ | 2771.281 | False | -1 | AN | 8104001
node_8104001_200817366 |  | 42.26859720658869 | -75.9588773021819 | PQ | 2771.281 | False | -1 | AD | 8104001
node_8104001_200817367 |  | 42.26869939618046 | -75.95944725409731 | PQ | 2771.281 | False | -1 | AN | 8104001
node_8104001_200817368 |  | 42.26851000484022 | -75.95473318548778 | PQ | 2771.281 | False | -1 | AN | 8104001
node_8104001_200817370 |  | 42.268838009080056 | -75.95399611113707 | PQ | 2771.281 | False | -1 | AN | 8104001
node_8104001_200817371 |  | 42.268781645805255 | -75.95267698640431 | PQ | 2771.281 | False | -1 | AN | 8104001
node_8104001_200817372 |  | 42.26893188304824 | -75.95131456970553 | PQ | 2771.281 | False | -1 | AN | 8104001
node_8104001_200817373 |  | 42.268908795962844 | -75.94996174047088 | PQ | 2771.281 | False | -1 | AD | 8104001
node_8104001_200817374 |  | 42.26958435547057 | -75.94895619049261 | PQ | 2771.281 | False | -1 | AN | 8104001
node_8104001_200817375 |  | 42.26746288267304 | -75.97973040190776 | PQ | 2771.281 | False | -1 | AD | 8104001
node_8104001_200817376 |  | 42.26805575979295 | -75.97935975891438 | PQ | 2771.281 | False | -1 | AN | 8104001
node_8104001_200842521 |  | 42.24440085370709 | -76.01519876892162 | PQ | 2771.281 | False | -1 | AN | 8104001
node_8104001_200842522 |  | 42.24493255237886 | -76.0150894261759 | PQ | 2771.281 | False | -1 | AN | 8104001
node_8104001_200842523 |  | 42.24544588875136 | -76.01496451141008 | PQ | 2771.281 | False | -1 | AN | 8104001
node_8104001_200842524 |  | 42.24591353849623 | -76.01488236358249 | PQ | 2771.281 | False | -1 | AN | 8104001
node_8104001_200842526 |  | 42.246418896142934 | -76.01472041913873 | PQ | 2771.281 | False | -1 | AD | 8104001
node_8104001_200842527 |  | 42.24703908115719 | -76.0146304377442 | PQ | 2771.281 | False | -1 | AD | 8104001
node_8104001_200842528 |  | 42.24736134991751 | -76.01451338317715 | PQ | 2771.281 | False | -1 | AD | 8104001
node_8104001_200842529 |  | 42.24798237306774 | -76.01438089355375 | PQ | 2771.281 | False | -1 | AD | 8104001
node_8104001_200842530 |  | 42.248552902634 | -76.01408726605102 | PQ | 2771.281 | False | -1 | AN | 8104001
node_8104001_200842532 |  | 42.24958505339192 | -76.01427612768079 | PQ | 2771.281 | False | -1 | AD | 8104001
node_8104001_200842533 |  | 42.249971362862134 | -76.01459070303173 | PQ | 2771.281 | False | -1 | AD | 8104001
node_8104001_200842534 |  | 42.250518328755874 | -76.01467923108845 | PQ | 2771.281 | False | -1 | AD | 8104001
node_8104001_200842535 |  | 42.25103391933069 | -76.01473936959859 | PQ | 2771.281 | False | -1 | AD | 8104001
node_8104001_200842536 |  | 42.25158955965787 | -76.01480189736566 | PQ | 2771.281 | False | -1 | AD | 8104001
node_8104001_200842537 |  | 42.25215094094258 | -76.01487008630203 | PQ | 2771.281 | False | -1 | AD | 8104001
node_8104001_200842994 |  | 42.2502083006154 | -76.02751868315973 | PQ | 2771.281 | False | -1 | AN | 8104001
node_8104001_200842995 |  | 42.250840027802845 | -76.0152876660196 | PQ | 2771.281 | False | -1 | AN | 8104001
node_8104001_200842996 |  | 42.25012614137781 | -76.01507778425518 | PQ | 2771.281 | False | -1 | AN | 8104001
node_8104001_200842997 |  | 42.25165738567468 | -76.01579506734065 | PQ | 2771.281 | False | -1 | AN | 8104001
node_8104001_200842998 |  | 42.25232648660519 | -76.01594119246859 | PQ | 2771.281 | False | -1 | AN | 8104001
node_8104001_200843755 |  | 42.25967111049833 | -76.0036270421226 | PQ | 1066.732 | False | -1 | AN | 8104001
node_8104001_200843760 |  | 42.25977178815855 | -76.00181777350424 | PQ | 1066.732 | False | -1 | AN | 8104001
node_8104001_200843764 |  | 42.259783135862286 | -76.0009460675689 | PQ | 1066.732 | False | -1 | AN | 8104001
node_8104001_200843769 |  | 42.26055039456707 | -76.00346721300824 | PQ | 1066.732 | False | -1 | AN | 8104001
node_8104001_200843781 |  | 42.25657355166597 | -76.01335500445512 | PQ | 2771.281 | False | -1 | AD | 8104001
node_8104001_200843782 |  | 42.25911641512838 | -76.0102556588376 | PQ | 2771.281 | False | -1 | AD | 8104001
node_8104001_200843784 |  | 42.25938281911307 | -76.01003527651721 | PQ | 2771.281 | False | -1 | AN | 8104001
node_8104001_200843785 |  | 42.2596512746136 | -76.00980138043786 | PQ | 2771.281 | False | -1 | AD | 8104001
node_8104001_200843789 |  | 42.25662134185058 | -76.01270882839532 | PQ | 2771.281 | False | -1 | AN | 8104001
node_8104001_200843791 |  | 42.256663352731564 | -76.01194859955781 | PQ | 2771.281 | False | -1 | AN | 8104001
node_8104001_200843792 |  | 42.25661795369959 | -76.01167156749896 | PQ | 2771.281 | False | -1 | AD | 8104001
node_8104001_200843793 |  | 42.256429099204624 | -76.01168312191506 | PQ | 2771.281 | False | -1 | AN | 8104001
node_8104001_200843794 |  | 42.255606619390726 | -76.0117799324755 | PQ | 2771.281 | False | -1 | AN | 8104001
node_8104001_200843796 |  | 42.25706297651214 | -76.01193168833635 | PQ | 2771.281 | False | -1 | AN | 8104001
node_8104001_200843797 |  | 42.257419581457356 | -76.01164206321945 | PQ | 2771.281 | False | -1 | AD | 8104001
node_8104001_200843798 |  | 42.257795707301575 | -76.01133085109007 | PQ | 2771.281 | False | -1 | AN | 8104001
node_8104001_200843799 |  | 42.25814179720102 | -76.01105739911206 | PQ | 2771.281 | False | -1 | AD | 8104001
node_8104001_200843801 |  | 42.258477314535554 | -76.01076726799012 | PQ | 2771.281 | False | -1 | AD | 8104001
node_8104001_200843802 |  | 42.25880384245091 | -76.01051745748121 | PQ | 2771.281 | False | -1 | AD | 8104001
node_8104001_200843803 |  | 42.259670420268705 | -75.99483254497355 | PQ | 2771.281 | False | -1 | AN | 8104001
node_8104001_200843804 |  | 42.25589973964436 | -76.00399681006965 | PQ | 2771.281 | False | -1 | AN | 8104001
node_8104001_200843805 |  | 42.25667156975092 | -76.01082963596612 | PQ | 2771.281 | False | -1 | AN | 8104001
node_8104001_200843809 |  | 42.25679164505484 | -76.01109121014133 | PQ | 2771.281 | False | -1 | AN | 8104001
node_8104001_200843812 |  | 42.2584053115339 | -75.99986598647064 | PQ | 2771.281 | False | -1 | AN | 8104001
node_8104001_200843814 |  | 42.25872631487324 | -75.99838139808605 | PQ | 2771.281 | False | -1 | AN | 8104001
node_8104001_200843815 |  | 42.258955509455255 | -75.99772234362699 | PQ | 2771.281 | False | -1 | AN | 8104001
node_8104001_200843816 |  | 42.25877462273006 | -75.99649563139573 | PQ | 2771.281 | False | -1 | AN | 8104001
node_8104001_200843817 |  | 42.25800863766327 | -75.9956703371568 | PQ | 2771.281 | False | -1 | AN | 8104001
node_8104001_200843818 |  | 42.2585626017185 | -75.99506479368307 | PQ | 2771.281 | False | -1 | AN | 8104001
node_8104001_200843819 |  | 42.25841650585328 | -75.99353250385988 | PQ | 2771.281 | False | -1 | AD | 8104001
node_8104001_200843820 |  | 42.25851007853075 | -75.99329351729361 | PQ | 2771.281 | False | -1 | AD | 8104001
node_8104001_200843821 |  | 42.25869779907705 | -75.99404491196773 | PQ | 2771.281 | False | -1 | AD | 8104001
node_8104001_200843822 |  | 42.25882703635756 | -75.9940543472499 | PQ | 2771.281 | False | -1 | AD | 8104001
node_8104001_200843823 |  | 42.25950841899301 | -75.99407940401132 | PQ | 2771.281 | False | -1 | AD | 8104001
node_8104001_200843824 |  | 42.26017567109416 | -75.9940633830544 | PQ | 2771.281 | False | -1 | AN | 8104001
node_8104001_200843825 |  | 42.258874103444455 | -75.99483291781938 | PQ | 2771.281 | False | -1 | AD | 8104001
node_8104001_200843826 |  | 42.259580556205975 | -75.99493973814893 | PQ | 2771.281 | False | -1 | AN | 8104001
node_8104001_200843827 |  | 42.259171575979344 | -75.99597249826351 | PQ | 2771.281 | False | -1 | AD | 8104001
node_8104001_200843828 |  | 42.260017660550865 | -75.99591291141301 | PQ | 2771.281 | False | -1 | AN | 8104001
node_8104001_200843829 |  | 42.2592285993547 | -75.9968711327985 | PQ | 2771.281 | False | -1 | AD | 8104001
node_8104001_200843830 |  | 42.26003411376263 | -75.99690677001142 | PQ | 2771.281 | False | -1 | AN | 8104001
node_8104001_200843831 |  | 42.25827919124274 | -75.9923217859537 | PQ | 2771.281 | False | -1 | AN | 8104001
node_8104001_200843833 |  | 42.258346014783186 | -75.99159755576129 | PQ | 2771.281 | False | -1 | AN | 8104001
node_8104001_200843835 |  | 42.25847281708696 | -75.99056385592304 | PQ | 2771.281 | False | -1 | AN | 8104001
node_8104001_200843836 |  | 42.25883864426691 | -75.98959330779795 | PQ | 2771.281 | False | -1 | AD | 8104001
node_8104001_200843837 |  | 42.25893768674027 | -75.98946764353592 | PQ | 2771.281 | False | -1 | AD | 8104001
node_8104001_200843838 |  | 42.259641893516495 | -75.9895339872659 | PQ | 2771.281 | False | -1 | AD | 8104001
node_8104001_200843839 |  | 42.26035044435695 | -75.98960612912894 | PQ | 2771.281 | False | -1 | AN | 8104001
node_8104001_200843841 |  | 42.25887233130728 | -75.9885559632015 | PQ | 2771.281 | False | -1 | AN | 8104001
node_8104001_200843843 |  | 42.25906353039178 | -75.98743105690387 | PQ | 2771.281 | False | -1 | AN | 8104001
node_8104001_200843844 |  | 42.25914805886994 | -75.98662709857719 | PQ | 2771.281 | False | -1 | AN | 8104001
node_8104001_200843848 |  | 42.25673337817055 | -76.0093028132802 | PQ | 2771.281 | False | -1 | AN | 8104001
node_8104001_200843849 |  | 42.258604092188264 | -75.98461136848418 | PQ | 2771.281 | False | -1 | AN | 8104001
node_8104001_200843851 |  | 42.2582819740733 | -75.98335577211495 | PQ | 2771.281 | False | -1 | AD | 8104001
node_8104001_200843852 |  | 42.257964158937476 | -75.98222896734724 | PQ | 2771.281 | False | -1 | AN | 8104001
node_8104001_200843853 |  | 42.25813564539252 | -75.98116916830107 | PQ | 2771.281 | False | -1 | AN | 8104001
node_8104001_200843854 |  | 42.25826626587129 | -75.98033479260306 | PQ | 2771.281 | False | -1 | AD | 8104001
node_8104001_200843855 |  | 42.25840209867933 | -75.97931701480346 | PQ | 2771.281 | False | -1 | AN | 8104001
node_8104001_200843856 |  | 42.256743224898756 | -76.00820062014165 | PQ | 2771.281 | False | -1 | AN | 8104001
node_8104001_200843857 |  | 42.256758615376015 | -76.00734533844545 | PQ | 2771.281 | False | -1 | AN | 8104001
node_8104001_200843859 |  | 42.25716684237587 | -76.00511591442967 | PQ | 2771.281 | False | -1 | AD | 8104001
node_8104001_200843860 |  | 42.25796699654816 | -76.00528445596184 | PQ | 2771.281 | False | -1 | AN | 8104001
node_8104001_200843861 |  | 42.25882409740363 | -76.00545376601296 | PQ | 1066.732 | False | -1 | AN | 8104001
node_8104001_200843862 |  | 42.25736635708395 | -76.00451574297949 | PQ | 2771.281 | False | -1 | AD | 8104001
node_8104001_200843863 |  | 42.257215281704994 | -76.00445531912816 | PQ | 2771.281 | False | -1 | AD | 8104001
node_8104001_200843864 |  | 42.25780481723704 | -76.00307973107984 | PQ | 2771.281 | False | -1 | AD | 8104001
node_8104001_200843865 |  | 42.258186155410534 | -76.0021617618255 | PQ | 2771.281 | False | -1 | AD | 8104001
node_8104001_200843866 |  | 42.25825921292967 | -76.00118258878724 | PQ | 2771.281 | False | -1 | AD | 8104001
node_8104001_200843868 |  | 42.25636047887594 | -76.01377092538922 | PQ | 2771.281 | False | -1 | AD | 8104001
node_8104001_200843869 |  | 42.25677416197665 | -76.01354375575296 | PQ | 2771.281 | False | -1 | AD | 8104001
node_8104001_200843870 |  | 42.25674852487624 | -76.01367799546902 | PQ | 2771.281 | False | -1 | AD | 8104001
node_8104001_200843871 |  | 42.25665282946877 | -76.01438848362952 | PQ | 2771.281 | False | -1 | AN | 8104001
node_8104001_200843873 |  | 42.25705951714699 | -76.01338383152486 | PQ | 2771.281 | False | -1 | AN | 8104001
node_8104001_200843875 |  | 42.257378030729456 | -76.01317698579074 | PQ | 2771.281 | False | -1 | AD | 8104001
node_8104001_200843876 |  | 42.25771789212823 | -76.01300411087696 | PQ | 2771.281 | False | -1 | AD | 8104001
node_8104001_200844485 |  | 42.25983367874837 | -75.98660088903735 | PQ | 2771.281 | False | -1 | AD | 8104001
node_8104001_200844486 |  | 42.26054881416035 | -75.98658954387146 | PQ | 2771.281 | False | -1 | AN | 8104001
node_8104001_200844488 |  | 42.2682485091551 | -75.97988825646107 | PQ | 2771.281 | False | -1 | AN | 8104001
node_8104001_200844489 |  | 42.261304577255046 | -75.98653757372857 | PQ | 2771.281 | False | -1 | AN | 8104001
node_8104001_200844490 |  | 42.26170012265502 | -75.98594423524887 | PQ | 2771.281 | False | -1 | AN | 8104001
node_8104001_200844492 |  | 42.262934631209724 | -75.98406732935378 | PQ | 2771.281 | False | -1 | AD | 8104001
node_8104001_200844493 |  | 42.263455565586135 | -75.9833157140158 | PQ | 2771.281 | False | -1 | AD | 8104001
node_8104001_200844494 |  | 42.26384458941174 | -75.98275095150558 | PQ | 2771.281 | False | -1 | AN | 8104001
node_8104001_200844495 |  | 42.26458706284713 | -75.98214446830819 | PQ | 2771.281 | False | -1 | AD | 8104001
node_8104001_200844496 |  | 42.26545458836116 | -75.98137692332246 | PQ | 2771.281 | False | -1 | AD | 8104001
node_8104001_200844497 |  | 42.26577796368009 | -75.98102461445197 | PQ | 2771.281 | False | -1 | AN | 8104001
node_8104001_200844498 |  | 42.26644954615045 | -75.98053789466071 | PQ | 2771.281 | False | -1 | AN | 8104001
node_8104001_200844555 |  | 42.2579448188129 | -76.01419159440081 | PQ | 2771.281 | False | -1 | AD | 8104001
node_8104001_200844556 |  | 42.25740543722804 | -76.01449828672568 | PQ | 2771.281 | False | -1 | AN | 8104001
node_8104001_200844696 |  | 42.25778475675377 | -76.01305878605436 | PQ | 2771.281 | False | -1 | AD | 8104001
node_8104001_200844697 |  | 42.257988927772836 | -76.01371260164909 | PQ | 2771.281 | False | -1 | AN | 8104001
node_8104001_200844698 |  | 42.25818515841219 | -76.01437266811824 | PQ | 2771.281 | False | -1 | AN | 8104001
node_8104001_200844699 |  | 42.258195188653815 | -76.01522957435697 | PQ | 2771.281 | False | -1 | AN | 8104001
node_8104001_200844701 |  | 42.258377746172954 | -76.01563381912939 | PQ | 2771.281 | False | -1 | AD | 8104001
node_8104001_200844702 |  | 42.258123804667626 | -76.01628250238717 | PQ | 2771.281 | False | -1 | AN | 8104001
node_8104001_200844783 |  | 42.27127777086154 | -75.98267712042266 | PQ | 2771.281 | False | -1 | AN | 8104001
node_8104001_200844784 |  | 42.26820972756273 | -75.98075523714623 | PQ | 2771.281 | False | -1 | AD | 8104001
node_8104001_200844785 |  | 42.26898606333489 | -75.9806454987274 | PQ | 2771.281 | False | -1 | AD | 8104001
node_8104001_200844786 |  | 42.26975683344596 | -75.98069471437661 | PQ | 2771.281 | False | -1 | AD | 8104001
node_8104001_200844787 |  | 42.270528501951134 | -75.980756724725 | PQ | 2771.281 | False | -1 | AD | 8104001
node_8104001_200844788 |  | 42.27052909357653 | -75.98096390906399 | PQ | 2771.281 | False | -1 | AN | 8104001
node_8104001_200844789 |  | 42.25272441767979 | -76.01495374073113 | PQ | 2771.281 | False | -1 | AD | 8104001
node_8104001_200844790 |  | 42.25326315833714 | -76.0150042727544 | PQ | 2771.281 | False | -1 | AN | 8104001
node_8104001_200844793 |  | 42.253918506716246 | -76.01490162981993 | PQ | 2771.281 | False | -1 | AD | 8104001
node_8104001_200844794 |  | 42.25455514768128 | -76.01479270177009 | PQ | 2771.281 | False | -1 | AD | 8104001
node_8104001_200844795 |  | 42.255144683213324 | -76.01445125869229 | PQ | 2771.281 | False | -1 | AN | 8104001
node_8104001_200844796 |  | 42.255756314310425 | -76.01411696055798 | PQ | 2771.281 | False | -1 | AD | 8104001
node_8104001_200946468 |  | 42.25665199954982 | -76.01232085948462 | PQ | 2771.281 | False | -1 | AD | 8104001
node_8104001_200953188 |  | 42.24441343122473 | -76.01518617586358 | PQ | 2771.281 | False | -1 | AN | 8104001
node_8104001_200971048 |  | 42.25679984564016 | -76.00627368822835 | PQ | 2771.281 | False | -1 | AN | 8104001
node_8104001_200980704 |  | 42.262130363049735 | -75.98528699175526 | PQ | 2771.281 | False | -1 | AN | 8104001
node_8104001_200981688 |  | 42.26274090950029 | -75.98674854739863 | PQ | 2771.281 | False | -1 | AN | 8104001
node_8104001_201031607 |  | 42.256704656948884 | -76.01025698282074 | PQ | 2771.281 | False | -1 | AN | 8104001
node_8104001_201041981 |  | 42.25577284147537 | -76.01433236652794 | PQ | 2771.281 | False | -1 | AD | 8104001
node_8104001_201041982 |  | 42.25655446353 | -76.0139241041515 | PQ | 2771.281 | False | -1 | AD | 8104001
node_8104001_201041983 |  | 42.256325718145035 | -76.01404513827708 | PQ | 2771.281 | False | -1 | AD | 8104001
node_8104001_201041984 |  | 42.25599642109416 | -76.01421490487412 | PQ | 2771.281 | False | -1 | AD | 8104001
node_8104001_201041985 |  | 42.25614278538202 | -76.01414085693189 | PQ | 2771.281 | False | -1 | AD | 8104001
node_8104001_310043449 |  | 42.258409474823715 | -75.99108020934848 | PQ | 2771.281 | False | -1 | AD | 8104001
node_8104001_310056927 |  | 42.25679405264152 | -76.00663148706342 | PQ | 2771.281 | False | -1 | AD | 8104001
node_8104001_310056930 |  | 42.26827400656617 | -75.95541577869311 | PQ | 2771.281 | False | -1 | AD | 8104001
node_8104001_310057050 |  | 42.256318270786494 | -76.01231409119148 | PQ | 2771.281 | False | -1 | AN | 8104001
node_8104001_310057051 |  | 42.25605300348948 | -76.01288397842956 | PQ | 2771.281 | False | -1 | AN | 8104001
node_8104001_311878823 |  | 42.25972307492877 | -76.00319933089035 | PQ | 1066.732 | False | -1 | AN | 8104001
node_8104001_312091750 |  | 42.2507726537221 | -76.0276467138514 | PQ | 2771.281 | False | -1 | AN | 8104001
node_220388080 |  | 42.24438354318631 | -76.01520056086432 | PQ | 2771.281 | False | -1 | AN | 8104001
node_220388082 |  | 42.24417188920162 | -76.01523100106294 | PQ | 2771.281 | False | -1 | AN | 8104001
node_220417271 |  | 42.25879367525895 | -76.0054474580703 | PQ | 1066.732 | False | -1 | AD | 8104001
node_220417438 |  | 42.254597909050034 | -76.01477053266156 | PQ | 2771.281 | False | -1 | AD | 8104001
node_220623942 |  | 42.25875202592682 | -76.00543881793892 | PQ | 1066.732 | False | -1 | AD | 8104001
node_SOURCE_8104001 |  | 42.25571538259799 | -76.01398838201123 | SWING | 2771.281 | False | -1 | ABCN | 8104001
node_intto1_8104001_200817348 |  | 42.268287219533306 | -75.96599355558453 | PQ | 2771.281 | False | -1 | AD | 8104001
node_intto1_8104001_200842994 |  | 42.2502083006154 | -76.02751868315973 | PQ | 2771.281 | False | -1 | AN | 8104001
node_intto1_8104001_200843792 |  | 42.25661795369959 | -76.01167156749896 | PQ | 2771.281 | False | -1 | AD | 8104001
node_intto1_8104001_200843798 |  | 42.257795707301575 | -76.01133085109007 | PQ | 2771.281 | False | -1 | AD | 8104001
node_intto1_8104001_200843860 |  | 42.25796699654816 | -76.00528445596184 | PQ | 2771.281 | False | -1 | AD | 8104001
node_intto1_8104001_200844486 |  | 42.26054881416035 | -75.98658954387146 | PQ | 2771.281 | False | -1 | AD | 8104001
node_intto1_8104001_200844696 |  | 42.25778475675377 | -76.01305878605436 | PQ | 2771.281 | False | -1 | AD | 8104001
node_intto1_8104001_200844783 |  | 42.27127777086154 | -75.98267712042266 | PQ | 2771.281 | False | -1 | AN | 8104001
node_intto1_8104001_200981688 |  | 42.26274090950029 | -75.98674854739863 | PQ | 2771.281 | False | -1 | AN | 8104001
node_intto1_8104001_201041982 |  | 42.25655446353 | -76.0139241041515 | PQ | 2771.281 | False | -1 | AD | 8104001
node_intto1_8104001_201041984 |  | 42.25599642109416 | -76.01421490487412 | PQ | 2771.281 | False | -1 | AD | 8104001
node_intto1_220388080 |  | 42.24438354318631 | -76.01520056086432 | PQ | 2771.281 | False | -1 | AN | 8104001
node_intto1_220388082 |  | 42.24417188920162 | -76.01523100106294 | PQ | 2771.281 | False | -1 | AN | 8104001
node_intto1_220417271 |  | 42.25879367525895 | -76.0054474580703 | PQ | 1066.732 | False | -1 | AD | 8104001
node_intto1_220417438 |  | 42.254597909050034 | -76.01477053266156 | PQ | 2771.281 | False | -1 | AD | 8104001
node_intto1_220623942 |  | 42.25875202592682 | -76.00543881793892 | PQ | 2771.281 | False | -1 | AD | 8104001

## Capacitor
Name | GroupId | NominalVoltage | RemoteSense | RemoteSenseB | ParticipatingPhases | PhasesConnected | SwitchA | SwitchB | SwitchC | Control | ControlLevel | VoltageSetHigh | VoltageSetLow | ReactivePowerSetHigh | ReactivePowerSetLow | CapacitorA | CapacitorB | CapacitorC | TimeDelay | DwellTime | LockoutTime | CurrentSetHigh | CurrentSetLow | Status | ParentNode | Phases | Feeder | Comments
cap_220368916 |  | 0 |  |  |  |  | CLOSED | OPEN | OPEN | MANUAL | BANK | 0 | 0 | 0 | 0 | 50000 | 0 | 0 | 0 | 0 | 0 | 0 | 0 | OPEN | node_1376238_025_15354347_39 | AN | 8104001
cap_220369166 |  | 0 |  |  |  |  | CLOSED | OPEN | OPEN | MANUAL | BANK | 0 | 0 | 0 | 0 | 50000 | 0 | 0 | 0 | 0 | 0 | 0 | 0 | OPEN | node_1374588_085_15352939_609 | AN | 8104001

## EVChargingStation
Name | GroupId | ServiceCharge | ServiceDischarge | ChargeEfficiency | DischargeEfficiency | CommitmentStatus | ConstructionTime | CalendarLife | YearOfInstallation | DepthOfDischarge | ReactivePower | ReactivePowerA | ReactivePowerB | ReactivePowerC | ActivePower | ActivePowerA | ActivePowerB | ActivePowerC | Energy | MaxEnergy | PowerCharge | PowerDischarge | RampUpLimit | RampDownLimit | CapitalCost | FixedOperatingCost | VariableOperatingCost | MaxReactivePower | MaxActivePower | OutputSchedule | PlanningStatus | UnitType | UnitSubtype | ParentNode | Phases | Feeder | Comments
evchargingstation_load_220333104 |  | 0 | 0 | 0.92 | 0 | False | 0 | 0 | 0 | 0 | 0 | 0 | 0 | 0 | 0 | 0 | 0 | 0 | 0 | 0.028467767254680407 | 0 | 0 | 0 | 0 | 0 | 0 | 0.001 | 0.002021203500212383 | 0.004744627875780068 | OPTIMIZED | INSTALLED |  |  | node_1375831_198_15350717_529 | AN | 8104001
evchargingstation_load_220333105 |  | 0 | 0 | 0.92 | 0 | False | 0 | 0 | 0 | 0 | 0 | 0 | 0 | 0 | 0 | 0 | 0 | 0 | 0 | 0.02048953948903749 | 0 | 0 | 0 | 0 | 0 | 0 | 0.001 | 0.0014547516373667143 | 0.0034149232481729148 | OPTIMIZED | INSTALLED |  |  | node_1376420_859_15350553_216 | AN | 8104001
evchargingstation_load_220333106 |  | 0 | 0 | 0.92 | 0 | False | 0 | 0 | 0 | 0 | 0 | 0 | 0 | 0 | 0 | 0 | 0 | 0 | 0 | 0.01214866500677444 | 0 | 0 | 0 | 0 | 0 | 0 | 0.001 | 0.0008625514379110204 | 0.0020247775011290733 | OPTIMIZED | INSTALLED |  |  | node_1376821_696_15350223_489 | AN | 8104001
evchargingstation_load_220333464 |  | 0 | 0 | 0.92 | 0 | False | 0 | 0 | 0 | 0 | 0 | 0 | 0 | 0 | 0 | 0 | 0 | 0 | 0 | 0.020942847884812654 | 0 | 0 | 0 | 0 | 0 | 0 | 0.001 | 0.001486935484141761 | 0.0034904746474687756 | OPTIMIZED | INSTALLED |  |  | node_1375478_979_15354431_907 | AN | 8104001
evchargingstation_load_220333465 |  | 0 | 0 | 0.92 | 0 | False | 0 | 0 | 0 | 0 | 0 | 0 | 0 | 0 | 0 | 0 | 0 | 0 | 0 | 0.00040797755619764904 | 0 | 0 | 0 | 0 | 0 | 0 | 0.001 | 2.896661635503113E-05 | 6.799625936627484E-05 | OPTIMIZED | INSTALLED |  |  | node_1376181_681_15355154_028 | AN | 8104001
evchargingstation_load_220333466 |  | 0 | 0 | 0.92 | 0 | False | 0 | 0 | 0 | 0 | 0 | 0 | 0 | 0 | 0 | 0 | 0 | 0 | 0 | 0.10779673651533439 | 0 | 0 | 0 | 0 | 0 | 0 | 0.001 | 0.0076535361832440404 | 0.01796612275255573 | OPTIMIZED | INSTALLED |  |  | node_1376565_59_15354353_822 | AN | 8104001
evchargingstation_load_220333467 |  | 0 | 0 | 0.92 | 0 | False | 0 | 0 | 0 | 0 | 0 | 0 | 0 | 0 | 0 | 0 | 0 | 0 | 0 | 0.042157680807090404 | 0 | 0 | 0 | 0 | 0 | 0 | 0.001 | 0.0029931827454035363 | 0.007026280134515068 | OPTIMIZED | INSTALLED |  |  | node_1376023_353_15354191_792 | AN | 8104001
evchargingstation_load_220333468 |  | 0 | 0 | 0.92 | 0 | False | 0 | 0 | 0 | 0 | 0 | 0 | 0 | 0 | 0 | 0 | 0 | 0 | 0 | 0.02425199917397136 | 0 | 0 | 0 | 0 | 0 | 0 | 0.001 | 0.001721884596077035 | 0.00404199986232856 | OPTIMIZED | INSTALLED |  |  | node_1376826_697_15354217_842 | AN | 8104001
evchargingstation_load_220333469 |  | 0 | 0 | 0.92 | 0 | False | 0 | 0 | 0 | 0 | 0 | 0 | 0 | 0 | 0 | 0 | 0 | 0 | 0 | 0.09968251623095893 | 0 | 0 | 0 | 0 | 0 | 0 | 0.001 | 0.007077429481163355 | 0.016613752705159822 | OPTIMIZED | INSTALLED |  |  | node_1377364_83_15354232_978 | AN | 8104001
evchargingstation_load_220333470 |  | 0 | 0 | 0.92 | 0 | False | 0 | 0 | 0 | 0 | 0 | 0 | 0 | 0 | 0 | 0 | 0 | 0 | 0 | 0.028558428933835436 | 0 | 0 | 0 | 0 | 0 | 0 | 0.001 | 0.0020276400597023943 | 0.00475973815563924 | OPTIMIZED | INSTALLED |  |  | node_1377651_028_15354238_641 | AN | 8104001
evchargingstation_load_220333471 |  | 0 | 0 | 0.92 | 0 | False | 0 | 0 | 0 | 0 | 0 | 0 | 0 | 0 | 0 | 0 | 0 | 0 | 0 | 0.02017222361199487 | 0 | 0 | 0 | 0 | 0 | 0 | 0.001 | 0.0014322215805016945 | 0.003362037268665812 | OPTIMIZED | INSTALLED |  |  | node_1377999_342_15354251_266 | AN | 8104001
evchargingstation_load_220333472 |  | 0 | 0 | 0.92 | 0 | False | 0 | 0 | 0 | 0 | 0 | 0 | 0 | 0 | 0 | 0 | 0 | 0 | 0 | 0.06128729510880239 | 0 | 0 | 0 | 0 | 0 | 0 | 0.001 | 0.004351379694470141 | 0.010214549184800399 | OPTIMIZED | INSTALLED |  |  | node_1379024_319_15354284_17 | AN | 8104001
evchargingstation_load_220333473 |  | 0 | 0 | 0.92 | 0 | False | 0 | 0 | 0 | 0 | 0 | 0 | 0 | 0 | 0 | 0 | 0 | 0 | 0 | 0.04660010308568703 | 0 | 0 | 0 | 0 | 0 | 0 | 0.001 | 0.0033085930482639123 | 0.007766683847614505 | OPTIMIZED | INSTALLED |  |  | node_1380071_653_15354324_399 | AN | 8104001
evchargingstation_load_220333474 |  | 0 | 0 | 0.92 | 0 | False | 0 | 0 | 0 | 0 | 0 | 0 | 0 | 0 | 0 | 0 | 0 | 0 | 0 | 0.016863072322836164 | 0 | 0 | 0 | 0 | 0 | 0 | 0.001 | 0.0011972735178914105 | 0.002810512053806027 | OPTIMIZED | INSTALLED |  |  | node_1380615_979_15354014_636 | AN | 8104001
evchargingstation_load_220333475 |  | 0 | 0 | 0.92 | 0 | False | 0 | 0 | 0 | 0 | 0 | 0 | 0 | 0 | 0 | 0 | 0 | 0 | 0 | 0.042474996684133015 | 0 | 0 | 0 | 0 | 0 | 0 | 0.001 | 0.003015711752943566 | 0.00707916611402217 | OPTIMIZED | INSTALLED |  |  | node_1381438_575_15354525_383 | AN | 8104001
evchargingstation_load_220333476 |  | 0 | 0 | 0.92 | 0 | False | 0 | 0 | 0 | 0 | 0 | 0 | 0 | 0 | 0 | 0 | 0 | 0 | 0 | 0.14854916129552181 | 0 | 0 | 0 | 0 | 0 | 0 | 0.001 | 0.010546945960602462 | 0.024758193549253633 | OPTIMIZED | INSTALLED |  |  | node_1381055_618_15354748_413 | AN | 8104001
evchargingstation_load_220333477 |  | 0 | 0 | 0.92 | 0 | False | 0 | 0 | 0 | 0 | 0 | 0 | 0 | 0 | 0 | 0 | 0 | 0 | 0 | 0.06355383708767823 | 0 | 0 | 0 | 0 | 0 | 0 | 0.001 | 0.004512303125645334 | 0.010592306181279704 | OPTIMIZED | INSTALLED |  |  | node_1380924_019_15354500_489 | AN | 8104001
evchargingstation_load_220333478 |  | 0 | 0 | 0.92 | 0 | False | 0 | 0 | 0 | 0 | 0 | 0 | 0 | 0 | 0 | 0 | 0 | 0 | 0 | 0.019446930178754606 | 0 | 0 | 0 | 0 | 0 | 0 | 0.001 | 0.001380725956606634 | 0.0032411550297924345 | OPTIMIZED | INSTALLED |  |  | node_1380546_057_15354482_403 | AN | 8104001
evchargingstation_load_220333479 |  | 0 | 0 | 0.92 | 0 | False | 0 | 0 | 0 | 0 | 0 | 0 | 0 | 0 | 0 | 0 | 0 | 0 | 0 | 0.14895713885171943 | 0 | 0 | 0 | 0 | 0 | 0 | 0.001 | 0.010575912576957492 | 0.024826189808619906 | OPTIMIZED | INSTALLED |  |  | node_1381812_152_15354442_09 | AN | 8104001
evchargingstation_load_220333483 |  | 0 | 0 | 0.92 | 0 | False | 0 | 0 | 0 | 0 | 0 | 0 | 0 | 0 | 0 | 0 | 0 | 0 | 0 | 0.0045784147973291734 | 0 | 0 | 0 | 0 | 0 | 0 | 0.001 | 0.000325066191420383 | 0.0007630691328881956 | OPTIMIZED | INSTALLED |  |  | node_1383355_648_15354818_247 | AN | 8104001
evchargingstation_load_220333484 |  | 0 | 0 | 0.92 | 0 | False | 0 | 0 | 0 | 0 | 0 | 0 | 0 | 0 | 0 | 0 | 0 | 0 | 0 | 0.03349949044778475 | 0 | 0 | 0 | 0 | 0 | 0 | 0.001 | 0.0023784535384078122 | 0.005583248407964124 | OPTIMIZED | INSTALLED |  |  | node_1375387_932_15354221_203 | AN | 8104001
evchargingstation_load_220342587 |  | 0 | 0 | 0.92 | 0 | False | 0 | 0 | 0 | 0 | 0 | 0 | 0 | 0 | 0 | 0 | 0 | 0 | 0 | 0.02733449626524249 | 0 | 0 | 0 | 0 | 0 | 0 | 0.001 | 0.001940741259962291 | 0.004555749377540415 | OPTIMIZED | INSTALLED |  |  | node_1366019_44_15345975_427 | AN | 8104001
evchargingstation_load_220342588 |  | 0 | 0 | 0.92 | 0 | False | 0 | 0 | 0 | 0 | 0 | 0 | 0 | 0 | 0 | 0 | 0 | 0 | 0 | 0.1696733325386445 | 0 | 0 | 0 | 0 | 0 | 0 | 0.001 | 0.012046756662374225 | 0.02827888875644075 | OPTIMIZED | INSTALLED |  |  | node_1366051_183_15346152_327 | AN | 8104001
evchargingstation_load_220342589 |  | 0 | 0 | 0.92 | 0 | False | 0 | 0 | 0 | 0 | 0 | 0 | 0 | 0 | 0 | 0 | 0 | 0 | 0 | 0.031550264345951526 | 0 | 0 | 0 | 0 | 0 | 0 | 0.001 | 0.002240059114772649 | 0.005258377390991921 | OPTIMIZED | INSTALLED |  |  | node_1366249_369_15347140_081 | AN | 8104001
evchargingstation_load_220342756 |  | 0 | 0 | 0.92 | 0 | False | 0 | 0 | 0 | 0 | 0 | 0 | 0 | 0 | 0 | 0 | 0 | 0 | 0 | 0.04728006567934978 | 0 | 0 | 0 | 0 | 0 | 0 | 0.001 | 0.0033568703924139673 | 0.007880010946558297 | OPTIMIZED | INSTALLED |  |  | node_1365864_956_15347940_888 | AN | 8104001
evchargingstation_load_220343075 |  | 0 | 0 | 0.92 | 0 | False | 0 | 0 | 0 | 0 | 0 | 0 | 0 | 0 | 0 | 0 | 0 | 0 | 0 | 0.28213914553046315 | 0 | 0 | 0 | 0 | 0 | 0 | 0.001 | 0.020031795596528658 | 0.047023190921743854 | OPTIMIZED | INSTALLED |  |  | node_1368983_239_15351521_99 | AN | 8104001
evchargingstation_load_220343076 |  | 0 | 0 | 0.92 | 0 | False | 0 | 0 | 0 | 0 | 0 | 0 | 0 | 0 | 0 | 0 | 0 | 0 | 0 | 0.20902050129192884 | 0 | 0 | 0 | 0 | 0 | 0 | 0.001 | 0.01484039347168753 | 0.034836750215321476 | OPTIMIZED | INSTALLED |  |  | node_1367305_341_15351055_098 | AN | 8104001
evchargingstation_load_220343079 |  | 0 | 0 | 0.92 | 0 | False | 0 | 0 | 0 | 0 | 0 | 0 | 0 | 0 | 0 | 0 | 0 | 0 | 0 | 0.14578398008129329 | 0 | 0 | 0 | 0 | 0 | 0 | 0.001 | 0.010350619353582226 | 0.02429733001354888 | OPTIMIZED | INSTALLED |  |  | node_1366813_625_15349987_827 | AN | 8104001
evchargingstation_load_220343087 |  | 0 | 0 | 0.92 | 0 | False | 0 | 0 | 0 | 0 | 0 | 0 | 0 | 0 | 0 | 0 | 0 | 0 | 0 | 0.12624638822338363 | 0 | 0 | 0 | 0 | 0 | 0 | 0.001 | 0.00896345578816059 | 0.021041064703897272 | OPTIMIZED | INSTALLED |  |  | node_1366968_249_15350127_101 | AN | 8104001
evchargingstation_load_220343088 |  | 0 | 0 | 0.92 | 0 | False | 0 | 0 | 0 | 0 | 0 | 0 | 0 | 0 | 0 | 0 | 0 | 0 | 0 | 0 | 0 | 0 | 0 | 0 | 0 | 0 | 0.001 | 0 | 0 | OPTIMIZED | INSTALLED |  |  | node_1367220_935_15350061_393 | AN | 8104001
evchargingstation_load_220343089 |  | 0 | 0 | 0.92 | 0 | False | 0 | 0 | 0 | 0 | 0 | 0 | 0 | 0 | 0 | 0 | 0 | 0 | 0 | 0.04610146385033435 | 0 | 0 | 0 | 0 | 0 | 0 | 0.001 | 0.00327318987241887 | 0.007683577308389058 | OPTIMIZED | INSTALLED |  |  | node_1369956_412_15350676_055 | AN | 8104001
evchargingstation_load_220343090 |  | 0 | 0 | 0.92 | 0 | False | 0 | 0 | 0 | 0 | 0 | 0 | 0 | 0 | 0 | 0 | 0 | 0 | 0 | 0.03268353533538944 | 0 | 0 | 0 | 0 | 0 | 0 | 0.001 | 0.0023205213550227407 | 0.005447255889231574 | OPTIMIZED | INSTALLED |  |  | node_1370349_216_15350797_819 | AN | 8104001
evchargingstation_load_220343092 |  | 0 | 0 | 0.92 | 0 | False | 0 | 0 | 0 | 0 | 0 | 0 | 0 | 0 | 0 | 0 | 0 | 0 | 0 | 0.016137778889595895 | 0 | 0 | 0 | 0 | 0 | 0 | 0.001 | 0.0011457778939963498 | 0.0026896298149326494 | OPTIMIZED | INSTALLED |  |  | node_1371073_245_15350543_107 | AN | 8104001
evchargingstation_load_220343093 |  | 0 | 0 | 0.92 | 0 | False | 0 | 0 | 0 | 0 | 0 | 0 | 0 | 0 | 0 | 0 | 0 | 0 | 0 | 0.04546683209624912 | 0 | 0 | 0 | 0 | 0 | 0 | 0.001 | 0.0032281318573388106 | 0.007577805349374853 | OPTIMIZED | INSTALLED |  |  | node_1371212_507_15350750_528 | AN | 8104001
evchargingstation_load_220343094 |  | 0 | 0 | 0.92 | 0 | False | 0 | 0 | 0 | 0 | 0 | 0 | 0 | 0 | 0 | 0 | 0 | 0 | 0 | 0.06446045387922855 | 0 | 0 | 0 | 0 | 0 | 0 | 0.001 | 0.004576672917845408 | 0.010743408979871425 | OPTIMIZED | INSTALLED |  |  | node_1371472_934_15351397_54 | AN | 8104001
evchargingstation_load_220343095 |  | 0 | 0 | 0.92 | 0 | False | 0 | 0 | 0 | 0 | 0 | 0 | 0 | 0 | 0 | 0 | 0 | 0 | 0 | 0 | 0 | 0 | 0 | 0 | 0 | 0 | 0.001 | 0 | 0 | OPTIMIZED | INSTALLED |  |  | node_1371241_789_15351175_95 | AN | 8104001
evchargingstation_load_220343096 |  | 0 | 0 | 0.92 | 0 | False | 0 | 0 | 0 | 0 | 0 | 0 | 0 | 0 | 0 | 0 | 0 | 0 | 0 | 0.051541164599636334 | 0 | 0 | 0 | 0 | 0 | 0 | 0.001 | 0.0036594075762943204 | 0.008590194099939389 | OPTIMIZED | INSTALLED |  |  | node_1370993_96_15351334_969 | AN | 8104001
evchargingstation_load_220343097 |  | 0 | 0 | 0.92 | 0 | False | 0 | 0 | 0 | 0 | 0 | 0 | 0 | 0 | 0 | 0 | 0 | 0 | 0 | 0.07488654698205736 | 0 | 0 | 0 | 0 | 0 | 0 | 0.001 | 0.0053169223801712824 | 0.012481091163676227 | OPTIMIZED | INSTALLED |  |  | node_1370725_382_15351338_828 | AN | 8104001
evchargingstation_load_220343099 |  | 0 | 0 | 0.92 | 0 | False | 0 | 0 | 0 | 0 | 0 | 0 | 0 | 0 | 0 | 0 | 0 | 0 | 0 | 0.051767818797523915 | 0 | 0 | 0 | 0 | 0 | 0 | 0.001 | 0.003675500024344339 | 0.00862796979958732 | OPTIMIZED | INSTALLED |  |  | node_1372130_779_15350660_209 | AN | 8104001
evchargingstation_load_220343100 |  | 0 | 0 | 0.92 | 0 | False | 0 | 0 | 0 | 0 | 0 | 0 | 0 | 0 | 0 | 0 | 0 | 0 | 0 | 0.07792371323375097 | 0 | 0 | 0 | 0 | 0 | 0 | 0.001 | 0.005532560764311532 | 0.012987285538958495 | OPTIMIZED | INSTALLED |  |  | node_1372383_179_15350773_079 | AN | 8104001
evchargingstation_load_220343102 |  | 0 | 0 | 0.92 | 0 | False | 0 | 0 | 0 | 0 | 0 | 0 | 0 | 0 | 0 | 0 | 0 | 0 | 0 | 0.08019025521262681 | 0 | 0 | 0 | 0 | 0 | 0 | 0.001 | 0.005693484195486726 | 0.0133650425354378 | OPTIMIZED | INSTALLED |  |  | node_1372641_794_15351458_243 | AN | 8104001
evchargingstation_load_220343103 |  | 0 | 0 | 0.92 | 0 | False | 0 | 0 | 0 | 0 | 0 | 0 | 0 | 0 | 0 | 0 | 0 | 0 | 0 | 0.0919762735027811 | 0 | 0 | 0 | 0 | 0 | 0 | 0.001 | 0.006530288346112712 | 0.015329378917130184 | OPTIMIZED | INSTALLED |  |  | node_1372928_236_15350845_607 | AN | 8104001
evchargingstation_load_220343104 |  | 0 | 0 | 0.92 | 0 | False | 0 | 0 | 0 | 0 | 0 | 0 | 0 | 0 | 0 | 0 | 0 | 0 | 0 | 0.029873023281583415 | 0 | 0 | 0 | 0 | 0 | 0 | 0.001 | 0.0021209754189325087 | 0.004978837213597236 | OPTIMIZED | INSTALLED |  |  | node_1373227_963_15350922_275 | AN | 8104001
evchargingstation_load_220343106 |  | 0 | 0 | 0.92 | 0 | False | 0 | 0 | 0 | 0 | 0 | 0 | 0 | 0 | 0 | 0 | 0 | 0 | 0 | 0.19805043811416986 | 0 | 0 | 0 | 0 | 0 | 0 | 0.001 | 0.014061522553771607 | 0.033008406352361644 | OPTIMIZED | INSTALLED |  |  | node_1367472_335_15350068_819 | AN | 8104001
evchargingstation_load_220343107 |  | 0 | 0 | 0.92 | 0 | False | 0 | 0 | 0 | 0 | 0 | 0 | 0 | 0 | 0 | 0 | 0 | 0 | 0 | 0.03540338571004044 | 0 | 0 | 0 | 0 | 0 | 0 | 0.001 | 0.0025136296822979706 | 0.005900564285006739 | OPTIMIZED | INSTALLED |  |  | node_1373968_383_15350821_154 | AN | 8104001
evchargingstation_load_220343109 |  | 0 | 0 | 0.92 | 0 | False | 0 | 0 | 0 | 0 | 0 | 0 | 0 | 0 | 0 | 0 | 0 | 0 | 0 | 0.02484130008847908 | 0 | 0 | 0 | 0 | 0 | 0 | 0.001 | 0.001763725380737079 | 0.00414021668141318 | OPTIMIZED | INSTALLED |  |  | node_1374868_845_15350583_849 | AN | 8104001
evchargingstation_load_220343110 |  | 0 | 0 | 0.92 | 0 | False | 0 | 0 | 0 | 0 | 0 | 0 | 0 | 0 | 0 | 0 | 0 | 0 | 0 | 0.04310962843821825 | 0 | 0 | 0 | 0 | 0 | 0 | 0.001 | 0.0030607708173486154 | 0.007184938073036376 | OPTIMIZED | INSTALLED |  |  | node_1375352_976_15350684_343 | AN | 8104001
evchargingstation_load_220343111 |  | 0 | 0 | 0.92 | 0 | False | 0 | 0 | 0 | 0 | 0 | 0 | 0 | 0 | 0 | 0 | 0 | 0 | 0 | 0.04211234996751289 | 0 | 0 | 0 | 0 | 0 | 0 | 0.001 | 0.0029899644656585303 | 0.007018724994585481 | OPTIMIZED | INSTALLED |  |  | node_1367760_78_15350073_204 | AN | 8104001
evchargingstation_load_220343112 |  | 0 | 0 | 0.92 | 0 | False | 0 | 0 | 0 | 0 | 0 | 0 | 0 | 0 | 0 | 0 | 0 | 0 | 0 | 0.024206668334393847 | 0 | 0 | 0 | 0 | 0 | 0 | 0.001 | 0.0017186663163320296 | 0.004034444722398975 | OPTIMIZED | INSTALLED |  |  | node_1367981_709_15350079_678 | AN | 8104001
evchargingstation_load_220343115 |  | 0 | 0 | 0.92 | 0 | False | 0 | 0 | 0 | 0 | 0 | 0 | 0 | 0 | 0 | 0 | 0 | 0 | 0 | 0.06260188945655037 | 0 | 0 | 0 | 0 | 0 | 0 | 0.001 | 0.0044447150537002544 | 0.010433648242758397 | OPTIMIZED | INSTALLED |  |  | node_1366130_023_15350040_808 | AN | 8104001
evchargingstation_load_220343116 |  | 0 | 0 | 0.92 | 0 | False | 0 | 0 | 0 | 0 | 0 | 0 | 0 | 0 | 0 | 0 | 0 | 0 | 0 | 0.4597000441555954 | 0 | 0 | 0 | 0 | 0 | 0 | 0.001 | 0.03263856651293356 | 0.07661667402593257 | OPTIMIZED | INSTALLED |  |  | node_1366433_732_15350209_375 | AN | 8104001
evchargingstation_load_220343327 |  | 0 | 0 | 0.92 | 0 | False | 0 | 0 | 0 | 0 | 0 | 0 | 0 | 0 | 0 | 0 | 0 | 0 | 0 | 0.08531264008488618 | 0 | 0 | 0 | 0 | 0 | 0 | 0.001 | 0.006057171842497157 | 0.014218773347481029 | OPTIMIZED | INSTALLED |  |  | node_1373412_349_15351496_579 | AN | 8104001
evchargingstation_load_220343330 |  | 0 | 0 | 0.92 | 0 | False | 0 | 0 | 0 | 0 | 0 | 0 | 0 | 0 | 0 | 0 | 0 | 0 | 0 | 0.13898435414466578 | 0 | 0 | 0 | 0 | 0 | 0 | 0.001 | 0.009867848010731654 | 0.023164059024110964 | OPTIMIZED | INSTALLED |  |  | node_1373631_323_15351889_84 | AN | 8104001
evchargingstation_load_220343331 |  | 0 | 0 | 0.92 | 0 | False | 0 | 0 | 0 | 0 | 0 | 0 | 0 | 0 | 0 | 0 | 0 | 0 | 0 | 0.14646394267495602 | 0 | 0 | 0 | 0 | 0 | 0 | 0.001 | 0.010398896697732281 | 0.02441065711249267 | OPTIMIZED | INSTALLED |  |  | node_1374470_31_15352674_742 | AN | 8104001
evchargingstation_load_220343332 |  | 0 | 0 | 0.92 | 0 | False | 0 | 0 | 0 | 0 | 0 | 0 | 0 | 0 | 0 | 0 | 0 | 0 | 0 | 0.04456021530469879 | 0 | 0 | 0 | 0 | 0 | 0 | 0.001 | 0.003163762065138737 | 0.007426702550783131 | OPTIMIZED | INSTALLED |  |  | node_1374918_384_15353433_238 | AN | 8104001
evchargingstation_load_220343333 |  | 0 | 0 | 0.92 | 0 | False | 0 | 0 | 0 | 0 | 0 | 0 | 0 | 0 | 0 | 0 | 0 | 0 | 0 | 0.016863072322836164 | 0 | 0 | 0 | 0 | 0 | 0 | 0.001 | 0.0011972735178914105 | 0.002810512053806027 | OPTIMIZED | INSTALLED |  |  | node_1375057_508_15353626_732 | AN | 8104001
evchargingstation_load_220343357 |  | 0 | 0 | 0.92 | 0 | False | 0 | 0 | 0 | 0 | 0 | 0 | 0 | 0 | 0 | 0 | 0 | 0 | 0 | 0.09782395180828075 | 0 | 0 | 0 | 0 | 0 | 0 | 0.001 | 0.006945471617018203 | 0.016303991968046792 | OPTIMIZED | INSTALLED |  |  | node_1366098_776_15350324_899 | AN | 8104001
evchargingstation_load_220343405 |  | 0 | 0 | 0.92 | 0 | False | 0 | 0 | 0 | 0 | 0 | 0 | 0 | 0 | 0 | 0 | 0 | 0 | 0 | 0.04165904157173773 | 0 | 0 | 0 | 0 | 0 | 0 | 0.001 | 0.0029577795695584935 | 0.006943173595289621 | OPTIMIZED | INSTALLED |  |  | node_1366145_204_15350665_506 | AN | 8104001
evchargingstation_load_220343446 |  | 0 | 0 | 0.92 | 0 | False | 0 | 0 | 0 | 0 | 0 | 0 | 0 | 0 | 0 | 0 | 0 | 0 | 0 | 0.22588357361476502 | 0 | 0 | 0 | 0 | 0 | 0 | 0.001 | 0.01603766698957894 | 0.037647262269127506 | OPTIMIZED | INSTALLED |  |  | node_1366007_526_15348837_177 | AN | 8104001
evchargingstation_load_220432119 |  | 0 | 0 | 0.92 | 0 | False | 0 | 0 | 0 | 0 | 0 | 0 | 0 | 0 | 0 | 0 | 0 | 0 | 0 | 0.05349039070146955 | 0 | 0 | 0 | 0 | 0 | 0 | 0.001 | 0.0037978019999294847 | 0.008915065116911591 | OPTIMIZED | INSTALLED |  |  | node_1368875_855_15349760_328 | AN | 8104001
evchargingstation_load_220432194 |  | 0 | 0 | 0.92 | 0 | False | 0 | 0 | 0 | 0 | 0 | 0 | 0 | 0 | 0 | 0 | 0 | 0 | 0 | 0.021078840403545202 | 0 | 0 | 0 | 0 | 0 | 0 | 0.001 | 0.0014965913727017681 | 0.003513140067257534 | OPTIMIZED | INSTALLED |  |  | node_1371277_168_15351202_846 | AN | 8104001
evchargingstation_load_220435680 |  | 0 | 0 | 0.92 | 0 | False | 0 | 0 | 0 | 0 | 0 | 0 | 0 | 0 | 0 | 0 | 0 | 0 | 0 | 0.13100612637902287 | 0 | 0 | 0 | 0 | 0 | 0 | 0.001 | 0.009301396147885986 | 0.021834354396503813 | OPTIMIZED | INSTALLED |  |  | node_1371932_864_15350635_303 | AN | 8104001
evchargingstation_load_220525232 |  | 0 | 0 | 0.92 | 0 | False | 0 | 0 | 0 | 0 | 0 | 0 | 0 | 0 | 0 | 0 | 0 | 0 | 0 | 0.023980014136506262 | 0 | 0 | 0 | 0 | 0 | 0 | 0.001 | 0.0017025738682820112 | 0.003996669022751044 | OPTIMIZED | INSTALLED |  |  | node_1368271_253_15350096_963 | AN | 8104001
evchargingstation_load_220529827 |  | 0 | 0 | 0.92 | 0 | False | 0 | 0 | 0 | 0 | 0 | 0 | 0 | 0 | 0 | 0 | 0 | 0 | 0 | 0.12184929678436451 | 0 | 0 | 0 | 0 | 0 | 0 | 0.001 | 0.00865126376504522 | 0.02030821613072742 | OPTIMIZED | INSTALLED |  |  | node_1374449_765_15355413_639 | AN | 8104001
evchargingstation_load_220532278 |  | 0 | 0 | 0.92 | 0 | False | 0 | 0 | 0 | 0 | 0 | 0 | 0 | 0 | 0 | 0 | 0 | 0 | 0 | 0.07067077890134832 | 0 | 0 | 0 | 0 | 0 | 0 | 0.001 | 0.005017604525360924 | 0.01177846315022472 | OPTIMIZED | INSTALLED |  |  | node_1362643_774_15347718_299 | AN | 8104001
evchargingstation_load_220538260 |  | 0 | 0 | 0.92 | 0 | False | 0 | 0 | 0 | 0 | 0 | 0 | 0 | 0 | 0 | 0 | 0 | 0 | 0 | 0.03898452203666425 | 0 | 0 | 0 | 0 | 0 | 0 | 0.001 | 0.002767889522028269 | 0.006497420339444041 | OPTIMIZED | INSTALLED |  |  | node_1382354_534_15354474_391 | AN | 8104001
evchargingstation_load_220623354 |  | 0 | 0 | 0.92 | 0 | False | 0 | 0 | 0 | 0 | 0 | 0 | 0 | 0 | 0 | 0 | 0 | 0 | 0 | 0.39700749301989 | 0 | 0 | 0 | 0 | 0 | 0 | 0.001 | 0.028187413850418296 | 0.06616791550331501 | OPTIMIZED | INSTALLED |  |  | node_1369448_366_15351177_562 | AN | 8104001
evchargingstation_load_220648101 |  | 0 | 0 | 0.92 | 0 | False | 0 | 0 | 0 | 0 | 0 | 0 | 0 | 0 | 0 | 0 | 0 | 0 | 0 | 0.023662698259463648 | 0 | 0 | 0 | 0 | 0 | 0 | 0.001 | 0.0016800448607419815 | 0.003943783043243942 | OPTIMIZED | INSTALLED |  |  | node_1370511_391_15350945_372 | AN | 8104001
evchargingstation_load_220648500 |  | 0 | 0 | 0.92 | 0 | False | 0 | 0 | 0 | 0 | 0 | 0 | 0 | 0 | 0 | 0 | 0 | 0 | 0 | 0.12166797342605445 | 0 | 0 | 0 | 0 | 0 | 0 | 0.001 | 0.008638389596740207 | 0.020277995571009077 | OPTIMIZED | INSTALLED |  |  | node_1365899_77_15350605_845 | AN | 8104001
evchargingstation_load_220658641 |  | 0 | 0 | 0.92 | 0 | False | 0 | 0 | 0 | 0 | 0 | 0 | 0 | 0 | 0 | 0 | 0 | 0 | 0 | 0.0341794530414475 | 0 | 0 | 0 | 0 | 0 | 0 | 0.001 | 0.0024267308825578677 | 0.0056965755069079155 | OPTIMIZED | INSTALLED |  |  | node_1365608_598_15350597_209 | AN | 8104001

## Fuse
Name | GroupId | MeanReplacementTime | PhaseAStatus | PhaseBStatus | PhaseCStatus | RepairDistributionType | CurrentLimit | CurrentInAReal | CurrentInAImag | CurrentInA | CurrentInBReal | CurrentInBImag | CurrentInB | CurrentInCReal | CurrentInCImag | CurrentInC | CurrentOutAReal | CurrentOutAImag | CurrentOutA | CurrentOutBReal | CurrentOutBImag | CurrentOutB | CurrentOutCReal | CurrentOutCImag | CurrentOutC | ActivePowerInA | ReactivePowerInA | PowerInA | ActivePowerInB | ReactivePowerInB | PowerInB | ActivePowerInC | ReactivePowerInC | PowerInC | ActivePowerOutA | ReactivePowerOutA | PowerOutA | ActivePowerOutB | ReactivePowerOutB | PowerOutB | ActivePowerOutC | ReactivePowerOutC | PowerOutC | Status | From | To | Length | Phases | Feeder | Comments
fuse_220382497 |  | 0 | GOOD | GOOD | GOOD | NONE | 40 | 0 | 0 | 0+0j | 0 | 0 | 0+0j | 0 | 0 | 0+0j | 0 | 0 | 0+0j | 0 | 0 | 0+0j | 0 | 0 | 0+0j | 0 | 0 | 0+0j | 0 | 0 | 0+0j | 0 | 0 | 0+0j | 0 | 0 | 0+0j | 0 | 0 | 0+0j | 0 | 0 | 0+0j | OPEN | node_intto1_8104001_200817348 | node_8104001_200817348 | 0 | AD | 8104001
fuse_220387971 |  | 0 | GOOD | GOOD | GOOD | NONE | 85 | 0 | 0 | 0+0j | 0 | 0 | 0+0j | 0 | 0 | 0+0j | 0 | 0 | 0+0j | 0 | 0 | 0+0j | 0 | 0 | 0+0j | 0 | 0 | 0+0j | 0 | 0 | 0+0j | 0 | 0 | 0+0j | 0 | 0 | 0+0j | 0 | 0 | 0+0j | 0 | 0 | 0+0j | OPEN | node_intto1_8104001_200843792 | node_8104001_200843792 | 0 | AD | 8104001
fuse_220387975 |  | 0 | GOOD | GOOD | GOOD | NONE | 60 | 0 | 0 | 0+0j | 0 | 0 | 0+0j | 0 | 0 | 0+0j | 0 | 0 | 0+0j | 0 | 0 | 0+0j | 0 | 0 | 0+0j | 0 | 0 | 0+0j | 0 | 0 | 0+0j | 0 | 0 | 0+0j | 0 | 0 | 0+0j | 0 | 0 | 0+0j | 0 | 0 | 0+0j | OPEN | node_intto1_8104001_200843860 | node_8104001_200843860 | 0 | AD | 8104001
fuse_220387977 |  | 0 | GOOD | GOOD | GOOD | NONE | 100 | 0 | 0 | 0+0j | 0 | 0 | 0+0j | 0 | 0 | 0+0j | 0 | 0 | 0+0j | 0 | 0 | 0+0j | 0 | 0 | 0+0j | 0 | 0 | 0+0j | 0 | 0 | 0+0j | 0 | 0 | 0+0j | 0 | 0 | 0+0j | 0 | 0 | 0+0j | 0 | 0 | 0+0j | OPEN | node_intto1_8104001_200844696 | node_8104001_200844696 | 0 | AD | 8104001
fuse_220387988 |  | 0 | GOOD | GOOD | GOOD | NONE | 100 | 0 | 0 | 0+0j | 0 | 0 | 0+0j | 0 | 0 | 0+0j | 0 | 0 | 0+0j | 0 | 0 | 0+0j | 0 | 0 | 0+0j | 0 | 0 | 0+0j | 0 | 0 | 0+0j | 0 | 0 | 0+0j | 0 | 0 | 0+0j | 0 | 0 | 0+0j | 0 | 0 | 0+0j | OPEN | node_intto1_8104001_200843798 | node_8104001_200843798 | 0 | AD | 8104001
fuse_220388016 |  | 0 | GOOD | GOOD | GOOD | NONE | 60 | 0 | 0 | 0+0j | 0 | 0 | 0+0j | 0 | 0 | 0+0j | 0 | 0 | 0+0j | 0 | 0 | 0+0j | 0 | 0 | 0+0j | 0 | 0 | 0+0j | 0 | 0 | 0+0j | 0 | 0 | 0+0j | 0 | 0 | 0+0j | 0 | 0 | 0+0j | 0 | 0 | 0+0j | OPEN | node_intto1_8104001_200844486 | node_8104001_200844486 | 0 | AD | 8104001
fuse_220388037 |  | 0 | GOOD | GOOD | GOOD | NONE | 40 | 0 | 0 | 0+0j | 0 | 0 | 0+0j | 0 | 0 | 0+0j | 0 | 0 | 0+0j | 0 | 0 | 0+0j | 0 | 0 | 0+0j | 0 | 0 | 0+0j | 0 | 0 | 0+0j | 0 | 0 | 0+0j | 0 | 0 | 0+0j | 0 | 0 | 0+0j | 0 | 0 | 0+0j | OPEN | node_intto1_8104001_200844783 | node_8104001_200844783 | 0 | AN | 8104001
fuse_220388080 |  | 0 | GOOD | GOOD | GOOD | NONE | 150 | 0 | 0 | 0+0j | 0 | 0 | 0+0j | 0 | 0 | 0+0j | 0 | 0 | 0+0j | 0 | 0 | 0+0j | 0 | 0 | 0+0j | 0 | 0 | 0+0j | 0 | 0 | 0+0j | 0 | 0 | 0+0j | 0 | 0 | 0+0j | 0 | 0 | 0+0j | 0 | 0 | 0+0j | OPEN | node_intto1_220388080 | node_220388080 | 0 | AN | 8104001
fuse_220388082 |  | 0 | GOOD | GOOD | GOOD | NONE | 100 | 0 | 0 | 0+0j | 0 | 0 | 0+0j | 0 | 0 | 0+0j | 0 | 0 | 0+0j | 0 | 0 | 0+0j | 0 | 0 | 0+0j | 0 | 0 | 0+0j | 0 | 0 | 0+0j | 0 | 0 | 0+0j | 0 | 0 | 0+0j | 0 | 0 | 0+0j | 0 | 0 | 0+0j | OPEN | node_intto1_220388082 | node_220388082 | 0 | AN | 8104001
fuse_220388124 |  | 0 | GOOD | GOOD | GOOD | NONE | 40 | 0 | 0 | 0+0j | 0 | 0 | 0+0j | 0 | 0 | 0+0j | 0 | 0 | 0+0j | 0 | 0 | 0+0j | 0 | 0 | 0+0j | 0 | 0 | 0+0j | 0 | 0 | 0+0j | 0 | 0 | 0+0j | 0 | 0 | 0+0j | 0 | 0 | 0+0j | 0 | 0 | 0+0j | OPEN | node_intto1_8104001_200842994 | node_8104001_200842994 | 0 | AN | 8104001
fuse_220549522 |  | 0 | GOOD | GOOD | GOOD | NONE | 20 | 0 | 0 | 0+0j | 0 | 0 | 0+0j | 0 | 0 | 0+0j | 0 | 0 | 0+0j | 0 | 0 | 0+0j | 0 | 0 | 0+0j | 0 | 0 | 0+0j | 0 | 0 | 0+0j | 0 | 0 | 0+0j | 0 | 0 | 0+0j | 0 | 0 | 0+0j | 0 | 0 | 0+0j | OPEN | node_intto1_8104001_200981688 | node_8104001_200981688 | 0 | AN | 8104001
fuse_220623962 |  | 0 | GOOD | GOOD | GOOD | NONE | 100 | 0 | 0 | 0+0j | 0 | 0 | 0+0j | 0 | 0 | 0+0j | 0 | 0 | 0+0j | 0 | 0 | 0+0j | 0 | 0 | 0+0j | 0 | 0 | 0+0j | 0 | 0 | 0+0j | 0 | 0 | 0+0j | 0 | 0 | 0+0j | 0 | 0 | 0+0j | 0 | 0 | 0+0j | OPEN | node_intto1_8104001_201041984 | node_8104001_201041984 | 0 | AD | 8104001

## Generator
Name | GroupId | ColdStartupCost | ColdStartupTime | HotStartupCost | HotStartupStatus | ShutdownCost | CommitmentStatus | ConstructionTime | CalendarLife | YearOfInstallation | ReactivePower | ActivePower | MaxPowerOutput | MinPowerOutput | MinimumDowntime | MinimumUptime | NoLoadCost | NonSpinningReserve | SpinningReserve | OperatingReserve | RampUpLimit | RampDownLimit | StartupCapability | ShutdownCapability | ShutdownStatus | StartupStatus | CapitalCost | FixedOperatingCost | VariableOperatingCost | MaxReactivePower | MaxActivePower | OutputSchedule | PlanningStatus | UnitType | UnitSubtype | ParentNode | Phases | Feeder | Comments
generator_load_220333104 |  | 0 | 0 | 0 | 0 | 0 | False | 0 | 0 | 0 | 0 | 0 | 0 | 0 | 0 | 0 | 0 | 0 | 0 | 0 | 0 | 0 | 0 | 0 | False | False | 0 | 0 | 0.19 | 0.002021203500212383 | 0.004744627875780068 | OPTIMIZED | INSTALLED | natural_gas |  | node_1375831_198_15350717_529 | AN | 8104001
generator_load_220333105 |  | 0 | 0 | 0 | 0 | 0 | False | 0 | 0 | 0 | 0 | 0 | 0 | 0 | 0 | 0 | 0 | 0 | 0 | 0 | 0 | 0 | 0 | 0 | False | False | 0 | 0 | 0.19 | 0.0014547516373667143 | 0.0034149232481729148 | OPTIMIZED | INSTALLED | natural_gas |  | node_1376420_859_15350553_216 | AN | 8104001
generator_load_220333106 |  | 0 | 0 | 0 | 0 | 0 | False | 0 | 0 | 0 | 0 | 0 | 0 | 0 | 0 | 0 | 0 | 0 | 0 | 0 | 0 | 0 | 0 | 0 | False | False | 0 | 0 | 0.19 | 0.0008625514379110204 | 0.0020247775011290733 | OPTIMIZED | INSTALLED | natural_gas |  | node_1376821_696_15350223_489 | AN | 8104001
generator_load_220333464 |  | 0 | 0 | 0 | 0 | 0 | False | 0 | 0 | 0 | 0 | 0 | 0 | 0 | 0 | 0 | 0 | 0 | 0 | 0 | 0 | 0 | 0 | 0 | False | False | 0 | 0 | 0.19 | 0.001486935484141761 | 0.0034904746474687756 | OPTIMIZED | INSTALLED | natural_gas |  | node_1375478_979_15354431_907 | AN | 8104001
generator_load_220333465 |  | 0 | 0 | 0 | 0 | 0 | False | 0 | 0 | 0 | 0 | 0 | 0 | 0 | 0 | 0 | 0 | 0 | 0 | 0 | 0 | 0 | 0 | 0 | False | False | 0 | 0 | 0.19 | 2.896661635503113E-05 | 6.799625936627484E-05 | OPTIMIZED | INSTALLED | natural_gas |  | node_1376181_681_15355154_028 | AN | 8104001
generator_load_220333466 |  | 0 | 0 | 0 | 0 | 0 | False | 0 | 0 | 0 | 0 | 0 | 0 | 0 | 0 | 0 | 0 | 0 | 0 | 0 | 0 | 0 | 0 | 0 | False | False | 0 | 0 | 0.19 | 0.0076535361832440404 | 0.01796612275255573 | OPTIMIZED | INSTALLED | natural_gas |  | node_1376565_59_15354353_822 | AN | 8104001
generator_load_220333467 |  | 0 | 0 | 0 | 0 | 0 | False | 0 | 0 | 0 | 0 | 0 | 0 | 0 | 0 | 0 | 0 | 0 | 0 | 0 | 0 | 0 | 0 | 0 | False | False | 0 | 0 | 0.19 | 0.0029931827454035363 | 0.007026280134515068 | OPTIMIZED | INSTALLED | natural_gas |  | node_1376023_353_15354191_792 | AN | 8104001
generator_load_220333468 |  | 0 | 0 | 0 | 0 | 0 | False | 0 | 0 | 0 | 0 | 0 | 0 | 0 | 0 | 0 | 0 | 0 | 0 | 0 | 0 | 0 | 0 | 0 | False | False | 0 | 0 | 0.19 | 0.001721884596077035 | 0.00404199986232856 | OPTIMIZED | INSTALLED | natural_gas |  | node_1376826_697_15354217_842 | AN | 8104001
generator_load_220333469 |  | 0 | 0 | 0 | 0 | 0 | False | 0 | 0 | 0 | 0 | 0 | 0 | 0 | 0 | 0 | 0 | 0 | 0 | 0 | 0 | 0 | 0 | 0 | False | False | 0 | 0 | 0.19 | 0.007077429481163355 | 0.016613752705159822 | OPTIMIZED | INSTALLED | natural_gas |  | node_1377364_83_15354232_978 | AN | 8104001
generator_load_220333470 |  | 0 | 0 | 0 | 0 | 0 | False | 0 | 0 | 0 | 0 | 0 | 0 | 0 | 0 | 0 | 0 | 0 | 0 | 0 | 0 | 0 | 0 | 0 | False | False | 0 | 0 | 0.19 | 0.0020276400597023943 | 0.00475973815563924 | OPTIMIZED | INSTALLED | natural_gas |  | node_1377651_028_15354238_641 | AN | 8104001
generator_load_220333471 |  | 0 | 0 | 0 | 0 | 0 | False | 0 | 0 | 0 | 0 | 0 | 0 | 0 | 0 | 0 | 0 | 0 | 0 | 0 | 0 | 0 | 0 | 0 | False | False | 0 | 0 | 0.19 | 0.0014322215805016945 | 0.003362037268665812 | OPTIMIZED | INSTALLED | natural_gas |  | node_1377999_342_15354251_266 | AN | 8104001
generator_load_220333472 |  | 0 | 0 | 0 | 0 | 0 | False | 0 | 0 | 0 | 0 | 0 | 0 | 0 | 0 | 0 | 0 | 0 | 0 | 0 | 0 | 0 | 0 | 0 | False | False | 0 | 0 | 0.19 | 0.004351379694470141 | 0.010214549184800399 | OPTIMIZED | INSTALLED | natural_gas |  | node_1379024_319_15354284_17 | AN | 8104001
generator_load_220333473 |  | 0 | 0 | 0 | 0 | 0 | False | 0 | 0 | 0 | 0 | 0 | 0 | 0 | 0 | 0 | 0 | 0 | 0 | 0 | 0 | 0 | 0 | 0 | False | False | 0 | 0 | 0.19 | 0.0033085930482639123 | 0.007766683847614505 | OPTIMIZED | INSTALLED | natural_gas |  | node_1380071_653_15354324_399 | AN | 8104001
generator_load_220333474 |  | 0 | 0 | 0 | 0 | 0 | False | 0 | 0 | 0 | 0 | 0 | 0 | 0 | 0 | 0 | 0 | 0 | 0 | 0 | 0 | 0 | 0 | 0 | False | False | 0 | 0 | 0.19 | 0.0011972735178914105 | 0.002810512053806027 | OPTIMIZED | INSTALLED | natural_gas |  | node_1380615_979_15354014_636 | AN | 8104001
generator_load_220333475 |  | 0 | 0 | 0 | 0 | 0 | False | 0 | 0 | 0 | 0 | 0 | 0 | 0 | 0 | 0 | 0 | 0 | 0 | 0 | 0 | 0 | 0 | 0 | False | False | 0 | 0 | 0.19 | 0.003015711752943566 | 0.00707916611402217 | OPTIMIZED | INSTALLED | natural_gas |  | node_1381438_575_15354525_383 | AN | 8104001
generator_load_220333476 |  | 0 | 0 | 0 | 0 | 0 | False | 0 | 0 | 0 | 0 | 0 | 0 | 0 | 0 | 0 | 0 | 0 | 0 | 0 | 0 | 0 | 0 | 0 | False | False | 0 | 0 | 0.19 | 0.010546945960602462 | 0.024758193549253633 | OPTIMIZED | INSTALLED | natural_gas |  | node_1381055_618_15354748_413 | AN | 8104001
generator_load_220333477 |  | 0 | 0 | 0 | 0 | 0 | False | 0 | 0 | 0 | 0 | 0 | 0 | 0 | 0 | 0 | 0 | 0 | 0 | 0 | 0 | 0 | 0 | 0 | False | False | 0 | 0 | 0.19 | 0.004512303125645334 | 0.010592306181279704 | OPTIMIZED | INSTALLED | natural_gas |  | node_1380924_019_15354500_489 | AN | 8104001
generator_load_220333478 |  | 0 | 0 | 0 | 0 | 0 | False | 0 | 0 | 0 | 0 | 0 | 0 | 0 | 0 | 0 | 0 | 0 | 0 | 0 | 0 | 0 | 0 | 0 | False | False | 0 | 0 | 0.19 | 0.001380725956606634 | 0.0032411550297924345 | OPTIMIZED | INSTALLED | natural_gas |  | node_1380546_057_15354482_403 | AN | 8104001
generator_load_220333479 |  | 0 | 0 | 0 | 0 | 0 | False | 0 | 0 | 0 | 0 | 0 | 0 | 0 | 0 | 0 | 0 | 0 | 0 | 0 | 0 | 0 | 0 | 0 | False | False | 0 | 0 | 0.19 | 0.010575912576957492 | 0.024826189808619906 | OPTIMIZED | INSTALLED | natural_gas |  | node_1381812_152_15354442_09 | AN | 8104001
generator_load_220333483 |  | 0 | 0 | 0 | 0 | 0 | False | 0 | 0 | 0 | 0 | 0 | 0 | 0 | 0 | 0 | 0 | 0 | 0 | 0 | 0 | 0 | 0 | 0 | False | False | 0 | 0 | 0.19 | 0.000325066191420383 | 0.0007630691328881956 | OPTIMIZED | INSTALLED | natural_gas |  | node_1383355_648_15354818_247 | AN | 8104001
generator_load_220333484 |  | 0 | 0 | 0 | 0 | 0 | False | 0 | 0 | 0 | 0 | 0 | 0 | 0 | 0 | 0 | 0 | 0 | 0 | 0 | 0 | 0 | 0 | 0 | False | False | 0 | 0 | 0.19 | 0.0023784535384078122 | 0.005583248407964124 | OPTIMIZED | INSTALLED | natural_gas |  | node_1375387_932_15354221_203 | AN | 8104001
generator_load_220342587 |  | 0 | 0 | 0 | 0 | 0 | False | 0 | 0 | 0 | 0 | 0 | 0 | 0 | 0 | 0 | 0 | 0 | 0 | 0 | 0 | 0 | 0 | 0 | False | False | 0 | 0 | 0.19 | 0.001940741259962291 | 0.004555749377540415 | OPTIMIZED | INSTALLED | natural_gas |  | node_1366019_44_15345975_427 | AN | 8104001
generator_load_220342588 |  | 0 | 0 | 0 | 0 | 0 | False | 0 | 0 | 0 | 0 | 0 | 0 | 0 | 0 | 0 | 0 | 0 | 0 | 0 | 0 | 0 | 0 | 0 | False | False | 0 | 0 | 0.19 | 0.012046756662374225 | 0.02827888875644075 | OPTIMIZED | INSTALLED | natural_gas |  | node_1366051_183_15346152_327 | AN | 8104001
generator_load_220342589 |  | 0 | 0 | 0 | 0 | 0 | False | 0 | 0 | 0 | 0 | 0 | 0 | 0 | 0 | 0 | 0 | 0 | 0 | 0 | 0 | 0 | 0 | 0 | False | False | 0 | 0 | 0.19 | 0.002240059114772649 | 0.005258377390991921 | OPTIMIZED | INSTALLED | natural_gas |  | node_1366249_369_15347140_081 | AN | 8104001
generator_load_220342756 |  | 0 | 0 | 0 | 0 | 0 | False | 0 | 0 | 0 | 0 | 0 | 0 | 0 | 0 | 0 | 0 | 0 | 0 | 0 | 0 | 0 | 0 | 0 | False | False | 0 | 0 | 0.19 | 0.0033568703924139673 | 0.007880010946558297 | OPTIMIZED | INSTALLED | natural_gas |  | node_1365864_956_15347940_888 | AN | 8104001
generator_load_220343075 |  | 0 | 0 | 0 | 0 | 0 | False | 0 | 0 | 0 | 0 | 0 | 0 | 0 | 0 | 0 | 0 | 0 | 0 | 0 | 0 | 0 | 0 | 0 | False | False | 0 | 0 | 0.19 | 0.020031795596528658 | 0.047023190921743854 | OPTIMIZED | INSTALLED | natural_gas |  | node_1368983_239_15351521_99 | AN | 8104001
generator_load_220343076 |  | 0 | 0 | 0 | 0 | 0 | False | 0 | 0 | 0 | 0 | 0 | 0 | 0 | 0 | 0 | 0 | 0 | 0 | 0 | 0 | 0 | 0 | 0 | False | False | 0 | 0 | 0.19 | 0.01484039347168753 | 0.034836750215321476 | OPTIMIZED | INSTALLED | natural_gas |  | node_1367305_341_15351055_098 | AN | 8104001
generator_load_220343079 |  | 0 | 0 | 0 | 0 | 0 | False | 0 | 0 | 0 | 0 | 0 | 0 | 0 | 0 | 0 | 0 | 0 | 0 | 0 | 0 | 0 | 0 | 0 | False | False | 0 | 0 | 0.19 | 0.010350619353582226 | 0.02429733001354888 | OPTIMIZED | INSTALLED | natural_gas |  | node_1366813_625_15349987_827 | AN | 8104001
generator_load_220343087 |  | 0 | 0 | 0 | 0 | 0 | False | 0 | 0 | 0 | 0 | 0 | 0 | 0 | 0 | 0 | 0 | 0 | 0 | 0 | 0 | 0 | 0 | 0 | False | False | 0 | 0 | 0.19 | 0.00896345578816059 | 0.021041064703897272 | OPTIMIZED | INSTALLED | natural_gas |  | node_1366968_249_15350127_101 | AN | 8104001
generator_load_220343088 |  | 0 | 0 | 0 | 0 | 0 | False | 0 | 0 | 0 | 0 | 0 | 0 | 0 | 0 | 0 | 0 | 0 | 0 | 0 | 0 | 0 | 0 | 0 | False | False | 0 | 0 | 0.19 | 0 | 0 | OPTIMIZED | INSTALLED | natural_gas |  | node_1367220_935_15350061_393 | AN | 8104001
generator_load_220343089 |  | 0 | 0 | 0 | 0 | 0 | False | 0 | 0 | 0 | 0 | 0 | 0 | 0 | 0 | 0 | 0 | 0 | 0 | 0 | 0 | 0 | 0 | 0 | False | False | 0 | 0 | 0.19 | 0.00327318987241887 | 0.007683577308389058 | OPTIMIZED | INSTALLED | natural_gas |  | node_1369956_412_15350676_055 | AN | 8104001
generator_load_220343090 |  | 0 | 0 | 0 | 0 | 0 | False | 0 | 0 | 0 | 0 | 0 | 0 | 0 | 0 | 0 | 0 | 0 | 0 | 0 | 0 | 0 | 0 | 0 | False | False | 0 | 0 | 0.19 | 0.0023205213550227407 | 0.005447255889231574 | OPTIMIZED | INSTALLED | natural_gas |  | node_1370349_216_15350797_819 | AN | 8104001
generator_load_220343092 |  | 0 | 0 | 0 | 0 | 0 | False | 0 | 0 | 0 | 0 | 0 | 0 | 0 | 0 | 0 | 0 | 0 | 0 | 0 | 0 | 0 | 0 | 0 | False | False | 0 | 0 | 0.19 | 0.0011457778939963498 | 0.0026896298149326494 | OPTIMIZED | INSTALLED | natural_gas |  | node_1371073_245_15350543_107 | AN | 8104001
generator_load_220343093 |  | 0 | 0 | 0 | 0 | 0 | False | 0 | 0 | 0 | 0 | 0 | 0 | 0 | 0 | 0 | 0 | 0 | 0 | 0 | 0 | 0 | 0 | 0 | False | False | 0 | 0 | 0.19 | 0.0032281318573388106 | 0.007577805349374853 | OPTIMIZED | INSTALLED | natural_gas |  | node_1371212_507_15350750_528 | AN | 8104001
generator_load_220343094 |  | 0 | 0 | 0 | 0 | 0 | False | 0 | 0 | 0 | 0 | 0 | 0 | 0 | 0 | 0 | 0 | 0 | 0 | 0 | 0 | 0 | 0 | 0 | False | False | 0 | 0 | 0.19 | 0.004576672917845408 | 0.010743408979871425 | OPTIMIZED | INSTALLED | natural_gas |  | node_1371472_934_15351397_54 | AN | 8104001
generator_load_220343095 |  | 0 | 0 | 0 | 0 | 0 | False | 0 | 0 | 0 | 0 | 0 | 0 | 0 | 0 | 0 | 0 | 0 | 0 | 0 | 0 | 0 | 0 | 0 | False | False | 0 | 0 | 0.19 | 0 | 0 | OPTIMIZED | INSTALLED | natural_gas |  | node_1371241_789_15351175_95 | AN | 8104001
generator_load_220343096 |  | 0 | 0 | 0 | 0 | 0 | False | 0 | 0 | 0 | 0 | 0 | 0 | 0 | 0 | 0 | 0 | 0 | 0 | 0 | 0 | 0 | 0 | 0 | False | False | 0 | 0 | 0.19 | 0.0036594075762943204 | 0.008590194099939389 | OPTIMIZED | INSTALLED | natural_gas |  | node_1370993_96_15351334_969 | AN | 8104001
generator_load_220343097 |  | 0 | 0 | 0 | 0 | 0 | False | 0 | 0 | 0 | 0 | 0 | 0 | 0 | 0 | 0 | 0 | 0 | 0 | 0 | 0 | 0 | 0 | 0 | False | False | 0 | 0 | 0.19 | 0.0053169223801712824 | 0.012481091163676227 | OPTIMIZED | INSTALLED | natural_gas |  | node_1370725_382_15351338_828 | AN | 8104001
generator_load_220343099 |  | 0 | 0 | 0 | 0 | 0 | False | 0 | 0 | 0 | 0 | 0 | 0 | 0 | 0 | 0 | 0 | 0 | 0 | 0 | 0 | 0 | 0 | 0 | False | False | 0 | 0 | 0.19 | 0.003675500024344339 | 0.00862796979958732 | OPTIMIZED | INSTALLED | natural_gas |  | node_1372130_779_15350660_209 | AN | 8104001
generator_load_220343100 |  | 0 | 0 | 0 | 0 | 0 | False | 0 | 0 | 0 | 0 | 0 | 0 | 0 | 0 | 0 | 0 | 0 | 0 | 0 | 0 | 0 | 0 | 0 | False | False | 0 | 0 | 0.19 | 0.005532560764311532 | 0.012987285538958495 | OPTIMIZED | INSTALLED | natural_gas |  | node_1372383_179_15350773_079 | AN | 8104001
generator_load_220343102 |  | 0 | 0 | 0 | 0 | 0 | False | 0 | 0 | 0 | 0 | 0 | 0 | 0 | 0 | 0 | 0 | 0 | 0 | 0 | 0 | 0 | 0 | 0 | False | False | 0 | 0 | 0.19 | 0.005693484195486726 | 0.0133650425354378 | OPTIMIZED | INSTALLED | natural_gas |  | node_1372641_794_15351458_243 | AN | 8104001
generator_load_220343103 |  | 0 | 0 | 0 | 0 | 0 | False | 0 | 0 | 0 | 0 | 0 | 0 | 0 | 0 | 0 | 0 | 0 | 0 | 0 | 0 | 0 | 0 | 0 | False | False | 0 | 0 | 0.19 | 0.006530288346112712 | 0.015329378917130184 | OPTIMIZED | INSTALLED | natural_gas |  | node_1372928_236_15350845_607 | AN | 8104001
generator_load_220343104 |  | 0 | 0 | 0 | 0 | 0 | False | 0 | 0 | 0 | 0 | 0 | 0 | 0 | 0 | 0 | 0 | 0 | 0 | 0 | 0 | 0 | 0 | 0 | False | False | 0 | 0 | 0.19 | 0.0021209754189325087 | 0.004978837213597236 | OPTIMIZED | INSTALLED | natural_gas |  | node_1373227_963_15350922_275 | AN | 8104001
generator_load_220343106 |  | 0 | 0 | 0 | 0 | 0 | False | 0 | 0 | 0 | 0 | 0 | 0 | 0 | 0 | 0 | 0 | 0 | 0 | 0 | 0 | 0 | 0 | 0 | False | False | 0 | 0 | 0.19 | 0.014061522553771607 | 0.033008406352361644 | OPTIMIZED | INSTALLED | natural_gas |  | node_1367472_335_15350068_819 | AN | 8104001
generator_load_220343107 |  | 0 | 0 | 0 | 0 | 0 | False | 0 | 0 | 0 | 0 | 0 | 0 | 0 | 0 | 0 | 0 | 0 | 0 | 0 | 0 | 0 | 0 | 0 | False | False | 0 | 0 | 0.19 | 0.0025136296822979706 | 0.005900564285006739 | OPTIMIZED | INSTALLED | natural_gas |  | node_1373968_383_15350821_154 | AN | 8104001
generator_load_220343109 |  | 0 | 0 | 0 | 0 | 0 | False | 0 | 0 | 0 | 0 | 0 | 0 | 0 | 0 | 0 | 0 | 0 | 0 | 0 | 0 | 0 | 0 | 0 | False | False | 0 | 0 | 0.19 | 0.001763725380737079 | 0.00414021668141318 | OPTIMIZED | INSTALLED | natural_gas |  | node_1374868_845_15350583_849 | AN | 8104001
generator_load_220343110 |  | 0 | 0 | 0 | 0 | 0 | False | 0 | 0 | 0 | 0 | 0 | 0 | 0 | 0 | 0 | 0 | 0 | 0 | 0 | 0 | 0 | 0 | 0 | False | False | 0 | 0 | 0.19 | 0.0030607708173486154 | 0.007184938073036376 | OPTIMIZED | INSTALLED | natural_gas |  | node_1375352_976_15350684_343 | AN | 8104001
generator_load_220343111 |  | 0 | 0 | 0 | 0 | 0 | False | 0 | 0 | 0 | 0 | 0 | 0 | 0 | 0 | 0 | 0 | 0 | 0 | 0 | 0 | 0 | 0 | 0 | False | False | 0 | 0 | 0.19 | 0.0029899644656585303 | 0.007018724994585481 | OPTIMIZED | INSTALLED | natural_gas |  | node_1367760_78_15350073_204 | AN | 8104001
generator_load_220343112 |  | 0 | 0 | 0 | 0 | 0 | False | 0 | 0 | 0 | 0 | 0 | 0 | 0 | 0 | 0 | 0 | 0 | 0 | 0 | 0 | 0 | 0 | 0 | False | False | 0 | 0 | 0.19 | 0.0017186663163320296 | 0.004034444722398975 | OPTIMIZED | INSTALLED | natural_gas |  | node_1367981_709_15350079_678 | AN | 8104001
generator_load_220343115 |  | 0 | 0 | 0 | 0 | 0 | False | 0 | 0 | 0 | 0 | 0 | 0 | 0 | 0 | 0 | 0 | 0 | 0 | 0 | 0 | 0 | 0 | 0 | False | False | 0 | 0 | 0.19 | 0.0044447150537002544 | 0.010433648242758397 | OPTIMIZED | INSTALLED | natural_gas |  | node_1366130_023_15350040_808 | AN | 8104001
generator_load_220343116 |  | 0 | 0 | 0 | 0 | 0 | False | 0 | 0 | 0 | 0 | 0 | 0 | 0 | 0 | 0 | 0 | 0 | 0 | 0 | 0 | 0 | 0 | 0 | False | False | 0 | 0 | 0.19 | 0.03263856651293356 | 0.07661667402593257 | OPTIMIZED | INSTALLED | natural_gas |  | node_1366433_732_15350209_375 | AN | 8104001
generator_load_220343327 |  | 0 | 0 | 0 | 0 | 0 | False | 0 | 0 | 0 | 0 | 0 | 0 | 0 | 0 | 0 | 0 | 0 | 0 | 0 | 0 | 0 | 0 | 0 | False | False | 0 | 0 | 0.19 | 0.006057171842497157 | 0.014218773347481029 | OPTIMIZED | INSTALLED | natural_gas |  | node_1373412_349_15351496_579 | AN | 8104001
generator_load_220343330 |  | 0 | 0 | 0 | 0 | 0 | False | 0 | 0 | 0 | 0 | 0 | 0 | 0 | 0 | 0 | 0 | 0 | 0 | 0 | 0 | 0 | 0 | 0 | False | False | 0 | 0 | 0.19 | 0.009867848010731654 | 0.023164059024110964 | OPTIMIZED | INSTALLED | natural_gas |  | node_1373631_323_15351889_84 | AN | 8104001
generator_load_220343331 |  | 0 | 0 | 0 | 0 | 0 | False | 0 | 0 | 0 | 0 | 0 | 0 | 0 | 0 | 0 | 0 | 0 | 0 | 0 | 0 | 0 | 0 | 0 | False | False | 0 | 0 | 0.19 | 0.010398896697732281 | 0.02441065711249267 | OPTIMIZED | INSTALLED | natural_gas |  | node_1374470_31_15352674_742 | AN | 8104001
generator_load_220343332 |  | 0 | 0 | 0 | 0 | 0 | False | 0 | 0 | 0 | 0 | 0 | 0 | 0 | 0 | 0 | 0 | 0 | 0 | 0 | 0 | 0 | 0 | 0 | False | False | 0 | 0 | 0.19 | 0.003163762065138737 | 0.007426702550783131 | OPTIMIZED | INSTALLED | natural_gas |  | node_1374918_384_15353433_238 | AN | 8104001
generator_load_220343333 |  | 0 | 0 | 0 | 0 | 0 | False | 0 | 0 | 0 | 0 | 0 | 0 | 0 | 0 | 0 | 0 | 0 | 0 | 0 | 0 | 0 | 0 | 0 | False | False | 0 | 0 | 0.19 | 0.0011972735178914105 | 0.002810512053806027 | OPTIMIZED | INSTALLED | natural_gas |  | node_1375057_508_15353626_732 | AN | 8104001
generator_load_220343357 |  | 0 | 0 | 0 | 0 | 0 | False | 0 | 0 | 0 | 0 | 0 | 0 | 0 | 0 | 0 | 0 | 0 | 0 | 0 | 0 | 0 | 0 | 0 | False | False | 0 | 0 | 0.19 | 0.006945471617018203 | 0.016303991968046792 | OPTIMIZED | INSTALLED | natural_gas |  | node_1366098_776_15350324_899 | AN | 8104001
generator_load_220343405 |  | 0 | 0 | 0 | 0 | 0 | False | 0 | 0 | 0 | 0 | 0 | 0 | 0 | 0 | 0 | 0 | 0 | 0 | 0 | 0 | 0 | 0 | 0 | False | False | 0 | 0 | 0.19 | 0.0029577795695584935 | 0.006943173595289621 | OPTIMIZED | INSTALLED | natural_gas |  | node_1366145_204_15350665_506 | AN | 8104001
generator_load_220343446 |  | 0 | 0 | 0 | 0 | 0 | False | 0 | 0 | 0 | 0 | 0 | 0 | 0 | 0 | 0 | 0 | 0 | 0 | 0 | 0 | 0 | 0 | 0 | False | False | 0 | 0 | 0.19 | 0.01603766698957894 | 0.037647262269127506 | OPTIMIZED | INSTALLED | natural_gas |  | node_1366007_526_15348837_177 | AN | 8104001
generator_load_220432119 |  | 0 | 0 | 0 | 0 | 0 | False | 0 | 0 | 0 | 0 | 0 | 0 | 0 | 0 | 0 | 0 | 0 | 0 | 0 | 0 | 0 | 0 | 0 | False | False | 0 | 0 | 0.19 | 0.0037978019999294847 | 0.008915065116911591 | OPTIMIZED | INSTALLED | natural_gas |  | node_1368875_855_15349760_328 | AN | 8104001
generator_load_220432194 |  | 0 | 0 | 0 | 0 | 0 | False | 0 | 0 | 0 | 0 | 0 | 0 | 0 | 0 | 0 | 0 | 0 | 0 | 0 | 0 | 0 | 0 | 0 | False | False | 0 | 0 | 0.19 | 0.0014965913727017681 | 0.003513140067257534 | OPTIMIZED | INSTALLED | natural_gas |  | node_1371277_168_15351202_846 | AN | 8104001
generator_load_220435680 |  | 0 | 0 | 0 | 0 | 0 | False | 0 | 0 | 0 | 0 | 0 | 0 | 0 | 0 | 0 | 0 | 0 | 0 | 0 | 0 | 0 | 0 | 0 | False | False | 0 | 0 | 0.19 | 0.009301396147885986 | 0.021834354396503813 | OPTIMIZED | INSTALLED | natural_gas |  | node_1371932_864_15350635_303 | AN | 8104001
generator_load_220525232 |  | 0 | 0 | 0 | 0 | 0 | False | 0 | 0 | 0 | 0 | 0 | 0 | 0 | 0 | 0 | 0 | 0 | 0 | 0 | 0 | 0 | 0 | 0 | False | False | 0 | 0 | 0.19 | 0.0017025738682820112 | 0.003996669022751044 | OPTIMIZED | INSTALLED | natural_gas |  | node_1368271_253_15350096_963 | AN | 8104001
generator_load_220529827 |  | 0 | 0 | 0 | 0 | 0 | False | 0 | 0 | 0 | 0 | 0 | 0 | 0 | 0 | 0 | 0 | 0 | 0 | 0 | 0 | 0 | 0 | 0 | False | False | 0 | 0 | 0.19 | 0.00865126376504522 | 0.02030821613072742 | OPTIMIZED | INSTALLED | natural_gas |  | node_1374449_765_15355413_639 | AN | 8104001
generator_load_220532278 |  | 0 | 0 | 0 | 0 | 0 | False | 0 | 0 | 0 | 0 | 0 | 0 | 0 | 0 | 0 | 0 | 0 | 0 | 0 | 0 | 0 | 0 | 0 | False | False | 0 | 0 | 0.19 | 0.005017604525360924 | 0.01177846315022472 | OPTIMIZED | INSTALLED | natural_gas |  | node_1362643_774_15347718_299 | AN | 8104001
generator_load_220538260 |  | 0 | 0 | 0 | 0 | 0 | False | 0 | 0 | 0 | 0 | 0 | 0 | 0 | 0 | 0 | 0 | 0 | 0 | 0 | 0 | 0 | 0 | 0 | False | False | 0 | 0 | 0.19 | 0.002767889522028269 | 0.006497420339444041 | OPTIMIZED | INSTALLED | natural_gas |  | node_1382354_534_15354474_391 | AN | 8104001
generator_load_220623354 |  | 0 | 0 | 0 | 0 | 0 | False | 0 | 0 | 0 | 0 | 0 | 0 | 0 | 0 | 0 | 0 | 0 | 0 | 0 | 0 | 0 | 0 | 0 | False | False | 0 | 0 | 0.19 | 0.028187413850418296 | 0.06616791550331501 | OPTIMIZED | INSTALLED | natural_gas |  | node_1369448_366_15351177_562 | AN | 8104001
generator_load_220648101 |  | 0 | 0 | 0 | 0 | 0 | False | 0 | 0 | 0 | 0 | 0 | 0 | 0 | 0 | 0 | 0 | 0 | 0 | 0 | 0 | 0 | 0 | 0 | False | False | 0 | 0 | 0.19 | 0.0016800448607419815 | 0.003943783043243942 | OPTIMIZED | INSTALLED | natural_gas |  | node_1370511_391_15350945_372 | AN | 8104001
generator_load_220648500 |  | 0 | 0 | 0 | 0 | 0 | False | 0 | 0 | 0 | 0 | 0 | 0 | 0 | 0 | 0 | 0 | 0 | 0 | 0 | 0 | 0 | 0 | 0 | False | False | 0 | 0 | 0.19 | 0.008638389596740207 | 0.020277995571009077 | OPTIMIZED | INSTALLED | natural_gas |  | node_1365899_77_15350605_845 | AN | 8104001
generator_load_220658641 |  | 0 | 0 | 0 | 0 | 0 | False | 0 | 0 | 0 | 0 | 0 | 0 | 0 | 0 | 0 | 0 | 0 | 0 | 0 | 0 | 0 | 0 | 0 | False | False | 0 | 0 | 0.19 | 0.0024267308825578677 | 0.0056965755069079155 | OPTIMIZED | INSTALLED | natural_gas |  | node_1365608_598_15350597_209 | AN | 8104001

## HeatPump
Name | GroupId | YearOfInstallation | ReactivePower | ActivePower | MaxPowerOutput | MinPowerOutput | RampUpLimit | RampDownLimit | CapitalCost | FixedOperatingCost | VariableOperatingCost | MaxReactivePower | MaxActivePower | OutputSchedule | PlanningStatus | UnitType | UnitSubtype | ParentNode | Phases | Feeder | Comments
heatpump_load_220333104 |  | 0 | 0 | 0 | 0 | 0 | 0 | 0 | 0 | 0 | 0.19 | 0.002021203500212383 | 0.004744627875780068 | OPTIMIZED | INSTALLED |  |  | node_1375831_198_15350717_529 | AN | 8104001
heatpump_load_220333105 |  | 0 | 0 | 0 | 0 | 0 | 0 | 0 | 0 | 0 | 0.19 | 0.0014547516373667143 | 0.0034149232481729148 | OPTIMIZED | INSTALLED |  |  | node_1376420_859_15350553_216 | AN | 8104001
heatpump_load_220333106 |  | 0 | 0 | 0 | 0 | 0 | 0 | 0 | 0 | 0 | 0.19 | 0.0008625514379110204 | 0.0020247775011290733 | OPTIMIZED | INSTALLED |  |  | node_1376821_696_15350223_489 | AN | 8104001
heatpump_load_220333464 |  | 0 | 0 | 0 | 0 | 0 | 0 | 0 | 0 | 0 | 0.19 | 0.001486935484141761 | 0.0034904746474687756 | OPTIMIZED | INSTALLED |  |  | node_1375478_979_15354431_907 | AN | 8104001
heatpump_load_220333465 |  | 0 | 0 | 0 | 0 | 0 | 0 | 0 | 0 | 0 | 0.19 | 2.896661635503113E-05 | 6.799625936627484E-05 | OPTIMIZED | INSTALLED |  |  | node_1376181_681_15355154_028 | AN | 8104001
heatpump_load_220333466 |  | 0 | 0 | 0 | 0 | 0 | 0 | 0 | 0 | 0 | 0.19 | 0.0076535361832440404 | 0.01796612275255573 | OPTIMIZED | INSTALLED |  |  | node_1376565_59_15354353_822 | AN | 8104001
heatpump_load_220333467 |  | 0 | 0 | 0 | 0 | 0 | 0 | 0 | 0 | 0 | 0.19 | 0.0029931827454035363 | 0.007026280134515068 | OPTIMIZED | INSTALLED |  |  | node_1376023_353_15354191_792 | AN | 8104001
heatpump_load_220333468 |  | 0 | 0 | 0 | 0 | 0 | 0 | 0 | 0 | 0 | 0.19 | 0.001721884596077035 | 0.00404199986232856 | OPTIMIZED | INSTALLED |  |  | node_1376826_697_15354217_842 | AN | 8104001
heatpump_load_220333469 |  | 0 | 0 | 0 | 0 | 0 | 0 | 0 | 0 | 0 | 0.19 | 0.007077429481163355 | 0.016613752705159822 | OPTIMIZED | INSTALLED |  |  | node_1377364_83_15354232_978 | AN | 8104001
heatpump_load_220333470 |  | 0 | 0 | 0 | 0 | 0 | 0 | 0 | 0 | 0 | 0.19 | 0.0020276400597023943 | 0.00475973815563924 | OPTIMIZED | INSTALLED |  |  | node_1377651_028_15354238_641 | AN | 8104001
heatpump_load_220333471 |  | 0 | 0 | 0 | 0 | 0 | 0 | 0 | 0 | 0 | 0.19 | 0.0014322215805016945 | 0.003362037268665812 | OPTIMIZED | INSTALLED |  |  | node_1377999_342_15354251_266 | AN | 8104001
heatpump_load_220333472 |  | 0 | 0 | 0 | 0 | 0 | 0 | 0 | 0 | 0 | 0.19 | 0.004351379694470141 | 0.010214549184800399 | OPTIMIZED | INSTALLED |  |  | node_1379024_319_15354284_17 | AN | 8104001
heatpump_load_220333473 |  | 0 | 0 | 0 | 0 | 0 | 0 | 0 | 0 | 0 | 0.19 | 0.0033085930482639123 | 0.007766683847614505 | OPTIMIZED | INSTALLED |  |  | node_1380071_653_15354324_399 | AN | 8104001
heatpump_load_220333474 |  | 0 | 0 | 0 | 0 | 0 | 0 | 0 | 0 | 0 | 0.19 | 0.0011972735178914105 | 0.002810512053806027 | OPTIMIZED | INSTALLED |  |  | node_1380615_979_15354014_636 | AN | 8104001
heatpump_load_220333475 |  | 0 | 0 | 0 | 0 | 0 | 0 | 0 | 0 | 0 | 0.19 | 0.003015711752943566 | 0.00707916611402217 | OPTIMIZED | INSTALLED |  |  | node_1381438_575_15354525_383 | AN | 8104001
heatpump_load_220333476 |  | 0 | 0 | 0 | 0 | 0 | 0 | 0 | 0 | 0 | 0.19 | 0.010546945960602462 | 0.024758193549253633 | OPTIMIZED | INSTALLED |  |  | node_1381055_618_15354748_413 | AN | 8104001
heatpump_load_220333477 |  | 0 | 0 | 0 | 0 | 0 | 0 | 0 | 0 | 0 | 0.19 | 0.004512303125645334 | 0.010592306181279704 | OPTIMIZED | INSTALLED |  |  | node_1380924_019_15354500_489 | AN | 8104001
heatpump_load_220333478 |  | 0 | 0 | 0 | 0 | 0 | 0 | 0 | 0 | 0 | 0.19 | 0.001380725956606634 | 0.0032411550297924345 | OPTIMIZED | INSTALLED |  |  | node_1380546_057_15354482_403 | AN | 8104001
heatpump_load_220333479 |  | 0 | 0 | 0 | 0 | 0 | 0 | 0 | 0 | 0 | 0.19 | 0.010575912576957492 | 0.024826189808619906 | OPTIMIZED | INSTALLED |  |  | node_1381812_152_15354442_09 | AN | 8104001
heatpump_load_220333483 |  | 0 | 0 | 0 | 0 | 0 | 0 | 0 | 0 | 0 | 0.19 | 0.000325066191420383 | 0.0007630691328881956 | OPTIMIZED | INSTALLED |  |  | node_1383355_648_15354818_247 | AN | 8104001
heatpump_load_220333484 |  | 0 | 0 | 0 | 0 | 0 | 0 | 0 | 0 | 0 | 0.19 | 0.0023784535384078122 | 0.005583248407964124 | OPTIMIZED | INSTALLED |  |  | node_1375387_932_15354221_203 | AN | 8104001
heatpump_load_220342587 |  | 0 | 0 | 0 | 0 | 0 | 0 | 0 | 0 | 0 | 0.19 | 0.001940741259962291 | 0.004555749377540415 | OPTIMIZED | INSTALLED |  |  | node_1366019_44_15345975_427 | AN | 8104001
heatpump_load_220342588 |  | 0 | 0 | 0 | 0 | 0 | 0 | 0 | 0 | 0 | 0.19 | 0.012046756662374225 | 0.02827888875644075 | OPTIMIZED | INSTALLED |  |  | node_1366051_183_15346152_327 | AN | 8104001
heatpump_load_220342589 |  | 0 | 0 | 0 | 0 | 0 | 0 | 0 | 0 | 0 | 0.19 | 0.002240059114772649 | 0.005258377390991921 | OPTIMIZED | INSTALLED |  |  | node_1366249_369_15347140_081 | AN | 8104001
heatpump_load_220342756 |  | 0 | 0 | 0 | 0 | 0 | 0 | 0 | 0 | 0 | 0.19 | 0.0033568703924139673 | 0.007880010946558297 | OPTIMIZED | INSTALLED |  |  | node_1365864_956_15347940_888 | AN | 8104001
heatpump_load_220343075 |  | 0 | 0 | 0 | 0 | 0 | 0 | 0 | 0 | 0 | 0.19 | 0.020031795596528658 | 0.047023190921743854 | OPTIMIZED | INSTALLED |  |  | node_1368983_239_15351521_99 | AN | 8104001
heatpump_load_220343076 |  | 0 | 0 | 0 | 0 | 0 | 0 | 0 | 0 | 0 | 0.19 | 0.01484039347168753 | 0.034836750215321476 | OPTIMIZED | INSTALLED |  |  | node_1367305_341_15351055_098 | AN | 8104001
heatpump_load_220343079 |  | 0 | 0 | 0 | 0 | 0 | 0 | 0 | 0 | 0 | 0.19 | 0.010350619353582226 | 0.02429733001354888 | OPTIMIZED | INSTALLED |  |  | node_1366813_625_15349987_827 | AN | 8104001
heatpump_load_220343087 |  | 0 | 0 | 0 | 0 | 0 | 0 | 0 | 0 | 0 | 0.19 | 0.00896345578816059 | 0.021041064703897272 | OPTIMIZED | INSTALLED |  |  | node_1366968_249_15350127_101 | AN | 8104001
heatpump_load_220343088 |  | 0 | 0 | 0 | 0 | 0 | 0 | 0 | 0 | 0 | 0.19 | 0 | 0 | OPTIMIZED | INSTALLED |  |  | node_1367220_935_15350061_393 | AN | 8104001
heatpump_load_220343089 |  | 0 | 0 | 0 | 0 | 0 | 0 | 0 | 0 | 0 | 0.19 | 0.00327318987241887 | 0.007683577308389058 | OPTIMIZED | INSTALLED |  |  | node_1369956_412_15350676_055 | AN | 8104001
heatpump_load_220343090 |  | 0 | 0 | 0 | 0 | 0 | 0 | 0 | 0 | 0 | 0.19 | 0.0023205213550227407 | 0.005447255889231574 | OPTIMIZED | INSTALLED |  |  | node_1370349_216_15350797_819 | AN | 8104001
heatpump_load_220343092 |  | 0 | 0 | 0 | 0 | 0 | 0 | 0 | 0 | 0 | 0.19 | 0.0011457778939963498 | 0.0026896298149326494 | OPTIMIZED | INSTALLED |  |  | node_1371073_245_15350543_107 | AN | 8104001
heatpump_load_220343093 |  | 0 | 0 | 0 | 0 | 0 | 0 | 0 | 0 | 0 | 0.19 | 0.0032281318573388106 | 0.007577805349374853 | OPTIMIZED | INSTALLED |  |  | node_1371212_507_15350750_528 | AN | 8104001
heatpump_load_220343094 |  | 0 | 0 | 0 | 0 | 0 | 0 | 0 | 0 | 0 | 0.19 | 0.004576672917845408 | 0.010743408979871425 | OPTIMIZED | INSTALLED |  |  | node_1371472_934_15351397_54 | AN | 8104001
heatpump_load_220343095 |  | 0 | 0 | 0 | 0 | 0 | 0 | 0 | 0 | 0 | 0.19 | 0 | 0 | OPTIMIZED | INSTALLED |  |  | node_1371241_789_15351175_95 | AN | 8104001
heatpump_load_220343096 |  | 0 | 0 | 0 | 0 | 0 | 0 | 0 | 0 | 0 | 0.19 | 0.0036594075762943204 | 0.008590194099939389 | OPTIMIZED | INSTALLED |  |  | node_1370993_96_15351334_969 | AN | 8104001
heatpump_load_220343097 |  | 0 | 0 | 0 | 0 | 0 | 0 | 0 | 0 | 0 | 0.19 | 0.0053169223801712824 | 0.012481091163676227 | OPTIMIZED | INSTALLED |  |  | node_1370725_382_15351338_828 | AN | 8104001
heatpump_load_220343099 |  | 0 | 0 | 0 | 0 | 0 | 0 | 0 | 0 | 0 | 0.19 | 0.003675500024344339 | 0.00862796979958732 | OPTIMIZED | INSTALLED |  |  | node_1372130_779_15350660_209 | AN | 8104001
heatpump_load_220343100 |  | 0 | 0 | 0 | 0 | 0 | 0 | 0 | 0 | 0 | 0.19 | 0.005532560764311532 | 0.012987285538958495 | OPTIMIZED | INSTALLED |  |  | node_1372383_179_15350773_079 | AN | 8104001
heatpump_load_220343102 |  | 0 | 0 | 0 | 0 | 0 | 0 | 0 | 0 | 0 | 0.19 | 0.005693484195486726 | 0.0133650425354378 | OPTIMIZED | INSTALLED |  |  | node_1372641_794_15351458_243 | AN | 8104001
heatpump_load_220343103 |  | 0 | 0 | 0 | 0 | 0 | 0 | 0 | 0 | 0 | 0.19 | 0.006530288346112712 | 0.015329378917130184 | OPTIMIZED | INSTALLED |  |  | node_1372928_236_15350845_607 | AN | 8104001
heatpump_load_220343104 |  | 0 | 0 | 0 | 0 | 0 | 0 | 0 | 0 | 0 | 0.19 | 0.0021209754189325087 | 0.004978837213597236 | OPTIMIZED | INSTALLED |  |  | node_1373227_963_15350922_275 | AN | 8104001
heatpump_load_220343106 |  | 0 | 0 | 0 | 0 | 0 | 0 | 0 | 0 | 0 | 0.19 | 0.014061522553771607 | 0.033008406352361644 | OPTIMIZED | INSTALLED |  |  | node_1367472_335_15350068_819 | AN | 8104001
heatpump_load_220343107 |  | 0 | 0 | 0 | 0 | 0 | 0 | 0 | 0 | 0 | 0.19 | 0.0025136296822979706 | 0.005900564285006739 | OPTIMIZED | INSTALLED |  |  | node_1373968_383_15350821_154 | AN | 8104001
heatpump_load_220343109 |  | 0 | 0 | 0 | 0 | 0 | 0 | 0 | 0 | 0 | 0.19 | 0.001763725380737079 | 0.00414021668141318 | OPTIMIZED | INSTALLED |  |  | node_1374868_845_15350583_849 | AN | 8104001
heatpump_load_220343110 |  | 0 | 0 | 0 | 0 | 0 | 0 | 0 | 0 | 0 | 0.19 | 0.0030607708173486154 | 0.007184938073036376 | OPTIMIZED | INSTALLED |  |  | node_1375352_976_15350684_343 | AN | 8104001
heatpump_load_220343111 |  | 0 | 0 | 0 | 0 | 0 | 0 | 0 | 0 | 0 | 0.19 | 0.0029899644656585303 | 0.007018724994585481 | OPTIMIZED | INSTALLED |  |  | node_1367760_78_15350073_204 | AN | 8104001
heatpump_load_220343112 |  | 0 | 0 | 0 | 0 | 0 | 0 | 0 | 0 | 0 | 0.19 | 0.0017186663163320296 | 0.004034444722398975 | OPTIMIZED | INSTALLED |  |  | node_1367981_709_15350079_678 | AN | 8104001
heatpump_load_220343115 |  | 0 | 0 | 0 | 0 | 0 | 0 | 0 | 0 | 0 | 0.19 | 0.0044447150537002544 | 0.010433648242758397 | OPTIMIZED | INSTALLED |  |  | node_1366130_023_15350040_808 | AN | 8104001
heatpump_load_220343116 |  | 0 | 0 | 0 | 0 | 0 | 0 | 0 | 0 | 0 | 0.19 | 0.03263856651293356 | 0.07661667402593257 | OPTIMIZED | INSTALLED |  |  | node_1366433_732_15350209_375 | AN | 8104001
heatpump_load_220343327 |  | 0 | 0 | 0 | 0 | 0 | 0 | 0 | 0 | 0 | 0.19 | 0.006057171842497157 | 0.014218773347481029 | OPTIMIZED | INSTALLED |  |  | node_1373412_349_15351496_579 | AN | 8104001
heatpump_load_220343330 |  | 0 | 0 | 0 | 0 | 0 | 0 | 0 | 0 | 0 | 0.19 | 0.009867848010731654 | 0.023164059024110964 | OPTIMIZED | INSTALLED |  |  | node_1373631_323_15351889_84 | AN | 8104001
heatpump_load_220343331 |  | 0 | 0 | 0 | 0 | 0 | 0 | 0 | 0 | 0 | 0.19 | 0.010398896697732281 | 0.02441065711249267 | OPTIMIZED | INSTALLED |  |  | node_1374470_31_15352674_742 | AN | 8104001
heatpump_load_220343332 |  | 0 | 0 | 0 | 0 | 0 | 0 | 0 | 0 | 0 | 0.19 | 0.003163762065138737 | 0.007426702550783131 | OPTIMIZED | INSTALLED |  |  | node_1374918_384_15353433_238 | AN | 8104001
heatpump_load_220343333 |  | 0 | 0 | 0 | 0 | 0 | 0 | 0 | 0 | 0 | 0.19 | 0.0011972735178914105 | 0.002810512053806027 | OPTIMIZED | INSTALLED |  |  | node_1375057_508_15353626_732 | AN | 8104001
heatpump_load_220343357 |  | 0 | 0 | 0 | 0 | 0 | 0 | 0 | 0 | 0 | 0.19 | 0.006945471617018203 | 0.016303991968046792 | OPTIMIZED | INSTALLED |  |  | node_1366098_776_15350324_899 | AN | 8104001
heatpump_load_220343405 |  | 0 | 0 | 0 | 0 | 0 | 0 | 0 | 0 | 0 | 0.19 | 0.0029577795695584935 | 0.006943173595289621 | OPTIMIZED | INSTALLED |  |  | node_1366145_204_15350665_506 | AN | 8104001
heatpump_load_220343446 |  | 0 | 0 | 0 | 0 | 0 | 0 | 0 | 0 | 0 | 0.19 | 0.01603766698957894 | 0.037647262269127506 | OPTIMIZED | INSTALLED |  |  | node_1366007_526_15348837_177 | AN | 8104001
heatpump_load_220432119 |  | 0 | 0 | 0 | 0 | 0 | 0 | 0 | 0 | 0 | 0.19 | 0.0037978019999294847 | 0.008915065116911591 | OPTIMIZED | INSTALLED |  |  | node_1368875_855_15349760_328 | AN | 8104001
heatpump_load_220432194 |  | 0 | 0 | 0 | 0 | 0 | 0 | 0 | 0 | 0 | 0.19 | 0.0014965913727017681 | 0.003513140067257534 | OPTIMIZED | INSTALLED |  |  | node_1371277_168_15351202_846 | AN | 8104001
heatpump_load_220435680 |  | 0 | 0 | 0 | 0 | 0 | 0 | 0 | 0 | 0 | 0.19 | 0.009301396147885986 | 0.021834354396503813 | OPTIMIZED | INSTALLED |  |  | node_1371932_864_15350635_303 | AN | 8104001
heatpump_load_220525232 |  | 0 | 0 | 0 | 0 | 0 | 0 | 0 | 0 | 0 | 0.19 | 0.0017025738682820112 | 0.003996669022751044 | OPTIMIZED | INSTALLED |  |  | node_1368271_253_15350096_963 | AN | 8104001
heatpump_load_220529827 |  | 0 | 0 | 0 | 0 | 0 | 0 | 0 | 0 | 0 | 0.19 | 0.00865126376504522 | 0.02030821613072742 | OPTIMIZED | INSTALLED |  |  | node_1374449_765_15355413_639 | AN | 8104001
heatpump_load_220532278 |  | 0 | 0 | 0 | 0 | 0 | 0 | 0 | 0 | 0 | 0.19 | 0.005017604525360924 | 0.01177846315022472 | OPTIMIZED | INSTALLED |  |  | node_1362643_774_15347718_299 | AN | 8104001
heatpump_load_220538260 |  | 0 | 0 | 0 | 0 | 0 | 0 | 0 | 0 | 0 | 0.19 | 0.002767889522028269 | 0.006497420339444041 | OPTIMIZED | INSTALLED |  |  | node_1382354_534_15354474_391 | AN | 8104001
heatpump_load_220623354 |  | 0 | 0 | 0 | 0 | 0 | 0 | 0 | 0 | 0 | 0.19 | 0.028187413850418296 | 0.06616791550331501 | OPTIMIZED | INSTALLED |  |  | node_1369448_366_15351177_562 | AN | 8104001
heatpump_load_220648101 |  | 0 | 0 | 0 | 0 | 0 | 0 | 0 | 0 | 0 | 0.19 | 0.0016800448607419815 | 0.003943783043243942 | OPTIMIZED | INSTALLED |  |  | node_1370511_391_15350945_372 | AN | 8104001
heatpump_load_220648500 |  | 0 | 0 | 0 | 0 | 0 | 0 | 0 | 0 | 0 | 0.19 | 0.008638389596740207 | 0.020277995571009077 | OPTIMIZED | INSTALLED |  |  | node_1365899_77_15350605_845 | AN | 8104001
heatpump_load_220658641 |  | 0 | 0 | 0 | 0 | 0 | 0 | 0 | 0 | 0 | 0.19 | 0.0024267308825578677 | 0.0056965755069079155 | OPTIMIZED | INSTALLED |  |  | node_1365608_598_15350597_209 | AN | 8104001

## LineSpacing
Name | DistanceAB | DistanceAC | DistanceAE | DistanceAN | DistanceBC | DistanceBE | DistanceBN | DistanceCE | DistanceCN | DistanceNE | Feeder | Comments

## Load
Name | GroupId | PriorityLevel | LoadClass | BaseReactivePowerA | BaseReactivePowerB | BaseReactivePowerC | BaseActivePowerA | BaseActivePowerB | BaseActivePowerC | BasePowerA | BasePowerB | BasePowerC | ConstantCurrentAReal | ConstantCurrentAImag | ConstantCurrentA | ConstantCurrentBReal | ConstantCurrentBImag | ConstantCurrentB | ConstantCurrentCReal | ConstantCurrentCImag | ConstantCurrentC | ConstantResistanceA | ConstantReactanceA | ConstantImpedanceA | ConstantResistanceB | ConstantReactanceB | ConstantImpedanceB | ConstantResistanceC | ConstantReactanceC | ConstantImpedanceC | ConstantActivePowerA | ConstantReactivePowerA | ConstantPowerA | ConstantActivePowerB | ConstantReactivePowerB | ConstantPowerB | ConstantActivePowerC | ConstantReactivePowerC | ConstantPowerC | CurrentFractionA | CurrentFractionB | CurrentFractionC | CurrentPfA | CurrentPfB | CurrentPfC | ImpedanceFractionA | ImpedanceFractionB | ImpedanceFractionC | ImpedancePfA | ImpedancePfB | ImpedancePfC | PowerFractionA | PowerFractionB | PowerFractionC | PowerPfA | PowerPfB | PowerPfC | DemandResponseLowerBound | DemandResponseShortageCost | DemandResponseSurplusCost | DemandResponseUpperBound | ActivePowerA | ActivePowerB | ActivePowerC | ReactivePowerA | ReactivePowerB | ReactivePowerC | NominalVoltage | Status | ParentNode | Phases | Feeder | Comments
load_220333104 |  | 0 | R | 0 | 0 | 0 | 0 | 0 | 0 | 0 | 0 | 0 | 0 | 0 | 0+0j | 0 | 0 | 0+0j | 0 | 0 | 0+0j | 0 | 0 | 0+0j | 0 | 0 | 0+0j | 0 | 0 | 0+0j | 4521.6 | 1926.194 | 4521.6+1926.194j | 0 | 0 | 0+0j | 0 | 0 | 0+0j | 0 | 0 | 0 | 0 | 0 | 0 | 0 | 0 | 0 | 0 | 0 | 0 | 0 | 0 | 0 | 0 | 0 | 0 | 1 | 0 | 0 | 1 | 0 | 0 | 0 | 0 | 0 | 0 | 0 | OPEN | node_1375831_198_15350717_529 | AN | 8104001
load_220333105 |  | 0 | R | 0 | 0 | 0 | 0 | 0 | 0 | 0 | 0 | 0 | 0 | 0 | 0+0j | 0 | 0 | 0+0j | 0 | 0 | 0+0j | 0 | 0 | 0+0j | 0 | 0 | 0+0j | 0 | 0 | 0+0j | 3254.4 | 1386.369 | 3254.4+1386.369j | 0 | 0 | 0+0j | 0 | 0 | 0+0j | 0 | 0 | 0 | 0 | 0 | 0 | 0 | 0 | 0 | 0 | 0 | 0 | 0 | 0 | 0 | 0 | 0 | 0 | 1 | 0 | 0 | 1 | 0 | 0 | 0 | 0 | 0 | 0 | 0 | OPEN | node_1376420_859_15350553_216 | AN | 8104001
load_220333106 |  | 0 | R | 0 | 0 | 0 | 0 | 0 | 0 | 0 | 0 | 0 | 0 | 0 | 0+0j | 0 | 0 | 0+0j | 0 | 0 | 0+0j | 0 | 0 | 0+0j | 0 | 0 | 0+0j | 0 | 0 | 0+0j | 1929.6 | 822.006 | 1929.6+822.006j | 0 | 0 | 0+0j | 0 | 0 | 0+0j | 0 | 0 | 0 | 0 | 0 | 0 | 0 | 0 | 0 | 0 | 0 | 0 | 0 | 0 | 0 | 0 | 0 | 0 | 1 | 0 | 0 | 1 | 0 | 0 | 0 | 0 | 0 | 0 | 0 | OPEN | node_1376821_696_15350223_489 | AN | 8104001
load_220333464 |  | 0 | R | 0 | 0 | 0 | 0 | 0 | 0 | 0 | 0 | 0 | 0 | 0 | 0+0j | 0 | 0 | 0+0j | 0 | 0 | 0+0j | 0 | 0 | 0+0j | 0 | 0 | 0+0j | 0 | 0 | 0+0j | 3326.4 | 1417.04 | 3326.4+1417.04j | 0 | 0 | 0+0j | 0 | 0 | 0+0j | 0 | 0 | 0 | 0 | 0 | 0 | 0 | 0 | 0 | 0 | 0 | 0 | 0 | 0 | 0 | 0 | 0 | 0 | 1 | 0 | 0 | 1 | 0 | 0 | 0 | 0 | 0 | 0 | 0 | OPEN | node_1375478_979_15354431_907 | AN | 8104001
load_220333465 |  | 0 | R | 0 | 0 | 0 | 0 | 0 | 0 | 0 | 0 | 0 | 0 | 0 | 0+0j | 0 | 0 | 0+0j | 0 | 0 | 0+0j | 0 | 0 | 0+0j | 0 | 0 | 0+0j | 0 | 0 | 0+0j | 64.8 | 27.605 | 64.8+27.605j | 0 | 0 | 0+0j | 0 | 0 | 0+0j | 0 | 0 | 0 | 0 | 0 | 0 | 0 | 0 | 0 | 0 | 0 | 0 | 0 | 0 | 0 | 0 | 0 | 0 | 1 | 0 | 0 | 1 | 0 | 0 | 0 | 0 | 0 | 0 | 0 | OPEN | node_1376181_681_15355154_028 | AN | 8104001
load_220333466 |  | 0 | R | 0 | 0 | 0 | 0 | 0 | 0 | 0 | 0 | 0 | 0 | 0 | 0+0j | 0 | 0 | 0+0j | 0 | 0 | 0+0j | 0 | 0 | 0+0j | 0 | 0 | 0+0j | 0 | 0 | 0+0j | 17121.6 | 7293.771 | 17121.6+7293.771j | 0 | 0 | 0+0j | 0 | 0 | 0+0j | 0 | 0 | 0 | 0 | 0 | 0 | 0 | 0 | 0 | 0 | 0 | 0 | 0 | 0 | 0 | 0 | 0 | 0 | 1 | 0 | 0 | 1 | 0 | 0 | 0 | 0 | 0 | 0 | 0 | OPEN | node_1376565_59_15354353_822 | AN | 8104001
load_220333467 |  | 0 | R | 0 | 0 | 0 | 0 | 0 | 0 | 0 | 0 | 0 | 0 | 0 | 0+0j | 0 | 0 | 0+0j | 0 | 0 | 0+0j | 0 | 0 | 0+0j | 0 | 0 | 0+0j | 0 | 0 | 0+0j | 6696 | 2852.484 | 6696+2852.484j | 0 | 0 | 0+0j | 0 | 0 | 0+0j | 0 | 0 | 0 | 0 | 0 | 0 | 0 | 0 | 0 | 0 | 0 | 0 | 0 | 0 | 0 | 0 | 0 | 0 | 1 | 0 | 0 | 1 | 0 | 0 | 0 | 0 | 0 | 0 | 0 | OPEN | node_1376023_353_15354191_792 | AN | 8104001
load_220333468 |  | 0 | R | 0 | 0 | 0 | 0 | 0 | 0 | 0 | 0 | 0 | 0 | 0 | 0+0j | 0 | 0 | 0+0j | 0 | 0 | 0+0j | 0 | 0 | 0+0j | 0 | 0 | 0+0j | 0 | 0 | 0+0j | 3852 | 1640.945 | 3852+1640.945j | 0 | 0 | 0+0j | 0 | 0 | 0+0j | 0 | 0 | 0 | 0 | 0 | 0 | 0 | 0 | 0 | 0 | 0 | 0 | 0 | 0 | 0 | 0 | 0 | 0 | 1 | 0 | 0 | 1 | 0 | 0 | 0 | 0 | 0 | 0 | 0 | OPEN | node_1376826_697_15354217_842 | AN | 8104001
load_220333469 |  | 0 | R | 0 | 0 | 0 | 0 | 0 | 0 | 0 | 0 | 0 | 0 | 0 | 0+0j | 0 | 0 | 0+0j | 0 | 0 | 0+0j | 0 | 0 | 0+0j | 0 | 0 | 0+0j | 0 | 0 | 0+0j | 15832.8 | 6744.745 | 15832.8+6744.745j | 0 | 0 | 0+0j | 0 | 0 | 0+0j | 0 | 0 | 0 | 0 | 0 | 0 | 0 | 0 | 0 | 0 | 0 | 0 | 0 | 0 | 0 | 0 | 0 | 0 | 1 | 0 | 0 | 1 | 0 | 0 | 0 | 0 | 0 | 0 | 0 | OPEN | node_1377364_83_15354232_978 | AN | 8104001
load_220333470 |  | 0 | R | 0 | 0 | 0 | 0 | 0 | 0 | 0 | 0 | 0 | 0 | 0 | 0+0j | 0 | 0 | 0+0j | 0 | 0 | 0+0j | 0 | 0 | 0+0j | 0 | 0 | 0+0j | 0 | 0 | 0+0j | 4536 | 1932.328 | 4536+1932.328j | 0 | 0 | 0+0j | 0 | 0 | 0+0j | 0 | 0 | 0 | 0 | 0 | 0 | 0 | 0 | 0 | 0 | 0 | 0 | 0 | 0 | 0 | 0 | 0 | 0 | 1 | 0 | 0 | 1 | 0 | 0 | 0 | 0 | 0 | 0 | 0 | OPEN | node_1377651_028_15354238_641 | AN | 8104001
load_220333471 |  | 0 | R | 0 | 0 | 0 | 0 | 0 | 0 | 0 | 0 | 0 | 0 | 0 | 0+0j | 0 | 0 | 0+0j | 0 | 0 | 0+0j | 0 | 0 | 0+0j | 0 | 0 | 0+0j | 0 | 0 | 0+0j | 3204 | 1364.898 | 3204+1364.898j | 0 | 0 | 0+0j | 0 | 0 | 0+0j | 0 | 0 | 0 | 0 | 0 | 0 | 0 | 0 | 0 | 0 | 0 | 0 | 0 | 0 | 0 | 0 | 0 | 0 | 1 | 0 | 0 | 1 | 0 | 0 | 0 | 0 | 0 | 0 | 0 | OPEN | node_1377999_342_15354251_266 | AN | 8104001
load_220333472 |  | 0 | R | 0 | 0 | 0 | 0 | 0 | 0 | 0 | 0 | 0 | 0 | 0 | 0+0j | 0 | 0 | 0+0j | 0 | 0 | 0+0j | 0 | 0 | 0+0j | 0 | 0 | 0+0j | 0 | 0 | 0+0j | 9734.4 | 4146.837 | 9734.4+4146.837j | 0 | 0 | 0+0j | 0 | 0 | 0+0j | 0 | 0 | 0 | 0 | 0 | 0 | 0 | 0 | 0 | 0 | 0 | 0 | 0 | 0 | 0 | 0 | 0 | 0 | 1 | 0 | 0 | 1 | 0 | 0 | 0 | 0 | 0 | 0 | 0 | OPEN | node_1379024_319_15354284_17 | AN | 8104001
load_220333473 |  | 0 | R | 0 | 0 | 0 | 0 | 0 | 0 | 0 | 0 | 0 | 0 | 0 | 0+0j | 0 | 0 | 0+0j | 0 | 0 | 0+0j | 0 | 0 | 0+0j | 0 | 0 | 0+0j | 0 | 0 | 0+0j | 7401.6 | 3153.068 | 7401.6+3153.068j | 0 | 0 | 0+0j | 0 | 0 | 0+0j | 0 | 0 | 0 | 0 | 0 | 0 | 0 | 0 | 0 | 0 | 0 | 0 | 0 | 0 | 0 | 0 | 0 | 0 | 1 | 0 | 0 | 1 | 0 | 0 | 0 | 0 | 0 | 0 | 0 | OPEN | node_1380071_653_15354324_399 | AN | 8104001
load_220333474 |  | 0 | R | 0 | 0 | 0 | 0 | 0 | 0 | 0 | 0 | 0 | 0 | 0 | 0+0j | 0 | 0 | 0+0j | 0 | 0 | 0+0j | 0 | 0 | 0+0j | 0 | 0 | 0+0j | 0 | 0 | 0+0j | 2678.4 | 1140.994 | 2678.4+1140.994j | 0 | 0 | 0+0j | 0 | 0 | 0+0j | 0 | 0 | 0 | 0 | 0 | 0 | 0 | 0 | 0 | 0 | 0 | 0 | 0 | 0 | 0 | 0 | 0 | 0 | 1 | 0 | 0 | 1 | 0 | 0 | 0 | 0 | 0 | 0 | 0 | OPEN | node_1380615_979_15354014_636 | AN | 8104001
load_220333475 |  | 0 | R | 0 | 0 | 0 | 0 | 0 | 0 | 0 | 0 | 0 | 0 | 0 | 0+0j | 0 | 0 | 0+0j | 0 | 0 | 0+0j | 0 | 0 | 0+0j | 0 | 0 | 0+0j | 0 | 0 | 0+0j | 6746.4 | 2873.954 | 6746.4+2873.954j | 0 | 0 | 0+0j | 0 | 0 | 0+0j | 0 | 0 | 0 | 0 | 0 | 0 | 0 | 0 | 0 | 0 | 0 | 0 | 0 | 0 | 0 | 0 | 0 | 0 | 1 | 0 | 0 | 1 | 0 | 0 | 0 | 0 | 0 | 0 | 0 | OPEN | node_1381438_575_15354525_383 | AN | 8104001
load_220333476 |  | 0 | R | 0 | 0 | 0 | 0 | 0 | 0 | 0 | 0 | 0 | 0 | 0 | 0+0j | 0 | 0 | 0+0j | 0 | 0 | 0+0j | 0 | 0 | 0+0j | 0 | 0 | 0+0j | 0 | 0 | 0+0j | 23594.4 | 10051.172 | 23594.4+10051.172j | 0 | 0 | 0+0j | 0 | 0 | 0+0j | 0 | 0 | 0 | 0 | 0 | 0 | 0 | 0 | 0 | 0 | 0 | 0 | 0 | 0 | 0 | 0 | 0 | 0 | 1 | 0 | 0 | 1 | 0 | 0 | 0 | 0 | 0 | 0 | 0 | OPEN | node_1381055_618_15354748_413 | AN | 8104001
load_220333477 |  | 0 | R | 0 | 0 | 0 | 0 | 0 | 0 | 0 | 0 | 0 | 0 | 0 | 0+0j | 0 | 0 | 0+0j | 0 | 0 | 0+0j | 0 | 0 | 0+0j | 0 | 0 | 0+0j | 0 | 0 | 0+0j | 10094.4 | 4300.196 | 10094.4+4300.196j | 0 | 0 | 0+0j | 0 | 0 | 0+0j | 0 | 0 | 0 | 0 | 0 | 0 | 0 | 0 | 0 | 0 | 0 | 0 | 0 | 0 | 0 | 0 | 0 | 0 | 1 | 0 | 0 | 1 | 0 | 0 | 0 | 0 | 0 | 0 | 0 | OPEN | node_1380924_019_15354500_489 | AN | 8104001
load_220333478 |  | 0 | R | 0 | 0 | 0 | 0 | 0 | 0 | 0 | 0 | 0 | 0 | 0 | 0+0j | 0 | 0 | 0+0j | 0 | 0 | 0+0j | 0 | 0 | 0+0j | 0 | 0 | 0+0j | 0 | 0 | 0+0j | 3088.8 | 1315.823 | 3088.8+1315.823j | 0 | 0 | 0+0j | 0 | 0 | 0+0j | 0 | 0 | 0 | 0 | 0 | 0 | 0 | 0 | 0 | 0 | 0 | 0 | 0 | 0 | 0 | 0 | 0 | 0 | 1 | 0 | 0 | 1 | 0 | 0 | 0 | 0 | 0 | 0 | 0 | OPEN | node_1380546_057_15354482_403 | AN | 8104001
load_220333479 |  | 0 | R | 0 | 0 | 0 | 0 | 0 | 0 | 0 | 0 | 0 | 0 | 0 | 0+0j | 0 | 0 | 0+0j | 0 | 0 | 0+0j | 0 | 0 | 0+0j | 0 | 0 | 0+0j | 0 | 0 | 0+0j | 23659.2 | 10078.777 | 23659.2+10078.777j | 0 | 0 | 0+0j | 0 | 0 | 0+0j | 0 | 0 | 0 | 0 | 0 | 0 | 0 | 0 | 0 | 0 | 0 | 0 | 0 | 0 | 0 | 0 | 0 | 0 | 1 | 0 | 0 | 1 | 0 | 0 | 0 | 0 | 0 | 0 | 0 | OPEN | node_1381812_152_15354442_09 | AN | 8104001
load_220333480 |  | 0 | U | 0 | 0 | 0 | 0 | 0 | 0 | 0 | 0 | 0 | 0 | 0 | 0+0j | 0 | 0 | 0+0j | 0 | 0 | 0+0j | 0 | 0 | 0+0j | 0 | 0 | 0+0j | 0 | 0 | 0+0j | 0 | 0 | 0+0j | 0 | 0 | 0+0j | 0 | 0 | 0+0j | 0 | 0 | 0 | 0 | 0 | 0 | 0 | 0 | 0 | 0 | 0 | 0 | 0 | 0 | 0 | 0 | 0 | 0 | 1 | 0 | 0 | 1 | 0 | 0 | 0 | 0 | 0 | 0 | 0 | OPEN | node_1382001_472_15354556_046 | AN | 8104001
load_220333482 |  | 0 | C | 0 | 0 | 0 | 0 | 0 | 0 | 0 | 0 | 0 | 0 | 0 | 0+0j | 0 | 0 | 0+0j | 0 | 0 | 0+0j | 0 | 0 | 0+0j | 0 | 0 | 0+0j | 0 | 0 | 0+0j | 9511.2 | 4051.754 | 9511.2+4051.754j | 0 | 0 | 0+0j | 0 | 0 | 0+0j | 0 | 0 | 0 | 0 | 0 | 0 | 0 | 0 | 0 | 0 | 0 | 0 | 0 | 0 | 0 | 0 | 0 | 0 | 1 | 0 | 0 | 1 | 0 | 0 | 0 | 0 | 0 | 0 | 0 | OPEN | node_1382712_346_15354521_413 | AN | 8104001
load_220333483 |  | 0 | R | 0 | 0 | 0 | 0 | 0 | 0 | 0 | 0 | 0 | 0 | 0 | 0+0j | 0 | 0 | 0+0j | 0 | 0 | 0+0j | 0 | 0 | 0+0j | 0 | 0 | 0+0j | 0 | 0 | 0+0j | 727.2 | 309.786 | 727.2+309.786j | 0 | 0 | 0+0j | 0 | 0 | 0+0j | 0 | 0 | 0 | 0 | 0 | 0 | 0 | 0 | 0 | 0 | 0 | 0 | 0 | 0 | 0 | 0 | 0 | 0 | 1 | 0 | 0 | 1 | 0 | 0 | 0 | 0 | 0 | 0 | 0 | OPEN | node_1383355_648_15354818_247 | AN | 8104001
load_220333484 |  | 0 | R | 0 | 0 | 0 | 0 | 0 | 0 | 0 | 0 | 0 | 0 | 0 | 0+0j | 0 | 0 | 0+0j | 0 | 0 | 0+0j | 0 | 0 | 0+0j | 0 | 0 | 0+0j | 0 | 0 | 0+0j | 5320.8 | 2266.651 | 5320.8+2266.651j | 0 | 0 | 0+0j | 0 | 0 | 0+0j | 0 | 0 | 0 | 0 | 0 | 0 | 0 | 0 | 0 | 0 | 0 | 0 | 0 | 0 | 0 | 0 | 0 | 0 | 1 | 0 | 0 | 1 | 0 | 0 | 0 | 0 | 0 | 0 | 0 | OPEN | node_1375387_932_15354221_203 | AN | 8104001
load_220342587 |  | 0 | R | 0 | 0 | 0 | 0 | 0 | 0 | 0 | 0 | 0 | 0 | 0 | 0+0j | 0 | 0 | 0+0j | 0 | 0 | 0+0j | 0 | 0 | 0+0j | 0 | 0 | 0+0j | 0 | 0 | 0+0j | 4341.6 | 1849.514 | 4341.6+1849.514j | 0 | 0 | 0+0j | 0 | 0 | 0+0j | 0 | 0 | 0 | 0 | 0 | 0 | 0 | 0 | 0 | 0 | 0 | 0 | 0 | 0 | 0 | 0 | 0 | 0 | 1 | 0 | 0 | 1 | 0 | 0 | 0 | 0 | 0 | 0 | 0 | OPEN | node_1366019_44_15345975_427 | AN | 8104001
load_220342588 |  | 0 | R | 0 | 0 | 0 | 0 | 0 | 0 | 0 | 0 | 0 | 0 | 0 | 0+0j | 0 | 0 | 0+0j | 0 | 0 | 0+0j | 0 | 0 | 0+0j | 0 | 0 | 0+0j | 0 | 0 | 0+0j | 26949.6 | 11480.482 | 26949.6+11480.482j | 0 | 0 | 0+0j | 0 | 0 | 0+0j | 0 | 0 | 0 | 0 | 0 | 0 | 0 | 0 | 0 | 0 | 0 | 0 | 0 | 0 | 0 | 0 | 0 | 0 | 1 | 0 | 0 | 1 | 0 | 0 | 0 | 0 | 0 | 0 | 0 | OPEN | node_1366051_183_15346152_327 | AN | 8104001
load_220342589 |  | 0 | R | 0 | 0 | 0 | 0 | 0 | 0 | 0 | 0 | 0 | 0 | 0 | 0+0j | 0 | 0 | 0+0j | 0 | 0 | 0+0j | 0 | 0 | 0+0j | 0 | 0 | 0+0j | 0 | 0 | 0+0j | 5011.2 | 2134.762 | 5011.2+2134.762j | 0 | 0 | 0+0j | 0 | 0 | 0+0j | 0 | 0 | 0 | 0 | 0 | 0 | 0 | 0 | 0 | 0 | 0 | 0 | 0 | 0 | 0 | 0 | 0 | 0 | 1 | 0 | 0 | 1 | 0 | 0 | 0 | 0 | 0 | 0 | 0 | OPEN | node_1366249_369_15347140_081 | AN | 8104001
load_220342756 |  | 0 | R | 0 | 0 | 0 | 0 | 0 | 0 | 0 | 0 | 0 | 0 | 0 | 0+0j | 0 | 0 | 0+0j | 0 | 0 | 0+0j | 0 | 0 | 0+0j | 0 | 0 | 0+0j | 0 | 0 | 0+0j | 7509.6 | 3199.076 | 7509.6+3199.076j | 0 | 0 | 0+0j | 0 | 0 | 0+0j | 0 | 0 | 0 | 0 | 0 | 0 | 0 | 0 | 0 | 0 | 0 | 0 | 0 | 0 | 0 | 0 | 0 | 0 | 1 | 0 | 0 | 1 | 0 | 0 | 0 | 0 | 0 | 0 | 0 | OPEN | node_1365864_956_15347940_888 | AN | 8104001
load_220342757 |  | 0 | C | 0 | 0 | 0 | 0 | 0 | 0 | 0 | 0 | 0 | 0 | 0 | 0+0j | 0 | 0 | 0+0j | 0 | 0 | 0+0j | 0 | 0 | 0+0j | 0 | 0 | 0+0j | 0 | 0 | 0+0j | 7106.4 | 3027.314 | 7106.4+3027.314j | 0 | 0 | 0+0j | 0 | 0 | 0+0j | 0 | 0 | 0 | 0 | 0 | 0 | 0 | 0 | 0 | 0 | 0 | 0 | 0 | 0 | 0 | 0 | 0 | 0 | 1 | 0 | 0 | 1 | 0 | 0 | 0 | 0 | 0 | 0 | 0 | OPEN | node_1365686_245_15348492_361 | AN | 8104001
load_220343075 |  | 0 | R | 0 | 0 | 0 | 0 | 0 | 0 | 0 | 0 | 0 | 0 | 0 | 0+0j | 0 | 0 | 0+0j | 0 | 0 | 0+0j | 0 | 0 | 0+0j | 0 | 0 | 0+0j | 0 | 0 | 0+0j | 44812.8 | 19090.173 | 44812.8+19090.173j | 0 | 0 | 0+0j | 0 | 0 | 0+0j | 0 | 0 | 0 | 0 | 0 | 0 | 0 | 0 | 0 | 0 | 0 | 0 | 0 | 0 | 0 | 0 | 0 | 0 | 1 | 0 | 0 | 1 | 0 | 0 | 0 | 0 | 0 | 0 | 0 | OPEN | node_1368983_239_15351521_99 | AN | 8104001
load_220343076 |  | 0 | R | 0 | 0 | 0 | 0 | 0 | 0 | 0 | 0 | 0 | 0 | 0 | 0+0j | 0 | 0 | 0+0j | 0 | 0 | 0+0j | 0 | 0 | 0+0j | 0 | 0 | 0+0j | 0 | 0 | 0+0j | 33199.2 | 14142.8 | 33199.2+14142.8j | 0 | 0 | 0+0j | 0 | 0 | 0+0j | 0 | 0 | 0 | 0 | 0 | 0 | 0 | 0 | 0 | 0 | 0 | 0 | 0 | 0 | 0 | 0 | 0 | 0 | 1 | 0 | 0 | 1 | 0 | 0 | 0 | 0 | 0 | 0 | 0 | OPEN | node_1367305_341_15351055_098 | AN | 8104001
load_220343077 |  | 0 | C | 0 | 0 | 0 | 0 | 0 | 0 | 0 | 0 | 0 | 0 | 0 | 0+0j | 0 | 0 | 0+0j | 0 | 0 | 0+0j | 0 | 0 | 0+0j | 0 | 0 | 0+0j | 0 | 0 | 0+0j | 17000 | 7241.97 | 17000+7241.97j | 0 | 0 | 0+0j | 0 | 0 | 0+0j | 0 | 0 | 0 | 0 | 0 | 0 | 0 | 0 | 0 | 0 | 0 | 0 | 0 | 0 | 0 | 0 | 0 | 0 | 1 | 0 | 0 | 1 | 0 | 0 | 0 | 0 | 0 | 0 | 0 | OPEN | node_1366581_032_15350032_133 | AN | 8104001
load_220343078 |  | 0 | C | 0 | 0 | 0 | 0 | 0 | 0 | 0 | 0 | 0 | 0 | 0 | 0+0j | 0 | 0 | 0+0j | 0 | 0 | 0+0j | 0 | 0 | 0+0j | 0 | 0 | 0+0j | 0 | 0 | 0+0j | 921.6 | 392.6 | 921.6+392.6j | 0 | 0 | 0+0j | 0 | 0 | 0+0j | 0 | 0 | 0 | 0 | 0 | 0 | 0 | 0 | 0 | 0 | 0 | 0 | 0 | 0 | 0 | 0 | 0 | 0 | 1 | 0 | 0 | 1 | 0 | 0 | 0 | 0 | 0 | 0 | 0 | OPEN | node_1366795_927_15350048_184 | AN | 8104001
load_220343079 |  | 0 | R | 0 | 0 | 0 | 0 | 0 | 0 | 0 | 0 | 0 | 0 | 0 | 0+0j | 0 | 0 | 0+0j | 0 | 0 | 0+0j | 0 | 0 | 0+0j | 0 | 0 | 0+0j | 0 | 0 | 0+0j | 23155.2 | 9864.074 | 23155.2+9864.074j | 0 | 0 | 0+0j | 0 | 0 | 0+0j | 0 | 0 | 0 | 0 | 0 | 0 | 0 | 0 | 0 | 0 | 0 | 0 | 0 | 0 | 0 | 0 | 0 | 0 | 1 | 0 | 0 | 1 | 0 | 0 | 0 | 0 | 0 | 0 | 0 | OPEN | node_1366813_625_15349987_827 | AN | 8104001
load_220343080 |  | 0 | C | 0 | 0 | 0 | 0 | 0 | 0 | 0 | 0 | 0 | 0 | 0 | 0+0j | 0 | 0 | 0+0j | 0 | 0 | 0+0j | 0 | 0 | 0+0j | 0 | 0 | 0+0j | 0 | 0 | 0+0j | 4701.6 | 2002.873 | 4701.6+2002.873j | 0 | 0 | 0+0j | 0 | 0 | 0+0j | 0 | 0 | 0 | 0 | 0 | 0 | 0 | 0 | 0 | 0 | 0 | 0 | 0 | 0 | 0 | 0 | 0 | 0 | 1 | 0 | 0 | 1 | 0 | 0 | 0 | 0 | 0 | 0 | 0 | OPEN | node_1366810_417_15349656_258 | AN | 8104001
load_220343081 |  | 0 | C | 0 | 0 | 0 | 0 | 0 | 0 | 0 | 0 | 0 | 0 | 0 | 0+0j | 0 | 0 | 0+0j | 0 | 0 | 0+0j | 0 | 0 | 0+0j | 0 | 0 | 0+0j | 0 | 0 | 0+0j | 9000 | 3833.984 | 9000+3833.984j | 0 | 0 | 0+0j | 0 | 0 | 0+0j | 0 | 0 | 0 | 0 | 0 | 0 | 0 | 0 | 0 | 0 | 0 | 0 | 0 | 0 | 0 | 0 | 0 | 0 | 1 | 0 | 0 | 1 | 0 | 0 | 0 | 0 | 0 | 0 | 0 | OPEN | node_1366749_356_15350237_215 | AN | 8104001
load_220343082 |  | 0 | C | 0 | 0 | 0 | 0 | 0 | 0 | 0 | 0 | 0 | 0 | 0 | 0+0j | 0 | 0 | 0+0j | 0 | 0 | 0+0j | 0 | 0 | 0+0j | 0 | 0 | 0+0j | 0 | 0 | 0+0j | 13000 | 5537.977 | 13000+5537.977j | 0 | 0 | 0+0j | 0 | 0 | 0+0j | 0 | 0 | 0 | 0 | 0 | 0 | 0 | 0 | 0 | 0 | 0 | 0 | 0 | 0 | 0 | 0 | 0 | 0 | 1 | 0 | 0 | 1 | 0 | 0 | 0 | 0 | 0 | 0 | 0 | OPEN | node_1366965_819_15350477_069 | AN | 8104001
load_220343085 |  | 0 | C | 0 | 0 | 0 | 0 | 0 | 0 | 0 | 0 | 0 | 0 | 0 | 0+0j | 0 | 0 | 0+0j | 0 | 0 | 0+0j | 0 | 0 | 0+0j | 0 | 0 | 0+0j | 0 | 0 | 0+0j | 14.4 | 6.134 | 14.4+6.134j | 0 | 0 | 0+0j | 0 | 0 | 0+0j | 0 | 0 | 0 | 0 | 0 | 0 | 0 | 0 | 0 | 0 | 0 | 0 | 0 | 0 | 0 | 0 | 0 | 0 | 1 | 0 | 0 | 1 | 0 | 0 | 0 | 0 | 0 | 0 | 0 | OPEN | node_1367091_353_15350067_85 | AN | 8104001
load_220343087 |  | 0 | R | 0 | 0 | 0 | 0 | 0 | 0 | 0 | 0 | 0 | 0 | 0 | 0+0j | 0 | 0 | 0+0j | 0 | 0 | 0+0j | 0 | 0 | 0+0j | 0 | 0 | 0+0j | 0 | 0 | 0+0j | 20052 | 8542.116 | 20052+8542.116j | 0 | 0 | 0+0j | 0 | 0 | 0+0j | 0 | 0 | 0 | 0 | 0 | 0 | 0 | 0 | 0 | 0 | 0 | 0 | 0 | 0 | 0 | 0 | 0 | 0 | 1 | 0 | 0 | 1 | 0 | 0 | 0 | 0 | 0 | 0 | 0 | OPEN | node_1366968_249_15350127_101 | AN | 8104001
load_220343088 |  | 0 | R | 0 | 0 | 0 | 0 | 0 | 0 | 0 | 0 | 0 | 0 | 0 | 0+0j | 0 | 0 | 0+0j | 0 | 0 | 0+0j | 0 | 0 | 0+0j | 0 | 0 | 0+0j | 0 | 0 | 0+0j | 0 | 0 | 0+0j | 0 | 0 | 0+0j | 0 | 0 | 0+0j | 0 | 0 | 0 | 0 | 0 | 0 | 0 | 0 | 0 | 0 | 0 | 0 | 0 | 0 | 0 | 0 | 0 | 0 | 1 | 0 | 0 | 1 | 0 | 0 | 0 | 0 | 0 | 0 | 0 | OPEN | node_1367220_935_15350061_393 | AN | 8104001
load_220343089 |  | 0 | R | 0 | 0 | 0 | 0 | 0 | 0 | 0 | 0 | 0 | 0 | 0 | 0+0j | 0 | 0 | 0+0j | 0 | 0 | 0+0j | 0 | 0 | 0+0j | 0 | 0 | 0+0j | 0 | 0 | 0+0j | 7322.4 | 3119.329 | 7322.4+3119.329j | 0 | 0 | 0+0j | 0 | 0 | 0+0j | 0 | 0 | 0 | 0 | 0 | 0 | 0 | 0 | 0 | 0 | 0 | 0 | 0 | 0 | 0 | 0 | 0 | 0 | 1 | 0 | 0 | 1 | 0 | 0 | 0 | 0 | 0 | 0 | 0 | OPEN | node_1369956_412_15350676_055 | AN | 8104001
load_220343090 |  | 0 | R | 0 | 0 | 0 | 0 | 0 | 0 | 0 | 0 | 0 | 0 | 0 | 0+0j | 0 | 0 | 0+0j | 0 | 0 | 0+0j | 0 | 0 | 0+0j | 0 | 0 | 0+0j | 0 | 0 | 0+0j | 5191.2 | 2211.442 | 5191.2+2211.442j | 0 | 0 | 0+0j | 0 | 0 | 0+0j | 0 | 0 | 0 | 0 | 0 | 0 | 0 | 0 | 0 | 0 | 0 | 0 | 0 | 0 | 0 | 0 | 0 | 0 | 1 | 0 | 0 | 1 | 0 | 0 | 0 | 0 | 0 | 0 | 0 | OPEN | node_1370349_216_15350797_819 | AN | 8104001
load_220343091 |  | 0 | U | 0 | 0 | 0 | 0 | 0 | 0 | 0 | 0 | 0 | 0 | 0 | 0+0j | 0 | 0 | 0+0j | 0 | 0 | 0+0j | 0 | 0 | 0+0j | 0 | 0 | 0+0j | 0 | 0 | 0+0j | 0 | 0 | 0+0j | 0 | 0 | 0+0j | 0 | 0 | 0+0j | 0 | 0 | 0 | 0 | 0 | 0 | 0 | 0 | 0 | 0 | 0 | 0 | 0 | 0 | 0 | 0 | 0 | 0 | 1 | 0 | 0 | 1 | 0 | 0 | 0 | 0 | 0 | 0 | 0 | OPEN | node_1370837_26_15350884_702 | AN | 8104001
load_220343092 |  | 0 | R | 0 | 0 | 0 | 0 | 0 | 0 | 0 | 0 | 0 | 0 | 0 | 0+0j | 0 | 0 | 0+0j | 0 | 0 | 0+0j | 0 | 0 | 0+0j | 0 | 0 | 0+0j | 0 | 0 | 0+0j | 2563.2 | 1091.919 | 2563.2+1091.919j | 0 | 0 | 0+0j | 0 | 0 | 0+0j | 0 | 0 | 0 | 0 | 0 | 0 | 0 | 0 | 0 | 0 | 0 | 0 | 0 | 0 | 0 | 0 | 0 | 0 | 1 | 0 | 0 | 1 | 0 | 0 | 0 | 0 | 0 | 0 | 0 | OPEN | node_1371073_245_15350543_107 | AN | 8104001
load_220343093 |  | 0 | R | 0 | 0 | 0 | 0 | 0 | 0 | 0 | 0 | 0 | 0 | 0 | 0+0j | 0 | 0 | 0+0j | 0 | 0 | 0+0j | 0 | 0 | 0+0j | 0 | 0 | 0+0j | 0 | 0 | 0+0j | 7221.6 | 3076.389 | 7221.6+3076.389j | 0 | 0 | 0+0j | 0 | 0 | 0+0j | 0 | 0 | 0 | 0 | 0 | 0 | 0 | 0 | 0 | 0 | 0 | 0 | 0 | 0 | 0 | 0 | 0 | 0 | 1 | 0 | 0 | 1 | 0 | 0 | 0 | 0 | 0 | 0 | 0 | OPEN | node_1371212_507_15350750_528 | AN | 8104001
load_220343094 |  | 0 | R | 0 | 0 | 0 | 0 | 0 | 0 | 0 | 0 | 0 | 0 | 0 | 0+0j | 0 | 0 | 0+0j | 0 | 0 | 0+0j | 0 | 0 | 0+0j | 0 | 0 | 0+0j | 0 | 0 | 0+0j | 10238.4 | 4361.54 | 10238.4+4361.54j | 0 | 0 | 0+0j | 0 | 0 | 0+0j | 0 | 0 | 0 | 0 | 0 | 0 | 0 | 0 | 0 | 0 | 0 | 0 | 0 | 0 | 0 | 0 | 0 | 0 | 1 | 0 | 0 | 1 | 0 | 0 | 0 | 0 | 0 | 0 | 0 | OPEN | node_1371472_934_15351397_54 | AN | 8104001
load_220343095 |  | 0 | R | 0 | 0 | 0 | 0 | 0 | 0 | 0 | 0 | 0 | 0 | 0 | 0+0j | 0 | 0 | 0+0j | 0 | 0 | 0+0j | 0 | 0 | 0+0j | 0 | 0 | 0+0j | 0 | 0 | 0+0j | 0 | 0 | 0+0j | 0 | 0 | 0+0j | 0 | 0 | 0+0j | 0 | 0 | 0 | 0 | 0 | 0 | 0 | 0 | 0 | 0 | 0 | 0 | 0 | 0 | 0 | 0 | 0 | 0 | 1 | 0 | 0 | 1 | 0 | 0 | 0 | 0 | 0 | 0 | 0 | OPEN | node_1371241_789_15351175_95 | AN | 8104001
load_220343096 |  | 0 | R | 0 | 0 | 0 | 0 | 0 | 0 | 0 | 0 | 0 | 0 | 0 | 0+0j | 0 | 0 | 0+0j | 0 | 0 | 0+0j | 0 | 0 | 0+0j | 0 | 0 | 0+0j | 0 | 0 | 0+0j | 8186.4 | 3487.392 | 8186.4+3487.392j | 0 | 0 | 0+0j | 0 | 0 | 0+0j | 0 | 0 | 0 | 0 | 0 | 0 | 0 | 0 | 0 | 0 | 0 | 0 | 0 | 0 | 0 | 0 | 0 | 0 | 1 | 0 | 0 | 1 | 0 | 0 | 0 | 0 | 0 | 0 | 0 | OPEN | node_1370993_96_15351334_969 | AN | 8104001
load_220343097 |  | 0 | R | 0 | 0 | 0 | 0 | 0 | 0 | 0 | 0 | 0 | 0 | 0 | 0+0j | 0 | 0 | 0+0j | 0 | 0 | 0+0j | 0 | 0 | 0+0j | 0 | 0 | 0+0j | 0 | 0 | 0+0j | 11894.4 | 5066.993 | 11894.4+5066.993j | 0 | 0 | 0+0j | 0 | 0 | 0+0j | 0 | 0 | 0 | 0 | 0 | 0 | 0 | 0 | 0 | 0 | 0 | 0 | 0 | 0 | 0 | 0 | 0 | 0 | 1 | 0 | 0 | 1 | 0 | 0 | 0 | 0 | 0 | 0 | 0 | OPEN | node_1370725_382_15351338_828 | AN | 8104001
load_220343099 |  | 0 | R | 0 | 0 | 0 | 0 | 0 | 0 | 0 | 0 | 0 | 0 | 0 | 0+0j | 0 | 0 | 0+0j | 0 | 0 | 0+0j | 0 | 0 | 0+0j | 0 | 0 | 0+0j | 0 | 0 | 0+0j | 8222.4 | 3502.728 | 8222.4+3502.728j | 0 | 0 | 0+0j | 0 | 0 | 0+0j | 0 | 0 | 0 | 0 | 0 | 0 | 0 | 0 | 0 | 0 | 0 | 0 | 0 | 0 | 0 | 0 | 0 | 0 | 1 | 0 | 0 | 1 | 0 | 0 | 0 | 0 | 0 | 0 | 0 | OPEN | node_1372130_779_15350660_209 | AN | 8104001
load_220343100 |  | 0 | R | 0 | 0 | 0 | 0 | 0 | 0 | 0 | 0 | 0 | 0 | 0 | 0+0j | 0 | 0 | 0+0j | 0 | 0 | 0+0j | 0 | 0 | 0+0j | 0 | 0 | 0+0j | 0 | 0 | 0+0j | 12376.8 | 5272.495 | 12376.8+5272.495j | 0 | 0 | 0+0j | 0 | 0 | 0+0j | 0 | 0 | 0 | 0 | 0 | 0 | 0 | 0 | 0 | 0 | 0 | 0 | 0 | 0 | 0 | 0 | 0 | 0 | 1 | 0 | 0 | 1 | 0 | 0 | 0 | 0 | 0 | 0 | 0 | OPEN | node_1372383_179_15350773_079 | AN | 8104001
load_220343102 |  | 0 | R | 0 | 0 | 0 | 0 | 0 | 0 | 0 | 0 | 0 | 0 | 0 | 0+0j | 0 | 0 | 0+0j | 0 | 0 | 0+0j | 0 | 0 | 0+0j | 0 | 0 | 0+0j | 0 | 0 | 0+0j | 12736.8 | 5425.854 | 12736.8+5425.854j | 0 | 0 | 0+0j | 0 | 0 | 0+0j | 0 | 0 | 0 | 0 | 0 | 0 | 0 | 0 | 0 | 0 | 0 | 0 | 0 | 0 | 0 | 0 | 0 | 0 | 1 | 0 | 0 | 1 | 0 | 0 | 0 | 0 | 0 | 0 | 0 | OPEN | node_1372641_794_15351458_243 | AN | 8104001
load_220343103 |  | 0 | R | 0 | 0 | 0 | 0 | 0 | 0 | 0 | 0 | 0 | 0 | 0 | 0+0j | 0 | 0 | 0+0j | 0 | 0 | 0+0j | 0 | 0 | 0+0j | 0 | 0 | 0+0j | 0 | 0 | 0+0j | 14608.8 | 6223.323 | 14608.8+6223.323j | 0 | 0 | 0+0j | 0 | 0 | 0+0j | 0 | 0 | 0 | 0 | 0 | 0 | 0 | 0 | 0 | 0 | 0 | 0 | 0 | 0 | 0 | 0 | 0 | 0 | 1 | 0 | 0 | 1 | 0 | 0 | 0 | 0 | 0 | 0 | 0 | OPEN | node_1372928_236_15350845_607 | AN | 8104001
load_220343104 |  | 0 | R | 0 | 0 | 0 | 0 | 0 | 0 | 0 | 0 | 0 | 0 | 0 | 0+0j | 0 | 0 | 0+0j | 0 | 0 | 0+0j | 0 | 0 | 0+0j | 0 | 0 | 0+0j | 0 | 0 | 0+0j | 4744.8 | 2021.276 | 4744.8+2021.276j | 0 | 0 | 0+0j | 0 | 0 | 0+0j | 0 | 0 | 0 | 0 | 0 | 0 | 0 | 0 | 0 | 0 | 0 | 0 | 0 | 0 | 0 | 0 | 0 | 0 | 1 | 0 | 0 | 1 | 0 | 0 | 0 | 0 | 0 | 0 | 0 | OPEN | node_1373227_963_15350922_275 | AN | 8104001
load_220343105 |  | 0 | C | 0 | 0 | 0 | 0 | 0 | 0 | 0 | 0 | 0 | 0 | 0 | 0+0j | 0 | 0 | 0+0j | 0 | 0 | 0+0j | 0 | 0 | 0+0j | 0 | 0 | 0+0j | 0 | 0 | 0+0j | 1051.2 | 447.809 | 1051.2+447.809j | 0 | 0 | 0+0j | 0 | 0 | 0+0j | 0 | 0 | 0 | 0 | 0 | 0 | 0 | 0 | 0 | 0 | 0 | 0 | 0 | 0 | 0 | 0 | 0 | 0 | 1 | 0 | 0 | 1 | 0 | 0 | 0 | 0 | 0 | 0 | 0 | OPEN | node_1373420_618_15350957_204 | AN | 8104001
load_220343106 |  | 0 | R | 0 | 0 | 0 | 0 | 0 | 0 | 0 | 0 | 0 | 0 | 0 | 0+0j | 0 | 0 | 0+0j | 0 | 0 | 0+0j | 0 | 0 | 0+0j | 0 | 0 | 0+0j | 0 | 0 | 0+0j | 31456.8 | 13400.541 | 31456.8+13400.541j | 0 | 0 | 0+0j | 0 | 0 | 0+0j | 0 | 0 | 0 | 0 | 0 | 0 | 0 | 0 | 0 | 0 | 0 | 0 | 0 | 0 | 0 | 0 | 0 | 0 | 1 | 0 | 0 | 1 | 0 | 0 | 0 | 0 | 0 | 0 | 0 | OPEN | node_1367472_335_15350068_819 | AN | 8104001
load_220343107 |  | 0 | R | 0 | 0 | 0 | 0 | 0 | 0 | 0 | 0 | 0 | 0 | 0 | 0+0j | 0 | 0 | 0+0j | 0 | 0 | 0+0j | 0 | 0 | 0+0j | 0 | 0 | 0+0j | 0 | 0 | 0+0j | 5623.2 | 2395.473 | 5623.2+2395.473j | 0 | 0 | 0+0j | 0 | 0 | 0+0j | 0 | 0 | 0 | 0 | 0 | 0 | 0 | 0 | 0 | 0 | 0 | 0 | 0 | 0 | 0 | 0 | 0 | 0 | 1 | 0 | 0 | 1 | 0 | 0 | 0 | 0 | 0 | 0 | 0 | OPEN | node_1373968_383_15350821_154 | AN | 8104001
load_220343108 |  | 0 | U | 0 | 0 | 0 | 0 | 0 | 0 | 0 | 0 | 0 | 0 | 0 | 0+0j | 0 | 0 | 0+0j | 0 | 0 | 0+0j | 0 | 0 | 0+0j | 0 | 0 | 0+0j | 0 | 0 | 0+0j | 0 | 0 | 0+0j | 0 | 0 | 0+0j | 0 | 0 | 0+0j | 0 | 0 | 0 | 0 | 0 | 0 | 0 | 0 | 0 | 0 | 0 | 0 | 0 | 0 | 0 | 0 | 0 | 0 | 1 | 0 | 0 | 1 | 0 | 0 | 0 | 0 | 0 | 0 | 0 | OPEN | node_1374595_176_15350522_147 | AN | 8104001
load_220343109 |  | 0 | R | 0 | 0 | 0 | 0 | 0 | 0 | 0 | 0 | 0 | 0 | 0 | 0+0j | 0 | 0 | 0+0j | 0 | 0 | 0+0j | 0 | 0 | 0+0j | 0 | 0 | 0+0j | 0 | 0 | 0+0j | 3945.6 | 1680.819 | 3945.6+1680.819j | 0 | 0 | 0+0j | 0 | 0 | 0+0j | 0 | 0 | 0 | 0 | 0 | 0 | 0 | 0 | 0 | 0 | 0 | 0 | 0 | 0 | 0 | 0 | 0 | 0 | 1 | 0 | 0 | 1 | 0 | 0 | 0 | 0 | 0 | 0 | 0 | OPEN | node_1374868_845_15350583_849 | AN | 8104001
load_220343110 |  | 0 | R | 0 | 0 | 0 | 0 | 0 | 0 | 0 | 0 | 0 | 0 | 0 | 0+0j | 0 | 0 | 0+0j | 0 | 0 | 0+0j | 0 | 0 | 0+0j | 0 | 0 | 0+0j | 0 | 0 | 0+0j | 6847.2 | 2916.895 | 6847.2+2916.895j | 0 | 0 | 0+0j | 0 | 0 | 0+0j | 0 | 0 | 0 | 0 | 0 | 0 | 0 | 0 | 0 | 0 | 0 | 0 | 0 | 0 | 0 | 0 | 0 | 0 | 1 | 0 | 0 | 1 | 0 | 0 | 0 | 0 | 0 | 0 | 0 | OPEN | node_1375352_976_15350684_343 | AN | 8104001
load_220343111 |  | 0 | R | 0 | 0 | 0 | 0 | 0 | 0 | 0 | 0 | 0 | 0 | 0 | 0+0j | 0 | 0 | 0+0j | 0 | 0 | 0+0j | 0 | 0 | 0+0j | 0 | 0 | 0+0j | 0 | 0 | 0+0j | 6688.8 | 2849.417 | 6688.8+2849.417j | 0 | 0 | 0+0j | 0 | 0 | 0+0j | 0 | 0 | 0 | 0 | 0 | 0 | 0 | 0 | 0 | 0 | 0 | 0 | 0 | 0 | 0 | 0 | 0 | 0 | 1 | 0 | 0 | 1 | 0 | 0 | 0 | 0 | 0 | 0 | 0 | OPEN | node_1367760_78_15350073_204 | AN | 8104001
load_220343112 |  | 0 | R | 0 | 0 | 0 | 0 | 0 | 0 | 0 | 0 | 0 | 0 | 0 | 0+0j | 0 | 0 | 0+0j | 0 | 0 | 0+0j | 0 | 0 | 0+0j | 0 | 0 | 0+0j | 0 | 0 | 0+0j | 3844.8 | 1637.878 | 3844.8+1637.878j | 0 | 0 | 0+0j | 0 | 0 | 0+0j | 0 | 0 | 0 | 0 | 0 | 0 | 0 | 0 | 0 | 0 | 0 | 0 | 0 | 0 | 0 | 0 | 0 | 0 | 1 | 0 | 0 | 1 | 0 | 0 | 0 | 0 | 0 | 0 | 0 | OPEN | node_1367981_709_15350079_678 | AN | 8104001
load_220343113 |  | 0 | C | 0 | 0 | 0 | 0 | 0 | 0 | 0 | 0 | 0 | 0 | 0 | 0+0j | 0 | 0 | 0+0j | 0 | 0 | 0+0j | 0 | 0 | 0+0j | 0 | 0 | 0+0j | 0 | 0 | 0+0j | 1000 | 425.998 | 1000+425.998j | 0 | 0 | 0+0j | 0 | 0 | 0+0j | 0 | 0 | 0 | 0 | 0 | 0 | 0 | 0 | 0 | 0 | 0 | 0 | 0 | 0 | 0 | 0 | 0 | 0 | 1 | 0 | 0 | 1 | 0 | 0 | 0 | 0 | 0 | 0 | 0 | OPEN | node_1368557_411_15350559_674 | AN | 8104001
load_220343115 |  | 0 | R | 0 | 0 | 0 | 0 | 0 | 0 | 0 | 0 | 0 | 0 | 0 | 0+0j | 0 | 0 | 0+0j | 0 | 0 | 0+0j | 0 | 0 | 0+0j | 0 | 0 | 0+0j | 0 | 0 | 0+0j | 9943.2 | 4235.785 | 9943.2+4235.785j | 0 | 0 | 0+0j | 0 | 0 | 0+0j | 0 | 0 | 0 | 0 | 0 | 0 | 0 | 0 | 0 | 0 | 0 | 0 | 0 | 0 | 0 | 0 | 0 | 0 | 1 | 0 | 0 | 1 | 0 | 0 | 0 | 0 | 0 | 0 | 0 | OPEN | node_1366130_023_15350040_808 | AN | 8104001
load_220343116 |  | 0 | R | 0 | 0 | 0 | 0 | 0 | 0 | 0 | 0 | 0 | 0 | 0 | 0+0j | 0 | 0 | 0+0j | 0 | 0 | 0+0j | 0 | 0 | 0+0j | 0 | 0 | 0+0j | 0 | 0 | 0+0j | 73015.2 | 31104.345 | 73015.2+31104.345j | 0 | 0 | 0+0j | 0 | 0 | 0+0j | 0 | 0 | 0 | 0 | 0 | 0 | 0 | 0 | 0 | 0 | 0 | 0 | 0 | 0 | 0 | 0 | 0 | 0 | 1 | 0 | 0 | 1 | 0 | 0 | 0 | 0 | 0 | 0 | 0 | OPEN | node_1366433_732_15350209_375 | AN | 8104001
load_220343327 |  | 0 | R | 0 | 0 | 0 | 0 | 0 | 0 | 0 | 0 | 0 | 0 | 0 | 0+0j | 0 | 0 | 0+0j | 0 | 0 | 0+0j | 0 | 0 | 0+0j | 0 | 0 | 0+0j | 0 | 0 | 0+0j | 13550.4 | 5772.446 | 13550.4+5772.446j | 0 | 0 | 0+0j | 0 | 0 | 0+0j | 0 | 0 | 0 | 0 | 0 | 0 | 0 | 0 | 0 | 0 | 0 | 0 | 0 | 0 | 0 | 0 | 0 | 0 | 1 | 0 | 0 | 1 | 0 | 0 | 0 | 0 | 0 | 0 | 0 | OPEN | node_1373412_349_15351496_579 | AN | 8104001
load_220343328 |  | 0 | C | 0 | 0 | 0 | 0 | 0 | 0 | 0 | 0 | 0 | 0 | 0 | 0+0j | 0 | 0 | 0+0j | 0 | 0 | 0+0j | 0 | 0 | 0+0j | 0 | 0 | 0+0j | 0 | 0 | 0+0j | 72 | 30.672 | 72+30.672j | 0 | 0 | 0+0j | 0 | 0 | 0+0j | 0 | 0 | 0 | 0 | 0 | 0 | 0 | 0 | 0 | 0 | 0 | 0 | 0 | 0 | 0 | 0 | 0 | 0 | 1 | 0 | 0 | 1 | 0 | 0 | 0 | 0 | 0 | 0 | 0 | OPEN | node_1375212_18_15354281_652 | AN | 8104001
load_220343329 |  | 0 | U | 0 | 0 | 0 | 0 | 0 | 0 | 0 | 0 | 0 | 0 | 0 | 0+0j | 0 | 0 | 0+0j | 0 | 0 | 0+0j | 0 | 0 | 0+0j | 0 | 0 | 0+0j | 0 | 0 | 0+0j | 0 | 0 | 0+0j | 0 | 0 | 0+0j | 0 | 0 | 0+0j | 0 | 0 | 0 | 0 | 0 | 0 | 0 | 0 | 0 | 0 | 0 | 0 | 0 | 0 | 0 | 0 | 0 | 0 | 1 | 0 | 0 | 1 | 0 | 0 | 0 | 0 | 0 | 0 | 0 | OPEN | node_1373423_531_15351786_034 | AN | 8104001
load_220343330 |  | 0 | R | 0 | 0 | 0 | 0 | 0 | 0 | 0 | 0 | 0 | 0 | 0 | 0+0j | 0 | 0 | 0+0j | 0 | 0 | 0+0j | 0 | 0 | 0+0j | 0 | 0 | 0+0j | 0 | 0 | 0+0j | 22075.2 | 9403.996 | 22075.2+9403.996j | 0 | 0 | 0+0j | 0 | 0 | 0+0j | 0 | 0 | 0 | 0 | 0 | 0 | 0 | 0 | 0 | 0 | 0 | 0 | 0 | 0 | 0 | 0 | 0 | 0 | 1 | 0 | 0 | 1 | 0 | 0 | 0 | 0 | 0 | 0 | 0 | OPEN | node_1373631_323_15351889_84 | AN | 8104001
load_220343331 |  | 0 | R | 0 | 0 | 0 | 0 | 0 | 0 | 0 | 0 | 0 | 0 | 0 | 0+0j | 0 | 0 | 0+0j | 0 | 0 | 0+0j | 0 | 0 | 0+0j | 0 | 0 | 0+0j | 0 | 0 | 0+0j | 23263.2 | 9910.082 | 23263.2+9910.082j | 0 | 0 | 0+0j | 0 | 0 | 0+0j | 0 | 0 | 0 | 0 | 0 | 0 | 0 | 0 | 0 | 0 | 0 | 0 | 0 | 0 | 0 | 0 | 0 | 0 | 1 | 0 | 0 | 1 | 0 | 0 | 0 | 0 | 0 | 0 | 0 | OPEN | node_1374470_31_15352674_742 | AN | 8104001
load_220343332 |  | 0 | R | 0 | 0 | 0 | 0 | 0 | 0 | 0 | 0 | 0 | 0 | 0 | 0+0j | 0 | 0 | 0+0j | 0 | 0 | 0+0j | 0 | 0 | 0+0j | 0 | 0 | 0+0j | 0 | 0 | 0+0j | 7077.6 | 3015.045 | 7077.6+3015.045j | 0 | 0 | 0+0j | 0 | 0 | 0+0j | 0 | 0 | 0 | 0 | 0 | 0 | 0 | 0 | 0 | 0 | 0 | 0 | 0 | 0 | 0 | 0 | 0 | 0 | 1 | 0 | 0 | 1 | 0 | 0 | 0 | 0 | 0 | 0 | 0 | OPEN | node_1374918_384_15353433_238 | AN | 8104001
load_220343333 |  | 0 | R | 0 | 0 | 0 | 0 | 0 | 0 | 0 | 0 | 0 | 0 | 0 | 0+0j | 0 | 0 | 0+0j | 0 | 0 | 0+0j | 0 | 0 | 0+0j | 0 | 0 | 0+0j | 0 | 0 | 0+0j | 2678.4 | 1140.994 | 2678.4+1140.994j | 0 | 0 | 0+0j | 0 | 0 | 0+0j | 0 | 0 | 0 | 0 | 0 | 0 | 0 | 0 | 0 | 0 | 0 | 0 | 0 | 0 | 0 | 0 | 0 | 0 | 1 | 0 | 0 | 1 | 0 | 0 | 0 | 0 | 0 | 0 | 0 | OPEN | node_1375057_508_15353626_732 | AN | 8104001
load_220343357 |  | 0 | R | 0 | 0 | 0 | 0 | 0 | 0 | 0 | 0 | 0 | 0 | 0 | 0+0j | 0 | 0 | 0+0j | 0 | 0 | 0+0j | 0 | 0 | 0+0j | 0 | 0 | 0+0j | 0 | 0 | 0+0j | 15537.6 | 6618.99 | 15537.6+6618.99j | 0 | 0 | 0+0j | 0 | 0 | 0+0j | 0 | 0 | 0 | 0 | 0 | 0 | 0 | 0 | 0 | 0 | 0 | 0 | 0 | 0 | 0 | 0 | 0 | 0 | 1 | 0 | 0 | 1 | 0 | 0 | 0 | 0 | 0 | 0 | 0 | OPEN | node_1366098_776_15350324_899 | AN | 8104001
load_220343404 |  | 0 | C | 0 | 0 | 0 | 0 | 0 | 0 | 0 | 0 | 0 | 0 | 0 | 0+0j | 0 | 0 | 0+0j | 0 | 0 | 0+0j | 0 | 0 | 0+0j | 0 | 0 | 0+0j | 0 | 0 | 0+0j | 662.4 | 282.181 | 662.4+282.181j | 0 | 0 | 0+0j | 0 | 0 | 0+0j | 0 | 0 | 0 | 0 | 0 | 0 | 0 | 0 | 0 | 0 | 0 | 0 | 0 | 0 | 0 | 0 | 0 | 0 | 1 | 0 | 0 | 1 | 0 | 0 | 0 | 0 | 0 | 0 | 0 | OPEN | node_1366321_486_15350592_544 | AN | 8104001
load_220343405 |  | 0 | R | 0 | 0 | 0 | 0 | 0 | 0 | 0 | 0 | 0 | 0 | 0 | 0+0j | 0 | 0 | 0+0j | 0 | 0 | 0+0j | 0 | 0 | 0+0j | 0 | 0 | 0+0j | 0 | 0 | 0+0j | 6616.8 | 2818.745 | 6616.8+2818.745j | 0 | 0 | 0+0j | 0 | 0 | 0+0j | 0 | 0 | 0 | 0 | 0 | 0 | 0 | 0 | 0 | 0 | 0 | 0 | 0 | 0 | 0 | 0 | 0 | 0 | 1 | 0 | 0 | 1 | 0 | 0 | 0 | 0 | 0 | 0 | 0 | OPEN | node_1366145_204_15350665_506 | AN | 8104001
load_220343446 |  | 0 | R | 0 | 0 | 0 | 0 | 0 | 0 | 0 | 0 | 0 | 0 | 0 | 0+0j | 0 | 0 | 0+0j | 0 | 0 | 0+0j | 0 | 0 | 0+0j | 0 | 0 | 0+0j | 0 | 0 | 0+0j | 35877.6 | 15283.794 | 35877.6+15283.794j | 0 | 0 | 0+0j | 0 | 0 | 0+0j | 0 | 0 | 0 | 0 | 0 | 0 | 0 | 0 | 0 | 0 | 0 | 0 | 0 | 0 | 0 | 0 | 0 | 0 | 1 | 0 | 0 | 1 | 0 | 0 | 0 | 0 | 0 | 0 | 0 | OPEN | node_1366007_526_15348837_177 | AN | 8104001
load_220343447 |  | 0 | C | 0 | 0 | 0 | 0 | 0 | 0 | 0 | 0 | 0 | 0 | 0 | 0+0j | 0 | 0 | 0+0j | 0 | 0 | 0+0j | 0 | 0 | 0+0j | 0 | 0 | 0+0j | 0 | 0 | 0+0j | 10720.8 | 4567.042 | 10720.8+4567.042j | 0 | 0 | 0+0j | 0 | 0 | 0+0j | 0 | 0 | 0 | 0 | 0 | 0 | 0 | 0 | 0 | 0 | 0 | 0 | 0 | 0 | 0 | 0 | 0 | 0 | 1 | 0 | 0 | 1 | 0 | 0 | 0 | 0 | 0 | 0 | 0 | OPEN | node_1366153_642_15349512_407 | AN | 8104001
load_220432119 |  | 0 | R | 0 | 0 | 0 | 0 | 0 | 0 | 0 | 0 | 0 | 0 | 0 | 0+0j | 0 | 0 | 0+0j | 0 | 0 | 0+0j | 0 | 0 | 0+0j | 0 | 0 | 0+0j | 0 | 0 | 0+0j | 8496 | 3619.281 | 8496+3619.281j | 0 | 0 | 0+0j | 0 | 0 | 0+0j | 0 | 0 | 0 | 0 | 0 | 0 | 0 | 0 | 0 | 0 | 0 | 0 | 0 | 0 | 0 | 0 | 0 | 0 | 1 | 0 | 0 | 1 | 0 | 0 | 0 | 0 | 0 | 0 | 0 | OPEN | node_1368875_855_15349760_328 | AN | 8104001
load_220432194 |  | 0 | R | 0 | 0 | 0 | 0 | 0 | 0 | 0 | 0 | 0 | 0 | 0 | 0+0j | 0 | 0 | 0+0j | 0 | 0 | 0+0j | 0 | 0 | 0+0j | 0 | 0 | 0+0j | 0 | 0 | 0+0j | 3348 | 1426.242 | 3348+1426.242j | 0 | 0 | 0+0j | 0 | 0 | 0+0j | 0 | 0 | 0 | 0 | 0 | 0 | 0 | 0 | 0 | 0 | 0 | 0 | 0 | 0 | 0 | 0 | 0 | 0 | 1 | 0 | 0 | 1 | 0 | 0 | 0 | 0 | 0 | 0 | 0 | OPEN | node_1371277_168_15351202_846 | AN | 8104001
load_220435680 |  | 0 | R | 0 | 0 | 0 | 0 | 0 | 0 | 0 | 0 | 0 | 0 | 0 | 0+0j | 0 | 0 | 0+0j | 0 | 0 | 0+0j | 0 | 0 | 0+0j | 0 | 0 | 0+0j | 0 | 0 | 0+0j | 20808 | 8864.171 | 20808+8864.171j | 0 | 0 | 0+0j | 0 | 0 | 0+0j | 0 | 0 | 0 | 0 | 0 | 0 | 0 | 0 | 0 | 0 | 0 | 0 | 0 | 0 | 0 | 0 | 0 | 0 | 1 | 0 | 0 | 1 | 0 | 0 | 0 | 0 | 0 | 0 | 0 | OPEN | node_1371932_864_15350635_303 | AN | 8104001
load_220525232 |  | 0 | R | 0 | 0 | 0 | 0 | 0 | 0 | 0 | 0 | 0 | 0 | 0 | 0+0j | 0 | 0 | 0+0j | 0 | 0 | 0+0j | 0 | 0 | 0+0j | 0 | 0 | 0+0j | 0 | 0 | 0+0j | 3808.8 | 1622.542 | 3808.8+1622.542j | 0 | 0 | 0+0j | 0 | 0 | 0+0j | 0 | 0 | 0 | 0 | 0 | 0 | 0 | 0 | 0 | 0 | 0 | 0 | 0 | 0 | 0 | 0 | 0 | 0 | 1 | 0 | 0 | 1 | 0 | 0 | 0 | 0 | 0 | 0 | 0 | OPEN | node_1368271_253_15350096_963 | AN | 8104001
load_220529827 |  | 0 | R | 0 | 0 | 0 | 0 | 0 | 0 | 0 | 0 | 0 | 0 | 0 | 0+0j | 0 | 0 | 0+0j | 0 | 0 | 0+0j | 0 | 0 | 0+0j | 0 | 0 | 0+0j | 0 | 0 | 0+0j | 19353.6 | 8244.599 | 19353.6+8244.599j | 0 | 0 | 0+0j | 0 | 0 | 0+0j | 0 | 0 | 0 | 0 | 0 | 0 | 0 | 0 | 0 | 0 | 0 | 0 | 0 | 0 | 0 | 0 | 0 | 0 | 1 | 0 | 0 | 1 | 0 | 0 | 0 | 0 | 0 | 0 | 0 | OPEN | node_1374449_765_15355413_639 | AN | 8104001
load_220532278 |  | 0 | R | 0 | 0 | 0 | 0 | 0 | 0 | 0 | 0 | 0 | 0 | 0 | 0+0j | 0 | 0 | 0+0j | 0 | 0 | 0+0j | 0 | 0 | 0+0j | 0 | 0 | 0+0j | 0 | 0 | 0+0j | 11224.8 | 4781.745 | 11224.8+4781.745j | 0 | 0 | 0+0j | 0 | 0 | 0+0j | 0 | 0 | 0 | 0 | 0 | 0 | 0 | 0 | 0 | 0 | 0 | 0 | 0 | 0 | 0 | 0 | 0 | 0 | 1 | 0 | 0 | 1 | 0 | 0 | 0 | 0 | 0 | 0 | 0 | OPEN | node_1362643_774_15347718_299 | AN | 8104001
load_220538260 |  | 0 | R | 0 | 0 | 0 | 0 | 0 | 0 | 0 | 0 | 0 | 0 | 0 | 0+0j | 0 | 0 | 0+0j | 0 | 0 | 0+0j | 0 | 0 | 0+0j | 0 | 0 | 0+0j | 0 | 0 | 0+0j | 6192 | 2637.781 | 6192+2637.781j | 0 | 0 | 0+0j | 0 | 0 | 0+0j | 0 | 0 | 0 | 0 | 0 | 0 | 0 | 0 | 0 | 0 | 0 | 0 | 0 | 0 | 0 | 0 | 0 | 0 | 1 | 0 | 0 | 1 | 0 | 0 | 0 | 0 | 0 | 0 | 0 | OPEN | node_1382354_534_15354474_391 | AN | 8104001
load_220546040 |  | 0 | U | 0 | 0 | 0 | 0 | 0 | 0 | 0 | 0 | 0 | 0 | 0 | 0+0j | 0 | 0 | 0+0j | 0 | 0 | 0+0j | 0 | 0 | 0+0j | 0 | 0 | 0+0j | 0 | 0 | 0+0j | 0 | 0 | 0+0j | 0 | 0 | 0+0j | 0 | 0 | 0+0j | 0 | 0 | 0 | 0 | 0 | 0 | 0 | 0 | 0 | 0 | 0 | 0 | 0 | 0 | 0 | 0 | 0 | 0 | 1 | 0 | 0 | 1 | 0 | 0 | 0 | 0 | 0 | 0 | 0 | OPEN | node_1365735_831_15348238_371 | AN | 8104001
load_220623354 |  | 0 | R | 0 | 0 | 0 | 0 | 0 | 0 | 0 | 0 | 0 | 0 | 0 | 0+0j | 0 | 0 | 0+0j | 0 | 0 | 0+0j | 0 | 0 | 0+0j | 0 | 0 | 0+0j | 0 | 0 | 0+0j | 63057.6 | 26862.425 | 63057.6+26862.425j | 0 | 0 | 0+0j | 0 | 0 | 0+0j | 0 | 0 | 0 | 0 | 0 | 0 | 0 | 0 | 0 | 0 | 0 | 0 | 0 | 0 | 0 | 0 | 0 | 0 | 1 | 0 | 0 | 1 | 0 | 0 | 0 | 0 | 0 | 0 | 0 | OPEN | node_1369448_366_15351177_562 | AN | 8104001
load_220623355 |  | 0 | C | 0 | 0 | 0 | 0 | 0 | 0 | 0 | 0 | 0 | 0 | 0 | 0+0j | 0 | 0 | 0+0j | 0 | 0 | 0+0j | 0 | 0 | 0+0j | 0 | 0 | 0+0j | 0 | 0 | 0+0j | 3000 | 1277.995 | 3000+1277.995j | 0 | 0 | 0+0j | 0 | 0 | 0+0j | 0 | 0 | 0 | 0 | 0 | 0 | 0 | 0 | 0 | 0 | 0 | 0 | 0 | 0 | 0 | 0 | 0 | 0 | 1 | 0 | 0 | 1 | 0 | 0 | 0 | 0 | 0 | 0 | 0 | OPEN | node_1369073_475_15351160_247 | AN | 8104001
load_220623383 |  | 0 | C | 0 | 0 | 0 | 0 | 0 | 0 | 0 | 0 | 0 | 0 | 0 | 0+0j | 0 | 0 | 0+0j | 0 | 0 | 0+0j | 0 | 0 | 0+0j | 0 | 0 | 0+0j | 0 | 0 | 0+0j | 12988.8 | 5533.206 | 12988.8+5533.206j | 0 | 0 | 0+0j | 0 | 0 | 0+0j | 0 | 0 | 0 | 0 | 0 | 0 | 0 | 0 | 0 | 0 | 0 | 0 | 0 | 0 | 0 | 0 | 0 | 0 | 1 | 0 | 0 | 1 | 0 | 0 | 0 | 0 | 0 | 0 | 0 | OPEN | node_1369702_198_15351218_414 | AN | 8104001
load_220648101 |  | 0 | R | 0 | 0 | 0 | 0 | 0 | 0 | 0 | 0 | 0 | 0 | 0 | 0+0j | 0 | 0 | 0+0j | 0 | 0 | 0+0j | 0 | 0 | 0+0j | 0 | 0 | 0+0j | 0 | 0 | 0+0j | 3758.4 | 1601.072 | 3758.4+1601.072j | 0 | 0 | 0+0j | 0 | 0 | 0+0j | 0 | 0 | 0 | 0 | 0 | 0 | 0 | 0 | 0 | 0 | 0 | 0 | 0 | 0 | 0 | 0 | 0 | 0 | 1 | 0 | 0 | 1 | 0 | 0 | 0 | 0 | 0 | 0 | 0 | OPEN | node_1370511_391_15350945_372 | AN | 8104001
load_220648500 |  | 0 | R | 0 | 0 | 0 | 0 | 0 | 0 | 0 | 0 | 0 | 0 | 0 | 0+0j | 0 | 0 | 0+0j | 0 | 0 | 0+0j | 0 | 0 | 0+0j | 0 | 0 | 0+0j | 0 | 0 | 0+0j | 19324.8 | 8232.33 | 19324.8+8232.33j | 0 | 0 | 0+0j | 0 | 0 | 0+0j | 0 | 0 | 0 | 0 | 0 | 0 | 0 | 0 | 0 | 0 | 0 | 0 | 0 | 0 | 0 | 0 | 0 | 0 | 1 | 0 | 0 | 1 | 0 | 0 | 0 | 0 | 0 | 0 | 0 | OPEN | node_1365899_77_15350605_845 | AN | 8104001
load_220658641 |  | 0 | R | 0 | 0 | 0 | 0 | 0 | 0 | 0 | 0 | 0 | 0 | 0 | 0+0j | 0 | 0 | 0+0j | 0 | 0 | 0+0j | 0 | 0 | 0+0j | 0 | 0 | 0+0j | 0 | 0 | 0+0j | 5428.8 | 2312.659 | 5428.8+2312.659j | 0 | 0 | 0+0j | 0 | 0 | 0+0j | 0 | 0 | 0 | 0 | 0 | 0 | 0 | 0 | 0 | 0 | 0 | 0 | 0 | 0 | 0 | 0 | 0 | 0 | 1 | 0 | 0 | 1 | 0 | 0 | 0 | 0 | 0 | 0 | 0 | OPEN | node_1365608_598_15350597_209 | AN | 8104001
load_312091751 |  | 0 | C | 0 | 0 | 0 | 0 | 0 | 0 | 0 | 0 | 0 | 0 | 0 | 0+0j | 0 | 0 | 0+0j | 0 | 0 | 0+0j | 0 | 0 | 0+0j | 0 | 0 | 0+0j | 0 | 0 | 0+0j | 1677.6 | 714.655 | 1677.6+714.655j | 0 | 0 | 0+0j | 0 | 0 | 0+0j | 0 | 0 | 0 | 0 | 0 | 0 | 0 | 0 | 0 | 0 | 0 | 0 | 0 | 0 | 0 | 0 | 0 | 0 | 1 | 0 | 0 | 1 | 0 | 0 | 0 | 0 | 0 | 0 | 0 | OPEN | node_1362680_36_15347953_827 | AN | 8104001

## OverheadLineConductor
Name | Diameter | GeometricMeanRadius | RatingSummerContinuous | RatingSummerEmergency | RatingWinterContinuous | RatingWinterEmergency | Feeder | Comments
oh_cond_1/0_AAAC | 0.398 | 0.012 | 235 | 235 | 310 | 310 | 8104001
oh_cond_1/0_ACSR | 0.398 | 0.012 | 265 | 265 | 330 | 330 | 8104001
oh_cond_1_ACSR | 0.328 | 0.01 | 225 | 225 | 285 | 285 | 8104001
oh_cond_2/0_CU | 0.414 | 0.013 | 295 | 295 | 425 | 425 | 8104001
oh_cond_2_ACSR | 0.325 | 0.01 | 195 | 195 | 245 | 245 | 8104001
oh_cond_3_#7_CWD_30% | 0.311 | 0.005 | 125 | 125 | 195 | 195 | 8104001
oh_cond_4_CU | 0.232 | 0.007 | 140 | 140 | 200 | 200 | 8104001
oh_cond_WP-4/0-CU | 0.81 | 0.015 | 340 | 340 | 390 | 390 | 8104001

## OverheadLineConfiguration
Name | ConductorA | ConductorB | ConductorC | ConductorN | LineSpacing | Capacitance11 | Capacitance12 | Capacitance13 | Capacitance21 | Capacitance22 | Capacitance23 | Capacitance31 | Capacitance32 | Capacitance33 | Impedance11 | Impedance12 | Impedance13 | Impedance21 | Impedance22 | Impedance23 | Impedance31 | Impedance32 | Impedance33 | Feeder | Comments
bal_1P_1/0AA | oh_cond_1/0_AAAC | oh_cond_1/0_AAAC | oh_cond_1/0_AAAC |  |  | 12.796 | -3.172 | -3.172 | -3.172 | 12.796 | -3.172 | -3.172 | -3.172 | 12.796 | 0.972+1.499j | 0.095+0.781j | 0.095+0.781j | 0.095+0.781j | 0.972+1.499j | 0.095+0.781j | 0.095+0.781j | 0.095+0.781j | 0.972+1.499j | 8104001
bal_1P_1/0AC | oh_cond_1/0_ACSR | oh_cond_1/0_ACSR | oh_cond_1/0_ACSR |  |  | 12.796 | -3.172 | -3.172 | -3.172 | 12.796 | -3.172 | -3.172 | -3.172 | 12.796 | 0.983+1.218j | 0.095+0.781j | 0.095+0.781j | 0.095+0.781j | 0.983+1.218j | 0.095+0.781j | 0.095+0.781j | 0.095+0.781j | 0.983+1.218j | 8104001
bal_1P_1AC | oh_cond_1_ACSR | oh_cond_1_ACSR | oh_cond_1_ACSR |  |  | 12.411 | -3.024 | -3.024 | -3.024 | 12.411 | -3.024 | -3.024 | -3.024 | 12.411 | 1.215+1.523j | 0.095+0.781j | 0.095+0.781j | 0.095+0.781j | 1.215+1.523j | 0.095+0.781j | 0.095+0.781j | 0.095+0.781j | 1.215+1.523j | 8104001
bal_1P_2AC | oh_cond_2_ACSR | oh_cond_2_ACSR | oh_cond_2_ACSR |  |  | 12.393 | -3.017 | -3.017 | -3.017 | 12.393 | -3.017 | -3.017 | -3.017 | 12.393 | 1.505+1.527j | 0.095+0.781j | 0.095+0.781j | 0.095+0.781j | 1.505+1.527j | 0.095+0.781j | 0.095+0.781j | 0.095+0.781j | 1.505+1.527j | 8104001
bal_1P_2AC_2AC(N) | oh_cond_2_ACSR | oh_cond_2_ACSR | oh_cond_2_ACSR | oh_cond_2_ACSR |  | 12.813 | -2.597 | -2.597 | -2.597 | 12.813 | -2.597 | -2.597 | -2.597 | 12.813 | 1.645+1.289j | 0.235+0.543j | 0.235+0.543j | 0.235+0.543j | 1.645+1.289j | 0.235+0.543j | 0.235+0.543j | 0.235+0.543j | 1.645+1.289j | 8104001
bal_1P_4CU | oh_cond_4_CU | oh_cond_4_CU | oh_cond_4_CU |  |  | 11.78 | -2.785 | -2.785 | -2.785 | 11.78 | -2.785 | -2.785 | -2.785 | 11.78 | 1.483+1.565j | 0.095+0.781j | 0.095+0.781j | 0.095+0.781j | 1.483+1.565j | 0.095+0.781j | 0.095+0.781j | 0.095+0.781j | 1.483+1.565j | 8104001
bal_1P_DELTACUST | oh_cond_2/0_CU | oh_cond_2/0_CU | oh_cond_2/0_CU | oh_cond_3_#7_CWD_30% |  | 13.24 | -2.712 | -2.712 | -2.712 | 13.24 | -2.712 | -2.712 | -2.712 | 13.24 | 0.66+1.378j | 0.22+0.666j | 0.22+0.666j | 0.22+0.666j | 0.66+1.378j | 0.22+0.666j | 0.22+0.666j | 0.22+0.666j | 0.66+1.378j | 8104001
unb_TAPWIRE_OH | oh_cond_WP-4/0-CU | oh_cond_WP-4/0-CU | oh_cond_WP-4/0-CU | oh_cond_WP-4/0-CU |  | 14.911 | -4.341 | -1.953 | -4.341 | 15.781 | -3.724 | -1.953 | -3.724 | 14.818 | 0.365+1.097j | 0.093+0.433j | 0.094+0.34j | 0.093+0.433j | 0.368+1.078j | 0.095+0.401j | 0.094+0.34j | 0.095+0.401j | 0.368+1.077j | 8104001

## Recloser
Name | GroupId | RetryTime | MaximumNumberOfTries | Status | From | To | Length | Phases | Feeder | Comments

## RegulatorConfiguration
Name | CurrentTransducerPhase | PowerTransducerPhase | Regulation | Control | Type | CompensatorResistiveSettingA | CompensatorResistiveSettingB | CompensatorResistiveSettingC | CompensatorReactiveSettingA | CompensatorReactiveSettingB | CompensatorReactiveSettingC | BandCenter | BandWidth | CurrentTransducerRatio | PowerTransducerRatio | ConnectType | ControlLevel | DwellTime | TimeDelay | LowerTaps | RaiseTaps | TapPositionA | TapPositionB | TapPositionC | Feeder | Comments
config_regulator_220624082 | A | A | 0.1 | MANUAL | TYPEA | 0 | 0 | 0 | 0 | 0 | 0 | 123 | 3 | 250 | 40 | UNKNOWN | INDIVIDUAL | 0 | 0 | 16 | 16 | 2 | 0 | 0 | 8104001

## Sectionalizer
Name | GroupId | OperatingMode | PhaseAState | PhaseBState | PhaseCState | CurrentInAReal | CurrentInAImag | CurrentInA | CurrentInBReal | CurrentInBImag | CurrentInB | CurrentInCReal | CurrentInCImag | CurrentInC | CurrentOutAReal | CurrentOutAImag | CurrentOutA | CurrentOutBReal | CurrentOutBImag | CurrentOutB | CurrentOutCReal | CurrentOutCImag | CurrentOutC | ActivePowerInA | ReactivePowerInA | PowerInA | ActivePowerInB | ReactivePowerInB | PowerInB | ActivePowerInC | ReactivePowerInC | PowerInC | ActivePowerOutA | ReactivePowerOutA | PowerOutA | ActivePowerOutB | ReactivePowerOutB | PowerOutB | ActivePowerOutC | ReactivePowerOutC | PowerOutC | Status | From | To | Length | Phases | Feeder | Comments

## Solar
Name | GroupId | SpillageCost | CapitalCost | FixedOperatingCost | VariableOperatingCost | MaxReactivePower | MaxActivePower | OutputSchedule | PlanningStatus | UnitType | UnitSubtype | ParentNode | Phases | Feeder | Comments
solar_load_220333104 |  | 0 | 0 | 0 | 0.001 | 0.002021203500212383 | 0.004744627875780068 | OPTIMIZED | INSTALLED | solar_pv |  | node_1375831_198_15350717_529 | AN | 8104001
solar_load_220333105 |  | 0 | 0 | 0 | 0.001 | 0.0014547516373667143 | 0.0034149232481729148 | OPTIMIZED | INSTALLED | solar_pv |  | node_1376420_859_15350553_216 | AN | 8104001
solar_load_220333106 |  | 0 | 0 | 0 | 0.001 | 0.0008625514379110204 | 0.0020247775011290733 | OPTIMIZED | INSTALLED | solar_pv |  | node_1376821_696_15350223_489 | AN | 8104001
solar_load_220333464 |  | 0 | 0 | 0 | 0.001 | 0.001486935484141761 | 0.0034904746474687756 | OPTIMIZED | INSTALLED | solar_pv |  | node_1375478_979_15354431_907 | AN | 8104001
solar_load_220333465 |  | 0 | 0 | 0 | 0.001 | 2.896661635503113E-05 | 6.799625936627484E-05 | OPTIMIZED | INSTALLED | solar_pv |  | node_1376181_681_15355154_028 | AN | 8104001
solar_load_220333466 |  | 0 | 0 | 0 | 0.001 | 0.0076535361832440404 | 0.01796612275255573 | OPTIMIZED | INSTALLED | solar_pv |  | node_1376565_59_15354353_822 | AN | 8104001
solar_load_220333467 |  | 0 | 0 | 0 | 0.001 | 0.0029931827454035363 | 0.007026280134515068 | OPTIMIZED | INSTALLED | solar_pv |  | node_1376023_353_15354191_792 | AN | 8104001
solar_load_220333468 |  | 0 | 0 | 0 | 0.001 | 0.001721884596077035 | 0.00404199986232856 | OPTIMIZED | INSTALLED | solar_pv |  | node_1376826_697_15354217_842 | AN | 8104001
solar_load_220333469 |  | 0 | 0 | 0 | 0.001 | 0.007077429481163355 | 0.016613752705159822 | OPTIMIZED | INSTALLED | solar_pv |  | node_1377364_83_15354232_978 | AN | 8104001
solar_load_220333470 |  | 0 | 0 | 0 | 0.001 | 0.0020276400597023943 | 0.00475973815563924 | OPTIMIZED | INSTALLED | solar_pv |  | node_1377651_028_15354238_641 | AN | 8104001
solar_load_220333471 |  | 0 | 0 | 0 | 0.001 | 0.0014322215805016945 | 0.003362037268665812 | OPTIMIZED | INSTALLED | solar_pv |  | node_1377999_342_15354251_266 | AN | 8104001
solar_load_220333472 |  | 0 | 0 | 0 | 0.001 | 0.004351379694470141 | 0.010214549184800399 | OPTIMIZED | INSTALLED | solar_pv |  | node_1379024_319_15354284_17 | AN | 8104001
solar_load_220333473 |  | 0 | 0 | 0 | 0.001 | 0.0033085930482639123 | 0.007766683847614505 | OPTIMIZED | INSTALLED | solar_pv |  | node_1380071_653_15354324_399 | AN | 8104001
solar_load_220333474 |  | 0 | 0 | 0 | 0.001 | 0.0011972735178914105 | 0.002810512053806027 | OPTIMIZED | INSTALLED | solar_pv |  | node_1380615_979_15354014_636 | AN | 8104001
solar_load_220333475 |  | 0 | 0 | 0 | 0.001 | 0.003015711752943566 | 0.00707916611402217 | OPTIMIZED | INSTALLED | solar_pv |  | node_1381438_575_15354525_383 | AN | 8104001
solar_load_220333476 |  | 0 | 0 | 0 | 0.001 | 0.010546945960602462 | 0.024758193549253633 | OPTIMIZED | INSTALLED | solar_pv |  | node_1381055_618_15354748_413 | AN | 8104001
solar_load_220333477 |  | 0 | 0 | 0 | 0.001 | 0.004512303125645334 | 0.010592306181279704 | OPTIMIZED | INSTALLED | solar_pv |  | node_1380924_019_15354500_489 | AN | 8104001
solar_load_220333478 |  | 0 | 0 | 0 | 0.001 | 0.001380725956606634 | 0.0032411550297924345 | OPTIMIZED | INSTALLED | solar_pv |  | node_1380546_057_15354482_403 | AN | 8104001
solar_load_220333479 |  | 0 | 0 | 0 | 0.001 | 0.010575912576957492 | 0.024826189808619906 | OPTIMIZED | INSTALLED | solar_pv |  | node_1381812_152_15354442_09 | AN | 8104001
solar_load_220333483 |  | 0 | 0 | 0 | 0.001 | 0.000325066191420383 | 0.0007630691328881956 | OPTIMIZED | INSTALLED | solar_pv |  | node_1383355_648_15354818_247 | AN | 8104001
solar_load_220333484 |  | 0 | 0 | 0 | 0.001 | 0.0023784535384078122 | 0.005583248407964124 | OPTIMIZED | INSTALLED | solar_pv |  | node_1375387_932_15354221_203 | AN | 8104001
solar_load_220342587 |  | 0 | 0 | 0 | 0.001 | 0.001940741259962291 | 0.004555749377540415 | OPTIMIZED | INSTALLED | solar_pv |  | node_1366019_44_15345975_427 | AN | 8104001
solar_load_220342588 |  | 0 | 0 | 0 | 0.001 | 0.012046756662374225 | 0.02827888875644075 | OPTIMIZED | INSTALLED | solar_pv |  | node_1366051_183_15346152_327 | AN | 8104001
solar_load_220342589 |  | 0 | 0 | 0 | 0.001 | 0.002240059114772649 | 0.005258377390991921 | OPTIMIZED | INSTALLED | solar_pv |  | node_1366249_369_15347140_081 | AN | 8104001
solar_load_220342756 |  | 0 | 0 | 0 | 0.001 | 0.0033568703924139673 | 0.007880010946558297 | OPTIMIZED | INSTALLED | solar_pv |  | node_1365864_956_15347940_888 | AN | 8104001
solar_load_220343075 |  | 0 | 0 | 0 | 0.001 | 0.020031795596528658 | 0.047023190921743854 | OPTIMIZED | INSTALLED | solar_pv |  | node_1368983_239_15351521_99 | AN | 8104001
solar_load_220343076 |  | 0 | 0 | 0 | 0.001 | 0.01484039347168753 | 0.034836750215321476 | OPTIMIZED | INSTALLED | solar_pv |  | node_1367305_341_15351055_098 | AN | 8104001
solar_load_220343079 |  | 0 | 0 | 0 | 0.001 | 0.010350619353582226 | 0.02429733001354888 | OPTIMIZED | INSTALLED | solar_pv |  | node_1366813_625_15349987_827 | AN | 8104001
solar_load_220343087 |  | 0 | 0 | 0 | 0.001 | 0.00896345578816059 | 0.021041064703897272 | OPTIMIZED | INSTALLED | solar_pv |  | node_1366968_249_15350127_101 | AN | 8104001
solar_load_220343088 |  | 0 | 0 | 0 | 0.001 | 0 | 0 | OPTIMIZED | INSTALLED | solar_pv |  | node_1367220_935_15350061_393 | AN | 8104001
solar_load_220343089 |  | 0 | 0 | 0 | 0.001 | 0.00327318987241887 | 0.007683577308389058 | OPTIMIZED | INSTALLED | solar_pv |  | node_1369956_412_15350676_055 | AN | 8104001
solar_load_220343090 |  | 0 | 0 | 0 | 0.001 | 0.0023205213550227407 | 0.005447255889231574 | OPTIMIZED | INSTALLED | solar_pv |  | node_1370349_216_15350797_819 | AN | 8104001
solar_load_220343092 |  | 0 | 0 | 0 | 0.001 | 0.0011457778939963498 | 0.0026896298149326494 | OPTIMIZED | INSTALLED | solar_pv |  | node_1371073_245_15350543_107 | AN | 8104001
solar_load_220343093 |  | 0 | 0 | 0 | 0.001 | 0.0032281318573388106 | 0.007577805349374853 | OPTIMIZED | INSTALLED | solar_pv |  | node_1371212_507_15350750_528 | AN | 8104001
solar_load_220343094 |  | 0 | 0 | 0 | 0.001 | 0.004576672917845408 | 0.010743408979871425 | OPTIMIZED | INSTALLED | solar_pv |  | node_1371472_934_15351397_54 | AN | 8104001
solar_load_220343095 |  | 0 | 0 | 0 | 0.001 | 0 | 0 | OPTIMIZED | INSTALLED | solar_pv |  | node_1371241_789_15351175_95 | AN | 8104001
solar_load_220343096 |  | 0 | 0 | 0 | 0.001 | 0.0036594075762943204 | 0.008590194099939389 | OPTIMIZED | INSTALLED | solar_pv |  | node_1370993_96_15351334_969 | AN | 8104001
solar_load_220343097 |  | 0 | 0 | 0 | 0.001 | 0.0053169223801712824 | 0.012481091163676227 | OPTIMIZED | INSTALLED | solar_pv |  | node_1370725_382_15351338_828 | AN | 8104001
solar_load_220343099 |  | 0 | 0 | 0 | 0.001 | 0.003675500024344339 | 0.00862796979958732 | OPTIMIZED | INSTALLED | solar_pv |  | node_1372130_779_15350660_209 | AN | 8104001
solar_load_220343100 |  | 0 | 0 | 0 | 0.001 | 0.005532560764311532 | 0.012987285538958495 | OPTIMIZED | INSTALLED | solar_pv |  | node_1372383_179_15350773_079 | AN | 8104001
solar_load_220343102 |  | 0 | 0 | 0 | 0.001 | 0.005693484195486726 | 0.0133650425354378 | OPTIMIZED | INSTALLED | solar_pv |  | node_1372641_794_15351458_243 | AN | 8104001
solar_load_220343103 |  | 0 | 0 | 0 | 0.001 | 0.006530288346112712 | 0.015329378917130184 | OPTIMIZED | INSTALLED | solar_pv |  | node_1372928_236_15350845_607 | AN | 8104001
solar_load_220343104 |  | 0 | 0 | 0 | 0.001 | 0.0021209754189325087 | 0.004978837213597236 | OPTIMIZED | INSTALLED | solar_pv |  | node_1373227_963_15350922_275 | AN | 8104001
solar_load_220343106 |  | 0 | 0 | 0 | 0.001 | 0.014061522553771607 | 0.033008406352361644 | OPTIMIZED | INSTALLED | solar_pv |  | node_1367472_335_15350068_819 | AN | 8104001
solar_load_220343107 |  | 0 | 0 | 0 | 0.001 | 0.0025136296822979706 | 0.005900564285006739 | OPTIMIZED | INSTALLED | solar_pv |  | node_1373968_383_15350821_154 | AN | 8104001
solar_load_220343109 |  | 0 | 0 | 0 | 0.001 | 0.001763725380737079 | 0.00414021668141318 | OPTIMIZED | INSTALLED | solar_pv |  | node_1374868_845_15350583_849 | AN | 8104001
solar_load_220343110 |  | 0 | 0 | 0 | 0.001 | 0.0030607708173486154 | 0.007184938073036376 | OPTIMIZED | INSTALLED | solar_pv |  | node_1375352_976_15350684_343 | AN | 8104001
solar_load_220343111 |  | 0 | 0 | 0 | 0.001 | 0.0029899644656585303 | 0.007018724994585481 | OPTIMIZED | INSTALLED | solar_pv |  | node_1367760_78_15350073_204 | AN | 8104001
solar_load_220343112 |  | 0 | 0 | 0 | 0.001 | 0.0017186663163320296 | 0.004034444722398975 | OPTIMIZED | INSTALLED | solar_pv |  | node_1367981_709_15350079_678 | AN | 8104001
solar_load_220343115 |  | 0 | 0 | 0 | 0.001 | 0.0044447150537002544 | 0.010433648242758397 | OPTIMIZED | INSTALLED | solar_pv |  | node_1366130_023_15350040_808 | AN | 8104001
solar_load_220343116 |  | 0 | 0 | 0 | 0.001 | 0.03263856651293356 | 0.07661667402593257 | OPTIMIZED | INSTALLED | solar_pv |  | node_1366433_732_15350209_375 | AN | 8104001
solar_load_220343327 |  | 0 | 0 | 0 | 0.001 | 0.006057171842497157 | 0.014218773347481029 | OPTIMIZED | INSTALLED | solar_pv |  | node_1373412_349_15351496_579 | AN | 8104001
solar_load_220343330 |  | 0 | 0 | 0 | 0.001 | 0.009867848010731654 | 0.023164059024110964 | OPTIMIZED | INSTALLED | solar_pv |  | node_1373631_323_15351889_84 | AN | 8104001
solar_load_220343331 |  | 0 | 0 | 0 | 0.001 | 0.010398896697732281 | 0.02441065711249267 | OPTIMIZED | INSTALLED | solar_pv |  | node_1374470_31_15352674_742 | AN | 8104001
solar_load_220343332 |  | 0 | 0 | 0 | 0.001 | 0.003163762065138737 | 0.007426702550783131 | OPTIMIZED | INSTALLED | solar_pv |  | node_1374918_384_15353433_238 | AN | 8104001
solar_load_220343333 |  | 0 | 0 | 0 | 0.001 | 0.0011972735178914105 | 0.002810512053806027 | OPTIMIZED | INSTALLED | solar_pv |  | node_1375057_508_15353626_732 | AN | 8104001
solar_load_220343357 |  | 0 | 0 | 0 | 0.001 | 0.006945471617018203 | 0.016303991968046792 | OPTIMIZED | INSTALLED | solar_pv |  | node_1366098_776_15350324_899 | AN | 8104001
solar_load_220343405 |  | 0 | 0 | 0 | 0.001 | 0.0029577795695584935 | 0.006943173595289621 | OPTIMIZED | INSTALLED | solar_pv |  | node_1366145_204_15350665_506 | AN | 8104001
solar_load_220343446 |  | 0 | 0 | 0 | 0.001 | 0.01603766698957894 | 0.037647262269127506 | OPTIMIZED | INSTALLED | solar_pv |  | node_1366007_526_15348837_177 | AN | 8104001
solar_load_220432119 |  | 0 | 0 | 0 | 0.001 | 0.0037978019999294847 | 0.008915065116911591 | OPTIMIZED | INSTALLED | solar_pv |  | node_1368875_855_15349760_328 | AN | 8104001
solar_load_220432194 |  | 0 | 0 | 0 | 0.001 | 0.0014965913727017681 | 0.003513140067257534 | OPTIMIZED | INSTALLED | solar_pv |  | node_1371277_168_15351202_846 | AN | 8104001
solar_load_220435680 |  | 0 | 0 | 0 | 0.001 | 0.009301396147885986 | 0.021834354396503813 | OPTIMIZED | INSTALLED | solar_pv |  | node_1371932_864_15350635_303 | AN | 8104001
solar_load_220525232 |  | 0 | 0 | 0 | 0.001 | 0.0017025738682820112 | 0.003996669022751044 | OPTIMIZED | INSTALLED | solar_pv |  | node_1368271_253_15350096_963 | AN | 8104001
solar_load_220529827 |  | 0 | 0 | 0 | 0.001 | 0.00865126376504522 | 0.02030821613072742 | OPTIMIZED | INSTALLED | solar_pv |  | node_1374449_765_15355413_639 | AN | 8104001
solar_load_220532278 |  | 0 | 0 | 0 | 0.001 | 0.005017604525360924 | 0.01177846315022472 | OPTIMIZED | INSTALLED | solar_pv |  | node_1362643_774_15347718_299 | AN | 8104001
solar_load_220538260 |  | 0 | 0 | 0 | 0.001 | 0.002767889522028269 | 0.006497420339444041 | OPTIMIZED | INSTALLED | solar_pv |  | node_1382354_534_15354474_391 | AN | 8104001
solar_load_220623354 |  | 0 | 0 | 0 | 0.001 | 0.028187413850418296 | 0.06616791550331501 | OPTIMIZED | INSTALLED | solar_pv |  | node_1369448_366_15351177_562 | AN | 8104001
solar_load_220648101 |  | 0 | 0 | 0 | 0.001 | 0.0016800448607419815 | 0.003943783043243942 | OPTIMIZED | INSTALLED | solar_pv |  | node_1370511_391_15350945_372 | AN | 8104001
solar_load_220648500 |  | 0 | 0 | 0 | 0.001 | 0.008638389596740207 | 0.020277995571009077 | OPTIMIZED | INSTALLED | solar_pv |  | node_1365899_77_15350605_845 | AN | 8104001
solar_load_220658641 |  | 0 | 0 | 0 | 0.001 | 0.0024267308825578677 | 0.0056965755069079155 | OPTIMIZED | INSTALLED | solar_pv |  | node_1365608_598_15350597_209 | AN | 8104001

## Storage
Name | GroupId | InitStateOfCharge | SpinningReserveCharge | SpinningReserveDischarge | NonSpinningReserveCharge | NonSpinningReserveDischarge | RegulationUpCharge | RegulationUpDischarge | RegulationDownCharge | RegulationDownDischarge | ChargeEfficiency | DischargeEfficiency | CommitmentStatus | ConstructionTime | CalendarLife | YearOfInstallation | DepthOfDischarge | ReactivePower | ReactivePowerA | ReactivePowerB | ReactivePowerC | ActivePower | ActivePowerA | ActivePowerB | ActivePowerC | Energy | MaxEnergy | PowerCharge | PowerDischarge | RampUpLimit | RampDownLimit | CapitalCost | FixedOperatingCost | VariableOperatingCost | MaxReactivePower | MaxActivePower | OutputSchedule | PlanningStatus | UnitType | UnitSubtype | ParentNode | Phases | Feeder | Comments
storage_load_220333104 |  | 0 | 0 | 0 | 0 | 0 | 0 | 0 | 0 | 0 | 0.92 | 0 | False | 0 | 0 | 0 | 0 | 0 | 0 | 0 | 0 | 0 | 0 | 0 | 0 | 0 | 0.014233883627340203 | 0 | 0 | 0 | 0 | 0 | 0 | 0.001 | 0.002021203500212383 | 0.004744627875780068 | OPTIMIZED | INSTALLED | li_ion |  | node_1375831_198_15350717_529 | AN | 8104001
storage_load_220333105 |  | 0 | 0 | 0 | 0 | 0 | 0 | 0 | 0 | 0 | 0.92 | 0 | False | 0 | 0 | 0 | 0 | 0 | 0 | 0 | 0 | 0 | 0 | 0 | 0 | 0 | 0.010244769744518744 | 0 | 0 | 0 | 0 | 0 | 0 | 0.001 | 0.0014547516373667143 | 0.0034149232481729148 | OPTIMIZED | INSTALLED | li_ion |  | node_1376420_859_15350553_216 | AN | 8104001
storage_load_220333106 |  | 0 | 0 | 0 | 0 | 0 | 0 | 0 | 0 | 0 | 0.92 | 0 | False | 0 | 0 | 0 | 0 | 0 | 0 | 0 | 0 | 0 | 0 | 0 | 0 | 0 | 0.00607433250338722 | 0 | 0 | 0 | 0 | 0 | 0 | 0.001 | 0.0008625514379110204 | 0.0020247775011290733 | OPTIMIZED | INSTALLED | li_ion |  | node_1376821_696_15350223_489 | AN | 8104001
storage_load_220333464 |  | 0 | 0 | 0 | 0 | 0 | 0 | 0 | 0 | 0 | 0.92 | 0 | False | 0 | 0 | 0 | 0 | 0 | 0 | 0 | 0 | 0 | 0 | 0 | 0 | 0 | 0.010471423942406327 | 0 | 0 | 0 | 0 | 0 | 0 | 0.001 | 0.001486935484141761 | 0.0034904746474687756 | OPTIMIZED | INSTALLED | li_ion |  | node_1375478_979_15354431_907 | AN | 8104001
storage_load_220333465 |  | 0 | 0 | 0 | 0 | 0 | 0 | 0 | 0 | 0 | 0.92 | 0 | False | 0 | 0 | 0 | 0 | 0 | 0 | 0 | 0 | 0 | 0 | 0 | 0 | 0 | 0.00020398877809882452 | 0 | 0 | 0 | 0 | 0 | 0 | 0.001 | 2.896661635503113E-05 | 6.799625936627484E-05 | OPTIMIZED | INSTALLED | li_ion |  | node_1376181_681_15355154_028 | AN | 8104001
storage_load_220333466 |  | 0 | 0 | 0 | 0 | 0 | 0 | 0 | 0 | 0 | 0.92 | 0 | False | 0 | 0 | 0 | 0 | 0 | 0 | 0 | 0 | 0 | 0 | 0 | 0 | 0 | 0.053898368257667195 | 0 | 0 | 0 | 0 | 0 | 0 | 0.001 | 0.0076535361832440404 | 0.01796612275255573 | OPTIMIZED | INSTALLED | li_ion |  | node_1376565_59_15354353_822 | AN | 8104001
storage_load_220333467 |  | 0 | 0 | 0 | 0 | 0 | 0 | 0 | 0 | 0 | 0.92 | 0 | False | 0 | 0 | 0 | 0 | 0 | 0 | 0 | 0 | 0 | 0 | 0 | 0 | 0 | 0.021078840403545202 | 0 | 0 | 0 | 0 | 0 | 0 | 0.001 | 0.0029931827454035363 | 0.007026280134515068 | OPTIMIZED | INSTALLED | li_ion |  | node_1376023_353_15354191_792 | AN | 8104001
storage_load_220333468 |  | 0 | 0 | 0 | 0 | 0 | 0 | 0 | 0 | 0 | 0.92 | 0 | False | 0 | 0 | 0 | 0 | 0 | 0 | 0 | 0 | 0 | 0 | 0 | 0 | 0 | 0.01212599958698568 | 0 | 0 | 0 | 0 | 0 | 0 | 0.001 | 0.001721884596077035 | 0.00404199986232856 | OPTIMIZED | INSTALLED | li_ion |  | node_1376826_697_15354217_842 | AN | 8104001
storage_load_220333469 |  | 0 | 0 | 0 | 0 | 0 | 0 | 0 | 0 | 0 | 0.92 | 0 | False | 0 | 0 | 0 | 0 | 0 | 0 | 0 | 0 | 0 | 0 | 0 | 0 | 0 | 0.049841258115479466 | 0 | 0 | 0 | 0 | 0 | 0 | 0.001 | 0.007077429481163355 | 0.016613752705159822 | OPTIMIZED | INSTALLED | li_ion |  | node_1377364_83_15354232_978 | AN | 8104001
storage_load_220333470 |  | 0 | 0 | 0 | 0 | 0 | 0 | 0 | 0 | 0 | 0.92 | 0 | False | 0 | 0 | 0 | 0 | 0 | 0 | 0 | 0 | 0 | 0 | 0 | 0 | 0 | 0.014279214466917718 | 0 | 0 | 0 | 0 | 0 | 0 | 0.001 | 0.0020276400597023943 | 0.00475973815563924 | OPTIMIZED | INSTALLED | li_ion |  | node_1377651_028_15354238_641 | AN | 8104001
storage_load_220333471 |  | 0 | 0 | 0 | 0 | 0 | 0 | 0 | 0 | 0 | 0.92 | 0 | False | 0 | 0 | 0 | 0 | 0 | 0 | 0 | 0 | 0 | 0 | 0 | 0 | 0 | 0.010086111805997435 | 0 | 0 | 0 | 0 | 0 | 0 | 0.001 | 0.0014322215805016945 | 0.003362037268665812 | OPTIMIZED | INSTALLED | li_ion |  | node_1377999_342_15354251_266 | AN | 8104001
storage_load_220333472 |  | 0 | 0 | 0 | 0 | 0 | 0 | 0 | 0 | 0 | 0.92 | 0 | False | 0 | 0 | 0 | 0 | 0 | 0 | 0 | 0 | 0 | 0 | 0 | 0 | 0 | 0.030643647554401195 | 0 | 0 | 0 | 0 | 0 | 0 | 0.001 | 0.004351379694470141 | 0.010214549184800399 | OPTIMIZED | INSTALLED | li_ion |  | node_1379024_319_15354284_17 | AN | 8104001
storage_load_220333473 |  | 0 | 0 | 0 | 0 | 0 | 0 | 0 | 0 | 0 | 0.92 | 0 | False | 0 | 0 | 0 | 0 | 0 | 0 | 0 | 0 | 0 | 0 | 0 | 0 | 0 | 0.023300051542843515 | 0 | 0 | 0 | 0 | 0 | 0 | 0.001 | 0.0033085930482639123 | 0.007766683847614505 | OPTIMIZED | INSTALLED | li_ion |  | node_1380071_653_15354324_399 | AN | 8104001
storage_load_220333474 |  | 0 | 0 | 0 | 0 | 0 | 0 | 0 | 0 | 0 | 0.92 | 0 | False | 0 | 0 | 0 | 0 | 0 | 0 | 0 | 0 | 0 | 0 | 0 | 0 | 0 | 0.008431536161418082 | 0 | 0 | 0 | 0 | 0 | 0 | 0.001 | 0.0011972735178914105 | 0.002810512053806027 | OPTIMIZED | INSTALLED | li_ion |  | node_1380615_979_15354014_636 | AN | 8104001
storage_load_220333475 |  | 0 | 0 | 0 | 0 | 0 | 0 | 0 | 0 | 0 | 0.92 | 0 | False | 0 | 0 | 0 | 0 | 0 | 0 | 0 | 0 | 0 | 0 | 0 | 0 | 0 | 0.021237498342066508 | 0 | 0 | 0 | 0 | 0 | 0 | 0.001 | 0.003015711752943566 | 0.00707916611402217 | OPTIMIZED | INSTALLED | li_ion |  | node_1381438_575_15354525_383 | AN | 8104001
storage_load_220333476 |  | 0 | 0 | 0 | 0 | 0 | 0 | 0 | 0 | 0 | 0.92 | 0 | False | 0 | 0 | 0 | 0 | 0 | 0 | 0 | 0 | 0 | 0 | 0 | 0 | 0 | 0.07427458064776091 | 0 | 0 | 0 | 0 | 0 | 0 | 0.001 | 0.010546945960602462 | 0.024758193549253633 | OPTIMIZED | INSTALLED | li_ion |  | node_1381055_618_15354748_413 | AN | 8104001
storage_load_220333477 |  | 0 | 0 | 0 | 0 | 0 | 0 | 0 | 0 | 0 | 0.92 | 0 | False | 0 | 0 | 0 | 0 | 0 | 0 | 0 | 0 | 0 | 0 | 0 | 0 | 0 | 0.031776918543839114 | 0 | 0 | 0 | 0 | 0 | 0 | 0.001 | 0.004512303125645334 | 0.010592306181279704 | OPTIMIZED | INSTALLED | li_ion |  | node_1380924_019_15354500_489 | AN | 8104001
storage_load_220333478 |  | 0 | 0 | 0 | 0 | 0 | 0 | 0 | 0 | 0 | 0.92 | 0 | False | 0 | 0 | 0 | 0 | 0 | 0 | 0 | 0 | 0 | 0 | 0 | 0 | 0 | 0.009723465089377303 | 0 | 0 | 0 | 0 | 0 | 0 | 0.001 | 0.001380725956606634 | 0.0032411550297924345 | OPTIMIZED | INSTALLED | li_ion |  | node_1380546_057_15354482_403 | AN | 8104001
storage_load_220333479 |  | 0 | 0 | 0 | 0 | 0 | 0 | 0 | 0 | 0 | 0.92 | 0 | False | 0 | 0 | 0 | 0 | 0 | 0 | 0 | 0 | 0 | 0 | 0 | 0 | 0 | 0.07447856942585972 | 0 | 0 | 0 | 0 | 0 | 0 | 0.001 | 0.010575912576957492 | 0.024826189808619906 | OPTIMIZED | INSTALLED | li_ion |  | node_1381812_152_15354442_09 | AN | 8104001
storage_load_220333483 |  | 0 | 0 | 0 | 0 | 0 | 0 | 0 | 0 | 0 | 0.92 | 0 | False | 0 | 0 | 0 | 0 | 0 | 0 | 0 | 0 | 0 | 0 | 0 | 0 | 0 | 0.0022892073986645867 | 0 | 0 | 0 | 0 | 0 | 0 | 0.001 | 0.000325066191420383 | 0.0007630691328881956 | OPTIMIZED | INSTALLED | li_ion |  | node_1383355_648_15354818_247 | AN | 8104001
storage_load_220333484 |  | 0 | 0 | 0 | 0 | 0 | 0 | 0 | 0 | 0 | 0.92 | 0 | False | 0 | 0 | 0 | 0 | 0 | 0 | 0 | 0 | 0 | 0 | 0 | 0 | 0 | 0.016749745223892373 | 0 | 0 | 0 | 0 | 0 | 0 | 0.001 | 0.0023784535384078122 | 0.005583248407964124 | OPTIMIZED | INSTALLED | li_ion |  | node_1375387_932_15354221_203 | AN | 8104001
storage_load_220342587 |  | 0 | 0 | 0 | 0 | 0 | 0 | 0 | 0 | 0 | 0.92 | 0 | False | 0 | 0 | 0 | 0 | 0 | 0 | 0 | 0 | 0 | 0 | 0 | 0 | 0 | 0.013667248132621245 | 0 | 0 | 0 | 0 | 0 | 0 | 0.001 | 0.001940741259962291 | 0.004555749377540415 | OPTIMIZED | INSTALLED | li_ion |  | node_1366019_44_15345975_427 | AN | 8104001
storage_load_220342588 |  | 0 | 0 | 0 | 0 | 0 | 0 | 0 | 0 | 0 | 0.92 | 0 | False | 0 | 0 | 0 | 0 | 0 | 0 | 0 | 0 | 0 | 0 | 0 | 0 | 0 | 0.08483666626932225 | 0 | 0 | 0 | 0 | 0 | 0 | 0.001 | 0.012046756662374225 | 0.02827888875644075 | OPTIMIZED | INSTALLED | li_ion |  | node_1366051_183_15346152_327 | AN | 8104001
storage_load_220342589 |  | 0 | 0 | 0 | 0 | 0 | 0 | 0 | 0 | 0 | 0.92 | 0 | False | 0 | 0 | 0 | 0 | 0 | 0 | 0 | 0 | 0 | 0 | 0 | 0 | 0 | 0.015775132172975763 | 0 | 0 | 0 | 0 | 0 | 0 | 0.001 | 0.002240059114772649 | 0.005258377390991921 | OPTIMIZED | INSTALLED | li_ion |  | node_1366249_369_15347140_081 | AN | 8104001
storage_load_220342756 |  | 0 | 0 | 0 | 0 | 0 | 0 | 0 | 0 | 0 | 0.92 | 0 | False | 0 | 0 | 0 | 0 | 0 | 0 | 0 | 0 | 0 | 0 | 0 | 0 | 0 | 0.02364003283967489 | 0 | 0 | 0 | 0 | 0 | 0 | 0.001 | 0.0033568703924139673 | 0.007880010946558297 | OPTIMIZED | INSTALLED | li_ion |  | node_1365864_956_15347940_888 | AN | 8104001
storage_load_220343075 |  | 0 | 0 | 0 | 0 | 0 | 0 | 0 | 0 | 0 | 0.92 | 0 | False | 0 | 0 | 0 | 0 | 0 | 0 | 0 | 0 | 0 | 0 | 0 | 0 | 0 | 0.14106957276523158 | 0 | 0 | 0 | 0 | 0 | 0 | 0.001 | 0.020031795596528658 | 0.047023190921743854 | OPTIMIZED | INSTALLED | li_ion |  | node_1368983_239_15351521_99 | AN | 8104001
storage_load_220343076 |  | 0 | 0 | 0 | 0 | 0 | 0 | 0 | 0 | 0 | 0.92 | 0 | False | 0 | 0 | 0 | 0 | 0 | 0 | 0 | 0 | 0 | 0 | 0 | 0 | 0 | 0.10451025064596442 | 0 | 0 | 0 | 0 | 0 | 0 | 0.001 | 0.01484039347168753 | 0.034836750215321476 | OPTIMIZED | INSTALLED | li_ion |  | node_1367305_341_15351055_098 | AN | 8104001
storage_load_220343079 |  | 0 | 0 | 0 | 0 | 0 | 0 | 0 | 0 | 0 | 0.92 | 0 | False | 0 | 0 | 0 | 0 | 0 | 0 | 0 | 0 | 0 | 0 | 0 | 0 | 0 | 0.07289199004064664 | 0 | 0 | 0 | 0 | 0 | 0 | 0.001 | 0.010350619353582226 | 0.02429733001354888 | OPTIMIZED | INSTALLED | li_ion |  | node_1366813_625_15349987_827 | AN | 8104001
storage_load_220343087 |  | 0 | 0 | 0 | 0 | 0 | 0 | 0 | 0 | 0 | 0.92 | 0 | False | 0 | 0 | 0 | 0 | 0 | 0 | 0 | 0 | 0 | 0 | 0 | 0 | 0 | 0.06312319411169182 | 0 | 0 | 0 | 0 | 0 | 0 | 0.001 | 0.00896345578816059 | 0.021041064703897272 | OPTIMIZED | INSTALLED | li_ion |  | node_1366968_249_15350127_101 | AN | 8104001
storage_load_220343088 |  | 0 | 0 | 0 | 0 | 0 | 0 | 0 | 0 | 0 | 0.92 | 0 | False | 0 | 0 | 0 | 0 | 0 | 0 | 0 | 0 | 0 | 0 | 0 | 0 | 0 | 0 | 0 | 0 | 0 | 0 | 0 | 0 | 0.001 | 0 | 0 | OPTIMIZED | INSTALLED | li_ion |  | node_1367220_935_15350061_393 | AN | 8104001
storage_load_220343089 |  | 0 | 0 | 0 | 0 | 0 | 0 | 0 | 0 | 0 | 0.92 | 0 | False | 0 | 0 | 0 | 0 | 0 | 0 | 0 | 0 | 0 | 0 | 0 | 0 | 0 | 0.023050731925167173 | 0 | 0 | 0 | 0 | 0 | 0 | 0.001 | 0.00327318987241887 | 0.007683577308389058 | OPTIMIZED | INSTALLED | li_ion |  | node_1369956_412_15350676_055 | AN | 8104001
storage_load_220343090 |  | 0 | 0 | 0 | 0 | 0 | 0 | 0 | 0 | 0 | 0.92 | 0 | False | 0 | 0 | 0 | 0 | 0 | 0 | 0 | 0 | 0 | 0 | 0 | 0 | 0 | 0.01634176766769472 | 0 | 0 | 0 | 0 | 0 | 0 | 0.001 | 0.0023205213550227407 | 0.005447255889231574 | OPTIMIZED | INSTALLED | li_ion |  | node_1370349_216_15350797_819 | AN | 8104001
storage_load_220343092 |  | 0 | 0 | 0 | 0 | 0 | 0 | 0 | 0 | 0 | 0.92 | 0 | False | 0 | 0 | 0 | 0 | 0 | 0 | 0 | 0 | 0 | 0 | 0 | 0 | 0 | 0.008068889444797948 | 0 | 0 | 0 | 0 | 0 | 0 | 0.001 | 0.0011457778939963498 | 0.0026896298149326494 | OPTIMIZED | INSTALLED | li_ion |  | node_1371073_245_15350543_107 | AN | 8104001
storage_load_220343093 |  | 0 | 0 | 0 | 0 | 0 | 0 | 0 | 0 | 0 | 0.92 | 0 | False | 0 | 0 | 0 | 0 | 0 | 0 | 0 | 0 | 0 | 0 | 0 | 0 | 0 | 0.02273341604812456 | 0 | 0 | 0 | 0 | 0 | 0 | 0.001 | 0.0032281318573388106 | 0.007577805349374853 | OPTIMIZED | INSTALLED | li_ion |  | node_1371212_507_15350750_528 | AN | 8104001
storage_load_220343094 |  | 0 | 0 | 0 | 0 | 0 | 0 | 0 | 0 | 0 | 0.92 | 0 | False | 0 | 0 | 0 | 0 | 0 | 0 | 0 | 0 | 0 | 0 | 0 | 0 | 0 | 0.032230226939614276 | 0 | 0 | 0 | 0 | 0 | 0 | 0.001 | 0.004576672917845408 | 0.010743408979871425 | OPTIMIZED | INSTALLED | li_ion |  | node_1371472_934_15351397_54 | AN | 8104001
storage_load_220343095 |  | 0 | 0 | 0 | 0 | 0 | 0 | 0 | 0 | 0 | 0.92 | 0 | False | 0 | 0 | 0 | 0 | 0 | 0 | 0 | 0 | 0 | 0 | 0 | 0 | 0 | 0 | 0 | 0 | 0 | 0 | 0 | 0 | 0.001 | 0 | 0 | OPTIMIZED | INSTALLED | li_ion |  | node_1371241_789_15351175_95 | AN | 8104001
storage_load_220343096 |  | 0 | 0 | 0 | 0 | 0 | 0 | 0 | 0 | 0 | 0.92 | 0 | False | 0 | 0 | 0 | 0 | 0 | 0 | 0 | 0 | 0 | 0 | 0 | 0 | 0 | 0.025770582299818167 | 0 | 0 | 0 | 0 | 0 | 0 | 0.001 | 0.0036594075762943204 | 0.008590194099939389 | OPTIMIZED | INSTALLED | li_ion |  | node_1370993_96_15351334_969 | AN | 8104001
storage_load_220343097 |  | 0 | 0 | 0 | 0 | 0 | 0 | 0 | 0 | 0 | 0.92 | 0 | False | 0 | 0 | 0 | 0 | 0 | 0 | 0 | 0 | 0 | 0 | 0 | 0 | 0 | 0.03744327349102868 | 0 | 0 | 0 | 0 | 0 | 0 | 0.001 | 0.0053169223801712824 | 0.012481091163676227 | OPTIMIZED | INSTALLED | li_ion |  | node_1370725_382_15351338_828 | AN | 8104001
storage_load_220343099 |  | 0 | 0 | 0 | 0 | 0 | 0 | 0 | 0 | 0 | 0.92 | 0 | False | 0 | 0 | 0 | 0 | 0 | 0 | 0 | 0 | 0 | 0 | 0 | 0 | 0 | 0.025883909398761958 | 0 | 0 | 0 | 0 | 0 | 0 | 0.001 | 0.003675500024344339 | 0.00862796979958732 | OPTIMIZED | INSTALLED | li_ion |  | node_1372130_779_15350660_209 | AN | 8104001
storage_load_220343100 |  | 0 | 0 | 0 | 0 | 0 | 0 | 0 | 0 | 0 | 0.92 | 0 | False | 0 | 0 | 0 | 0 | 0 | 0 | 0 | 0 | 0 | 0 | 0 | 0 | 0 | 0.038961856616875484 | 0 | 0 | 0 | 0 | 0 | 0 | 0.001 | 0.005532560764311532 | 0.012987285538958495 | OPTIMIZED | INSTALLED | li_ion |  | node_1372383_179_15350773_079 | AN | 8104001
storage_load_220343102 |  | 0 | 0 | 0 | 0 | 0 | 0 | 0 | 0 | 0 | 0.92 | 0 | False | 0 | 0 | 0 | 0 | 0 | 0 | 0 | 0 | 0 | 0 | 0 | 0 | 0 | 0.040095127606313404 | 0 | 0 | 0 | 0 | 0 | 0 | 0.001 | 0.005693484195486726 | 0.0133650425354378 | OPTIMIZED | INSTALLED | li_ion |  | node_1372641_794_15351458_243 | AN | 8104001
storage_load_220343103 |  | 0 | 0 | 0 | 0 | 0 | 0 | 0 | 0 | 0 | 0.92 | 0 | False | 0 | 0 | 0 | 0 | 0 | 0 | 0 | 0 | 0 | 0 | 0 | 0 | 0 | 0.04598813675139055 | 0 | 0 | 0 | 0 | 0 | 0 | 0.001 | 0.006530288346112712 | 0.015329378917130184 | OPTIMIZED | INSTALLED | li_ion |  | node_1372928_236_15350845_607 | AN | 8104001
storage_load_220343104 |  | 0 | 0 | 0 | 0 | 0 | 0 | 0 | 0 | 0 | 0.92 | 0 | False | 0 | 0 | 0 | 0 | 0 | 0 | 0 | 0 | 0 | 0 | 0 | 0 | 0 | 0.014936511640791707 | 0 | 0 | 0 | 0 | 0 | 0 | 0.001 | 0.0021209754189325087 | 0.004978837213597236 | OPTIMIZED | INSTALLED | li_ion |  | node_1373227_963_15350922_275 | AN | 8104001
storage_load_220343106 |  | 0 | 0 | 0 | 0 | 0 | 0 | 0 | 0 | 0 | 0.92 | 0 | False | 0 | 0 | 0 | 0 | 0 | 0 | 0 | 0 | 0 | 0 | 0 | 0 | 0 | 0.09902521905708493 | 0 | 0 | 0 | 0 | 0 | 0 | 0.001 | 0.014061522553771607 | 0.033008406352361644 | OPTIMIZED | INSTALLED | li_ion |  | node_1367472_335_15350068_819 | AN | 8104001
storage_load_220343107 |  | 0 | 0 | 0 | 0 | 0 | 0 | 0 | 0 | 0 | 0.92 | 0 | False | 0 | 0 | 0 | 0 | 0 | 0 | 0 | 0 | 0 | 0 | 0 | 0 | 0 | 0.01770169285502022 | 0 | 0 | 0 | 0 | 0 | 0 | 0.001 | 0.0025136296822979706 | 0.005900564285006739 | OPTIMIZED | INSTALLED | li_ion |  | node_1373968_383_15350821_154 | AN | 8104001
storage_load_220343109 |  | 0 | 0 | 0 | 0 | 0 | 0 | 0 | 0 | 0 | 0.92 | 0 | False | 0 | 0 | 0 | 0 | 0 | 0 | 0 | 0 | 0 | 0 | 0 | 0 | 0 | 0.01242065004423954 | 0 | 0 | 0 | 0 | 0 | 0 | 0.001 | 0.001763725380737079 | 0.00414021668141318 | OPTIMIZED | INSTALLED | li_ion |  | node_1374868_845_15350583_849 | AN | 8104001
storage_load_220343110 |  | 0 | 0 | 0 | 0 | 0 | 0 | 0 | 0 | 0 | 0.92 | 0 | False | 0 | 0 | 0 | 0 | 0 | 0 | 0 | 0 | 0 | 0 | 0 | 0 | 0 | 0.021554814219109125 | 0 | 0 | 0 | 0 | 0 | 0 | 0.001 | 0.0030607708173486154 | 0.007184938073036376 | OPTIMIZED | INSTALLED | li_ion |  | node_1375352_976_15350684_343 | AN | 8104001
storage_load_220343111 |  | 0 | 0 | 0 | 0 | 0 | 0 | 0 | 0 | 0 | 0.92 | 0 | False | 0 | 0 | 0 | 0 | 0 | 0 | 0 | 0 | 0 | 0 | 0 | 0 | 0 | 0.021056174983756445 | 0 | 0 | 0 | 0 | 0 | 0 | 0.001 | 0.0029899644656585303 | 0.007018724994585481 | OPTIMIZED | INSTALLED | li_ion |  | node_1367760_78_15350073_204 | AN | 8104001
storage_load_220343112 |  | 0 | 0 | 0 | 0 | 0 | 0 | 0 | 0 | 0 | 0.92 | 0 | False | 0 | 0 | 0 | 0 | 0 | 0 | 0 | 0 | 0 | 0 | 0 | 0 | 0 | 0.012103334167196923 | 0 | 0 | 0 | 0 | 0 | 0 | 0.001 | 0.0017186663163320296 | 0.004034444722398975 | OPTIMIZED | INSTALLED | li_ion |  | node_1367981_709_15350079_678 | AN | 8104001
storage_load_220343115 |  | 0 | 0 | 0 | 0 | 0 | 0 | 0 | 0 | 0 | 0.92 | 0 | False | 0 | 0 | 0 | 0 | 0 | 0 | 0 | 0 | 0 | 0 | 0 | 0 | 0 | 0.03130094472827519 | 0 | 0 | 0 | 0 | 0 | 0 | 0.001 | 0.0044447150537002544 | 0.010433648242758397 | OPTIMIZED | INSTALLED | li_ion |  | node_1366130_023_15350040_808 | AN | 8104001
storage_load_220343116 |  | 0 | 0 | 0 | 0 | 0 | 0 | 0 | 0 | 0 | 0.92 | 0 | False | 0 | 0 | 0 | 0 | 0 | 0 | 0 | 0 | 0 | 0 | 0 | 0 | 0 | 0.2298500220777977 | 0 | 0 | 0 | 0 | 0 | 0 | 0.001 | 0.03263856651293356 | 0.07661667402593257 | OPTIMIZED | INSTALLED | li_ion |  | node_1366433_732_15350209_375 | AN | 8104001
storage_load_220343327 |  | 0 | 0 | 0 | 0 | 0 | 0 | 0 | 0 | 0 | 0.92 | 0 | False | 0 | 0 | 0 | 0 | 0 | 0 | 0 | 0 | 0 | 0 | 0 | 0 | 0 | 0.04265632004244309 | 0 | 0 | 0 | 0 | 0 | 0 | 0.001 | 0.006057171842497157 | 0.014218773347481029 | OPTIMIZED | INSTALLED | li_ion |  | node_1373412_349_15351496_579 | AN | 8104001
storage_load_220343330 |  | 0 | 0 | 0 | 0 | 0 | 0 | 0 | 0 | 0 | 0.92 | 0 | False | 0 | 0 | 0 | 0 | 0 | 0 | 0 | 0 | 0 | 0 | 0 | 0 | 0 | 0.06949217707233289 | 0 | 0 | 0 | 0 | 0 | 0 | 0.001 | 0.009867848010731654 | 0.023164059024110964 | OPTIMIZED | INSTALLED | li_ion |  | node_1373631_323_15351889_84 | AN | 8104001
storage_load_220343331 |  | 0 | 0 | 0 | 0 | 0 | 0 | 0 | 0 | 0 | 0.92 | 0 | False | 0 | 0 | 0 | 0 | 0 | 0 | 0 | 0 | 0 | 0 | 0 | 0 | 0 | 0.07323197133747801 | 0 | 0 | 0 | 0 | 0 | 0 | 0.001 | 0.010398896697732281 | 0.02441065711249267 | OPTIMIZED | INSTALLED | li_ion |  | node_1374470_31_15352674_742 | AN | 8104001
storage_load_220343332 |  | 0 | 0 | 0 | 0 | 0 | 0 | 0 | 0 | 0 | 0.92 | 0 | False | 0 | 0 | 0 | 0 | 0 | 0 | 0 | 0 | 0 | 0 | 0 | 0 | 0 | 0.022280107652349394 | 0 | 0 | 0 | 0 | 0 | 0 | 0.001 | 0.003163762065138737 | 0.007426702550783131 | OPTIMIZED | INSTALLED | li_ion |  | node_1374918_384_15353433_238 | AN | 8104001
storage_load_220343333 |  | 0 | 0 | 0 | 0 | 0 | 0 | 0 | 0 | 0 | 0.92 | 0 | False | 0 | 0 | 0 | 0 | 0 | 0 | 0 | 0 | 0 | 0 | 0 | 0 | 0 | 0.008431536161418082 | 0 | 0 | 0 | 0 | 0 | 0 | 0.001 | 0.0011972735178914105 | 0.002810512053806027 | OPTIMIZED | INSTALLED | li_ion |  | node_1375057_508_15353626_732 | AN | 8104001
storage_load_220343357 |  | 0 | 0 | 0 | 0 | 0 | 0 | 0 | 0 | 0 | 0.92 | 0 | False | 0 | 0 | 0 | 0 | 0 | 0 | 0 | 0 | 0 | 0 | 0 | 0 | 0 | 0.04891197590414038 | 0 | 0 | 0 | 0 | 0 | 0 | 0.001 | 0.006945471617018203 | 0.016303991968046792 | OPTIMIZED | INSTALLED | li_ion |  | node_1366098_776_15350324_899 | AN | 8104001
storage_load_220343405 |  | 0 | 0 | 0 | 0 | 0 | 0 | 0 | 0 | 0 | 0.92 | 0 | False | 0 | 0 | 0 | 0 | 0 | 0 | 0 | 0 | 0 | 0 | 0 | 0 | 0 | 0.020829520785868864 | 0 | 0 | 0 | 0 | 0 | 0 | 0.001 | 0.0029577795695584935 | 0.006943173595289621 | OPTIMIZED | INSTALLED | li_ion |  | node_1366145_204_15350665_506 | AN | 8104001
storage_load_220343446 |  | 0 | 0 | 0 | 0 | 0 | 0 | 0 | 0 | 0 | 0.92 | 0 | False | 0 | 0 | 0 | 0 | 0 | 0 | 0 | 0 | 0 | 0 | 0 | 0 | 0 | 0.11294178680738251 | 0 | 0 | 0 | 0 | 0 | 0 | 0.001 | 0.01603766698957894 | 0.037647262269127506 | OPTIMIZED | INSTALLED | li_ion |  | node_1366007_526_15348837_177 | AN | 8104001
storage_load_220432119 |  | 0 | 0 | 0 | 0 | 0 | 0 | 0 | 0 | 0 | 0.92 | 0 | False | 0 | 0 | 0 | 0 | 0 | 0 | 0 | 0 | 0 | 0 | 0 | 0 | 0 | 0.026745195350734774 | 0 | 0 | 0 | 0 | 0 | 0 | 0.001 | 0.0037978019999294847 | 0.008915065116911591 | OPTIMIZED | INSTALLED | li_ion |  | node_1368875_855_15349760_328 | AN | 8104001
storage_load_220432194 |  | 0 | 0 | 0 | 0 | 0 | 0 | 0 | 0 | 0 | 0.92 | 0 | False | 0 | 0 | 0 | 0 | 0 | 0 | 0 | 0 | 0 | 0 | 0 | 0 | 0 | 0.010539420201772601 | 0 | 0 | 0 | 0 | 0 | 0 | 0.001 | 0.0014965913727017681 | 0.003513140067257534 | OPTIMIZED | INSTALLED | li_ion |  | node_1371277_168_15351202_846 | AN | 8104001
storage_load_220435680 |  | 0 | 0 | 0 | 0 | 0 | 0 | 0 | 0 | 0 | 0.92 | 0 | False | 0 | 0 | 0 | 0 | 0 | 0 | 0 | 0 | 0 | 0 | 0 | 0 | 0 | 0.06550306318951143 | 0 | 0 | 0 | 0 | 0 | 0 | 0.001 | 0.009301396147885986 | 0.021834354396503813 | OPTIMIZED | INSTALLED | li_ion |  | node_1371932_864_15350635_303 | AN | 8104001
storage_load_220525232 |  | 0 | 0 | 0 | 0 | 0 | 0 | 0 | 0 | 0 | 0.92 | 0 | False | 0 | 0 | 0 | 0 | 0 | 0 | 0 | 0 | 0 | 0 | 0 | 0 | 0 | 0.011990007068253131 | 0 | 0 | 0 | 0 | 0 | 0 | 0.001 | 0.0017025738682820112 | 0.003996669022751044 | OPTIMIZED | INSTALLED | li_ion |  | node_1368271_253_15350096_963 | AN | 8104001
storage_load_220529827 |  | 0 | 0 | 0 | 0 | 0 | 0 | 0 | 0 | 0 | 0.92 | 0 | False | 0 | 0 | 0 | 0 | 0 | 0 | 0 | 0 | 0 | 0 | 0 | 0 | 0 | 0.06092464839218226 | 0 | 0 | 0 | 0 | 0 | 0 | 0.001 | 0.00865126376504522 | 0.02030821613072742 | OPTIMIZED | INSTALLED | li_ion |  | node_1374449_765_15355413_639 | AN | 8104001
storage_load_220532278 |  | 0 | 0 | 0 | 0 | 0 | 0 | 0 | 0 | 0 | 0.92 | 0 | False | 0 | 0 | 0 | 0 | 0 | 0 | 0 | 0 | 0 | 0 | 0 | 0 | 0 | 0.03533538945067416 | 0 | 0 | 0 | 0 | 0 | 0 | 0.001 | 0.005017604525360924 | 0.01177846315022472 | OPTIMIZED | INSTALLED | li_ion |  | node_1362643_774_15347718_299 | AN | 8104001
storage_load_220538260 |  | 0 | 0 | 0 | 0 | 0 | 0 | 0 | 0 | 0 | 0.92 | 0 | False | 0 | 0 | 0 | 0 | 0 | 0 | 0 | 0 | 0 | 0 | 0 | 0 | 0 | 0.019492261018332124 | 0 | 0 | 0 | 0 | 0 | 0 | 0.001 | 0.002767889522028269 | 0.006497420339444041 | OPTIMIZED | INSTALLED | li_ion |  | node_1382354_534_15354474_391 | AN | 8104001
storage_load_220623354 |  | 0 | 0 | 0 | 0 | 0 | 0 | 0 | 0 | 0 | 0.92 | 0 | False | 0 | 0 | 0 | 0 | 0 | 0 | 0 | 0 | 0 | 0 | 0 | 0 | 0 | 0.198503746509945 | 0 | 0 | 0 | 0 | 0 | 0 | 0.001 | 0.028187413850418296 | 0.06616791550331501 | OPTIMIZED | INSTALLED | li_ion |  | node_1369448_366_15351177_562 | AN | 8104001
storage_load_220648101 |  | 0 | 0 | 0 | 0 | 0 | 0 | 0 | 0 | 0 | 0.92 | 0 | False | 0 | 0 | 0 | 0 | 0 | 0 | 0 | 0 | 0 | 0 | 0 | 0 | 0 | 0.011831349129731824 | 0 | 0 | 0 | 0 | 0 | 0 | 0.001 | 0.0016800448607419815 | 0.003943783043243942 | OPTIMIZED | INSTALLED | li_ion |  | node_1370511_391_15350945_372 | AN | 8104001
storage_load_220648500 |  | 0 | 0 | 0 | 0 | 0 | 0 | 0 | 0 | 0 | 0.92 | 0 | False | 0 | 0 | 0 | 0 | 0 | 0 | 0 | 0 | 0 | 0 | 0 | 0 | 0 | 0.06083398671302723 | 0 | 0 | 0 | 0 | 0 | 0 | 0.001 | 0.008638389596740207 | 0.020277995571009077 | OPTIMIZED | INSTALLED | li_ion |  | node_1365899_77_15350605_845 | AN | 8104001
storage_load_220658641 |  | 0 | 0 | 0 | 0 | 0 | 0 | 0 | 0 | 0 | 0.92 | 0 | False | 0 | 0 | 0 | 0 | 0 | 0 | 0 | 0 | 0 | 0 | 0 | 0 | 0 | 0.01708972652072375 | 0 | 0 | 0 | 0 | 0 | 0 | 0.001 | 0.0024267308825578677 | 0.0056965755069079155 | OPTIMIZED | INSTALLED | li_ion |  | node_1365608_598_15350597_209 | AN | 8104001

## Switch
Name | GroupId | OperatingMode | PhaseAState | PhaseBState | PhaseCState | CurrentInAReal | CurrentInAImag | CurrentInA | CurrentInBReal | CurrentInBImag | CurrentInB | CurrentInCReal | CurrentInCImag | CurrentInC | CurrentOutAReal | CurrentOutAImag | CurrentOutA | CurrentOutBReal | CurrentOutBImag | CurrentOutB | CurrentOutCReal | CurrentOutCImag | CurrentOutC | ActivePowerInA | ReactivePowerInA | PowerInA | ActivePowerInB | ReactivePowerInB | PowerInB | ActivePowerInC | ReactivePowerInC | PowerInC | ActivePowerOutA | ReactivePowerOutA | PowerOutA | ActivePowerOutB | ReactivePowerOutB | PowerOutB | ActivePowerOutC | ReactivePowerOutC | PowerOutC | Status | From | To | Length | Phases | Feeder | Comments
switch_220417271 |  | INDIVIDUAL | CLOSED | CLOSED | CLOSED | 0 | 0 | 0+0j | 0 | 0 | 0+0j | 0 | 0 | 0+0j | 0 | 0 | 0+0j | 0 | 0 | 0+0j | 0 | 0 | 0+0j | 0 | 0 | 0+0j | 0 | 0 | 0+0j | 0 | 0 | 0+0j | 0 | 0 | 0+0j | 0 | 0 | 0+0j | 0 | 0 | 0+0j | OPEN | node_intto1_220417271 | node_220417271 | 0 | AD | 8104001
switch_220417438 |  | INDIVIDUAL | CLOSED | CLOSED | CLOSED | 0 | 0 | 0+0j | 0 | 0 | 0+0j | 0 | 0 | 0+0j | 0 | 0 | 0+0j | 0 | 0 | 0+0j | 0 | 0 | 0+0j | 0 | 0 | 0+0j | 0 | 0 | 0+0j | 0 | 0 | 0+0j | 0 | 0 | 0+0j | 0 | 0 | 0+0j | 0 | 0 | 0+0j | OPEN | node_intto1_220417438 | node_220417438 | 0 | AD | 8104001

## TransformerConfiguration
Name | ConnectType | NoLoadLoss | PowerRating | ReactanceResistanceRatio | FullLoadLoss | PowerARating | PowerBRating | PowerCRating | ShuntResistance | ShuntReactance | ShuntImpedance | Impedance | PrimaryVoltage | SecondaryVoltage | CoreCoilWeight | InstalledInsulationLife | InstallType | CoolantType | CoolingType | Feeder | Comments
config_transformer_220623942 | UNKNOWN | 0 | 500 | 10 | 0 | 0 | 0 | 0 | 0 | 0 | 0+0j | 0.005+0.047j | 4800 | 12470 | 0 | 0 | UNKNOWN | UNKNOWN | UNKNOWN | 8104001

## UndergroundLineConductor
Name | OuterDiameter | ConductorGMR | ConductorDiameter | ConductorResistance | NeutralGMR | NeutralDiameter | NeutralResistance | NeutralStrands | InsulationRelativePermittivity | ShieldGMR | ShieldResitance | RatingSummerContinuous | RatingSummerEmergency | RatingWinterContinuous | RatingWinterEmergency | Feeder | Comments
und_cond_1P_1/0ALURD_1/0AL(N) | 0 | 0 | 0 | 0 | 0 | 0 | 0 | 0 | 0 | 0 | 0 | 160 | 160 | 180 | 180 | 8104001
und_cond_1P_2ALURD | 0 | 0 | 0 | 0 | 0 | 0 | 0 | 0 | 0 | 0 | 0 | 125 | 125 | 140 | 140 | 8104001
und_cond_1P_2ALURD_2AL(N) | 0 | 0 | 0 | 0 | 0 | 0 | 0 | 0 | 0 | 0 | 0 | 125 | 125 | 140 | 140 | 8104001
und_cond_1P_DELTACUST | 0 | 0 | 0 | 0 | 0 | 0 | 0 | 0 | 0 | 0 | 0 | 685 | 685 | 685 | 685 | 8104001
und_cond_TAPWIRE_UG | 0 | 0 | 0 | 0 | 0 | 0 | 0 | 0 | 0 | 0 | 0 | 99999999 | 99999999 | 99999999 | 99999999 | 8104001

## UndergroundLineConfiguration
Name | ConductorA | ConductorB | ConductorC | ConductorN | LineSpacing | Capacitance11 | Capacitance12 | Capacitance13 | Capacitance21 | Capacitance22 | Capacitance23 | Capacitance31 | Capacitance32 | Capacitance33 | Impedance11 | Impedance12 | Impedance13 | Impedance21 | Impedance22 | Impedance23 | Impedance31 | Impedance32 | Impedance33 | Feeder | Comments
und_1P_1/0ALURD_1/0AL(N) | und_cond_1P_1/0ALURD_1/0AL(N) | und_cond_1P_1/0ALURD_1/0AL(N) | und_cond_1P_1/0ALURD_1/0AL(N) |  |  | 530.19 | 0 | 0 | 0 | 530.19 | 0 | 0 | 0 | 530.19 | 1.674+0.526j | 0+0j | 0+0j | 0+0j | 1.674+0.526j | 0+0j | 0+0j | 0+0j | 1.674+0.526j | 8104001
und_1P_2ALURD | und_cond_1P_2ALURD | und_cond_1P_2ALURD | und_cond_1P_2ALURD |  |  | 401.497 | 0 | 0 | 0 | 401.497 | 0 | 0 | 0 | 401.497 | 2.379+0.823j | 0+0j | 0+0j | 0+0j | 2.379+0.823j | 0+0j | 0+0j | 0+0j | 2.379+0.823j | 8104001
und_1P_2ALURD_2AL(N) | und_cond_1P_2ALURD_2AL(N) | und_cond_1P_2ALURD_2AL(N) | und_cond_1P_2ALURD_2AL(N) |  |  | 401.497 | 0 | 0 | 0 | 401.497 | 0 | 0 | 0 | 401.497 | 2.379+0.823j | 0+0j | 0+0j | 0+0j | 2.379+0.823j | 0+0j | 0+0j | 0+0j | 2.379+0.823j | 8104001
und_1P_DELTACUST | und_cond_1P_DELTACUST | und_cond_1P_DELTACUST | und_cond_1P_DELTACUST |  |  | 324.124 | 0 | 0 | 0 | 324.124 | 0 | 0 | 0 | 324.124 | 0.179+0.233j | 0.061+-0.024j | 0.061+-0.024j | 0.061+-0.024j | 0.179+0.233j | 0.061+-0.024j | 0.061+-0.024j | 0.061+-0.024j | 0.179+0.233j | 8104001
und_TAPWIRE_UG | und_cond_TAPWIRE_UG | und_cond_TAPWIRE_UG | und_cond_TAPWIRE_UG |  |  | 0 | 0 | 0 | 0 | 0 | 0 | 0 | 0 | 0 | 0.001+0.001j | 0+0j | 0+0j | 0+0j | 0.001+0.001j | 0+0j | 0+0j | 0+0j | 0.001+0.001j | 8104001

## Regulator
Name | GroupId | Configuration | SenseNode | Status | From | To | Length | Phases | Feeder | Comments
regulator_220624082 |  | config_regulator_220624082 |  | OPEN | node_intto1_8104001_201041982 | node_8104001_201041982 | 0 | AD | 8104001

## Transformer
Name | GroupId | Configuration | AgingConstant | AgingGranularity | Climate | UseThermalModel | Status | From | To | Length | Phases | Feeder | Comments
transformer_220623942 |  | config_transformer_220623942 | 0 | 0 |  | False | OPEN | node_220623942 | node_intto1_220623942 | 0 | AD | 8104001

## OverheadLine
Name | GroupId | Configuration | Length | Status | From | To | Phases | Feeder | Comments
oh_line_8104001_200816439 |  | bal_1P_1/0AA | 264 | OPEN | node_8104001_200843855 | node_8104001_200816439 | AD | 8104001
oh_line_8104001_200816440 |  | bal_1P_1/0AA | 264 | OPEN | node_8104001_200816439 | node_8104001_200816440 | AD | 8104001
oh_line_8104001_200816441 |  | bal_1P_1/0AA | 369.6 | OPEN | node_8104001_200816440 | node_8104001_200816441 | AD | 8104001
oh_line_8104001_200816442 |  | bal_1P_1/0AA | 316.8 | OPEN | node_8104001_200816441 | node_8104001_200816442 | AD | 8104001
oh_line_8104001_200816443 |  | bal_1P_1/0AA | 264 | OPEN | node_8104001_200816442 | node_8104001_200816443 | AD | 8104001
oh_line_8104001_200816444 |  | bal_1P_1/0AA | 264 | OPEN | node_8104001_200816443 | node_8104001_200816444 | AD | 8104001
oh_line_8104001_200817329 |  | bal_1P_2AC | 211.20000000000002 | OPEN | node_8104001_200817376 | node_8104001_200817329 | AD | 8104001
oh_line_8104001_200817331 |  | bal_1P_2AC | 264 | OPEN | node_8104001_200817329 | node_8104001_200817331 | AD | 8104001
oh_line_8104001_200817332 |  | bal_1P_1/0AA | 264 | OPEN | node_8104001_200817331 | node_8104001_200817332 | AD | 8104001
oh_line_8104001_200817333 |  | bal_1P_1/0AA | 52.800000000000004 | OPEN | node_8104001_200817332 | node_8104001_200817333 | AD | 8104001
oh_line_8104001_200817334 |  | bal_1P_1/0AA | 264 | OPEN | node_8104001_200817333 | node_8104001_200817334 | AD | 8104001
oh_line_8104001_200817335 |  | bal_1P_1/0AA | 264 | OPEN | node_8104001_200817334 | node_8104001_200817335 | AD | 8104001
oh_line_8104001_200817336 |  | bal_1P_1/0AA | 264 | OPEN | node_8104001_200817335 | node_8104001_200817336 | AD | 8104001
oh_line_8104001_200817339-1 |  | bal_1P_1/0AA | 0 | OPEN | node_1376238_025_15354347_39 | node_8104001_200817339 | AD | 8104001
oh_line_8104001_200817339-2 |  | bal_1P_1/0AA | 264 | OPEN | node_8104001_200817332 | node_1376238_025_15354347_39 | AD | 8104001
oh_line_8104001_200817340 |  | bal_1P_1/0AA | 264 | OPEN | node_8104001_200817339 | node_8104001_200817340 | AD | 8104001
oh_line_8104001_200817341 |  | bal_1P_2AC | 316.8 | OPEN | node_8104001_200817331 | node_8104001_200817341 | AD | 8104001
oh_line_8104001_200817342 |  | bal_1P_2AC | 316.8 | OPEN | node_8104001_200817341 | node_8104001_200817342 | AD | 8104001
oh_line_8104001_200817343 |  | bal_1P_2AC | 528 | OPEN | node_8104001_200817342 | node_8104001_200817343 | AD | 8104001
oh_line_8104001_200817344 |  | bal_1P_2AC | 528 | OPEN | node_8104001_200817343 | node_8104001_200817344 | AD | 8104001
oh_line_8104001_200817345 |  | bal_1P_2AC | 316.8 | OPEN | node_8104001_200817344 | node_8104001_200817345 | AD | 8104001
oh_line_8104001_200817346 |  | bal_1P_2AC | 369.6 | OPEN | node_8104001_200817345 | node_8104001_200817346 | AD | 8104001
oh_line_8104001_200817347 |  | bal_1P_2AC | 475.2 | OPEN | node_8104001_200817346 | node_8104001_200817347 | AD | 8104001
oh_line_8104001_200817348 |  | bal_1P_2AC | 422.40000000000003 | OPEN | node_8104001_200817347 | node_intto1_8104001_200817348 | AD | 8104001
oh_line_8104001_200817350 |  | bal_1P_2AC | 211.20000000000002 | OPEN | node_8104001_200817348 | node_8104001_200817350 | AD | 8104001
oh_line_8104001_200817351 |  | bal_1P_2AC | 211.20000000000002 | OPEN | node_8104001_200817350 | node_8104001_200817351 | AD | 8104001
oh_line_8104001_200817352 |  | bal_1P_2AC | 422.40000000000003 | OPEN | node_8104001_200817351 | node_8104001_200817352 | AD | 8104001
oh_line_8104001_200817353 |  | bal_1P_2AC | 422.40000000000003 | OPEN | node_8104001_200817352 | node_8104001_200817353 | AD | 8104001
oh_line_8104001_200817354 |  | bal_1P_2AC | 369.6 | OPEN | node_8104001_200817353 | node_8104001_200817354 | AD | 8104001
oh_line_8104001_200817355 |  | bal_1P_2AC | 158.4 | OPEN | node_8104001_200817354 | node_8104001_200817355 | AD | 8104001
oh_line_8104001_200817356 |  | bal_1P_1/0AC | 316.8 | OPEN | node_8104001_200817355 | node_8104001_200817356 | AD | 8104001
oh_line_8104001_200817357 |  | bal_1P_2AC | 211.20000000000002 | OPEN | node_8104001_200817355 | node_8104001_200817357 | AD | 8104001
oh_line_8104001_200817358 |  | bal_1P_2AC | 422.40000000000003 | OPEN | node_8104001_200817357 | node_8104001_200817358 | AD | 8104001
oh_line_8104001_200817359 |  | bal_1P_2AC | 105.60000000000001 | OPEN | node_8104001_310056930 | node_8104001_200817359 | AD | 8104001
oh_line_8104001_200817360 |  | bal_1P_1/0AA | 211.20000000000002 | OPEN | node_8104001_200817359 | node_8104001_200817360 | AD | 8104001
oh_line_8104001_200817362 |  | bal_1P_1/0AA | 316.8 | OPEN | node_8104001_200817360 | node_8104001_200817362 | AD | 8104001
oh_line_8104001_200817363 |  | bal_1P_1/0AA | 105.60000000000001 | OPEN | node_8104001_200817362 | node_8104001_200817363 | AD | 8104001
oh_line_8104001_200817364 |  | bal_1P_1/0AA | 211.20000000000002 | OPEN | node_8104001_200817363 | node_8104001_200817364 | AD | 8104001
oh_line_8104001_200817365 |  | bal_1P_1/0AA | 264 | OPEN | node_8104001_200817362 | node_8104001_200817365 | AD | 8104001
oh_line_8104001_200817366 |  | bal_1P_1/0AA | 211.20000000000002 | OPEN | node_8104001_200817365 | node_8104001_200817366 | AD | 8104001
oh_line_8104001_200817367 |  | bal_1P_1/0AA | 158.4 | OPEN | node_8104001_200817366 | node_8104001_200817367 | AD | 8104001
oh_line_8104001_200817368 |  | bal_1P_2AC | 211.20000000000002 | OPEN | node_8104001_200817359 | node_8104001_200817368 | AD | 8104001
oh_line_8104001_200817370 |  | bal_1P_2AC | 211.20000000000002 | OPEN | node_8104001_200817368 | node_8104001_200817370 | AD | 8104001
oh_line_8104001_200817371 |  | bal_1P_1/0AA | 369.6 | OPEN | node_8104001_200817370 | node_8104001_200817371 | AD | 8104001
oh_line_8104001_200817372 |  | bal_1P_1/0AA | 369.6 | OPEN | node_8104001_200817371 | node_8104001_200817372 | AD | 8104001
oh_line_8104001_200817373 |  | bal_1P_1/0AA | 369.6 | OPEN | node_8104001_200817372 | node_8104001_200817373 | AD | 8104001
oh_line_8104001_200817374 |  | bal_1P_1/0AA | 369.6 | OPEN | node_8104001_200817373 | node_8104001_200817374 | AD | 8104001
oh_line_8104001_200817375 |  | bal_1P_2AC | 422.40000000000003 | OPEN | node_8104001_200844498 | node_8104001_200817375 | AD | 8104001
oh_line_8104001_200817376 |  | bal_1P_2AC | 264 | OPEN | node_8104001_200817375 | node_8104001_200817376 | AD | 8104001
oh_line_8104001_200842521-1 |  | bal_1P_2AC_2AC(N) | 0 | OPEN | node_8104001_200842521 | node_intto1_220388080 | AN | 8104001
oh_line_8104001_200842521-2 |  | bal_1P_2AC_2AC(N) | 52.800000000000004 | OPEN | node_220388080 | node_intto1_220388082 | AN | 8104001
oh_line_8104001_200842521-3 |  | bal_1P_2AC_2AC(N) | 0 | OPEN | node_220388082 | node_1365908_949_15345503_802 | AN | 8104001
oh_line_8104001_200842522 |  | bal_1P_2AC_2AC(N) | 211.20000000000002 | OPEN | node_8104001_200842522 | node_8104001_200953188 | AN | 8104001
oh_line_8104001_200842523 |  | bal_1P_2AC | 211.20000000000002 | OPEN | node_8104001_200842523 | node_8104001_200842522 | AD | 8104001
oh_line_8104001_200842524 |  | bal_1P_2AC | 158.4 | OPEN | node_8104001_200842524 | node_8104001_200842523 | AD | 8104001
oh_line_8104001_200842526 |  | bal_1P_2AC | 211.20000000000002 | OPEN | node_8104001_200842526 | node_8104001_200842524 | AD | 8104001
oh_line_8104001_200842527 |  | bal_1P_2AC | 211.20000000000002 | OPEN | node_8104001_200842527 | node_8104001_200842526 | AD | 8104001
oh_line_8104001_200842528 |  | bal_1P_2AC | 105.60000000000001 | OPEN | node_8104001_200842528 | node_8104001_200842527 | AD | 8104001
oh_line_8104001_200842529 |  | bal_1P_2AC | 211.20000000000002 | OPEN | node_8104001_200842529 | node_8104001_200842528 | AD | 8104001
oh_line_8104001_200842530-1 |  | bal_1P_2AC | 211.20000000000002 | OPEN | node_1366283_562_15347295_346 | node_8104001_200842530 | AD | 8104001
oh_line_8104001_200842530-2 |  | bal_1P_2AC | 211.20000000000002 | OPEN | node_8104001_200842530 | node_8104001_200842529 | AD | 8104001
oh_line_8104001_200842532 |  | bal_1P_2AC | 211.20000000000002 | OPEN | node_8104001_200842532 | node_1366283_562_15347295_346 | AD | 8104001
oh_line_8104001_200842533 |  | bal_1P_2AC | 158.4 | OPEN | node_8104001_200842533 | node_8104001_200842532 | AD | 8104001
oh_line_8104001_200842534 |  | bal_1P_4CU | 211.20000000000002 | OPEN | node_8104001_200842534 | node_8104001_200842533 | AD | 8104001
oh_line_8104001_200842535 |  | bal_1P_4CU | 211.20000000000002 | OPEN | node_8104001_200842535 | node_8104001_200842534 | AD | 8104001
oh_line_8104001_200842536 |  | bal_1P_4CU | 211.20000000000002 | OPEN | node_8104001_200842536 | node_8104001_200842535 | AD | 8104001
oh_line_8104001_200842537 |  | bal_1P_4CU | 211.20000000000002 | OPEN | node_8104001_200842537 | node_8104001_200842536 | AD | 8104001
oh_line_8104001_200842995 |  | bal_1P_2AC | 158.4 | OPEN | node_8104001_200842535 | node_8104001_200842995 | AD | 8104001
oh_line_8104001_200842996 |  | bal_1P_1/0AA | 264 | OPEN | node_8104001_200842995 | node_8104001_200842996 | AD | 8104001
oh_line_8104001_200842997 |  | bal_1P_1/0AC | 316.8 | OPEN | node_8104001_200842995 | node_8104001_200842997 | AD | 8104001
oh_line_8104001_200842998 |  | bal_1P_1/0AC | 264 | OPEN | node_8104001_200842997 | node_8104001_200842998 | AD | 8104001
oh_line_8104001_200843781 |  | bal_1P_1/0AC | 105.60000000000001 | OPEN | node_8104001_200843869 | node_8104001_200843781 | AD | 8104001
oh_line_8104001_200843782 |  | bal_1P_1/0AA | 158.4 | OPEN | node_8104001_200843802 | node_8104001_200843782 | AD | 8104001
oh_line_8104001_200843784 |  | bal_1P_1/0AA | 105.60000000000001 | OPEN | node_8104001_200843782 | node_8104001_200843784 | AD | 8104001
oh_line_8104001_200843785 |  | bal_1P_1/0AA | 105.60000000000001 | OPEN | node_8104001_200843784 | node_8104001_200843785 | AD | 8104001
oh_line_8104001_200843789 |  | bal_1P_2AC | 158.4 | OPEN | node_8104001_200843781 | node_8104001_200843789 | AD | 8104001
oh_line_8104001_200843791 |  | bal_1P_2AC | 105.60000000000001 | OPEN | node_8104001_200946468 | node_8104001_200843791 | AD | 8104001
oh_line_8104001_200843792 |  | bal_1P_2AC | 52.800000000000004 | OPEN | node_8104001_200843791 | node_intto1_8104001_200843792 | AD | 8104001
oh_line_8104001_200843793 |  | bal_1P_1/0AC | 52.800000000000004 | OPEN | node_8104001_200843792 | node_8104001_200843793 | AD | 8104001
oh_line_8104001_200843794 |  | bal_1P_1/0AC | 316.8 | OPEN | node_8104001_200843793 | node_8104001_200843794 | AD | 8104001
oh_line_8104001_200843796 |  | bal_1P_1/0AA | 158.4 | OPEN | node_8104001_200843791 | node_8104001_200843796 | AD | 8104001
oh_line_8104001_200843797 |  | bal_1P_1/0AA | 158.4 | OPEN | node_8104001_200843796 | node_8104001_200843797 | AD | 8104001
oh_line_8104001_200843798 |  | bal_1P_1/0AA | 158.4 | OPEN | node_8104001_200843797 | node_intto1_8104001_200843798 | AD | 8104001
oh_line_8104001_200843799 |  | bal_1P_1/0AA | 158.4 | OPEN | node_8104001_200843798 | node_8104001_200843799 | AD | 8104001
oh_line_8104001_200843801 |  | bal_1P_1/0AA | 158.4 | OPEN | node_8104001_200843799 | node_8104001_200843801 | AD | 8104001
oh_line_8104001_200843802 |  | bal_1P_1/0AA | 158.4 | OPEN | node_8104001_200843801 | node_8104001_200843802 | AD | 8104001
oh_line_8104001_200843803 |  | bal_1P_1/0AA | 316.8 | OPEN | node_8104001_200843825 | node_8104001_200843803 | AD | 8104001
oh_line_8104001_200843804 |  | bal_1P_1/0AA | 475.2 | OPEN | node_8104001_200843863 | node_8104001_200843804 | AD | 8104001
oh_line_8104001_200843805 |  | bal_1P_2AC | 211.20000000000002 | OPEN | node_8104001_200843792 | node_8104001_200843805 | AD | 8104001
oh_line_8104001_200843809 |  | bal_1P_1/0AC | 105.60000000000001 | OPEN | node_8104001_200843805 | node_8104001_200843809 | AD | 8104001
oh_line_8104001_200843812 |  | bal_1P_2AC | 369.6 | OPEN | node_8104001_200843866 | node_8104001_200843812 | AD | 8104001
oh_line_8104001_200843814 |  | bal_1P_2AC | 422.40000000000003 | OPEN | node_8104001_200843812 | node_8104001_200843814 | AD | 8104001
oh_line_8104001_200843815 |  | bal_1P_1/0AA | 211.20000000000002 | OPEN | node_8104001_200843814 | node_8104001_200843815 | AD | 8104001
oh_line_8104001_200843816 |  | bal_1P_1/0AA | 316.8 | OPEN | node_8104001_200843815 | node_8104001_200843816 | AD | 8104001
oh_line_8104001_200843817 |  | bal_1P_1/0AA | 369.6 | OPEN | node_8104001_200843816 | node_8104001_200843817 | AD | 8104001
oh_line_8104001_200843818 |  | bal_1P_2AC | 369.6 | OPEN | node_8104001_200843816 | node_8104001_200843818 | AD | 8104001
oh_line_8104001_200843819 |  | bal_1P_2AC | 422.40000000000003 | OPEN | node_8104001_200843818 | node_8104001_200843819 | AD | 8104001
oh_line_8104001_200843820 |  | bal_1P_1/0AA | 52.800000000000004 | OPEN | node_8104001_200843819 | node_8104001_200843820 | AD | 8104001
oh_line_8104001_200843821 |  | bal_1P_1/0AA | 211.20000000000002 | OPEN | node_8104001_200843820 | node_8104001_200843821 | AD | 8104001
oh_line_8104001_200843822 |  | bal_1P_1/0AA | 52.800000000000004 | OPEN | node_8104001_200843821 | node_8104001_200843822 | AD | 8104001
oh_line_8104001_200843823 |  | bal_1P_1/0AA | 264 | OPEN | node_8104001_200843822 | node_8104001_200843823 | AD | 8104001
oh_line_8104001_200843824 |  | bal_1P_1/0AA | 264 | OPEN | node_8104001_200843823 | node_8104001_200843824 | AD | 8104001
oh_line_8104001_200843825 |  | bal_1P_1/0AA | 211.20000000000002 | OPEN | node_8104001_200843821 | node_8104001_200843825 | AD | 8104001
oh_line_8104001_200843826 |  | bal_1P_1/0AA | 264 | OPEN | node_8104001_200843825 | node_8104001_200843826 | AD | 8104001
oh_line_8104001_200843827 |  | bal_1P_1/0AA | 316.8 | OPEN | node_8104001_200843825 | node_8104001_200843827 | AD | 8104001
oh_line_8104001_200843828 |  | bal_1P_1/0AA | 316.8 | OPEN | node_8104001_200843827 | node_8104001_200843828 | AD | 8104001
oh_line_8104001_200843829 |  | bal_1P_1/0AA | 264 | OPEN | node_8104001_200843827 | node_8104001_200843829 | AD | 8104001
oh_line_8104001_200843830 |  | bal_1P_1/0AA | 316.8 | OPEN | node_8104001_200843829 | node_8104001_200843830 | AD | 8104001
oh_line_8104001_200843831 |  | bal_1P_2AC | 316.8 | OPEN | node_8104001_200843819 | node_8104001_200843831 | AD | 8104001
oh_line_8104001_200843833 |  | bal_1P_2AC | 211.20000000000002 | OPEN | node_8104001_200843831 | node_8104001_200843833 | AD | 8104001
oh_line_8104001_200843835 |  | bal_1P_2AC | 158.4 | OPEN | node_8104001_310043449 | node_8104001_200843835 | AD | 8104001
oh_line_8104001_200843836 |  | bal_1P_1/0AA | 316.8 | OPEN | node_8104001_200843835 | node_8104001_200843836 | AD | 8104001
oh_line_8104001_200843837 |  | bal_1P_1/0AA | 52.800000000000004 | OPEN | node_8104001_200843836 | node_8104001_200843837 | AD | 8104001
oh_line_8104001_200843838 |  | bal_1P_1/0AA | 264 | OPEN | node_8104001_200843837 | node_8104001_200843838 | AD | 8104001
oh_line_8104001_200843839 |  | bal_1P_1/0AA | 264 | OPEN | node_8104001_200843838 | node_8104001_200843839 | AD | 8104001
oh_line_8104001_200843841 |  | bal_1P_2AC | 580.8 | OPEN | node_8104001_200843835 | node_8104001_200843841 | AD | 8104001
oh_line_8104001_200843843 |  | bal_1P_2AC | 316.8 | OPEN | node_8104001_200843841 | node_8104001_200843843 | AD | 8104001
oh_line_8104001_200843844 |  | bal_1P_2AC | 211.20000000000002 | OPEN | node_8104001_200843843 | node_8104001_200843844 | AD | 8104001
oh_line_8104001_200843848 |  | bal_1P_2AC | 264 | OPEN | node_8104001_201031607 | node_8104001_200843848 | AD | 8104001
oh_line_8104001_200843849 |  | bal_1P_2AC | 580.8 | OPEN | node_8104001_200843844 | node_8104001_200843849 | AD | 8104001
oh_line_8104001_200843851 |  | bal_1P_2AC | 369.6 | OPEN | node_8104001_200843849 | node_8104001_200843851 | AD | 8104001
oh_line_8104001_200843852 |  | bal_1P_2AC | 316.8 | OPEN | node_8104001_200843851 | node_8104001_200843852 | AD | 8104001
oh_line_8104001_200843853 |  | bal_1P_2AC | 316.8 | OPEN | node_8104001_200843852 | node_8104001_200843853 | AD | 8104001
oh_line_8104001_200843854 |  | bal_1P_2AC | 211.20000000000002 | OPEN | node_8104001_200843853 | node_8104001_200843854 | AD | 8104001
oh_line_8104001_200843855 |  | bal_1P_2AC | 264 | OPEN | node_8104001_200843854 | node_8104001_200843855 | AD | 8104001
oh_line_8104001_200843856 |  | bal_1P_2AC | 316.8 | OPEN | node_8104001_200843848 | node_8104001_200843856 | AD | 8104001
oh_line_8104001_200843857 |  | bal_1P_2AC | 211.20000000000002 | OPEN | node_8104001_200843856 | node_8104001_200843857 | AD | 8104001
oh_line_8104001_200843859 |  | bal_1P_2AC | 316.8 | OPEN | node_8104001_200971048 | node_8104001_200843859 | AD | 8104001
oh_line_8104001_200843860 |  | bal_1P_2AC | 316.8 | OPEN | node_8104001_200843859 | node_intto1_8104001_200843860 | AD | 8104001
oh_line_8104001_200843861-1 |  | bal_1P_2AC | 264 | OPEN | node_8104001_200843860 | node_intto1_220623942 | AD | 8104001
oh_line_8104001_200843861-2 |  | bal_1P_2AC | 0 | OPEN | node_220623942 | node_intto1_220417271 | AD | 8104001
oh_line_8104001_200843861-3 |  | bal_1P_2AC | 0 | OPEN | node_220417271 | node_8104001_200843861 | AD | 8104001
oh_line_8104001_200843862 |  | bal_1P_2AC | 158.4 | OPEN | node_8104001_200843859 | node_8104001_200843862 | AD | 8104001
oh_line_8104001_200843863 |  | bal_1P_1/0AA | 52.800000000000004 | OPEN | node_8104001_200843862 | node_8104001_200843863 | AD | 8104001
oh_line_8104001_200843864 |  | bal_1P_2AC | 422.40000000000003 | OPEN | node_8104001_200843862 | node_8104001_200843864 | AD | 8104001
oh_line_8104001_200843865 |  | bal_1P_2AC | 264 | OPEN | node_8104001_200843864 | node_8104001_200843865 | AD | 8104001
oh_line_8104001_200843866 |  | bal_1P_2AC | 264 | OPEN | node_8104001_200843865 | node_8104001_200843866 | AD | 8104001
oh_line_8104001_200843868 |  | bal_1P_1/0AC | 264 | OPEN | node_8104001_200844796 | node_8104001_200843868 | AD | 8104001
oh_line_8104001_200843869 |  | bal_1P_1/0AC | 158.4 | OPEN | node_8104001_200843868 | node_8104001_200843869 | AD | 8104001
oh_line_8104001_200843870 |  | bal_1P_1/0AC | 52.800000000000004 | OPEN | node_8104001_200843869 | node_8104001_200843870 | AD | 8104001
oh_line_8104001_200843871 |  | bal_1P_1/0AC | 211.20000000000002 | OPEN | node_8104001_200843870 | node_8104001_200843871 | AD | 8104001
oh_line_8104001_200843873 |  | bal_1P_4CU | 105.60000000000001 | OPEN | node_8104001_200843869 | node_8104001_200843873 | AD | 8104001
oh_line_8104001_200843875 |  | bal_1P_1/0AC | 105.60000000000001 | OPEN | node_8104001_200843873 | node_8104001_200843875 | AD | 8104001
oh_line_8104001_200843876 |  | bal_1P_1/0AC | 158.4 | OPEN | node_8104001_200843875 | node_8104001_200843876 | AD | 8104001
oh_line_8104001_200844485 |  | bal_1P_2AC | 264 | OPEN | node_8104001_200843844 | node_8104001_200844485 | AD | 8104001
oh_line_8104001_200844486 |  | bal_1P_2AC | 264 | OPEN | node_8104001_200844485 | node_intto1_8104001_200844486 | AD | 8104001
oh_line_8104001_200844488 |  | bal_1P_2AC | 264 | OPEN | node_8104001_200817329 | node_8104001_200844488 | AD | 8104001
oh_line_8104001_200844489 |  | bal_1P_2AC | 264 | OPEN | node_8104001_200844486 | node_8104001_200844489 | AD | 8104001
oh_line_8104001_200844490 |  | bal_1P_2AC | 211.20000000000002 | OPEN | node_8104001_200844489 | node_8104001_200844490 | AD | 8104001
oh_line_8104001_200844492 |  | bal_1P_2AC | 422.40000000000003 | OPEN | node_8104001_200980704 | node_8104001_200844492 | AD | 8104001
oh_line_8104001_200844493 |  | bal_1P_2AC | 264 | OPEN | node_8104001_200844492 | node_8104001_200844493 | AD | 8104001
oh_line_8104001_200844494 |  | bal_1P_2AC | 211.20000000000002 | OPEN | node_8104001_200844493 | node_8104001_200844494 | AD | 8104001
oh_line_8104001_200844495-1 |  | bal_1P_2AC | 52.800000000000004 | OPEN | node_1374588_085_15352939_609 | node_8104001_200844495 | AD | 8104001
oh_line_8104001_200844495-2 |  | bal_1P_2AC | 264 | OPEN | node_8104001_200844494 | node_1374588_085_15352939_609 | AD | 8104001
oh_line_8104001_200844496 |  | bal_1P_2AC | 369.6 | OPEN | node_8104001_200844495 | node_8104001_200844496 | AD | 8104001
oh_line_8104001_200844497 |  | bal_1P_2AC | 158.4 | OPEN | node_8104001_200844496 | node_8104001_200844497 | AD | 8104001
oh_line_8104001_200844498 |  | bal_1P_2AC | 422.40000000000003 | OPEN | node_8104001_200844496 | node_8104001_200844498 | AD | 8104001
oh_line_8104001_200844555 |  | bal_1P_1/0AC | 105.60000000000001 | OPEN | node_8104001_200844698 | node_8104001_200844555 | AD | 8104001
oh_line_8104001_200844556 |  | bal_1P_1/0AC | 211.20000000000002 | OPEN | node_8104001_200844555 | node_8104001_200844556 | AD | 8104001
oh_line_8104001_200844696 |  | bal_1P_1/0AC | 52.800000000000004 | OPEN | node_8104001_200843876 | node_intto1_8104001_200844696 | AD | 8104001
oh_line_8104001_200844697 |  | bal_1P_1/0AC | 211.20000000000002 | OPEN | node_8104001_200844696 | node_8104001_200844697 | AD | 8104001
oh_line_8104001_200844698 |  | bal_1P_1/0AC | 211.20000000000002 | OPEN | node_8104001_200844697 | node_8104001_200844698 | AD | 8104001
oh_line_8104001_200844699 |  | bal_1P_1/0AA | 211.20000000000002 | OPEN | node_8104001_200844698 | node_8104001_200844699 | AD | 8104001
oh_line_8104001_200844701 |  | bal_1P_1/0AA | 105.60000000000001 | OPEN | node_8104001_200844699 | node_8104001_200844701 | AD | 8104001
oh_line_8104001_200844702 |  | bal_1P_1/0AA | 211.20000000000002 | OPEN | node_8104001_200844701 | node_8104001_200844702 | AD | 8104001
oh_line_8104001_200844784 |  | bal_1P_1/0AA | 211.20000000000002 | OPEN | node_8104001_200844488 | node_8104001_200844784 | AD | 8104001
oh_line_8104001_200844785 |  | bal_1P_1/0AA | 264 | OPEN | node_8104001_200844784 | node_8104001_200844785 | AD | 8104001
oh_line_8104001_200844786 |  | bal_1P_1/0AA | 264 | OPEN | node_8104001_200844785 | node_8104001_200844786 | AD | 8104001
oh_line_8104001_200844787 |  | bal_1P_1/0AA | 264 | OPEN | node_8104001_200844786 | node_8104001_200844787 | AD | 8104001
oh_line_8104001_200844788 |  | bal_1P_1/0AA | 52.800000000000004 | OPEN | node_8104001_200844787 | node_8104001_200844788 | AD | 8104001
oh_line_8104001_200844789 |  | bal_1P_4CU | 211.20000000000002 | OPEN | node_8104001_200844789 | node_8104001_200842537 | AD | 8104001
oh_line_8104001_200844790 |  | bal_1P_1/0AC | 211.20000000000002 | OPEN | node_8104001_200844790 | node_8104001_200844789 | AD | 8104001
oh_line_8104001_200844793 |  | bal_1P_1/0AC | 264 | OPEN | node_8104001_200844793 | node_8104001_200844790 | AD | 8104001
oh_line_8104001_200844794 |  | bal_1P_1/0AC | 211.20000000000002 | OPEN | node_8104001_200844794 | node_8104001_200844793 | AD | 8104001
oh_line_8104001_200844795-1 |  | bal_1P_1/0AC | 211.20000000000002 | OPEN | node_8104001_201041981 | node_8104001_200844795 | AD | 8104001
oh_line_8104001_200844795-2 |  | bal_1P_1/0AC | 211.20000000000002 | OPEN | node_8104001_200844795 | node_intto1_220417438 | AD | 8104001
oh_line_8104001_200844795-3 |  | bal_1P_1/0AC | 0 | OPEN | node_220417438 | node_8104001_200844794 | AD | 8104001
oh_line_8104001_200844796 |  | bal_1P_1/0AC | 52.800000000000004 | OPEN | node_8104001_201041981 | node_8104001_200844796 | AD | 8104001
oh_line_8104001_200946468 |  | bal_1P_2AC | 105.60000000000001 | OPEN | node_8104001_200843789 | node_8104001_200946468 | AD | 8104001
oh_line_8104001_200953188 |  | bal_1P_2AC_2AC(N) | 0 | OPEN | node_8104001_200953188 | node_8104001_200842521 | AN | 8104001
oh_line_8104001_200971048 |  | bal_1P_2AC | 105.60000000000001 | OPEN | node_8104001_310056927 | node_8104001_200971048 | AD | 8104001
oh_line_8104001_200980704 |  | bal_1P_2AC | 211.20000000000002 | OPEN | node_8104001_200844490 | node_8104001_200980704 | AD | 8104001
oh_line_8104001_201031607 |  | bal_1P_2AC | 158.4 | OPEN | node_8104001_200843805 | node_8104001_201031607 | AD | 8104001
oh_line_8104001_201041981 |  | bal_1P_1AC | 105.60000000000001 | OPEN | node_SOURCE_8104001 | node_8104001_201041981 | AD | 8104001
oh_line_8104001_201041982 |  | bal_1P_1/0AC | 105.60000000000001 | OPEN | node_8104001_201041983 | node_intto1_8104001_201041982 | AD | 8104001
oh_line_8104001_201041983 |  | bal_1P_1/0AC | 52.800000000000004 | OPEN | node_8104001_201041985 | node_8104001_201041983 | AD | 8104001
oh_line_8104001_201041984 |  | bal_1P_1/0AC | 105.60000000000001 | OPEN | node_8104001_201041981 | node_intto1_8104001_201041984 | AD | 8104001
oh_line_8104001_201041985 |  | bal_1P_1/0AC | 52.800000000000004 | OPEN | node_8104001_201041984 | node_8104001_201041985 | AD | 8104001
oh_line_8104001_310043449 |  | bal_1P_2AC | 158.4 | OPEN | node_8104001_200843833 | node_8104001_310043449 | AD | 8104001
oh_line_8104001_310056927 |  | bal_1P_2AC | 211.20000000000002 | OPEN | node_8104001_200843857 | node_8104001_310056927 | AD | 8104001
oh_line_8104001_310056930 |  | bal_1P_2AC | 369.6 | OPEN | node_8104001_200817358 | node_8104001_310056930 | AD | 8104001
oh_line_8104001_310057050 |  | bal_1P_DELTACUST | 158.4 | OPEN | node_8104001_200843791 | node_8104001_310057050 | AN | 8104001
oh_line_8104001_310057051 |  | bal_1P_DELTACUST | 158.4 | OPEN | node_8104001_310057050 | node_8104001_310057051 | AN | 8104001
oh_line_TAP_OH_893230 |  | unb_TAPWIRE_OH | 52.800000000000004 | OPEN | node_8104001_200816440 | node_1375831_198_15350717_529 | AN | 8104001
oh_line_TAP_OH_893231 |  | unb_TAPWIRE_OH | 52.800000000000004 | OPEN | node_8104001_200816442 | node_1376420_859_15350553_216 | AN | 8104001
oh_line_TAP_OH_893232 |  | unb_TAPWIRE_OH | 52.800000000000004 | OPEN | node_8104001_200816444 | node_1376821_696_15350223_489 | AN | 8104001
oh_line_TAP_OH_893546 |  | unb_TAPWIRE_OH | 52.800000000000004 | OPEN | node_8104001_200817329 | node_1375478_979_15354431_907 | AN | 8104001
oh_line_TAP_OH_893547 |  | unb_TAPWIRE_OH | 52.800000000000004 | OPEN | node_8104001_200817336 | node_1376181_681_15355154_028 | AN | 8104001
oh_line_TAP_OH_893548 |  | unb_TAPWIRE_OH | 52.800000000000004 | OPEN | node_8104001_200817340 | node_1376565_59_15354353_822 | AN | 8104001
oh_line_TAP_OH_893549 |  | unb_TAPWIRE_OH | 52.800000000000004 | OPEN | node_8104001_200817341 | node_1376023_353_15354191_792 | AN | 8104001
oh_line_TAP_OH_893550 |  | unb_TAPWIRE_OH | 52.800000000000004 | OPEN | node_8104001_200817343 | node_1376826_697_15354217_842 | AN | 8104001
oh_line_TAP_OH_893551 |  | unb_TAPWIRE_OH | 52.800000000000004 | OPEN | node_8104001_200817344 | node_1377364_83_15354232_978 | AN | 8104001
oh_line_TAP_OH_893552 |  | unb_TAPWIRE_OH | 52.800000000000004 | OPEN | node_8104001_200817345 | node_1377651_028_15354238_641 | AN | 8104001
oh_line_TAP_OH_893553 |  | unb_TAPWIRE_OH | 52.800000000000004 | OPEN | node_8104001_200817346 | node_1377999_342_15354251_266 | AN | 8104001
oh_line_TAP_OH_893554 |  | unb_TAPWIRE_OH | 52.800000000000004 | OPEN | node_8104001_200817350 | node_1379024_319_15354284_17 | AN | 8104001
oh_line_TAP_OH_893555 |  | unb_TAPWIRE_OH | 52.800000000000004 | OPEN | node_8104001_200817353 | node_1380071_653_15354324_399 | AN | 8104001
oh_line_TAP_OH_893556 |  | unb_TAPWIRE_OH | 52.800000000000004 | OPEN | node_8104001_200817356 | node_1380615_979_15354014_636 | AN | 8104001
oh_line_TAP_OH_893557 |  | unb_TAPWIRE_OH | 52.800000000000004 | OPEN | node_8104001_200817360 | node_1381438_575_15354525_383 | AN | 8104001
oh_line_TAP_OH_893558 |  | unb_TAPWIRE_OH | 52.800000000000004 | OPEN | node_8104001_200817364 | node_1381055_618_15354748_413 | AN | 8104001
oh_line_TAP_OH_893559 |  | unb_TAPWIRE_OH | 52.800000000000004 | OPEN | node_8104001_200817365 | node_1380924_019_15354500_489 | AN | 8104001
oh_line_TAP_OH_893560 |  | unb_TAPWIRE_OH | 52.800000000000004 | OPEN | node_8104001_200817367 | node_1380546_057_15354482_403 | AN | 8104001
oh_line_TAP_OH_893561 |  | unb_TAPWIRE_OH | 52.800000000000004 | OPEN | node_8104001_200817368 | node_1381812_152_15354442_09 | AN | 8104001
oh_line_TAP_OH_893562 |  | unb_TAPWIRE_OH | 52.800000000000004 | OPEN | node_8104001_200817370 | node_1382001_472_15354556_046 | AN | 8104001
oh_line_TAP_OH_893563 |  | unb_TAPWIRE_OH | 52.800000000000004 | OPEN | node_8104001_200817371 | node_1382354_534_15354474_391 | AN | 8104001
oh_line_TAP_OH_893564 |  | unb_TAPWIRE_OH | 52.800000000000004 | OPEN | node_8104001_200817372 | node_1382712_346_15354521_413 | AN | 8104001
oh_line_TAP_OH_893565 |  | unb_TAPWIRE_OH | 52.800000000000004 | OPEN | node_8104001_200817374 | node_1383355_648_15354818_247 | AN | 8104001
oh_line_TAP_OH_893566 |  | unb_TAPWIRE_OH | 52.800000000000004 | OPEN | node_8104001_200817376 | node_1375387_932_15354221_203 | AN | 8104001
oh_line_TAP_OH_901130 |  | unb_TAPWIRE_OH | 52.800000000000004 | OPEN | node_8104001_200842523 | node_1366019_44_15345975_427 | AN | 8104001
oh_line_TAP_OH_901131 |  | unb_TAPWIRE_OH | 52.800000000000004 | OPEN | node_8104001_200842524 | node_1366051_183_15346152_327 | AN | 8104001
oh_line_TAP_OH_901132 |  | unb_TAPWIRE_OH | 52.800000000000004 | OPEN | node_8104001_200842530 | node_1366249_369_15347140_081 | AN | 8104001
oh_line_TAP_OH_901281 |  | unb_TAPWIRE_OH | 52.800000000000004 | OPEN | node_8104001_200842995 | node_1365864_956_15347940_888 | AN | 8104001
oh_line_TAP_OH_901282 |  | unb_TAPWIRE_OH | 52.800000000000004 | OPEN | node_8104001_200842997 | node_1365735_831_15348238_371 | AN | 8104001
oh_line_TAP_OH_901283 |  | unb_TAPWIRE_OH | 52.800000000000004 | OPEN | node_8104001_200842998 | node_1365686_245_15348492_361 | AN | 8104001
oh_line_TAP_OH_901571 |  | unb_TAPWIRE_OH | 52.800000000000004 | OPEN | node_8104001_200843784 | node_1367305_341_15351055_098 | AN | 8104001
oh_line_TAP_OH_901572 |  | unb_TAPWIRE_OH | 52.800000000000004 | OPEN | node_8104001_200843789 | node_1366581_032_15350032_133 | AN | 8104001
oh_line_TAP_OH_901573 |  | unb_TAPWIRE_OH | 52.800000000000004 | OPEN | node_8104001_200843791 | node_1366795_927_15350048_184 | AN | 8104001
oh_line_TAP_OH_901574 |  | unb_TAPWIRE_OH | 52.800000000000004 | OPEN | node_8104001_200843793 | node_1366813_625_15349987_827 | AN | 8104001
oh_line_TAP_OH_901575 |  | unb_TAPWIRE_OH | 52.800000000000004 | OPEN | node_8104001_200843794 | node_1366810_417_15349656_258 | AN | 8104001
oh_line_TAP_OH_901576 |  | unb_TAPWIRE_OH | 52.800000000000004 | OPEN | node_8104001_200843796 | node_1366749_356_15350237_215 | AN | 8104001
oh_line_TAP_OH_901577 |  | unb_TAPWIRE_OH | 52.800000000000004 | OPEN | node_8104001_200843798 | node_1366965_819_15350477_069 | AN | 8104001
oh_line_TAP_OH_901578 |  | unb_TAPWIRE_OH | 52.800000000000004 | OPEN | node_8104001_200843803 | node_1371277_168_15351202_846 | AN | 8104001
oh_line_TAP_OH_901579 |  | unb_TAPWIRE_OH | 52.800000000000004 | OPEN | node_8104001_200843804 | node_1368875_855_15349760_328 | AN | 8104001
oh_line_TAP_OH_901580 |  | unb_TAPWIRE_OH | 52.800000000000004 | OPEN | node_8104001_200843805 | node_1367091_353_15350067_85 | AN | 8104001
oh_line_TAP_OH_901582 |  | unb_TAPWIRE_OH | 52.800000000000004 | OPEN | node_8104001_200843809 | node_1366968_249_15350127_101 | AN | 8104001
oh_line_TAP_OH_901583 |  | unb_TAPWIRE_OH | 52.800000000000004 | OPEN | node_8104001_200843812 | node_1369956_412_15350676_055 | AN | 8104001
oh_line_TAP_OH_901584 |  | unb_TAPWIRE_OH | 52.800000000000004 | OPEN | node_8104001_200843814 | node_1370349_216_15350797_819 | AN | 8104001
oh_line_TAP_OH_901585 |  | unb_TAPWIRE_OH | 52.800000000000004 | OPEN | node_8104001_200843815 | node_1370511_391_15350945_372 | AN | 8104001
oh_line_TAP_OH_901586 |  | unb_TAPWIRE_OH | 52.800000000000004 | OPEN | node_8104001_200843816 | node_1370837_26_15350884_702 | AN | 8104001
oh_line_TAP_OH_901587 |  | unb_TAPWIRE_OH | 52.800000000000004 | OPEN | node_8104001_200843817 | node_1371073_245_15350543_107 | AN | 8104001
oh_line_TAP_OH_901588 |  | unb_TAPWIRE_OH | 0 | OPEN | node_8104001_200843818 | node_1371212_507_15350750_528 | AN | 8104001
oh_line_TAP_OH_901589 |  | unb_TAPWIRE_OH | 52.800000000000004 | OPEN | node_8104001_200843824 | node_1371472_934_15351397_54 | AN | 8104001
oh_line_TAP_OH_901590 |  | unb_TAPWIRE_OH | 52.800000000000004 | OPEN | node_8104001_200843826 | node_1371241_789_15351175_95 | AN | 8104001
oh_line_TAP_OH_901591 |  | unb_TAPWIRE_OH | 52.800000000000004 | OPEN | node_8104001_200843828 | node_1370993_96_15351334_969 | AN | 8104001
oh_line_TAP_OH_901592 |  | unb_TAPWIRE_OH | 52.800000000000004 | OPEN | node_8104001_200843830 | node_1370725_382_15351338_828 | AN | 8104001
oh_line_TAP_OH_901593 |  | unb_TAPWIRE_OH | 52.800000000000004 | OPEN | node_8104001_200843831 | node_1371932_864_15350635_303 | AN | 8104001
oh_line_TAP_OH_901594 |  | unb_TAPWIRE_OH | 52.800000000000004 | OPEN | node_8104001_200843833 | node_1372130_779_15350660_209 | AN | 8104001
oh_line_TAP_OH_901595 |  | unb_TAPWIRE_OH | 52.800000000000004 | OPEN | node_8104001_200843835 | node_1372383_179_15350773_079 | AN | 8104001
oh_line_TAP_OH_901596 |  | unb_TAPWIRE_OH | 52.800000000000004 | OPEN | node_8104001_200843839 | node_1372641_794_15351458_243 | AN | 8104001
oh_line_TAP_OH_901597 |  | unb_TAPWIRE_OH | 52.800000000000004 | OPEN | node_8104001_200843841 | node_1372928_236_15350845_607 | AN | 8104001
oh_line_TAP_OH_901598 |  | unb_TAPWIRE_OH | 52.800000000000004 | OPEN | node_8104001_200843843 | node_1373227_963_15350922_275 | AN | 8104001
oh_line_TAP_OH_901599 |  | unb_TAPWIRE_OH | 52.800000000000004 | OPEN | node_8104001_200843844 | node_1373420_618_15350957_204 | AN | 8104001
oh_line_TAP_OH_901600 |  | unb_TAPWIRE_OH | 52.800000000000004 | OPEN | node_8104001_200843848 | node_1367472_335_15350068_819 | AN | 8104001
oh_line_TAP_OH_901601 |  | unb_TAPWIRE_OH | 52.800000000000004 | OPEN | node_8104001_200843849 | node_1373968_383_15350821_154 | AN | 8104001
oh_line_TAP_OH_901602 |  | unb_TAPWIRE_OH | 52.800000000000004 | OPEN | node_8104001_200843852 | node_1374595_176_15350522_147 | AN | 8104001
oh_line_TAP_OH_901603 |  | unb_TAPWIRE_OH | 52.800000000000004 | OPEN | node_8104001_200843853 | node_1374868_845_15350583_849 | AN | 8104001
oh_line_TAP_OH_901604 |  | unb_TAPWIRE_OH | 52.800000000000004 | OPEN | node_8104001_200843855 | node_1375352_976_15350684_343 | AN | 8104001
oh_line_TAP_OH_901605 |  | unb_TAPWIRE_OH | 52.800000000000004 | OPEN | node_8104001_200843856 | node_1367760_78_15350073_204 | AN | 8104001
oh_line_TAP_OH_901606 |  | unb_TAPWIRE_OH | 52.800000000000004 | OPEN | node_8104001_200843857 | node_1367981_709_15350079_678 | AN | 8104001
oh_line_TAP_OH_901607 |  | unb_TAPWIRE_OH | 52.800000000000004 | OPEN | node_8104001_200843860 | node_1368557_411_15350559_674 | AN | 8104001
oh_line_TAP_OH_901608 |  | unb_TAPWIRE_OH | 52.800000000000004 | OPEN | node_8104001_200843871 | node_1366130_023_15350040_808 | AN | 8104001
oh_line_TAP_OH_901609 |  | unb_TAPWIRE_OH | 52.800000000000004 | OPEN | node_8104001_200843873 | node_1366433_732_15350209_375 | AN | 8104001
oh_line_TAP_OH_901809 |  | unb_TAPWIRE_OH | 52.800000000000004 | OPEN | node_8104001_200844486 | node_1373412_349_15351496_579 | AN | 8104001
oh_line_TAP_OH_901810 |  | unb_TAPWIRE_OH | 52.800000000000004 | OPEN | node_8104001_200844488 | node_1375212_18_15354281_652 | AN | 8104001
oh_line_TAP_OH_901811 |  | unb_TAPWIRE_OH | 52.800000000000004 | OPEN | node_8104001_200844489 | node_1373423_531_15351786_034 | AN | 8104001
oh_line_TAP_OH_901812 |  | unb_TAPWIRE_OH | 52.800000000000004 | OPEN | node_8104001_200844490 | node_1373631_323_15351889_84 | AN | 8104001
oh_line_TAP_OH_901813 |  | unb_TAPWIRE_OH | 52.800000000000004 | OPEN | node_8104001_200844494 | node_1374470_31_15352674_742 | AN | 8104001
oh_line_TAP_OH_901814 |  | unb_TAPWIRE_OH | 52.800000000000004 | OPEN | node_8104001_200844497 | node_1374918_384_15353433_238 | AN | 8104001
oh_line_TAP_OH_901815 |  | unb_TAPWIRE_OH | 52.800000000000004 | OPEN | node_8104001_200844498 | node_1375057_508_15353626_732 | AN | 8104001
oh_line_TAP_OH_901839 |  | unb_TAPWIRE_OH | 0 | OPEN | node_8104001_200844556 | node_1366098_776_15350324_899 | AN | 8104001
oh_line_TAP_OH_901882 |  | unb_TAPWIRE_OH | 52.800000000000004 | OPEN | node_8104001_200844697 | node_1366321_486_15350592_544 | AN | 8104001
oh_line_TAP_OH_901883 |  | unb_TAPWIRE_OH | 52.800000000000004 | OPEN | node_8104001_200844698 | node_1366145_204_15350665_506 | AN | 8104001
oh_line_TAP_OH_901884 |  | unb_TAPWIRE_OH | 52.800000000000004 | OPEN | node_8104001_200844699 | node_1365899_77_15350605_845 | AN | 8104001
oh_line_TAP_OH_901885 |  | unb_TAPWIRE_OH | 52.800000000000004 | OPEN | node_8104001_200844702 | node_1365608_598_15350597_209 | AN | 8104001
oh_line_TAP_OH_901925 |  | unb_TAPWIRE_OH | 52.800000000000004 | OPEN | node_8104001_200844790 | node_1366007_526_15348837_177 | AN | 8104001
oh_line_TAP_OH_901926 |  | unb_TAPWIRE_OH | 52.800000000000004 | OPEN | node_8104001_200844795 | node_1366153_642_15349512_407 | AN | 8104001
oh_line_TAP_OH_924378 |  | unb_TAPWIRE_OH | 52.800000000000004 | OPEN | node_8104001_200971048 | node_1368271_253_15350096_963 | AN | 8104001
oh_line_TAP_OH_932626 |  | unb_TAPWIRE_OH | 52.800000000000004 | OPEN | node_8104001_201031607 | node_1367220_935_15350061_393 | AN | 8104001

## UndergroundLine
Name | GroupId | Configuration | NumParallelCables | Length | Status | From | To | Phases | Feeder | Comments
und_line_8104001_200842994 |  | und_1P_DELTACUST | 0 | 3379.2000000000003 | OPEN | node_8104001_200842996 | node_intto1_8104001_200842994 | AN | 8104001
und_line_8104001_200843755 |  | und_1P_1/0ALURD_1/0AL(N) | 0 | 580.8 | OPEN | node_8104001_200843861 | node_8104001_200843755 | AN | 8104001
und_line_8104001_200843760 |  | und_1P_1/0ALURD_1/0AL(N) | 0 | 369.6 | OPEN | node_8104001_311878823 | node_8104001_200843760 | AN | 8104001
und_line_8104001_200843764 |  | und_1P_1/0ALURD_1/0AL(N) | 0 | 211.20000000000002 | OPEN | node_8104001_200843760 | node_8104001_200843764 | AN | 8104001
und_line_8104001_200843769 |  | und_1P_2ALURD_2AL(N) | 0 | 316.8 | OPEN | node_8104001_200843755 | node_8104001_200843769 | AN | 8104001
und_line_8104001_200844783 |  | und_1P_2ALURD | 0 | 528 | OPEN | node_8104001_200844788 | node_intto1_8104001_200844783 | AN | 8104001
und_line_8104001_200981688 |  | und_1P_DELTACUST | 0 | 475.2 | OPEN | node_8104001_200980704 | node_intto1_8104001_200981688 | AN | 8104001
und_line_8104001_311878823 |  | und_1P_1/0ALURD_1/0AL(N) | 0 | 105.60000000000001 | OPEN | node_8104001_200843755 | node_8104001_311878823 | AN | 8104001
und_line_8104001_312091750 |  | und_1P_DELTACUST | 0 | 211.20000000000002 | OPEN | node_8104001_200842994 | node_8104001_312091750 | AN | 8104001
und_line_TAP_UG_59095 |  | und_TAPWIRE_UG | 0 | 52.800000000000004 | OPEN | node_8104001_200842994 | node_1362643_774_15347718_299 | AN | 8104001
und_line_TAP_UG_59102 |  | und_TAPWIRE_UG | 0 | 52.800000000000004 | OPEN | node_8104001_311878823 | node_1369073_475_15351160_247 | AN | 8104001
und_line_TAP_UG_59103 |  | und_TAPWIRE_UG | 0 | 52.800000000000004 | OPEN | node_8104001_200843760 | node_1369448_366_15351177_562 | AN | 8104001
und_line_TAP_UG_59104 |  | und_TAPWIRE_UG | 0 | 52.800000000000004 | OPEN | node_8104001_200843764 | node_1369702_198_15351218_414 | AN | 8104001
und_line_TAP_UG_59105 |  | und_TAPWIRE_UG | 0 | 52.800000000000004 | OPEN | node_8104001_200843769 | node_1368983_239_15351521_99 | AN | 8104001
und_line_TAP_UG_59109 |  | und_TAPWIRE_UG | 0 | 0 | OPEN | node_8104001_200844783 | node_1374449_765_15355413_639 | AN | 8104001
und_line_TAP_UG_2454186 |  | und_TAPWIRE_UG | 0 | 52.800000000000004 | OPEN | node_8104001_312091750 | node_1362680_36_15347953_827 | AN | 8104001