## Feeder
Name | Description | Comments
8100606

## Node
Name | GroupId | Latitude | Longitude | BusType | NominalVoltage | ConsistentPath | DistToSlack | Phases | Feeder | Comments
node_1379468_261_15298794_041 |  | 42.1161938230902 | -75.96365017010024 | PQ | 2771.281 | False | -1 | ABCN | 8100606
node_1379469_661_15298780_849 |  | 42.11615769011707 | -75.96364484373127 | PQ | 2771.281 | False | -1 | ABCN | 8100606
node_1379474_555_15298769_084 |  | 42.11612546570615 | -75.9636262242672 | PQ | 2771.281 | False | -1 | ABCN | 8100606
node_1379579_429_15298824_2 |  | 42.11627642878584 | -75.9632272259682 | PQ | 2771.281 | False | -1 | ABCN | 8100606
node_1379585_644_15298825_484 |  | 42.11627994567012 | -75.96320358069455 | PQ | 2771.281 | False | -1 | ABCN | 8100606
node_1379592_849_15298823_703 |  | 42.11627506749963 | -75.96317616891714 | PQ | 2771.281 | False | -1 | ABCN | 8100606
node_1379773_192_15298834_546 |  | 42.116304766546605 | -75.9624900450901 | PQ | 2771.281 | False | -1 | ABCN | 8100606
node_1379779_69_15298835_509 |  | 42.11630740420982 | -75.96246532312902 | PQ | 2771.281 | False | -1 | ABCN | 8100606
node_1379787_143_15298835_429 |  | 42.116307185089305 | -75.9624369678234 | PQ | 2771.281 | False | -1 | ABCN | 8100606
node_1379881_84_15298170_94 |  | 42.11448714542999 | -75.9620766884222 | PQ | 2771.281 | False | -1 | AN | 8100606
node_1379950_03_15298543_445 |  | 42.115507439028974 | -75.96181725620823 | PQ | 2771.281 | False | -1 | ABCN | 8100606
node_1379960_332_15299003_315 |  | 42.11676702592676 | -75.96177806174177 | PQ | 2771.281 | False | -1 | ABCN | 8100606
node_1379965_444_15299006_38 |  | 42.11677542098155 | -75.96175861288594 | PQ | 2771.281 | False | -1 | ABCN | 8100606
node_1379970_92_15299003_542 |  | 42.11676764768123 | -75.9617377791742 | PQ | 2771.281 | False | -1 | ABCN | 8100606
node_1380016_02_15298657_323 |  | 42.11581935160589 | -75.96156619400261 | PQ | 2771.281 | False | -1 | ABCN | 8100606
node_1380086_868_15297818_698 |  | 42.11352235231878 | -75.96129664929671 | PQ | 2771.281 | False | -1 | ABCN | 8100606
node_1380147_714_15298717_505 |  | 42.11598419049228 | -75.96106515769249 | PQ | 2771.281 | False | -1 | ABCN | 8100606
node_1380151_313_15297627_78 |  | 42.11299942668468 | -75.96105146511971 | PQ | 2771.281 | False | -1 | ABCD | 8100606
node_1380154_217_15298079_917 |  | 42.11423783284557 | -75.96104041670866 | PQ | 2771.281 | False | -1 | ABCN | 8100606
node_1380167_469_15298715_416 |  | 42.115978468707794 | -75.96098999882187 | PQ | 2771.281 | False | -1 | ABCN | 8100606
node_1380184_104_15298428_249 |  | 42.115191916441546 | -75.96092671014496 | PQ | 2771.281 | False | -1 | ABCN | 8100606
node_1380186_987_15298720_269 |  | 42.11599176110611 | -75.96091574162944 | PQ | 2771.281 | False | -1 | ABCN | 8100606
node_1380192_17_15298106_413 |  | 42.114310405560566 | -75.96089602265063 | PQ | 2771.281 | False | -1 | ABCN | 8100606
node_1380194_155_15298132_925 |  | 42.11438302209966 | -75.96088847062035 | PQ | 2771.281 | False | -1 | ABCN | 8100606
node_1380195_357_15298080_161 |  | 42.11423850116314 | -75.96088389755214 | PQ | 2771.281 | False | -1 | ABCN | 8100606
node_1380223_584_15298563_908 |  | 42.11556348731803 | -75.9607765065402 | PQ | 2771.281 | False | -1 | ABCN | 8100606
node_1380292_38_15298216_627 |  | 42.11461228241784 | -75.96051476876937 | PQ | 2771.281 | False | -1 | ABCN | 8100606
node_1380327_092_15298356_758 |  | 42.11499610213117 | -75.9603827052555 | PQ | 2771.281 | False | -1 | ABCN | 8100606
node_1380334_176_15298331_952 |  | 42.11492815833709 | -75.96035575382854 | PQ | 2771.281 | False | -1 | ABCN | 8100606
node_1380336_225_15298305_486 |  | 42.11485566779229 | -75.96034795830711 | PQ | 2771.281 | False | -1 | ABCN | 8100606
node_1380592_523_15297406_135 |  | 42.11239233959928 | -75.9593728599411 | PQ | 2771.281 | False | -1 | ABCN | 8100606
node_1380595_012_15297396_782 |  | 42.112366721671926 | -75.95936339041799 | PQ | 2771.281 | False | -1 | ABCN | 8100606
node_1380602_604_15297771_634 |  | 42.11339344371905 | -75.95933450628002 | PQ | 2771.281 | False | -1 | ABCD | 8100606
node_1380604_027_15297386_973 |  | 42.11233985475762 | -75.95932909240642 | PQ | 2771.281 | False | -1 | ABCN | 8100606
node_1380618_625_15297846_689 |  | 42.11359901984842 | -75.95927355359635 | PQ | 2771.281 | False | -1 | ABCN | 8100606
node_1380621_759_15297850_321 |  | 42.11360896791986 | -75.95926163013897 | PQ | 2771.281 | False | -1 | ABCN | 8100606
node_1380627_99_15297853_372 |  | 42.11361732462855 | -75.95923792399253 | PQ | 2771.281 | False | -1 | ABCN | 8100606
node_1380897_388_15298162_544 |  | 42.114464148731805 | -75.95821298603123 | PQ | 2771.281 | False | -1 | ABCN | 8100606
node_1380898_207_15298143_463 |  | 42.11441188574967 | -75.95820987010538 | PQ | 2771.281 | False | -1 | ABCN | 8100606
node_1380899_655_15298153_407 |  | 42.11443912242984 | -75.95820436111806 | PQ | 2771.281 | False | -1 | ABCN | 8100606
node_1380910_592_15297953_45 |  | 42.113891438916404 | -75.95816275076281 | PQ | 2771.281 | False | -1 | ABCN | 8100606
node_1381003_45_15297835_377 |  | 42.11356803620742 | -75.9578094679277 | PQ | 2771.281 | False | -1 | ABCN | 8100606
node_1381097_12_15297799_418 |  | 42.11346954427435 | -75.95745309579861 | PQ | 2771.281 | False | -1 | ABCD | 8100606
node_1381373_705_15298797_802 |  | 42.11620412449347 | -75.95640081454178 | PQ | 2771.281 | False | -1 | ABCN | 8100606
node_1381384_059_15298793_822 |  | 42.11619322324779 | -75.95636142223876 | PQ | 2771.281 | False | -1 | ABCN | 8100606
node_1381421_774_15298702_746 |  | 42.11594376549603 | -75.95621793366345 | PQ | 2771.281 | False | -1 | ABCN | 8100606
node_1381426_184_15298388_873 |  | 42.11508406532343 | -75.95620115560122 | PQ | 2771.281 | False | -1 | ABCN | 8100606
node_1381427_078_15298398_002 |  | 42.11510906971335 | -75.95619775433417 | PQ | 2771.281 | False | -1 | ABCN | 8100606
node_1381439_054_15298688_328 |  | 42.11590427450098 | -75.95615219105225 | PQ | 2771.281 | False | -1 | ABCN | 8100606
node_1381448_873_15298671_628 |  | 42.11585853309321 | -75.95611483418307 | PQ | 2771.281 | False | -1 | ABCN | 8100606
node_1381487_782_15298595_42 |  | 42.11564979888939 | -75.95596680297595 | PQ | 2771.281 | False | -1 | ABCD | 8100606
node_1381506_982_15298829_728 |  | 42.116291570013516 | -75.95589375563017 | PQ | 2771.281 | False | -1 | ABCN | 8100606
node_1381569_783_15297871_891 |  | 42.113668048289064 | -75.95565482613216 | PQ | 2771.281 | False | -1 | ABCN | 8100606
node_1381610_314_15298573_288 |  | 42.115589179198565 | -75.95550062394614 | PQ | 2771.281 | False | -1 | ABCN | 8100606
node_1381617_406_15298567_754 |  | 42.11557402153685 | -75.9554736420828 | PQ | 2771.281 | False | -1 | ABCN | 8100606
node_1381625_44_15298563_757 |  | 42.115563073728055 | -75.95544307633405 | PQ | 2771.281 | False | -1 | ABCN | 8100606
node_1381649_526_15298007_156 |  | 42.114038539997004 | -75.9553514399606 | PQ | 2771.281 | False | -1 | ABCN | 8100606
node_1381651_776_15297985_742 |  | 42.11397988691281 | -75.95534287972475 | PQ | 2771.281 | False | -1 | ABCN | 8100606
node_1381658_367_15297984_826 |  | 42.11397737798289 | -75.95531780394059 | PQ | 2771.281 | False | -1 | ABCN | 8100606
node_1381663_566_15298026_085 |  | 42.11409038665016 | -75.95529802408899 | PQ | 2771.281 | False | -1 | ABCN | 8100606
node_1381666_386_15297986_123 |  | 42.11398093047426 | -75.95528729526008 | PQ | 2771.281 | False | -1 | ABCN | 8100606
node_1381673_503_15298049_215 |  | 42.11415373986943 | -75.955260218283 | PQ | 2771.281 | False | -1 | ABCN | 8100606
node_1381916_853_15298070_981 |  | 42.114213357083905 | -75.9543343812208 | PQ | 2771.281 | False | -1 | ABCN | 8100606
node_1381922_69_15298096_481 |  | 42.11428320174847 | -75.95431217406677 | PQ | 2771.281 | False | -1 | ABCN | 8100606
node_1381933_232_15298119_127 |  | 42.11434522928862 | -75.95427206650848 | PQ | 2771.281 | False | -1 | ABCN | 8100606
node_1381945_477_15298049_246 |  | 42.11415382477863 | -75.95422547980282 | PQ | 2771.281 | False | -1 | ABCN | 8100606
node_1381949_036_15298075_473 |  | 42.11422566070089 | -75.95421193941199 | PQ | 2771.281 | False | -1 | ABCN | 8100606
node_1382006_281_15298082_591 |  | 42.114245156948826 | -75.95399414798966 | PQ | 2771.281 | False | -1 | ABCD | 8100606
node_1382143_27_15298410_242 |  | 42.11514259515234 | -75.9534729665912 | PQ | 2771.281 | False | -1 | ABCN | 8100606
node_1382144_047_15298395_039 |  | 42.115100954037224 | -75.95347001045643 | PQ | 2771.281 | False | -1 | ABCN | 8100606
node_1382152_313_15298425_861 |  | 42.11518537569413 | -75.95343856205226 | PQ | 2771.281 | False | -1 | ABCN | 8100606
node_1382295_38_15298413_772 |  | 42.11515226384512 | -75.9528942566034 | PQ | 2771.281 | False | -1 | ABCD | 8100606
node_1382312_389_15298662_031 |  | 42.11583224684827 | -75.95282954502505 | PQ | 2771.281 | False | -1 | ABCN | 8100606
node_1382328_149_15298646_015 |  | 42.11578837892091 | -75.95276958532872 | PQ | 2771.281 | False | -1 | ABCN | 8100606
node_1382340_258_15298625_04 |  | 42.11573092826055 | -75.95272351604176 | PQ | 2771.281 | False | -1 | ABCN | 8100606
node_1382389_457_15298400_787 |  | 42.11511669784632 | -75.95253633602276 | PQ | 2771.281 | False | -1 | ABCN | 8100606
node_1382399_314_15298395_184 |  | 42.11510135119316 | -75.95249883458071 | PQ | 2771.281 | False | -1 | ABCN | 8100606
node_1382457_33_15297640_738 |  | 42.11303491873031 | -75.9522781098509 | PQ | 2771.281 | False | -1 | ABCN | 8100606
node_1382470_051_15298141_405 |  | 42.11440624887438 | -75.95222971217977 | PQ | 2771.281 | False | -1 | ABCN | 8100606
node_1382474_259_15297627_026 |  | 42.112997361473816 | -75.95221370263648 | PQ | 2771.281 | False | -1 | ABCN | 8100606
node_1382493_282_15297619_689 |  | 42.11297726538346 | -75.95214132869593 | PQ | 2771.281 | False | -1 | ABCN | 8100606
node_1382669_483_15298087_337 |  | 42.11425815627345 | -75.95147096331192 | PQ | 2771.281 | False | -1 | ABCN | 8100606
node_1382670_618_15298076_591 |  | 42.114228722910106 | -75.95146664514851 | PQ | 2771.281 | False | -1 | ABCN | 8100606
node_1382670_801_15298066_516 |  | 42.11420112742009 | -75.951465948916 | PQ | 2771.281 | False | -1 | ABCN | 8100606
node_1382725_521_15297807_703 |  | 42.113492236942825 | -75.95125776398055 | PQ | 2771.281 | False | -1 | AN | 8100606
node_1382912_341_15298180_229 |  | 42.11451258806094 | -75.95054699808796 | PQ | 2771.281 | False | -1 | ABCN | 8100606
node_1382917_663_15297637_468 |  | 42.1130259621792 | -75.95052675027681 | PQ | 2771.281 | False | -1 | AN | 8100606
node_1382928_23_15298061_195 |  | 42.114186553166746 | -75.95048654760478 | PQ | 2771.281 | False | -1 | ABCN | 8100606
node_1382939_267_15298083_414 |  | 42.11424741115114 | -75.95044455679461 | PQ | 2771.281 | False | -1 | ABCN | 8100606
node_1382945_664_15298108_675 |  | 42.11431660119316 | -75.950420219093 | PQ | 2771.281 | False | -1 | ABCN | 8100606
node_8100606_200832346 |  | 42.11677627281255 | -75.94626467733745 | PQ | 2771.281 | False | -1 | ABCD | 8100606
node_8100606_200832347 |  | 42.1167840598079 | -75.94635043187775 | PQ | 2771.281 | False | -1 | ABCD | 8100606
node_8100606_200832540 |  | 42.11702692751014 | -75.94647433843802 | PQ | 2771.281 | False | -1 | ABCD | 8100606
node_8100606_200832542 |  | 42.11628814899445 | -75.94699286426109 | PQ | 2771.281 | False | -1 | ABCD | 8100606
node_8100606_200857532 |  | 42.11339279457452 | -75.95931994246546 | PQ | 2771.281 | False | -1 | ABCD | 8100606
node_8100606_200857533 |  | 42.11310439636801 | -75.95929647220107 | PQ | 2771.281 | False | -1 | ABCD | 8100606
node_8100606_200857534 |  | 42.11264518550203 | -75.95925321828055 | PQ | 2771.281 | False | -1 | ABCD | 8100606
node_8100606_200857535 |  | 42.1124381001801 | -75.95923882947525 | PQ | 2771.281 | False | -1 | ABCN | 8100606
node_8100606_200857571 |  | 42.11523089524239 | -75.95624912335828 | PQ | 2771.281 | False | -1 | ABCD | 8100606
node_8100606_200857572 |  | 42.11510250979289 | -75.95626759444492 | PQ | 2771.281 | False | -1 | ABCN | 8100606
node_8100606_200857583 |  | 42.11483974320877 | -75.95624564600026 | PQ | 2771.281 | False | -1 | ABCD | 8100606
node_8100606_200857589 |  | 42.114612285156845 | -75.95622328666425 | PQ | 2771.281 | False | -1 | ABCD | 8100606
node_8100606_200858155 |  | 42.115812983415886 | -75.96160337966708 | PQ | 2771.281 | False | -1 | ABCN | 8100606
node_8100606_200858156 |  | 42.11668960790936 | -75.96174824929376 | PQ | 2771.281 | False | -1 | ABCN | 8100606
node_8100606_200858157 |  | 42.1162453465406 | -75.9617326354236 | PQ | 2771.281 | False | -1 | ABCD | 8100606
node_8100606_200858159 |  | 42.115878001951074 | -75.96171739059473 | PQ | 2771.281 | False | -1 | ABCN | 8100606
node_8100606_200858160 |  | 42.115776269773384 | -75.96170983095534 | PQ | 2771.281 | False | -1 | ABCN | 8100606
node_8100606_200858162 |  | 42.11550415769924 | -75.9616787477879 | PQ | 2771.281 | False | -1 | ABCN | 8100606
node_8100606_200858163 |  | 42.11517368561459 | -75.96166731131282 | PQ | 2771.281 | False | -1 | AD | 8100606
node_8100606_200858164 |  | 42.114821482252744 | -75.96179771223869 | PQ | 2771.281 | False | -1 | AD | 8100606
node_8100606_200858165 |  | 42.11446433498425 | -75.96197438409263 | PQ | 2771.281 | False | -1 | AN | 8100606
node_8100606_200858168 |  | 42.11517423889389 | -75.96087744123204 | PQ | 2771.281 | False | -1 | ABCN | 8100606
node_8100606_200858169 |  | 42.11579073172746 | -75.96073629245454 | PQ | 2771.281 | False | -1 | ABCN | 8100606
node_8100606_200858171 |  | 42.11568536488819 | -75.96072622942175 | PQ | 2771.281 | False | -1 | ABCD | 8100606
node_8100606_200858172 |  | 42.11556332571665 | -75.96071811812273 | PQ | 2771.281 | False | -1 | ABCN | 8100606
node_8100606_200858174 |  | 42.11537105841964 | -75.9606992703857 | PQ | 2771.281 | False | -1 | ABCD | 8100606
node_8100606_200858175 |  | 42.11517637531893 | -75.96067863070597 | PQ | 2771.281 | False | -1 | ABCN | 8100606
node_8100606_200858176 |  | 42.11486143066187 | -75.96063681490506 | PQ | 2771.281 | False | -1 | ABCN | 8100606
node_8100606_200858177 |  | 42.114601318175 | -75.96062565616208 | PQ | 2771.281 | False | -1 | ABCN | 8100606
node_8100606_200858178 |  | 42.11432082748012 | -75.96060719268453 | PQ | 2771.281 | False | -1 | ABCN | 8100606
node_8100606_200858179 |  | 42.114070148131475 | -75.96057343491896 | PQ | 2771.281 | False | -1 | ABCD | 8100606
node_8100606_200858182 |  | 42.11389129648807 | -75.95829841718484 | PQ | 2771.281 | False | -1 | ABCN | 8100606
node_8100606_200858184 |  | 42.11362142492121 | -75.95826876072337 | PQ | 2771.281 | False | -1 | ABCD | 8100606
node_8100606_200858198 |  | 42.11443438394868 | -75.9583499840455 | PQ | 2771.281 | False | -1 | ABCN | 8100606
node_8100606_200858199 |  | 42.11416969184302 | -75.95831694914428 | PQ | 2771.281 | False | -1 | ABCD | 8100606
node_8100606_200858251 |  | 42.11383665057032 | -75.96016112830665 | PQ | 2771.281 | False | -1 | ABCD | 8100606
node_8100606_200858252 |  | 42.113965641340236 | -75.96058950913957 | PQ | 2771.281 | False | -1 | ABCD | 8100606
node_8100606_200858253 |  | 42.11378196356747 | -75.96106316030414 | PQ | 2771.281 | False | -1 | ABCD | 8100606
node_8100606_200858254 |  | 42.113586272512386 | -75.96138808402905 | PQ | 2771.281 | False | -1 | ABCN | 8100606
node_8100606_200858255 |  | 42.11342734987994 | -75.96168119030852 | PQ | 2771.281 | False | -1 | ABCD | 8100606
node_8100606_200858256 |  | 42.11334858153235 | -75.96157103338928 | PQ | 2771.281 | False | -1 | ABCD | 8100606
node_8100606_200858257 |  | 42.11306423705538 | -75.96127536284361 | PQ | 2771.281 | False | -1 | ABCD | 8100606
node_8100606_200858259 |  | 42.113540440717394 | -75.95359612745982 | PQ | 2771.281 | False | -1 | ABCN | 8100606
node_8100606_200858263 |  | 42.113469788045926 | -75.95743933854848 | PQ | 2771.281 | False | -1 | ABCD | 8100606
node_8100606_200858265 |  | 42.1134732556281 | -75.95822266480454 | PQ | 2771.281 | False | -1 | ABCD | 8100606
node_8100606_200858266 |  | 42.11358930733154 | -75.95875536637816 | PQ | 2771.281 | False | -1 | ABCD | 8100606
node_8100606_200858267 |  | 42.113553924846165 | -75.95922293406845 | PQ | 2771.281 | False | -1 | ABCN | 8100606
node_8100606_200858269 |  | 42.11354049001952 | -75.95954561691386 | PQ | 2771.281 | False | -1 | ABCD | 8100606
node_8100606_200858271 |  | 42.11354161027315 | -75.95384472812205 | PQ | 2771.281 | False | -1 | ABCD | 8100606
node_8100606_200858288 |  | 42.113550180624344 | -75.9541998599681 | PQ | 2771.281 | False | -1 | ABCD | 8100606
node_8100606_200858300 |  | 42.113544519098006 | -75.95442930472481 | PQ | 2771.281 | False | -1 | ABCD | 8100606
node_8100606_200858305 |  | 42.11356633802342 | -75.9548943309762 | PQ | 2771.281 | False | -1 | ABCD | 8100606
node_8100606_200858306 |  | 42.11357192011857 | -75.95513893305717 | PQ | 2771.281 | False | -1 | ABCN | 8100606
node_8100606_200858307 |  | 42.11355990409726 | -75.95538054856696 | PQ | 2771.281 | False | -1 | ABCD | 8100606
node_8100606_200858308 |  | 42.1135678170869 | -75.95565539681455 | PQ | 2771.281 | False | -1 | ABCN | 8100606
node_8100606_200858309 |  | 42.113531144529496 | -75.95619980879077 | PQ | 2771.281 | False | -1 | ABCD | 8100606
node_8100606_200858311 |  | 42.11402331659913 | -75.95498895772538 | PQ | 2771.281 | False | -1 | ABCD | 8100606
node_8100606_200858312 |  | 42.11427915623594 | -75.95480085320091 | PQ | 2771.281 | False | -1 | ABCD | 8100606
node_8100606_200858313 |  | 42.1142376328981 | -75.9545005525188 | PQ | 2771.281 | False | -1 | ABCN | 8100606
node_8100606_200858315 |  | 42.114065322002105 | -75.95532920997927 | PQ | 2771.281 | False | -1 | ABCN | 8100606
node_8100606_200858317 |  | 42.114259284744115 | -75.95552703512709 | PQ | 2771.281 | False | -1 | ABCN | 8100606
node_8100606_200858319 |  | 42.114285855845715 | -75.95593393167036 | PQ | 2771.281 | False | -1 | ABCD | 8100606
node_8100606_200858321 |  | 42.11423442004353 | -75.95400397894494 | PQ | 2771.281 | False | -1 | ABCD | 8100606
node_8100606_200858322 |  | 42.11416850859223 | -75.95404947754953 | PQ | 2771.281 | False | -1 | ABCN | 8100606
node_8100606_200858323 |  | 42.113923008704795 | -75.95424115074121 | PQ | 2771.281 | False | -1 | ABCD | 8100606
node_8100606_200858324 |  | 42.11363901755966 | -75.95446056670608 | PQ | 2771.281 | False | -1 | ABCD | 8100606
node_8100606_200858333 |  | 42.11325358457152 | -75.9520967393786 | PQ | 2771.281 | False | -1 | ABCN | 8100606
node_8100606_200858339 |  | 42.11446653714543 | -75.95236075607444 | PQ | 2771.281 | False | -1 | ABCN | 8100606
node_8100606_200858340 |  | 42.1145646483566 | -75.95372985356173 | PQ | 2771.281 | False | -1 | ABCD | 8100606
node_8100606_200858341 |  | 42.11490494525739 | -75.95348805162902 | PQ | 2771.281 | False | -1 | ABCD | 8100606
node_8100606_200858342 |  | 42.11483181378509 | -75.9533066545249 | PQ | 2771.281 | False | -1 | ABCN | 8100606
node_8100606_200858346 |  | 42.11510364921958 | -75.95333232762329 | PQ | 2771.281 | False | -1 | ABCN | 8100606
node_8100606_200858347 |  | 42.11525902209966 | -75.95322767588682 | PQ | 2771.281 | False | -1 | ABCD | 8100606
node_8100606_200858349 |  | 42.11548373566712 | -75.95306331935883 | PQ | 2771.281 | False | -1 | ABCD | 8100606
node_8100606_200858350 |  | 42.115589023075195 | -75.95297339883709 | PQ | 2771.281 | False | -1 | ABCN | 8100606
node_8100606_200858352 |  | 42.115022497936366 | -75.95257413421965 | PQ | 2771.281 | False | -1 | ABCN | 8100606
node_8100606_200858353 |  | 42.1148668374606 | -75.95215048244144 | PQ | 2771.281 | False | -1 | ABCD | 8100606
node_8100606_200858354 |  | 42.1147225739907 | -75.95177685668145 | PQ | 2771.281 | False | -1 | ABCD | 8100606
node_8100606_200858360 |  | 42.11621125686628 | -75.95587326052332 | PQ | 2771.281 | False | -1 | ABCN | 8100606
node_8100606_200858361 |  | 42.11547126223173 | -75.9560795089432 | PQ | 2771.281 | False | -1 | ABCD | 8100606
node_8100606_200858362 |  | 42.11567020722648 | -75.95595391696762 | PQ | 2771.281 | False | -1 | ABCD | 8100606
node_8100606_200858363 |  | 42.11578716280205 | -75.95579056103607 | PQ | 2771.281 | False | -1 | ABCD | 8100606
node_8100606_200858364 |  | 42.11597956978839 | -75.95605877414974 | PQ | 2771.281 | False | -1 | ABCN | 8100606
node_8100606_200858366 |  | 42.11588077382561 | -75.95576359058637 | PQ | 2771.281 | False | -1 | ABCN | 8100606
node_8100606_200858373 |  | 42.1161117788909 | -75.95643270046912 | PQ | 2771.281 | False | -1 | ABCN | 8100606
node_8100606_200858912 |  | 42.1133131223548 | -75.95190326663514 | PQ | 2771.281 | False | -1 | ABCD | 8100606
node_8100606_200858914 |  | 42.11451661440042 | -75.95066965675608 | PQ | 2771.281 | False | -1 | ABCN | 8100606
node_8100606_200858915 |  | 42.11566609323879 | -75.95122531878447 | PQ | 2771.281 | False | -1 | ABCD | 8100606
node_8100606_200858918 |  | 42.11392931937566 | -75.95131776172236 | PQ | 2771.281 | False | -1 | ABCD | 8100606
node_8100606_200858919 |  | 42.11423002119916 | -75.9513378078924 | PQ | 2771.281 | False | -1 | ABCN | 8100606
node_8100606_200858920 |  | 42.114384320388716 | -75.95118201920934 | PQ | 2771.281 | False | -1 | ABCN | 8100606
node_8100606_200858921 |  | 42.11436963109711 | -75.95070355909452 | PQ | 2771.281 | False | -1 | ABCN | 8100606
node_8100606_200859223 |  | 42.11312716025064 | -75.95055771930777 | PQ | 2771.281 | False | -1 | AN | 8100606
node_8100606_200859226 |  | 42.113412781104614 | -75.95126167125264 | PQ | 2771.281 | False | -1 | AN | 8100606
node_8100606_200859235 |  | 42.11623069833409 | -75.9620723778679 | PQ | 2771.281 | False | -1 | ABCD | 8100606
node_8100606_200859236 |  | 42.11621936158638 | -75.96245995491002 | PQ | 2771.281 | False | -1 | ABCN | 8100606
node_8100606_200859618 |  | 42.112125549414685 | -75.95582418944697 | PQ | 2771.281 | False | -1 | ABCD | 8100606
node_8100606_200859619 |  | 42.112177179686334 | -75.95533355477453 | PQ | 2771.281 | False | -1 | ABCD | 8100606
node_8100606_200859620 |  | 42.112208135937266 | -75.95485801655353 | PQ | 2771.281 | False | -1 | ABCD | 8100606
node_8100606_200859621 |  | 42.11225470452499 | -75.95421874955517 | PQ | 2771.281 | False | -1 | ABCD | 8100606
node_8100606_200859622 |  | 42.112323554930214 | -75.95418348518808 | PQ | 2771.281 | False | -1 | ABCD | 8100606
node_8100606_200859623 |  | 42.11238683145731 | -75.95349997128184 | PQ | 2771.281 | False | -1 | ABCD | 8100606
node_8100606_200859624 |  | 42.11243363559958 | -75.95283614211347 | PQ | 2771.281 | False | -1 | ABCD | 8100606
node_8100606_200859625 |  | 42.11248193523939 | -75.95216255808079 | PQ | 2771.281 | False | -1 | ABCD | 8100606
node_8100606_200917244 |  | 42.112934972384814 | -75.9535612625704 | PQ | 2771.281 | False | -1 | AN | 8100606
node_8100606_200917271 |  | 42.11354901654661 | -75.95171454196914 | PQ | 2771.281 | False | -1 | ABCD | 8100606
node_8100606_200917404 |  | 42.113484836147386 | -75.95706171040268 | PQ | 2771.281 | False | -1 | ABCD | 8100606
node_8100606_200951673 |  | 42.113463351380766 | -75.95780115879212 | PQ | 2771.281 | False | -1 | ABCN | 8100606
node_8100606_200954351 |  | 42.11381097238482 | -75.95629788246157 | PQ | 2771.281 | False | -1 | ABCD | 8100606
node_8100606_200954356 |  | 42.11698266790485 | -75.94644920178106 | PQ | 2771.281 | False | -1 | ABCD | 8100606
node_8100606_200954398 |  | 42.117105591775484 | -75.94644947951316 | PQ | 2771.281 | False | -1 | ABCD | 8100606
node_8100606_200961159 |  | 42.11625747212217 | -75.96100318538961 | PQ | 2771.281 | False | -1 | ABCN | 8100606
node_8100606_200962207 |  | 42.11260455234129 | -75.95202684600417 | PQ | 2771.281 | False | -1 | ABCD | 8100606
node_8100606_200962208 |  | 42.112982406498574 | -75.95198929510299 | PQ | 2771.281 | False | -1 | ABCD | 8100606
node_8100606_200962894 |  | 42.11515994401921 | -75.95291319945416 | PQ | 2771.281 | False | -1 | ABCD | 8100606
node_8100606_200967444 |  | 42.11620707440343 | -75.963203652981 | PQ | 2771.281 | False | -1 | ABCN | 8100606
node_8100606_200971532 |  | 42.11385067702237 | -75.9548861435862 | PQ | 2771.281 | False | -1 | ABCD | 8100606
node_8100606_200971533 |  | 42.1138027307144 | -75.95470237244334 | PQ | 2771.281 | False | -1 | ABCD | 8100606
node_8100606_200973700 |  | 42.11416787588174 | -75.95567317166868 | PQ | 2771.281 | False | -1 | ABCD | 8100606
node_8100606_200976558 |  | 42.11392941524088 | -75.96104470824022 | PQ | 2771.281 | False | -1 | ABCN | 8100606
node_8100606_200978973 |  | 42.11442323345341 | -75.95620830815382 | PQ | 2771.281 | False | -1 | ABCD | 8100606
node_8100606_200979749 |  | 42.11439684586523 | -75.95385524389621 | PQ | 2771.281 | False | -1 | ABCD | 8100606
node_8100606_200982255 |  | 42.115916841062585 | -75.9503539742813 | PQ | 2771.281 | False | -1 | ABCD | 8100606
node_8100606_200982256 |  | 42.115540452273756 | -75.94940197333383 | PQ | 2771.281 | False | -1 | ABCD | 8100606
node_8100606_200982257 |  | 42.11515856629897 | -75.94856657801662 | PQ | 2771.281 | False | -1 | ABCD | 8100606
node_8100606_200982258 |  | 42.11472957489119 | -75.9477079254898 | PQ | 2771.281 | False | -1 | ABCD | 8100606
node_8100606_200982259 |  | 42.11429698716795 | -75.94683171496813 | PQ | 2771.281 | False | -1 | ABCD | 8100606
node_8100606_200982260 |  | 42.11507721232928 | -75.94691312090862 | PQ | 2771.281 | False | -1 | ABCD | 8100606
node_8100606_200982261 |  | 42.115763963417386 | -75.94698116527212 | PQ | 2771.281 | False | -1 | ABCD | 8100606
node_8100606_200982262 |  | 42.1157805645355 | -75.94683752071029 | PQ | 2771.281 | False | -1 | ABCD | 8100606
node_8100606_200982263 |  | 42.11624102438842 | -75.94688465146652 | PQ | 2771.281 | False | -1 | ABCD | 8100606
node_8100606_200982340 |  | 42.1161408972685 | -75.95102877957429 | PQ | 2771.281 | False | -1 | ABCD | 8100606
node_8100606_200983595 |  | 42.11414802082396 | -75.96104315598413 | PQ | 2771.281 | False | -1 | ABCN | 8100606
node_8100606_201030756 |  | 42.11566220111062 | -75.95542778585057 | PQ | 2771.281 | False | -1 | ABCN | 8100606
node_8100606_201038644 |  | 42.1135816107234 | -75.95892751842759 | PQ | 2771.281 | False | -1 | ABCD | 8100606
node_8100606_201040113 |  | 42.11451017225724 | -75.95119724882002 | PQ | 2771.281 | False | -1 | ABCD | 8100606
node_8100606_201040114 |  | 42.11483531971335 | -75.95088636768642 | PQ | 2771.281 | False | -1 | ABCD | 8100606
node_8100606_201040390 |  | 42.116196178635754 | -75.96354043168141 | PQ | 2771.281 | False | -1 | ABCN | 8100606
node_8100606_310000167 |  | 42.11679809173796 | -75.94652816139639 | PQ | 2771.281 | False | -1 | ABCD | 8100606
node_8100606_310020267 |  | 42.112656081269705 | -75.9522169555261 | PQ | 2771.281 | False | -1 | ABCD | 8100606
node_8100606_310020440 |  | 42.112695487355545 | -75.95211789267249 | PQ | 2771.281 | False | -1 | ABCD | 8100606
node_8100606_310020441 |  | 42.112298199947475 | -75.95454880561704 | PQ | 2771.281 | False | -1 | ABCD | 8100606
node_8100606_310041615 |  | 42.11372679176047 | -75.95976471710114 | PQ | 2771.281 | False | -1 | ABCD | 8100606
node_8100606_312010592 |  | 42.11562442747261 | -75.95532499453869 | PQ | 2771.281 | False | -1 | ABCD | 8100606
node_8100606_312112721 |  | 42.11312167402072 | -75.95528000193914 | PQ | 2771.281 | False | -1 | ABCN | 8100606
node_8100606_312113187 |  | 42.11343694735855 | -75.95530310316225 | PQ | 2771.281 | False | -1 | ABCN | 8100606
node_220416679 |  | 42.115875268422634 | -75.96168664222762 | PQ | 2771.281 | False | -1 | ABCN | 8100606
node_220416684 |  | 42.11579270929012 | -75.96075850341312 | PQ | 2771.281 | False | -1 | ABCN | 8100606
node_312112724 |  | 42.113142331607385 | -75.95528151234521 | PQ | 2771.281 | False | -1 | ABCN | 8100606
node_312112727 |  | 42.113132950510284 | -75.95528082752634 | PQ | 2771.281 | False | -1 | ABCN | 8100606
node_SOURCE_8100606 |  | 42.116865534293865 | -75.94595294778937 | SWING | 2771.281 | False | -1 | ABCN | 8100606
node_intto1_1380602_604_15297771_634 |  | 42.11339344371905 | -75.95933450628002 | PQ | 2771.281 | False | -1 | ABCD | 8100606
node_intto1_8100606_200858155 |  | 42.115812983415886 | -75.96160337966708 | PQ | 2771.281 | False | -1 | ABCN | 8100606
node_intto1_8100606_200858168 |  | 42.11517423889389 | -75.96087744123204 | PQ | 2771.281 | False | -1 | ABCN | 8100606
node_intto1_8100606_200858255 |  | 42.11342734987994 | -75.96168119030852 | PQ | 2771.281 | False | -1 | ABCD | 8100606
node_intto1_8100606_200858267 |  | 42.113553924846165 | -75.95922293406845 | PQ | 2771.281 | False | -1 | ABCD | 8100606
node_intto1_8100606_200858305 |  | 42.11356633802342 | -75.9548943309762 | PQ | 2771.281 | False | -1 | ABCD | 8100606
node_intto1_8100606_200858339 |  | 42.11446653714543 | -75.95236075607444 | PQ | 2771.281 | False | -1 | ABCN | 8100606
node_intto1_8100606_200858360 |  | 42.11621125686628 | -75.95587326052332 | PQ | 2771.281 | False | -1 | ABCN | 8100606
node_intto1_8100606_200858920 |  | 42.114384320388716 | -75.95118201920934 | PQ | 2771.281 | False | -1 | ABCD | 8100606
node_intto1_8100606_200917244 |  | 42.112934972384814 | -75.9535612625704 | PQ | 2771.281 | False | -1 | AN | 8100606
node_intto1_8100606_200962208 |  | 42.112982406498574 | -75.95198929510299 | PQ | 2771.281 | False | -1 | ABCD | 8100606
node_intto1_8100606_200971533 |  | 42.1138027307144 | -75.95470237244334 | PQ | 2771.281 | False | -1 | ABCD | 8100606
node_intto1_8100606_200982257 |  | 42.11515856629897 | -75.94856657801662 | PQ | 2771.281 | False | -1 | ABCD | 8100606
node_intto1_8100606_200982258 |  | 42.11472957489119 | -75.9477079254898 | PQ | 2771.281 | False | -1 | ABCD | 8100606
node_intto1_8100606_200983595 |  | 42.11414802082396 | -75.96104315598413 | PQ | 2771.281 | False | -1 | ABCN | 8100606
node_intto1_8100606_201038644 |  | 42.1135816107234 | -75.95892751842759 | PQ | 2771.281 | False | -1 | ABCD | 8100606
node_intto1_8100606_310041615 |  | 42.11372679176047 | -75.95976471710114 | PQ | 2771.281 | False | -1 | ABCD | 8100606
node_intto1_220416679 |  | 42.115875268422634 | -75.96168664222762 | PQ | 2771.281 | False | -1 | ABCN | 8100606
node_intto1_220416684 |  | 42.11579270929012 | -75.96075850341312 | PQ | 2771.281 | False | -1 | ABCN | 8100606
node_intto1_312112724 |  | 42.113142331607385 | -75.95528151234521 | PQ | 2771.281 | False | -1 | ABCN | 8100606
node_intto1_312112727 |  | 42.113132950510284 | -75.95528082752634 | PQ | 2771.281 | False | -1 | ABCN | 8100606

## Capacitor
Name | GroupId | NominalVoltage | RemoteSense | RemoteSenseB | ParticipatingPhases | PhasesConnected | SwitchA | SwitchB | SwitchC | Control | ControlLevel | VoltageSetHigh | VoltageSetLow | ReactivePowerSetHigh | ReactivePowerSetLow | CapacitorA | CapacitorB | CapacitorC | TimeDelay | DwellTime | LockoutTime | CurrentSetHigh | CurrentSetLow | Status | ParentNode | Phases | Feeder | Comments
cap_220369296 |  | 0 |  |  |  |  | CLOSED | CLOSED | CLOSED | MANUAL | BANK | 0 | 0 | 0 | 0 | 50000 | 50000 | 50000 | 0 | 0 | 0 | 0 | 0 | OPEN | node_1381097_12_15297799_418 | ABCN | 8100606
cap_220369302 |  | 0 |  |  |  |  | CLOSED | CLOSED | CLOSED | MANUAL | BANK | 0 | 0 | 0 | 0 | 150000 | 150000 | 150000 | 0 | 0 | 0 | 0 | 0 | OPEN | node_1382006_281_15298082_591 | ABCN | 8100606
cap_220369305 |  | 0 |  |  |  |  | CLOSED | CLOSED | CLOSED | MANUAL | BANK | 0 | 0 | 0 | 0 | 100000 | 100000 | 100000 | 0 | 0 | 0 | 0 | 0 | OPEN | node_1382295_38_15298413_772 | ABCN | 8100606
cap_220369309 |  | 0 |  |  |  |  | CLOSED | CLOSED | CLOSED | MANUAL | BANK | 0 | 0 | 0 | 0 | 100000 | 100000 | 100000 | 0 | 0 | 0 | 0 | 0 | OPEN | node_1381487_782_15298595_42 | ABCN | 8100606

## EVChargingStation
Name | GroupId | ServiceCharge | ServiceDischarge | ChargeEfficiency | DischargeEfficiency | CommitmentStatus | ConstructionTime | CalendarLife | YearOfInstallation | DepthOfDischarge | ReactivePower | ReactivePowerA | ReactivePowerB | ReactivePowerC | ActivePower | ActivePowerA | ActivePowerB | ActivePowerC | Energy | MaxEnergy | PowerCharge | PowerDischarge | RampUpLimit | RampDownLimit | CapitalCost | FixedOperatingCost | VariableOperatingCost | MaxReactivePower | MaxActivePower | OutputSchedule | PlanningStatus | UnitType | UnitSubtype | ParentNode | Phases | Feeder | Comments
evchargingstation_load_220347028 |  | 0 | 0 | 0.92 | 0 | False | 0 | 0 | 0 | 0 | 0 | 0 | 0 | 0 | 0 | 0 | 0 | 0 | 0 | 0.023461155447663376 | 0 | 0 | 0 | 0 | 0 | 0 | 0.001 | 0.0016657351821418769 | 0.003910192574610563 | OPTIMIZED | INSTALLED |  |  | node_1381427_078_15298398_002 | BN | 8100606
evchargingstation_load_220347029 |  | 0 | 0 | 0.92 | 0 | False | 0 | 0 | 0 | 0 | 0 | 0 | 0 | 0 | 0 | 0 | 0 | 0 | 0 | 0.023461155447663376 | 0 | 0 | 0 | 0 | 0 | 0 | 0.001 | 0.0016657351821418769 | 0.003910192574610563 | OPTIMIZED | INSTALLED |  |  | node_1381426_184_15298388_873 | AN | 8100606
evchargingstation_load_220347217 |  | 0 | 0 | 0.92 | 0 | False | 0 | 0 | 0 | 0 | 0 | 0 | 0 | 0 | 0 | 0 | 0 | 0 | 0 | 0.013703191430150613 | 0 | 0 | 0 | 0 | 0 | 0 | 0.001 | 0.0009729225295304873 | 0.0022838652383584354 | OPTIMIZED | INSTALLED |  |  | node_1381666_386_15297986_123 | CN | 8100606
evchargingstation_load_220347226 |  | 0 | 0 | 0.92 | 0 | False | 0 | 0 | 0 | 0 | 0 | 0 | 0 | 0 | 0 | 0 | 0 | 0 | 0 | 0.10238702925400216 | 0 | 0 | 0 | 0 | 0 | 0 | 0.001 | 0.0072694487812080336 | 0.017064504875667026 | OPTIMIZED | INSTALLED |  |  | node_1382457_33_15297640_738 | CN | 8100606
evchargingstation_load_220347234 |  | 0 | 0 | 0.92 | 0 | False | 0 | 0 | 0 | 0 | 0 | 0 | 0 | 0 | 0 | 0 | 0 | 0 | 0 | 0.06427826500327873 | 0 | 0 | 0 | 0 | 0 | 0 | 0.001 | 0.004563737859185161 | 0.010713044167213122 | OPTIMIZED | INSTALLED |  |  | node_1382399_314_15298395_184 | AN | 8100606
evchargingstation_load_220347235 |  | 0 | 0 | 0.92 | 0 | False | 0 | 0 | 0 | 0 | 0 | 0 | 0 | 0 | 0 | 0 | 0 | 0 | 0 | 0.06427826500327873 | 0 | 0 | 0 | 0 | 0 | 0 | 0.001 | 0.004563737859185161 | 0.010713044167213122 | OPTIMIZED | INSTALLED |  |  | node_1382389_457_15298400_787 | BN | 8100606
evchargingstation_load_220347244 |  | 0 | 0 | 0.92 | 0 | False | 0 | 0 | 0 | 0 | 0 | 0 | 0 | 0 | 0 | 0 | 0 | 0 | 0 | 0.13402196473881406 | 0 | 0 | 0 | 0 | 0 | 0 | 0.001 | 0.00951551955335544 | 0.022336994123135678 | OPTIMIZED | INSTALLED |  |  | node_1381373_705_15298797_802 | BN | 8100606
evchargingstation_load_220347416 |  | 0 | 0 | 0.92 | 0 | False | 0 | 0 | 0 | 0 | 0 | 0 | 0 | 0 | 0 | 0 | 0 | 0 | 0 | 0.11033841423236879 | 0 | 0 | 0 | 0 | 0 | 0 | 0.001 | 0.007833994575915685 | 0.0183897357053948 | OPTIMIZED | INSTALLED |  |  | node_1382670_618_15298076_591 | AN | 8100606
evchargingstation_load_220347417 |  | 0 | 0 | 0.92 | 0 | False | 0 | 0 | 0 | 0 | 0 | 0 | 0 | 0 | 0 | 0 | 0 | 0 | 0 | 0.11033841423236879 | 0 | 0 | 0 | 0 | 0 | 0 | 0.001 | 0.007833994575915685 | 0.0183897357053948 | OPTIMIZED | INSTALLED |  |  | node_1382670_801_15298066_516 | CN | 8100606
evchargingstation_load_220347418 |  | 0 | 0 | 0.92 | 0 | False | 0 | 0 | 0 | 0 | 0 | 0 | 0 | 0 | 0 | 0 | 0 | 0 | 0 | 0.11033841423236879 | 0 | 0 | 0 | 0 | 0 | 0 | 0.001 | 0.007833994575915685 | 0.0183897357053948 | OPTIMIZED | INSTALLED |  |  | node_1382669_483_15298087_337 | BN | 8100606
evchargingstation_load_310049227 |  | 0 | 0 | 0.92 | 0 | False | 0 | 0 | 0 | 0 | 0 | 0 | 0 | 0 | 0 | 0 | 0 | 0 | 0 | 0.08895193049745165 | 0 | 0 | 0 | 0 | 0 | 0 | 0.001 | 0.006315560577627516 | 0.014825321749575276 | OPTIMIZED | INSTALLED |  |  | node_1382143_27_15298410_242 | BN | 8100606
evchargingstation_load_310065171 |  | 0 | 0 | 0.92 | 0 | False | 0 | 0 | 0 | 0 | 0 | 0 | 0 | 0 | 0 | 0 | 0 | 0 | 0 | 0.08895193049745165 | 0 | 0 | 0 | 0 | 0 | 0 | 0.001 | 0.006315560577627516 | 0.014825321749575276 | OPTIMIZED | INSTALLED |  |  | node_1382144_047_15298395_039 | CN | 8100606
evchargingstation_load_312010597 |  | 0 | 0 | 0.92 | 0 | False | 0 | 0 | 0 | 0 | 0 | 0 | 0 | 0 | 0 | 0 | 0 | 0 | 0 | 0.23193367424828726 | 0 | 0 | 0 | 0 | 0 | 0 | 0.001 | 0.016467221817454893 | 0.03865561237471454 | OPTIMIZED | INSTALLED |  |  |  | AN | 8100606
evchargingstation_load_312010598 |  | 0 | 0 | 0.92 | 0 | False | 0 | 0 | 0 | 0 | 0 | 0 | 0 | 0 | 0 | 0 | 0 | 0 | 0 | 0.23193367424828726 | 0 | 0 | 0 | 0 | 0 | 0 | 0.001 | 0.016467221817454893 | 0.03865561237471454 | OPTIMIZED | INSTALLED |  |  |  | BN | 8100606

## Fuse
Name | GroupId | MeanReplacementTime | PhaseAStatus | PhaseBStatus | PhaseCStatus | RepairDistributionType | CurrentLimit | CurrentInAReal | CurrentInAImag | CurrentInA | CurrentInBReal | CurrentInBImag | CurrentInB | CurrentInCReal | CurrentInCImag | CurrentInC | CurrentOutAReal | CurrentOutAImag | CurrentOutA | CurrentOutBReal | CurrentOutBImag | CurrentOutB | CurrentOutCReal | CurrentOutCImag | CurrentOutC | ActivePowerInA | ReactivePowerInA | PowerInA | ActivePowerInB | ReactivePowerInB | PowerInB | ActivePowerInC | ReactivePowerInC | PowerInC | ActivePowerOutA | ReactivePowerOutA | PowerOutA | ActivePowerOutB | ReactivePowerOutB | PowerOutB | ActivePowerOutC | ReactivePowerOutC | PowerOutC | Status | From | To | Length | Phases | Feeder | Comments
fuse_220386397 |  | 0 | GOOD | GOOD | GOOD | NONE | 75 | 0 | 0 | 0+0j | 0 | 0 | 0+0j | 0 | 0 | 0+0j | 0 | 0 | 0+0j | 0 | 0 | 0+0j | 0 | 0 | 0+0j | 0 | 0 | 0+0j | 0 | 0 | 0+0j | 0 | 0 | 0+0j | 0 | 0 | 0+0j | 0 | 0 | 0+0j | 0 | 0 | 0+0j | OPEN | node_intto1_8100606_200858168 | node_8100606_200858168 | 0 | ABCN | 8100606
fuse_220386399 |  | 0 | GOOD | GOOD | GOOD | NONE | 300 | 0 | 0 | 0+0j | 0 | 0 | 0+0j | 0 | 0 | 0+0j | 0 | 0 | 0+0j | 0 | 0 | 0+0j | 0 | 0 | 0+0j | 0 | 0 | 0+0j | 0 | 0 | 0+0j | 0 | 0 | 0+0j | 0 | 0 | 0+0j | 0 | 0 | 0+0j | 0 | 0 | 0+0j | OPEN | node_intto1_8100606_200917244 | node_8100606_200917244 | 0 | AN | 8100606
fuse_220386403 |  | 0 | GOOD | GOOD | GOOD | NONE | 100 | 0 | 0 | 0+0j | 0 | 0 | 0+0j | 0 | 0 | 0+0j | 0 | 0 | 0+0j | 0 | 0 | 0+0j | 0 | 0 | 0+0j | 0 | 0 | 0+0j | 0 | 0 | 0+0j | 0 | 0 | 0+0j | 0 | 0 | 0+0j | 0 | 0 | 0+0j | 0 | 0 | 0+0j | OPEN | node_intto1_8100606_200858155 | node_8100606_200858155 | 0 | ABCN | 8100606
fuse_220386425 |  | 0 | GOOD | GOOD | GOOD | NONE | 50 | 0 | 0 | 0+0j | 0 | 0 | 0+0j | 0 | 0 | 0+0j | 0 | 0 | 0+0j | 0 | 0 | 0+0j | 0 | 0 | 0+0j | 0 | 0 | 0+0j | 0 | 0 | 0+0j | 0 | 0 | 0+0j | 0 | 0 | 0+0j | 0 | 0 | 0+0j | 0 | 0 | 0+0j | OPEN | node_intto1_8100606_200858360 | node_8100606_200858360 | 0 | ABCN | 8100606
fuse_220386426 |  | 0 | GOOD | GOOD | GOOD | NONE | 100 | 0 | 0 | 0+0j | 0 | 0 | 0+0j | 0 | 0 | 0+0j | 0 | 0 | 0+0j | 0 | 0 | 0+0j | 0 | 0 | 0+0j | 0 | 0 | 0+0j | 0 | 0 | 0+0j | 0 | 0 | 0+0j | 0 | 0 | 0+0j | 0 | 0 | 0+0j | 0 | 0 | 0+0j | OPEN | node_intto1_8100606_200858339 | node_8100606_200858339 | 0 | ABCN | 8100606
fuse_220386498 |  | 0 | GOOD | GOOD | GOOD | NONE | 200 | 0 | 0 | 0+0j | 0 | 0 | 0+0j | 0 | 0 | 0+0j | 0 | 0 | 0+0j | 0 | 0 | 0+0j | 0 | 0 | 0+0j | 0 | 0 | 0+0j | 0 | 0 | 0+0j | 0 | 0 | 0+0j | 0 | 0 | 0+0j | 0 | 0 | 0+0j | 0 | 0 | 0+0j | OPEN | node_intto1_8100606_200858920 | node_8100606_200858920 | 0 | ABCD | 8100606
fuse_220386515 |  | 0 | GOOD | GOOD | GOOD | NONE | 100 | 0 | 0 | 0+0j | 0 | 0 | 0+0j | 0 | 0 | 0+0j | 0 | 0 | 0+0j | 0 | 0 | 0+0j | 0 | 0 | 0+0j | 0 | 0 | 0+0j | 0 | 0 | 0+0j | 0 | 0 | 0+0j | 0 | 0 | 0+0j | 0 | 0 | 0+0j | 0 | 0 | 0+0j | OPEN | node_intto1_8100606_200962208 | node_8100606_200962208 | 0 | ABCD | 8100606
fuse_220526409 |  | 0 | GOOD | GOOD | GOOD | NONE | 100 | 0 | 0 | 0+0j | 0 | 0 | 0+0j | 0 | 0 | 0+0j | 0 | 0 | 0+0j | 0 | 0 | 0+0j | 0 | 0 | 0+0j | 0 | 0 | 0+0j | 0 | 0 | 0+0j | 0 | 0 | 0+0j | 0 | 0 | 0+0j | 0 | 0 | 0+0j | 0 | 0 | 0+0j | OPEN | node_intto1_8100606_200971533 | node_8100606_200971533 | 0 | ABCD | 8100606
fuse_220538621 |  | 0 | GOOD | GOOD | GOOD | NONE | 80 | 0 | 0 | 0+0j | 0 | 0 | 0+0j | 0 | 0 | 0+0j | 0 | 0 | 0+0j | 0 | 0 | 0+0j | 0 | 0 | 0+0j | 0 | 0 | 0+0j | 0 | 0 | 0+0j | 0 | 0 | 0+0j | 0 | 0 | 0+0j | 0 | 0 | 0+0j | 0 | 0 | 0+0j | OPEN | node_intto1_8100606_200983595 | node_8100606_200983595 | 0 | ABCN | 8100606
fuse_312032181 |  | 0 | GOOD | GOOD | GOOD | NONE | 100 | 0 | 0 | 0+0j | 0 | 0 | 0+0j | 0 | 0 | 0+0j | 0 | 0 | 0+0j | 0 | 0 | 0+0j | 0 | 0 | 0+0j | 0 | 0 | 0+0j | 0 | 0 | 0+0j | 0 | 0 | 0+0j | 0 | 0 | 0+0j | 0 | 0 | 0+0j | 0 | 0 | 0+0j | OPEN | node_intto1_8100606_200858255 | node_8100606_200858255 | 0 | ABCD | 8100606
fuse_312112727 |  | 0 | GOOD | GOOD | GOOD | NONE | 200 | 0 | 0 | 0+0j | 0 | 0 | 0+0j | 0 | 0 | 0+0j | 0 | 0 | 0+0j | 0 | 0 | 0+0j | 0 | 0 | 0+0j | 0 | 0 | 0+0j | 0 | 0 | 0+0j | 0 | 0 | 0+0j | 0 | 0 | 0+0j | 0 | 0 | 0+0j | 0 | 0 | 0+0j | OPEN | node_intto1_312112727 | node_312112727 | 0 | ABCN | 8100606

## Generator
Name | GroupId | ColdStartupCost | ColdStartupTime | HotStartupCost | HotStartupStatus | ShutdownCost | CommitmentStatus | ConstructionTime | CalendarLife | YearOfInstallation | ReactivePower | ActivePower | MaxPowerOutput | MinPowerOutput | MinimumDowntime | MinimumUptime | NoLoadCost | NonSpinningReserve | SpinningReserve | OperatingReserve | RampUpLimit | RampDownLimit | StartupCapability | ShutdownCapability | ShutdownStatus | StartupStatus | CapitalCost | FixedOperatingCost | VariableOperatingCost | MaxReactivePower | MaxActivePower | OutputSchedule | PlanningStatus | UnitType | UnitSubtype | ParentNode | Phases | Feeder | Comments
generator_load_220347028 |  | 0 | 0 | 0 | 0 | 0 | False | 0 | 0 | 0 | 0 | 0 | 0 | 0 | 0 | 0 | 0 | 0 | 0 | 0 | 0 | 0 | 0 | 0 | False | False | 0 | 0 | 0.19 | 0.0016657351821418769 | 0.003910192574610563 | OPTIMIZED | INSTALLED | natural_gas |  | node_1381427_078_15298398_002 | BN | 8100606
generator_load_220347029 |  | 0 | 0 | 0 | 0 | 0 | False | 0 | 0 | 0 | 0 | 0 | 0 | 0 | 0 | 0 | 0 | 0 | 0 | 0 | 0 | 0 | 0 | 0 | False | False | 0 | 0 | 0.19 | 0.0016657351821418769 | 0.003910192574610563 | OPTIMIZED | INSTALLED | natural_gas |  | node_1381426_184_15298388_873 | AN | 8100606
generator_load_220347217 |  | 0 | 0 | 0 | 0 | 0 | False | 0 | 0 | 0 | 0 | 0 | 0 | 0 | 0 | 0 | 0 | 0 | 0 | 0 | 0 | 0 | 0 | 0 | False | False | 0 | 0 | 0.19 | 0.0009729225295304873 | 0.0022838652383584354 | OPTIMIZED | INSTALLED | natural_gas |  | node_1381666_386_15297986_123 | CN | 8100606
generator_load_220347226 |  | 0 | 0 | 0 | 0 | 0 | False | 0 | 0 | 0 | 0 | 0 | 0 | 0 | 0 | 0 | 0 | 0 | 0 | 0 | 0 | 0 | 0 | 0 | False | False | 0 | 0 | 0.19 | 0.0072694487812080336 | 0.017064504875667026 | OPTIMIZED | INSTALLED | natural_gas |  | node_1382457_33_15297640_738 | CN | 8100606
generator_load_220347234 |  | 0 | 0 | 0 | 0 | 0 | False | 0 | 0 | 0 | 0 | 0 | 0 | 0 | 0 | 0 | 0 | 0 | 0 | 0 | 0 | 0 | 0 | 0 | False | False | 0 | 0 | 0.19 | 0.004563737859185161 | 0.010713044167213122 | OPTIMIZED | INSTALLED | natural_gas |  | node_1382399_314_15298395_184 | AN | 8100606
generator_load_220347235 |  | 0 | 0 | 0 | 0 | 0 | False | 0 | 0 | 0 | 0 | 0 | 0 | 0 | 0 | 0 | 0 | 0 | 0 | 0 | 0 | 0 | 0 | 0 | False | False | 0 | 0 | 0.19 | 0.004563737859185161 | 0.010713044167213122 | OPTIMIZED | INSTALLED | natural_gas |  | node_1382389_457_15298400_787 | BN | 8100606
generator_load_220347244 |  | 0 | 0 | 0 | 0 | 0 | False | 0 | 0 | 0 | 0 | 0 | 0 | 0 | 0 | 0 | 0 | 0 | 0 | 0 | 0 | 0 | 0 | 0 | False | False | 0 | 0 | 0.19 | 0.00951551955335544 | 0.022336994123135678 | OPTIMIZED | INSTALLED | natural_gas |  | node_1381373_705_15298797_802 | BN | 8100606
generator_load_220347416 |  | 0 | 0 | 0 | 0 | 0 | False | 0 | 0 | 0 | 0 | 0 | 0 | 0 | 0 | 0 | 0 | 0 | 0 | 0 | 0 | 0 | 0 | 0 | False | False | 0 | 0 | 0.19 | 0.007833994575915685 | 0.0183897357053948 | OPTIMIZED | INSTALLED | natural_gas |  | node_1382670_618_15298076_591 | AN | 8100606
generator_load_220347417 |  | 0 | 0 | 0 | 0 | 0 | False | 0 | 0 | 0 | 0 | 0 | 0 | 0 | 0 | 0 | 0 | 0 | 0 | 0 | 0 | 0 | 0 | 0 | False | False | 0 | 0 | 0.19 | 0.007833994575915685 | 0.0183897357053948 | OPTIMIZED | INSTALLED | natural_gas |  | node_1382670_801_15298066_516 | CN | 8100606
generator_load_220347418 |  | 0 | 0 | 0 | 0 | 0 | False | 0 | 0 | 0 | 0 | 0 | 0 | 0 | 0 | 0 | 0 | 0 | 0 | 0 | 0 | 0 | 0 | 0 | False | False | 0 | 0 | 0.19 | 0.007833994575915685 | 0.0183897357053948 | OPTIMIZED | INSTALLED | natural_gas |  | node_1382669_483_15298087_337 | BN | 8100606
generator_load_310049227 |  | 0 | 0 | 0 | 0 | 0 | False | 0 | 0 | 0 | 0 | 0 | 0 | 0 | 0 | 0 | 0 | 0 | 0 | 0 | 0 | 0 | 0 | 0 | False | False | 0 | 0 | 0.19 | 0.006315560577627516 | 0.014825321749575276 | OPTIMIZED | INSTALLED | natural_gas |  | node_1382143_27_15298410_242 | BN | 8100606
generator_load_310065171 |  | 0 | 0 | 0 | 0 | 0 | False | 0 | 0 | 0 | 0 | 0 | 0 | 0 | 0 | 0 | 0 | 0 | 0 | 0 | 0 | 0 | 0 | 0 | False | False | 0 | 0 | 0.19 | 0.006315560577627516 | 0.014825321749575276 | OPTIMIZED | INSTALLED | natural_gas |  | node_1382144_047_15298395_039 | CN | 8100606
generator_load_312010597 |  | 0 | 0 | 0 | 0 | 0 | False | 0 | 0 | 0 | 0 | 0 | 0 | 0 | 0 | 0 | 0 | 0 | 0 | 0 | 0 | 0 | 0 | 0 | False | False | 0 | 0 | 0.19 | 0.016467221817454893 | 0.03865561237471454 | OPTIMIZED | INSTALLED | natural_gas |  |  | AN | 8100606
generator_load_312010598 |  | 0 | 0 | 0 | 0 | 0 | False | 0 | 0 | 0 | 0 | 0 | 0 | 0 | 0 | 0 | 0 | 0 | 0 | 0 | 0 | 0 | 0 | 0 | False | False | 0 | 0 | 0.19 | 0.016467221817454893 | 0.03865561237471454 | OPTIMIZED | INSTALLED | natural_gas |  |  | BN | 8100606

## HeatPump
Name | GroupId | YearOfInstallation | ReactivePower | ActivePower | MaxPowerOutput | MinPowerOutput | RampUpLimit | RampDownLimit | CapitalCost | FixedOperatingCost | VariableOperatingCost | MaxReactivePower | MaxActivePower | OutputSchedule | PlanningStatus | UnitType | UnitSubtype | ParentNode | Phases | Feeder | Comments
heatpump_load_220347028 |  | 0 | 0 | 0 | 0 | 0 | 0 | 0 | 0 | 0 | 0.19 | 0.0016657351821418769 | 0.003910192574610563 | OPTIMIZED | INSTALLED |  |  | node_1381427_078_15298398_002 | BN | 8100606
heatpump_load_220347029 |  | 0 | 0 | 0 | 0 | 0 | 0 | 0 | 0 | 0 | 0.19 | 0.0016657351821418769 | 0.003910192574610563 | OPTIMIZED | INSTALLED |  |  | node_1381426_184_15298388_873 | AN | 8100606
heatpump_load_220347217 |  | 0 | 0 | 0 | 0 | 0 | 0 | 0 | 0 | 0 | 0.19 | 0.0009729225295304873 | 0.0022838652383584354 | OPTIMIZED | INSTALLED |  |  | node_1381666_386_15297986_123 | CN | 8100606
heatpump_load_220347226 |  | 0 | 0 | 0 | 0 | 0 | 0 | 0 | 0 | 0 | 0.19 | 0.0072694487812080336 | 0.017064504875667026 | OPTIMIZED | INSTALLED |  |  | node_1382457_33_15297640_738 | CN | 8100606
heatpump_load_220347234 |  | 0 | 0 | 0 | 0 | 0 | 0 | 0 | 0 | 0 | 0.19 | 0.004563737859185161 | 0.010713044167213122 | OPTIMIZED | INSTALLED |  |  | node_1382399_314_15298395_184 | AN | 8100606
heatpump_load_220347235 |  | 0 | 0 | 0 | 0 | 0 | 0 | 0 | 0 | 0 | 0.19 | 0.004563737859185161 | 0.010713044167213122 | OPTIMIZED | INSTALLED |  |  | node_1382389_457_15298400_787 | BN | 8100606
heatpump_load_220347244 |  | 0 | 0 | 0 | 0 | 0 | 0 | 0 | 0 | 0 | 0.19 | 0.00951551955335544 | 0.022336994123135678 | OPTIMIZED | INSTALLED |  |  | node_1381373_705_15298797_802 | BN | 8100606
heatpump_load_220347416 |  | 0 | 0 | 0 | 0 | 0 | 0 | 0 | 0 | 0 | 0.19 | 0.007833994575915685 | 0.0183897357053948 | OPTIMIZED | INSTALLED |  |  | node_1382670_618_15298076_591 | AN | 8100606
heatpump_load_220347417 |  | 0 | 0 | 0 | 0 | 0 | 0 | 0 | 0 | 0 | 0.19 | 0.007833994575915685 | 0.0183897357053948 | OPTIMIZED | INSTALLED |  |  | node_1382670_801_15298066_516 | CN | 8100606
heatpump_load_220347418 |  | 0 | 0 | 0 | 0 | 0 | 0 | 0 | 0 | 0 | 0.19 | 0.007833994575915685 | 0.0183897357053948 | OPTIMIZED | INSTALLED |  |  | node_1382669_483_15298087_337 | BN | 8100606
heatpump_load_310049227 |  | 0 | 0 | 0 | 0 | 0 | 0 | 0 | 0 | 0 | 0.19 | 0.006315560577627516 | 0.014825321749575276 | OPTIMIZED | INSTALLED |  |  | node_1382143_27_15298410_242 | BN | 8100606
heatpump_load_310065171 |  | 0 | 0 | 0 | 0 | 0 | 0 | 0 | 0 | 0 | 0.19 | 0.006315560577627516 | 0.014825321749575276 | OPTIMIZED | INSTALLED |  |  | node_1382144_047_15298395_039 | CN | 8100606
heatpump_load_312010597 |  | 0 | 0 | 0 | 0 | 0 | 0 | 0 | 0 | 0 | 0.19 | 0.016467221817454893 | 0.03865561237471454 | OPTIMIZED | INSTALLED |  |  |  | AN | 8100606
heatpump_load_312010598 |  | 0 | 0 | 0 | 0 | 0 | 0 | 0 | 0 | 0 | 0.19 | 0.016467221817454893 | 0.03865561237471454 | OPTIMIZED | INSTALLED |  |  |  | BN | 8100606

## LineSpacing
Name | DistanceAB | DistanceAC | DistanceAE | DistanceAN | DistanceBC | DistanceBE | DistanceBN | DistanceCE | DistanceCN | DistanceNE | Feeder | Comments

## Load
Name | GroupId | PriorityLevel | LoadClass | BaseReactivePowerA | BaseReactivePowerB | BaseReactivePowerC | BaseActivePowerA | BaseActivePowerB | BaseActivePowerC | BasePowerA | BasePowerB | BasePowerC | ConstantCurrentAReal | ConstantCurrentAImag | ConstantCurrentA | ConstantCurrentBReal | ConstantCurrentBImag | ConstantCurrentB | ConstantCurrentCReal | ConstantCurrentCImag | ConstantCurrentC | ConstantResistanceA | ConstantReactanceA | ConstantImpedanceA | ConstantResistanceB | ConstantReactanceB | ConstantImpedanceB | ConstantResistanceC | ConstantReactanceC | ConstantImpedanceC | ConstantActivePowerA | ConstantReactivePowerA | ConstantPowerA | ConstantActivePowerB | ConstantReactivePowerB | ConstantPowerB | ConstantActivePowerC | ConstantReactivePowerC | ConstantPowerC | CurrentFractionA | CurrentFractionB | CurrentFractionC | CurrentPfA | CurrentPfB | CurrentPfC | ImpedanceFractionA | ImpedanceFractionB | ImpedanceFractionC | ImpedancePfA | ImpedancePfB | ImpedancePfC | PowerFractionA | PowerFractionB | PowerFractionC | PowerPfA | PowerPfB | PowerPfC | DemandResponseLowerBound | DemandResponseShortageCost | DemandResponseSurplusCost | DemandResponseUpperBound | ActivePowerA | ActivePowerB | ActivePowerC | ReactivePowerA | ReactivePowerB | ReactivePowerC | NominalVoltage | Status | ParentNode | Phases | Feeder | Comments
load_220347015 |  | 0 | C | 0 | 0 | 0 | 0 | 0 | 0 | 0 | 0 | 0 | 0 | 0 | 0+0j | 0 | 0 | 0+0j | 0 | 0 | 0+0j | 0 | 0 | 0+0j | 0 | 0 | 0+0j | 0 | 0 | 0+0j | 18333.333 | 7809.967 | 18333.333+7809.967j | 0 | 0 | 0+0j | 0 | 0 | 0+0j | 0 | 0 | 0 | 0 | 0 | 0 | 0 | 0 | 0 | 0 | 0 | 0 | 0 | 0 | 0 | 0 | 0 | 0 | 1 | 0 | 0 | 1 | 0 | 0 | 0 | 0 | 0 | 0 | 0 | OPEN | node_1380595_012_15297396_782 | AN | 8100606
load_220347016 |  | 0 | C | 0 | 0 | 0 | 0 | 0 | 0 | 0 | 0 | 0 | 0 | 0 | 0+0j | 0 | 0 | 0+0j | 0 | 0 | 0+0j | 0 | 0 | 0+0j | 0 | 0 | 0+0j | 0 | 0 | 0+0j | 0 | 0 | 0+0j | 18333.333 | 7809.967 | 18333.333+7809.967j | 0 | 0 | 0+0j | 0 | 0 | 0 | 0 | 0 | 0 | 0 | 0 | 0 | 0 | 0 | 0 | 0 | 0 | 0 | 0 | 0 | 0 | 1 | 0 | 0 | 1 | 0 | 0 | 0 | 0 | 0 | 0 | 0 | OPEN | node_1380604_027_15297386_973 | BN | 8100606
load_220347017 |  | 0 | C | 0 | 0 | 0 | 0 | 0 | 0 | 0 | 0 | 0 | 0 | 0 | 0+0j | 0 | 0 | 0+0j | 0 | 0 | 0+0j | 0 | 0 | 0+0j | 0 | 0 | 0+0j | 0 | 0 | 0+0j | 0 | 0 | 0+0j | 0 | 0 | 0+0j | 18333.333 | 7809.967 | 18333.333+7809.967j | 0 | 0 | 0 | 0 | 0 | 0 | 0 | 0 | 0 | 0 | 0 | 0 | 0 | 0 | 0 | 0 | 0 | 0 | 1 | 0 | 0 | 1 | 0 | 0 | 0 | 0 | 0 | 0 | 0 | OPEN | node_1380592_523_15297406_135 | CN | 8100606
load_220347028 |  | 0 | R | 0 | 0 | 0 | 0 | 0 | 0 | 0 | 0 | 0 | 0 | 0 | 0+0j | 0 | 0 | 0+0j | 0 | 0 | 0+0j | 0 | 0 | 0+0j | 0 | 0 | 0+0j | 0 | 0 | 0+0j | 0 | 0 | 0+0j | 9241.2 | 3936.735 | 9241.2+3936.735j | 0 | 0 | 0+0j | 0 | 0 | 0 | 0 | 0 | 0 | 0 | 0 | 0 | 0 | 0 | 0 | 0 | 0 | 0 | 0 | 0 | 0 | 1 | 0 | 0 | 1 | 0 | 0 | 0 | 0 | 0 | 0 | 0 | OPEN | node_1381427_078_15298398_002 | BN | 8100606
load_220347029 |  | 0 | R | 0 | 0 | 0 | 0 | 0 | 0 | 0 | 0 | 0 | 0 | 0 | 0+0j | 0 | 0 | 0+0j | 0 | 0 | 0+0j | 0 | 0 | 0+0j | 0 | 0 | 0+0j | 0 | 0 | 0+0j | 9241.2 | 3936.735 | 9241.2+3936.735j | 0 | 0 | 0+0j | 0 | 0 | 0+0j | 0 | 0 | 0 | 0 | 0 | 0 | 0 | 0 | 0 | 0 | 0 | 0 | 0 | 0 | 0 | 0 | 0 | 0 | 1 | 0 | 0 | 1 | 0 | 0 | 0 | 0 | 0 | 0 | 0 | OPEN | node_1381426_184_15298388_873 | AN | 8100606
load_220347143 |  | 0 | C | 0 | 0 | 0 | 0 | 0 | 0 | 0 | 0 | 0 | 0 | 0 | 0+0j | 0 | 0 | 0+0j | 0 | 0 | 0+0j | 0 | 0 | 0+0j | 0 | 0 | 0+0j | 0 | 0 | 0+0j | 20333.333 | 8661.964 | 20333.333+8661.964j | 0 | 0 | 0+0j | 0 | 0 | 0+0j | 0 | 0 | 0 | 0 | 0 | 0 | 0 | 0 | 0 | 0 | 0 | 0 | 0 | 0 | 0 | 0 | 0 | 0 | 1 | 0 | 0 | 1 | 0 | 0 | 0 | 0 | 0 | 0 | 0 | OPEN | node_1379965_444_15299006_38 | AN | 8100606
load_220347144 |  | 0 | C | 0 | 0 | 0 | 0 | 0 | 0 | 0 | 0 | 0 | 0 | 0 | 0+0j | 0 | 0 | 0+0j | 0 | 0 | 0+0j | 0 | 0 | 0+0j | 0 | 0 | 0+0j | 0 | 0 | 0+0j | 0 | 0 | 0+0j | 0 | 0 | 0+0j | 20333.333 | 8661.964 | 20333.333+8661.964j | 0 | 0 | 0 | 0 | 0 | 0 | 0 | 0 | 0 | 0 | 0 | 0 | 0 | 0 | 0 | 0 | 0 | 0 | 1 | 0 | 0 | 1 | 0 | 0 | 0 | 0 | 0 | 0 | 0 | OPEN | node_1379970_92_15299003_542 | CN | 8100606
load_220347145 |  | 0 | C | 0 | 0 | 0 | 0 | 0 | 0 | 0 | 0 | 0 | 0 | 0 | 0+0j | 0 | 0 | 0+0j | 0 | 0 | 0+0j | 0 | 0 | 0+0j | 0 | 0 | 0+0j | 0 | 0 | 0+0j | 0 | 0 | 0+0j | 20333.333 | 8661.964 | 20333.333+8661.964j | 0 | 0 | 0+0j | 0 | 0 | 0 | 0 | 0 | 0 | 0 | 0 | 0 | 0 | 0 | 0 | 0 | 0 | 0 | 0 | 0 | 0 | 1 | 0 | 0 | 1 | 0 | 0 | 0 | 0 | 0 | 0 | 0 | OPEN | node_1379960_332_15299003_315 | BN | 8100606
load_220347146 |  | 0 | C | 0 | 0 | 0 | 0 | 0 | 0 | 0 | 0 | 0 | 0 | 0 | 0+0j | 0 | 0 | 0+0j | 0 | 0 | 0+0j | 0 | 0 | 0+0j | 0 | 0 | 0+0j | 0 | 0 | 0+0j | 4824 | 2055.015 | 4824+2055.015j | 0 | 0 | 0+0j | 0 | 0 | 0+0j | 0 | 0 | 0 | 0 | 0 | 0 | 0 | 0 | 0 | 0 | 0 | 0 | 0 | 0 | 0 | 0 | 0 | 0 | 1 | 0 | 0 | 1 | 0 | 0 | 0 | 0 | 0 | 0 | 0 | OPEN | node_1379950_03_15298543_445 | AN | 8100606
load_220347147 |  | 0 | C | 0 | 0 | 0 | 0 | 0 | 0 | 0 | 0 | 0 | 0 | 0 | 0+0j | 0 | 0 | 0+0j | 0 | 0 | 0+0j | 0 | 0 | 0+0j | 0 | 0 | 0+0j | 0 | 0 | 0+0j | 331.2 | 141.091 | 331.2+141.091j | 0 | 0 | 0+0j | 0 | 0 | 0+0j | 0 | 0 | 0 | 0 | 0 | 0 | 0 | 0 | 0 | 0 | 0 | 0 | 0 | 0 | 0 | 0 | 0 | 0 | 1 | 0 | 0 | 1 | 0 | 0 | 0 | 0 | 0 | 0 | 0 | OPEN | node_1379881_84_15298170_94 | AN | 8100606
load_220347149 |  | 0 | C | 0 | 0 | 0 | 0 | 0 | 0 | 0 | 0 | 0 | 0 | 0 | 0+0j | 0 | 0 | 0+0j | 0 | 0 | 0+0j | 0 | 0 | 0+0j | 0 | 0 | 0+0j | 0 | 0 | 0+0j | 1000 | 425.998 | 1000+425.998j | 0 | 0 | 0+0j | 0 | 0 | 0+0j | 0 | 0 | 0 | 0 | 0 | 0 | 0 | 0 | 0 | 0 | 0 | 0 | 0 | 0 | 0 | 0 | 0 | 0 | 1 | 0 | 0 | 1 | 0 | 0 | 0 | 0 | 0 | 0 | 0 | OPEN | node_1380223_584_15298563_908 | AN | 8100606
load_220347150 |  | 0 | C | 0 | 0 | 0 | 0 | 0 | 0 | 0 | 0 | 0 | 0 | 0 | 0+0j | 0 | 0 | 0+0j | 0 | 0 | 0+0j | 0 | 0 | 0+0j | 0 | 0 | 0+0j | 0 | 0 | 0+0j | 29333.333 | 12495.948 | 29333.333+12495.948j | 0 | 0 | 0+0j | 0 | 0 | 0+0j | 0 | 0 | 0 | 0 | 0 | 0 | 0 | 0 | 0 | 0 | 0 | 0 | 0 | 0 | 0 | 0 | 0 | 0 | 1 | 0 | 0 | 1 | 0 | 0 | 0 | 0 | 0 | 0 | 0 | OPEN | node_1380334_176_15298331_952 | AN | 8100606
load_220347151 |  | 0 | C | 0 | 0 | 0 | 0 | 0 | 0 | 0 | 0 | 0 | 0 | 0 | 0+0j | 0 | 0 | 0+0j | 0 | 0 | 0+0j | 0 | 0 | 0+0j | 0 | 0 | 0+0j | 0 | 0 | 0+0j | 0 | 0 | 0+0j | 29333.333 | 12495.948 | 29333.333+12495.948j | 0 | 0 | 0+0j | 0 | 0 | 0 | 0 | 0 | 0 | 0 | 0 | 0 | 0 | 0 | 0 | 0 | 0 | 0 | 0 | 0 | 0 | 1 | 0 | 0 | 1 | 0 | 0 | 0 | 0 | 0 | 0 | 0 | OPEN | node_1380327_092_15298356_758 | BN | 8100606
load_220347152 |  | 0 | C | 0 | 0 | 0 | 0 | 0 | 0 | 0 | 0 | 0 | 0 | 0 | 0+0j | 0 | 0 | 0+0j | 0 | 0 | 0+0j | 0 | 0 | 0+0j | 0 | 0 | 0+0j | 0 | 0 | 0+0j | 0 | 0 | 0+0j | 0 | 0 | 0+0j | 29333.333 | 12495.948 | 29333.333+12495.948j | 0 | 0 | 0 | 0 | 0 | 0 | 0 | 0 | 0 | 0 | 0 | 0 | 0 | 0 | 0 | 0 | 0 | 0 | 1 | 0 | 0 | 1 | 0 | 0 | 0 | 0 | 0 | 0 | 0 | OPEN | node_1380336_225_15298305_486 | CN | 8100606
load_220347153 |  | 0 | C | 0 | 0 | 0 | 0 | 0 | 0 | 0 | 0 | 0 | 0 | 0 | 0+0j | 0 | 0 | 0+0j | 0 | 0 | 0+0j | 0 | 0 | 0+0j | 0 | 0 | 0+0j | 0 | 0 | 0+0j | 0 | 0 | 0+0j | 0 | 0 | 0+0j | 0 | 0 | 0+0j | 0 | 0 | 0 | 0 | 0 | 0 | 0 | 0 | 0 | 0 | 0 | 0 | 0 | 0 | 0 | 0 | 0 | 0 | 1 | 0 | 0 | 1 | 0 | 0 | 0 | 0 | 0 | 0 | 0 | OPEN | node_1380292_38_15298216_627 | AN | 8100606
load_220347154 |  | 0 | C | 0 | 0 | 0 | 0 | 0 | 0 | 0 | 0 | 0 | 0 | 0 | 0+0j | 0 | 0 | 0+0j | 0 | 0 | 0+0j | 0 | 0 | 0+0j | 0 | 0 | 0+0j | 0 | 0 | 0+0j | 14333.333 | 6105.974 | 14333.333+6105.974j | 0 | 0 | 0+0j | 0 | 0 | 0+0j | 0 | 0 | 0 | 0 | 0 | 0 | 0 | 0 | 0 | 0 | 0 | 0 | 0 | 0 | 0 | 0 | 0 | 0 | 1 | 0 | 0 | 1 | 0 | 0 | 0 | 0 | 0 | 0 | 0 | OPEN | node_1380194_155_15298132_925 | AN | 8100606
load_220347155 |  | 0 | C | 0 | 0 | 0 | 0 | 0 | 0 | 0 | 0 | 0 | 0 | 0 | 0+0j | 0 | 0 | 0+0j | 0 | 0 | 0+0j | 0 | 0 | 0+0j | 0 | 0 | 0+0j | 0 | 0 | 0+0j | 0 | 0 | 0+0j | 14333.333 | 6105.974 | 14333.333+6105.974j | 0 | 0 | 0+0j | 0 | 0 | 0 | 0 | 0 | 0 | 0 | 0 | 0 | 0 | 0 | 0 | 0 | 0 | 0 | 0 | 0 | 0 | 1 | 0 | 0 | 1 | 0 | 0 | 0 | 0 | 0 | 0 | 0 | OPEN | node_1380192_17_15298106_413 | BN | 8100606
load_220347156 |  | 0 | C | 0 | 0 | 0 | 0 | 0 | 0 | 0 | 0 | 0 | 0 | 0 | 0+0j | 0 | 0 | 0+0j | 0 | 0 | 0+0j | 0 | 0 | 0+0j | 0 | 0 | 0+0j | 0 | 0 | 0+0j | 0 | 0 | 0+0j | 0 | 0 | 0+0j | 14333.333 | 6105.974 | 14333.333+6105.974j | 0 | 0 | 0 | 0 | 0 | 0 | 0 | 0 | 0 | 0 | 0 | 0 | 0 | 0 | 0 | 0 | 0 | 0 | 1 | 0 | 0 | 1 | 0 | 0 | 0 | 0 | 0 | 0 | 0 | OPEN | node_1380195_357_15298080_161 | CN | 8100606
load_220347157 |  | 0 | C | 0 | 0 | 0 | 0 | 0 | 0 | 0 | 0 | 0 | 0 | 0 | 0+0j | 0 | 0 | 0+0j | 0 | 0 | 0+0j | 0 | 0 | 0+0j | 0 | 0 | 0+0j | 0 | 0 | 0+0j | 20664 | 8802.827 | 20664+8802.827j | 0 | 0 | 0+0j | 0 | 0 | 0+0j | 0 | 0 | 0 | 0 | 0 | 0 | 0 | 0 | 0 | 0 | 0 | 0 | 0 | 0 | 0 | 0 | 0 | 0 | 1 | 0 | 0 | 1 | 0 | 0 | 0 | 0 | 0 | 0 | 0 | OPEN | node_1380910_592_15297953_45 | AN | 8100606
load_220347164 |  | 0 | C | 0 | 0 | 0 | 0 | 0 | 0 | 0 | 0 | 0 | 0 | 0 | 0+0j | 0 | 0 | 0+0j | 0 | 0 | 0+0j | 0 | 0 | 0+0j | 0 | 0 | 0+0j | 0 | 0 | 0+0j | 4333.333 | 1845.992 | 4333.333+1845.992j | 0 | 0 | 0+0j | 0 | 0 | 0+0j | 0 | 0 | 0 | 0 | 0 | 0 | 0 | 0 | 0 | 0 | 0 | 0 | 0 | 0 | 0 | 0 | 0 | 0 | 1 | 0 | 0 | 1 | 0 | 0 | 0 | 0 | 0 | 0 | 0 | OPEN | node_1380899_655_15298153_407 | AN | 8100606
load_220347165 |  | 0 | C | 0 | 0 | 0 | 0 | 0 | 0 | 0 | 0 | 0 | 0 | 0 | 0+0j | 0 | 0 | 0+0j | 0 | 0 | 0+0j | 0 | 0 | 0+0j | 0 | 0 | 0+0j | 0 | 0 | 0+0j | 0 | 0 | 0+0j | 4333.333 | 1845.992 | 4333.333+1845.992j | 0 | 0 | 0+0j | 0 | 0 | 0 | 0 | 0 | 0 | 0 | 0 | 0 | 0 | 0 | 0 | 0 | 0 | 0 | 0 | 0 | 0 | 1 | 0 | 0 | 1 | 0 | 0 | 0 | 0 | 0 | 0 | 0 | OPEN | node_1380897_388_15298162_544 | BN | 8100606
load_220347166 |  | 0 | C | 0 | 0 | 0 | 0 | 0 | 0 | 0 | 0 | 0 | 0 | 0 | 0+0j | 0 | 0 | 0+0j | 0 | 0 | 0+0j | 0 | 0 | 0+0j | 0 | 0 | 0+0j | 0 | 0 | 0+0j | 0 | 0 | 0+0j | 0 | 0 | 0+0j | 4333.333 | 1845.992 | 4333.333+1845.992j | 0 | 0 | 0 | 0 | 0 | 0 | 0 | 0 | 0 | 0 | 0 | 0 | 0 | 0 | 0 | 0 | 0 | 0 | 1 | 0 | 0 | 1 | 0 | 0 | 0 | 0 | 0 | 0 | 0 | OPEN | node_1380898_207_15298143_463 | CN | 8100606
load_220347192 |  | 0 | C | 0 | 0 | 0 | 0 | 0 | 0 | 0 | 0 | 0 | 0 | 0 | 0+0j | 0 | 0 | 0+0j | 0 | 0 | 0+0j | 0 | 0 | 0+0j | 0 | 0 | 0+0j | 0 | 0 | 0+0j | 3225.6 | 1374.1 | 3225.6+1374.1j | 0 | 0 | 0+0j | 0 | 0 | 0+0j | 0 | 0 | 0 | 0 | 0 | 0 | 0 | 0 | 0 | 0 | 0 | 0 | 0 | 0 | 0 | 0 | 0 | 0 | 1 | 0 | 0 | 1 | 0 | 0 | 0 | 0 | 0 | 0 | 0 | OPEN | node_1380086_868_15297818_698 | AN | 8100606
load_220347198 |  | 0 | C | 0 | 0 | 0 | 0 | 0 | 0 | 0 | 0 | 0 | 0 | 0 | 0+0j | 0 | 0 | 0+0j | 0 | 0 | 0+0j | 0 | 0 | 0+0j | 0 | 0 | 0+0j | 0 | 0 | 0+0j | 0 | 0 | 0+0j | 0 | 0 | 0+0j | 0 | 0 | 0+0j | 0 | 0 | 0 | 0 | 0 | 0 | 0 | 0 | 0 | 0 | 0 | 0 | 0 | 0 | 0 | 0 | 0 | 0 | 1 | 0 | 0 | 1 | 0 | 0 | 0 | 0 | 0 | 0 | 0 | OPEN | node_1381003_45_15297835_377 | AN | 8100606
load_220347199 |  | 0 | C | 0 | 0 | 0 | 0 | 0 | 0 | 0 | 0 | 0 | 0 | 0 | 0+0j | 0 | 0 | 0+0j | 0 | 0 | 0+0j | 0 | 0 | 0+0j | 0 | 0 | 0+0j | 0 | 0 | 0+0j | 0 | 0 | 0+0j | 0 | 0 | 0+0j | 9333.333 | 3975.983 | 9333.333+3975.983j | 0 | 0 | 0 | 0 | 0 | 0 | 0 | 0 | 0 | 0 | 0 | 0 | 0 | 0 | 0 | 0 | 0 | 0 | 1 | 0 | 0 | 1 | 0 | 0 | 0 | 0 | 0 | 0 | 0 | OPEN | node_1380627_99_15297853_372 | CN | 8100606
load_220347200 |  | 0 | C | 0 | 0 | 0 | 0 | 0 | 0 | 0 | 0 | 0 | 0 | 0 | 0+0j | 0 | 0 | 0+0j | 0 | 0 | 0+0j | 0 | 0 | 0+0j | 0 | 0 | 0+0j | 0 | 0 | 0+0j | 0 | 0 | 0+0j | 9333.333 | 3975.983 | 9333.333+3975.983j | 0 | 0 | 0+0j | 0 | 0 | 0 | 0 | 0 | 0 | 0 | 0 | 0 | 0 | 0 | 0 | 0 | 0 | 0 | 0 | 0 | 0 | 1 | 0 | 0 | 1 | 0 | 0 | 0 | 0 | 0 | 0 | 0 | OPEN | node_1380621_759_15297850_321 | BN | 8100606
load_220347201 |  | 0 | C | 0 | 0 | 0 | 0 | 0 | 0 | 0 | 0 | 0 | 0 | 0 | 0+0j | 0 | 0 | 0+0j | 0 | 0 | 0+0j | 0 | 0 | 0+0j | 0 | 0 | 0+0j | 0 | 0 | 0+0j | 9333.333 | 3975.983 | 9333.333+3975.983j | 0 | 0 | 0+0j | 0 | 0 | 0+0j | 0 | 0 | 0 | 0 | 0 | 0 | 0 | 0 | 0 | 0 | 0 | 0 | 0 | 0 | 0 | 0 | 0 | 0 | 1 | 0 | 0 | 1 | 0 | 0 | 0 | 0 | 0 | 0 | 0 | OPEN | node_1380618_625_15297846_689 | AN | 8100606
load_220347212 |  | 0 | C | 0 | 0 | 0 | 0 | 0 | 0 | 0 | 0 | 0 | 0 | 0 | 0+0j | 0 | 0 | 0+0j | 0 | 0 | 0+0j | 0 | 0 | 0+0j | 0 | 0 | 0+0j | 0 | 0 | 0+0j | 1922.4 | 818.939 | 1922.4+818.939j | 0 | 0 | 0+0j | 0 | 0 | 0+0j | 0 | 0 | 0 | 0 | 0 | 0 | 0 | 0 | 0 | 0 | 0 | 0 | 0 | 0 | 0 | 0 | 0 | 0 | 1 | 0 | 0 | 1 | 0 | 0 | 0 | 0 | 0 | 0 | 0 | OPEN | node_1381569_783_15297871_891 | AN | 8100606
load_220347213 |  | 0 | C | 0 | 0 | 0 | 0 | 0 | 0 | 0 | 0 | 0 | 0 | 0 | 0+0j | 0 | 0 | 0+0j | 0 | 0 | 0+0j | 0 | 0 | 0+0j | 0 | 0 | 0+0j | 0 | 0 | 0+0j | 16000 | 6815.971 | 16000+6815.971j | 0 | 0 | 0+0j | 0 | 0 | 0+0j | 0 | 0 | 0 | 0 | 0 | 0 | 0 | 0 | 0 | 0 | 0 | 0 | 0 | 0 | 0 | 0 | 0 | 0 | 1 | 0 | 0 | 1 | 0 | 0 | 0 | 0 | 0 | 0 | 0 | OPEN | node_1381945_477_15298049_246 | AN | 8100606
load_220347214 |  | 0 | C | 0 | 0 | 0 | 0 | 0 | 0 | 0 | 0 | 0 | 0 | 0 | 0+0j | 0 | 0 | 0+0j | 0 | 0 | 0+0j | 0 | 0 | 0+0j | 0 | 0 | 0+0j | 0 | 0 | 0+0j | 16000 | 6815.971 | 16000+6815.971j | 0 | 0 | 0+0j | 0 | 0 | 0+0j | 0 | 0 | 0 | 0 | 0 | 0 | 0 | 0 | 0 | 0 | 0 | 0 | 0 | 0 | 0 | 0 | 0 | 0 | 1 | 0 | 0 | 1 | 0 | 0 | 0 | 0 | 0 | 0 | 0 | OPEN | node_1381949_036_15298075_473 | AN | 8100606
load_220347215 |  | 0 | C | 0 | 0 | 0 | 0 | 0 | 0 | 0 | 0 | 0 | 0 | 0 | 0+0j | 0 | 0 | 0+0j | 0 | 0 | 0+0j | 0 | 0 | 0+0j | 0 | 0 | 0+0j | 0 | 0 | 0+0j | 0 | 0 | 0+0j | 5333.333 | 2271.99 | 5333.333+2271.99j | 0 | 0 | 0+0j | 0 | 0 | 0 | 0 | 0 | 0 | 0 | 0 | 0 | 0 | 0 | 0 | 0 | 0 | 0 | 0 | 0 | 0 | 1 | 0 | 0 | 1 | 0 | 0 | 0 | 0 | 0 | 0 | 0 | OPEN | node_1381658_367_15297984_826 | BN | 8100606
load_220347216 |  | 0 | C | 0 | 0 | 0 | 0 | 0 | 0 | 0 | 0 | 0 | 0 | 0 | 0+0j | 0 | 0 | 0+0j | 0 | 0 | 0+0j | 0 | 0 | 0+0j | 0 | 0 | 0+0j | 0 | 0 | 0+0j | 5333.333 | 2271.99 | 5333.333+2271.99j | 0 | 0 | 0+0j | 0 | 0 | 0+0j | 0 | 0 | 0 | 0 | 0 | 0 | 0 | 0 | 0 | 0 | 0 | 0 | 0 | 0 | 0 | 0 | 0 | 0 | 1 | 0 | 0 | 1 | 0 | 0 | 0 | 0 | 0 | 0 | 0 | OPEN | node_1381651_776_15297985_742 | AN | 8100606
load_220347217 |  | 0 | R | 0 | 0 | 0 | 0 | 0 | 0 | 0 | 0 | 0 | 0 | 0 | 0+0j | 0 | 0 | 0+0j | 0 | 0 | 0+0j | 0 | 0 | 0+0j | 0 | 0 | 0+0j | 0 | 0 | 0+0j | 0 | 0 | 0+0j | 0 | 0 | 0+0j | 5397.6 | 2299.368 | 5397.6+2299.368j | 0 | 0 | 0 | 0 | 0 | 0 | 0 | 0 | 0 | 0 | 0 | 0 | 0 | 0 | 0 | 0 | 0 | 0 | 1 | 0 | 0 | 1 | 0 | 0 | 0 | 0 | 0 | 0 | 0 | OPEN | node_1381666_386_15297986_123 | CN | 8100606
load_220347221 |  | 0 | C | 0 | 0 | 0 | 0 | 0 | 0 | 0 | 0 | 0 | 0 | 0 | 0+0j | 0 | 0 | 0+0j | 0 | 0 | 0+0j | 0 | 0 | 0+0j | 0 | 0 | 0+0j | 0 | 0 | 0+0j | 19333.333 | 8235.965 | 19333.333+8235.965j | 0 | 0 | 0+0j | 0 | 0 | 0+0j | 0 | 0 | 0 | 0 | 0 | 0 | 0 | 0 | 0 | 0 | 0 | 0 | 0 | 0 | 0 | 0 | 0 | 0 | 1 | 0 | 0 | 1 | 0 | 0 | 0 | 0 | 0 | 0 | 0 | OPEN | node_1381922_69_15298096_481 | AN | 8100606
load_220347222 |  | 0 | C | 0 | 0 | 0 | 0 | 0 | 0 | 0 | 0 | 0 | 0 | 0 | 0+0j | 0 | 0 | 0+0j | 0 | 0 | 0+0j | 0 | 0 | 0+0j | 0 | 0 | 0+0j | 0 | 0 | 0+0j | 0 | 0 | 0+0j | 19333.333 | 8235.965 | 19333.333+8235.965j | 0 | 0 | 0+0j | 0 | 0 | 0 | 0 | 0 | 0 | 0 | 0 | 0 | 0 | 0 | 0 | 0 | 0 | 0 | 0 | 0 | 0 | 1 | 0 | 0 | 1 | 0 | 0 | 0 | 0 | 0 | 0 | 0 | OPEN | node_1381916_853_15298070_981 | BN | 8100606
load_220347223 |  | 0 | C | 0 | 0 | 0 | 0 | 0 | 0 | 0 | 0 | 0 | 0 | 0 | 0+0j | 0 | 0 | 0+0j | 0 | 0 | 0+0j | 0 | 0 | 0+0j | 0 | 0 | 0+0j | 0 | 0 | 0+0j | 0 | 0 | 0+0j | 0 | 0 | 0+0j | 19333.333 | 8235.965 | 19333.333+8235.965j | 0 | 0 | 0 | 0 | 0 | 0 | 0 | 0 | 0 | 0 | 0 | 0 | 0 | 0 | 0 | 0 | 0 | 0 | 1 | 0 | 0 | 1 | 0 | 0 | 0 | 0 | 0 | 0 | 0 | OPEN | node_1381933_232_15298119_127 | CN | 8100606
load_220347224 |  | 0 | C | 0 | 0 | 0 | 0 | 0 | 0 | 0 | 0 | 0 | 0 | 0 | 0+0j | 0 | 0 | 0+0j | 0 | 0 | 0+0j | 0 | 0 | 0+0j | 0 | 0 | 0+0j | 0 | 0 | 0+0j | 13000 | 5537.977 | 13000+5537.977j | 0 | 0 | 0+0j | 0 | 0 | 0+0j | 0 | 0 | 0 | 0 | 0 | 0 | 0 | 0 | 0 | 0 | 0 | 0 | 0 | 0 | 0 | 0 | 0 | 0 | 1 | 0 | 0 | 1 | 0 | 0 | 0 | 0 | 0 | 0 | 0 | OPEN | node_1382474_259_15297627_026 | AN | 8100606
load_220347225 |  | 0 | C | 0 | 0 | 0 | 0 | 0 | 0 | 0 | 0 | 0 | 0 | 0 | 0+0j | 0 | 0 | 0+0j | 0 | 0 | 0+0j | 0 | 0 | 0+0j | 0 | 0 | 0+0j | 0 | 0 | 0+0j | 0 | 0 | 0+0j | 13000 | 5537.977 | 13000+5537.977j | 0 | 0 | 0+0j | 0 | 0 | 0 | 0 | 0 | 0 | 0 | 0 | 0 | 0 | 0 | 0 | 0 | 0 | 0 | 0 | 0 | 0 | 1 | 0 | 0 | 1 | 0 | 0 | 0 | 0 | 0 | 0 | 0 | OPEN | node_1382493_282_15297619_689 | BN | 8100606
load_220347226 |  | 0 | R | 0 | 0 | 0 | 0 | 0 | 0 | 0 | 0 | 0 | 0 | 0 | 0+0j | 0 | 0 | 0+0j | 0 | 0 | 0+0j | 0 | 0 | 0+0j | 0 | 0 | 0+0j | 0 | 0 | 0+0j | 0 | 0 | 0+0j | 0 | 0 | 0+0j | 40329.6 | 17180.338 | 40329.6+17180.338j | 0 | 0 | 0 | 0 | 0 | 0 | 0 | 0 | 0 | 0 | 0 | 0 | 0 | 0 | 0 | 0 | 0 | 0 | 1 | 0 | 0 | 1 | 0 | 0 | 0 | 0 | 0 | 0 | 0 | OPEN | node_1382457_33_15297640_738 | CN | 8100606
load_220347229 |  | 0 | C | 0 | 0 | 0 | 0 | 0 | 0 | 0 | 0 | 0 | 0 | 0 | 0+0j | 0 | 0 | 0+0j | 0 | 0 | 0+0j | 0 | 0 | 0+0j | 0 | 0 | 0+0j | 0 | 0 | 0+0j | 12271.2 | 5227.509 | 12271.2+5227.509j | 0 | 0 | 0+0j | 0 | 0 | 0+0j | 0 | 0 | 0 | 0 | 0 | 0 | 0 | 0 | 0 | 0 | 0 | 0 | 0 | 0 | 0 | 0 | 0 | 0 | 1 | 0 | 0 | 1 | 0 | 0 | 0 | 0 | 0 | 0 | 0 | OPEN | node_1382152_313_15298425_861 | AN | 8100606
load_220347231 |  | 0 | C | 0 | 0 | 0 | 0 | 0 | 0 | 0 | 0 | 0 | 0 | 0 | 0+0j | 0 | 0 | 0+0j | 0 | 0 | 0+0j | 0 | 0 | 0+0j | 0 | 0 | 0+0j | 0 | 0 | 0+0j | 0 | 0 | 0+0j | 0 | 0 | 0+0j | 0 | 0 | 0+0j | 0 | 0 | 0 | 0 | 0 | 0 | 0 | 0 | 0 | 0 | 0 | 0 | 0 | 0 | 0 | 0 | 0 | 0 | 1 | 0 | 0 | 1 | 0 | 0 | 0 | 0 | 0 | 0 | 0 | OPEN | node_1382328_149_15298646_015 | AN | 8100606
load_220347232 |  | 0 | C | 0 | 0 | 0 | 0 | 0 | 0 | 0 | 0 | 0 | 0 | 0 | 0+0j | 0 | 0 | 0+0j | 0 | 0 | 0+0j | 0 | 0 | 0+0j | 0 | 0 | 0+0j | 0 | 0 | 0+0j | 0 | 0 | 0+0j | 0 | 0 | 0+0j | 0 | 0 | 0+0j | 0 | 0 | 0 | 0 | 0 | 0 | 0 | 0 | 0 | 0 | 0 | 0 | 0 | 0 | 0 | 0 | 0 | 0 | 1 | 0 | 0 | 1 | 0 | 0 | 0 | 0 | 0 | 0 | 0 | OPEN | node_1382312_389_15298662_031 | BN | 8100606
load_220347233 |  | 0 | C | 0 | 0 | 0 | 0 | 0 | 0 | 0 | 0 | 0 | 0 | 0 | 0+0j | 0 | 0 | 0+0j | 0 | 0 | 0+0j | 0 | 0 | 0+0j | 0 | 0 | 0+0j | 0 | 0 | 0+0j | 0 | 0 | 0+0j | 0 | 0 | 0+0j | 0 | 0 | 0+0j | 0 | 0 | 0 | 0 | 0 | 0 | 0 | 0 | 0 | 0 | 0 | 0 | 0 | 0 | 0 | 0 | 0 | 0 | 1 | 0 | 0 | 1 | 0 | 0 | 0 | 0 | 0 | 0 | 0 | OPEN | node_1382340_258_15298625_04 | CN | 8100606
load_220347234 |  | 0 | R | 0 | 0 | 0 | 0 | 0 | 0 | 0 | 0 | 0 | 0 | 0 | 0+0j | 0 | 0 | 0+0j | 0 | 0 | 0+0j | 0 | 0 | 0+0j | 0 | 0 | 0+0j | 0 | 0 | 0+0j | 25318.8 | 10785.764 | 25318.8+10785.764j | 0 | 0 | 0+0j | 0 | 0 | 0+0j | 0 | 0 | 0 | 0 | 0 | 0 | 0 | 0 | 0 | 0 | 0 | 0 | 0 | 0 | 0 | 0 | 0 | 0 | 1 | 0 | 0 | 1 | 0 | 0 | 0 | 0 | 0 | 0 | 0 | OPEN | node_1382399_314_15298395_184 | AN | 8100606
load_220347235 |  | 0 | R | 0 | 0 | 0 | 0 | 0 | 0 | 0 | 0 | 0 | 0 | 0 | 0+0j | 0 | 0 | 0+0j | 0 | 0 | 0+0j | 0 | 0 | 0+0j | 0 | 0 | 0+0j | 0 | 0 | 0+0j | 0 | 0 | 0+0j | 25318.8 | 10785.764 | 25318.8+10785.764j | 0 | 0 | 0+0j | 0 | 0 | 0 | 0 | 0 | 0 | 0 | 0 | 0 | 0 | 0 | 0 | 0 | 0 | 0 | 0 | 0 | 0 | 1 | 0 | 0 | 1 | 0 | 0 | 0 | 0 | 0 | 0 | 0 | OPEN | node_1382389_457_15298400_787 | BN | 8100606
load_220347240 |  | 0 | C | 0 | 0 | 0 | 0 | 0 | 0 | 0 | 0 | 0 | 0 | 0 | 0+0j | 0 | 0 | 0+0j | 0 | 0 | 0+0j | 0 | 0 | 0+0j | 0 | 0 | 0+0j | 0 | 0 | 0+0j | 0 | 0 | 0+0j | 333.333 | 141.999 | 333.333+141.999j | 0 | 0 | 0+0j | 0 | 0 | 0 | 0 | 0 | 0 | 0 | 0 | 0 | 0 | 0 | 0 | 0 | 0 | 0 | 0 | 0 | 0 | 1 | 0 | 0 | 1 | 0 | 0 | 0 | 0 | 0 | 0 | 0 | OPEN | node_1381439_054_15298688_328 | BN | 8100606
load_220347242 |  | 0 | C | 0 | 0 | 0 | 0 | 0 | 0 | 0 | 0 | 0 | 0 | 0 | 0+0j | 0 | 0 | 0+0j | 0 | 0 | 0+0j | 0 | 0 | 0+0j | 0 | 0 | 0+0j | 0 | 0 | 0+0j | 333.333 | 141.999 | 333.333+141.999j | 0 | 0 | 0+0j | 0 | 0 | 0+0j | 0 | 0 | 0 | 0 | 0 | 0 | 0 | 0 | 0 | 0 | 0 | 0 | 0 | 0 | 0 | 0 | 0 | 0 | 1 | 0 | 0 | 1 | 0 | 0 | 0 | 0 | 0 | 0 | 0 | OPEN | node_1381421_774_15298702_746 | AN | 8100606
load_220347243 |  | 0 | C | 0 | 0 | 0 | 0 | 0 | 0 | 0 | 0 | 0 | 0 | 0 | 0+0j | 0 | 0 | 0+0j | 0 | 0 | 0+0j | 0 | 0 | 0+0j | 0 | 0 | 0+0j | 0 | 0 | 0+0j | 1500 | 638.997 | 1500+638.997j | 0 | 0 | 0+0j | 0 | 0 | 0+0j | 0 | 0 | 0 | 0 | 0 | 0 | 0 | 0 | 0 | 0 | 0 | 0 | 0 | 0 | 0 | 0 | 0 | 0 | 1 | 0 | 0 | 1 | 0 | 0 | 0 | 0 | 0 | 0 | 0 | OPEN | node_1381384_059_15298793_822 | AN | 8100606
load_220347244 |  | 0 | R | 0 | 0 | 0 | 0 | 0 | 0 | 0 | 0 | 0 | 0 | 0 | 0+0j | 0 | 0 | 0+0j | 0 | 0 | 0+0j | 0 | 0 | 0+0j | 0 | 0 | 0+0j | 0 | 0 | 0+0j | 0 | 0 | 0+0j | 52790.4 | 22488.616 | 52790.4+22488.616j | 0 | 0 | 0+0j | 0 | 0 | 0 | 0 | 0 | 0 | 0 | 0 | 0 | 0 | 0 | 0 | 0 | 0 | 0 | 0 | 0 | 0 | 1 | 0 | 0 | 1 | 0 | 0 | 0 | 0 | 0 | 0 | 0 | OPEN | node_1381373_705_15298797_802 | BN | 8100606
load_220347416 |  | 0 | R | 0 | 0 | 0 | 0 | 0 | 0 | 0 | 0 | 0 | 0 | 0 | 0+0j | 0 | 0 | 0+0j | 0 | 0 | 0+0j | 0 | 0 | 0+0j | 0 | 0 | 0+0j | 0 | 0 | 0+0j | 43461.6 | 18514.564 | 43461.6+18514.564j | 0 | 0 | 0+0j | 0 | 0 | 0+0j | 0 | 0 | 0 | 0 | 0 | 0 | 0 | 0 | 0 | 0 | 0 | 0 | 0 | 0 | 0 | 0 | 0 | 0 | 1 | 0 | 0 | 1 | 0 | 0 | 0 | 0 | 0 | 0 | 0 | OPEN | node_1382670_618_15298076_591 | AN | 8100606
load_220347417 |  | 0 | R | 0 | 0 | 0 | 0 | 0 | 0 | 0 | 0 | 0 | 0 | 0 | 0+0j | 0 | 0 | 0+0j | 0 | 0 | 0+0j | 0 | 0 | 0+0j | 0 | 0 | 0+0j | 0 | 0 | 0+0j | 0 | 0 | 0+0j | 0 | 0 | 0+0j | 43461.6 | 18514.564 | 43461.6+18514.564j | 0 | 0 | 0 | 0 | 0 | 0 | 0 | 0 | 0 | 0 | 0 | 0 | 0 | 0 | 0 | 0 | 0 | 0 | 1 | 0 | 0 | 1 | 0 | 0 | 0 | 0 | 0 | 0 | 0 | OPEN | node_1382670_801_15298066_516 | CN | 8100606
load_220347418 |  | 0 | R | 0 | 0 | 0 | 0 | 0 | 0 | 0 | 0 | 0 | 0 | 0 | 0+0j | 0 | 0 | 0+0j | 0 | 0 | 0+0j | 0 | 0 | 0+0j | 0 | 0 | 0+0j | 0 | 0 | 0+0j | 0 | 0 | 0+0j | 43461.6 | 18514.564 | 43461.6+18514.564j | 0 | 0 | 0+0j | 0 | 0 | 0 | 0 | 0 | 0 | 0 | 0 | 0 | 0 | 0 | 0 | 0 | 0 | 0 | 0 | 0 | 0 | 1 | 0 | 0 | 1 | 0 | 0 | 0 | 0 | 0 | 0 | 0 | OPEN | node_1382669_483_15298087_337 | BN | 8100606
load_220347419 |  | 0 | C | 0 | 0 | 0 | 0 | 0 | 0 | 0 | 0 | 0 | 0 | 0 | 0+0j | 0 | 0 | 0+0j | 0 | 0 | 0+0j | 0 | 0 | 0+0j | 0 | 0 | 0+0j | 0 | 0 | 0+0j | 0 | 0 | 0+0j | 0 | 0 | 0+0j | 0 | 0 | 0+0j | 0 | 0 | 0 | 0 | 0 | 0 | 0 | 0 | 0 | 0 | 0 | 0 | 0 | 0 | 0 | 0 | 0 | 0 | 1 | 0 | 0 | 1 | 0 | 0 | 0 | 0 | 0 | 0 | 0 | OPEN | node_1382945_664_15298108_675 | AN | 8100606
load_220347421 |  | 0 | C | 0 | 0 | 0 | 0 | 0 | 0 | 0 | 0 | 0 | 0 | 0 | 0+0j | 0 | 0 | 0+0j | 0 | 0 | 0+0j | 0 | 0 | 0+0j | 0 | 0 | 0+0j | 0 | 0 | 0+0j | 0 | 0 | 0+0j | 0 | 0 | 0+0j | 0 | 0 | 0+0j | 0 | 0 | 0 | 0 | 0 | 0 | 0 | 0 | 0 | 0 | 0 | 0 | 0 | 0 | 0 | 0 | 0 | 0 | 1 | 0 | 0 | 1 | 0 | 0 | 0 | 0 | 0 | 0 | 0 | OPEN | node_1382928_23_15298061_195 | BN | 8100606
load_220347521 |  | 0 | C | 0 | 0 | 0 | 0 | 0 | 0 | 0 | 0 | 0 | 0 | 0 | 0+0j | 0 | 0 | 0+0j | 0 | 0 | 0+0j | 0 | 0 | 0+0j | 0 | 0 | 0+0j | 0 | 0 | 0+0j | 20000 | 8519.964 | 20000+8519.964j | 0 | 0 | 0+0j | 0 | 0 | 0+0j | 0 | 0 | 0 | 0 | 0 | 0 | 0 | 0 | 0 | 0 | 0 | 0 | 0 | 0 | 0 | 0 | 0 | 0 | 1 | 0 | 0 | 1 | 0 | 0 | 0 | 0 | 0 | 0 | 0 | OPEN | node_1382917_663_15297637_468 | AN | 8100606
load_220347522 |  | 0 | C | 0 | 0 | 0 | 0 | 0 | 0 | 0 | 0 | 0 | 0 | 0 | 0+0j | 0 | 0 | 0+0j | 0 | 0 | 0+0j | 0 | 0 | 0+0j | 0 | 0 | 0+0j | 0 | 0 | 0+0j | 1144.8 | 487.683 | 1144.8+487.683j | 0 | 0 | 0+0j | 0 | 0 | 0+0j | 0 | 0 | 0 | 0 | 0 | 0 | 0 | 0 | 0 | 0 | 0 | 0 | 0 | 0 | 0 | 0 | 0 | 0 | 1 | 0 | 0 | 1 | 0 | 0 | 0 | 0 | 0 | 0 | 0 | OPEN | node_1382725_521_15297807_703 | AN | 8100606
load_220347523 |  | 0 | C | 0 | 0 | 0 | 0 | 0 | 0 | 0 | 0 | 0 | 0 | 0 | 0+0j | 0 | 0 | 0+0j | 0 | 0 | 0+0j | 0 | 0 | 0+0j | 0 | 0 | 0+0j | 0 | 0 | 0+0j | 0 | 0 | 0+0j | 19000 | 8093.966 | 19000+8093.966j | 0 | 0 | 0+0j | 0 | 0 | 0 | 0 | 0 | 0 | 0 | 0 | 0 | 0 | 0 | 0 | 0 | 0 | 0 | 0 | 0 | 0 | 1 | 0 | 0 | 1 | 0 | 0 | 0 | 0 | 0 | 0 | 0 | OPEN | node_1379773_192_15298834_546 | BN | 8100606
load_220347524 |  | 0 | C | 0 | 0 | 0 | 0 | 0 | 0 | 0 | 0 | 0 | 0 | 0 | 0+0j | 0 | 0 | 0+0j | 0 | 0 | 0+0j | 0 | 0 | 0+0j | 0 | 0 | 0+0j | 0 | 0 | 0+0j | 19000 | 8093.966 | 19000+8093.966j | 0 | 0 | 0+0j | 0 | 0 | 0+0j | 0 | 0 | 0 | 0 | 0 | 0 | 0 | 0 | 0 | 0 | 0 | 0 | 0 | 0 | 0 | 0 | 0 | 0 | 1 | 0 | 0 | 1 | 0 | 0 | 0 | 0 | 0 | 0 | 0 | OPEN | node_1379779_69_15298835_509 | AN | 8100606
load_220347525 |  | 0 | C | 0 | 0 | 0 | 0 | 0 | 0 | 0 | 0 | 0 | 0 | 0 | 0+0j | 0 | 0 | 0+0j | 0 | 0 | 0+0j | 0 | 0 | 0+0j | 0 | 0 | 0+0j | 0 | 0 | 0+0j | 0 | 0 | 0+0j | 0 | 0 | 0+0j | 19000 | 8093.966 | 19000+8093.966j | 0 | 0 | 0 | 0 | 0 | 0 | 0 | 0 | 0 | 0 | 0 | 0 | 0 | 0 | 0 | 0 | 0 | 0 | 1 | 0 | 0 | 1 | 0 | 0 | 0 | 0 | 0 | 0 | 0 | OPEN | node_1379787_143_15298835_429 | CN | 8100606
load_220519585 |  | 0 | C | 0 | 0 | 0 | 0 | 0 | 0 | 0 | 0 | 0 | 0 | 0 | 0+0j | 0 | 0 | 0+0j | 0 | 0 | 0+0j | 0 | 0 | 0+0j | 0 | 0 | 0+0j | 0 | 0 | 0+0j | 0 | 0 | 0+0j | 0 | 0 | 0+0j | 0 | 0 | 0+0j | 0 | 0 | 0 | 0 | 0 | 0 | 0 | 0 | 0 | 0 | 0 | 0 | 0 | 0 | 0 | 0 | 0 | 0 | 1 | 0 | 0 | 1 | 0 | 0 | 0 | 0 | 0 | 0 | 0 | OPEN | node_1379579_429_15298824_2 | BN | 8100606
load_220519586 |  | 0 | C | 0 | 0 | 0 | 0 | 0 | 0 | 0 | 0 | 0 | 0 | 0 | 0+0j | 0 | 0 | 0+0j | 0 | 0 | 0+0j | 0 | 0 | 0+0j | 0 | 0 | 0+0j | 0 | 0 | 0+0j | 0 | 0 | 0+0j | 0 | 0 | 0+0j | 0 | 0 | 0+0j | 0 | 0 | 0 | 0 | 0 | 0 | 0 | 0 | 0 | 0 | 0 | 0 | 0 | 0 | 0 | 0 | 0 | 0 | 1 | 0 | 0 | 1 | 0 | 0 | 0 | 0 | 0 | 0 | 0 | OPEN | node_1379585_644_15298825_484 | AN | 8100606
load_220519587 |  | 0 | C | 0 | 0 | 0 | 0 | 0 | 0 | 0 | 0 | 0 | 0 | 0 | 0+0j | 0 | 0 | 0+0j | 0 | 0 | 0+0j | 0 | 0 | 0+0j | 0 | 0 | 0+0j | 0 | 0 | 0+0j | 0 | 0 | 0+0j | 0 | 0 | 0+0j | 0 | 0 | 0+0j | 0 | 0 | 0 | 0 | 0 | 0 | 0 | 0 | 0 | 0 | 0 | 0 | 0 | 0 | 0 | 0 | 0 | 0 | 1 | 0 | 0 | 1 | 0 | 0 | 0 | 0 | 0 | 0 | 0 | OPEN | node_1379592_849_15298823_703 | CN | 8100606
load_220529917 |  | 0 | C | 0 | 0 | 0 | 0 | 0 | 0 | 0 | 0 | 0 | 0 | 0 | 0+0j | 0 | 0 | 0+0j | 0 | 0 | 0+0j | 0 | 0 | 0+0j | 0 | 0 | 0+0j | 0 | 0 | 0+0j | 44000 | 18743.922 | 44000+18743.922j | 44000 | 18743.922 | 44000+18743.922j | 44000 | 18743.922 | 44000+18743.922j | 0 | 0 | 0 | 0 | 0 | 0 | 0 | 0 | 0 | 0 | 0 | 0 | 0 | 0 | 0 | 0 | 0 | 0 | 1 | 0 | 0 | 1 | 0 | 0 | 0 | 0 | 0 | 0 | 0 | OPEN | node_1382470_051_15298141_405 | ABCN | 8100606
load_220530581 |  | 0 | C | 0 | 0 | 0 | 0 | 0 | 0 | 0 | 0 | 0 | 0 | 0 | 0+0j | 0 | 0 | 0+0j | 0 | 0 | 0+0j | 0 | 0 | 0+0j | 0 | 0 | 0+0j | 0 | 0 | 0+0j | 11000 | 4685.98 | 11000+4685.98j | 11000 | 4685.98 | 11000+4685.98j | 11000 | 4685.98 | 11000+4685.98j | 0 | 0 | 0 | 0 | 0 | 0 | 0 | 0 | 0 | 0 | 0 | 0 | 0 | 0 | 0 | 0 | 0 | 0 | 1 | 0 | 0 | 1 | 0 | 0 | 0 | 0 | 0 | 0 | 0 | OPEN | node_1382912_341_15298180_229 | ABCN | 8100606
load_220530623 |  | 0 | C | 0 | 0 | 0 | 0 | 0 | 0 | 0 | 0 | 0 | 0 | 0 | 0+0j | 0 | 0 | 0+0j | 0 | 0 | 0+0j | 0 | 0 | 0+0j | 0 | 0 | 0+0j | 0 | 0 | 0+0j | 31666.667 | 13489.944 | 31666.667+13489.944j | 31666.667 | 13489.944 | 31666.667+13489.944j | 31666.667 | 13489.944 | 31666.667+13489.944j | 0 | 0 | 0 | 0 | 0 | 0 | 0 | 0 | 0 | 0 | 0 | 0 | 0 | 0 | 0 | 0 | 0 | 0 | 1 | 0 | 0 | 1 | 0 | 0 | 0 | 0 | 0 | 0 | 0 | OPEN | node_1380016_02_15298657_323 | ABCN | 8100606
load_220531199 |  | 0 | C | 0 | 0 | 0 | 0 | 0 | 0 | 0 | 0 | 0 | 0 | 0 | 0+0j | 0 | 0 | 0+0j | 0 | 0 | 0+0j | 0 | 0 | 0+0j | 0 | 0 | 0+0j | 0 | 0 | 0+0j | 129333.333 | 55095.769 | 129333.333+55095.769j | 129333.333 | 55095.769 | 129333.333+55095.769j | 129333.333 | 55095.769 | 129333.333+55095.769j | 0 | 0 | 0 | 0 | 0 | 0 | 0 | 0 | 0 | 0 | 0 | 0 | 0 | 0 | 0 | 0 | 0 | 0 | 1 | 0 | 0 | 1 | 0 | 0 | 0 | 0 | 0 | 0 | 0 | OPEN | node_1381506_982_15298829_728 | ABCN | 8100606
load_220532869 |  | 0 | C | 0 | 0 | 0 | 0 | 0 | 0 | 0 | 0 | 0 | 0 | 0 | 0+0j | 0 | 0 | 0+0j | 0 | 0 | 0+0j | 0 | 0 | 0+0j | 0 | 0 | 0+0j | 0 | 0 | 0+0j | 71666.667 | 30529.872 | 71666.667+30529.872j | 71666.667 | 30529.872 | 71666.667+30529.872j | 71666.667 | 30529.872 | 71666.667+30529.872j | 0 | 0 | 0 | 0 | 0 | 0 | 0 | 0 | 0 | 0 | 0 | 0 | 0 | 0 | 0 | 0 | 0 | 0 | 1 | 0 | 0 | 1 | 0 | 0 | 0 | 0 | 0 | 0 | 0 | OPEN | node_1380184_104_15298428_249 | ABCN | 8100606
load_220533879 |  | 0 | C | 0 | 0 | 0 | 0 | 0 | 0 | 0 | 0 | 0 | 0 | 0 | 0+0j | 0 | 0 | 0+0j | 0 | 0 | 0+0j | 0 | 0 | 0+0j | 0 | 0 | 0+0j | 0 | 0 | 0+0j | 23666.667 | 10081.958 | 23666.667+10081.958j | 0 | 0 | 0+0j | 0 | 0 | 0+0j | 0 | 0 | 0 | 0 | 0 | 0 | 0 | 0 | 0 | 0 | 0 | 0 | 0 | 0 | 0 | 0 | 0 | 0 | 1 | 0 | 0 | 1 | 0 | 0 | 0 | 0 | 0 | 0 | 0 | OPEN | node_1380167_469_15298715_416 | AN | 8100606
load_220533880 |  | 0 | C | 0 | 0 | 0 | 0 | 0 | 0 | 0 | 0 | 0 | 0 | 0 | 0+0j | 0 | 0 | 0+0j | 0 | 0 | 0+0j | 0 | 0 | 0+0j | 0 | 0 | 0+0j | 0 | 0 | 0+0j | 0 | 0 | 0+0j | 23666.667 | 10081.958 | 23666.667+10081.958j | 0 | 0 | 0+0j | 0 | 0 | 0 | 0 | 0 | 0 | 0 | 0 | 0 | 0 | 0 | 0 | 0 | 0 | 0 | 0 | 0 | 0 | 1 | 0 | 0 | 1 | 0 | 0 | 0 | 0 | 0 | 0 | 0 | OPEN | node_1380186_987_15298720_269 | BN | 8100606
load_220533881 |  | 0 | C | 0 | 0 | 0 | 0 | 0 | 0 | 0 | 0 | 0 | 0 | 0 | 0+0j | 0 | 0 | 0+0j | 0 | 0 | 0+0j | 0 | 0 | 0+0j | 0 | 0 | 0+0j | 0 | 0 | 0+0j | 0 | 0 | 0+0j | 0 | 0 | 0+0j | 23666.667 | 10081.958 | 23666.667+10081.958j | 0 | 0 | 0 | 0 | 0 | 0 | 0 | 0 | 0 | 0 | 0 | 0 | 0 | 0 | 0 | 0 | 0 | 0 | 1 | 0 | 0 | 1 | 0 | 0 | 0 | 0 | 0 | 0 | 0 | OPEN | node_1380147_714_15298717_505 | CN | 8100606
load_220535662 |  | 0 | C | 0 | 0 | 0 | 0 | 0 | 0 | 0 | 0 | 0 | 0 | 0 | 0+0j | 0 | 0 | 0+0j | 0 | 0 | 0+0j | 0 | 0 | 0+0j | 0 | 0 | 0+0j | 0 | 0 | 0+0j | 0 | 0 | 0+0j | 0 | 0 | 0+0j | 0 | 0 | 0+0j | 0 | 0 | 0 | 0 | 0 | 0 | 0 | 0 | 0 | 0 | 0 | 0 | 0 | 0 | 0 | 0 | 0 | 0 | 1 | 0 | 0 | 1 | 0 | 0 | 0 | 0 | 0 | 0 | 0 | OPEN | node_1382939_267_15298083_414 | CN | 8100606
load_220551944 |  | 0 | C | 0 | 0 | 0 | 0 | 0 | 0 | 0 | 0 | 0 | 0 | 0 | 0+0j | 0 | 0 | 0+0j | 0 | 0 | 0+0j | 0 | 0 | 0+0j | 0 | 0 | 0+0j | 0 | 0 | 0+0j | 208000 | 88607.629 | 208000+88607.629j | 0 | 0 | 0+0j | 0 | 0 | 0+0j | 0 | 0 | 0 | 0 | 0 | 0 | 0 | 0 | 0 | 0 | 0 | 0 | 0 | 0 | 0 | 0 | 0 | 0 | 1 | 0 | 0 | 1 | 0 | 0 | 0 | 0 | 0 | 0 | 0 | OPEN | node_1380154_217_15298079_917 | AN | 8100606
load_220616409 |  | 0 | C | 0 | 0 | 0 | 0 | 0 | 0 | 0 | 0 | 0 | 0 | 0 | 0+0j | 0 | 0 | 0+0j | 0 | 0 | 0+0j | 0 | 0 | 0+0j | 0 | 0 | 0+0j | 0 | 0 | 0+0j | 0 | 0 | 0+0j | 6000 | 2555.989 | 6000+2555.989j | 0 | 0 | 0+0j | 0 | 0 | 0 | 0 | 0 | 0 | 0 | 0 | 0 | 0 | 0 | 0 | 0 | 0 | 0 | 0 | 0 | 0 | 1 | 0 | 0 | 1 | 0 | 0 | 0 | 0 | 0 | 0 | 0 | OPEN | node_1381610_314_15298573_288 | BN | 8100606
load_220616410 |  | 0 | C | 0 | 0 | 0 | 0 | 0 | 0 | 0 | 0 | 0 | 0 | 0 | 0+0j | 0 | 0 | 0+0j | 0 | 0 | 0+0j | 0 | 0 | 0+0j | 0 | 0 | 0+0j | 0 | 0 | 0+0j | 6000 | 2555.989 | 6000+2555.989j | 0 | 0 | 0+0j | 0 | 0 | 0+0j | 0 | 0 | 0 | 0 | 0 | 0 | 0 | 0 | 0 | 0 | 0 | 0 | 0 | 0 | 0 | 0 | 0 | 0 | 1 | 0 | 0 | 1 | 0 | 0 | 0 | 0 | 0 | 0 | 0 | OPEN | node_1381617_406_15298567_754 | AN | 8100606
load_220616411 |  | 0 | C | 0 | 0 | 0 | 0 | 0 | 0 | 0 | 0 | 0 | 0 | 0 | 0+0j | 0 | 0 | 0+0j | 0 | 0 | 0+0j | 0 | 0 | 0+0j | 0 | 0 | 0+0j | 0 | 0 | 0+0j | 0 | 0 | 0+0j | 0 | 0 | 0+0j | 6000 | 2555.989 | 6000+2555.989j | 0 | 0 | 0 | 0 | 0 | 0 | 0 | 0 | 0 | 0 | 0 | 0 | 0 | 0 | 0 | 0 | 0 | 0 | 1 | 0 | 0 | 1 | 0 | 0 | 0 | 0 | 0 | 0 | 0 | OPEN | node_1381625_44_15298563_757 | CN | 8100606
load_220623222 |  | 0 | C | 0 | 0 | 0 | 0 | 0 | 0 | 0 | 0 | 0 | 0 | 0 | 0+0j | 0 | 0 | 0+0j | 0 | 0 | 0+0j | 0 | 0 | 0+0j | 0 | 0 | 0+0j | 0 | 0 | 0+0j | 0 | 0 | 0+0j | 11000 | 4685.98 | 11000+4685.98j | 0 | 0 | 0+0j | 0 | 0 | 0 | 0 | 0 | 0 | 0 | 0 | 0 | 0 | 0 | 0 | 0 | 0 | 0 | 0 | 0 | 0 | 1 | 0 | 0 | 1 | 0 | 0 | 0 | 0 | 0 | 0 | 0 | OPEN | node_1379469_661_15298780_849 | BN | 8100606
load_220623223 |  | 0 | C | 0 | 0 | 0 | 0 | 0 | 0 | 0 | 0 | 0 | 0 | 0 | 0+0j | 0 | 0 | 0+0j | 0 | 0 | 0+0j | 0 | 0 | 0+0j | 0 | 0 | 0+0j | 0 | 0 | 0+0j | 11000 | 4685.98 | 11000+4685.98j | 0 | 0 | 0+0j | 0 | 0 | 0+0j | 0 | 0 | 0 | 0 | 0 | 0 | 0 | 0 | 0 | 0 | 0 | 0 | 0 | 0 | 0 | 0 | 0 | 0 | 1 | 0 | 0 | 1 | 0 | 0 | 0 | 0 | 0 | 0 | 0 | OPEN | node_1379474_555_15298769_084 | AN | 8100606
load_220623234 |  | 0 | C | 0 | 0 | 0 | 0 | 0 | 0 | 0 | 0 | 0 | 0 | 0 | 0+0j | 0 | 0 | 0+0j | 0 | 0 | 0+0j | 0 | 0 | 0+0j | 0 | 0 | 0+0j | 0 | 0 | 0+0j | 0 | 0 | 0+0j | 0 | 0 | 0+0j | 11000 | 4685.98 | 11000+4685.98j | 0 | 0 | 0 | 0 | 0 | 0 | 0 | 0 | 0 | 0 | 0 | 0 | 0 | 0 | 0 | 0 | 0 | 0 | 1 | 0 | 0 | 1 | 0 | 0 | 0 | 0 | 0 | 0 | 0 | OPEN | node_1379468_261_15298794_041 | CN | 8100606
load_220646692 |  | 0 | C | 0 | 0 | 0 | 0 | 0 | 0 | 0 | 0 | 0 | 0 | 0 | 0+0j | 0 | 0 | 0+0j | 0 | 0 | 0+0j | 0 | 0 | 0+0j | 0 | 0 | 0+0j | 0 | 0 | 0+0j | 26666.667 | 11359.953 | 26666.667+11359.953j | 0 | 0 | 0+0j | 0 | 0 | 0+0j | 0 | 0 | 0 | 0 | 0 | 0 | 0 | 0 | 0 | 0 | 0 | 0 | 0 | 0 | 0 | 0 | 0 | 0 | 1 | 0 | 0 | 1 | 0 | 0 | 0 | 0 | 0 | 0 | 0 | OPEN | node_1381663_566_15298026_085 | AN | 8100606
load_220646693 |  | 0 | C | 0 | 0 | 0 | 0 | 0 | 0 | 0 | 0 | 0 | 0 | 0 | 0+0j | 0 | 0 | 0+0j | 0 | 0 | 0+0j | 0 | 0 | 0+0j | 0 | 0 | 0+0j | 0 | 0 | 0+0j | 0 | 0 | 0+0j | 26666.667 | 11359.953 | 26666.667+11359.953j | 0 | 0 | 0+0j | 0 | 0 | 0 | 0 | 0 | 0 | 0 | 0 | 0 | 0 | 0 | 0 | 0 | 0 | 0 | 0 | 0 | 0 | 1 | 0 | 0 | 1 | 0 | 0 | 0 | 0 | 0 | 0 | 0 | OPEN | node_1381673_503_15298049_215 | BN | 8100606
load_220646694 |  | 0 | C | 0 | 0 | 0 | 0 | 0 | 0 | 0 | 0 | 0 | 0 | 0 | 0+0j | 0 | 0 | 0+0j | 0 | 0 | 0+0j | 0 | 0 | 0+0j | 0 | 0 | 0+0j | 0 | 0 | 0+0j | 0 | 0 | 0+0j | 0 | 0 | 0+0j | 26666.667 | 11359.953 | 26666.667+11359.953j | 0 | 0 | 0 | 0 | 0 | 0 | 0 | 0 | 0 | 0 | 0 | 0 | 0 | 0 | 0 | 0 | 0 | 0 | 1 | 0 | 0 | 1 | 0 | 0 | 0 | 0 | 0 | 0 | 0 | OPEN | node_1381649_526_15298007_156 | CN | 8100606
load_310049227 |  | 0 | R | 0 | 0 | 0 | 0 | 0 | 0 | 0 | 0 | 0 | 0 | 0 | 0+0j | 0 | 0 | 0+0j | 0 | 0 | 0+0j | 0 | 0 | 0+0j | 0 | 0 | 0+0j | 0 | 0 | 0+0j | 0 | 0 | 0+0j | 35037.6 | 14925.955 | 35037.6+14925.955j | 0 | 0 | 0+0j | 0 | 0 | 0 | 0 | 0 | 0 | 0 | 0 | 0 | 0 | 0 | 0 | 0 | 0 | 0 | 0 | 0 | 0 | 1 | 0 | 0 | 1 | 0 | 0 | 0 | 0 | 0 | 0 | 0 | OPEN | node_1382143_27_15298410_242 | BN | 8100606
load_310049318 |  | 0 | C | 0 | 0 | 0 | 0 | 0 | 0 | 0 | 0 | 0 | 0 | 0 | 0+0j | 0 | 0 | 0+0j | 0 | 0 | 0+0j | 0 | 0 | 0+0j | 0 | 0 | 0+0j | 0 | 0 | 0+0j | 0 | 0 | 0+0j | 0 | 0 | 0+0j | 333.333 | 141.999 | 333.333+141.999j | 0 | 0 | 0 | 0 | 0 | 0 | 0 | 0 | 0 | 0 | 0 | 0 | 0 | 0 | 0 | 0 | 0 | 0 | 1 | 0 | 0 | 1 | 0 | 0 | 0 | 0 | 0 | 0 | 0 | OPEN | node_1381448_873_15298671_628 | CN | 8100606
load_310065171 |  | 0 | R | 0 | 0 | 0 | 0 | 0 | 0 | 0 | 0 | 0 | 0 | 0 | 0+0j | 0 | 0 | 0+0j | 0 | 0 | 0+0j | 0 | 0 | 0+0j | 0 | 0 | 0+0j | 0 | 0 | 0+0j | 0 | 0 | 0+0j | 0 | 0 | 0+0j | 35037.6 | 14925.955 | 35037.6+14925.955j | 0 | 0 | 0 | 0 | 0 | 0 | 0 | 0 | 0 | 0 | 0 | 0 | 0 | 0 | 0 | 0 | 0 | 0 | 1 | 0 | 0 | 1 | 0 | 0 | 0 | 0 | 0 | 0 | 0 | OPEN | node_1382144_047_15298395_039 | CN | 8100606
load_312010597 |  | 0 | R | 0 | 0 | 0 | 0 | 0 | 0 | 0 | 0 | 0 | 0 | 0 | 0+0j | 0 | 0 | 0+0j | 0 | 0 | 0+0j | 0 | 0 | 0+0j | 0 | 0 | 0+0j | 0 | 0 | 0+0j | 91357.2 | 38918.004 | 91357.2+38918.004j | 0 | 0 | 0+0j | 0 | 0 | 0+0j | 0 | 0 | 0 | 0 | 0 | 0 | 0 | 0 | 0 | 0 | 0 | 0 | 0 | 0 | 0 | 0 | 0 | 0 | 1 | 0 | 0 | 1 | 0 | 0 | 0 | 0 | 0 | 0 | 0 | OPEN |  | AN | 8100606
load_312010598 |  | 0 | R | 0 | 0 | 0 | 0 | 0 | 0 | 0 | 0 | 0 | 0 | 0 | 0+0j | 0 | 0 | 0+0j | 0 | 0 | 0+0j | 0 | 0 | 0+0j | 0 | 0 | 0+0j | 0 | 0 | 0+0j | 0 | 0 | 0+0j | 91357.2 | 38918.004 | 91357.2+38918.004j | 0 | 0 | 0+0j | 0 | 0 | 0 | 0 | 0 | 0 | 0 | 0 | 0 | 0 | 0 | 0 | 0 | 0 | 0 | 0 | 0 | 0 | 1 | 0 | 0 | 1 | 0 | 0 | 0 | 0 | 0 | 0 | 0 | OPEN |  | BN | 8100606

## OverheadLineConductor
Name | Diameter | GeometricMeanRadius | RatingSummerContinuous | RatingSummerEmergency | RatingWinterContinuous | RatingWinterEmergency | Feeder | Comments
oh_cond_1/0_AAAC | 0.398 | 0.012 | 235 | 235 | 310 | 310 | 8100606
oh_cond_1/0_ACSR | 0.398 | 0.012 | 265 | 265 | 330 | 330 | 8100606
oh_cond_1/0_AL | 0.368 | 0.011 | 235 | 235 | 310 | 310 | 8100606
oh_cond_2/0_CU | 0.414 | 0.013 | 295 | 295 | 425 | 425 | 8100606
oh_cond_4/0_AAAC | 0.563 | 0.017 | 365 | 365 | 480 | 480 | 8100606
oh_cond_4/0_CU | 0.522 | 0.017 | 395 | 290 | 570 | 570 | 8100606
oh_cond_4_CU | 0.232 | 0.007 | 140 | 140 | 200 | 200 | 8100606
oh_cond_336_5_ACSR | 0.684 | 0.024 | 555 | 555 | 705 | 705 | 8100606
oh_cond_477_MCM_AL | 0.792 | 0.025 | 605 | 605 | 810 | 810 | 8100606
oh_cond_WP-4/0-CU | 0.81 | 0.015 | 340 | 340 | 390 | 390 | 8100606

## OverheadLineConfiguration
Name | ConductorA | ConductorB | ConductorC | ConductorN | LineSpacing | Capacitance11 | Capacitance12 | Capacitance13 | Capacitance21 | Capacitance22 | Capacitance23 | Capacitance31 | Capacitance32 | Capacitance33 | Impedance11 | Impedance12 | Impedance13 | Impedance21 | Impedance22 | Impedance23 | Impedance31 | Impedance32 | Impedance33 | Feeder | Comments
bal_1P_1/0AA | oh_cond_1/0_AAAC | oh_cond_1/0_AAAC | oh_cond_1/0_AAAC |  |  | 12.796 | -3.172 | -3.172 | -3.172 | 12.796 | -3.172 | -3.172 | -3.172 | 12.796 | 0.972+1.499j | 0.095+0.781j | 0.095+0.781j | 0.095+0.781j | 0.972+1.499j | 0.095+0.781j | 0.095+0.781j | 0.095+0.781j | 0.972+1.499j | 8100606
bal_1P_1/0AC | oh_cond_1/0_ACSR | oh_cond_1/0_ACSR | oh_cond_1/0_ACSR |  |  | 12.796 | -3.172 | -3.172 | -3.172 | 12.796 | -3.172 | -3.172 | -3.172 | 12.796 | 0.983+1.218j | 0.095+0.781j | 0.095+0.781j | 0.095+0.781j | 0.983+1.218j | 0.095+0.781j | 0.095+0.781j | 0.095+0.781j | 0.983+1.218j | 8100606
bal_3P_1/0AA | oh_cond_1/0_AAAC | oh_cond_1/0_AAAC | oh_cond_1/0_AAAC |  |  | 12.796 | -3.172 | -3.172 | -3.172 | 12.796 | -3.172 | -3.172 | -3.172 | 12.796 | 0.972+1.499j | 0.095+0.781j | 0.095+0.781j | 0.095+0.781j | 0.972+1.499j | 0.095+0.781j | 0.095+0.781j | 0.095+0.781j | 0.972+1.499j | 8100606
bal_3P_1/0AC | oh_cond_1/0_ACSR | oh_cond_1/0_ACSR | oh_cond_1/0_ACSR |  |  | 12.796 | -3.172 | -3.172 | -3.172 | 12.796 | -3.172 | -3.172 | -3.172 | 12.796 | 0.983+1.497j | 0.095+0.781j | 0.095+0.781j | 0.095+0.781j | 0.983+1.497j | 0.095+0.781j | 0.095+0.781j | 0.095+0.781j | 0.983+1.497j | 8100606
bal_3P_1/0AL | oh_cond_1/0_AL | oh_cond_1/0_AL | oh_cond_1/0_AL |  |  | 12.637 | -3.111 | -3.111 | -3.111 | 12.637 | -3.111 | -3.111 | -3.111 | 12.637 | 0.98+1.509j | 0.095+0.781j | 0.095+0.781j | 0.095+0.781j | 0.98+1.509j | 0.095+0.781j | 0.095+0.781j | 0.095+0.781j | 0.98+1.509j | 8100606
bal_3P_2/0CU | oh_cond_2/0_CU | oh_cond_2/0_CU | oh_cond_2/0_CU |  |  | 12.878 | -3.204 | -3.204 | -3.204 | 12.878 | -3.204 | -3.204 | -3.204 | 12.878 | 0.535+1.487j | 0.095+0.781j | 0.095+0.781j | 0.095+0.781j | 0.535+1.487j | 0.095+0.781j | 0.095+0.781j | 0.095+0.781j | 0.535+1.487j | 8100606
bal_3P_4/0AA | oh_cond_4/0_AAAC | oh_cond_4/0_AAAC | oh_cond_4/0_AAAC |  |  | 13.554 | -3.469 | -3.469 | -3.469 | 13.554 | -3.469 | -3.469 | -3.469 | 13.554 | 0.534+1.457j | 0.095+0.781j | 0.095+0.781j | 0.095+0.781j | 0.534+1.457j | 0.095+0.781j | 0.095+0.781j | 0.095+0.781j | 0.534+1.457j | 8100606
bal_3P_4/0CU | oh_cond_4/0_CU | oh_cond_4/0_CU | oh_cond_4/0_CU |  |  | 13.381 | -3.4 | -3.4 | -3.4 | 13.381 | -3.4 | -3.4 | -3.4 | 13.381 | 0.374+1.459j | 0.095+0.781j | 0.095+0.781j | 0.095+0.781j | 0.374+1.459j | 0.095+0.781j | 0.095+0.781j | 0.095+0.781j | 0.374+1.459j | 8100606
bal_3P_4CU | oh_cond_4_CU | oh_cond_4_CU | oh_cond_4_CU |  |  | 11.78 | -2.785 | -2.785 | -2.785 | 11.78 | -2.785 | -2.785 | -2.785 | 11.78 | 1.483+1.565j | 0.095+0.781j | 0.095+0.781j | 0.095+0.781j | 1.483+1.565j | 0.095+0.781j | 0.095+0.781j | 0.095+0.781j | 1.483+1.565j | 8100606
bal_3P_336AC | oh_cond_336_5_ACSR | oh_cond_336_5_ACSR | oh_cond_336_5_ACSR |  |  | 14.023 | -3.655 | -3.655 | -3.655 | 14.023 | -3.655 | -3.655 | -3.655 | 14.023 | 0.373+1.413j | 0.095+0.781j | 0.095+0.781j | 0.095+0.781j | 0.373+1.413j | 0.095+0.781j | 0.095+0.781j | 0.095+0.781j | 0.373+1.413j | 8100606
bal_3P_477AL | oh_cond_477_MCM_AL | oh_cond_477_MCM_AL | oh_cond_477_MCM_AL |  |  | 14.305 | -3.735 | -3.735 | -3.735 | 14.305 | -3.735 | -3.735 | -3.735 | 14.305 | 0.293+1.41j | 0.095+0.775j | 0.095+0.775j | 0.095+0.775j | 0.293+1.41j | 0.095+0.775j | 0.095+0.775j | 0.095+0.775j | 0.293+1.41j | 8100606
unb_TAPWIRE_OH | oh_cond_WP-4/0-CU | oh_cond_WP-4/0-CU | oh_cond_WP-4/0-CU | oh_cond_WP-4/0-CU |  | 14.911 | -4.341 | -1.953 | -4.341 | 15.781 | -3.724 | -1.953 | -3.724 | 14.818 | 0.365+1.097j | 0.093+0.433j | 0.094+0.34j | 0.093+0.433j | 0.368+1.078j | 0.095+0.401j | 0.094+0.34j | 0.095+0.401j | 0.368+1.077j | 8100606

## Recloser
Name | GroupId | RetryTime | MaximumNumberOfTries | Status | From | To | Length | Phases | Feeder | Comments

## RegulatorConfiguration
Name | CurrentTransducerPhase | PowerTransducerPhase | Regulation | Control | Type | CompensatorResistiveSettingA | CompensatorResistiveSettingB | CompensatorResistiveSettingC | CompensatorReactiveSettingA | CompensatorReactiveSettingB | CompensatorReactiveSettingC | BandCenter | BandWidth | CurrentTransducerRatio | PowerTransducerRatio | ConnectType | ControlLevel | DwellTime | TimeDelay | LowerTaps | RaiseTaps | TapPositionA | TapPositionB | TapPositionC | Feeder | Comments

## Sectionalizer
Name | GroupId | OperatingMode | PhaseAState | PhaseBState | PhaseCState | CurrentInAReal | CurrentInAImag | CurrentInA | CurrentInBReal | CurrentInBImag | CurrentInB | CurrentInCReal | CurrentInCImag | CurrentInC | CurrentOutAReal | CurrentOutAImag | CurrentOutA | CurrentOutBReal | CurrentOutBImag | CurrentOutB | CurrentOutCReal | CurrentOutCImag | CurrentOutC | ActivePowerInA | ReactivePowerInA | PowerInA | ActivePowerInB | ReactivePowerInB | PowerInB | ActivePowerInC | ReactivePowerInC | PowerInC | ActivePowerOutA | ReactivePowerOutA | PowerOutA | ActivePowerOutB | ReactivePowerOutB | PowerOutB | ActivePowerOutC | ReactivePowerOutC | PowerOutC | Status | From | To | Length | Phases | Feeder | Comments

## Solar
Name | GroupId | SpillageCost | CapitalCost | FixedOperatingCost | VariableOperatingCost | MaxReactivePower | MaxActivePower | OutputSchedule | PlanningStatus | UnitType | UnitSubtype | ParentNode | Phases | Feeder | Comments
solar_load_220347028 |  | 0 | 0 | 0 | 0.001 | 0.0016657351821418769 | 0.003910192574610563 | OPTIMIZED | INSTALLED | solar_pv |  | node_1381427_078_15298398_002 | BN | 8100606
solar_load_220347029 |  | 0 | 0 | 0 | 0.001 | 0.0016657351821418769 | 0.003910192574610563 | OPTIMIZED | INSTALLED | solar_pv |  | node_1381426_184_15298388_873 | AN | 8100606
solar_load_220347217 |  | 0 | 0 | 0 | 0.001 | 0.0009729225295304873 | 0.0022838652383584354 | OPTIMIZED | INSTALLED | solar_pv |  | node_1381666_386_15297986_123 | CN | 8100606
solar_load_220347226 |  | 0 | 0 | 0 | 0.001 | 0.0072694487812080336 | 0.017064504875667026 | OPTIMIZED | INSTALLED | solar_pv |  | node_1382457_33_15297640_738 | CN | 8100606
solar_load_220347234 |  | 0 | 0 | 0 | 0.001 | 0.004563737859185161 | 0.010713044167213122 | OPTIMIZED | INSTALLED | solar_pv |  | node_1382399_314_15298395_184 | AN | 8100606
solar_load_220347235 |  | 0 | 0 | 0 | 0.001 | 0.004563737859185161 | 0.010713044167213122 | OPTIMIZED | INSTALLED | solar_pv |  | node_1382389_457_15298400_787 | BN | 8100606
solar_load_220347244 |  | 0 | 0 | 0 | 0.001 | 0.00951551955335544 | 0.022336994123135678 | OPTIMIZED | INSTALLED | solar_pv |  | node_1381373_705_15298797_802 | BN | 8100606
solar_load_220347416 |  | 0 | 0 | 0 | 0.001 | 0.007833994575915685 | 0.0183897357053948 | OPTIMIZED | INSTALLED | solar_pv |  | node_1382670_618_15298076_591 | AN | 8100606
solar_load_220347417 |  | 0 | 0 | 0 | 0.001 | 0.007833994575915685 | 0.0183897357053948 | OPTIMIZED | INSTALLED | solar_pv |  | node_1382670_801_15298066_516 | CN | 8100606
solar_load_220347418 |  | 0 | 0 | 0 | 0.001 | 0.007833994575915685 | 0.0183897357053948 | OPTIMIZED | INSTALLED | solar_pv |  | node_1382669_483_15298087_337 | BN | 8100606
solar_load_310049227 |  | 0 | 0 | 0 | 0.001 | 0.006315560577627516 | 0.014825321749575276 | OPTIMIZED | INSTALLED | solar_pv |  | node_1382143_27_15298410_242 | BN | 8100606
solar_load_310065171 |  | 0 | 0 | 0 | 0.001 | 0.006315560577627516 | 0.014825321749575276 | OPTIMIZED | INSTALLED | solar_pv |  | node_1382144_047_15298395_039 | CN | 8100606
solar_load_312010597 |  | 0 | 0 | 0 | 0.001 | 0.016467221817454893 | 0.03865561237471454 | OPTIMIZED | INSTALLED | solar_pv |  |  | AN | 8100606
solar_load_312010598 |  | 0 | 0 | 0 | 0.001 | 0.016467221817454893 | 0.03865561237471454 | OPTIMIZED | INSTALLED | solar_pv |  |  | BN | 8100606

## Storage
Name | GroupId | InitStateOfCharge | SpinningReserveCharge | SpinningReserveDischarge | NonSpinningReserveCharge | NonSpinningReserveDischarge | RegulationUpCharge | RegulationUpDischarge | RegulationDownCharge | RegulationDownDischarge | ChargeEfficiency | DischargeEfficiency | CommitmentStatus | ConstructionTime | CalendarLife | YearOfInstallation | DepthOfDischarge | ReactivePower | ReactivePowerA | ReactivePowerB | ReactivePowerC | ActivePower | ActivePowerA | ActivePowerB | ActivePowerC | Energy | MaxEnergy | PowerCharge | PowerDischarge | RampUpLimit | RampDownLimit | CapitalCost | FixedOperatingCost | VariableOperatingCost | MaxReactivePower | MaxActivePower | OutputSchedule | PlanningStatus | UnitType | UnitSubtype | ParentNode | Phases | Feeder | Comments
storage_load_220347028 |  | 0 | 0 | 0 | 0 | 0 | 0 | 0 | 0 | 0 | 0.92 | 0 | False | 0 | 0 | 0 | 0 | 0 | 0 | 0 | 0 | 0 | 0 | 0 | 0 | 0 | 0.011730577723831688 | 0 | 0 | 0 | 0 | 0 | 0 | 0.001 | 0.0016657351821418769 | 0.003910192574610563 | OPTIMIZED | INSTALLED | li_ion |  | node_1381427_078_15298398_002 | BN | 8100606
storage_load_220347029 |  | 0 | 0 | 0 | 0 | 0 | 0 | 0 | 0 | 0 | 0.92 | 0 | False | 0 | 0 | 0 | 0 | 0 | 0 | 0 | 0 | 0 | 0 | 0 | 0 | 0 | 0.011730577723831688 | 0 | 0 | 0 | 0 | 0 | 0 | 0.001 | 0.0016657351821418769 | 0.003910192574610563 | OPTIMIZED | INSTALLED | li_ion |  | node_1381426_184_15298388_873 | AN | 8100606
storage_load_220347217 |  | 0 | 0 | 0 | 0 | 0 | 0 | 0 | 0 | 0 | 0.92 | 0 | False | 0 | 0 | 0 | 0 | 0 | 0 | 0 | 0 | 0 | 0 | 0 | 0 | 0 | 0.0068515957150753065 | 0 | 0 | 0 | 0 | 0 | 0 | 0.001 | 0.0009729225295304873 | 0.0022838652383584354 | OPTIMIZED | INSTALLED | li_ion |  | node_1381666_386_15297986_123 | CN | 8100606
storage_load_220347226 |  | 0 | 0 | 0 | 0 | 0 | 0 | 0 | 0 | 0 | 0.92 | 0 | False | 0 | 0 | 0 | 0 | 0 | 0 | 0 | 0 | 0 | 0 | 0 | 0 | 0 | 0.05119351462700108 | 0 | 0 | 0 | 0 | 0 | 0 | 0.001 | 0.0072694487812080336 | 0.017064504875667026 | OPTIMIZED | INSTALLED | li_ion |  | node_1382457_33_15297640_738 | CN | 8100606
storage_load_220347234 |  | 0 | 0 | 0 | 0 | 0 | 0 | 0 | 0 | 0 | 0.92 | 0 | False | 0 | 0 | 0 | 0 | 0 | 0 | 0 | 0 | 0 | 0 | 0 | 0 | 0 | 0.03213913250163936 | 0 | 0 | 0 | 0 | 0 | 0 | 0.001 | 0.004563737859185161 | 0.010713044167213122 | OPTIMIZED | INSTALLED | li_ion |  | node_1382399_314_15298395_184 | AN | 8100606
storage_load_220347235 |  | 0 | 0 | 0 | 0 | 0 | 0 | 0 | 0 | 0 | 0.92 | 0 | False | 0 | 0 | 0 | 0 | 0 | 0 | 0 | 0 | 0 | 0 | 0 | 0 | 0 | 0.03213913250163936 | 0 | 0 | 0 | 0 | 0 | 0 | 0.001 | 0.004563737859185161 | 0.010713044167213122 | OPTIMIZED | INSTALLED | li_ion |  | node_1382389_457_15298400_787 | BN | 8100606
storage_load_220347244 |  | 0 | 0 | 0 | 0 | 0 | 0 | 0 | 0 | 0 | 0.92 | 0 | False | 0 | 0 | 0 | 0 | 0 | 0 | 0 | 0 | 0 | 0 | 0 | 0 | 0 | 0.06701098236940703 | 0 | 0 | 0 | 0 | 0 | 0 | 0.001 | 0.00951551955335544 | 0.022336994123135678 | OPTIMIZED | INSTALLED | li_ion |  | node_1381373_705_15298797_802 | BN | 8100606
storage_load_220347416 |  | 0 | 0 | 0 | 0 | 0 | 0 | 0 | 0 | 0 | 0.92 | 0 | False | 0 | 0 | 0 | 0 | 0 | 0 | 0 | 0 | 0 | 0 | 0 | 0 | 0 | 0.05516920711618439 | 0 | 0 | 0 | 0 | 0 | 0 | 0.001 | 0.007833994575915685 | 0.0183897357053948 | OPTIMIZED | INSTALLED | li_ion |  | node_1382670_618_15298076_591 | AN | 8100606
storage_load_220347417 |  | 0 | 0 | 0 | 0 | 0 | 0 | 0 | 0 | 0 | 0.92 | 0 | False | 0 | 0 | 0 | 0 | 0 | 0 | 0 | 0 | 0 | 0 | 0 | 0 | 0 | 0.05516920711618439 | 0 | 0 | 0 | 0 | 0 | 0 | 0.001 | 0.007833994575915685 | 0.0183897357053948 | OPTIMIZED | INSTALLED | li_ion |  | node_1382670_801_15298066_516 | CN | 8100606
storage_load_220347418 |  | 0 | 0 | 0 | 0 | 0 | 0 | 0 | 0 | 0 | 0.92 | 0 | False | 0 | 0 | 0 | 0 | 0 | 0 | 0 | 0 | 0 | 0 | 0 | 0 | 0 | 0.05516920711618439 | 0 | 0 | 0 | 0 | 0 | 0 | 0.001 | 0.007833994575915685 | 0.0183897357053948 | OPTIMIZED | INSTALLED | li_ion |  | node_1382669_483_15298087_337 | BN | 8100606
storage_load_310049227 |  | 0 | 0 | 0 | 0 | 0 | 0 | 0 | 0 | 0 | 0.92 | 0 | False | 0 | 0 | 0 | 0 | 0 | 0 | 0 | 0 | 0 | 0 | 0 | 0 | 0 | 0.044475965248725824 | 0 | 0 | 0 | 0 | 0 | 0 | 0.001 | 0.006315560577627516 | 0.014825321749575276 | OPTIMIZED | INSTALLED | li_ion |  | node_1382143_27_15298410_242 | BN | 8100606
storage_load_310065171 |  | 0 | 0 | 0 | 0 | 0 | 0 | 0 | 0 | 0 | 0.92 | 0 | False | 0 | 0 | 0 | 0 | 0 | 0 | 0 | 0 | 0 | 0 | 0 | 0 | 0 | 0.044475965248725824 | 0 | 0 | 0 | 0 | 0 | 0 | 0.001 | 0.006315560577627516 | 0.014825321749575276 | OPTIMIZED | INSTALLED | li_ion |  | node_1382144_047_15298395_039 | CN | 8100606
storage_load_312010597 |  | 0 | 0 | 0 | 0 | 0 | 0 | 0 | 0 | 0 | 0.92 | 0 | False | 0 | 0 | 0 | 0 | 0 | 0 | 0 | 0 | 0 | 0 | 0 | 0 | 0 | 0.11596683712414363 | 0 | 0 | 0 | 0 | 0 | 0 | 0.001 | 0.016467221817454893 | 0.03865561237471454 | OPTIMIZED | INSTALLED | li_ion |  |  | AN | 8100606
storage_load_312010598 |  | 0 | 0 | 0 | 0 | 0 | 0 | 0 | 0 | 0 | 0.92 | 0 | False | 0 | 0 | 0 | 0 | 0 | 0 | 0 | 0 | 0 | 0 | 0 | 0 | 0 | 0.11596683712414363 | 0 | 0 | 0 | 0 | 0 | 0 | 0.001 | 0.016467221817454893 | 0.03865561237471454 | OPTIMIZED | INSTALLED | li_ion |  |  | BN | 8100606

## Switch
Name | GroupId | OperatingMode | PhaseAState | PhaseBState | PhaseCState | CurrentInAReal | CurrentInAImag | CurrentInA | CurrentInBReal | CurrentInBImag | CurrentInB | CurrentInCReal | CurrentInCImag | CurrentInC | CurrentOutAReal | CurrentOutAImag | CurrentOutA | CurrentOutBReal | CurrentOutBImag | CurrentOutB | CurrentOutCReal | CurrentOutCImag | CurrentOutC | ActivePowerInA | ReactivePowerInA | PowerInA | ActivePowerInB | ReactivePowerInB | PowerInB | ActivePowerInC | ReactivePowerInC | PowerInC | ActivePowerOutA | ReactivePowerOutA | PowerOutA | ActivePowerOutB | ReactivePowerOutB | PowerOutB | ActivePowerOutC | ReactivePowerOutC | PowerOutC | Status | From | To | Length | Phases | Feeder | Comments
switch_220416569 |  | INDIVIDUAL | CLOSED | CLOSED | CLOSED | 0 | 0 | 0+0j | 0 | 0 | 0+0j | 0 | 0 | 0+0j | 0 | 0 | 0+0j | 0 | 0 | 0+0j | 0 | 0 | 0+0j | 0 | 0 | 0+0j | 0 | 0 | 0+0j | 0 | 0 | 0+0j | 0 | 0 | 0+0j | 0 | 0 | 0+0j | 0 | 0 | 0+0j | OPEN | node_intto1_8100606_200858305 | node_8100606_200858305 | 0 | ABCD | 8100606
switch_220416679 |  | INDIVIDUAL | CLOSED | CLOSED | CLOSED | 0 | 0 | 0+0j | 0 | 0 | 0+0j | 0 | 0 | 0+0j | 0 | 0 | 0+0j | 0 | 0 | 0+0j | 0 | 0 | 0+0j | 0 | 0 | 0+0j | 0 | 0 | 0+0j | 0 | 0 | 0+0j | 0 | 0 | 0+0j | 0 | 0 | 0+0j | 0 | 0 | 0+0j | OPEN | node_intto1_220416679 | node_220416679 | 0 | ABCN | 8100606
switch_220416684 |  | INDIVIDUAL | CLOSED | CLOSED | CLOSED | 0 | 0 | 0+0j | 0 | 0 | 0+0j | 0 | 0 | 0+0j | 0 | 0 | 0+0j | 0 | 0 | 0+0j | 0 | 0 | 0+0j | 0 | 0 | 0+0j | 0 | 0 | 0+0j | 0 | 0 | 0+0j | 0 | 0 | 0+0j | 0 | 0 | 0+0j | 0 | 0 | 0+0j | OPEN | node_intto1_220416684 | node_220416684 | 0 | ABCN | 8100606
switch_220621662 |  | INDIVIDUAL | CLOSED | CLOSED | CLOSED | 0 | 0 | 0+0j | 0 | 0 | 0+0j | 0 | 0 | 0+0j | 0 | 0 | 0+0j | 0 | 0 | 0+0j | 0 | 0 | 0+0j | 0 | 0 | 0+0j | 0 | 0 | 0+0j | 0 | 0 | 0+0j | 0 | 0 | 0+0j | 0 | 0 | 0+0j | 0 | 0 | 0+0j | OPEN | node_intto1_8100606_201038644 | node_8100606_201038644 | 0 | ABCD | 8100606
switch_220621663 |  | INDIVIDUAL | CLOSED | CLOSED | CLOSED | 0 | 0 | 0+0j | 0 | 0 | 0+0j | 0 | 0 | 0+0j | 0 | 0 | 0+0j | 0 | 0 | 0+0j | 0 | 0 | 0+0j | 0 | 0 | 0+0j | 0 | 0 | 0+0j | 0 | 0 | 0+0j | 0 | 0 | 0+0j | 0 | 0 | 0+0j | 0 | 0 | 0+0j | OPEN | node_intto1_8100606_200858267 | node_8100606_200858267 | 0 | ABCD | 8100606
switch_220621666 |  | INDIVIDUAL | CLOSED | CLOSED | CLOSED | 0 | 0 | 0+0j | 0 | 0 | 0+0j | 0 | 0 | 0+0j | 0 | 0 | 0+0j | 0 | 0 | 0+0j | 0 | 0 | 0+0j | 0 | 0 | 0+0j | 0 | 0 | 0+0j | 0 | 0 | 0+0j | 0 | 0 | 0+0j | 0 | 0 | 0+0j | 0 | 0 | 0+0j | OPEN | node_intto1_8100606_200982258 | node_8100606_200982258 | 0 | ABCD | 8100606
switch_220621667 |  | INDIVIDUAL | CLOSED | CLOSED | CLOSED | 0 | 0 | 0+0j | 0 | 0 | 0+0j | 0 | 0 | 0+0j | 0 | 0 | 0+0j | 0 | 0 | 0+0j | 0 | 0 | 0+0j | 0 | 0 | 0+0j | 0 | 0 | 0+0j | 0 | 0 | 0+0j | 0 | 0 | 0+0j | 0 | 0 | 0+0j | 0 | 0 | 0+0j | OPEN | node_intto1_8100606_200982257 | node_8100606_200982257 | 0 | ABCD | 8100606
switch_310041638 |  | INDIVIDUAL | CLOSED | CLOSED | CLOSED | 0 | 0 | 0+0j | 0 | 0 | 0+0j | 0 | 0 | 0+0j | 0 | 0 | 0+0j | 0 | 0 | 0+0j | 0 | 0 | 0+0j | 0 | 0 | 0+0j | 0 | 0 | 0+0j | 0 | 0 | 0+0j | 0 | 0 | 0+0j | 0 | 0 | 0+0j | 0 | 0 | 0+0j | OPEN | node_intto1_8100606_310041615 | node_8100606_310041615 | 0 | ABCD | 8100606
switch_312071023 |  | INDIVIDUAL | CLOSED | CLOSED | CLOSED | 0 | 0 | 0+0j | 0 | 0 | 0+0j | 0 | 0 | 0+0j | 0 | 0 | 0+0j | 0 | 0 | 0+0j | 0 | 0 | 0+0j | 0 | 0 | 0+0j | 0 | 0 | 0+0j | 0 | 0 | 0+0j | 0 | 0 | 0+0j | 0 | 0 | 0+0j | 0 | 0 | 0+0j | OPEN | node_intto1_1380602_604_15297771_634 | node_1380602_604_15297771_634 | 0 | ABCD | 8100606
switch_312112724 |  | INDIVIDUAL | CLOSED | CLOSED | CLOSED | 0 | 0 | 0+0j | 0 | 0 | 0+0j | 0 | 0 | 0+0j | 0 | 0 | 0+0j | 0 | 0 | 0+0j | 0 | 0 | 0+0j | 0 | 0 | 0+0j | 0 | 0 | 0+0j | 0 | 0 | 0+0j | 0 | 0 | 0+0j | 0 | 0 | 0+0j | 0 | 0 | 0+0j | OPEN | node_intto1_312112724 | node_312112724 | 0 | ABCN | 8100606

## TransformerConfiguration
Name | ConnectType | NoLoadLoss | PowerRating | ReactanceResistanceRatio | FullLoadLoss | PowerARating | PowerBRating | PowerCRating | ShuntResistance | ShuntReactance | ShuntImpedance | Impedance | PrimaryVoltage | SecondaryVoltage | CoreCoilWeight | InstalledInsulationLife | InstallType | CoolantType | CoolingType | Feeder | Comments

## UndergroundLineConductor
Name | OuterDiameter | ConductorGMR | ConductorDiameter | ConductorResistance | NeutralGMR | NeutralDiameter | NeutralResistance | NeutralStrands | InsulationRelativePermittivity | ShieldGMR | ShieldResitance | RatingSummerContinuous | RatingSummerEmergency | RatingWinterContinuous | RatingWinterEmergency | Feeder | Comments
und_cond_1P_2CUURD | 0 | 0 | 0 | 0 | 0 | 0 | 0 | 0 | 0 | 0 | 0 | 152 | 152 | 160 | 160 | 8100606
und_cond_3P_2ALURD | 0 | 0 | 0 | 0 | 0 | 0 | 0 | 0 | 0 | 0 | 0 | 125 | 125 | 140 | 140 | 8100606
und_cond_3P_DELTACUST | 0 | 0 | 0 | 0 | 0 | 0 | 0 | 0 | 0 | 0 | 0 | 685 | 685 | 685 | 685 | 8100606
und_cond_DEFAULT | 0 | 0 | 0 | 0 | 0 | 0 | 0 | 0 | 0 | 0 | 0 | 60 | 60 | 70 | 70 | 8100606
und_cond_TAPWIRE_UG | 0 | 0 | 0 | 0 | 0 | 0 | 0 | 0 | 0 | 0 | 0 | 99999999 | 99999999 | 99999999 | 99999999 | 8100606

## UndergroundLineConfiguration
Name | ConductorA | ConductorB | ConductorC | ConductorN | LineSpacing | Capacitance11 | Capacitance12 | Capacitance13 | Capacitance21 | Capacitance22 | Capacitance23 | Capacitance31 | Capacitance32 | Capacitance33 | Impedance11 | Impedance12 | Impedance13 | Impedance21 | Impedance22 | Impedance23 | Impedance31 | Impedance32 | Impedance33 | Feeder | Comments
und_1P_2CUURD | und_cond_1P_2CUURD | und_cond_1P_2CUURD | und_cond_1P_2CUURD |  |  | 401.498 | 0 | 0 | 0 | 401.498 | 0 | 0 | 0 | 401.498 | 1.645+0.542j | 0+0j | 0+0j | 0+0j | 1.645+0.542j | 0+0j | 0+0j | 0+0j | 1.645+0.542j | 8100606
und_3P_2ALURD | und_cond_3P_2ALURD | und_cond_3P_2ALURD | und_cond_3P_2ALURD |  |  | 401.498 | 0 | 0 | 0 | 401.498 | 0 | 0 | 0 | 401.498 | 2.125+0.49j | 0.384+0.067j | 0.384+0.067j | 0.384+0.067j | 2.125+0.49j | 0.384+0.067j | 0.384+0.067j | 0.384+0.067j | 2.125+0.49j | 8100606
und_3P_DELTACUST | und_cond_3P_DELTACUST | und_cond_3P_DELTACUST | und_cond_3P_DELTACUST |  |  | 324.124 | 0 | 0 | 0 | 324.124 | 0 | 0 | 0 | 324.124 | 0.179+0.233j | 0.061+-0.024j | 0.061+-0.024j | 0.061+-0.024j | 0.179+0.233j | 0.061+-0.024j | 0.061+-0.024j | 0.061+-0.024j | 0.179+0.233j | 8100606
und_DEFAULT | und_cond_DEFAULT | und_cond_DEFAULT | und_cond_DEFAULT |  |  | 0.284 | -0.008 | -0.008 | -0.008 | 0.284 | -0.008 | -0.008 | -0.008 | 0.284 | 0.466+0.196j | 0.074+-0.027j | 0.074+-0.027j | 0.074+-0.027j | 0.466+0.196j | 0.074+-0.027j | 0.074+-0.027j | 0.074+-0.027j | 0.466+0.196j | 8100606
und_TAPWIRE_UG | und_cond_TAPWIRE_UG | und_cond_TAPWIRE_UG | und_cond_TAPWIRE_UG |  |  | 0 | 0 | 0 | 0 | 0 | 0 | 0 | 0 | 0 | 0.001+0.001j | 0+0j | 0+0j | 0+0j | 0.001+0.001j | 0+0j | 0+0j | 0+0j | 0.001+0.001j | 8100606

## Regulator
Name | GroupId | Configuration | SenseNode | Status | From | To | Length | Phases | Feeder | Comments

## Transformer
Name | GroupId | Configuration | AgingConstant | AgingGranularity | Climate | UseThermalModel | Status | From | To | Length | Phases | Feeder | Comments

## OverheadLine
Name | GroupId | Configuration | Length | Status | From | To | Phases | Feeder | Comments
oh_line_8100606_200832346 |  | bal_3P_477AL | 105.60000000000001 | OPEN | node_SOURCE_8100606 | node_8100606_200832346 | ABCD | 8100606
oh_line_8100606_200832347 |  | bal_3P_477AL | 0 | OPEN | node_8100606_200832346 | node_8100606_200832347 | ABCD | 8100606
oh_line_8100606_200832540 |  | bal_3P_477AL | 52.800000000000004 | OPEN | node_8100606_200954398 | node_8100606_200832540 | ABCD | 8100606
oh_line_8100606_200832542 |  | bal_3P_477AL | 316.8 | OPEN | node_8100606_200832540 | node_8100606_200832542 | ABCD | 8100606
oh_line_8100606_200857532-1 |  | bal_3P_477AL | 52.800000000000004 | OPEN | node_8100606_200858267 | node_8100606_200857532 | ABCD | 8100606
oh_line_8100606_200857532-2 |  | bal_3P_1/0AA | 0 | OPEN | node_8100606_200857532 | node_intto1_1380602_604_15297771_634 | ABCD | 8100606
oh_line_8100606_200857533 |  | bal_3P_1/0AA | 105.60000000000001 | OPEN | node_8100606_200857532 | node_8100606_200857533 | ABCD | 8100606
oh_line_8100606_200857534 |  | bal_3P_1/0AA | 158.4 | OPEN | node_8100606_200857533 | node_8100606_200857534 | ABCD | 8100606
oh_line_8100606_200857535 |  | bal_3P_1/0AA | 52.800000000000004 | OPEN | node_8100606_200857534 | node_8100606_200857535 | ABCD | 8100606
oh_line_8100606_200857571 |  | bal_3P_4CU | 52.800000000000004 | OPEN | node_8100606_200857572 | node_8100606_200857571 | ABCD | 8100606
oh_line_8100606_200857572 |  | bal_3P_4CU | 105.60000000000001 | OPEN | node_8100606_200857583 | node_8100606_200857572 | ABCD | 8100606
oh_line_8100606_200857583 |  | bal_3P_4CU | 105.60000000000001 | OPEN | node_8100606_200857589 | node_8100606_200857583 | ABCD | 8100606
oh_line_8100606_200857589 |  | bal_3P_1/0AC | 52.800000000000004 | OPEN | node_8100606_200978973 | node_8100606_200857589 | ABCD | 8100606
oh_line_8100606_200858156 |  | bal_3P_1/0AA | 158.4 | OPEN | node_8100606_200858157 | node_8100606_200858156 | ABCD | 8100606
oh_line_8100606_200858157 |  | bal_3P_1/0AA | 158.4 | OPEN | node_8100606_200858159 | node_8100606_200858157 | ABCD | 8100606
oh_line_8100606_200858160 |  | bal_3P_1/0AA | 52.800000000000004 | OPEN | node_8100606_200858159 | node_8100606_200858160 | ABCD | 8100606
oh_line_8100606_200858162 |  | bal_3P_1/0AA | 105.60000000000001 | OPEN | node_8100606_200858160 | node_8100606_200858162 | ABCD | 8100606
oh_line_8100606_200858163 |  | bal_1P_1/0AA | 105.60000000000001 | OPEN | node_8100606_200858162 | node_8100606_200858163 | AD | 8100606
oh_line_8100606_200858164 |  | bal_1P_1/0AA | 158.4 | OPEN | node_8100606_200858163 | node_8100606_200858164 | AD | 8100606
oh_line_8100606_200858165 |  | bal_1P_1/0AA | 158.4 | OPEN | node_8100606_200858164 | node_8100606_200858165 | AD | 8100606
oh_line_8100606_200858169 |  | bal_3P_1/0AA | 52.800000000000004 | OPEN | node_8100606_200858171 | node_8100606_200858169 | ABCD | 8100606
oh_line_8100606_200858171 |  | bal_3P_1/0AL | 52.800000000000004 | OPEN | node_8100606_200858172 | node_8100606_200858171 | ABCD | 8100606
oh_line_8100606_200858172 |  | bal_3P_1/0AL | 52.800000000000004 | OPEN | node_8100606_200858174 | node_8100606_200858172 | ABCD | 8100606
oh_line_8100606_200858174 |  | bal_3P_1/0AL | 52.800000000000004 | OPEN | node_8100606_200858175 | node_8100606_200858174 | ABCD | 8100606
oh_line_8100606_200858175 |  | bal_3P_1/0AA | 105.60000000000001 | OPEN | node_8100606_200858176 | node_8100606_200858175 | ABCD | 8100606
oh_line_8100606_200858176 |  | bal_3P_1/0AA | 105.60000000000001 | OPEN | node_8100606_200858177 | node_8100606_200858176 | ABCD | 8100606
oh_line_8100606_200858177 |  | bal_3P_1/0AA | 105.60000000000001 | OPEN | node_8100606_200858178 | node_8100606_200858177 | ABCD | 8100606
oh_line_8100606_200858178 |  | bal_3P_1/0AA | 105.60000000000001 | OPEN | node_8100606_200858179 | node_8100606_200858178 | ABCD | 8100606
oh_line_8100606_200858179 |  | bal_3P_1/0AA | 52.800000000000004 | OPEN | node_8100606_200858252 | node_8100606_200858179 | ABCD | 8100606
oh_line_8100606_200858182 |  | bal_3P_1/0AA | 105.60000000000001 | OPEN | node_8100606_200858184 | node_8100606_200858182 | ABCD | 8100606
oh_line_8100606_200858184 |  | bal_3P_1/0AA | 52.800000000000004 | OPEN | node_8100606_200858265 | node_8100606_200858184 | ABCD | 8100606
oh_line_8100606_200858198 |  | bal_3P_1/0AA | 105.60000000000001 | OPEN | node_8100606_200858199 | node_8100606_200858198 | ABCD | 8100606
oh_line_8100606_200858199 |  | bal_3P_1/0AA | 105.60000000000001 | OPEN | node_8100606_200858182 | node_8100606_200858199 | ABCD | 8100606
oh_line_8100606_200858251 |  | bal_3P_4/0AA | 105.60000000000001 | OPEN | node_8100606_310041615 | node_8100606_200858251 | ABCD | 8100606
oh_line_8100606_200858252-1 |  | bal_3P_4/0AA | 105.60000000000001 | OPEN | node_8100606_200858251 | node_8100606_200858252 | ABCD | 8100606
oh_line_8100606_200858252-2 |  | bal_3P_1/0AA | 158.4 | OPEN | node_8100606_200858252 | node_8100606_200858253 | ABCD | 8100606
oh_line_8100606_200858253 |  | bal_3P_1/0AA | 105.60000000000001 | OPEN | node_8100606_200858253 | node_8100606_200858254 | ABCD | 8100606
oh_line_8100606_200858254 |  | bal_3P_1/0AA | 105.60000000000001 | OPEN | node_8100606_200858254 | node_intto1_8100606_200858255 | ABCD | 8100606
oh_line_8100606_200858255 |  | bal_3P_1/0AA | 52.800000000000004 | OPEN | node_8100606_200858255 | node_8100606_200858256 | ABCD | 8100606
oh_line_8100606_200858256 |  | bal_3P_1/0AA | 105.60000000000001 | OPEN | node_8100606_200858256 | node_8100606_200858257 | ABCD | 8100606
oh_line_8100606_200858257 |  | bal_3P_1/0AA | 52.800000000000004 | OPEN | node_8100606_200858257 | node_1380151_313_15297627_78 | ABCD | 8100606
oh_line_8100606_200858259 |  | bal_3P_2/0CU | 52.800000000000004 | OPEN | node_8100606_200858271 | node_8100606_200858259 | ABCD | 8100606
oh_line_8100606_200858263 |  | bal_3P_477AL | 105.60000000000001 | OPEN | node_8100606_200917404 | node_8100606_200858263 | ABCD | 8100606
oh_line_8100606_200858265 |  | bal_3P_477AL | 105.60000000000001 | OPEN | node_8100606_200951673 | node_8100606_200858265 | ABCD | 8100606
oh_line_8100606_200858266 |  | bal_3P_477AL | 158.4 | OPEN | node_8100606_200858265 | node_8100606_200858266 | ABCD | 8100606
oh_line_8100606_200858267 |  | bal_3P_477AL | 105.60000000000001 | OPEN | node_8100606_201038644 | node_intto1_8100606_200858267 | ABCD | 8100606
oh_line_8100606_200858269 |  | bal_3P_4/0AA | 105.60000000000001 | OPEN | node_8100606_200857532 | node_8100606_200858269 | ABCD | 8100606
oh_line_8100606_200858271 |  | bal_3P_2/0CU | 105.60000000000001 | OPEN | node_8100606_200858288 | node_8100606_200858271 | ABCD | 8100606
oh_line_8100606_200858288 |  | bal_3P_2/0CU | 52.800000000000004 | OPEN | node_8100606_200858300 | node_8100606_200858288 | ABCD | 8100606
oh_line_8100606_200858300 |  | bal_3P_477AL | 52.800000000000004 | OPEN | node_8100606_200858324 | node_8100606_200858300 | ABCD | 8100606
oh_line_8100606_200858305 |  | bal_3P_477AL | 105.60000000000001 | OPEN | node_8100606_200858300 | node_intto1_8100606_200858305 | ABCD | 8100606
oh_line_8100606_200858306 |  | bal_3P_477AL | 52.800000000000004 | OPEN | node_8100606_200858305 | node_8100606_200858306 | ABCD | 8100606
oh_line_8100606_200858307 |  | bal_3P_477AL | 52.800000000000004 | OPEN | node_8100606_200858306 | node_8100606_200858307 | ABCD | 8100606
oh_line_8100606_200858308 |  | bal_3P_477AL | 52.800000000000004 | OPEN | node_8100606_200858307 | node_8100606_200858308 | ABCD | 8100606
oh_line_8100606_200858309 |  | bal_3P_477AL | 158.4 | OPEN | node_8100606_200858308 | node_8100606_200858309 | ABCD | 8100606
oh_line_8100606_200858311 |  | bal_3P_477AL | 52.800000000000004 | OPEN | node_8100606_200971532 | node_8100606_200858311 | ABCD | 8100606
oh_line_8100606_200858312 |  | bal_3P_477AL | 105.60000000000001 | OPEN | node_8100606_200858311 | node_8100606_200858312 | ABCD | 8100606
oh_line_8100606_200858313 |  | bal_3P_477AL | 105.60000000000001 | OPEN | node_8100606_200858312 | node_8100606_200858313 | ABCD | 8100606
oh_line_8100606_200858315 |  | bal_3P_1/0AC | 158.4 | OPEN | node_8100606_200971532 | node_8100606_200858315 | ABCD | 8100606
oh_line_8100606_200858317 |  | bal_3P_1/0AC | 52.800000000000004 | OPEN | node_8100606_200973700 | node_8100606_200858317 | ABCD | 8100606
oh_line_8100606_200858319 |  | bal_3P_1/0AC | 105.60000000000001 | OPEN | node_8100606_200973700 | node_8100606_200858319 | ABCD | 8100606
oh_line_8100606_200858321-1 |  | bal_3P_477AL | 52.800000000000004 | OPEN | node_8100606_200979749 | node_1382006_281_15298082_591 | ABCD | 8100606
oh_line_8100606_200858321-2 |  | bal_3P_477AL | 0 | OPEN | node_1382006_281_15298082_591 | node_8100606_200858321 | ABCD | 8100606
oh_line_8100606_200858322 |  | bal_3P_477AL | 52.800000000000004 | OPEN | node_8100606_200858321 | node_8100606_200858322 | ABCD | 8100606
oh_line_8100606_200858323 |  | bal_3P_477AL | 105.60000000000001 | OPEN | node_8100606_200858322 | node_8100606_200858323 | ABCD | 8100606
oh_line_8100606_200858324 |  | bal_3P_477AL | 105.60000000000001 | OPEN | node_8100606_200858323 | node_8100606_200858324 | ABCD | 8100606
oh_line_8100606_200858333 |  | bal_3P_4CU | 52.800000000000004 | OPEN | node_8100606_200858912 | node_8100606_200858333 | ABCD | 8100606
oh_line_8100606_200858340 |  | bal_3P_336AC | 158.4 | OPEN | node_8100606_200858341 | node_8100606_200858340 | ABCD | 8100606
oh_line_8100606_200858341 |  | bal_3P_1/0AA | 105.60000000000001 | OPEN | node_8100606_200858346 | node_8100606_200858341 | ABCD | 8100606
oh_line_8100606_200858342 |  | bal_3P_1/0AA | 52.800000000000004 | OPEN | node_8100606_200858341 | node_8100606_200858342 | ABCD | 8100606
oh_line_8100606_200858346 |  | bal_3P_1/0AA | 52.800000000000004 | OPEN | node_8100606_200858347 | node_8100606_200858346 | ABCD | 8100606
oh_line_8100606_200858347 |  | bal_3P_1/0AA | 105.60000000000001 | OPEN | node_8100606_200962894 | node_8100606_200858347 | ABCD | 8100606
oh_line_8100606_200858349 |  | bal_3P_1/0AA | 105.60000000000001 | OPEN | node_8100606_200858347 | node_8100606_200858349 | ABCD | 8100606
oh_line_8100606_200858350 |  | bal_3P_1/0AA | 52.800000000000004 | OPEN | node_8100606_200858349 | node_8100606_200858350 | ABCD | 8100606
oh_line_8100606_200858352 |  | bal_3P_1/0AA | 105.60000000000001 | OPEN | node_8100606_200858353 | node_8100606_200858352 | ABCD | 8100606
oh_line_8100606_200858353 |  | bal_3P_1/0AA | 105.60000000000001 | OPEN | node_8100606_200858354 | node_8100606_200858353 | ABCD | 8100606
oh_line_8100606_200858354 |  | bal_3P_477AL | 158.4 | OPEN | node_8100606_201040113 | node_8100606_200858354 | ABCD | 8100606
oh_line_8100606_200858361 |  | bal_3P_4CU | 105.60000000000001 | OPEN | node_8100606_200857571 | node_8100606_200858361 | ABCD | 8100606
oh_line_8100606_200858362-1 |  | bal_3P_4CU | 0 | OPEN | node_1381487_782_15298595_42 | node_8100606_200858362 | ABCD | 8100606
oh_line_8100606_200858362-2 |  | bal_3P_4CU | 52.800000000000004 | OPEN | node_8100606_200858361 | node_1381487_782_15298595_42 | ABCD | 8100606
oh_line_8100606_200858363 |  | bal_3P_4CU | 52.800000000000004 | OPEN | node_8100606_200858362 | node_8100606_200858363 | ABCD | 8100606
oh_line_8100606_200858364 |  | bal_3P_4CU | 105.60000000000001 | OPEN | node_8100606_200858363 | node_8100606_200858364 | ABCD | 8100606
oh_line_8100606_200858366 |  | bal_3P_1/0AA | 52.800000000000004 | OPEN | node_8100606_200858363 | node_8100606_200858366 | ABCD | 8100606
oh_line_8100606_200858373 |  | bal_3P_1/0AC | 105.60000000000001 | OPEN | node_8100606_200858364 | node_8100606_200858373 | ABCD | 8100606
oh_line_8100606_200858912 |  | bal_3P_4CU | 105.60000000000001 | OPEN | node_8100606_200917271 | node_8100606_200858912 | ABCD | 8100606
oh_line_8100606_200858915 |  | bal_3P_477AL | 158.4 | OPEN | node_8100606_200982340 | node_8100606_200858915 | ABCD | 8100606
oh_line_8100606_200858918 |  | bal_3P_4CU | 105.60000000000001 | OPEN | node_8100606_200858919 | node_8100606_200858918 | ABCD | 8100606
oh_line_8100606_200858919 |  | bal_3P_477AL | 105.60000000000001 | OPEN | node_8100606_201040113 | node_8100606_200858919 | ABCD | 8100606
oh_line_8100606_200858920 |  | bal_3P_477AL | 52.800000000000004 | OPEN | node_8100606_200858919 | node_intto1_8100606_200858920 | ABCD | 8100606
oh_line_8100606_200858921 |  | bal_3P_477AL | 105.60000000000001 | OPEN | node_8100606_200858920 | node_8100606_200858921 | ABCD | 8100606
oh_line_8100606_200859223 |  | bal_1P_1/0AC | 211.20000000000002 | OPEN | node_8100606_200859226 | node_8100606_200859223 | AD | 8100606
oh_line_8100606_200859226 |  | bal_1P_1/0AC | 158.4 | OPEN | node_8100606_200858912 | node_8100606_200859226 | AD | 8100606
oh_line_8100606_200859235 |  | bal_3P_1/0AA | 105.60000000000001 | OPEN | node_8100606_200858157 | node_8100606_200859235 | ABCD | 8100606
oh_line_8100606_200859236 |  | bal_3P_1/0AA | 105.60000000000001 | OPEN | node_8100606_200859235 | node_8100606_200859236 | ABCD | 8100606
oh_line_8100606_200859618 |  | bal_3P_1/0AC | 158.4 | OPEN | node_8100606_200859619 | node_8100606_200859618 | ABCD | 8100606
oh_line_8100606_200859619 |  | bal_3P_1/0AC | 105.60000000000001 | OPEN | node_8100606_200859620 | node_8100606_200859619 | ABCD | 8100606
oh_line_8100606_200859620 |  | bal_3P_1/0AC | 158.4 | OPEN | node_8100606_200859621 | node_8100606_200859620 | ABCD | 8100606
oh_line_8100606_200859621 |  | bal_3P_1/0AC | 52.800000000000004 | OPEN | node_8100606_200859622 | node_8100606_200859621 | ABCD | 8100606
oh_line_8100606_200859622 |  | bal_3P_1/0AC | 211.20000000000002 | OPEN | node_8100606_200859623 | node_8100606_200859622 | ABCD | 8100606
oh_line_8100606_200859623 |  | bal_3P_1/0AC | 158.4 | OPEN | node_8100606_200859624 | node_8100606_200859623 | ABCD | 8100606
oh_line_8100606_200859624 |  | bal_3P_1/0AC | 158.4 | OPEN | node_8100606_200859625 | node_8100606_200859624 | ABCD | 8100606
oh_line_8100606_200859625 |  | bal_3P_4CU | 52.800000000000004 | OPEN | node_8100606_200962207 | node_8100606_200859625 | ABCD | 8100606
oh_line_8100606_200917271 |  | bal_3P_4CU | 158.4 | OPEN | node_8100606_200858918 | node_8100606_200917271 | ABCD | 8100606
oh_line_8100606_200917404 |  | bal_3P_477AL | 211.20000000000002 | OPEN | node_8100606_200858309 | node_8100606_200917404 | ABCD | 8100606
oh_line_8100606_200951673-1 |  | bal_3P_477AL | 0 | OPEN | node_8100606_200858263 | node_1381097_12_15297799_418 | ABCD | 8100606
oh_line_8100606_200951673-2 |  | bal_3P_477AL | 105.60000000000001 | OPEN | node_1381097_12_15297799_418 | node_8100606_200951673 | ABCD | 8100606
oh_line_8100606_200954351 |  | bal_3P_477AL | 105.60000000000001 | OPEN | node_8100606_200858309 | node_8100606_200954351 | ABCD | 8100606
oh_line_8100606_200954356 |  | bal_3P_477AL | 52.800000000000004 | OPEN | node_8100606_310000167 | node_8100606_200954356 | ABCD | 8100606
oh_line_8100606_200954398 |  | bal_3P_477AL | 52.800000000000004 | OPEN | node_8100606_200954356 | node_8100606_200954398 | ABCD | 8100606
oh_line_8100606_200961159 |  | bal_3P_1/0AA | 211.20000000000002 | OPEN | node_8100606_200858157 | node_8100606_200961159 | ABCD | 8100606
oh_line_8100606_200962207 |  | bal_3P_4/0CU | 158.4 | OPEN | node_8100606_200962208 | node_8100606_200962207 | ABCD | 8100606
oh_line_8100606_200962208 |  | bal_3P_4/0CU | 105.60000000000001 | OPEN | node_8100606_200858912 | node_intto1_8100606_200962208 | ABCD | 8100606
oh_line_8100606_200962894-1 |  | bal_3P_1/0AA | 105.60000000000001 | OPEN | node_8100606_200858352 | node_1382295_38_15298413_772 | ABCD | 8100606
oh_line_8100606_200962894-2 |  | bal_3P_1/0AA | 0 | OPEN | node_1382295_38_15298413_772 | node_8100606_200962894 | ABCD | 8100606
oh_line_8100606_200967444 |  | bal_3P_1/0AA | 211.20000000000002 | OPEN | node_8100606_200859236 | node_8100606_200967444 | ABCD | 8100606
oh_line_8100606_200971532 |  | bal_3P_477AL | 52.800000000000004 | OPEN | node_8100606_200971533 | node_8100606_200971532 | ABCD | 8100606
oh_line_8100606_200971533 |  | bal_3P_477AL | 158.4 | OPEN | node_8100606_200858323 | node_intto1_8100606_200971533 | ABCD | 8100606
oh_line_8100606_200973700 |  | bal_3P_1/0AC | 105.60000000000001 | OPEN | node_8100606_200858315 | node_8100606_200973700 | ABCD | 8100606
oh_line_8100606_200976558 |  | bal_3P_1/0AA | 52.800000000000004 | OPEN | node_8100606_200858253 | node_8100606_200976558 | ABCD | 8100606
oh_line_8100606_200978973 |  | bal_3P_1/0AC | 105.60000000000001 | OPEN | node_8100606_200858319 | node_8100606_200978973 | ABCD | 8100606
oh_line_8100606_200979749 |  | bal_3P_477AL | 52.800000000000004 | OPEN | node_8100606_200858340 | node_8100606_200979749 | ABCD | 8100606
oh_line_8100606_200982255 |  | bal_3P_477AL | 316.8 | OPEN | node_8100606_200982256 | node_8100606_200982255 | ABCD | 8100606
oh_line_8100606_200982256 |  | bal_3P_477AL | 264 | OPEN | node_8100606_200982257 | node_8100606_200982256 | ABCD | 8100606
oh_line_8100606_200982257 |  | bal_3P_477AL | 264 | OPEN | node_8100606_200982258 | node_intto1_8100606_200982257 | ABCD | 8100606
oh_line_8100606_200982258 |  | bal_3P_477AL | 264 | OPEN | node_8100606_200982259 | node_intto1_8100606_200982258 | ABCD | 8100606
oh_line_8100606_200982259 |  | bal_3P_477AL | 264 | OPEN | node_8100606_200982260 | node_8100606_200982259 | ABCD | 8100606
oh_line_8100606_200982260 |  | bal_3P_477AL | 264 | OPEN | node_8100606_200982261 | node_8100606_200982260 | ABCD | 8100606
oh_line_8100606_200982261 |  | bal_3P_477AL | 52.800000000000004 | OPEN | node_8100606_200982262 | node_8100606_200982261 | ABCD | 8100606
oh_line_8100606_200982262 |  | bal_3P_477AL | 158.4 | OPEN | node_8100606_200982263 | node_8100606_200982262 | ABCD | 8100606
oh_line_8100606_200982263 |  | bal_3P_477AL | 52.800000000000004 | OPEN | node_8100606_200832542 | node_8100606_200982263 | ABCD | 8100606
oh_line_8100606_200982340 |  | bal_3P_477AL | 211.20000000000002 | OPEN | node_8100606_200982255 | node_8100606_200982340 | ABCD | 8100606
oh_line_8100606_201030756 |  | bal_3P_1/0AA | 105.60000000000001 | OPEN | node_8100606_200858363 | node_8100606_201030756 | ABCD | 8100606
oh_line_8100606_201038644 |  | bal_3P_477AL | 52.800000000000004 | OPEN | node_8100606_200858266 | node_intto1_8100606_201038644 | ABCD | 8100606
oh_line_8100606_201040113 |  | bal_3P_477AL | 422.40000000000003 | OPEN | node_8100606_200858915 | node_8100606_201040113 | ABCD | 8100606
oh_line_8100606_201040114 |  | bal_3P_477AL | 158.4 | OPEN | node_8100606_201040113 | node_8100606_201040114 | ABCD | 8100606
oh_line_8100606_201040390 |  | bal_3P_1/0AA | 105.60000000000001 | OPEN | node_8100606_200967444 | node_8100606_201040390 | ABCD | 8100606
oh_line_8100606_310000167 |  | bal_3P_477AL | 52.800000000000004 | OPEN | node_8100606_200832347 | node_8100606_310000167 | ABCD | 8100606
oh_line_8100606_310020267 |  | bal_3P_1/0AC | 52.800000000000004 | OPEN | node_8100606_200859625 | node_8100606_310020267 | ABCD | 8100606
oh_line_8100606_310020440 |  | bal_3P_1/0AC | 52.800000000000004 | OPEN | node_8100606_310020267 | node_8100606_310020440 | ABCD | 8100606
oh_line_8100606_310020441 |  | bal_3P_1/0AC | 105.60000000000001 | OPEN | node_8100606_200859622 | node_8100606_310020441 | ABCD | 8100606
oh_line_8100606_310041615 |  | bal_3P_4/0AA | 105.60000000000001 | OPEN | node_8100606_200858269 | node_intto1_8100606_310041615 | ABCD | 8100606
oh_line_8100606_312010592 |  | bal_3P_1/0AA | 52.800000000000004 | OPEN | node_8100606_201030756 | node_8100606_312010592 | ABCD | 8100606
oh_line_TAP_OH_904449 |  | unb_TAPWIRE_OH | 0 | OPEN | node_8100606_200857572 | node_1381426_184_15298388_873 | ABCN | 8100606
oh_line_TAP_OH_904531 |  | unb_TAPWIRE_OH | 52.800000000000004 | OPEN | node_8100606_200858156 | node_1379965_444_15299006_38 | ABCN | 8100606
oh_line_TAP_OH_904532 |  | unb_TAPWIRE_OH | 52.800000000000004 | OPEN | node_8100606_200858162 | node_1379950_03_15298543_445 | ABCN | 8100606
oh_line_TAP_OH_904533 |  | unb_TAPWIRE_OH | 52.800000000000004 | OPEN | node_8100606_200858165 | node_1379881_84_15298170_94 | AN | 8100606
oh_line_TAP_OH_904534 |  | unb_TAPWIRE_OH | 0 | OPEN | node_8100606_200858172 | node_1380223_584_15298563_908 | ABCN | 8100606
oh_line_TAP_OH_904536 |  | unb_TAPWIRE_OH | 52.800000000000004 | OPEN | node_8100606_200858177 | node_1380292_38_15298216_627 | ABCN | 8100606
oh_line_TAP_OH_904538 |  | unb_TAPWIRE_OH | 52.800000000000004 | OPEN | node_8100606_200858182 | node_1380910_592_15297953_45 | ABCN | 8100606
oh_line_TAP_OH_904541 |  | unb_TAPWIRE_OH | 52.800000000000004 | OPEN | node_8100606_200858198 | node_1380899_655_15298153_407 | ABCN | 8100606
oh_line_TAP_OH_904553 |  | unb_TAPWIRE_OH | 52.800000000000004 | OPEN | node_8100606_200858254 | node_1380086_868_15297818_698 | ABCN | 8100606
oh_line_TAP_OH_904555 |  | unb_TAPWIRE_OH | 0 | OPEN | node_8100606_200858267 | node_1380618_625_15297846_689 | ABCN | 8100606
oh_line_TAP_OH_904563 |  | unb_TAPWIRE_OH | 52.800000000000004 | OPEN | node_8100606_200858308 | node_1381569_783_15297871_891 | ABCN | 8100606
oh_line_TAP_OH_904565 |  | unb_TAPWIRE_OH | 52.800000000000004 | OPEN | node_8100606_200858315 | node_1381651_776_15297985_742 | ABCN | 8100606
oh_line_TAP_OH_904571 |  | unb_TAPWIRE_OH | 52.800000000000004 | OPEN | node_8100606_200858352 | node_1382399_314_15298395_184 | ABCN | 8100606
oh_line_TAP_OH_904574 |  | unb_TAPWIRE_OH | 52.800000000000004 | OPEN | node_8100606_200858373 | node_1381384_059_15298793_822 | ABCN | 8100606
oh_line_TAP_OH_904700 |  | unb_TAPWIRE_OH | 52.800000000000004 | OPEN | node_8100606_200858919 | node_1382670_618_15298076_591 | ABCN | 8100606
oh_line_TAP_OH_904773 |  | unb_TAPWIRE_OH | 52.800000000000004 | OPEN | node_8100606_200859223 | node_1382917_663_15297637_468 | AN | 8100606
oh_line_TAP_OH_904774 |  | unb_TAPWIRE_OH | 52.800000000000004 | OPEN | node_8100606_200859226 | node_1382725_521_15297807_703 | AN | 8100606
oh_line_TAP_OH_904775 |  | unb_TAPWIRE_OH | 52.800000000000004 | OPEN | node_8100606_200859236 | node_1379779_69_15298835_509 | ABCN | 8100606
oh_line_TAP_OH_920993 |  | unb_TAPWIRE_OH | 52.800000000000004 | OPEN | node_8100606_200951673 | node_1381003_45_15297835_377 | ABCN | 8100606
oh_line_TAP_OH_923662 |  | unb_TAPWIRE_OH | 52.800000000000004 | OPEN | node_8100606_200967444 | node_1379585_644_15298825_484 | ABCN | 8100606
oh_line_TAP_OH_932468 |  | unb_TAPWIRE_OH | 52.800000000000004 | OPEN | node_8100606_201030756 | node_1381617_406_15298567_754 | ABCN | 8100606
oh_line_TAP_OH_934017 |  | unb_TAPWIRE_OH | 52.800000000000004 | OPEN | node_8100606_201040390 | node_1379474_555_15298769_084 | ABCN | 8100606
oh_line_TAP_OH_2136120 |  | unb_TAPWIRE_OH | 105.60000000000001 | OPEN | node_8100606_200858176 | node_1380334_176_15298331_952 | ABCN | 8100606
oh_line_TAP_OH_2136121 |  | unb_TAPWIRE_OH | 105.60000000000001 | OPEN | node_8100606_200858176 | node_1380327_092_15298356_758 | ABCN | 8100606
oh_line_TAP_OH_2136122 |  | unb_TAPWIRE_OH | 52.800000000000004 | OPEN | node_8100606_200858176 | node_1380336_225_15298305_486 | ABCN | 8100606
oh_line_TAP_OH_2136137 |  | unb_TAPWIRE_OH | 105.60000000000001 | OPEN | node_8100606_200961159 | node_1380167_469_15298715_416 | ABCN | 8100606
oh_line_TAP_OH_2136138 |  | unb_TAPWIRE_OH | 105.60000000000001 | OPEN | node_8100606_200961159 | node_1380186_987_15298720_269 | ABCN | 8100606
oh_line_TAP_OH_2136139 |  | unb_TAPWIRE_OH | 105.60000000000001 | OPEN | node_8100606_200961159 | node_1380147_714_15298717_505 | ABCN | 8100606
oh_line_TAP_OH_2136159 |  | unb_TAPWIRE_OH | 105.60000000000001 | OPEN | node_8100606_200858322 | node_1381922_69_15298096_481 | ABCN | 8100606
oh_line_TAP_OH_2136160 |  | unb_TAPWIRE_OH | 52.800000000000004 | OPEN | node_8100606_200858322 | node_1381916_853_15298070_981 | ABCN | 8100606
oh_line_TAP_OH_2136161 |  | unb_TAPWIRE_OH | 105.60000000000001 | OPEN | node_8100606_200858322 | node_1381933_232_15298119_127 | ABCN | 8100606
oh_line_TAP_OH_2136167 |  | unb_TAPWIRE_OH | 105.60000000000001 | OPEN | node_8100606_200858333 | node_1382474_259_15297627_026 | ABCN | 8100606
oh_line_TAP_OH_2136168 |  | unb_TAPWIRE_OH | 105.60000000000001 | OPEN | node_8100606_200858333 | node_1382493_282_15297619_689 | ABCN | 8100606
oh_line_TAP_OH_2136169 |  | unb_TAPWIRE_OH | 105.60000000000001 | OPEN | node_8100606_200858333 | node_1382457_33_15297640_738 | ABCN | 8100606
oh_line_TAP_OH_2136214 |  | unb_TAPWIRE_OH | 52.800000000000004 | OPEN | node_8100606_200858346 | node_1382152_313_15298425_861 | ABCN | 8100606
oh_line_TAP_OH_2142940 |  | unb_TAPWIRE_OH | 105.60000000000001 | OPEN | node_8100606_200858350 | node_1382328_149_15298646_015 | ABCN | 8100606
oh_line_TAP_OH_2142941 |  | unb_TAPWIRE_OH | 105.60000000000001 | OPEN | node_8100606_200858350 | node_1382312_389_15298662_031 | ABCN | 8100606
oh_line_TAP_OH_2142942 |  | unb_TAPWIRE_OH | 105.60000000000001 | OPEN | node_8100606_200858350 | node_1382340_258_15298625_04 | ABCN | 8100606
oh_line_TAP_OH_2142994 |  | unb_TAPWIRE_OH | 105.60000000000001 | OPEN | node_8100606_200858921 | node_1382939_267_15298083_414 | ABCN | 8100606
oh_line_TAP_OH_2142995 |  | unb_TAPWIRE_OH | 52.800000000000004 | OPEN | node_8100606_200858921 | node_1382945_664_15298108_675 | ABCN | 8100606
oh_line_TAP_OH_2142996 |  | unb_TAPWIRE_OH | 105.60000000000001 | OPEN | node_8100606_200858921 | node_1382928_23_15298061_195 | ABCN | 8100606
oh_line_TAP_OH_2143013 |  | unb_TAPWIRE_OH | 52.800000000000004 | OPEN | node_8100606_200858178 | node_1380192_17_15298106_413 | ABCN | 8100606
oh_line_TAP_OH_2143014 |  | unb_TAPWIRE_OH | 105.60000000000001 | OPEN | node_8100606_200858178 | node_1380195_357_15298080_161 | ABCN | 8100606
oh_line_TAP_OH_2143015 |  | unb_TAPWIRE_OH | 105.60000000000001 | OPEN | node_8100606_200858178 | node_1380194_155_15298132_925 | ABCN | 8100606
oh_line_TAP_OH_2143016 |  | unb_TAPWIRE_OH | 105.60000000000001 | OPEN | node_8100606_200858317 | node_1381663_566_15298026_085 | ABCN | 8100606
oh_line_TAP_OH_2143017 |  | unb_TAPWIRE_OH | 105.60000000000001 | OPEN | node_8100606_200858317 | node_1381673_503_15298049_215 | ABCN | 8100606
oh_line_TAP_OH_2143018 |  | unb_TAPWIRE_OH | 105.60000000000001 | OPEN | node_8100606_200858317 | node_1381649_526_15298007_156 | ABCN | 8100606
oh_line_TAP_OH_2143036 |  | unb_TAPWIRE_OH | 52.800000000000004 | OPEN | node_8100606_200858364 | node_1381439_054_15298688_328 | ABCN | 8100606
oh_line_TAP_OH_2143037 |  | unb_TAPWIRE_OH | 52.800000000000004 | OPEN | node_8100606_200858364 | node_1381448_873_15298671_628 | ABCN | 8100606
oh_line_TAP_OH_2143038 |  | unb_TAPWIRE_OH | 52.800000000000004 | OPEN | node_8100606_200858364 | node_1381421_774_15298702_746 | ABCN | 8100606
oh_line_TAP_OH_2145750 |  | unb_TAPWIRE_OH | 105.60000000000001 | OPEN | node_8100606_200858313 | node_1381945_477_15298049_246 | ABCN | 8100606
oh_line_TAP_OH_2145751 |  | unb_TAPWIRE_OH | 52.800000000000004 | OPEN | node_8100606_200858313 | node_1381949_036_15298075_473 | ABCN | 8100606
oh_line_TAP_OH_2224990 |  | unb_TAPWIRE_OH | 52.800000000000004 | OPEN | node_8100606_200857535 | node_1380595_012_15297396_782 | ABCN | 8100606
oh_line_TAP_OH_2224991 |  | unb_TAPWIRE_OH | 52.800000000000004 | OPEN | node_8100606_200857535 | node_1380604_027_15297386_973 | ABCN | 8100606
oh_line_TAP_OH_2224992 |  | unb_TAPWIRE_OH | 52.800000000000004 | OPEN | node_8100606_200857535 | node_1380592_523_15297406_135 | ABCN | 8100606
oh_line_TAP_OH_2450539 |  | unb_TAPWIRE_OH | 52.800000000000004 | OPEN | node_8100606_200858346 | node_1382143_27_15298410_242 | ABCN | 8100606
oh_line_TAP_OH_2450540 |  | unb_TAPWIRE_OH | 52.800000000000004 | OPEN | node_8100606_200858346 | node_1382144_047_15298395_039 | ABCN | 8100606
oh_line_TAP_OH_2468746 |  | unb_TAPWIRE_OH | 0 | OPEN | node_8100606_200857572 | node_1381427_078_15298398_002 | ABCN | 8100606
oh_line_TAP_OH_2468747 |  | unb_TAPWIRE_OH | 52.800000000000004 | OPEN | node_8100606_200858156 | node_1379960_332_15299003_315 | ABCN | 8100606
oh_line_TAP_OH_2468748 |  | unb_TAPWIRE_OH | 52.800000000000004 | OPEN | node_8100606_200858156 | node_1379970_92_15299003_542 | ABCN | 8100606
oh_line_TAP_OH_2468749 |  | unb_TAPWIRE_OH | 52.800000000000004 | OPEN | node_8100606_200858198 | node_1380897_388_15298162_544 | ABCN | 8100606
oh_line_TAP_OH_2468750 |  | unb_TAPWIRE_OH | 52.800000000000004 | OPEN | node_8100606_200858198 | node_1380898_207_15298143_463 | ABCN | 8100606
oh_line_TAP_OH_2468751 |  | unb_TAPWIRE_OH | 0 | OPEN | node_8100606_200858267 | node_1380621_759_15297850_321 | ABCN | 8100606
oh_line_TAP_OH_2468752 |  | unb_TAPWIRE_OH | 0 | OPEN | node_8100606_200858267 | node_1380627_99_15297853_372 | ABCN | 8100606
oh_line_TAP_OH_2468753 |  | unb_TAPWIRE_OH | 52.800000000000004 | OPEN | node_8100606_200858315 | node_1381658_367_15297984_826 | ABCN | 8100606
oh_line_TAP_OH_2468754 |  | unb_TAPWIRE_OH | 52.800000000000004 | OPEN | node_8100606_200858315 | node_1381666_386_15297986_123 | ABCN | 8100606
oh_line_TAP_OH_2468755 |  | unb_TAPWIRE_OH | 52.800000000000004 | OPEN | node_8100606_200858352 | node_1382389_457_15298400_787 | ABCN | 8100606
oh_line_TAP_OH_2468756 |  | unb_TAPWIRE_OH | 52.800000000000004 | OPEN | node_8100606_200858373 | node_1381373_705_15298797_802 | ABCN | 8100606
oh_line_TAP_OH_2468757 |  | unb_TAPWIRE_OH | 52.800000000000004 | OPEN | node_8100606_200858919 | node_1382669_483_15298087_337 | ABCN | 8100606
oh_line_TAP_OH_2468758 |  | unb_TAPWIRE_OH | 52.800000000000004 | OPEN | node_8100606_200858919 | node_1382670_801_15298066_516 | ABCN | 8100606
oh_line_TAP_OH_2468759 |  | unb_TAPWIRE_OH | 52.800000000000004 | OPEN | node_8100606_200859236 | node_1379773_192_15298834_546 | ABCN | 8100606
oh_line_TAP_OH_2468760 |  | unb_TAPWIRE_OH | 52.800000000000004 | OPEN | node_8100606_200859236 | node_1379787_143_15298835_429 | ABCN | 8100606
oh_line_TAP_OH_2468761 |  | unb_TAPWIRE_OH | 0 | OPEN | node_8100606_200967444 | node_1379579_429_15298824_2 | ABCN | 8100606
oh_line_TAP_OH_2468762 |  | unb_TAPWIRE_OH | 0 | OPEN | node_8100606_200967444 | node_1379592_849_15298823_703 | ABCN | 8100606
oh_line_TAP_OH_2468763 |  | unb_TAPWIRE_OH | 52.800000000000004 | OPEN | node_8100606_201030756 | node_1381610_314_15298573_288 | ABCN | 8100606
oh_line_TAP_OH_2468764 |  | unb_TAPWIRE_OH | 52.800000000000004 | OPEN | node_8100606_201030756 | node_1381625_44_15298563_757 | ABCN | 8100606
oh_line_TAP_OH_2468765 |  | unb_TAPWIRE_OH | 52.800000000000004 | OPEN | node_8100606_201040390 | node_1379469_661_15298780_849 | ABCN | 8100606
oh_line_TAP_OH_2468766 |  | unb_TAPWIRE_OH | 52.800000000000004 | OPEN | node_8100606_201040390 | node_1379468_261_15298794_041 | ABCN | 8100606

## UndergroundLine
Name | GroupId | Configuration | NumParallelCables | Length | Status | From | To | Phases | Feeder | Comments
und_line_8100606_200858155 |  | und_3P_2ALURD | 0 | 52.800000000000004 | OPEN | node_8100606_200858160 | node_intto1_8100606_200858155 | ABCN | 8100606
und_line_8100606_200858159-1 |  | und_3P_2ALURD | 0 | 0 | OPEN | node_8100606_200858169 | node_intto1_220416684 | ABCN | 8100606
und_line_8100606_200858159-2 |  | und_3P_2ALURD | 0 | 264 | OPEN | node_220416684 | node_intto1_220416679 | ABCN | 8100606
und_line_8100606_200858159-3 |  | und_3P_2ALURD | 0 | 0 | OPEN | node_220416679 | node_8100606_200858159 | ABCN | 8100606
und_line_8100606_200858168 |  | und_3P_2ALURD | 0 | 52.800000000000004 | OPEN | node_8100606_200858175 | node_intto1_8100606_200858168 | ABCN | 8100606
und_line_8100606_200858339 |  | und_3P_2ALURD | 0 | 264 | OPEN | node_8100606_200858342 | node_intto1_8100606_200858339 | ABCN | 8100606
und_line_8100606_200858360 |  | und_3P_DELTACUST | 0 | 105.60000000000001 | OPEN | node_8100606_200858366 | node_intto1_8100606_200858360 | ABCN | 8100606
und_line_8100606_200858914 |  | und_3P_2ALURD | 0 | 158.4 | OPEN | node_8100606_200858920 | node_8100606_200858914 | ABCN | 8100606
und_line_8100606_200917244 |  | und_1P_2CUURD | 0 | 211.20000000000002 | OPEN | node_8100606_200858259 | node_intto1_8100606_200917244 | AN | 8100606
und_line_8100606_200983595 |  | und_3P_DELTACUST | 0 | 105.60000000000001 | OPEN | node_8100606_200976558 | node_intto1_8100606_200983595 | ABCN | 8100606
und_line_8100606_312112721-1 |  | und_DEFAULT | 0 | 0 | OPEN | node_312112727 | node_8100606_312112721 | ABCN | 8100606
und_line_8100606_312112721-2 |  | und_DEFAULT | 0 | 0 | OPEN | node_312112724 | node_intto1_312112727 | ABCN | 8100606
und_line_8100606_312112721-3 |  | und_DEFAULT | 0 | 105.60000000000001 | OPEN | node_8100606_312113187 | node_intto1_312112724 | ABCN | 8100606
und_line_8100606_312113187 |  | und_DEFAULT | 0 | 52.800000000000004 | OPEN | node_8100606_200858306 | node_8100606_312113187 | ABCN | 8100606
und_line_TAP_UG_59512 |  | und_TAPWIRE_UG | 0 | 0 | OPEN | node_8100606_200858155 | node_1380016_02_15298657_323 | ABCN | 8100606
und_line_TAP_UG_59513 |  | und_TAPWIRE_UG | 0 | 0 | OPEN | node_8100606_200858168 | node_1380184_104_15298428_249 | ABCN | 8100606
und_line_TAP_UG_59514 |  | und_TAPWIRE_UG | 0 | 52.800000000000004 | OPEN | node_8100606_200858339 | node_1382470_051_15298141_405 | ABCN | 8100606
und_line_TAP_UG_59515 |  | und_TAPWIRE_UG | 0 | 52.800000000000004 | OPEN | node_8100606_200858360 | node_1381506_982_15298829_728 | ABCN | 8100606
und_line_TAP_UG_59516 |  | und_TAPWIRE_UG | 0 | 52.800000000000004 | OPEN | node_8100606_200858914 | node_1382912_341_15298180_229 | ABCN | 8100606
und_line_TAP_UG_62887 |  | und_TAPWIRE_UG | 0 | 52.800000000000004 | OPEN | node_8100606_200983595 | node_1380154_217_15298079_917 | ABCN | 8100606