## Feeder
Name | Description | Comments
8100501

## Node
Name | GroupId | Latitude | Longitude | BusType | NominalVoltage | ConsistentPath | DistToSlack | Phases | Feeder | Comments
node_1374914_04_15300852_679 |  | 42.12183244585773 | -75.98097692823156 | PQ | 2771.281 | False | -1 | ABCN | 8100501
node_1374933_861_15300852_285 |  | 42.121831366689186 | -75.9809015182607 | PQ | 2771.281 | False | -1 | ABCN | 8100501
node_1374952_895_15300845_014 |  | 42.12181145137326 | -75.9808291024701 | PQ | 2771.281 | False | -1 | ABCN | 8100501
node_1375232_738_15299552_315 |  | 42.11827074046976 | -75.97976442599179 | PQ | 2771.281 | False | -1 | AN | 8100501
node_1375235_297_15300306_378 |  | 42.120336123893146 | -75.97975469015023 | PQ | 2771.281 | False | -1 | ABCN | 8100501
node_1375255_111_15300305_642 |  | 42.1203341079844 | -75.9796793068112 | PQ | 2771.281 | False | -1 | ABCN | 8100501
node_1375274_073_15300298_042 |  | 42.120313291535346 | -75.97960716494816 | PQ | 2771.281 | False | -1 | ABCN | 8100501
node_1375287_719_15298056_191 |  | 42.11417284717845 | -75.97955524806896 | PQ | 2771.281 | False | -1 | ABCN | 8100501
node_1375307_097_15300348_603 |  | 42.120451778440646 | -75.97948152351343 | PQ | 2771.281 | False | -1 | ABCN | 8100501
node_1375307_401_15298059_59 |  | 42.114182157061386 | -75.97948036693045 | PQ | 2771.281 | False | -1 | ABCN | 8100501
node_1375309_401_15300375_071 |  | 42.12052427446346 | -75.97947275783193 | PQ | 2771.281 | False | -1 | ABCN | 8100501
node_1375309_969_15300322_283 |  | 42.120379687790795 | -75.97947059684795 | PQ | 2771.281 | False | -1 | ABCN | 8100501
node_1375327_033_15298056_037 |  | 42.11417242537146 | -75.9794056760194 | PQ | 2771.281 | False | -1 | ABCN | 8100501
node_1375331_693_15299861_694 |  | 42.11911813154736 | -75.97938794681984 | PQ | 2771.281 | False | -1 | ABCN | 8100501
node_1375335_407_15299835_572 |  | 42.11904658322078 | -75.9793738167239 | PQ | 2771.281 | False | -1 | ABCN | 8100501
node_1375344_035_15299811_678 |  | 42.118981137400574 | -75.97934099107289 | PQ | 2771.281 | False | -1 | ABCN | 8100501
node_1375357_613_15300839_652 |  | 42.12179676482066 | -75.97928933290305 | PQ | 2771.281 | False | -1 | ABCD | 8100501
node_1375394_109_15300760_324 |  | 42.12157948491671 | -75.9791504820733 | PQ | 2771.281 | False | -1 | ABCN | 8100501
node_1375401_314_15297989_451 |  | 42.11399004588774 | -75.97912307029588 | PQ | 2771.281 | False | -1 | ABCN | 8100501
node_1375406_632_15300566_613 |  | 42.12104890923759 | -75.97910283770292 | PQ | 2771.281 | False | -1 | ABCN | 8100501
node_1375426_125_15300942_193 |  | 42.12207762528141 | -75.9790286756242 | PQ | 2771.281 | False | -1 | ABCN | 8100501
node_1375428_747_15300889_536 |  | 42.12193339741859 | -75.97901870009605 | PQ | 2771.281 | False | -1 | ABCN | 8100501
node_1375430_018_15300916_12 |  | 42.122006211166145 | -75.97901386451395 | PQ | 2771.281 | False | -1 | ABCN | 8100501
node_1375466_62_15300031_293 |  | 42.119582664302875 | -75.97887461040196 | PQ | 2771.281 | False | -1 | ABCN | 8100501
node_1375470_51_15300005_219 |  | 42.11951124744861 | -75.97885981070534 | PQ | 2771.281 | False | -1 | ABCN | 8100501
node_1375496_477_15297635_607 |  | 42.11302086488819 | -75.97876101797473 | PQ | 2771.281 | False | -1 | ABCD | 8100501
node_1375524_504_15299789_448 |  | 42.118920249287115 | -75.97865438787265 | PQ | 2771.281 | False | -1 | ABCN | 8100501
node_1375526_581_15299736_742 |  | 42.118775887212976 | -75.97864648582384 | PQ | 2771.281 | False | -1 | ABCN | 8100501
node_1375528_127_15299763_302 |  | 42.118848635224374 | -75.97864060399068 | PQ | 2771.281 | False | -1 | ABCN | 8100501
node_1375529_627_15299411_589 |  | 42.11788529104758 | -75.9786348971668 | PQ | 2771.281 | False | -1 | ABCN | 8100501
node_1375539_376_15299434_865 |  | 42.1179490441618 | -75.97859780661607 | PQ | 2771.281 | False | -1 | ABCN | 8100501
node_1375544_324_15299460_695 |  | 42.11801979269849 | -75.97857898170633 | PQ | 2771.281 | False | -1 | ABCN | 8100501
node_1375581_006_15300686_867 |  | 42.12137828571966 | -75.97843942323041 | PQ | 2771.281 | False | -1 | ABCN | 8100501
node_1375603_434_15300142_863 |  | 42.119888255252896 | -75.97835409479963 | PQ | 2771.281 | False | -1 | ABCN | 8100501
node_1375609_733_15298247_506 |  | 42.11469686019811 | -75.97833012994384 | PQ | 2771.281 | False | -1 | AN | 8100501
node_1375623_098_15300146_438 |  | 42.11989804720096 | -75.978279282143 | PQ | 2771.281 | False | -1 | ABCN | 8100501
node_1375761_452_15299487_761 |  | 42.11809392664716 | -75.9777529075348 | PQ | 2771.281 | False | -1 | ABCN | 8100501
node_1375769_936_15299161_794 |  | 42.117201100930515 | -75.9777206297389 | PQ | 2771.281 | False | -1 | ABCN | 8100501
node_1375787_087_15297882_908 |  | 42.11369822392316 | -75.97765537791454 | PQ | 2771.281 | False | -1 | ABCN | 8100501
node_1375851_406_15300959_018 |  | 42.122123709064994 | -75.97741067311075 | PQ | 2771.281 | False | -1 | ABCN | 8100501
node_1375870_861_15300954_075 |  | 42.12211017015609 | -75.97733665560492 | PQ | 2771.281 | False | -1 | ABCN | 8100501
node_1375874_154_15300150_151 |  | 42.11990821713193 | -75.97732412722421 | PQ | 2771.281 | False | -1 | ABCN | 8100501
node_1375888_666_15300942_529 |  | 42.12207854558758 | -75.97726891560536 | PQ | 2771.281 | False | -1 | ABCN | 8100501
node_1375893_873_15300147_571 |  | 42.11990115049528 | -75.97724910531737 | PQ | 2771.281 | False | -1 | ABCN | 8100501
node_1375913_453_15300151_938 |  | 42.11991311173646 | -75.97717461224288 | PQ | 2771.281 | False | -1 | ABCN | 8100501
node_1375914_866_15298537_632 |  | 42.11549151718445 | -75.97716923641477 | PQ | 2771.281 | False | -1 | ABCN | 8100501
node_1375915_791_15298511_042 |  | 42.11541868700286 | -75.9771657172067 | PQ | 2771.281 | False | -1 | ABCN | 8100501
node_1375925_24_15298753_265 |  | 42.11608213736306 | -75.97712976802076 | PQ | 2771.281 | False | -1 | ABCN | 8100501
node_1375942_823_15298741_122 |  | 42.11604887760769 | -75.97706287263114 | PQ | 2771.281 | False | -1 | ABCN | 8100501
node_1375970_778_15299950_222 |  | 42.11936061031067 | -75.9769565164566 | PQ | 2771.281 | False | -1 | ABCN | 8100501
node_1375972_582_15299976_755 |  | 42.11943328436891 | -75.97694965304973 | PQ | 2771.281 | False | -1 | ABCN | 8100501
node_1375974_146_15299924_012 |  | 42.11928882095153 | -75.97694370273469 | PQ | 2771.281 | False | -1 | ABCN | 8100501
node_1376029_134_15300382_809 |  | 42.1205454688954 | -75.97673449818004 | PQ | 2771.281 | False | -1 | ABCN | 8100501
node_1376083_794_15299417_425 |  | 42.117901275889245 | -75.97652654151753 | PQ | 2771.281 | False | -1 | AN | 8100501
node_1376144_478_15299998_208 |  | 42.11949204427436 | -75.9762956662503 | PQ | 2771.281 | False | -1 | ABCN | 8100501
node_1376160_29_15300690_403 |  | 42.12138797084648 | -75.97623550871741 | PQ | 2771.281 | False | -1 | ABCN | 8100501
node_1376299_731_15298794_191 |  | 42.11619423394117 | -75.97570499856417 | PQ | 2771.281 | False | -1 | ABCN | 8100501
node_1376312_699_15299425_794 |  | 42.117924198634256 | -75.97565566116937 | PQ | 2771.281 | False | -1 | AN | 8100501
node_1376348_443_15300802_638 |  | 42.12169538323579 | -75.97551967136066 | PQ | 2771.281 | False | -1 | ABCN | 8100501
node_1376355_392_15300827_64 |  | 42.12176386387514 | -75.97549323354785 | PQ | 2771.281 | False | -1 | ABCN | 8100501
node_1376357_298_15300854_161 |  | 42.121836505065296 | -75.97548598207698 | PQ | 2771.281 | False | -1 | ABCN | 8100501
node_1376442_406_15299565_679 |  | 42.11830734455201 | -75.97516218449863 | PQ | 2771.281 | False | -1 | ABCN | 8100501
node_1376462_118_15299568_72 |  | 42.11831567387064 | -75.97508718922363 | PQ | 2771.281 | False | -1 | ABCN | 8100501
node_1376489_33_15299977_872 |  | 42.11943634383912 | -75.97498365982919 | PQ | 2771.281 | False | -1 | ABCN | 8100501
node_1376508_627_15300237_03 |  | 42.120146179273604 | -75.97491024344214 | PQ | 2771.281 | False | -1 | ABCN | 8100501
node_1376531_69_15300181_387 |  | 42.119993772737516 | -75.97482249912258 | PQ | 2771.281 | False | -1 | AN | 8100501
node_1376579_531_15298987_345 |  | 42.11672328399371 | -75.97464048568148 | PQ | 2771.281 | False | -1 | ABCN | 8100501
node_1376587_225_15300981_514 |  | 42.122185325754174 | -75.97461121347948 | PQ | 2771.281 | False | -1 | ABCN | 8100501
node_1376592_531_15298714_183 |  | 42.11597509151284 | -75.9745910265411 | PQ | 2771.281 | False | -1 | ABCN | 8100501
node_1376665_116_15298752_18 |  | 42.11607916554105 | -75.97431487333313 | PQ | 2771.281 | False | -1 | ABCD | 8100501
node_1376709_644_15298847_392 |  | 42.11633995182351 | -75.97414546436373 | PQ | 2771.281 | False | -1 | ABCN | 8100501
node_1376728_9_15298853_914 |  | 42.1163578156236 | -75.97407220396319 | PQ | 2771.281 | False | -1 | ABCN | 8100501
node_1376748_723_15298853_533 |  | 42.11635677206214 | -75.97399678638322 | PQ | 2771.281 | False | -1 | ABCN | 8100501
node_1376985_375_15299334_57 |  | 42.117674335509534 | -75.97309643219197 | PQ | 2771.281 | False | -1 | ABCN | 8100501
node_1377026_558_15298943_757 |  | 42.1166038961804 | -75.97293974943983 | PQ | 2771.281 | False | -1 | ABCN | 8100501
node_1377027_595_15298970_357 |  | 42.116676753752074 | -75.97293580412224 | PQ | 2771.281 | False | -1 | ABCN | 8100501
node_1377030_681_15298917_749 |  | 42.11653266010056 | -75.97292406328323 | PQ | 2771.281 | False | -1 | ABCN | 8100501
node_1377037_828_15299370_206 |  | 42.117771942743516 | -75.97289687216967 | PQ | 2771.281 | False | -1 | ABCN | 8100501
node_1377038_676_15299388_715 |  | 42.117822639013966 | -75.97289364591191 | PQ | 2771.281 | False | -1 | ABCN | 8100501
node_1377039_402_15299379_402 |  | 42.11779713064686 | -75.97289088380914 | PQ | 2771.281 | False | -1 | ABCN | 8100501
node_1377075_461_15299120_377 |  | 42.11708765950023 | -75.9727536955674 | PQ | 2771.281 | False | -1 | ABCN | 8100501
node_1377381_332_15298505_585 |  | 42.115403740244645 | -75.97158999428098 | PQ | 2771.281 | False | -1 | ABCN | 8100501
node_1377392_018_15298507_308 |  | 42.11540845955276 | -75.97154933886759 | PQ | 2771.281 | False | -1 | ABCN | 8100501
node_1377401_492_15298513_591 |  | 42.1154256687303 | -75.97151329456791 | PQ | 2771.281 | False | -1 | ABCN | 8100501
node_1377549_106_15299373_727 |  | 42.117781586785235 | -75.97095168983358 | PQ | 2771.281 | False | -1 | ABCN | 8100501
node_1377638_461_15299107_57 |  | 42.11705258104458 | -75.97061173433454 | PQ | 2771.281 | False | -1 | ABCN | 8100501
node_8100501_200846807 |  | 42.112834464543 | -75.97776282219017 | PQ | 2771.281 | False | -1 | ABCN | 8100501
node_8100501_200846809 |  | 42.11290264936966 | -75.97770891172718 | PQ | 2771.281 | False | -1 | ABCN | 8100501
node_8100501_200848751 |  | 42.1161265503527 | -75.97173818527916 | PQ | 2771.281 | False | -1 | ABCD | 8100501
node_8100501_200848752 |  | 42.11661660790936 | -75.97078985952629 | PQ | 2771.281 | False | -1 | ABCD | 8100501
node_8100501_200848753 |  | 42.11776103875882 | -75.97084994477275 | PQ | 2771.281 | False | -1 | ABCN | 8100501
node_8100501_200848761 |  | 42.11554769968483 | -75.97160614459258 | PQ | 2771.281 | False | -1 | ABCN | 8100501
node_8100501_200850875 |  | 42.117825646443045 | -75.97298645028198 | PQ | 2771.281 | False | -1 | ABCN | 8100501
node_8100501_200850876 |  | 42.11802597737506 | -75.97248528842172 | PQ | 2771.281 | False | -1 | ABCD | 8100501
node_8100501_200850878 |  | 42.11790769338136 | -75.97118105089021 | PQ | 2771.281 | False | -1 | ABCD | 8100501
node_8100501_200850879 |  | 42.11786788466157 | -75.97075946117772 | PQ | 2771.281 | False | -1 | ABCD | 8100501
node_8100501_200851532 |  | 42.11308207346541 | -75.97780190632471 | PQ | 2771.281 | False | -1 | ABCD | 8100501
node_8100501_200851533 |  | 42.11616393231278 | -75.9773369789916 | PQ | 2771.281 | False | -1 | ABCD | 8100501
node_8100501_200851534 |  | 42.11307076136875 | -75.97805622141993 | PQ | 2771.281 | False | -1 | ABCD | 8100501
node_8100501_200851537 |  | 42.11320428245536 | -75.97782881209707 | PQ | 2771.281 | False | -1 | ABCD | 8100501
node_8100501_200851542 |  | 42.11592813946421 | -75.9773680659636 | PQ | 2771.281 | False | -1 | ABCD | 8100501
node_8100501_200851544 |  | 42.11572499557257 | -75.97741075681084 | PQ | 2771.281 | False | -1 | ABCD | 8100501
node_8100501_200851546 |  | 42.11546220159838 | -75.97746525317443 | PQ | 2771.281 | False | -1 | ABCN | 8100501
node_8100501_200851548 |  | 42.11477108179499 | -75.97757135824871 | PQ | 2771.281 | False | -1 | ABCD | 8100501
node_8100501_200851550 |  | 42.11431312265496 | -75.97764829003928 | PQ | 2771.281 | False | -1 | ABCD | 8100501
node_8100501_200851554 |  | 42.114717942330785 | -75.97843027328945 | PQ | 2771.281 | False | -1 | AN | 8100501
node_8100501_200851555 |  | 42.1144947461729 | -75.9784880035199 | PQ | 2771.281 | False | -1 | AD | 8100501
node_8100501_200851556 |  | 42.11418038766322 | -75.97853234554152 | PQ | 2771.281 | False | -1 | AD | 8100501
node_8100501_200851611 |  | 42.11667473784332 | -75.9779293587249 | PQ | 2771.281 | False | -1 | ABCD | 8100501
node_8100501_200851612 |  | 42.116928295887746 | -75.97789979737715 | PQ | 2771.281 | False | -1 | ABCD | 8100501
node_8100501_200851613 |  | 42.11721960565812 | -75.97785084424183 | PQ | 2771.281 | False | -1 | ABCN | 8100501
node_8100501_200851614 |  | 42.1175546327105 | -75.97783153615434 | PQ | 2771.281 | False | -1 | ABCD | 8100501
node_8100501_200851615 |  | 42.11786057699235 | -75.97774749366121 | PQ | 2771.281 | False | -1 | ABCD | 8100501
node_8100501_200851616 |  | 42.113800651808496 | -75.97774547344555 | PQ | 2771.281 | False | -1 | ABCN | 8100501
node_8100501_200851618 |  | 42.113833711616394 | -75.97824113012302 | PQ | 2771.281 | False | -1 | ABCD | 8100501
node_8100501_200851619 |  | 42.11385346259193 | -75.97858540378549 | PQ | 2771.281 | False | -1 | ABCD | 8100501
node_8100501_200851621 |  | 42.11390419994747 | -75.97913482254855 | PQ | 2771.281 | False | -1 | ABCN | 8100501
node_8100501_200851622 |  | 42.11393034102507 | -75.97947531068448 | PQ | 2771.281 | False | -1 | ABCN | 8100501
node_8100501_200851624 |  | 42.11794877026115 | -75.97695910735465 | PQ | 2771.281 | False | -1 | AD | 8100501
node_8100501_200851625 |  | 42.117937359560266 | -75.97655585176503 | PQ | 2771.281 | False | -1 | AN | 8100501
node_8100501_200851626 |  | 42.11786980196609 | -75.97610384468119 | PQ | 2771.281 | False | -1 | AD | 8100501
node_8100501_200851627 |  | 42.11783882928111 | -75.97567741558204 | PQ | 2771.281 | False | -1 | AN | 8100501
node_8100501_200851633 |  | 42.11818882226475 | -75.97977044859326 | PQ | 2771.281 | False | -1 | AN | 8100501
node_8100501_200851634 |  | 42.118157005965784 | -75.97937020620665 | PQ | 2771.281 | False | -1 | AD | 8100501
node_8100501_200851635 |  | 42.11812805740658 | -75.97910818309462 | PQ | 2771.281 | False | -1 | AD | 8100501
node_8100501_200851636 |  | 42.11808793644005 | -75.97881188860288 | PQ | 2771.281 | False | -1 | ABCD | 8100501
node_8100501_200851637 |  | 42.11805800183851 | -75.97855755828945 | PQ | 2771.281 | False | -1 | ABCD | 8100501
node_8100501_200851638 |  | 42.11802448187754 | -75.97811726921735 | PQ | 2771.281 | False | -1 | ABCD | 8100501
node_8100501_200851639 |  | 42.11801109909201 | -75.97775568485577 | PQ | 2771.281 | False | -1 | ABCN | 8100501
node_8100501_200851640 |  | 42.11797523728051 | -75.97734482397217 | PQ | 2771.281 | False | -1 | AD | 8100501
node_8100501_200851799 |  | 42.11675402112412 | -75.97474864521236 | PQ | 2771.281 | False | -1 | ABCN | 8100501
node_8100501_200851800 |  | 42.11613458385863 | -75.97268886224349 | PQ | 2771.281 | False | -1 | ABCD | 8100501
node_8100501_200851801 |  | 42.11612480012757 | -75.97318907296642 | PQ | 2771.281 | False | -1 | ABCD | 8100501
node_8100501_200851802 |  | 42.11607827810296 | -75.97401941584222 | PQ | 2771.281 | False | -1 | ABCN | 8100501
node_8100501_200851804 |  | 42.116083660250645 | -75.97426762844043 | PQ | 2771.281 | False | -1 | ABCD | 8100501
node_8100501_200851805 |  | 42.116054741820506 | -75.97455943356405 | PQ | 2771.281 | False | -1 | ABCN | 8100501
node_8100501_200851806 |  | 42.11610061470059 | -75.97480271546642 | PQ | 2771.281 | False | -1 | ABCD | 8100501
node_8100501_200851808 |  | 42.11607610880985 | -75.97525358499003 | PQ | 2771.281 | False | -1 | ABCN | 8100501
node_8100501_200851810 |  | 42.116103446833264 | -75.97570917595925 | PQ | 2771.281 | False | -1 | ABCN | 8100501
node_8100501_200851812 |  | 42.11612662704488 | -75.97624880181252 | PQ | 2771.281 | False | -1 | ABCD | 8100501
node_8100501_200851815 |  | 42.11632492015609 | -75.97694932966304 | PQ | 2771.281 | False | -1 | ABCN | 8100501
node_8100501_200851818 |  | 42.116500227525144 | -75.97762798896443 | PQ | 2771.281 | False | -1 | ABCD | 8100501
node_8100501_200851860 |  | 42.11806257324029 | -75.97886199451662 | PQ | 2771.281 | False | -1 | ABCN | 8100501
node_8100501_200851862 |  | 42.11851860685878 | -75.97889458048103 | PQ | 2771.281 | False | -1 | ABCD | 8100501
node_8100501_200853472 |  | 42.11665354615039 | -75.97269458048102 | PQ | 2771.281 | False | -1 | ABCN | 8100501
node_8100501_200853473 |  | 42.117048584834166 | -75.97287637325827 | PQ | 2771.281 | False | -1 | ABCN | 8100501
node_8100501_200853476 |  | 42.117345202799044 | -75.97300906452277 | PQ | 2771.281 | False | -1 | ABCD | 8100501
node_8100501_200853477 |  | 42.1176252169068 | -75.97299146087336 | PQ | 2771.281 | False | -1 | ABCD | 8100501
node_8100501_200853479 |  | 42.117662152408826 | -75.97316980292443 | PQ | 2771.281 | False | -1 | ABCN | 8100501
node_8100501_200853481 |  | 42.11778428196759 | -75.97308174663182 | PQ | 2771.281 | False | -1 | ABCD | 8100501
node_8100501_200857185 |  | 42.11662463593727 | -75.97067884277892 | PQ | 2771.281 | False | -1 | ABCD | 8100501
node_8100501_200857196 |  | 42.1172928110836 | -75.97068776825148 | PQ | 2771.281 | False | -1 | ABCD | 8100501
node_8100501_200857197 |  | 42.11705722913853 | -75.97067946292044 | PQ | 2771.281 | False | -1 | ABCN | 8100501
node_8100501_200857214 |  | 42.11681083085698 | -75.97068373162472 | PQ | 2771.281 | False | -1 | ABCD | 8100501
node_8100501_200859382 |  | 42.12018040589825 | -75.97788588794506 | PQ | 2771.281 | False | -1 | ABCN | 8100501
node_8100501_200859383 |  | 42.118584367664724 | -75.97517203067211 | PQ | 2771.281 | False | -1 | ABCN | 8100501
node_8100501_200859384 |  | 42.1201941337986 | -75.97726334954979 | PQ | 2771.281 | False | -1 | ABCN | 8100501
node_8100501_200859386 |  | 42.120197311046084 | -75.97686363980009 | PQ | 2771.281 | False | -1 | ABCD | 8100501
node_8100501_200859387 |  | 42.12019053748312 | -75.97680143922425 | PQ | 2771.281 | False | -1 | ABCN | 8100501
node_8100501_200859388 |  | 42.12020722077143 | -75.97565486601859 | PQ | 2771.281 | False | -1 | ABCD | 8100501
node_8100501_200859389 |  | 42.1200629490845 | -75.97498205811395 | PQ | 2771.281 | False | -1 | ABCN | 8100501
node_8100501_200859391 |  | 42.11944959241334 | -75.9751058771696 | PQ | 2771.281 | False | -1 | ABCN | 8100501
node_8100501_200859392 |  | 42.119419816674174 | -75.97588552442652 | PQ | 2771.281 | False | -1 | ABCD | 8100501
node_8100501_200859393 |  | 42.11937055564311 | -75.97627717994544 | PQ | 2771.281 | False | -1 | ABCN | 8100501
node_8100501_200859394 |  | 42.11937721964581 | -75.97668047358056 | PQ | 2771.281 | False | -1 | ABCN | 8100501
node_8100501_200859395 |  | 42.11900107188955 | -75.97515153556525 | PQ | 2771.281 | False | -1 | ABCD | 8100501
node_8100501_200859470 |  | 42.12143137862075 | -75.97900809681727 | PQ | 2771.281 | False | -1 | ABCD | 8100501
node_8100501_200859472 |  | 42.121452989381666 | -75.97847059009794 | PQ | 2771.281 | False | -1 | ABCN | 8100501
node_8100501_200859473 |  | 42.121490998574224 | -75.97781315257232 | PQ | 2771.281 | False | -1 | ABCD | 8100501
node_8100501_200859474 |  | 42.12149978530692 | -75.97736931005122 | PQ | 2771.281 | False | -1 | ABCD | 8100501
node_8100501_200859475 |  | 42.12158639542999 | -75.97736159822986 | PQ | 2771.281 | False | -1 | ABCD | 8100501
node_8100501_200859476 |  | 42.12184476043075 | -75.97742875993794 | PQ | 2771.281 | False | -1 | ABCN | 8100501
node_8100501_200859477 |  | 42.12154418734055 | -75.97656272658553 | PQ | 2771.281 | False | -1 | ABCD | 8100501
node_8100501_200859478 |  | 42.12147657222723 | -75.97621491469226 | PQ | 2771.281 | False | -1 | ABCN | 8100501
node_8100501_200859479 |  | 42.121449557406585 | -75.97574261794725 | PQ | 2771.281 | False | -1 | ABCN | 8100501
node_8100501_200859480 |  | 42.121796307406576 | -75.97580064112799 | PQ | 2771.281 | False | -1 | ABCN | 8100501
node_8100501_200859510 |  | 42.12144595013508 | -75.9794832355606 | PQ | 2771.281 | False | -1 | ABCD | 8100501
node_8100501_200859511 |  | 42.12151291884287 | -75.98037912701558 | PQ | 2771.281 | False | -1 | ABCD | 8100501
node_8100501_200859512 |  | 42.1215689123518 | -75.98097043006142 | PQ | 2771.281 | False | -1 | ABCN | 8100501
node_8100501_200859513 |  | 42.121616371116616 | -75.98155008738199 | PQ | 2771.281 | False | -1 | ABCD | 8100501
node_8100501_200859514 |  | 42.12167729209816 | -75.9824093410276 | PQ | 2771.281 | False | -1 | ABCD | 8100501
node_8100501_200859702 |  | 42.11883610974787 | -75.97890553377835 | PQ | 2771.281 | False | -1 | ABCN | 8100501
node_8100501_200859703 |  | 42.12153095793938 | -75.97927465114746 | PQ | 2771.281 | False | -1 | ABCN | 8100501
node_8100501_200859704 |  | 42.121822256753724 | -75.97928876222066 | PQ | 2771.281 | False | -1 | ABCD | 8100501
node_8100501_200859705 |  | 42.12197257342789 | -75.97931403964594 | PQ | 2771.281 | False | -1 | ABCN | 8100501
node_8100501_200859706 |  | 42.12219899613538 | -75.97932264553637 | PQ | 2771.281 | False | -1 | ABCD | 8100501
node_8100501_200859717 |  | 42.1190382319901 | -75.97892845618763 | PQ | 2771.281 | False | -1 | ABCD | 8100501
node_8100501_200859728 |  | 42.11914385903497 | -75.97911137130691 | PQ | 2771.281 | False | -1 | ABCN | 8100501
node_8100501_200859740 |  | 42.119494131397275 | -75.97912844992854 | PQ | 2771.281 | False | -1 | ABCN | 8100501
node_8100501_200859761 |  | 42.11980350491521 | -75.97915093481465 | PQ | 2771.281 | False | -1 | ABCD | 8100501
node_8100501_200859762 |  | 42.120025991670424 | -75.97930436848172 | PQ | 2771.281 | False | -1 | ABCD | 8100501
node_8100501_200859763 |  | 42.12005500596579 | -75.97973077855814 | PQ | 2771.281 | False | -1 | ABCN | 8100501
node_8100501_200859783 |  | 42.12017320778929 | -75.97918320119692 | PQ | 2771.281 | False | -1 | ABCD | 8100501
node_8100501_200859784 |  | 42.120455796563114 | -75.97920606653797 | PQ | 2771.281 | False | -1 | ABCN | 8100501
node_8100501_200859786 |  | 42.121060303504436 | -75.97924918729927 | PQ | 2771.281 | False | -1 | ABCN | 8100501
node_8100501_200917367 |  | 42.118540748986945 | -75.97310891111353 | PQ | 2771.281 | False | -1 | AN | 8100501
node_8100501_200917368 |  | 42.118562028328085 | -75.97255908145915 | PQ | 2771.281 | False | -1 | AN | 8100501
node_8100501_200917369 |  | 42.11895131509831 | -75.9729588863226 | PQ | 2771.281 | False | -1 | AD | 8100501
node_8100501_200917370 |  | 42.118969885562066 | -75.97241942406495 | PQ | 2771.281 | False | -1 | AN | 8100501
node_8100501_200917371 |  | 42.11899734957977 | -75.97179475131756 | PQ | 2771.281 | False | -1 | AN | 8100501
node_8100501_200917372 |  | 42.11899097317275 | -75.97340471481843 | PQ | 2771.281 | False | -1 | AN | 8100501
node_8100501_200917428 |  | 42.11240014576767 | -75.97776936981946 | PQ | 2771.281 | False | -1 | ABCN | 8100501
node_8100501_200917455 |  | 42.118991920868986 | -75.9739011438194 | PQ | 2771.281 | False | -1 | AN | 8100501
node_8100501_200961775 |  | 42.11256127877833 | -75.97753335841071 | PQ | 2771.281 | False | -1 | ABCN | 8100501
node_8100501_200974618 |  | 42.116232878583226 | -75.97659089546825 | PQ | 2771.281 | False | -1 | ABCD | 8100501
node_8100501_200976174 |  | 42.11641412685727 | -75.97729072708626 | PQ | 2771.281 | False | -1 | ABCD | 8100501
node_8100501_200979926 |  | 42.12017658772325 | -75.97833294150576 | PQ | 2771.281 | False | -1 | ABCN | 8100501
node_8100501_201027288 |  | 42.12048163908901 | -75.97673998814462 | PQ | 2771.281 | False | -1 | ABCN | 8100501
node_8100501_201027289 |  | 42.119430263244794 | -75.97627851914677 | PQ | 2771.281 | False | -1 | ABCN | 8100501
node_8100501_201027293 |  | 42.12210334181301 | -75.97474271392007 | PQ | 2771.281 | False | -1 | ABCN | 8100501
node_8100501_201027297 |  | 42.12004529618791 | -75.97492471594752 | PQ | 2771.281 | False | -1 | AN | 8100501
node_8100501_201044596 |  | 42.11661003429386 | -75.97797155878527 | PQ | 2771.281 | False | -1 | ABCD | 8100501
node_8100501_201054805 |  | 42.11267897936366 | -75.97759422358976 | PQ | 2771.281 | False | -1 | ABCN | 8100501
node_8100501_201054806 |  | 42.112815548964434 | -75.97766340931804 | PQ | 2771.281 | False | -1 | ABCN | 8100501
node_8100501_201054807 |  | 42.11299766550353 | -75.97775836706299 | PQ | 2771.281 | False | -1 | ABCN | 8100501
node_8100501_310005555 |  | 42.11315496664416 | -75.97870539546457 | PQ | 2771.281 | False | -1 | ABCD | 8100501
node_8100501_310005680 |  | 42.113189650682884 | -75.97916185387103 | PQ | 2771.281 | False | -1 | ABCD | 8100501
node_8100501_310005681 |  | 42.11330329753865 | -75.97909534274088 | PQ | 2771.281 | False | -1 | ABCD | 8100501
node_8100501_310031147 |  | 42.11745338807595 | -75.97070450065912 | PQ | 2771.281 | False | -1 | ABCD | 8100501
node_8100501_311907639 |  | 42.12025500821703 | -75.97790991747819 | PQ | 2771.281 | False | -1 | AN | 8100501
node_8100501_312015040 |  | 42.11274443066187 | -75.97778635332735 | PQ | 2771.281 | False | -1 | ABCD | 8100501
node_8100501_312015046 |  | 42.112270708539704 | -75.97742304550495 | PQ | 2771.281 | False | -1 | ABCD | 8100501
node_8100501_312015048 |  | 42.11197017379559 | -75.97725836178572 | PQ | 2771.281 | False | -1 | ABCD | 8100501
node_8100501_312015049 |  | 42.11153867893592 | -75.97704909255371 | PQ | 2771.281 | False | -1 | ABCD | 8100501
node_8100501_312033835 |  | 42.11307646398019 | -75.977928015719 | PQ | 2771.281 | False | -1 | ABCD | 8100501
node_220416211 |  | 42.11672567240733 | -75.97792270456824 | PQ | 2771.281 | False | -1 | ABCD | 8100501
node_311918779 |  | 42.11669990109561 | -75.97792607159434 | PQ | 2771.281 | False | -1 | ABCD | 8100501
node_312042029 |  | 42.11306734582771 | -75.97810379730842 | PQ | 2771.281 | False | -1 | ABCD | 8100501
node_SOURCE_8100501 |  | 42.11224971405523 | -75.97798380182479 | SWING | 2771.281 | False | -1 | ABCN | 8100501
node_intto1_8100501_200850875 |  | 42.117825646443045 | -75.97298645028198 | PQ | 2771.281 | False | -1 | ABCD | 8100501
node_intto1_8100501_200851532 |  | 42.11308207346541 | -75.97780190632471 | PQ | 2771.281 | False | -1 | ABCD | 8100501
node_intto1_8100501_200851640 |  | 42.11797523728051 | -75.97734482397217 | PQ | 2771.281 | False | -1 | AD | 8100501
node_intto1_8100501_200851799 |  | 42.11675402112412 | -75.97474864521236 | PQ | 2771.281 | False | -1 | ABCN | 8100501
node_intto1_8100501_200851806 |  | 42.11610061470059 | -75.97480271546642 | PQ | 2771.281 | False | -1 | ABCD | 8100501
node_intto1_8100501_200851812 |  | 42.11612662704488 | -75.97624880181252 | PQ | 2771.281 | False | -1 | ABCD | 8100501
node_intto1_8100501_200859388 |  | 42.12020722077143 | -75.97565486601859 | PQ | 2771.281 | False | -1 | ABCD | 8100501
node_intto1_8100501_201027289 |  | 42.119430263244794 | -75.97627851914677 | PQ | 2771.281 | False | -1 | ABCN | 8100501
node_intto1_8100501_201027293 |  | 42.12210334181301 | -75.97474271392007 | PQ | 2771.281 | False | -1 | ABCN | 8100501
node_intto1_8100501_201054805 |  | 42.11267897936366 | -75.97759422358976 | PQ | 2771.281 | False | -1 | ABCN | 8100501
node_intto1_8100501_310005555 |  | 42.11315496664416 | -75.97870539546457 | PQ | 2771.281 | False | -1 | ABCD | 8100501
node_intto1_8100501_310005681 |  | 42.11330329753865 | -75.97909534274088 | PQ | 2771.281 | False | -1 | ABCD | 8100501
node_intto1_8100501_311907639 |  | 42.12025500821703 | -75.97790991747819 | PQ | 2771.281 | False | -1 | AN | 8100501
node_intto1_8100501_312015040 |  | 42.11274443066187 | -75.97778635332735 | PQ | 2771.281 | False | -1 | ABCD | 8100501
node_intto1_220416211 |  | 42.11672567240733 | -75.97792270456824 | PQ | 2771.281 | False | -1 | ABCD | 8100501
node_intto1_311918779 |  | 42.11669990109561 | -75.97792607159434 | PQ | 2771.281 | False | -1 | ABCD | 8100501
node_intto1_312042029 |  | 42.11306734582771 | -75.97810379730842 | PQ | 2771.281 | False | -1 | ABCD | 8100501

## Capacitor
Name | GroupId | NominalVoltage | RemoteSense | RemoteSenseB | ParticipatingPhases | PhasesConnected | SwitchA | SwitchB | SwitchC | Control | ControlLevel | VoltageSetHigh | VoltageSetLow | ReactivePowerSetHigh | ReactivePowerSetLow | CapacitorA | CapacitorB | CapacitorC | TimeDelay | DwellTime | LockoutTime | CurrentSetHigh | CurrentSetLow | Status | ParentNode | Phases | Feeder | Comments
cap_220369211 |  | 0 |  |  |  |  | CLOSED | CLOSED | CLOSED | MANUAL | BANK | 0 | 0 | 0 | 0 | 100000 | 100000 | 100000 | 0 | 0 | 0 | 0 | 0 | OPEN | node_1376665_116_15298752_18 | ABCN | 8100501
cap_220369333 |  | 0 |  |  |  |  | CLOSED | CLOSED | CLOSED | MANUAL | BANK | 0 | 0 | 0 | 0 | 150000 | 150000 | 150000 | 0 | 0 | 0 | 0 | 0 | OPEN | node_1375357_613_15300839_652 | ABCN | 8100501

## EVChargingStation
Name | GroupId | ServiceCharge | ServiceDischarge | ChargeEfficiency | DischargeEfficiency | CommitmentStatus | ConstructionTime | CalendarLife | YearOfInstallation | DepthOfDischarge | ReactivePower | ReactivePowerA | ReactivePowerB | ReactivePowerC | ActivePower | ActivePowerA | ActivePowerB | ActivePowerC | Energy | MaxEnergy | PowerCharge | PowerDischarge | RampUpLimit | RampDownLimit | CapitalCost | FixedOperatingCost | VariableOperatingCost | MaxReactivePower | MaxActivePower | OutputSchedule | PlanningStatus | UnitType | UnitSubtype | ParentNode | Phases | Feeder | Comments
evchargingstation_load_220345369 |  | 0 | 0 | 0.92 | 0 | False | 0 | 0 | 0 | 0 | 0 | 0 | 0 | 0 | 0 | 0 | 0 | 0 | 0 | 0.19430129019403203 | 0 | 0 | 0 | 0 | 0 | 0 | 0.001 | 0.013795334055665506 | 0.032383548365672005 | OPTIMIZED | INSTALLED |  |  | node_1375914_866_15298537_632 | AN | 8100501
evchargingstation_load_220345370 |  | 0 | 0 | 0.92 | 0 | False | 0 | 0 | 0 | 0 | 0 | 0 | 0 | 0 | 0 | 0 | 0 | 0 | 0 | 0.2792253202814603 | 0 | 0 | 0 | 0 | 0 | 0 | 0.001 | 0.01982491495561122 | 0.04653755338024338 | OPTIMIZED | INSTALLED |  |  | node_1375609_733_15298247_506 | AN | 8100501
evchargingstation_load_220345393 |  | 0 | 0 | 0.92 | 0 | False | 0 | 0 | 0 | 0 | 0 | 0 | 0 | 0 | 0 | 0 | 0 | 0 | 0 | 0.0329099720674737 | 0 | 0 | 0 | 0 | 0 | 0 | 0.001 | 0.0023365983468212003 | 0.00548499534457895 | OPTIMIZED | INSTALLED |  |  | node_1375401_314_15297989_451 | AN | 8100501
evchargingstation_load_220345399 |  | 0 | 0 | 0.92 | 0 | False | 0 | 0 | 0 | 0 | 0 | 0 | 0 | 0 | 0 | 0 | 0 | 0 | 0 | 0.04521300342087138 | 0 | 0 | 0 | 0 | 0 | 0 | 0.001 | 0.0032101096813393704 | 0.00753550057014523 | OPTIMIZED | INSTALLED |  |  | node_1375232_738_15299552_315 | AN | 8100501
evchargingstation_load_220345400 |  | 0 | 0 | 0.92 | 0 | False | 0 | 0 | 0 | 0 | 0 | 0 | 0 | 0 | 0 | 0 | 0 | 0 | 0 | 0.03772420172749888 | 0 | 0 | 0 | 0 | 0 | 0 | 0.001 | 0.002678407001712597 | 0.006287366954583147 | OPTIMIZED | INSTALLED |  |  | node_1375761_452_15299487_761 | AN | 8100501
evchargingstation_load_220345441 |  | 0 | 0 | 0.92 | 0 | False | 0 | 0 | 0 | 0 | 0 | 0 | 0 | 0 | 0 | 0 | 0 | 0 | 0 | 0.02081071763090249 | 0 | 0 | 0 | 0 | 0 | 0 | 0.001 | 0.0014775548196183388 | 0.003468452938483748 | OPTIMIZED | INSTALLED |  |  | node_1376592_531_15298714_183 | AN | 8100501
evchargingstation_load_220345443 |  | 0 | 0 | 0.92 | 0 | False | 0 | 0 | 0 | 0 | 0 | 0 | 0 | 0 | 0 | 0 | 0 | 0 | 0 | 0.12950023064321697 | 0 | 0 | 0 | 0 | 0 | 0 | 0.001 | 0.009194478167496498 | 0.021583371773869493 | OPTIMIZED | INSTALLED |  |  | node_1375925_24_15298753_265 | AN | 8100501
evchargingstation_load_220345454 |  | 0 | 0 | 0.92 | 0 | False | 0 | 0 | 0 | 0 | 0 | 0 | 0 | 0 | 0 | 0 | 0 | 0 | 0 | 0.07994847703491548 | 0 | 0 | 0 | 0 | 0 | 0 | 0.001 | 0.005676318048334787 | 0.013324746172485913 | OPTIMIZED | INSTALLED |  |  | node_1375539_376_15299434_865 | AN | 8100501
evchargingstation_load_220345456 |  | 0 | 0 | 0.92 | 0 | False | 0 | 0 | 0 | 0 | 0 | 0 | 0 | 0 | 0 | 0 | 0 | 0 | 0 | 0.07994847703491548 | 0 | 0 | 0 | 0 | 0 | 0 | 0.001 | 0.005676318048334787 | 0.013324746172485913 | OPTIMIZED | INSTALLED |  |  | node_1375529_627_15299411_589 | CN | 8100501
evchargingstation_load_220346012 |  | 0 | 0 | 0.92 | 0 | False | 0 | 0 | 0 | 0 | 0 | 0 | 0 | 0 | 0 | 0 | 0 | 0 | 0 | 0.03815722767575512 | 0 | 0 | 0 | 0 | 0 | 0 | 0.001 | 0.002709151608185876 | 0.006359537945959186 | OPTIMIZED | INSTALLED |  |  | node_1377075_461_15299120_377 | AN | 8100501
evchargingstation_load_220346013 |  | 0 | 0 | 0.92 | 0 | False | 0 | 0 | 0 | 0 | 0 | 0 | 0 | 0 | 0 | 0 | 0 | 0 | 0 | 0.026185333812200444 | 0 | 0 | 0 | 0 | 0 | 0 | 0.001 | 0.0018591506816671894 | 0.004364222302033407 | OPTIMIZED | INSTALLED |  |  | node_1376985_375_15299334_57 | AN | 8100501
evchargingstation_load_220346938 |  | 0 | 0 | 0.92 | 0 | False | 0 | 0 | 0 | 0 | 0 | 0 | 0 | 0 | 0 | 0 | 0 | 0 | 0 | 0.12366711639905947 | 0 | 0 | 0 | 0 | 0 | 0 | 0.001 | 0.008780328707131708 | 0.020611186066509912 | OPTIMIZED | INSTALLED |  |  | node_1377638_461_15299107_57 | AN | 8100501
evchargingstation_load_220347614 |  | 0 | 0 | 0.92 | 0 | False | 0 | 0 | 0 | 0 | 0 | 0 | 0 | 0 | 0 | 0 | 0 | 0 | 0 | 0.03148353364968847 | 0 | 0 | 0 | 0 | 0 | 0 | 0.001 | 0.002235321337084905 | 0.0052472556082814115 | OPTIMIZED | INSTALLED |  |  | node_1375581_006_15300686_867 | AN | 8100501
evchargingstation_load_220347689 |  | 0 | 0 | 0.92 | 0 | False | 0 | 0 | 0 | 0 | 0 | 0 | 0 | 0 | 0 | 0 | 0 | 0 | 0 | 0.06296706729937694 | 0 | 0 | 0 | 0 | 0 | 0 | 0.001 | 0.004470643263802092 | 0.010494511216562823 | OPTIMIZED | INSTALLED |  |  | node_1375394_109_15300760_324 | AN | 8100501
evchargingstation_load_220540639 |  | 0 | 0 | 0.92 | 0 | False | 0 | 0 | 0 | 0 | 0 | 0 | 0 | 0 | 0 | 0 | 0 | 0 | 0 | 0.031101451930638853 | 0 | 0 | 0 | 0 | 0 | 0 | 0.001 | 0.0022081941246646646 | 0.005183575321773142 | OPTIMIZED | INSTALLED |  |  | node_1376299_731_15298794_191 | AN | 8100501
evchargingstation_load_220618632 |  | 0 | 0 | 0.92 | 0 | False | 0 | 0 | 0 | 0 | 0 | 0 | 0 | 0 | 0 | 0 | 0 | 0 | 0 | 0.4936750531267089 | 0 | 0 | 0 | 0 | 0 | 0 | 0.001 | 0.03505078183563153 | 0.08227917552111814 | OPTIMIZED | INSTALLED |  |  | node_1376312_699_15299425_794 | AN | 8100501
evchargingstation_load_220622904 |  | 0 | 0 | 0.92 | 0 | False | 0 | 0 | 0 | 0 | 0 | 0 | 0 | 0 | 0 | 0 | 0 | 0 | 0 | 0.12078876744888567 | 0 | 0 | 0 | 0 | 0 | 0 | 0.001 | 0.008575966285448738 | 0.020131461241480946 | OPTIMIZED | INSTALLED |  |  | node_1376083_794_15299417_425 | AN | 8100501
evchargingstation_load_220624876 |  | 0 | 0 | 0.92 | 0 | False | 0 | 0 | 0 | 0 | 0 | 0 | 0 | 0 | 0 | 0 | 0 | 0 | 0 | 0.19430129019403203 | 0 | 0 | 0 | 0 | 0 | 0 | 0.001 | 0.013795334055665506 | 0.032383548365672005 | OPTIMIZED | INSTALLED |  |  | node_1375915_791_15298511_042 | AN | 8100501

## Fuse
Name | GroupId | MeanReplacementTime | PhaseAStatus | PhaseBStatus | PhaseCStatus | RepairDistributionType | CurrentLimit | CurrentInAReal | CurrentInAImag | CurrentInA | CurrentInBReal | CurrentInBImag | CurrentInB | CurrentInCReal | CurrentInCImag | CurrentInC | CurrentOutAReal | CurrentOutAImag | CurrentOutA | CurrentOutBReal | CurrentOutBImag | CurrentOutB | CurrentOutCReal | CurrentOutCImag | CurrentOutC | ActivePowerInA | ReactivePowerInA | PowerInA | ActivePowerInB | ReactivePowerInB | PowerInB | ActivePowerInC | ReactivePowerInC | PowerInC | ActivePowerOutA | ReactivePowerOutA | PowerOutA | ActivePowerOutB | ReactivePowerOutB | PowerOutB | ActivePowerOutC | ReactivePowerOutC | PowerOutC | Status | From | To | Length | Phases | Feeder | Comments
fuse_220386496 |  | 0 | GOOD | GOOD | GOOD | NONE | 100 | 0 | 0 | 0+0j | 0 | 0 | 0+0j | 0 | 0 | 0+0j | 0 | 0 | 0+0j | 0 | 0 | 0+0j | 0 | 0 | 0+0j | 0 | 0 | 0+0j | 0 | 0 | 0+0j | 0 | 0 | 0+0j | 0 | 0 | 0+0j | 0 | 0 | 0+0j | 0 | 0 | 0+0j | OPEN | node_intto1_8100501_201027293 | node_8100501_201027293 | 0 | ABCN | 8100501
fuse_220386507 |  | 0 | GOOD | GOOD | GOOD | NONE | 100 | 0 | 0 | 0+0j | 0 | 0 | 0+0j | 0 | 0 | 0+0j | 0 | 0 | 0+0j | 0 | 0 | 0+0j | 0 | 0 | 0+0j | 0 | 0 | 0+0j | 0 | 0 | 0+0j | 0 | 0 | 0+0j | 0 | 0 | 0+0j | 0 | 0 | 0+0j | 0 | 0 | 0+0j | OPEN | node_intto1_8100501_201027289 | node_8100501_201027289 | 0 | ABCN | 8100501
fuse_220386508 |  | 0 | GOOD | GOOD | GOOD | NONE | 150 | 0 | 0 | 0+0j | 0 | 0 | 0+0j | 0 | 0 | 0+0j | 0 | 0 | 0+0j | 0 | 0 | 0+0j | 0 | 0 | 0+0j | 0 | 0 | 0+0j | 0 | 0 | 0+0j | 0 | 0 | 0+0j | 0 | 0 | 0+0j | 0 | 0 | 0+0j | 0 | 0 | 0+0j | OPEN | node_intto1_8100501_311907639 | node_8100501_311907639 | 0 | AN | 8100501
fuse_220388834 |  | 0 | GOOD | GOOD | GOOD | NONE | 30 | 0 | 0 | 0+0j | 0 | 0 | 0+0j | 0 | 0 | 0+0j | 0 | 0 | 0+0j | 0 | 0 | 0+0j | 0 | 0 | 0+0j | 0 | 0 | 0+0j | 0 | 0 | 0+0j | 0 | 0 | 0+0j | 0 | 0 | 0+0j | 0 | 0 | 0+0j | 0 | 0 | 0+0j | OPEN | node_intto1_8100501_200851799 | node_8100501_200851799 | 0 | ABCN | 8100501
fuse_220389048 |  | 0 | GOOD | GOOD | GOOD | NONE | 150 | 0 | 0 | 0+0j | 0 | 0 | 0+0j | 0 | 0 | 0+0j | 0 | 0 | 0+0j | 0 | 0 | 0+0j | 0 | 0 | 0+0j | 0 | 0 | 0+0j | 0 | 0 | 0+0j | 0 | 0 | 0+0j | 0 | 0 | 0+0j | 0 | 0 | 0+0j | 0 | 0 | 0+0j | OPEN | node_intto1_8100501_200850875 | node_8100501_200850875 | 0 | ABCD | 8100501
fuse_220389204 |  | 0 | GOOD | GOOD | GOOD | NONE | 125 | 0 | 0 | 0+0j | 0 | 0 | 0+0j | 0 | 0 | 0+0j | 0 | 0 | 0+0j | 0 | 0 | 0+0j | 0 | 0 | 0+0j | 0 | 0 | 0+0j | 0 | 0 | 0+0j | 0 | 0 | 0+0j | 0 | 0 | 0+0j | 0 | 0 | 0+0j | 0 | 0 | 0+0j | OPEN | node_intto1_8100501_200851640 | node_8100501_200851640 | 0 | AD | 8100501
fuse_311918779 |  | 0 | GOOD | GOOD | GOOD | NONE | 300 | 0 | 0 | 0+0j | 0 | 0 | 0+0j | 0 | 0 | 0+0j | 0 | 0 | 0+0j | 0 | 0 | 0+0j | 0 | 0 | 0+0j | 0 | 0 | 0+0j | 0 | 0 | 0+0j | 0 | 0 | 0+0j | 0 | 0 | 0+0j | 0 | 0 | 0+0j | 0 | 0 | 0+0j | OPEN | node_intto1_311918779 | node_311918779 | 0 | ABCD | 8100501
fuse_312111863 |  | 0 | GOOD | GOOD | GOOD | NONE | 20 | 0 | 0 | 0+0j | 0 | 0 | 0+0j | 0 | 0 | 0+0j | 0 | 0 | 0+0j | 0 | 0 | 0+0j | 0 | 0 | 0+0j | 0 | 0 | 0+0j | 0 | 0 | 0+0j | 0 | 0 | 0+0j | 0 | 0 | 0+0j | 0 | 0 | 0+0j | 0 | 0 | 0+0j | OPEN | node_intto1_8100501_200851806 | node_8100501_200851806 | 0 | ABCD | 8100501

## Generator
Name | GroupId | ColdStartupCost | ColdStartupTime | HotStartupCost | HotStartupStatus | ShutdownCost | CommitmentStatus | ConstructionTime | CalendarLife | YearOfInstallation | ReactivePower | ActivePower | MaxPowerOutput | MinPowerOutput | MinimumDowntime | MinimumUptime | NoLoadCost | NonSpinningReserve | SpinningReserve | OperatingReserve | RampUpLimit | RampDownLimit | StartupCapability | ShutdownCapability | ShutdownStatus | StartupStatus | CapitalCost | FixedOperatingCost | VariableOperatingCost | MaxReactivePower | MaxActivePower | OutputSchedule | PlanningStatus | UnitType | UnitSubtype | ParentNode | Phases | Feeder | Comments
generator_load_220345369 |  | 0 | 0 | 0 | 0 | 0 | False | 0 | 0 | 0 | 0 | 0 | 0 | 0 | 0 | 0 | 0 | 0 | 0 | 0 | 0 | 0 | 0 | 0 | False | False | 0 | 0 | 0.19 | 0.013795334055665506 | 0.032383548365672005 | OPTIMIZED | INSTALLED | natural_gas |  | node_1375914_866_15298537_632 | AN | 8100501
generator_load_220345370 |  | 0 | 0 | 0 | 0 | 0 | False | 0 | 0 | 0 | 0 | 0 | 0 | 0 | 0 | 0 | 0 | 0 | 0 | 0 | 0 | 0 | 0 | 0 | False | False | 0 | 0 | 0.19 | 0.01982491495561122 | 0.04653755338024338 | OPTIMIZED | INSTALLED | natural_gas |  | node_1375609_733_15298247_506 | AN | 8100501
generator_load_220345393 |  | 0 | 0 | 0 | 0 | 0 | False | 0 | 0 | 0 | 0 | 0 | 0 | 0 | 0 | 0 | 0 | 0 | 0 | 0 | 0 | 0 | 0 | 0 | False | False | 0 | 0 | 0.19 | 0.0023365983468212003 | 0.00548499534457895 | OPTIMIZED | INSTALLED | natural_gas |  | node_1375401_314_15297989_451 | AN | 8100501
generator_load_220345399 |  | 0 | 0 | 0 | 0 | 0 | False | 0 | 0 | 0 | 0 | 0 | 0 | 0 | 0 | 0 | 0 | 0 | 0 | 0 | 0 | 0 | 0 | 0 | False | False | 0 | 0 | 0.19 | 0.0032101096813393704 | 0.00753550057014523 | OPTIMIZED | INSTALLED | natural_gas |  | node_1375232_738_15299552_315 | AN | 8100501
generator_load_220345400 |  | 0 | 0 | 0 | 0 | 0 | False | 0 | 0 | 0 | 0 | 0 | 0 | 0 | 0 | 0 | 0 | 0 | 0 | 0 | 0 | 0 | 0 | 0 | False | False | 0 | 0 | 0.19 | 0.002678407001712597 | 0.006287366954583147 | OPTIMIZED | INSTALLED | natural_gas |  | node_1375761_452_15299487_761 | AN | 8100501
generator_load_220345441 |  | 0 | 0 | 0 | 0 | 0 | False | 0 | 0 | 0 | 0 | 0 | 0 | 0 | 0 | 0 | 0 | 0 | 0 | 0 | 0 | 0 | 0 | 0 | False | False | 0 | 0 | 0.19 | 0.0014775548196183388 | 0.003468452938483748 | OPTIMIZED | INSTALLED | natural_gas |  | node_1376592_531_15298714_183 | AN | 8100501
generator_load_220345443 |  | 0 | 0 | 0 | 0 | 0 | False | 0 | 0 | 0 | 0 | 0 | 0 | 0 | 0 | 0 | 0 | 0 | 0 | 0 | 0 | 0 | 0 | 0 | False | False | 0 | 0 | 0.19 | 0.009194478167496498 | 0.021583371773869493 | OPTIMIZED | INSTALLED | natural_gas |  | node_1375925_24_15298753_265 | AN | 8100501
generator_load_220345454 |  | 0 | 0 | 0 | 0 | 0 | False | 0 | 0 | 0 | 0 | 0 | 0 | 0 | 0 | 0 | 0 | 0 | 0 | 0 | 0 | 0 | 0 | 0 | False | False | 0 | 0 | 0.19 | 0.005676318048334787 | 0.013324746172485913 | OPTIMIZED | INSTALLED | natural_gas |  | node_1375539_376_15299434_865 | AN | 8100501
generator_load_220345456 |  | 0 | 0 | 0 | 0 | 0 | False | 0 | 0 | 0 | 0 | 0 | 0 | 0 | 0 | 0 | 0 | 0 | 0 | 0 | 0 | 0 | 0 | 0 | False | False | 0 | 0 | 0.19 | 0.005676318048334787 | 0.013324746172485913 | OPTIMIZED | INSTALLED | natural_gas |  | node_1375529_627_15299411_589 | CN | 8100501
generator_load_220346012 |  | 0 | 0 | 0 | 0 | 0 | False | 0 | 0 | 0 | 0 | 0 | 0 | 0 | 0 | 0 | 0 | 0 | 0 | 0 | 0 | 0 | 0 | 0 | False | False | 0 | 0 | 0.19 | 0.002709151608185876 | 0.006359537945959186 | OPTIMIZED | INSTALLED | natural_gas |  | node_1377075_461_15299120_377 | AN | 8100501
generator_load_220346013 |  | 0 | 0 | 0 | 0 | 0 | False | 0 | 0 | 0 | 0 | 0 | 0 | 0 | 0 | 0 | 0 | 0 | 0 | 0 | 0 | 0 | 0 | 0 | False | False | 0 | 0 | 0.19 | 0.0018591506816671894 | 0.004364222302033407 | OPTIMIZED | INSTALLED | natural_gas |  | node_1376985_375_15299334_57 | AN | 8100501
generator_load_220346938 |  | 0 | 0 | 0 | 0 | 0 | False | 0 | 0 | 0 | 0 | 0 | 0 | 0 | 0 | 0 | 0 | 0 | 0 | 0 | 0 | 0 | 0 | 0 | False | False | 0 | 0 | 0.19 | 0.008780328707131708 | 0.020611186066509912 | OPTIMIZED | INSTALLED | natural_gas |  | node_1377638_461_15299107_57 | AN | 8100501
generator_load_220347614 |  | 0 | 0 | 0 | 0 | 0 | False | 0 | 0 | 0 | 0 | 0 | 0 | 0 | 0 | 0 | 0 | 0 | 0 | 0 | 0 | 0 | 0 | 0 | False | False | 0 | 0 | 0.19 | 0.002235321337084905 | 0.0052472556082814115 | OPTIMIZED | INSTALLED | natural_gas |  | node_1375581_006_15300686_867 | AN | 8100501
generator_load_220347689 |  | 0 | 0 | 0 | 0 | 0 | False | 0 | 0 | 0 | 0 | 0 | 0 | 0 | 0 | 0 | 0 | 0 | 0 | 0 | 0 | 0 | 0 | 0 | False | False | 0 | 0 | 0.19 | 0.004470643263802092 | 0.010494511216562823 | OPTIMIZED | INSTALLED | natural_gas |  | node_1375394_109_15300760_324 | AN | 8100501
generator_load_220540639 |  | 0 | 0 | 0 | 0 | 0 | False | 0 | 0 | 0 | 0 | 0 | 0 | 0 | 0 | 0 | 0 | 0 | 0 | 0 | 0 | 0 | 0 | 0 | False | False | 0 | 0 | 0.19 | 0.0022081941246646646 | 0.005183575321773142 | OPTIMIZED | INSTALLED | natural_gas |  | node_1376299_731_15298794_191 | AN | 8100501
generator_load_220618632 |  | 0 | 0 | 0 | 0 | 0 | False | 0 | 0 | 0 | 0 | 0 | 0 | 0 | 0 | 0 | 0 | 0 | 0 | 0 | 0 | 0 | 0 | 0 | False | False | 0 | 0 | 0.19 | 0.03505078183563153 | 0.08227917552111814 | OPTIMIZED | INSTALLED | natural_gas |  | node_1376312_699_15299425_794 | AN | 8100501
generator_load_220622904 |  | 0 | 0 | 0 | 0 | 0 | False | 0 | 0 | 0 | 0 | 0 | 0 | 0 | 0 | 0 | 0 | 0 | 0 | 0 | 0 | 0 | 0 | 0 | False | False | 0 | 0 | 0.19 | 0.008575966285448738 | 0.020131461241480946 | OPTIMIZED | INSTALLED | natural_gas |  | node_1376083_794_15299417_425 | AN | 8100501
generator_load_220624876 |  | 0 | 0 | 0 | 0 | 0 | False | 0 | 0 | 0 | 0 | 0 | 0 | 0 | 0 | 0 | 0 | 0 | 0 | 0 | 0 | 0 | 0 | 0 | False | False | 0 | 0 | 0.19 | 0.013795334055665506 | 0.032383548365672005 | OPTIMIZED | INSTALLED | natural_gas |  | node_1375915_791_15298511_042 | AN | 8100501

## HeatPump
Name | GroupId | YearOfInstallation | ReactivePower | ActivePower | MaxPowerOutput | MinPowerOutput | RampUpLimit | RampDownLimit | CapitalCost | FixedOperatingCost | VariableOperatingCost | MaxReactivePower | MaxActivePower | OutputSchedule | PlanningStatus | UnitType | UnitSubtype | ParentNode | Phases | Feeder | Comments
heatpump_load_220345369 |  | 0 | 0 | 0 | 0 | 0 | 0 | 0 | 0 | 0 | 0.19 | 0.013795334055665506 | 0.032383548365672005 | OPTIMIZED | INSTALLED |  |  | node_1375914_866_15298537_632 | AN | 8100501
heatpump_load_220345370 |  | 0 | 0 | 0 | 0 | 0 | 0 | 0 | 0 | 0 | 0.19 | 0.01982491495561122 | 0.04653755338024338 | OPTIMIZED | INSTALLED |  |  | node_1375609_733_15298247_506 | AN | 8100501
heatpump_load_220345393 |  | 0 | 0 | 0 | 0 | 0 | 0 | 0 | 0 | 0 | 0.19 | 0.0023365983468212003 | 0.00548499534457895 | OPTIMIZED | INSTALLED |  |  | node_1375401_314_15297989_451 | AN | 8100501
heatpump_load_220345399 |  | 0 | 0 | 0 | 0 | 0 | 0 | 0 | 0 | 0 | 0.19 | 0.0032101096813393704 | 0.00753550057014523 | OPTIMIZED | INSTALLED |  |  | node_1375232_738_15299552_315 | AN | 8100501
heatpump_load_220345400 |  | 0 | 0 | 0 | 0 | 0 | 0 | 0 | 0 | 0 | 0.19 | 0.002678407001712597 | 0.006287366954583147 | OPTIMIZED | INSTALLED |  |  | node_1375761_452_15299487_761 | AN | 8100501
heatpump_load_220345441 |  | 0 | 0 | 0 | 0 | 0 | 0 | 0 | 0 | 0 | 0.19 | 0.0014775548196183388 | 0.003468452938483748 | OPTIMIZED | INSTALLED |  |  | node_1376592_531_15298714_183 | AN | 8100501
heatpump_load_220345443 |  | 0 | 0 | 0 | 0 | 0 | 0 | 0 | 0 | 0 | 0.19 | 0.009194478167496498 | 0.021583371773869493 | OPTIMIZED | INSTALLED |  |  | node_1375925_24_15298753_265 | AN | 8100501
heatpump_load_220345454 |  | 0 | 0 | 0 | 0 | 0 | 0 | 0 | 0 | 0 | 0.19 | 0.005676318048334787 | 0.013324746172485913 | OPTIMIZED | INSTALLED |  |  | node_1375539_376_15299434_865 | AN | 8100501
heatpump_load_220345456 |  | 0 | 0 | 0 | 0 | 0 | 0 | 0 | 0 | 0 | 0.19 | 0.005676318048334787 | 0.013324746172485913 | OPTIMIZED | INSTALLED |  |  | node_1375529_627_15299411_589 | CN | 8100501
heatpump_load_220346012 |  | 0 | 0 | 0 | 0 | 0 | 0 | 0 | 0 | 0 | 0.19 | 0.002709151608185876 | 0.006359537945959186 | OPTIMIZED | INSTALLED |  |  | node_1377075_461_15299120_377 | AN | 8100501
heatpump_load_220346013 |  | 0 | 0 | 0 | 0 | 0 | 0 | 0 | 0 | 0 | 0.19 | 0.0018591506816671894 | 0.004364222302033407 | OPTIMIZED | INSTALLED |  |  | node_1376985_375_15299334_57 | AN | 8100501
heatpump_load_220346938 |  | 0 | 0 | 0 | 0 | 0 | 0 | 0 | 0 | 0 | 0.19 | 0.008780328707131708 | 0.020611186066509912 | OPTIMIZED | INSTALLED |  |  | node_1377638_461_15299107_57 | AN | 8100501
heatpump_load_220347614 |  | 0 | 0 | 0 | 0 | 0 | 0 | 0 | 0 | 0 | 0.19 | 0.002235321337084905 | 0.0052472556082814115 | OPTIMIZED | INSTALLED |  |  | node_1375581_006_15300686_867 | AN | 8100501
heatpump_load_220347689 |  | 0 | 0 | 0 | 0 | 0 | 0 | 0 | 0 | 0 | 0.19 | 0.004470643263802092 | 0.010494511216562823 | OPTIMIZED | INSTALLED |  |  | node_1375394_109_15300760_324 | AN | 8100501
heatpump_load_220540639 |  | 0 | 0 | 0 | 0 | 0 | 0 | 0 | 0 | 0 | 0.19 | 0.0022081941246646646 | 0.005183575321773142 | OPTIMIZED | INSTALLED |  |  | node_1376299_731_15298794_191 | AN | 8100501
heatpump_load_220618632 |  | 0 | 0 | 0 | 0 | 0 | 0 | 0 | 0 | 0 | 0.19 | 0.03505078183563153 | 0.08227917552111814 | OPTIMIZED | INSTALLED |  |  | node_1376312_699_15299425_794 | AN | 8100501
heatpump_load_220622904 |  | 0 | 0 | 0 | 0 | 0 | 0 | 0 | 0 | 0 | 0.19 | 0.008575966285448738 | 0.020131461241480946 | OPTIMIZED | INSTALLED |  |  | node_1376083_794_15299417_425 | AN | 8100501
heatpump_load_220624876 |  | 0 | 0 | 0 | 0 | 0 | 0 | 0 | 0 | 0 | 0.19 | 0.013795334055665506 | 0.032383548365672005 | OPTIMIZED | INSTALLED |  |  | node_1375915_791_15298511_042 | AN | 8100501

## LineSpacing
Name | DistanceAB | DistanceAC | DistanceAE | DistanceAN | DistanceBC | DistanceBE | DistanceBN | DistanceCE | DistanceCN | DistanceNE | Feeder | Comments

## Load
Name | GroupId | PriorityLevel | LoadClass | BaseReactivePowerA | BaseReactivePowerB | BaseReactivePowerC | BaseActivePowerA | BaseActivePowerB | BaseActivePowerC | BasePowerA | BasePowerB | BasePowerC | ConstantCurrentAReal | ConstantCurrentAImag | ConstantCurrentA | ConstantCurrentBReal | ConstantCurrentBImag | ConstantCurrentB | ConstantCurrentCReal | ConstantCurrentCImag | ConstantCurrentC | ConstantResistanceA | ConstantReactanceA | ConstantImpedanceA | ConstantResistanceB | ConstantReactanceB | ConstantImpedanceB | ConstantResistanceC | ConstantReactanceC | ConstantImpedanceC | ConstantActivePowerA | ConstantReactivePowerA | ConstantPowerA | ConstantActivePowerB | ConstantReactivePowerB | ConstantPowerB | ConstantActivePowerC | ConstantReactivePowerC | ConstantPowerC | CurrentFractionA | CurrentFractionB | CurrentFractionC | CurrentPfA | CurrentPfB | CurrentPfC | ImpedanceFractionA | ImpedanceFractionB | ImpedanceFractionC | ImpedancePfA | ImpedancePfB | ImpedancePfC | PowerFractionA | PowerFractionB | PowerFractionC | PowerPfA | PowerPfB | PowerPfC | DemandResponseLowerBound | DemandResponseShortageCost | DemandResponseSurplusCost | DemandResponseUpperBound | ActivePowerA | ActivePowerB | ActivePowerC | ReactivePowerA | ReactivePowerB | ReactivePowerC | NominalVoltage | Status | ParentNode | Phases | Feeder | Comments
load_220344467 |  | 0 | C | 0 | 0 | 0 | 0 | 0 | 0 | 0 | 0 | 0 | 0 | 0 | 0+0j | 0 | 0 | 0+0j | 0 | 0 | 0+0j | 0 | 0 | 0+0j | 0 | 0 | 0+0j | 0 | 0 | 0+0j | 0 | 0 | 0+0j | 0 | 0 | 0+0j | 0 | 0 | 0+0j | 0 | 0 | 0 | 0 | 0 | 0 | 0 | 0 | 0 | 0 | 0 | 0 | 0 | 0 | 0 | 0 | 0 | 0 | 1 | 0 | 0 | 1 | 0 | 0 | 0 | 0 | 0 | 0 | 0 | OPEN | node_1377549_106_15299373_727 | AN | 8100501
load_220345142 |  | 0 | C | 0 | 0 | 0 | 0 | 0 | 0 | 0 | 0 | 0 | 0 | 0 | 0+0j | 0 | 0 | 0+0j | 0 | 0 | 0+0j | 0 | 0 | 0+0j | 0 | 0 | 0+0j | 0 | 0 | 0+0j | 2666.667 | 1135.995 | 2666.667+1135.995j | 0 | 0 | 0+0j | 0 | 0 | 0+0j | 0 | 0 | 0 | 0 | 0 | 0 | 0 | 0 | 0 | 0 | 0 | 0 | 0 | 0 | 0 | 0 | 0 | 0 | 1 | 0 | 0 | 1 | 0 | 0 | 0 | 0 | 0 | 0 | 0 | OPEN | node_1377039_402_15299379_402 | AN | 8100501
load_220345143 |  | 0 | C | 0 | 0 | 0 | 0 | 0 | 0 | 0 | 0 | 0 | 0 | 0 | 0+0j | 0 | 0 | 0+0j | 0 | 0 | 0+0j | 0 | 0 | 0+0j | 0 | 0 | 0+0j | 0 | 0 | 0+0j | 0 | 0 | 0+0j | 2666.667 | 1135.995 | 2666.667+1135.995j | 0 | 0 | 0+0j | 0 | 0 | 0 | 0 | 0 | 0 | 0 | 0 | 0 | 0 | 0 | 0 | 0 | 0 | 0 | 0 | 0 | 0 | 1 | 0 | 0 | 1 | 0 | 0 | 0 | 0 | 0 | 0 | 0 | OPEN | node_1377038_676_15299388_715 | BN | 8100501
load_220345144 |  | 0 | C | 0 | 0 | 0 | 0 | 0 | 0 | 0 | 0 | 0 | 0 | 0 | 0+0j | 0 | 0 | 0+0j | 0 | 0 | 0+0j | 0 | 0 | 0+0j | 0 | 0 | 0+0j | 0 | 0 | 0+0j | 0 | 0 | 0+0j | 0 | 0 | 0+0j | 2666.667 | 1135.995 | 2666.667+1135.995j | 0 | 0 | 0 | 0 | 0 | 0 | 0 | 0 | 0 | 0 | 0 | 0 | 0 | 0 | 0 | 0 | 0 | 0 | 1 | 0 | 0 | 1 | 0 | 0 | 0 | 0 | 0 | 0 | 0 | OPEN | node_1377037_828_15299370_206 | CN | 8100501
load_220345369 |  | 0 | R | 0 | 0 | 0 | 0 | 0 | 0 | 0 | 0 | 0 | 0 | 0 | 0+0j | 0 | 0 | 0+0j | 0 | 0 | 0+0j | 0 | 0 | 0+0j | 0 | 0 | 0+0j | 0 | 0 | 0+0j | 54921.6 | 23396.504 | 54921.6+23396.504j | 0 | 0 | 0+0j | 0 | 0 | 0+0j | 0 | 0 | 0 | 0 | 0 | 0 | 0 | 0 | 0 | 0 | 0 | 0 | 0 | 0 | 0 | 0 | 0 | 0 | 1 | 0 | 0 | 1 | 0 | 0 | 0 | 0 | 0 | 0 | 0 | OPEN | node_1375914_866_15298537_632 | AN | 8100501
load_220345370 |  | 0 | R | 0 | 0 | 0 | 0 | 0 | 0 | 0 | 0 | 0 | 0 | 0 | 0+0j | 0 | 0 | 0+0j | 0 | 0 | 0+0j | 0 | 0 | 0+0j | 0 | 0 | 0+0j | 0 | 0 | 0+0j | 78926.4 | 33622.506 | 78926.4+33622.506j | 0 | 0 | 0+0j | 0 | 0 | 0+0j | 0 | 0 | 0 | 0 | 0 | 0 | 0 | 0 | 0 | 0 | 0 | 0 | 0 | 0 | 0 | 0 | 0 | 0 | 1 | 0 | 0 | 1 | 0 | 0 | 0 | 0 | 0 | 0 | 0 | OPEN | node_1375609_733_15298247_506 | AN | 8100501
load_220345391 |  | 0 | C | 0 | 0 | 0 | 0 | 0 | 0 | 0 | 0 | 0 | 0 | 0 | 0+0j | 0 | 0 | 0+0j | 0 | 0 | 0+0j | 0 | 0 | 0+0j | 0 | 0 | 0+0j | 0 | 0 | 0+0j | 2000 | 851.996 | 2000+851.996j | 0 | 0 | 0+0j | 0 | 0 | 0+0j | 0 | 0 | 0 | 0 | 0 | 0 | 0 | 0 | 0 | 0 | 0 | 0 | 0 | 0 | 0 | 0 | 0 | 0 | 1 | 0 | 0 | 1 | 0 | 0 | 0 | 0 | 0 | 0 | 0 | OPEN | node_1375769_936_15299161_794 | AN | 8100501
load_220345392 |  | 0 | C | 0 | 0 | 0 | 0 | 0 | 0 | 0 | 0 | 0 | 0 | 0 | 0+0j | 0 | 0 | 0+0j | 0 | 0 | 0+0j | 0 | 0 | 0+0j | 0 | 0 | 0+0j | 0 | 0 | 0+0j | 3873.6 | 1650.147 | 3873.6+1650.147j | 0 | 0 | 0+0j | 0 | 0 | 0+0j | 0 | 0 | 0 | 0 | 0 | 0 | 0 | 0 | 0 | 0 | 0 | 0 | 0 | 0 | 0 | 0 | 0 | 0 | 1 | 0 | 0 | 1 | 0 | 0 | 0 | 0 | 0 | 0 | 0 | OPEN | node_1375787_087_15297882_908 | AN | 8100501
load_220345393 |  | 0 | R | 0 | 0 | 0 | 0 | 0 | 0 | 0 | 0 | 0 | 0 | 0 | 0+0j | 0 | 0 | 0+0j | 0 | 0 | 0+0j | 0 | 0 | 0+0j | 0 | 0 | 0+0j | 0 | 0 | 0+0j | 9302.4 | 3962.806 | 9302.4+3962.806j | 0 | 0 | 0+0j | 0 | 0 | 0+0j | 0 | 0 | 0 | 0 | 0 | 0 | 0 | 0 | 0 | 0 | 0 | 0 | 0 | 0 | 0 | 0 | 0 | 0 | 1 | 0 | 0 | 1 | 0 | 0 | 0 | 0 | 0 | 0 | 0 | OPEN | node_1375401_314_15297989_451 | AN | 8100501
load_220345394 |  | 0 | C | 0 | 0 | 0 | 0 | 0 | 0 | 0 | 0 | 0 | 0 | 0 | 0+0j | 0 | 0 | 0+0j | 0 | 0 | 0+0j | 0 | 0 | 0+0j | 0 | 0 | 0+0j | 0 | 0 | 0+0j | 150333.333 | 64041.732 | 150333.333+64041.732j | 0 | 0 | 0+0j | 0 | 0 | 0+0j | 0 | 0 | 0 | 0 | 0 | 0 | 0 | 0 | 0 | 0 | 0 | 0 | 0 | 0 | 0 | 0 | 0 | 0 | 1 | 0 | 0 | 1 | 0 | 0 | 0 | 0 | 0 | 0 | 0 | OPEN | node_1375307_401_15298059_59 | AN | 8100501
load_220345399 |  | 0 | R | 0 | 0 | 0 | 0 | 0 | 0 | 0 | 0 | 0 | 0 | 0 | 0+0j | 0 | 0 | 0+0j | 0 | 0 | 0+0j | 0 | 0 | 0+0j | 0 | 0 | 0+0j | 0 | 0 | 0+0j | 12780 | 5444.257 | 12780+5444.257j | 0 | 0 | 0+0j | 0 | 0 | 0+0j | 0 | 0 | 0 | 0 | 0 | 0 | 0 | 0 | 0 | 0 | 0 | 0 | 0 | 0 | 0 | 0 | 0 | 0 | 1 | 0 | 0 | 1 | 0 | 0 | 0 | 0 | 0 | 0 | 0 | OPEN | node_1375232_738_15299552_315 | AN | 8100501
load_220345400 |  | 0 | R | 0 | 0 | 0 | 0 | 0 | 0 | 0 | 0 | 0 | 0 | 0 | 0+0j | 0 | 0 | 0+0j | 0 | 0 | 0+0j | 0 | 0 | 0+0j | 0 | 0 | 0+0j | 0 | 0 | 0+0j | 10663.2 | 4542.504 | 10663.2+4542.504j | 0 | 0 | 0+0j | 0 | 0 | 0+0j | 0 | 0 | 0 | 0 | 0 | 0 | 0 | 0 | 0 | 0 | 0 | 0 | 0 | 0 | 0 | 0 | 0 | 0 | 1 | 0 | 0 | 1 | 0 | 0 | 0 | 0 | 0 | 0 | 0 | OPEN | node_1375761_452_15299487_761 | AN | 8100501
load_220345438 |  | 0 | C | 0 | 0 | 0 | 0 | 0 | 0 | 0 | 0 | 0 | 0 | 0 | 0+0j | 0 | 0 | 0+0j | 0 | 0 | 0+0j | 0 | 0 | 0+0j | 0 | 0 | 0+0j | 0 | 0 | 0+0j | 16666.667 | 7099.97 | 16666.667+7099.97j | 0 | 0 | 0+0j | 0 | 0 | 0+0j | 0 | 0 | 0 | 0 | 0 | 0 | 0 | 0 | 0 | 0 | 0 | 0 | 0 | 0 | 0 | 0 | 0 | 0 | 1 | 0 | 0 | 1 | 0 | 0 | 0 | 0 | 0 | 0 | 0 | OPEN | node_1376728_9_15298853_914 | AN | 8100501
load_220345439 |  | 0 | C | 0 | 0 | 0 | 0 | 0 | 0 | 0 | 0 | 0 | 0 | 0 | 0+0j | 0 | 0 | 0+0j | 0 | 0 | 0+0j | 0 | 0 | 0+0j | 0 | 0 | 0+0j | 0 | 0 | 0+0j | 0 | 0 | 0+0j | 16666.667 | 7099.97 | 16666.667+7099.97j | 0 | 0 | 0+0j | 0 | 0 | 0 | 0 | 0 | 0 | 0 | 0 | 0 | 0 | 0 | 0 | 0 | 0 | 0 | 0 | 0 | 0 | 1 | 0 | 0 | 1 | 0 | 0 | 0 | 0 | 0 | 0 | 0 | OPEN | node_1376709_644_15298847_392 | BN | 8100501
load_220345440 |  | 0 | C | 0 | 0 | 0 | 0 | 0 | 0 | 0 | 0 | 0 | 0 | 0 | 0+0j | 0 | 0 | 0+0j | 0 | 0 | 0+0j | 0 | 0 | 0+0j | 0 | 0 | 0+0j | 0 | 0 | 0+0j | 0 | 0 | 0+0j | 0 | 0 | 0+0j | 16666.667 | 7099.97 | 16666.667+7099.97j | 0 | 0 | 0 | 0 | 0 | 0 | 0 | 0 | 0 | 0 | 0 | 0 | 0 | 0 | 0 | 0 | 0 | 0 | 1 | 0 | 0 | 1 | 0 | 0 | 0 | 0 | 0 | 0 | 0 | OPEN | node_1376748_723_15298853_533 | CN | 8100501
load_220345441 |  | 0 | R | 0 | 0 | 0 | 0 | 0 | 0 | 0 | 0 | 0 | 0 | 0 | 0+0j | 0 | 0 | 0+0j | 0 | 0 | 0+0j | 0 | 0 | 0+0j | 0 | 0 | 0+0j | 0 | 0 | 0+0j | 5882.4 | 2505.892 | 5882.4+2505.892j | 0 | 0 | 0+0j | 0 | 0 | 0+0j | 0 | 0 | 0 | 0 | 0 | 0 | 0 | 0 | 0 | 0 | 0 | 0 | 0 | 0 | 0 | 0 | 0 | 0 | 1 | 0 | 0 | 1 | 0 | 0 | 0 | 0 | 0 | 0 | 0 | OPEN | node_1376592_531_15298714_183 | AN | 8100501
load_220345442 |  | 0 | C | 0 | 0 | 0 | 0 | 0 | 0 | 0 | 0 | 0 | 0 | 0 | 0+0j | 0 | 0 | 0+0j | 0 | 0 | 0+0j | 0 | 0 | 0+0j | 0 | 0 | 0+0j | 0 | 0 | 0+0j | 8000 | 3407.986 | 8000+3407.986j | 0 | 0 | 0+0j | 0 | 0 | 0+0j | 0 | 0 | 0 | 0 | 0 | 0 | 0 | 0 | 0 | 0 | 0 | 0 | 0 | 0 | 0 | 0 | 0 | 0 | 1 | 0 | 0 | 1 | 0 | 0 | 0 | 0 | 0 | 0 | 0 | OPEN | node_1375942_823_15298741_122 | AN | 8100501
load_220345443 |  | 0 | R | 0 | 0 | 0 | 0 | 0 | 0 | 0 | 0 | 0 | 0 | 0 | 0+0j | 0 | 0 | 0+0j | 0 | 0 | 0+0j | 0 | 0 | 0+0j | 0 | 0 | 0+0j | 0 | 0 | 0+0j | 36604.8 | 15593.58 | 36604.8+15593.58j | 0 | 0 | 0+0j | 0 | 0 | 0+0j | 0 | 0 | 0 | 0 | 0 | 0 | 0 | 0 | 0 | 0 | 0 | 0 | 0 | 0 | 0 | 0 | 0 | 0 | 1 | 0 | 0 | 1 | 0 | 0 | 0 | 0 | 0 | 0 | 0 | OPEN | node_1375925_24_15298753_265 | AN | 8100501
load_220345454 |  | 0 | R | 0 | 0 | 0 | 0 | 0 | 0 | 0 | 0 | 0 | 0 | 0 | 0+0j | 0 | 0 | 0+0j | 0 | 0 | 0+0j | 0 | 0 | 0+0j | 0 | 0 | 0+0j | 0 | 0 | 0+0j | 22598.4 | 9626.878 | 22598.4+9626.878j | 0 | 0 | 0+0j | 0 | 0 | 0+0j | 0 | 0 | 0 | 0 | 0 | 0 | 0 | 0 | 0 | 0 | 0 | 0 | 0 | 0 | 0 | 0 | 0 | 0 | 1 | 0 | 0 | 1 | 0 | 0 | 0 | 0 | 0 | 0 | 0 | OPEN | node_1375539_376_15299434_865 | AN | 8100501
load_220345455 |  | 0 | C | 0 | 0 | 0 | 0 | 0 | 0 | 0 | 0 | 0 | 0 | 0 | 0+0j | 0 | 0 | 0+0j | 0 | 0 | 0+0j | 0 | 0 | 0+0j | 0 | 0 | 0+0j | 0 | 0 | 0+0j | 0 | 0 | 0+0j | 6666.667 | 2839.988 | 6666.667+2839.988j | 0 | 0 | 0+0j | 0 | 0 | 0 | 0 | 0 | 0 | 0 | 0 | 0 | 0 | 0 | 0 | 0 | 0 | 0 | 0 | 0 | 0 | 1 | 0 | 0 | 1 | 0 | 0 | 0 | 0 | 0 | 0 | 0 | OPEN | node_1375544_324_15299460_695 | BN | 8100501
load_220345456 |  | 0 | R | 0 | 0 | 0 | 0 | 0 | 0 | 0 | 0 | 0 | 0 | 0 | 0+0j | 0 | 0 | 0+0j | 0 | 0 | 0+0j | 0 | 0 | 0+0j | 0 | 0 | 0+0j | 0 | 0 | 0+0j | 0 | 0 | 0+0j | 0 | 0 | 0+0j | 22598.4 | 9626.878 | 22598.4+9626.878j | 0 | 0 | 0 | 0 | 0 | 0 | 0 | 0 | 0 | 0 | 0 | 0 | 0 | 0 | 0 | 0 | 0 | 0 | 1 | 0 | 0 | 1 | 0 | 0 | 0 | 0 | 0 | 0 | 0 | OPEN | node_1375529_627_15299411_589 | CN | 8100501
load_220346009 |  | 0 | C | 0 | 0 | 0 | 0 | 0 | 0 | 0 | 0 | 0 | 0 | 0 | 0+0j | 0 | 0 | 0+0j | 0 | 0 | 0+0j | 0 | 0 | 0+0j | 0 | 0 | 0+0j | 0 | 0 | 0+0j | 5000 | 2129.991 | 5000+2129.991j | 0 | 0 | 0+0j | 0 | 0 | 0+0j | 0 | 0 | 0 | 0 | 0 | 0 | 0 | 0 | 0 | 0 | 0 | 0 | 0 | 0 | 0 | 0 | 0 | 0 | 1 | 0 | 0 | 1 | 0 | 0 | 0 | 0 | 0 | 0 | 0 | OPEN | node_1377030_681_15298917_749 | AN | 8100501
load_220346010 |  | 0 | C | 0 | 0 | 0 | 0 | 0 | 0 | 0 | 0 | 0 | 0 | 0 | 0+0j | 0 | 0 | 0+0j | 0 | 0 | 0+0j | 0 | 0 | 0+0j | 0 | 0 | 0+0j | 0 | 0 | 0+0j | 0 | 0 | 0+0j | 5000 | 2129.991 | 5000+2129.991j | 0 | 0 | 0+0j | 0 | 0 | 0 | 0 | 0 | 0 | 0 | 0 | 0 | 0 | 0 | 0 | 0 | 0 | 0 | 0 | 0 | 0 | 1 | 0 | 0 | 1 | 0 | 0 | 0 | 0 | 0 | 0 | 0 | OPEN | node_1377027_595_15298970_357 | BN | 8100501
load_220346011 |  | 0 | C | 0 | 0 | 0 | 0 | 0 | 0 | 0 | 0 | 0 | 0 | 0 | 0+0j | 0 | 0 | 0+0j | 0 | 0 | 0+0j | 0 | 0 | 0+0j | 0 | 0 | 0+0j | 0 | 0 | 0+0j | 0 | 0 | 0+0j | 0 | 0 | 0+0j | 5000 | 2129.991 | 5000+2129.991j | 0 | 0 | 0 | 0 | 0 | 0 | 0 | 0 | 0 | 0 | 0 | 0 | 0 | 0 | 0 | 0 | 0 | 0 | 1 | 0 | 0 | 1 | 0 | 0 | 0 | 0 | 0 | 0 | 0 | OPEN | node_1377026_558_15298943_757 | CN | 8100501
load_220346012 |  | 0 | R | 0 | 0 | 0 | 0 | 0 | 0 | 0 | 0 | 0 | 0 | 0 | 0+0j | 0 | 0 | 0+0j | 0 | 0 | 0+0j | 0 | 0 | 0+0j | 0 | 0 | 0+0j | 0 | 0 | 0+0j | 10785.6 | 4594.646 | 10785.6+4594.646j | 0 | 0 | 0+0j | 0 | 0 | 0+0j | 0 | 0 | 0 | 0 | 0 | 0 | 0 | 0 | 0 | 0 | 0 | 0 | 0 | 0 | 0 | 0 | 0 | 0 | 1 | 0 | 0 | 1 | 0 | 0 | 0 | 0 | 0 | 0 | 0 | OPEN | node_1377075_461_15299120_377 | AN | 8100501
load_220346013 |  | 0 | R | 0 | 0 | 0 | 0 | 0 | 0 | 0 | 0 | 0 | 0 | 0 | 0+0j | 0 | 0 | 0+0j | 0 | 0 | 0+0j | 0 | 0 | 0+0j | 0 | 0 | 0+0j | 0 | 0 | 0+0j | 7401.6 | 3153.068 | 7401.6+3153.068j | 0 | 0 | 0+0j | 0 | 0 | 0+0j | 0 | 0 | 0 | 0 | 0 | 0 | 0 | 0 | 0 | 0 | 0 | 0 | 0 | 0 | 0 | 0 | 0 | 0 | 1 | 0 | 0 | 1 | 0 | 0 | 0 | 0 | 0 | 0 | 0 | OPEN | node_1376985_375_15299334_57 | AN | 8100501
load_220346938 |  | 0 | R | 0 | 0 | 0 | 0 | 0 | 0 | 0 | 0 | 0 | 0 | 0 | 0+0j | 0 | 0 | 0+0j | 0 | 0 | 0+0j | 0 | 0 | 0+0j | 0 | 0 | 0+0j | 0 | 0 | 0+0j | 34956 | 14891.194 | 34956+14891.194j | 0 | 0 | 0+0j | 0 | 0 | 0+0j | 0 | 0 | 0 | 0 | 0 | 0 | 0 | 0 | 0 | 0 | 0 | 0 | 0 | 0 | 0 | 0 | 0 | 0 | 1 | 0 | 0 | 1 | 0 | 0 | 0 | 0 | 0 | 0 | 0 | OPEN | node_1377638_461_15299107_57 | AN | 8100501
load_220347576 |  | 0 | C | 0 | 0 | 0 | 0 | 0 | 0 | 0 | 0 | 0 | 0 | 0 | 0+0j | 0 | 0 | 0+0j | 0 | 0 | 0+0j | 0 | 0 | 0+0j | 0 | 0 | 0+0j | 0 | 0 | 0+0j | 15500 | 6602.972 | 15500+6602.972j | 0 | 0 | 0+0j | 0 | 0 | 0+0j | 0 | 0 | 0 | 0 | 0 | 0 | 0 | 0 | 0 | 0 | 0 | 0 | 0 | 0 | 0 | 0 | 0 | 0 | 1 | 0 | 0 | 1 | 0 | 0 | 0 | 0 | 0 | 0 | 0 | OPEN | node_1376442_406_15299565_679 | AN | 8100501
load_220347577 |  | 0 | C | 0 | 0 | 0 | 0 | 0 | 0 | 0 | 0 | 0 | 0 | 0 | 0+0j | 0 | 0 | 0+0j | 0 | 0 | 0+0j | 0 | 0 | 0+0j | 0 | 0 | 0+0j | 0 | 0 | 0+0j | 15500 | 6602.972 | 15500+6602.972j | 0 | 0 | 0+0j | 0 | 0 | 0+0j | 0 | 0 | 0 | 0 | 0 | 0 | 0 | 0 | 0 | 0 | 0 | 0 | 0 | 0 | 0 | 0 | 0 | 0 | 1 | 0 | 0 | 1 | 0 | 0 | 0 | 0 | 0 | 0 | 0 | OPEN | node_1376462_118_15299568_72 | AN | 8100501
load_220347581 |  | 0 | C | 0 | 0 | 0 | 0 | 0 | 0 | 0 | 0 | 0 | 0 | 0 | 0+0j | 0 | 0 | 0+0j | 0 | 0 | 0+0j | 0 | 0 | 0+0j | 0 | 0 | 0+0j | 0 | 0 | 0+0j | 0 | 0 | 0+0j | 0 | 0 | 0+0j | 0 | 0 | 0+0j | 0 | 0 | 0 | 0 | 0 | 0 | 0 | 0 | 0 | 0 | 0 | 0 | 0 | 0 | 0 | 0 | 0 | 0 | 1 | 0 | 0 | 1 | 0 | 0 | 0 | 0 | 0 | 0 | 0 | OPEN | node_1376508_627_15300237_03 | AN | 8100501
load_220347582 |  | 0 | C | 0 | 0 | 0 | 0 | 0 | 0 | 0 | 0 | 0 | 0 | 0 | 0+0j | 0 | 0 | 0+0j | 0 | 0 | 0+0j | 0 | 0 | 0+0j | 0 | 0 | 0+0j | 0 | 0 | 0+0j | 0 | 0 | 0+0j | 0 | 0 | 0+0j | 0 | 0 | 0+0j | 0 | 0 | 0 | 0 | 0 | 0 | 0 | 0 | 0 | 0 | 0 | 0 | 0 | 0 | 0 | 0 | 0 | 0 | 1 | 0 | 0 | 1 | 0 | 0 | 0 | 0 | 0 | 0 | 0 | OPEN | node_1376489_33_15299977_872 | AN | 8100501
load_220347583 |  | 0 | C | 0 | 0 | 0 | 0 | 0 | 0 | 0 | 0 | 0 | 0 | 0 | 0+0j | 0 | 0 | 0+0j | 0 | 0 | 0+0j | 0 | 0 | 0+0j | 0 | 0 | 0+0j | 0 | 0 | 0+0j | 1666.667 | 709.997 | 1666.667+709.997j | 0 | 0 | 0+0j | 0 | 0 | 0+0j | 0 | 0 | 0 | 0 | 0 | 0 | 0 | 0 | 0 | 0 | 0 | 0 | 0 | 0 | 0 | 0 | 0 | 0 | 1 | 0 | 0 | 1 | 0 | 0 | 0 | 0 | 0 | 0 | 0 | OPEN | node_1375970_778_15299950_222 | AN | 8100501
load_220347584 |  | 0 | C | 0 | 0 | 0 | 0 | 0 | 0 | 0 | 0 | 0 | 0 | 0 | 0+0j | 0 | 0 | 0+0j | 0 | 0 | 0+0j | 0 | 0 | 0+0j | 0 | 0 | 0+0j | 0 | 0 | 0+0j | 0 | 0 | 0+0j | 1666.667 | 709.997 | 1666.667+709.997j | 0 | 0 | 0+0j | 0 | 0 | 0 | 0 | 0 | 0 | 0 | 0 | 0 | 0 | 0 | 0 | 0 | 0 | 0 | 0 | 0 | 0 | 1 | 0 | 0 | 1 | 0 | 0 | 0 | 0 | 0 | 0 | 0 | OPEN | node_1375974_146_15299924_012 | BN | 8100501
load_220347585 |  | 0 | C | 0 | 0 | 0 | 0 | 0 | 0 | 0 | 0 | 0 | 0 | 0 | 0+0j | 0 | 0 | 0+0j | 0 | 0 | 0+0j | 0 | 0 | 0+0j | 0 | 0 | 0+0j | 0 | 0 | 0+0j | 0 | 0 | 0+0j | 0 | 0 | 0+0j | 1666.667 | 709.997 | 1666.667+709.997j | 0 | 0 | 0 | 0 | 0 | 0 | 0 | 0 | 0 | 0 | 0 | 0 | 0 | 0 | 0 | 0 | 0 | 0 | 1 | 0 | 0 | 1 | 0 | 0 | 0 | 0 | 0 | 0 | 0 | OPEN | node_1375972_582_15299976_755 | CN | 8100501
load_220347614 |  | 0 | R | 0 | 0 | 0 | 0 | 0 | 0 | 0 | 0 | 0 | 0 | 0 | 0+0j | 0 | 0 | 0+0j | 0 | 0 | 0+0j | 0 | 0 | 0+0j | 0 | 0 | 0+0j | 0 | 0 | 0+0j | 8899.2 | 3791.043 | 8899.2+3791.043j | 0 | 0 | 0+0j | 0 | 0 | 0+0j | 0 | 0 | 0 | 0 | 0 | 0 | 0 | 0 | 0 | 0 | 0 | 0 | 0 | 0 | 0 | 0 | 0 | 0 | 1 | 0 | 0 | 1 | 0 | 0 | 0 | 0 | 0 | 0 | 0 | OPEN | node_1375581_006_15300686_867 | AN | 8100501
load_220347615 |  | 0 | C | 0 | 0 | 0 | 0 | 0 | 0 | 0 | 0 | 0 | 0 | 0 | 0+0j | 0 | 0 | 0+0j | 0 | 0 | 0+0j | 0 | 0 | 0+0j | 0 | 0 | 0+0j | 0 | 0 | 0+0j | 5333.333 | 2271.99 | 5333.333+2271.99j | 0 | 0 | 0+0j | 0 | 0 | 0+0j | 0 | 0 | 0 | 0 | 0 | 0 | 0 | 0 | 0 | 0 | 0 | 0 | 0 | 0 | 0 | 0 | 0 | 0 | 1 | 0 | 0 | 1 | 0 | 0 | 0 | 0 | 0 | 0 | 0 | OPEN | node_1375870_861_15300954_075 | AN | 8100501
load_220347616 |  | 0 | C | 0 | 0 | 0 | 0 | 0 | 0 | 0 | 0 | 0 | 0 | 0 | 0+0j | 0 | 0 | 0+0j | 0 | 0 | 0+0j | 0 | 0 | 0+0j | 0 | 0 | 0+0j | 0 | 0 | 0+0j | 0 | 0 | 0+0j | 5333.333 | 2271.99 | 5333.333+2271.99j | 0 | 0 | 0+0j | 0 | 0 | 0 | 0 | 0 | 0 | 0 | 0 | 0 | 0 | 0 | 0 | 0 | 0 | 0 | 0 | 0 | 0 | 1 | 0 | 0 | 1 | 0 | 0 | 0 | 0 | 0 | 0 | 0 | OPEN | node_1375851_406_15300959_018 | BN | 8100501
load_220347617 |  | 0 | C | 0 | 0 | 0 | 0 | 0 | 0 | 0 | 0 | 0 | 0 | 0 | 0+0j | 0 | 0 | 0+0j | 0 | 0 | 0+0j | 0 | 0 | 0+0j | 0 | 0 | 0+0j | 0 | 0 | 0+0j | 0 | 0 | 0+0j | 0 | 0 | 0+0j | 5333.333 | 2271.99 | 5333.333+2271.99j | 0 | 0 | 0 | 0 | 0 | 0 | 0 | 0 | 0 | 0 | 0 | 0 | 0 | 0 | 0 | 0 | 0 | 0 | 1 | 0 | 0 | 1 | 0 | 0 | 0 | 0 | 0 | 0 | 0 | OPEN | node_1375888_666_15300942_529 | CN | 8100501
load_220347618 |  | 0 | C | 0 | 0 | 0 | 0 | 0 | 0 | 0 | 0 | 0 | 0 | 0 | 0+0j | 0 | 0 | 0+0j | 0 | 0 | 0+0j | 0 | 0 | 0+0j | 0 | 0 | 0+0j | 0 | 0 | 0+0j | 1209.6 | 515.287 | 1209.6+515.287j | 0 | 0 | 0+0j | 0 | 0 | 0+0j | 0 | 0 | 0 | 0 | 0 | 0 | 0 | 0 | 0 | 0 | 0 | 0 | 0 | 0 | 0 | 0 | 0 | 0 | 1 | 0 | 0 | 1 | 0 | 0 | 0 | 0 | 0 | 0 | 0 | OPEN | node_1376160_29_15300690_403 | AN | 8100501
load_220347619 |  | 0 | C | 0 | 0 | 0 | 0 | 0 | 0 | 0 | 0 | 0 | 0 | 0 | 0+0j | 0 | 0 | 0+0j | 0 | 0 | 0+0j | 0 | 0 | 0+0j | 0 | 0 | 0+0j | 0 | 0 | 0+0j | 4666.667 | 1987.992 | 4666.667+1987.992j | 0 | 0 | 0+0j | 0 | 0 | 0+0j | 0 | 0 | 0 | 0 | 0 | 0 | 0 | 0 | 0 | 0 | 0 | 0 | 0 | 0 | 0 | 0 | 0 | 0 | 1 | 0 | 0 | 1 | 0 | 0 | 0 | 0 | 0 | 0 | 0 | OPEN | node_1376355_392_15300827_64 | AN | 8100501
load_220347620 |  | 0 | C | 0 | 0 | 0 | 0 | 0 | 0 | 0 | 0 | 0 | 0 | 0 | 0+0j | 0 | 0 | 0+0j | 0 | 0 | 0+0j | 0 | 0 | 0+0j | 0 | 0 | 0+0j | 0 | 0 | 0+0j | 0 | 0 | 0+0j | 4666.667 | 1987.992 | 4666.667+1987.992j | 0 | 0 | 0+0j | 0 | 0 | 0 | 0 | 0 | 0 | 0 | 0 | 0 | 0 | 0 | 0 | 0 | 0 | 0 | 0 | 0 | 0 | 1 | 0 | 0 | 1 | 0 | 0 | 0 | 0 | 0 | 0 | 0 | OPEN | node_1376357_298_15300854_161 | BN | 8100501
load_220347621 |  | 0 | C | 0 | 0 | 0 | 0 | 0 | 0 | 0 | 0 | 0 | 0 | 0 | 0+0j | 0 | 0 | 0+0j | 0 | 0 | 0+0j | 0 | 0 | 0+0j | 0 | 0 | 0+0j | 0 | 0 | 0+0j | 0 | 0 | 0+0j | 0 | 0 | 0+0j | 4666.667 | 1987.992 | 4666.667+1987.992j | 0 | 0 | 0 | 0 | 0 | 0 | 0 | 0 | 0 | 0 | 0 | 0 | 0 | 0 | 0 | 0 | 0 | 0 | 1 | 0 | 0 | 1 | 0 | 0 | 0 | 0 | 0 | 0 | 0 | OPEN | node_1376348_443_15300802_638 | CN | 8100501
load_220347626 |  | 0 | C | 0 | 0 | 0 | 0 | 0 | 0 | 0 | 0 | 0 | 0 | 0 | 0+0j | 0 | 0 | 0+0j | 0 | 0 | 0+0j | 0 | 0 | 0+0j | 0 | 0 | 0+0j | 0 | 0 | 0+0j | 1666.667 | 709.997 | 1666.667+709.997j | 0 | 0 | 0+0j | 0 | 0 | 0+0j | 0 | 0 | 0 | 0 | 0 | 0 | 0 | 0 | 0 | 0 | 0 | 0 | 0 | 0 | 0 | 0 | 0 | 0 | 1 | 0 | 0 | 1 | 0 | 0 | 0 | 0 | 0 | 0 | 0 | OPEN | node_1374933_861_15300852_285 | AN | 8100501
load_220347627 |  | 0 | C | 0 | 0 | 0 | 0 | 0 | 0 | 0 | 0 | 0 | 0 | 0 | 0+0j | 0 | 0 | 0+0j | 0 | 0 | 0+0j | 0 | 0 | 0+0j | 0 | 0 | 0+0j | 0 | 0 | 0+0j | 0 | 0 | 0+0j | 1666.667 | 709.997 | 1666.667+709.997j | 0 | 0 | 0+0j | 0 | 0 | 0 | 0 | 0 | 0 | 0 | 0 | 0 | 0 | 0 | 0 | 0 | 0 | 0 | 0 | 0 | 0 | 1 | 0 | 0 | 1 | 0 | 0 | 0 | 0 | 0 | 0 | 0 | OPEN | node_1374914_04_15300852_679 | BN | 8100501
load_220347628 |  | 0 | C | 0 | 0 | 0 | 0 | 0 | 0 | 0 | 0 | 0 | 0 | 0 | 0+0j | 0 | 0 | 0+0j | 0 | 0 | 0+0j | 0 | 0 | 0+0j | 0 | 0 | 0+0j | 0 | 0 | 0+0j | 0 | 0 | 0+0j | 0 | 0 | 0+0j | 1666.667 | 709.997 | 1666.667+709.997j | 0 | 0 | 0 | 0 | 0 | 0 | 0 | 0 | 0 | 0 | 0 | 0 | 0 | 0 | 0 | 0 | 0 | 0 | 1 | 0 | 0 | 1 | 0 | 0 | 0 | 0 | 0 | 0 | 0 | OPEN | node_1374952_895_15300845_014 | CN | 8100501
load_220347686 |  | 0 | C | 0 | 0 | 0 | 0 | 0 | 0 | 0 | 0 | 0 | 0 | 0 | 0+0j | 0 | 0 | 0+0j | 0 | 0 | 0+0j | 0 | 0 | 0+0j | 0 | 0 | 0+0j | 0 | 0 | 0+0j | 11333.333 | 4827.98 | 11333.333+4827.98j | 0 | 0 | 0+0j | 0 | 0 | 0+0j | 0 | 0 | 0 | 0 | 0 | 0 | 0 | 0 | 0 | 0 | 0 | 0 | 0 | 0 | 0 | 0 | 0 | 0 | 1 | 0 | 0 | 1 | 0 | 0 | 0 | 0 | 0 | 0 | 0 | OPEN | node_1375528_127_15299763_302 | AN | 8100501
load_220347687 |  | 0 | C | 0 | 0 | 0 | 0 | 0 | 0 | 0 | 0 | 0 | 0 | 0 | 0+0j | 0 | 0 | 0+0j | 0 | 0 | 0+0j | 0 | 0 | 0+0j | 0 | 0 | 0+0j | 0 | 0 | 0+0j | 0 | 0 | 0+0j | 11333.333 | 4827.98 | 11333.333+4827.98j | 0 | 0 | 0+0j | 0 | 0 | 0 | 0 | 0 | 0 | 0 | 0 | 0 | 0 | 0 | 0 | 0 | 0 | 0 | 0 | 0 | 0 | 1 | 0 | 0 | 1 | 0 | 0 | 0 | 0 | 0 | 0 | 0 | OPEN | node_1375524_504_15299789_448 | BN | 8100501
load_220347688 |  | 0 | C | 0 | 0 | 0 | 0 | 0 | 0 | 0 | 0 | 0 | 0 | 0 | 0+0j | 0 | 0 | 0+0j | 0 | 0 | 0+0j | 0 | 0 | 0+0j | 0 | 0 | 0+0j | 0 | 0 | 0+0j | 0 | 0 | 0+0j | 0 | 0 | 0+0j | 11333.333 | 4827.98 | 11333.333+4827.98j | 0 | 0 | 0 | 0 | 0 | 0 | 0 | 0 | 0 | 0 | 0 | 0 | 0 | 0 | 0 | 0 | 0 | 0 | 1 | 0 | 0 | 1 | 0 | 0 | 0 | 0 | 0 | 0 | 0 | OPEN | node_1375526_581_15299736_742 | CN | 8100501
load_220347689 |  | 0 | R | 0 | 0 | 0 | 0 | 0 | 0 | 0 | 0 | 0 | 0 | 0 | 0+0j | 0 | 0 | 0+0j | 0 | 0 | 0+0j | 0 | 0 | 0+0j | 0 | 0 | 0+0j | 0 | 0 | 0+0j | 17798.4 | 7582.087 | 17798.4+7582.087j | 0 | 0 | 0+0j | 0 | 0 | 0+0j | 0 | 0 | 0 | 0 | 0 | 0 | 0 | 0 | 0 | 0 | 0 | 0 | 0 | 0 | 0 | 0 | 0 | 0 | 1 | 0 | 0 | 1 | 0 | 0 | 0 | 0 | 0 | 0 | 0 | OPEN | node_1375394_109_15300760_324 | AN | 8100501
load_220347690 |  | 0 | C | 0 | 0 | 0 | 0 | 0 | 0 | 0 | 0 | 0 | 0 | 0 | 0+0j | 0 | 0 | 0+0j | 0 | 0 | 0+0j | 0 | 0 | 0+0j | 0 | 0 | 0+0j | 0 | 0 | 0+0j | 13000 | 5537.977 | 13000+5537.977j | 0 | 0 | 0+0j | 0 | 0 | 0+0j | 0 | 0 | 0 | 0 | 0 | 0 | 0 | 0 | 0 | 0 | 0 | 0 | 0 | 0 | 0 | 0 | 0 | 0 | 1 | 0 | 0 | 1 | 0 | 0 | 0 | 0 | 0 | 0 | 0 | OPEN | node_1375430_018_15300916_12 | AN | 8100501
load_220347691 |  | 0 | C | 0 | 0 | 0 | 0 | 0 | 0 | 0 | 0 | 0 | 0 | 0 | 0+0j | 0 | 0 | 0+0j | 0 | 0 | 0+0j | 0 | 0 | 0+0j | 0 | 0 | 0+0j | 0 | 0 | 0+0j | 0 | 0 | 0+0j | 13000 | 5537.977 | 13000+5537.977j | 0 | 0 | 0+0j | 0 | 0 | 0 | 0 | 0 | 0 | 0 | 0 | 0 | 0 | 0 | 0 | 0 | 0 | 0 | 0 | 0 | 0 | 1 | 0 | 0 | 1 | 0 | 0 | 0 | 0 | 0 | 0 | 0 | OPEN | node_1375426_125_15300942_193 | BN | 8100501
load_220347692 |  | 0 | C | 0 | 0 | 0 | 0 | 0 | 0 | 0 | 0 | 0 | 0 | 0 | 0+0j | 0 | 0 | 0+0j | 0 | 0 | 0+0j | 0 | 0 | 0+0j | 0 | 0 | 0+0j | 0 | 0 | 0+0j | 0 | 0 | 0+0j | 0 | 0 | 0+0j | 13000 | 5537.977 | 13000+5537.977j | 0 | 0 | 0 | 0 | 0 | 0 | 0 | 0 | 0 | 0 | 0 | 0 | 0 | 0 | 0 | 0 | 0 | 0 | 1 | 0 | 0 | 1 | 0 | 0 | 0 | 0 | 0 | 0 | 0 | OPEN | node_1375428_747_15300889_536 | CN | 8100501
load_220347701 |  | 0 | C | 0 | 0 | 0 | 0 | 0 | 0 | 0 | 0 | 0 | 0 | 0 | 0+0j | 0 | 0 | 0+0j | 0 | 0 | 0+0j | 0 | 0 | 0+0j | 0 | 0 | 0+0j | 0 | 0 | 0+0j | 0 | 0 | 0+0j | 0 | 0 | 0+0j | 0 | 0 | 0+0j | 0 | 0 | 0 | 0 | 0 | 0 | 0 | 0 | 0 | 0 | 0 | 0 | 0 | 0 | 0 | 0 | 0 | 0 | 1 | 0 | 0 | 1 | 0 | 0 | 0 | 0 | 0 | 0 | 0 | OPEN | node_1375335_407_15299835_572 | AN | 8100501
load_220347702 |  | 0 | C | 0 | 0 | 0 | 0 | 0 | 0 | 0 | 0 | 0 | 0 | 0 | 0+0j | 0 | 0 | 0+0j | 0 | 0 | 0+0j | 0 | 0 | 0+0j | 0 | 0 | 0+0j | 0 | 0 | 0+0j | 0 | 0 | 0+0j | 0 | 0 | 0+0j | 0 | 0 | 0+0j | 0 | 0 | 0 | 0 | 0 | 0 | 0 | 0 | 0 | 0 | 0 | 0 | 0 | 0 | 0 | 0 | 0 | 0 | 1 | 0 | 0 | 1 | 0 | 0 | 0 | 0 | 0 | 0 | 0 | OPEN | node_1375344_035_15299811_678 | BN | 8100501
load_220347703 |  | 0 | C | 0 | 0 | 0 | 0 | 0 | 0 | 0 | 0 | 0 | 0 | 0 | 0+0j | 0 | 0 | 0+0j | 0 | 0 | 0+0j | 0 | 0 | 0+0j | 0 | 0 | 0+0j | 0 | 0 | 0+0j | 0 | 0 | 0+0j | 0 | 0 | 0+0j | 0 | 0 | 0+0j | 0 | 0 | 0 | 0 | 0 | 0 | 0 | 0 | 0 | 0 | 0 | 0 | 0 | 0 | 0 | 0 | 0 | 0 | 1 | 0 | 0 | 1 | 0 | 0 | 0 | 0 | 0 | 0 | 0 | OPEN | node_1375331_693_15299861_694 | CN | 8100501
load_220347706 |  | 0 | C | 0 | 0 | 0 | 0 | 0 | 0 | 0 | 0 | 0 | 0 | 0 | 0+0j | 0 | 0 | 0+0j | 0 | 0 | 0+0j | 0 | 0 | 0+0j | 0 | 0 | 0+0j | 0 | 0 | 0+0j | 0 | 0 | 0+0j | 0 | 0 | 0+0j | 0 | 0 | 0+0j | 0 | 0 | 0 | 0 | 0 | 0 | 0 | 0 | 0 | 0 | 0 | 0 | 0 | 0 | 0 | 0 | 0 | 0 | 1 | 0 | 0 | 1 | 0 | 0 | 0 | 0 | 0 | 0 | 0 | OPEN | node_1375470_51_15300005_219 | AN | 8100501
load_220347707 |  | 0 | C | 0 | 0 | 0 | 0 | 0 | 0 | 0 | 0 | 0 | 0 | 0 | 0+0j | 0 | 0 | 0+0j | 0 | 0 | 0+0j | 0 | 0 | 0+0j | 0 | 0 | 0+0j | 0 | 0 | 0+0j | 0 | 0 | 0+0j | 0 | 0 | 0+0j | 0 | 0 | 0+0j | 0 | 0 | 0 | 0 | 0 | 0 | 0 | 0 | 0 | 0 | 0 | 0 | 0 | 0 | 0 | 0 | 0 | 0 | 1 | 0 | 0 | 1 | 0 | 0 | 0 | 0 | 0 | 0 | 0 | OPEN | node_1375466_62_15300031_293 | AN | 8100501
load_220347713 |  | 0 | C | 0 | 0 | 0 | 0 | 0 | 0 | 0 | 0 | 0 | 0 | 0 | 0+0j | 0 | 0 | 0+0j | 0 | 0 | 0+0j | 0 | 0 | 0+0j | 0 | 0 | 0+0j | 0 | 0 | 0+0j | 3333.333 | 1419.994 | 3333.333+1419.994j | 0 | 0 | 0+0j | 0 | 0 | 0+0j | 0 | 0 | 0 | 0 | 0 | 0 | 0 | 0 | 0 | 0 | 0 | 0 | 0 | 0 | 0 | 0 | 0 | 0 | 1 | 0 | 0 | 1 | 0 | 0 | 0 | 0 | 0 | 0 | 0 | OPEN | node_1375274_073_15300298_042 | AN | 8100501
load_220347714 |  | 0 | C | 0 | 0 | 0 | 0 | 0 | 0 | 0 | 0 | 0 | 0 | 0 | 0+0j | 0 | 0 | 0+0j | 0 | 0 | 0+0j | 0 | 0 | 0+0j | 0 | 0 | 0+0j | 0 | 0 | 0+0j | 0 | 0 | 0+0j | 3333.333 | 1419.994 | 3333.333+1419.994j | 0 | 0 | 0+0j | 0 | 0 | 0 | 0 | 0 | 0 | 0 | 0 | 0 | 0 | 0 | 0 | 0 | 0 | 0 | 0 | 0 | 0 | 1 | 0 | 0 | 1 | 0 | 0 | 0 | 0 | 0 | 0 | 0 | OPEN | node_1375255_111_15300305_642 | BN | 8100501
load_220347715 |  | 0 | C | 0 | 0 | 0 | 0 | 0 | 0 | 0 | 0 | 0 | 0 | 0 | 0+0j | 0 | 0 | 0+0j | 0 | 0 | 0+0j | 0 | 0 | 0+0j | 0 | 0 | 0+0j | 0 | 0 | 0+0j | 0 | 0 | 0+0j | 0 | 0 | 0+0j | 3333.333 | 1419.994 | 3333.333+1419.994j | 0 | 0 | 0 | 0 | 0 | 0 | 0 | 0 | 0 | 0 | 0 | 0 | 0 | 0 | 0 | 0 | 0 | 0 | 1 | 0 | 0 | 1 | 0 | 0 | 0 | 0 | 0 | 0 | 0 | OPEN | node_1375235_297_15300306_378 | CN | 8100501
load_220347724 |  | 0 | C | 0 | 0 | 0 | 0 | 0 | 0 | 0 | 0 | 0 | 0 | 0 | 0+0j | 0 | 0 | 0+0j | 0 | 0 | 0+0j | 0 | 0 | 0+0j | 0 | 0 | 0+0j | 0 | 0 | 0+0j | 666.667 | 283.999 | 666.667+283.999j | 0 | 0 | 0+0j | 0 | 0 | 0+0j | 0 | 0 | 0 | 0 | 0 | 0 | 0 | 0 | 0 | 0 | 0 | 0 | 0 | 0 | 0 | 0 | 0 | 0 | 1 | 0 | 0 | 1 | 0 | 0 | 0 | 0 | 0 | 0 | 0 | OPEN | node_1375307_097_15300348_603 | AN | 8100501
load_220347725 |  | 0 | C | 0 | 0 | 0 | 0 | 0 | 0 | 0 | 0 | 0 | 0 | 0 | 0+0j | 0 | 0 | 0+0j | 0 | 0 | 0+0j | 0 | 0 | 0+0j | 0 | 0 | 0+0j | 0 | 0 | 0+0j | 0 | 0 | 0+0j | 666.667 | 283.999 | 666.667+283.999j | 0 | 0 | 0+0j | 0 | 0 | 0 | 0 | 0 | 0 | 0 | 0 | 0 | 0 | 0 | 0 | 0 | 0 | 0 | 0 | 0 | 0 | 1 | 0 | 0 | 1 | 0 | 0 | 0 | 0 | 0 | 0 | 0 | OPEN | node_1375309_969_15300322_283 | BN | 8100501
load_220347726 |  | 0 | C | 0 | 0 | 0 | 0 | 0 | 0 | 0 | 0 | 0 | 0 | 0 | 0+0j | 0 | 0 | 0+0j | 0 | 0 | 0+0j | 0 | 0 | 0+0j | 0 | 0 | 0+0j | 0 | 0 | 0+0j | 0 | 0 | 0+0j | 0 | 0 | 0+0j | 666.667 | 283.999 | 666.667+283.999j | 0 | 0 | 0 | 0 | 0 | 0 | 0 | 0 | 0 | 0 | 0 | 0 | 0 | 0 | 0 | 0 | 0 | 0 | 1 | 0 | 0 | 1 | 0 | 0 | 0 | 0 | 0 | 0 | 0 | OPEN | node_1375309_401_15300375_071 | CN | 8100501
load_220347727 |  | 0 | C | 0 | 0 | 0 | 0 | 0 | 0 | 0 | 0 | 0 | 0 | 0 | 0+0j | 0 | 0 | 0+0j | 0 | 0 | 0+0j | 0 | 0 | 0+0j | 0 | 0 | 0+0j | 0 | 0 | 0+0j | 0 | 0 | 0+0j | 0 | 0 | 0+0j | 0 | 0 | 0+0j | 0 | 0 | 0 | 0 | 0 | 0 | 0 | 0 | 0 | 0 | 0 | 0 | 0 | 0 | 0 | 0 | 0 | 0 | 1 | 0 | 0 | 1 | 0 | 0 | 0 | 0 | 0 | 0 | 0 | OPEN | node_1375406_632_15300566_613 | AN | 8100501
load_220519250 |  | 0 | C | 0 | 0 | 0 | 0 | 0 | 0 | 0 | 0 | 0 | 0 | 0 | 0+0j | 0 | 0 | 0+0j | 0 | 0 | 0+0j | 0 | 0 | 0+0j | 0 | 0 | 0+0j | 0 | 0 | 0+0j | 0 | 0 | 0+0j | 150333.333 | 64041.732 | 150333.333+64041.732j | 0 | 0 | 0+0j | 0 | 0 | 0 | 0 | 0 | 0 | 0 | 0 | 0 | 0 | 0 | 0 | 0 | 0 | 0 | 0 | 0 | 0 | 1 | 0 | 0 | 1 | 0 | 0 | 0 | 0 | 0 | 0 | 0 | OPEN | node_1375287_719_15298056_191 | BN | 8100501
load_220519251 |  | 0 | C | 0 | 0 | 0 | 0 | 0 | 0 | 0 | 0 | 0 | 0 | 0 | 0+0j | 0 | 0 | 0+0j | 0 | 0 | 0+0j | 0 | 0 | 0+0j | 0 | 0 | 0+0j | 0 | 0 | 0+0j | 0 | 0 | 0+0j | 0 | 0 | 0+0j | 150333.333 | 64041.732 | 150333.333+64041.732j | 0 | 0 | 0 | 0 | 0 | 0 | 0 | 0 | 0 | 0 | 0 | 0 | 0 | 0 | 0 | 0 | 0 | 0 | 1 | 0 | 0 | 1 | 0 | 0 | 0 | 0 | 0 | 0 | 0 | OPEN | node_1375327_033_15298056_037 | CN | 8100501
load_220530038 |  | 0 | C | 0 | 0 | 0 | 0 | 0 | 0 | 0 | 0 | 0 | 0 | 0 | 0+0j | 0 | 0 | 0+0j | 0 | 0 | 0+0j | 0 | 0 | 0+0j | 0 | 0 | 0+0j | 0 | 0 | 0+0j | 15666.667 | 6673.972 | 15666.667+6673.972j | 15666.667 | 6673.972 | 15666.667+6673.972j | 15666.667 | 6673.972 | 15666.667+6673.972j | 0 | 0 | 0 | 0 | 0 | 0 | 0 | 0 | 0 | 0 | 0 | 0 | 0 | 0 | 0 | 0 | 0 | 0 | 1 | 0 | 0 | 1 | 0 | 0 | 0 | 0 | 0 | 0 | 0 | OPEN | node_1376029_134_15300382_809 | ABCN | 8100501
load_220530435 |  | 0 | C | 0 | 0 | 0 | 0 | 0 | 0 | 0 | 0 | 0 | 0 | 0 | 0+0j | 0 | 0 | 0+0j | 0 | 0 | 0+0j | 0 | 0 | 0+0j | 0 | 0 | 0+0j | 0 | 0 | 0+0j | 37333.333 | 15903.933 | 37333.333+15903.933j | 37333.333 | 15903.933 | 37333.333+15903.933j | 37333.333 | 15903.933 | 37333.333+15903.933j | 0 | 0 | 0 | 0 | 0 | 0 | 0 | 0 | 0 | 0 | 0 | 0 | 0 | 0 | 0 | 0 | 0 | 0 | 1 | 0 | 0 | 1 | 0 | 0 | 0 | 0 | 0 | 0 | 0 | OPEN | node_1376587_225_15300981_514 | ABCN | 8100501
load_220531150 |  | 0 | C | 0 | 0 | 0 | 0 | 0 | 0 | 0 | 0 | 0 | 0 | 0 | 0+0j | 0 | 0 | 0+0j | 0 | 0 | 0+0j | 0 | 0 | 0+0j | 0 | 0 | 0+0j | 0 | 0 | 0+0j | 705.6 | 300.584 | 705.6+300.584j | 0 | 0 | 0+0j | 0 | 0 | 0+0j | 0 | 0 | 0 | 0 | 0 | 0 | 0 | 0 | 0 | 0 | 0 | 0 | 0 | 0 | 0 | 0 | 0 | 0 | 1 | 0 | 0 | 1 | 0 | 0 | 0 | 0 | 0 | 0 | 0 | OPEN | node_1376531_69_15300181_387 | AN | 8100501
load_220540639 |  | 0 | R | 0 | 0 | 0 | 0 | 0 | 0 | 0 | 0 | 0 | 0 | 0 | 0+0j | 0 | 0 | 0+0j | 0 | 0 | 0+0j | 0 | 0 | 0+0j | 0 | 0 | 0+0j | 0 | 0 | 0+0j | 8791.2 | 3745.036 | 8791.2+3745.036j | 0 | 0 | 0+0j | 0 | 0 | 0+0j | 0 | 0 | 0 | 0 | 0 | 0 | 0 | 0 | 0 | 0 | 0 | 0 | 0 | 0 | 0 | 0 | 0 | 0 | 1 | 0 | 0 | 1 | 0 | 0 | 0 | 0 | 0 | 0 | 0 | OPEN | node_1376299_731_15298794_191 | AN | 8100501
load_220545896 |  | 0 | C | 0 | 0 | 0 | 0 | 0 | 0 | 0 | 0 | 0 | 0 | 0 | 0+0j | 0 | 0 | 0+0j | 0 | 0 | 0+0j | 0 | 0 | 0+0j | 0 | 0 | 0+0j | 0 | 0 | 0+0j | 5500 | 2342.99 | 5500+2342.99j | 0 | 0 | 0+0j | 0 | 0 | 0+0j | 0 | 0 | 0 | 0 | 0 | 0 | 0 | 0 | 0 | 0 | 0 | 0 | 0 | 0 | 0 | 0 | 0 | 0 | 1 | 0 | 0 | 1 | 0 | 0 | 0 | 0 | 0 | 0 | 0 | OPEN | node_1375603_434_15300142_863 | AN | 8100501
load_220545899 |  | 0 | C | 0 | 0 | 0 | 0 | 0 | 0 | 0 | 0 | 0 | 0 | 0 | 0+0j | 0 | 0 | 0+0j | 0 | 0 | 0+0j | 0 | 0 | 0+0j | 0 | 0 | 0+0j | 0 | 0 | 0+0j | 5500 | 2342.99 | 5500+2342.99j | 0 | 0 | 0+0j | 0 | 0 | 0+0j | 0 | 0 | 0 | 0 | 0 | 0 | 0 | 0 | 0 | 0 | 0 | 0 | 0 | 0 | 0 | 0 | 0 | 0 | 1 | 0 | 0 | 1 | 0 | 0 | 0 | 0 | 0 | 0 | 0 | OPEN | node_1375623_098_15300146_438 | AN | 8100501
load_220618632 |  | 0 | R | 0 | 0 | 0 | 0 | 0 | 0 | 0 | 0 | 0 | 0 | 0 | 0+0j | 0 | 0 | 0+0j | 0 | 0 | 0+0j | 0 | 0 | 0+0j | 0 | 0 | 0+0j | 0 | 0 | 0+0j | 139543.2 | 59445.154 | 139543.2+59445.154j | 0 | 0 | 0+0j | 0 | 0 | 0+0j | 0 | 0 | 0 | 0 | 0 | 0 | 0 | 0 | 0 | 0 | 0 | 0 | 0 | 0 | 0 | 0 | 0 | 0 | 1 | 0 | 0 | 1 | 0 | 0 | 0 | 0 | 0 | 0 | 0 | OPEN | node_1376312_699_15299425_794 | AN | 8100501
load_220621610 |  | 0 | C | 0 | 0 | 0 | 0 | 0 | 0 | 0 | 0 | 0 | 0 | 0 | 0+0j | 0 | 0 | 0+0j | 0 | 0 | 0+0j | 0 | 0 | 0+0j | 0 | 0 | 0+0j | 0 | 0 | 0+0j | 19333.333 | 8235.965 | 19333.333+8235.965j | 0 | 0 | 0+0j | 0 | 0 | 0+0j | 0 | 0 | 0 | 0 | 0 | 0 | 0 | 0 | 0 | 0 | 0 | 0 | 0 | 0 | 0 | 0 | 0 | 0 | 1 | 0 | 0 | 1 | 0 | 0 | 0 | 0 | 0 | 0 | 0 | OPEN | node_1375874_154_15300150_151 | AN | 8100501
load_220621611 |  | 0 | C | 0 | 0 | 0 | 0 | 0 | 0 | 0 | 0 | 0 | 0 | 0 | 0+0j | 0 | 0 | 0+0j | 0 | 0 | 0+0j | 0 | 0 | 0+0j | 0 | 0 | 0+0j | 0 | 0 | 0+0j | 0 | 0 | 0+0j | 19333.333 | 8235.965 | 19333.333+8235.965j | 0 | 0 | 0+0j | 0 | 0 | 0 | 0 | 0 | 0 | 0 | 0 | 0 | 0 | 0 | 0 | 0 | 0 | 0 | 0 | 0 | 0 | 1 | 0 | 0 | 1 | 0 | 0 | 0 | 0 | 0 | 0 | 0 | OPEN | node_1375893_873_15300147_571 | BN | 8100501
load_220621613 |  | 0 | C | 0 | 0 | 0 | 0 | 0 | 0 | 0 | 0 | 0 | 0 | 0 | 0+0j | 0 | 0 | 0+0j | 0 | 0 | 0+0j | 0 | 0 | 0+0j | 0 | 0 | 0+0j | 0 | 0 | 0+0j | 0 | 0 | 0+0j | 0 | 0 | 0+0j | 19333.333 | 8235.965 | 19333.333+8235.965j | 0 | 0 | 0 | 0 | 0 | 0 | 0 | 0 | 0 | 0 | 0 | 0 | 0 | 0 | 0 | 0 | 0 | 0 | 1 | 0 | 0 | 1 | 0 | 0 | 0 | 0 | 0 | 0 | 0 | OPEN | node_1375913_453_15300151_938 | CN | 8100501
load_220622904 |  | 0 | R | 0 | 0 | 0 | 0 | 0 | 0 | 0 | 0 | 0 | 0 | 0 | 0+0j | 0 | 0 | 0+0j | 0 | 0 | 0+0j | 0 | 0 | 0+0j | 0 | 0 | 0+0j | 0 | 0 | 0+0j | 34142.4 | 14544.601 | 34142.4+14544.601j | 0 | 0 | 0+0j | 0 | 0 | 0+0j | 0 | 0 | 0 | 0 | 0 | 0 | 0 | 0 | 0 | 0 | 0 | 0 | 0 | 0 | 0 | 0 | 0 | 0 | 1 | 0 | 0 | 1 | 0 | 0 | 0 | 0 | 0 | 0 | 0 | OPEN | node_1376083_794_15299417_425 | AN | 8100501
load_220624876 |  | 0 | R | 0 | 0 | 0 | 0 | 0 | 0 | 0 | 0 | 0 | 0 | 0 | 0+0j | 0 | 0 | 0+0j | 0 | 0 | 0+0j | 0 | 0 | 0+0j | 0 | 0 | 0+0j | 0 | 0 | 0+0j | 54921.6 | 23396.504 | 54921.6+23396.504j | 0 | 0 | 0+0j | 0 | 0 | 0+0j | 0 | 0 | 0 | 0 | 0 | 0 | 0 | 0 | 0 | 0 | 0 | 0 | 0 | 0 | 0 | 0 | 0 | 0 | 1 | 0 | 0 | 1 | 0 | 0 | 0 | 0 | 0 | 0 | 0 | OPEN | node_1375915_791_15298511_042 | AN | 8100501
load_220627307 |  | 0 | C | 0 | 0 | 0 | 0 | 0 | 0 | 0 | 0 | 0 | 0 | 0 | 0+0j | 0 | 0 | 0+0j | 0 | 0 | 0+0j | 0 | 0 | 0+0j | 0 | 0 | 0+0j | 0 | 0 | 0+0j | 1666.667 | 709.997 | 1666.667+709.997j | 0 | 0 | 0+0j | 0 | 0 | 0+0j | 0 | 0 | 0 | 0 | 0 | 0 | 0 | 0 | 0 | 0 | 0 | 0 | 0 | 0 | 0 | 0 | 0 | 0 | 1 | 0 | 0 | 1 | 0 | 0 | 0 | 0 | 0 | 0 | 0 | OPEN | node_1377392_018_15298507_308 | AN | 8100501
load_220627308 |  | 0 | C | 0 | 0 | 0 | 0 | 0 | 0 | 0 | 0 | 0 | 0 | 0 | 0+0j | 0 | 0 | 0+0j | 0 | 0 | 0+0j | 0 | 0 | 0+0j | 0 | 0 | 0+0j | 0 | 0 | 0+0j | 0 | 0 | 0+0j | 1666.667 | 709.997 | 1666.667+709.997j | 0 | 0 | 0+0j | 0 | 0 | 0 | 0 | 0 | 0 | 0 | 0 | 0 | 0 | 0 | 0 | 0 | 0 | 0 | 0 | 0 | 0 | 1 | 0 | 0 | 1 | 0 | 0 | 0 | 0 | 0 | 0 | 0 | OPEN | node_1377401_492_15298513_591 | BN | 8100501
load_220627309 |  | 0 | C | 0 | 0 | 0 | 0 | 0 | 0 | 0 | 0 | 0 | 0 | 0 | 0+0j | 0 | 0 | 0+0j | 0 | 0 | 0+0j | 0 | 0 | 0+0j | 0 | 0 | 0+0j | 0 | 0 | 0+0j | 0 | 0 | 0+0j | 0 | 0 | 0+0j | 1666.667 | 709.997 | 1666.667+709.997j | 0 | 0 | 0 | 0 | 0 | 0 | 0 | 0 | 0 | 0 | 0 | 0 | 0 | 0 | 0 | 0 | 0 | 0 | 1 | 0 | 0 | 1 | 0 | 0 | 0 | 0 | 0 | 0 | 0 | OPEN | node_1377381_332_15298505_585 | CN | 8100501
load_220655516 |  | 0 | C | 0 | 0 | 0 | 0 | 0 | 0 | 0 | 0 | 0 | 0 | 0 | 0+0j | 0 | 0 | 0+0j | 0 | 0 | 0+0j | 0 | 0 | 0+0j | 0 | 0 | 0+0j | 0 | 0 | 0+0j | 43000 | 18317.923 | 43000+18317.923j | 43000 | 18317.923 | 43000+18317.923j | 43000 | 18317.923 | 43000+18317.923j | 0 | 0 | 0 | 0 | 0 | 0 | 0 | 0 | 0 | 0 | 0 | 0 | 0 | 0 | 0 | 0 | 0 | 0 | 1 | 0 | 0 | 1 | 0 | 0 | 0 | 0 | 0 | 0 | 0 | OPEN | node_1376144_478_15299998_208 | ABCN | 8100501
load_310049575 |  | 0 | C | 0 | 0 | 0 | 0 | 0 | 0 | 0 | 0 | 0 | 0 | 0 | 0+0j | 0 | 0 | 0+0j | 0 | 0 | 0+0j | 0 | 0 | 0+0j | 0 | 0 | 0+0j | 0 | 0 | 0+0j | 60000 | 25559.893 | 60000+25559.893j | 0 | 0 | 0+0j | 0 | 0 | 0+0j | 0 | 0 | 0 | 0 | 0 | 0 | 0 | 0 | 0 | 0 | 0 | 0 | 0 | 0 | 0 | 0 | 0 | 0 | 1 | 0 | 0 | 1 | 0 | 0 | 0 | 0 | 0 | 0 | 0 | OPEN | node_1376579_531_15298987_345 | AN | 8100501

## OverheadLineConductor
Name | Diameter | GeometricMeanRadius | RatingSummerContinuous | RatingSummerEmergency | RatingWinterContinuous | RatingWinterEmergency | Feeder | Comments
oh_cond_1/0_AAAC | 0.398 | 0.012 | 235 | 235 | 310 | 310 | 8100501
oh_cond_1/0_ACSR | 0.398 | 0.012 | 265 | 265 | 330 | 330 | 8100501
oh_cond_2/0_CU | 0.414 | 0.013 | 295 | 295 | 425 | 425 | 8100501
oh_cond_2_ACSR | 0.325 | 0.01 | 195 | 195 | 245 | 245 | 8100501
oh_cond_2_CU | 0.292 | 0.009 | 190 | 190 | 270 | 270 | 8100501
oh_cond_4/0_AAAC | 0.563 | 0.017 | 365 | 365 | 480 | 480 | 8100501
oh_cond_4/0_ACSR | 0.563 | 0.017 | 410 | 410 | 515 | 515 | 8100501
oh_cond_4/0_AL | 0.522 | 0.016 | 365 | 365 | 480 | 480 | 8100501
oh_cond_4_ACSR | 0.25 | 0.008 | 145 | 145 | 185 | 185 | 8100501
oh_cond_4_CU | 0.232 | 0.007 | 140 | 140 | 200 | 200 | 8100501
oh_cond_477_MCM_AL | 0.792 | 0.025 | 605 | 605 | 810 | 810 | 8100501
oh_cond_WP-4/0-CU | 0.81 | 0.015 | 340 | 340 | 390 | 390 | 8100501

## OverheadLineConfiguration
Name | ConductorA | ConductorB | ConductorC | ConductorN | LineSpacing | Capacitance11 | Capacitance12 | Capacitance13 | Capacitance21 | Capacitance22 | Capacitance23 | Capacitance31 | Capacitance32 | Capacitance33 | Impedance11 | Impedance12 | Impedance13 | Impedance21 | Impedance22 | Impedance23 | Impedance31 | Impedance32 | Impedance33 | Feeder | Comments
bal_1P_1/0AA | oh_cond_1/0_AAAC | oh_cond_1/0_AAAC | oh_cond_1/0_AAAC |  |  | 12.796 | -3.172 | -3.172 | -3.172 | 12.796 | -3.172 | -3.172 | -3.172 | 12.796 | 0.972+1.499j | 0.095+0.781j | 0.095+0.781j | 0.095+0.781j | 0.972+1.499j | 0.095+0.781j | 0.095+0.781j | 0.095+0.781j | 0.972+1.499j | 8100501
bal_1P_1/0AC | oh_cond_1/0_ACSR | oh_cond_1/0_ACSR | oh_cond_1/0_ACSR |  |  | 12.796 | -3.172 | -3.172 | -3.172 | 12.796 | -3.172 | -3.172 | -3.172 | 12.796 | 0.983+1.218j | 0.095+0.781j | 0.095+0.781j | 0.095+0.781j | 0.983+1.218j | 0.095+0.781j | 0.095+0.781j | 0.095+0.781j | 0.983+1.218j | 8100501
bal_1P_2AC | oh_cond_2_ACSR | oh_cond_2_ACSR | oh_cond_2_ACSR |  |  | 12.393 | -3.017 | -3.017 | -3.017 | 12.393 | -3.017 | -3.017 | -3.017 | 12.393 | 1.505+1.527j | 0.095+0.781j | 0.095+0.781j | 0.095+0.781j | 1.505+1.527j | 0.095+0.781j | 0.095+0.781j | 0.095+0.781j | 1.505+1.527j | 8100501
bal_1P_4CU | oh_cond_4_CU | oh_cond_4_CU | oh_cond_4_CU |  |  | 11.78 | -2.785 | -2.785 | -2.785 | 11.78 | -2.785 | -2.785 | -2.785 | 11.78 | 1.483+1.565j | 0.095+0.781j | 0.095+0.781j | 0.095+0.781j | 1.483+1.565j | 0.095+0.781j | 0.095+0.781j | 0.095+0.781j | 1.483+1.565j | 8100501
bal_3P_1/0AA | oh_cond_1/0_AAAC | oh_cond_1/0_AAAC | oh_cond_1/0_AAAC |  |  | 12.796 | -3.172 | -3.172 | -3.172 | 12.796 | -3.172 | -3.172 | -3.172 | 12.796 | 0.972+1.499j | 0.095+0.781j | 0.095+0.781j | 0.095+0.781j | 0.972+1.499j | 0.095+0.781j | 0.095+0.781j | 0.095+0.781j | 0.972+1.499j | 8100501
bal_3P_1/0AC | oh_cond_1/0_ACSR | oh_cond_1/0_ACSR | oh_cond_1/0_ACSR |  |  | 12.796 | -3.172 | -3.172 | -3.172 | 12.796 | -3.172 | -3.172 | -3.172 | 12.796 | 0.983+1.497j | 0.095+0.781j | 0.095+0.781j | 0.095+0.781j | 0.983+1.497j | 0.095+0.781j | 0.095+0.781j | 0.095+0.781j | 0.983+1.497j | 8100501
bal_3P_2/0CU | oh_cond_2/0_CU | oh_cond_2/0_CU | oh_cond_2/0_CU |  |  | 12.878 | -3.204 | -3.204 | -3.204 | 12.878 | -3.204 | -3.204 | -3.204 | 12.878 | 0.535+1.487j | 0.095+0.781j | 0.095+0.781j | 0.095+0.781j | 0.535+1.487j | 0.095+0.781j | 0.095+0.781j | 0.095+0.781j | 0.535+1.487j | 8100501
bal_3P_2CU | oh_cond_2_CU | oh_cond_2_CU | oh_cond_2_CU |  |  | 12.191 | -2.94 | -2.94 | -2.94 | 12.191 | -2.94 | -2.94 | -2.94 | 12.191 | 0.968+1.536j | 0.095+0.781j | 0.095+0.781j | 0.095+0.781j | 0.968+1.536j | 0.095+0.781j | 0.095+0.781j | 0.095+0.781j | 0.968+1.536j | 8100501
bal_3P_4/0AA | oh_cond_4/0_AAAC | oh_cond_4/0_AAAC | oh_cond_4/0_AAAC |  |  | 13.554 | -3.469 | -3.469 | -3.469 | 13.554 | -3.469 | -3.469 | -3.469 | 13.554 | 0.534+1.457j | 0.095+0.781j | 0.095+0.781j | 0.095+0.781j | 0.534+1.457j | 0.095+0.781j | 0.095+0.781j | 0.095+0.781j | 0.534+1.457j | 8100501
bal_3P_4/0AC | oh_cond_4/0_ACSR | oh_cond_4/0_ACSR | oh_cond_4/0_ACSR |  |  | 13.554 | -3.469 | -3.469 | -3.469 | 13.554 | -3.469 | -3.469 | -3.469 | 13.554 | 0.54+1.457j | 0.095+0.781j | 0.095+0.781j | 0.095+0.781j | 0.54+1.457j | 0.095+0.781j | 0.095+0.781j | 0.095+0.781j | 0.54+1.457j | 8100501
bal_3P_4/0AL | oh_cond_4/0_AL | oh_cond_4/0_AL | oh_cond_4/0_AL |  |  | 13.381 | -3.4 | -3.4 | -3.4 | 13.381 | -3.4 | -3.4 | -3.4 | 13.381 | 0.537+1.466j | 0.095+0.781j | 0.095+0.781j | 0.095+0.781j | 0.537+1.466j | 0.095+0.781j | 0.095+0.781j | 0.095+0.781j | 0.537+1.466j | 8100501
bal_3P_4AC | oh_cond_4_ACSR | oh_cond_4_ACSR | oh_cond_4_ACSR |  |  | 11.91 | -2.834 | -2.834 | -2.834 | 11.91 | -2.834 | -2.834 | -2.834 | 11.91 | 2.335+1.555j | 0.095+0.781j | 0.095+0.781j | 0.095+0.781j | 2.335+1.555j | 0.095+0.781j | 0.095+0.781j | 0.095+0.781j | 2.335+1.555j | 8100501
bal_3P_477AL | oh_cond_477_MCM_AL | oh_cond_477_MCM_AL | oh_cond_477_MCM_AL |  |  | 14.305 | -3.735 | -3.735 | -3.735 | 14.305 | -3.735 | -3.735 | -3.735 | 14.305 | 0.293+1.41j | 0.095+0.775j | 0.095+0.775j | 0.095+0.775j | 0.293+1.41j | 0.095+0.775j | 0.095+0.775j | 0.095+0.775j | 0.293+1.41j | 8100501
unb_TAPWIRE_OH | oh_cond_WP-4/0-CU | oh_cond_WP-4/0-CU | oh_cond_WP-4/0-CU | oh_cond_WP-4/0-CU |  | 14.911 | -4.341 | -1.953 | -4.341 | 15.781 | -3.724 | -1.953 | -3.724 | 14.818 | 0.365+1.097j | 0.093+0.433j | 0.094+0.34j | 0.093+0.433j | 0.368+1.078j | 0.095+0.401j | 0.094+0.34j | 0.095+0.401j | 0.368+1.077j | 8100501

## Recloser
Name | GroupId | RetryTime | MaximumNumberOfTries | Status | From | To | Length | Phases | Feeder | Comments

## RegulatorConfiguration
Name | CurrentTransducerPhase | PowerTransducerPhase | Regulation | Control | Type | CompensatorResistiveSettingA | CompensatorResistiveSettingB | CompensatorResistiveSettingC | CompensatorReactiveSettingA | CompensatorReactiveSettingB | CompensatorReactiveSettingC | BandCenter | BandWidth | CurrentTransducerRatio | PowerTransducerRatio | ConnectType | ControlLevel | DwellTime | TimeDelay | LowerTaps | RaiseTaps | TapPositionA | TapPositionB | TapPositionC | Feeder | Comments
config_regulator_220431678 | A | A | 0.1 | MANUAL | TYPEA | 0 | 0 | 0 | 0 | 0 | 0 | 123 | 3 | 250 | 40 | UNKNOWN | INDIVIDUAL | 0 | 0 | 16 | 16 | 0 | 0 | 0 | 8100501

## Sectionalizer
Name | GroupId | OperatingMode | PhaseAState | PhaseBState | PhaseCState | CurrentInAReal | CurrentInAImag | CurrentInA | CurrentInBReal | CurrentInBImag | CurrentInB | CurrentInCReal | CurrentInCImag | CurrentInC | CurrentOutAReal | CurrentOutAImag | CurrentOutA | CurrentOutBReal | CurrentOutBImag | CurrentOutB | CurrentOutCReal | CurrentOutCImag | CurrentOutC | ActivePowerInA | ReactivePowerInA | PowerInA | ActivePowerInB | ReactivePowerInB | PowerInB | ActivePowerInC | ReactivePowerInC | PowerInC | ActivePowerOutA | ReactivePowerOutA | PowerOutA | ActivePowerOutB | ReactivePowerOutB | PowerOutB | ActivePowerOutC | ReactivePowerOutC | PowerOutC | Status | From | To | Length | Phases | Feeder | Comments

## Solar
Name | GroupId | SpillageCost | CapitalCost | FixedOperatingCost | VariableOperatingCost | MaxReactivePower | MaxActivePower | OutputSchedule | PlanningStatus | UnitType | UnitSubtype | ParentNode | Phases | Feeder | Comments
solar_load_220345369 |  | 0 | 0 | 0 | 0.001 | 0.013795334055665506 | 0.032383548365672005 | OPTIMIZED | INSTALLED | solar_pv |  | node_1375914_866_15298537_632 | AN | 8100501
solar_load_220345370 |  | 0 | 0 | 0 | 0.001 | 0.01982491495561122 | 0.04653755338024338 | OPTIMIZED | INSTALLED | solar_pv |  | node_1375609_733_15298247_506 | AN | 8100501
solar_load_220345393 |  | 0 | 0 | 0 | 0.001 | 0.0023365983468212003 | 0.00548499534457895 | OPTIMIZED | INSTALLED | solar_pv |  | node_1375401_314_15297989_451 | AN | 8100501
solar_load_220345399 |  | 0 | 0 | 0 | 0.001 | 0.0032101096813393704 | 0.00753550057014523 | OPTIMIZED | INSTALLED | solar_pv |  | node_1375232_738_15299552_315 | AN | 8100501
solar_load_220345400 |  | 0 | 0 | 0 | 0.001 | 0.002678407001712597 | 0.006287366954583147 | OPTIMIZED | INSTALLED | solar_pv |  | node_1375761_452_15299487_761 | AN | 8100501
solar_load_220345441 |  | 0 | 0 | 0 | 0.001 | 0.0014775548196183388 | 0.003468452938483748 | OPTIMIZED | INSTALLED | solar_pv |  | node_1376592_531_15298714_183 | AN | 8100501
solar_load_220345443 |  | 0 | 0 | 0 | 0.001 | 0.009194478167496498 | 0.021583371773869493 | OPTIMIZED | INSTALLED | solar_pv |  | node_1375925_24_15298753_265 | AN | 8100501
solar_load_220345454 |  | 0 | 0 | 0 | 0.001 | 0.005676318048334787 | 0.013324746172485913 | OPTIMIZED | INSTALLED | solar_pv |  | node_1375539_376_15299434_865 | AN | 8100501
solar_load_220345456 |  | 0 | 0 | 0 | 0.001 | 0.005676318048334787 | 0.013324746172485913 | OPTIMIZED | INSTALLED | solar_pv |  | node_1375529_627_15299411_589 | CN | 8100501
solar_load_220346012 |  | 0 | 0 | 0 | 0.001 | 0.002709151608185876 | 0.006359537945959186 | OPTIMIZED | INSTALLED | solar_pv |  | node_1377075_461_15299120_377 | AN | 8100501
solar_load_220346013 |  | 0 | 0 | 0 | 0.001 | 0.0018591506816671894 | 0.004364222302033407 | OPTIMIZED | INSTALLED | solar_pv |  | node_1376985_375_15299334_57 | AN | 8100501
solar_load_220346938 |  | 0 | 0 | 0 | 0.001 | 0.008780328707131708 | 0.020611186066509912 | OPTIMIZED | INSTALLED | solar_pv |  | node_1377638_461_15299107_57 | AN | 8100501
solar_load_220347614 |  | 0 | 0 | 0 | 0.001 | 0.002235321337084905 | 0.0052472556082814115 | OPTIMIZED | INSTALLED | solar_pv |  | node_1375581_006_15300686_867 | AN | 8100501
solar_load_220347689 |  | 0 | 0 | 0 | 0.001 | 0.004470643263802092 | 0.010494511216562823 | OPTIMIZED | INSTALLED | solar_pv |  | node_1375394_109_15300760_324 | AN | 8100501
solar_load_220540639 |  | 0 | 0 | 0 | 0.001 | 0.0022081941246646646 | 0.005183575321773142 | OPTIMIZED | INSTALLED | solar_pv |  | node_1376299_731_15298794_191 | AN | 8100501
solar_load_220618632 |  | 0 | 0 | 0 | 0.001 | 0.03505078183563153 | 0.08227917552111814 | OPTIMIZED | INSTALLED | solar_pv |  | node_1376312_699_15299425_794 | AN | 8100501
solar_load_220622904 |  | 0 | 0 | 0 | 0.001 | 0.008575966285448738 | 0.020131461241480946 | OPTIMIZED | INSTALLED | solar_pv |  | node_1376083_794_15299417_425 | AN | 8100501
solar_load_220624876 |  | 0 | 0 | 0 | 0.001 | 0.013795334055665506 | 0.032383548365672005 | OPTIMIZED | INSTALLED | solar_pv |  | node_1375915_791_15298511_042 | AN | 8100501

## Storage
Name | GroupId | InitStateOfCharge | SpinningReserveCharge | SpinningReserveDischarge | NonSpinningReserveCharge | NonSpinningReserveDischarge | RegulationUpCharge | RegulationUpDischarge | RegulationDownCharge | RegulationDownDischarge | ChargeEfficiency | DischargeEfficiency | CommitmentStatus | ConstructionTime | CalendarLife | YearOfInstallation | DepthOfDischarge | ReactivePower | ReactivePowerA | ReactivePowerB | ReactivePowerC | ActivePower | ActivePowerA | ActivePowerB | ActivePowerC | Energy | MaxEnergy | PowerCharge | PowerDischarge | RampUpLimit | RampDownLimit | CapitalCost | FixedOperatingCost | VariableOperatingCost | MaxReactivePower | MaxActivePower | OutputSchedule | PlanningStatus | UnitType | UnitSubtype | ParentNode | Phases | Feeder | Comments
storage_load_220345369 |  | 0 | 0 | 0 | 0 | 0 | 0 | 0 | 0 | 0 | 0.92 | 0 | False | 0 | 0 | 0 | 0 | 0 | 0 | 0 | 0 | 0 | 0 | 0 | 0 | 0 | 0.09715064509701601 | 0 | 0 | 0 | 0 | 0 | 0 | 0.001 | 0.013795334055665506 | 0.032383548365672005 | OPTIMIZED | INSTALLED | li_ion |  | node_1375914_866_15298537_632 | AN | 8100501
storage_load_220345370 |  | 0 | 0 | 0 | 0 | 0 | 0 | 0 | 0 | 0 | 0.92 | 0 | False | 0 | 0 | 0 | 0 | 0 | 0 | 0 | 0 | 0 | 0 | 0 | 0 | 0 | 0.13961266014073015 | 0 | 0 | 0 | 0 | 0 | 0 | 0.001 | 0.01982491495561122 | 0.04653755338024338 | OPTIMIZED | INSTALLED | li_ion |  | node_1375609_733_15298247_506 | AN | 8100501
storage_load_220345393 |  | 0 | 0 | 0 | 0 | 0 | 0 | 0 | 0 | 0 | 0.92 | 0 | False | 0 | 0 | 0 | 0 | 0 | 0 | 0 | 0 | 0 | 0 | 0 | 0 | 0 | 0.01645498603373685 | 0 | 0 | 0 | 0 | 0 | 0 | 0.001 | 0.0023365983468212003 | 0.00548499534457895 | OPTIMIZED | INSTALLED | li_ion |  | node_1375401_314_15297989_451 | AN | 8100501
storage_load_220345399 |  | 0 | 0 | 0 | 0 | 0 | 0 | 0 | 0 | 0 | 0.92 | 0 | False | 0 | 0 | 0 | 0 | 0 | 0 | 0 | 0 | 0 | 0 | 0 | 0 | 0 | 0.02260650171043569 | 0 | 0 | 0 | 0 | 0 | 0 | 0.001 | 0.0032101096813393704 | 0.00753550057014523 | OPTIMIZED | INSTALLED | li_ion |  | node_1375232_738_15299552_315 | AN | 8100501
storage_load_220345400 |  | 0 | 0 | 0 | 0 | 0 | 0 | 0 | 0 | 0 | 0.92 | 0 | False | 0 | 0 | 0 | 0 | 0 | 0 | 0 | 0 | 0 | 0 | 0 | 0 | 0 | 0.01886210086374944 | 0 | 0 | 0 | 0 | 0 | 0 | 0.001 | 0.002678407001712597 | 0.006287366954583147 | OPTIMIZED | INSTALLED | li_ion |  | node_1375761_452_15299487_761 | AN | 8100501
storage_load_220345441 |  | 0 | 0 | 0 | 0 | 0 | 0 | 0 | 0 | 0 | 0.92 | 0 | False | 0 | 0 | 0 | 0 | 0 | 0 | 0 | 0 | 0 | 0 | 0 | 0 | 0 | 0.010405358815451245 | 0 | 0 | 0 | 0 | 0 | 0 | 0.001 | 0.0014775548196183388 | 0.003468452938483748 | OPTIMIZED | INSTALLED | li_ion |  | node_1376592_531_15298714_183 | AN | 8100501
storage_load_220345443 |  | 0 | 0 | 0 | 0 | 0 | 0 | 0 | 0 | 0 | 0.92 | 0 | False | 0 | 0 | 0 | 0 | 0 | 0 | 0 | 0 | 0 | 0 | 0 | 0 | 0 | 0.06475011532160849 | 0 | 0 | 0 | 0 | 0 | 0 | 0.001 | 0.009194478167496498 | 0.021583371773869493 | OPTIMIZED | INSTALLED | li_ion |  | node_1375925_24_15298753_265 | AN | 8100501
storage_load_220345454 |  | 0 | 0 | 0 | 0 | 0 | 0 | 0 | 0 | 0 | 0.92 | 0 | False | 0 | 0 | 0 | 0 | 0 | 0 | 0 | 0 | 0 | 0 | 0 | 0 | 0 | 0.03997423851745774 | 0 | 0 | 0 | 0 | 0 | 0 | 0.001 | 0.005676318048334787 | 0.013324746172485913 | OPTIMIZED | INSTALLED | li_ion |  | node_1375539_376_15299434_865 | AN | 8100501
storage_load_220345456 |  | 0 | 0 | 0 | 0 | 0 | 0 | 0 | 0 | 0 | 0.92 | 0 | False | 0 | 0 | 0 | 0 | 0 | 0 | 0 | 0 | 0 | 0 | 0 | 0 | 0 | 0.03997423851745774 | 0 | 0 | 0 | 0 | 0 | 0 | 0.001 | 0.005676318048334787 | 0.013324746172485913 | OPTIMIZED | INSTALLED | li_ion |  | node_1375529_627_15299411_589 | CN | 8100501
storage_load_220346012 |  | 0 | 0 | 0 | 0 | 0 | 0 | 0 | 0 | 0 | 0.92 | 0 | False | 0 | 0 | 0 | 0 | 0 | 0 | 0 | 0 | 0 | 0 | 0 | 0 | 0 | 0.01907861383787756 | 0 | 0 | 0 | 0 | 0 | 0 | 0.001 | 0.002709151608185876 | 0.006359537945959186 | OPTIMIZED | INSTALLED | li_ion |  | node_1377075_461_15299120_377 | AN | 8100501
storage_load_220346013 |  | 0 | 0 | 0 | 0 | 0 | 0 | 0 | 0 | 0 | 0.92 | 0 | False | 0 | 0 | 0 | 0 | 0 | 0 | 0 | 0 | 0 | 0 | 0 | 0 | 0 | 0.013092666906100222 | 0 | 0 | 0 | 0 | 0 | 0 | 0.001 | 0.0018591506816671894 | 0.004364222302033407 | OPTIMIZED | INSTALLED | li_ion |  | node_1376985_375_15299334_57 | AN | 8100501
storage_load_220346938 |  | 0 | 0 | 0 | 0 | 0 | 0 | 0 | 0 | 0 | 0.92 | 0 | False | 0 | 0 | 0 | 0 | 0 | 0 | 0 | 0 | 0 | 0 | 0 | 0 | 0 | 0.06183355819952974 | 0 | 0 | 0 | 0 | 0 | 0 | 0.001 | 0.008780328707131708 | 0.020611186066509912 | OPTIMIZED | INSTALLED | li_ion |  | node_1377638_461_15299107_57 | AN | 8100501
storage_load_220347614 |  | 0 | 0 | 0 | 0 | 0 | 0 | 0 | 0 | 0 | 0.92 | 0 | False | 0 | 0 | 0 | 0 | 0 | 0 | 0 | 0 | 0 | 0 | 0 | 0 | 0 | 0.015741766824844235 | 0 | 0 | 0 | 0 | 0 | 0 | 0.001 | 0.002235321337084905 | 0.0052472556082814115 | OPTIMIZED | INSTALLED | li_ion |  | node_1375581_006_15300686_867 | AN | 8100501
storage_load_220347689 |  | 0 | 0 | 0 | 0 | 0 | 0 | 0 | 0 | 0 | 0.92 | 0 | False | 0 | 0 | 0 | 0 | 0 | 0 | 0 | 0 | 0 | 0 | 0 | 0 | 0 | 0.03148353364968847 | 0 | 0 | 0 | 0 | 0 | 0 | 0.001 | 0.004470643263802092 | 0.010494511216562823 | OPTIMIZED | INSTALLED | li_ion |  | node_1375394_109_15300760_324 | AN | 8100501
storage_load_220540639 |  | 0 | 0 | 0 | 0 | 0 | 0 | 0 | 0 | 0 | 0.92 | 0 | False | 0 | 0 | 0 | 0 | 0 | 0 | 0 | 0 | 0 | 0 | 0 | 0 | 0 | 0.015550725965319426 | 0 | 0 | 0 | 0 | 0 | 0 | 0.001 | 0.0022081941246646646 | 0.005183575321773142 | OPTIMIZED | INSTALLED | li_ion |  | node_1376299_731_15298794_191 | AN | 8100501
storage_load_220618632 |  | 0 | 0 | 0 | 0 | 0 | 0 | 0 | 0 | 0 | 0.92 | 0 | False | 0 | 0 | 0 | 0 | 0 | 0 | 0 | 0 | 0 | 0 | 0 | 0 | 0 | 0.24683752656335445 | 0 | 0 | 0 | 0 | 0 | 0 | 0.001 | 0.03505078183563153 | 0.08227917552111814 | OPTIMIZED | INSTALLED | li_ion |  | node_1376312_699_15299425_794 | AN | 8100501
storage_load_220622904 |  | 0 | 0 | 0 | 0 | 0 | 0 | 0 | 0 | 0 | 0.92 | 0 | False | 0 | 0 | 0 | 0 | 0 | 0 | 0 | 0 | 0 | 0 | 0 | 0 | 0 | 0.060394383724442835 | 0 | 0 | 0 | 0 | 0 | 0 | 0.001 | 0.008575966285448738 | 0.020131461241480946 | OPTIMIZED | INSTALLED | li_ion |  | node_1376083_794_15299417_425 | AN | 8100501
storage_load_220624876 |  | 0 | 0 | 0 | 0 | 0 | 0 | 0 | 0 | 0 | 0.92 | 0 | False | 0 | 0 | 0 | 0 | 0 | 0 | 0 | 0 | 0 | 0 | 0 | 0 | 0 | 0.09715064509701601 | 0 | 0 | 0 | 0 | 0 | 0 | 0.001 | 0.013795334055665506 | 0.032383548365672005 | OPTIMIZED | INSTALLED | li_ion |  | node_1375915_791_15298511_042 | AN | 8100501

## Switch
Name | GroupId | OperatingMode | PhaseAState | PhaseBState | PhaseCState | CurrentInAReal | CurrentInAImag | CurrentInA | CurrentInBReal | CurrentInBImag | CurrentInB | CurrentInCReal | CurrentInCImag | CurrentInC | CurrentOutAReal | CurrentOutAImag | CurrentOutA | CurrentOutBReal | CurrentOutBImag | CurrentOutB | CurrentOutCReal | CurrentOutCImag | CurrentOutC | ActivePowerInA | ReactivePowerInA | PowerInA | ActivePowerInB | ReactivePowerInB | PowerInB | ActivePowerInC | ReactivePowerInC | PowerInC | ActivePowerOutA | ReactivePowerOutA | PowerOutA | ActivePowerOutB | ReactivePowerOutB | PowerOutB | ActivePowerOutC | ReactivePowerOutC | PowerOutC | Status | From | To | Length | Phases | Feeder | Comments
switch_220416211 |  | INDIVIDUAL | CLOSED | CLOSED | CLOSED | 0 | 0 | 0+0j | 0 | 0 | 0+0j | 0 | 0 | 0+0j | 0 | 0 | 0+0j | 0 | 0 | 0+0j | 0 | 0 | 0+0j | 0 | 0 | 0+0j | 0 | 0 | 0+0j | 0 | 0 | 0+0j | 0 | 0 | 0+0j | 0 | 0 | 0+0j | 0 | 0 | 0+0j | OPEN | node_intto1_220416211 | node_220416211 | 0 | ABCD | 8100501
switch_220416264 |  | INDIVIDUAL | CLOSED | CLOSED | CLOSED | 0 | 0 | 0+0j | 0 | 0 | 0+0j | 0 | 0 | 0+0j | 0 | 0 | 0+0j | 0 | 0 | 0+0j | 0 | 0 | 0+0j | 0 | 0 | 0+0j | 0 | 0 | 0+0j | 0 | 0 | 0+0j | 0 | 0 | 0+0j | 0 | 0 | 0+0j | 0 | 0 | 0+0j | OPEN | node_intto1_8100501_200851812 | node_8100501_200851812 | 0 | ABCD | 8100501
switch_220416644 |  | INDIVIDUAL | CLOSED | CLOSED | CLOSED | 0 | 0 | 0+0j | 0 | 0 | 0+0j | 0 | 0 | 0+0j | 0 | 0 | 0+0j | 0 | 0 | 0+0j | 0 | 0 | 0+0j | 0 | 0 | 0+0j | 0 | 0 | 0+0j | 0 | 0 | 0+0j | 0 | 0 | 0+0j | 0 | 0 | 0+0j | 0 | 0 | 0+0j | OPEN | node_intto1_8100501_200859388 | node_8100501_200859388 | 0 | ABCD | 8100501
switch_310005559 |  | INDIVIDUAL | CLOSED | CLOSED | CLOSED | 0 | 0 | 0+0j | 0 | 0 | 0+0j | 0 | 0 | 0+0j | 0 | 0 | 0+0j | 0 | 0 | 0+0j | 0 | 0 | 0+0j | 0 | 0 | 0+0j | 0 | 0 | 0+0j | 0 | 0 | 0+0j | 0 | 0 | 0+0j | 0 | 0 | 0+0j | 0 | 0 | 0+0j | OPEN | node_intto1_8100501_310005555 | node_8100501_310005555 | 0 | ABCD | 8100501
switch_310005684 |  | INDIVIDUAL | CLOSED | CLOSED | CLOSED | 0 | 0 | 0+0j | 0 | 0 | 0+0j | 0 | 0 | 0+0j | 0 | 0 | 0+0j | 0 | 0 | 0+0j | 0 | 0 | 0+0j | 0 | 0 | 0+0j | 0 | 0 | 0+0j | 0 | 0 | 0+0j | 0 | 0 | 0+0j | 0 | 0 | 0+0j | 0 | 0 | 0+0j | OPEN | node_intto1_8100501_310005681 | node_8100501_310005681 | 0 | ABCD | 8100501
switch_312008552 |  | INDIVIDUAL | CLOSED | CLOSED | CLOSED | 0 | 0 | 0+0j | 0 | 0 | 0+0j | 0 | 0 | 0+0j | 0 | 0 | 0+0j | 0 | 0 | 0+0j | 0 | 0 | 0+0j | 0 | 0 | 0+0j | 0 | 0 | 0+0j | 0 | 0 | 0+0j | 0 | 0 | 0+0j | 0 | 0 | 0+0j | 0 | 0 | 0+0j | OPEN | node_intto1_8100501_200851532 | node_8100501_200851532 | 0 | ABCD | 8100501
switch_312015050 |  | INDIVIDUAL | CLOSED | CLOSED | CLOSED | 0 | 0 | 0+0j | 0 | 0 | 0+0j | 0 | 0 | 0+0j | 0 | 0 | 0+0j | 0 | 0 | 0+0j | 0 | 0 | 0+0j | 0 | 0 | 0+0j | 0 | 0 | 0+0j | 0 | 0 | 0+0j | 0 | 0 | 0+0j | 0 | 0 | 0+0j | 0 | 0 | 0+0j | OPEN | node_intto1_8100501_312015040 | node_8100501_312015040 | 0 | ABCD | 8100501
switch_312042029 |  | INDIVIDUAL | CLOSED | CLOSED | CLOSED | 0 | 0 | 0+0j | 0 | 0 | 0+0j | 0 | 0 | 0+0j | 0 | 0 | 0+0j | 0 | 0 | 0+0j | 0 | 0 | 0+0j | 0 | 0 | 0+0j | 0 | 0 | 0+0j | 0 | 0 | 0+0j | 0 | 0 | 0+0j | 0 | 0 | 0+0j | 0 | 0 | 0+0j | OPEN | node_intto1_312042029 | node_312042029 | 0 | ABCD | 8100501

## TransformerConfiguration
Name | ConnectType | NoLoadLoss | PowerRating | ReactanceResistanceRatio | FullLoadLoss | PowerARating | PowerBRating | PowerCRating | ShuntResistance | ShuntReactance | ShuntImpedance | Impedance | PrimaryVoltage | SecondaryVoltage | CoreCoilWeight | InstalledInsulationLife | InstallType | CoolantType | CoolingType | Feeder | Comments

## UndergroundLineConductor
Name | OuterDiameter | ConductorGMR | ConductorDiameter | ConductorResistance | NeutralGMR | NeutralDiameter | NeutralResistance | NeutralStrands | InsulationRelativePermittivity | ShieldGMR | ShieldResitance | RatingSummerContinuous | RatingSummerEmergency | RatingWinterContinuous | RatingWinterEmergency | Feeder | Comments
und_cond_1P_1/0ALURD | 0 | 0 | 0 | 0 | 0 | 0 | 0 | 0 | 0 | 0 | 0 | 226 | 226 | 237 | 237 | 8100501
und_cond_1P_2ALURD | 0 | 0 | 0 | 0 | 0 | 0 | 0 | 0 | 0 | 0 | 0 | 125 | 125 | 140 | 140 | 8100501
und_cond_1P_DELTACUST | 0 | 0 | 0 | 0 | 0 | 0 | 0 | 0 | 0 | 0 | 0 | 685 | 685 | 685 | 685 | 8100501
und_cond_3P_1/0ALURD | 0 | 0 | 0 | 0 | 0 | 0 | 0 | 0 | 0 | 0 | 0 | 160 | 160 | 180 | 180 | 8100501
und_cond_3P_2ALURD | 0 | 0 | 0 | 0 | 0 | 0 | 0 | 0 | 0 | 0 | 0 | 125 | 125 | 140 | 140 | 8100501
und_cond_3P_4CUURD_4CU(N) | 0 | 0 | 0 | 0 | 0 | 0 | 0 | 0 | 0 | 0 | 0 | 109 | 109 | 114 | 114 | 8100501
und_cond_3P_350CUURD | 0 | 0 | 0 | 0 | 0 | 0 | 0 | 0 | 0 | 0 | 0 | 401 | 401 | 422 | 422 | 8100501
und_cond_3P_DELTACUST | 0 | 0 | 0 | 0 | 0 | 0 | 0 | 0 | 0 | 0 | 0 | 685 | 685 | 685 | 685 | 8100501
und_cond_TAPWIRE_UG | 0 | 0 | 0 | 0 | 0 | 0 | 0 | 0 | 0 | 0 | 0 | 99999999 | 99999999 | 99999999 | 99999999 | 8100501

## UndergroundLineConfiguration
Name | ConductorA | ConductorB | ConductorC | ConductorN | LineSpacing | Capacitance11 | Capacitance12 | Capacitance13 | Capacitance21 | Capacitance22 | Capacitance23 | Capacitance31 | Capacitance32 | Capacitance33 | Impedance11 | Impedance12 | Impedance13 | Impedance21 | Impedance22 | Impedance23 | Impedance31 | Impedance32 | Impedance33 | Feeder | Comments
und_1P_1/0ALURD | und_cond_1P_1/0ALURD | und_cond_1P_1/0ALURD | und_cond_1P_1/0ALURD |  |  | 512.874 | 0 | 0 | 0 | 512.874 | 0 | 0 | 0 | 512.874 | 0.518+0.155j | 0+0j | 0+0j | 0+0j | 0.518+0.155j | 0+0j | 0+0j | 0+0j | 0.518+0.155j | 8100501
und_1P_2ALURD | und_cond_1P_2ALURD | und_cond_1P_2ALURD | und_cond_1P_2ALURD |  |  | 401.497 | 0 | 0 | 0 | 401.497 | 0 | 0 | 0 | 401.497 | 2.379+0.823j | 0+0j | 0+0j | 0+0j | 2.379+0.823j | 0+0j | 0+0j | 0+0j | 2.379+0.823j | 8100501
und_1P_DELTACUST | und_cond_1P_DELTACUST | und_cond_1P_DELTACUST | und_cond_1P_DELTACUST |  |  | 324.124 | 0 | 0 | 0 | 324.124 | 0 | 0 | 0 | 324.124 | 0.179+0.233j | 0.061+-0.024j | 0.061+-0.024j | 0.061+-0.024j | 0.179+0.233j | 0.061+-0.024j | 0.061+-0.024j | 0.061+-0.024j | 0.179+0.233j | 8100501
und_3P_1/0ALURD | und_cond_3P_1/0ALURD | und_cond_3P_1/0ALURD | und_cond_3P_1/0ALURD |  |  | 530.19 | 0 | 0 | 0 | 530.19 | 0 | 0 | 0 | 530.19 | 1.61+0.653j | 0.525+0.251j | 0.525+0.251j | 0.525+0.251j | 1.61+0.653j | 0.525+0.251j | 0.525+0.251j | 0.525+0.251j | 1.61+0.653j | 8100501
und_3P_2ALURD | und_cond_3P_2ALURD | und_cond_3P_2ALURD | und_cond_3P_2ALURD |  |  | 401.498 | 0 | 0 | 0 | 401.498 | 0 | 0 | 0 | 401.498 | 2.125+0.49j | 0.384+0.067j | 0.384+0.067j | 0.384+0.067j | 2.125+0.49j | 0.384+0.067j | 0.384+0.067j | 0.384+0.067j | 2.125+0.49j | 8100501
und_3P_4CUURD_4CU(N) | und_cond_3P_4CUURD_4CU(N) | und_cond_3P_4CUURD_4CU(N) | und_cond_3P_4CUURD_4CU(N) |  |  | 318.933 | 0 | 0 | 0 | 318.933 | 0 | 0 | 0 | 318.933 | 2.079+0.602j | 0.395+0.15j | 0.395+0.15j | 0.395+0.15j | 2.079+0.602j | 0.395+0.15j | 0.395+0.15j | 0.395+0.15j | 2.079+0.602j | 8100501
und_3P_350CUURD | und_cond_3P_350CUURD | und_cond_3P_350CUURD | und_cond_3P_350CUURD |  |  | 751.36 | 0 | 0 | 0 | 751.36 | 0 | 0 | 0 | 751.36 | 0.277+0.267j | 0.044+0.015j | 0.044+0.015j | 0.044+0.015j | 0.277+0.267j | 0.044+0.015j | 0.044+0.015j | 0.044+0.015j | 0.277+0.267j | 8100501
und_3P_DELTACUST | und_cond_3P_DELTACUST | und_cond_3P_DELTACUST | und_cond_3P_DELTACUST |  |  | 324.124 | 0 | 0 | 0 | 324.124 | 0 | 0 | 0 | 324.124 | 0.179+0.233j | 0.061+-0.024j | 0.061+-0.024j | 0.061+-0.024j | 0.179+0.233j | 0.061+-0.024j | 0.061+-0.024j | 0.061+-0.024j | 0.179+0.233j | 8100501
und_TAPWIRE_UG | und_cond_TAPWIRE_UG | und_cond_TAPWIRE_UG | und_cond_TAPWIRE_UG |  |  | 0 | 0 | 0 | 0 | 0 | 0 | 0 | 0 | 0 | 0.001+0.001j | 0+0j | 0+0j | 0+0j | 0.001+0.001j | 0+0j | 0+0j | 0+0j | 0.001+0.001j | 8100501

## Regulator
Name | GroupId | Configuration | SenseNode | Status | From | To | Length | Phases | Feeder | Comments
regulator_220431678 |  | config_regulator_220431678 |  | OPEN | node_intto1_8100501_201054805 | node_8100501_201054805 | 0 | ABCD | 8100501

## Transformer
Name | GroupId | Configuration | AgingConstant | AgingGranularity | Climate | UseThermalModel | Status | From | To | Length | Phases | Feeder | Comments

## OverheadLine
Name | GroupId | Configuration | Length | Status | From | To | Phases | Feeder | Comments
oh_line_8100501_200848751 |  | bal_3P_1/0AC | 316.8 | OPEN | node_8100501_200848752 | node_8100501_200848751 | ABCD | 8100501
oh_line_8100501_200848752 |  | bal_3P_1/0AC | 52.800000000000004 | OPEN | node_8100501_200857185 | node_8100501_200848752 | ABCD | 8100501
oh_line_8100501_200848753 |  | bal_3P_1/0AC | 52.800000000000004 | OPEN | node_8100501_200850879 | node_8100501_200848753 | ABCD | 8100501
oh_line_8100501_200848761 |  | bal_3P_1/0AC | 211.20000000000002 | OPEN | node_8100501_200848751 | node_8100501_200848761 | ABCD | 8100501
oh_line_8100501_200850875 |  | bal_3P_1/0AC | 52.800000000000004 | OPEN | node_8100501_200853477 | node_intto1_8100501_200850875 | ABCD | 8100501
oh_line_8100501_200850876 |  | bal_3P_1/0AC | 158.4 | OPEN | node_8100501_200850875 | node_8100501_200850876 | ABCD | 8100501
oh_line_8100501_200850878 |  | bal_3P_1/0AC | 369.6 | OPEN | node_8100501_200850876 | node_8100501_200850878 | ABCD | 8100501
oh_line_8100501_200850879 |  | bal_3P_1/0AC | 105.60000000000001 | OPEN | node_8100501_200850878 | node_8100501_200850879 | ABCD | 8100501
oh_line_8100501_200851532 |  | bal_3P_477AL | 52.800000000000004 | OPEN | node_8100501_201054807 | node_intto1_8100501_200851532 | ABCD | 8100501
oh_line_8100501_200851533 |  | bal_3P_477AL | 105.60000000000001 | OPEN | node_8100501_200851542 | node_8100501_200851533 | ABCD | 8100501
oh_line_8100501_200851534-1 |  | bal_3P_4/0AC | 52.800000000000004 | OPEN | node_8100501_312033835 | node_8100501_200851534 | ABCD | 8100501
oh_line_8100501_200851534-2 |  | bal_3P_477AL | 0 | OPEN | node_8100501_200851534 | node_intto1_312042029 | ABCD | 8100501
oh_line_8100501_200851534-3 |  | bal_3P_477AL | 158.4 | OPEN | node_312042029 | node_1375496_477_15297635_607 | ABCD | 8100501
oh_line_8100501_200851537 |  | bal_3P_477AL | 52.800000000000004 | OPEN | node_8100501_200851532 | node_8100501_200851537 | ABCD | 8100501
oh_line_8100501_200851542 |  | bal_3P_477AL | 52.800000000000004 | OPEN | node_8100501_200851544 | node_8100501_200851542 | ABCD | 8100501
oh_line_8100501_200851544 |  | bal_3P_477AL | 105.60000000000001 | OPEN | node_8100501_200851546 | node_8100501_200851544 | ABCD | 8100501
oh_line_8100501_200851546 |  | bal_3P_477AL | 264 | OPEN | node_8100501_200851548 | node_8100501_200851546 | ABCD | 8100501
oh_line_8100501_200851548 |  | bal_3P_477AL | 158.4 | OPEN | node_8100501_200851550 | node_8100501_200851548 | ABCD | 8100501
oh_line_8100501_200851550 |  | bal_3P_477AL | 211.20000000000002 | OPEN | node_8100501_200851616 | node_8100501_200851550 | ABCD | 8100501
oh_line_8100501_200851554 |  | bal_1P_1/0AC | 105.60000000000001 | OPEN | node_8100501_200851555 | node_8100501_200851554 | AD | 8100501
oh_line_8100501_200851555 |  | bal_1P_1/0AC | 105.60000000000001 | OPEN | node_8100501_200851556 | node_8100501_200851555 | AD | 8100501
oh_line_8100501_200851556 |  | bal_1P_1/0AC | 105.60000000000001 | OPEN | node_8100501_200851619 | node_8100501_200851556 | AD | 8100501
oh_line_8100501_200851611 |  | bal_3P_477AL | 0 | OPEN | node_8100501_201044596 | node_8100501_200851611 | ABCD | 8100501
oh_line_8100501_200851612-1 |  | bal_3P_477AL | 52.800000000000004 | OPEN | node_220416211 | node_8100501_200851612 | ABCD | 8100501
oh_line_8100501_200851612-2 |  | bal_3P_477AL | 0 | OPEN | node_311918779 | node_intto1_220416211 | ABCD | 8100501
oh_line_8100501_200851612-3 |  | bal_3P_477AL | 0 | OPEN | node_8100501_200851611 | node_intto1_311918779 | ABCD | 8100501
oh_line_8100501_200851613 |  | bal_3P_477AL | 105.60000000000001 | OPEN | node_8100501_200851612 | node_8100501_200851613 | ABCD | 8100501
oh_line_8100501_200851614 |  | bal_3P_477AL | 105.60000000000001 | OPEN | node_8100501_200851613 | node_8100501_200851614 | ABCD | 8100501
oh_line_8100501_200851615 |  | bal_3P_477AL | 105.60000000000001 | OPEN | node_8100501_200851614 | node_8100501_200851615 | ABCD | 8100501
oh_line_8100501_200851616 |  | bal_3P_477AL | 211.20000000000002 | OPEN | node_8100501_200851537 | node_8100501_200851616 | ABCD | 8100501
oh_line_8100501_200851618 |  | bal_3P_2/0CU | 158.4 | OPEN | node_8100501_200851616 | node_8100501_200851618 | ABCD | 8100501
oh_line_8100501_200851619 |  | bal_3P_2/0CU | 105.60000000000001 | OPEN | node_8100501_200851618 | node_8100501_200851619 | ABCD | 8100501
oh_line_8100501_200851621 |  | bal_3P_2/0CU | 158.4 | OPEN | node_8100501_200851619 | node_8100501_200851621 | ABCD | 8100501
oh_line_8100501_200851622 |  | bal_3P_2/0CU | 105.60000000000001 | OPEN | node_8100501_200851621 | node_8100501_200851622 | ABCD | 8100501
oh_line_8100501_200851624 |  | bal_1P_4CU | 105.60000000000001 | OPEN | node_8100501_200851640 | node_8100501_200851624 | AD | 8100501
oh_line_8100501_200851625 |  | bal_1P_4CU | 105.60000000000001 | OPEN | node_8100501_200851624 | node_8100501_200851625 | AD | 8100501
oh_line_8100501_200851626 |  | bal_1P_4CU | 105.60000000000001 | OPEN | node_8100501_200851625 | node_8100501_200851626 | AD | 8100501
oh_line_8100501_200851627 |  | bal_1P_4CU | 105.60000000000001 | OPEN | node_8100501_200851626 | node_8100501_200851627 | AD | 8100501
oh_line_8100501_200851633 |  | bal_1P_1/0AA | 105.60000000000001 | OPEN | node_8100501_200851634 | node_8100501_200851633 | AD | 8100501
oh_line_8100501_200851634 |  | bal_1P_1/0AA | 52.800000000000004 | OPEN | node_8100501_200851635 | node_8100501_200851634 | AD | 8100501
oh_line_8100501_200851635 |  | bal_1P_1/0AA | 52.800000000000004 | OPEN | node_8100501_200851860 | node_8100501_200851635 | AD | 8100501
oh_line_8100501_200851636 |  | bal_3P_477AL | 52.800000000000004 | OPEN | node_8100501_200851637 | node_8100501_200851636 | ABCD | 8100501
oh_line_8100501_200851637 |  | bal_3P_477AL | 105.60000000000001 | OPEN | node_8100501_200851638 | node_8100501_200851637 | ABCD | 8100501
oh_line_8100501_200851638 |  | bal_3P_477AL | 105.60000000000001 | OPEN | node_8100501_200851639 | node_8100501_200851638 | ABCD | 8100501
oh_line_8100501_200851639 |  | bal_3P_477AL | 52.800000000000004 | OPEN | node_8100501_200851615 | node_8100501_200851639 | ABCD | 8100501
oh_line_8100501_200851640 |  | bal_1P_4CU | 105.60000000000001 | OPEN | node_8100501_200851639 | node_intto1_8100501_200851640 | AD | 8100501
oh_line_8100501_200851800 |  | bal_3P_1/0AC | 158.4 | OPEN | node_8100501_200851801 | node_8100501_200851800 | ABCD | 8100501
oh_line_8100501_200851801 |  | bal_3P_1/0AC | 211.20000000000002 | OPEN | node_8100501_200851802 | node_8100501_200851801 | ABCD | 8100501
oh_line_8100501_200851802 |  | bal_3P_1/0AC | 52.800000000000004 | OPEN | node_8100501_200851804 | node_8100501_200851802 | ABCD | 8100501
oh_line_8100501_200851804-1 |  | bal_3P_2/0CU | 0 | OPEN | node_1376665_116_15298752_18 | node_8100501_200851804 | ABCD | 8100501
oh_line_8100501_200851804-2 |  | bal_3P_2/0CU | 52.800000000000004 | OPEN | node_8100501_200851805 | node_1376665_116_15298752_18 | ABCD | 8100501
oh_line_8100501_200851805 |  | bal_3P_2/0CU | 52.800000000000004 | OPEN | node_8100501_200851806 | node_8100501_200851805 | ABCD | 8100501
oh_line_8100501_200851806 |  | bal_3P_2/0CU | 105.60000000000001 | OPEN | node_8100501_200851808 | node_intto1_8100501_200851806 | ABCD | 8100501
oh_line_8100501_200851808 |  | bal_3P_2/0CU | 105.60000000000001 | OPEN | node_8100501_200851810 | node_8100501_200851808 | ABCD | 8100501
oh_line_8100501_200851810 |  | bal_3P_2/0CU | 158.4 | OPEN | node_8100501_200851812 | node_8100501_200851810 | ABCD | 8100501
oh_line_8100501_200851812 |  | bal_3P_2/0CU | 105.60000000000001 | OPEN | node_8100501_200974618 | node_intto1_8100501_200851812 | ABCD | 8100501
oh_line_8100501_200851815 |  | bal_3P_2/0CU | 105.60000000000001 | OPEN | node_8100501_200976174 | node_8100501_200851815 | ABCD | 8100501
oh_line_8100501_200851818 |  | bal_3P_477AL | 105.60000000000001 | OPEN | node_8100501_200976174 | node_8100501_200851818 | ABCD | 8100501
oh_line_8100501_200851860 |  | bal_3P_477AL | 0 | OPEN | node_8100501_200851636 | node_8100501_200851860 | ABCD | 8100501
oh_line_8100501_200851862 |  | bal_3P_477AL | 158.4 | OPEN | node_8100501_200851860 | node_8100501_200851862 | ABCD | 8100501
oh_line_8100501_200853472 |  | bal_3P_1/0AC | 211.20000000000002 | OPEN | node_8100501_200851800 | node_8100501_200853472 | ABCD | 8100501
oh_line_8100501_200853473 |  | bal_3P_1/0AC | 158.4 | OPEN | node_8100501_200853472 | node_8100501_200853473 | ABCD | 8100501
oh_line_8100501_200853476 |  | bal_3P_1/0AC | 105.60000000000001 | OPEN | node_8100501_200853473 | node_8100501_200853476 | ABCD | 8100501
oh_line_8100501_200853477 |  | bal_3P_1/0AC | 105.60000000000001 | OPEN | node_8100501_200853476 | node_8100501_200853477 | ABCD | 8100501
oh_line_8100501_200853479 |  | bal_3P_1/0AC | 105.60000000000001 | OPEN | node_8100501_200853476 | node_8100501_200853479 | ABCD | 8100501
oh_line_8100501_200853481 |  | bal_3P_4AC | 52.800000000000004 | OPEN | node_8100501_200853479 | node_8100501_200853481 | ABCD | 8100501
oh_line_8100501_200857185 |  | bal_3P_2CU | 52.800000000000004 | OPEN | node_8100501_200857214 | node_8100501_200857185 | ABCD | 8100501
oh_line_8100501_200857196 |  | bal_3P_2CU | 52.800000000000004 | OPEN | node_8100501_310031147 | node_8100501_200857196 | ABCD | 8100501
oh_line_8100501_200857197 |  | bal_3P_2CU | 105.60000000000001 | OPEN | node_8100501_200857196 | node_8100501_200857197 | ABCD | 8100501
oh_line_8100501_200857214 |  | bal_3P_2CU | 105.60000000000001 | OPEN | node_8100501_200857197 | node_8100501_200857214 | ABCD | 8100501
oh_line_8100501_200859382 |  | bal_3P_4/0AA | 105.60000000000001 | OPEN | node_8100501_200979926 | node_8100501_200859382 | ABCD | 8100501
oh_line_8100501_200859383 |  | bal_3P_1/0AC | 158.4 | OPEN | node_8100501_200859395 | node_8100501_200859383 | ABCD | 8100501
oh_line_8100501_200859384 |  | bal_3P_4/0AA | 158.4 | OPEN | node_8100501_200859382 | node_8100501_200859384 | ABCD | 8100501
oh_line_8100501_200859386 |  | bal_3P_4/0AA | 105.60000000000001 | OPEN | node_8100501_200859384 | node_8100501_200859386 | ABCD | 8100501
oh_line_8100501_200859387 |  | bal_3P_4/0AA | 0 | OPEN | node_8100501_200859386 | node_8100501_200859387 | ABCD | 8100501
oh_line_8100501_200859388 |  | bal_3P_1/0AC | 316.8 | OPEN | node_8100501_200859387 | node_intto1_8100501_200859388 | ABCD | 8100501
oh_line_8100501_200859389 |  | bal_3P_1/0AC | 211.20000000000002 | OPEN | node_8100501_200859388 | node_8100501_200859389 | ABCD | 8100501
oh_line_8100501_200859391 |  | bal_3P_1/0AC | 211.20000000000002 | OPEN | node_8100501_200859389 | node_8100501_200859391 | ABCD | 8100501
oh_line_8100501_200859392 |  | bal_3P_1/0AA | 211.20000000000002 | OPEN | node_8100501_200859391 | node_8100501_200859392 | ABCD | 8100501
oh_line_8100501_200859393 |  | bal_3P_1/0AA | 105.60000000000001 | OPEN | node_8100501_200859392 | node_8100501_200859393 | ABCD | 8100501
oh_line_8100501_200859394 |  | bal_3P_1/0AA | 105.60000000000001 | OPEN | node_8100501_200859393 | node_8100501_200859394 | ABCD | 8100501
oh_line_8100501_200859395 |  | bal_3P_1/0AC | 158.4 | OPEN | node_8100501_200859391 | node_8100501_200859395 | ABCD | 8100501
oh_line_8100501_200859470 |  | bal_3P_4/0AL | 105.60000000000001 | OPEN | node_8100501_200859703 | node_8100501_200859470 | ABCD | 8100501
oh_line_8100501_200859472 |  | bal_3P_4/0AL | 158.4 | OPEN | node_8100501_200859470 | node_8100501_200859472 | ABCD | 8100501
oh_line_8100501_200859473 |  | bal_3P_4/0AL | 158.4 | OPEN | node_8100501_200859472 | node_8100501_200859473 | ABCD | 8100501
oh_line_8100501_200859474 |  | bal_3P_4/0AL | 105.60000000000001 | OPEN | node_8100501_200859473 | node_8100501_200859474 | ABCD | 8100501
oh_line_8100501_200859475 |  | bal_3P_1/0AC | 52.800000000000004 | OPEN | node_8100501_200859474 | node_8100501_200859475 | ABCD | 8100501
oh_line_8100501_200859476 |  | bal_3P_1/0AC | 105.60000000000001 | OPEN | node_8100501_200859475 | node_8100501_200859476 | ABCD | 8100501
oh_line_8100501_200859477 |  | bal_3P_4/0AL | 211.20000000000002 | OPEN | node_8100501_200859474 | node_8100501_200859477 | ABCD | 8100501
oh_line_8100501_200859478 |  | bal_3P_1/0AA | 105.60000000000001 | OPEN | node_8100501_200859477 | node_8100501_200859478 | ABCD | 8100501
oh_line_8100501_200859479 |  | bal_3P_1/0AA | 105.60000000000001 | OPEN | node_8100501_200859478 | node_8100501_200859479 | ABCD | 8100501
oh_line_8100501_200859480 |  | bal_3P_4/0AL | 211.20000000000002 | OPEN | node_8100501_200859477 | node_8100501_200859480 | ABCD | 8100501
oh_line_8100501_200859510 |  | bal_3P_477AL | 52.800000000000004 | OPEN | node_8100501_200859703 | node_8100501_200859510 | ABCD | 8100501
oh_line_8100501_200859511 |  | bal_3P_4/0AL | 264 | OPEN | node_8100501_200859510 | node_8100501_200859511 | ABCD | 8100501
oh_line_8100501_200859512 |  | bal_3P_4/0AL | 158.4 | OPEN | node_8100501_200859511 | node_8100501_200859512 | ABCD | 8100501
oh_line_8100501_200859513 |  | bal_3P_4/0AL | 158.4 | OPEN | node_8100501_200859512 | node_8100501_200859513 | ABCD | 8100501
oh_line_8100501_200859514 |  | bal_3P_4/0AL | 211.20000000000002 | OPEN | node_8100501_200859513 | node_8100501_200859514 | ABCD | 8100501
oh_line_8100501_200859702 |  | bal_3P_477AL | 105.60000000000001 | OPEN | node_8100501_200851862 | node_8100501_200859702 | ABCD | 8100501
oh_line_8100501_200859703 |  | bal_3P_477AL | 158.4 | OPEN | node_8100501_200859786 | node_8100501_200859703 | ABCD | 8100501
oh_line_8100501_200859704-1 |  | bal_3P_477AL | 105.60000000000001 | OPEN | node_8100501_200859703 | node_1375357_613_15300839_652 | ABCD | 8100501
oh_line_8100501_200859704-2 |  | bal_3P_477AL | 0 | OPEN | node_1375357_613_15300839_652 | node_8100501_200859704 | ABCD | 8100501
oh_line_8100501_200859705 |  | bal_3P_477AL | 52.800000000000004 | OPEN | node_8100501_200859704 | node_8100501_200859705 | ABCD | 8100501
oh_line_8100501_200859706 |  | bal_3P_477AL | 105.60000000000001 | OPEN | node_8100501_200859705 | node_8100501_200859706 | ABCD | 8100501
oh_line_8100501_200859717 |  | bal_3P_477AL | 52.800000000000004 | OPEN | node_8100501_200859702 | node_8100501_200859717 | ABCD | 8100501
oh_line_8100501_200859728 |  | bal_3P_477AL | 52.800000000000004 | OPEN | node_8100501_200859717 | node_8100501_200859728 | ABCD | 8100501
oh_line_8100501_200859740 |  | bal_3P_477AL | 105.60000000000001 | OPEN | node_8100501_200859728 | node_8100501_200859740 | ABCD | 8100501
oh_line_8100501_200859761 |  | bal_3P_477AL | 105.60000000000001 | OPEN | node_8100501_200859740 | node_8100501_200859761 | ABCD | 8100501
oh_line_8100501_200859762 |  | bal_3P_1/0AA | 105.60000000000001 | OPEN | node_8100501_200859761 | node_8100501_200859762 | ABCD | 8100501
oh_line_8100501_200859763 |  | bal_3P_1/0AA | 105.60000000000001 | OPEN | node_8100501_200859762 | node_8100501_200859763 | ABCD | 8100501
oh_line_8100501_200859783 |  | bal_3P_477AL | 158.4 | OPEN | node_8100501_200859761 | node_8100501_200859783 | ABCD | 8100501
oh_line_8100501_200859784 |  | bal_3P_477AL | 105.60000000000001 | OPEN | node_8100501_200859783 | node_8100501_200859784 | ABCD | 8100501
oh_line_8100501_200859786 |  | bal_3P_477AL | 211.20000000000002 | OPEN | node_8100501_200859784 | node_8100501_200859786 | ABCD | 8100501
oh_line_8100501_200917367 |  | bal_1P_2AC | 264 | OPEN | node_8100501_200853481 | node_8100501_200917367 | AD | 8100501
oh_line_8100501_200917369 |  | bal_1P_1/0AC | 158.4 | OPEN | node_8100501_200917367 | node_8100501_200917369 | AD | 8100501
oh_line_8100501_200917370 |  | bal_1P_1/0AC | 158.4 | OPEN | node_8100501_200917369 | node_8100501_200917370 | AD | 8100501
oh_line_8100501_200917372 |  | bal_1P_1/0AC | 105.60000000000001 | OPEN | node_8100501_200917369 | node_8100501_200917372 | AD | 8100501
oh_line_8100501_200961775 |  | bal_3P_477AL | 105.60000000000001 | OPEN | node_8100501_200917428 | node_8100501_200961775 | ABCD | 8100501
oh_line_8100501_200974618 |  | bal_3P_2/0CU | 105.60000000000001 | OPEN | node_8100501_200851815 | node_8100501_200974618 | ABCD | 8100501
oh_line_8100501_200976174 |  | bal_3P_477AL | 105.60000000000001 | OPEN | node_8100501_200851533 | node_8100501_200976174 | ABCD | 8100501
oh_line_8100501_200979926 |  | bal_3P_4/0AA | 211.20000000000002 | OPEN | node_8100501_200859783 | node_8100501_200979926 | ABCD | 8100501
oh_line_8100501_201044596 |  | bal_3P_477AL | 105.60000000000001 | OPEN | node_8100501_200851818 | node_8100501_201044596 | ABCD | 8100501
oh_line_8100501_310005555 |  | bal_3P_477AL | 52.800000000000004 | OPEN | node_1375496_477_15297635_607 | node_intto1_8100501_310005555 | ABCD | 8100501
oh_line_8100501_310005680 |  | bal_3P_477AL | 105.60000000000001 | OPEN | node_1375496_477_15297635_607 | node_8100501_310005680 | ABCD | 8100501
oh_line_8100501_310005681 |  | bal_3P_477AL | 52.800000000000004 | OPEN | node_8100501_310005680 | node_intto1_8100501_310005681 | ABCD | 8100501
oh_line_8100501_310031147 |  | bal_3P_2CU | 105.60000000000001 | OPEN | node_8100501_200848753 | node_8100501_310031147 | ABCD | 8100501
oh_line_8100501_312015040 |  | bal_3P_477AL | 158.4 | OPEN | node_8100501_200851534 | node_intto1_8100501_312015040 | ABCD | 8100501
oh_line_8100501_312015046 |  | bal_3P_477AL | 211.20000000000002 | OPEN | node_8100501_312015040 | node_8100501_312015046 | ABCD | 8100501
oh_line_8100501_312015048 |  | bal_3P_477AL | 105.60000000000001 | OPEN | node_8100501_312015046 | node_8100501_312015048 | ABCD | 8100501
oh_line_8100501_312015049 |  | bal_3P_477AL | 158.4 | OPEN | node_8100501_312015048 | node_8100501_312015049 | ABCD | 8100501
oh_line_8100501_312033835 |  | bal_3P_4/0AC | 52.800000000000004 | OPEN | node_8100501_200851532 | node_8100501_312033835 | ABCD | 8100501
oh_line_TAP_OH_902568 |  | unb_TAPWIRE_OH | 52.800000000000004 | OPEN | node_8100501_200848753 | node_1377549_106_15299373_727 | ABCN | 8100501
oh_line_TAP_OH_903291 |  | unb_TAPWIRE_OH | 52.800000000000004 | OPEN | node_8100501_200851554 | node_1375609_733_15298247_506 | AN | 8100501
oh_line_TAP_OH_903305 |  | unb_TAPWIRE_OH | 52.800000000000004 | OPEN | node_8100501_200851613 | node_1375769_936_15299161_794 | ABCN | 8100501
oh_line_TAP_OH_903306 |  | unb_TAPWIRE_OH | 52.800000000000004 | OPEN | node_8100501_200851616 | node_1375787_087_15297882_908 | ABCN | 8100501
oh_line_TAP_OH_903307 |  | unb_TAPWIRE_OH | 52.800000000000004 | OPEN | node_8100501_200851621 | node_1375401_314_15297989_451 | ABCN | 8100501
oh_line_TAP_OH_903309 |  | unb_TAPWIRE_OH | 0 | OPEN | node_8100501_200851625 | node_1376083_794_15299417_425 | AN | 8100501
oh_line_TAP_OH_903310 |  | unb_TAPWIRE_OH | 52.800000000000004 | OPEN | node_8100501_200851627 | node_1376312_699_15299425_794 | AN | 8100501
oh_line_TAP_OH_903311 |  | unb_TAPWIRE_OH | 52.800000000000004 | OPEN | node_8100501_200851633 | node_1375232_738_15299552_315 | AN | 8100501
oh_line_TAP_OH_903312 |  | unb_TAPWIRE_OH | 52.800000000000004 | OPEN | node_8100501_200851639 | node_1375761_452_15299487_761 | ABCN | 8100501
oh_line_TAP_OH_903342 |  | unb_TAPWIRE_OH | 52.800000000000004 | OPEN | node_8100501_200851805 | node_1376592_531_15298714_183 | ABCN | 8100501
oh_line_TAP_OH_903343 |  | unb_TAPWIRE_OH | 52.800000000000004 | OPEN | node_8100501_200851810 | node_1376299_731_15298794_191 | ABCN | 8100501
oh_line_TAP_OH_903772 |  | unb_TAPWIRE_OH | 52.800000000000004 | OPEN | node_8100501_200853473 | node_1377075_461_15299120_377 | ABCN | 8100501
oh_line_TAP_OH_903773 |  | unb_TAPWIRE_OH | 0 | OPEN | node_8100501_200853479 | node_1376985_375_15299334_57 | ABCN | 8100501
oh_line_TAP_OH_904386 |  | unb_TAPWIRE_OH | 0 | OPEN | node_8100501_200857197 | node_1377638_461_15299107_57 | ABCN | 8100501
oh_line_TAP_OH_904804 |  | unb_TAPWIRE_OH | 52.800000000000004 | OPEN | node_8100501_200859389 | node_1376508_627_15300237_03 | ABCN | 8100501
oh_line_TAP_OH_904805 |  | unb_TAPWIRE_OH | 52.800000000000004 | OPEN | node_8100501_200859391 | node_1376489_33_15299977_872 | ABCN | 8100501
oh_line_TAP_OH_904820 |  | unb_TAPWIRE_OH | 52.800000000000004 | OPEN | node_8100501_200859472 | node_1375581_006_15300686_867 | ABCN | 8100501
oh_line_TAP_OH_904822 |  | unb_TAPWIRE_OH | 52.800000000000004 | OPEN | node_8100501_200859478 | node_1376160_29_15300690_403 | ABCN | 8100501
oh_line_TAP_OH_904862 |  | unb_TAPWIRE_OH | 52.800000000000004 | OPEN | node_8100501_200859703 | node_1375394_109_15300760_324 | ABCN | 8100501
oh_line_TAP_OH_904887 |  | unb_TAPWIRE_OH | 52.800000000000004 | OPEN | node_8100501_200859786 | node_1375406_632_15300566_613 | ABCN | 8100501
oh_line_TAP_OH_2136123 |  | unb_TAPWIRE_OH | 52.800000000000004 | OPEN | node_8100501_200859702 | node_1375528_127_15299763_302 | ABCN | 8100501
oh_line_TAP_OH_2136124 |  | unb_TAPWIRE_OH | 52.800000000000004 | OPEN | node_8100501_200859702 | node_1375524_504_15299789_448 | ABCN | 8100501
oh_line_TAP_OH_2136125 |  | unb_TAPWIRE_OH | 52.800000000000004 | OPEN | node_8100501_200859702 | node_1375526_581_15299736_742 | ABCN | 8100501
oh_line_TAP_OH_2136126 |  | unb_TAPWIRE_OH | 52.800000000000004 | OPEN | node_8100501_200859784 | node_1375307_097_15300348_603 | ABCN | 8100501
oh_line_TAP_OH_2136127 |  | unb_TAPWIRE_OH | 52.800000000000004 | OPEN | node_8100501_200859784 | node_1375309_969_15300322_283 | ABCN | 8100501
oh_line_TAP_OH_2136128 |  | unb_TAPWIRE_OH | 52.800000000000004 | OPEN | node_8100501_200859784 | node_1375309_401_15300375_071 | ABCN | 8100501
oh_line_TAP_OH_2136140 |  | unb_TAPWIRE_OH | 105.60000000000001 | OPEN | node_8100501_200859480 | node_1376355_392_15300827_64 | ABCN | 8100501
oh_line_TAP_OH_2136141 |  | unb_TAPWIRE_OH | 105.60000000000001 | OPEN | node_8100501_200859480 | node_1376357_298_15300854_161 | ABCN | 8100501
oh_line_TAP_OH_2136142 |  | unb_TAPWIRE_OH | 105.60000000000001 | OPEN | node_8100501_200859480 | node_1376348_443_15300802_638 | ABCN | 8100501
oh_line_TAP_OH_2136175 |  | unb_TAPWIRE_OH | 105.60000000000001 | OPEN | node_8100501_200851815 | node_1375925_24_15298753_265 | ABCN | 8100501
oh_line_TAP_OH_2136176 |  | unb_TAPWIRE_OH | 105.60000000000001 | OPEN | node_8100501_200851815 | node_1375942_823_15298741_122 | ABCN | 8100501
oh_line_TAP_OH_2136192 |  | unb_TAPWIRE_OH | 52.800000000000004 | OPEN | node_8100501_200850875 | node_1377039_402_15299379_402 | ABCN | 8100501
oh_line_TAP_OH_2136193 |  | unb_TAPWIRE_OH | 0 | OPEN | node_8100501_200850875 | node_1377038_676_15299388_715 | ABCN | 8100501
oh_line_TAP_OH_2136194 |  | unb_TAPWIRE_OH | 52.800000000000004 | OPEN | node_8100501_200850875 | node_1377037_828_15299370_206 | ABCN | 8100501
oh_line_TAP_OH_2136206 |  | unb_TAPWIRE_OH | 105.60000000000001 | OPEN | node_8100501_200859705 | node_1375430_018_15300916_12 | ABCN | 8100501
oh_line_TAP_OH_2136207 |  | unb_TAPWIRE_OH | 105.60000000000001 | OPEN | node_8100501_200859705 | node_1375426_125_15300942_193 | ABCN | 8100501
oh_line_TAP_OH_2136208 |  | unb_TAPWIRE_OH | 105.60000000000001 | OPEN | node_8100501_200859705 | node_1375428_747_15300889_536 | ABCN | 8100501
oh_line_TAP_OH_2142935 |  | unb_TAPWIRE_OH | 52.800000000000004 | OPEN | node_8100501_200859394 | node_1375970_778_15299950_222 | ABCN | 8100501
oh_line_TAP_OH_2142936 |  | unb_TAPWIRE_OH | 52.800000000000004 | OPEN | node_8100501_200859394 | node_1375974_146_15299924_012 | ABCN | 8100501
oh_line_TAP_OH_2142937 |  | unb_TAPWIRE_OH | 52.800000000000004 | OPEN | node_8100501_200859394 | node_1375972_582_15299976_755 | ABCN | 8100501
oh_line_TAP_OH_2142946 |  | unb_TAPWIRE_OH | 105.60000000000001 | OPEN | node_8100501_200859512 | node_1374933_861_15300852_285 | ABCN | 8100501
oh_line_TAP_OH_2142947 |  | unb_TAPWIRE_OH | 105.60000000000001 | OPEN | node_8100501_200859512 | node_1374914_04_15300852_679 | ABCN | 8100501
oh_line_TAP_OH_2142948 |  | unb_TAPWIRE_OH | 105.60000000000001 | OPEN | node_8100501_200859512 | node_1374952_895_15300845_014 | ABCN | 8100501
oh_line_TAP_OH_2142976 |  | unb_TAPWIRE_OH | 105.60000000000001 | OPEN | node_8100501_200979926 | node_1375603_434_15300142_863 | ABCN | 8100501
oh_line_TAP_OH_2142977 |  | unb_TAPWIRE_OH | 105.60000000000001 | OPEN | node_8100501_200979926 | node_1375623_098_15300146_438 | ABCN | 8100501
oh_line_TAP_OH_2143004 |  | unb_TAPWIRE_OH | 105.60000000000001 | OPEN | node_8100501_200859763 | node_1375255_111_15300305_642 | ABCN | 8100501
oh_line_TAP_OH_2143005 |  | unb_TAPWIRE_OH | 105.60000000000001 | OPEN | node_8100501_200859763 | node_1375235_297_15300306_378 | ABCN | 8100501
oh_line_TAP_OH_2143006 |  | unb_TAPWIRE_OH | 105.60000000000001 | OPEN | node_8100501_200859763 | node_1375274_073_15300298_042 | ABCN | 8100501
oh_line_TAP_OH_2143046 |  | unb_TAPWIRE_OH | 105.60000000000001 | OPEN | node_8100501_200851622 | node_1375307_401_15298059_59 | ABCN | 8100501
oh_line_TAP_OH_2143047 |  | unb_TAPWIRE_OH | 105.60000000000001 | OPEN | node_8100501_200851622 | node_1375287_719_15298056_191 | ABCN | 8100501
oh_line_TAP_OH_2143048 |  | unb_TAPWIRE_OH | 105.60000000000001 | OPEN | node_8100501_200851622 | node_1375327_033_15298056_037 | ABCN | 8100501
oh_line_TAP_OH_2145720 |  | unb_TAPWIRE_OH | 52.800000000000004 | OPEN | node_8100501_200853472 | node_1377026_558_15298943_757 | ABCN | 8100501
oh_line_TAP_OH_2145721 |  | unb_TAPWIRE_OH | 52.800000000000004 | OPEN | node_8100501_200853472 | node_1377030_681_15298917_749 | ABCN | 8100501
oh_line_TAP_OH_2145722 |  | unb_TAPWIRE_OH | 52.800000000000004 | OPEN | node_8100501_200853472 | node_1377027_595_15298970_357 | ABCN | 8100501
oh_line_TAP_OH_2145725 |  | unb_TAPWIRE_OH | 52.800000000000004 | OPEN | node_8100501_200859740 | node_1375470_51_15300005_219 | ABCN | 8100501
oh_line_TAP_OH_2145726 |  | unb_TAPWIRE_OH | 52.800000000000004 | OPEN | node_8100501_200859740 | node_1375466_62_15300031_293 | ABCN | 8100501
oh_line_TAP_OH_2224920 |  | unb_TAPWIRE_OH | 52.800000000000004 | OPEN | node_8100501_200848761 | node_1377392_018_15298507_308 | ABCN | 8100501
oh_line_TAP_OH_2224921 |  | unb_TAPWIRE_OH | 52.800000000000004 | OPEN | node_8100501_200848761 | node_1377401_492_15298513_591 | ABCN | 8100501
oh_line_TAP_OH_2224922 |  | unb_TAPWIRE_OH | 52.800000000000004 | OPEN | node_8100501_200848761 | node_1377381_332_15298505_585 | ABCN | 8100501
oh_line_TAP_OH_2224931 |  | unb_TAPWIRE_OH | 105.60000000000001 | OPEN | node_8100501_200851860 | node_1375539_376_15299434_865 | ABCN | 8100501
oh_line_TAP_OH_2224932 |  | unb_TAPWIRE_OH | 52.800000000000004 | OPEN | node_8100501_200851860 | node_1375544_324_15299460_695 | ABCN | 8100501
oh_line_TAP_OH_2224933 |  | unb_TAPWIRE_OH | 105.60000000000001 | OPEN | node_8100501_200851860 | node_1375529_627_15299411_589 | ABCN | 8100501
oh_line_TAP_OH_2224934 |  | unb_TAPWIRE_OH | 105.60000000000001 | OPEN | node_8100501_200851802 | node_1376728_9_15298853_914 | ABCN | 8100501
oh_line_TAP_OH_2224935 |  | unb_TAPWIRE_OH | 105.60000000000001 | OPEN | node_8100501_200851802 | node_1376709_644_15298847_392 | ABCN | 8100501
oh_line_TAP_OH_2224936 |  | unb_TAPWIRE_OH | 105.60000000000001 | OPEN | node_8100501_200851802 | node_1376748_723_15298853_533 | ABCN | 8100501
oh_line_TAP_OH_2224948 |  | unb_TAPWIRE_OH | 105.60000000000001 | OPEN | node_8100501_200851546 | node_1375915_791_15298511_042 | ABCN | 8100501
oh_line_TAP_OH_2224949 |  | unb_TAPWIRE_OH | 105.60000000000001 | OPEN | node_8100501_200851546 | node_1375914_866_15298537_632 | ABCN | 8100501
oh_line_TAP_OH_2224965 |  | unb_TAPWIRE_OH | 105.60000000000001 | OPEN | node_8100501_200859384 | node_1375893_873_15300147_571 | ABCN | 8100501
oh_line_TAP_OH_2224966 |  | unb_TAPWIRE_OH | 105.60000000000001 | OPEN | node_8100501_200859384 | node_1375913_453_15300151_938 | ABCN | 8100501
oh_line_TAP_OH_2224967 |  | unb_TAPWIRE_OH | 105.60000000000001 | OPEN | node_8100501_200859384 | node_1375874_154_15300150_151 | ABCN | 8100501
oh_line_TAP_OH_2224971 |  | unb_TAPWIRE_OH | 105.60000000000001 | OPEN | node_8100501_200859728 | node_1375335_407_15299835_572 | ABCN | 8100501
oh_line_TAP_OH_2224972 |  | unb_TAPWIRE_OH | 105.60000000000001 | OPEN | node_8100501_200859728 | node_1375344_035_15299811_678 | ABCN | 8100501
oh_line_TAP_OH_2224973 |  | unb_TAPWIRE_OH | 52.800000000000004 | OPEN | node_8100501_200859728 | node_1375331_693_15299861_694 | ABCN | 8100501
oh_line_TAP_OH_2224974 |  | unb_TAPWIRE_OH | 105.60000000000001 | OPEN | node_8100501_200859476 | node_1375870_861_15300954_075 | ABCN | 8100501
oh_line_TAP_OH_2224975 |  | unb_TAPWIRE_OH | 105.60000000000001 | OPEN | node_8100501_200859476 | node_1375851_406_15300959_018 | ABCN | 8100501
oh_line_TAP_OH_2224976 |  | unb_TAPWIRE_OH | 105.60000000000001 | OPEN | node_8100501_200859476 | node_1375888_666_15300942_529 | ABCN | 8100501
oh_line_TAP_OH_2224988 |  | unb_TAPWIRE_OH | 105.60000000000001 | OPEN | node_8100501_200859383 | node_1376442_406_15299565_679 | ABCN | 8100501
oh_line_TAP_OH_2224989 |  | unb_TAPWIRE_OH | 105.60000000000001 | OPEN | node_8100501_200859383 | node_1376462_118_15299568_72 | ABCN | 8100501

## UndergroundLine
Name | GroupId | Configuration | NumParallelCables | Length | Status | From | To | Phases | Feeder | Comments
und_line_8100501_200846807 |  | und_3P_DELTACUST | 0 | 52.800000000000004 | OPEN | node_8100501_201054806 | node_8100501_200846807 | ABCN | 8100501
und_line_8100501_200846809 |  | und_3P_350CUURD | 0 | 52.800000000000004 | OPEN | node_8100501_201054806 | node_8100501_200846809 | ABCN | 8100501
und_line_8100501_200851799 |  | und_3P_2ALURD | 0 | 264 | OPEN | node_8100501_200851808 | node_intto1_8100501_200851799 | ABCN | 8100501
und_line_8100501_200917368 |  | und_1P_2ALURD | 0 | 158.4 | OPEN | node_8100501_200917367 | node_8100501_200917368 | AN | 8100501
und_line_8100501_200917371 |  | und_1P_2ALURD | 0 | 158.4 | OPEN | node_8100501_200917370 | node_8100501_200917371 | AN | 8100501
und_line_8100501_200917428 |  | und_3P_350CUURD | 0 | 105.60000000000001 | OPEN | node_SOURCE_8100501 | node_8100501_200917428 | ABCN | 8100501
und_line_8100501_200917455 |  | und_1P_2ALURD | 0 | 158.4 | OPEN | node_8100501_200917372 | node_8100501_200917455 | AN | 8100501
und_line_8100501_201027288 |  | und_3P_DELTACUST | 0 | 105.60000000000001 | OPEN | node_8100501_200859387 | node_8100501_201027288 | ABCN | 8100501
und_line_8100501_201027289 |  | und_3P_1/0ALURD | 0 | 0 | OPEN | node_8100501_200859393 | node_intto1_8100501_201027289 | ABCN | 8100501
und_line_8100501_201027293 |  | und_3P_DELTACUST | 0 | 369.6 | OPEN | node_8100501_200859479 | node_intto1_8100501_201027293 | ABCN | 8100501
und_line_8100501_201027297 |  | und_1P_DELTACUST | 0 | 0 | OPEN | node_8100501_200859389 | node_8100501_201027297 | AN | 8100501
und_line_8100501_201054805 |  | und_3P_350CUURD | 0 | 52.800000000000004 | OPEN | node_8100501_200961775 | node_intto1_8100501_201054805 | ABCN | 8100501
und_line_8100501_201054806 |  | und_3P_350CUURD | 0 | 52.800000000000004 | OPEN | node_8100501_201054805 | node_8100501_201054806 | ABCN | 8100501
und_line_8100501_201054807 |  | und_3P_4CUURD_4CU(N) | 0 | 52.800000000000004 | OPEN | node_8100501_200846809 | node_8100501_201054807 | ABCN | 8100501
und_line_8100501_311907639 |  | und_1P_1/0ALURD | 0 | 52.800000000000004 | OPEN | node_8100501_200859382 | node_intto1_8100501_311907639 | AN | 8100501
und_line_TAP_UG_65342 |  | und_TAPWIRE_UG | 0 | 0 | OPEN | node_8100501_201027288 | node_1376029_134_15300382_809 | ABCN | 8100501
und_line_TAP_UG_65343 |  | und_TAPWIRE_UG | 0 | 0 | OPEN | node_8100501_201027289 | node_1376144_478_15299998_208 | ABCN | 8100501
und_line_TAP_UG_65344 |  | und_TAPWIRE_UG | 0 | 52.800000000000004 | OPEN | node_8100501_201027293 | node_1376587_225_15300981_514 | ABCN | 8100501
und_line_TAP_UG_65347 |  | und_TAPWIRE_UG | 0 | 52.800000000000004 | OPEN | node_8100501_201027297 | node_1376531_69_15300181_387 | AN | 8100501
und_line_TAP_UG_948259 |  | und_TAPWIRE_UG | 0 | 52.800000000000004 | OPEN | node_8100501_200851799 | node_1376579_531_15298987_345 | ABCN | 8100501