## Feeder
Name | Description | Comments
8100503

## Node
Name | GroupId | Latitude | Longitude | BusType | NominalVoltage | ConsistentPath | DistToSlack | Phases | Feeder | Comments
node_1375911_781_15297694_657 |  | 42.11318260321927 | -75.97718097344924 | PQ | 2771.281 | False | -1 | AN | 8100503
node_1375931_334_15297699_258 |  | 42.11319520538797 | -75.97710658309757 | PQ | 2771.281 | False | -1 | AN | 8100503
node_1376359_249_15297608_838 |  | 42.112947544424436 | -75.97547855940137 | PQ | 2771.281 | False | -1 | ABCD | 8100503
node_1377023_695_15297757_655 |  | 42.113355155147836 | -75.97295064186436 | PQ | 2771.281 | False | -1 | ABCN | 8100503
node_1377043_502_15297759_063 |  | 42.11335901166892 | -75.97287528515717 | PQ | 2771.281 | False | -1 | ABCN | 8100503
node_1377258_386_15297216_02 |  | 42.111871613387365 | -75.97205774839419 | PQ | 2771.281 | False | -1 | ABCN | 8100503
node_1377525_911_15297334_378 |  | 42.112195796713195 | -75.97103993635365 | PQ | 2771.281 | False | -1 | ABCN | 8100503
node_1377601_528_15297942_772 |  | 42.113862191805495 | -75.97075224775232 | PQ | 2771.281 | False | -1 | ABCN | 8100503
node_1377695_247_15297207_527 |  | 42.111848351005555 | -75.9703956892003 | PQ | 2771.281 | False | -1 | ABCN | 8100503
node_1377699_094_15297199_147 |  | 42.11182539813147 | -75.9703810530993 | PQ | 2771.281 | False | -1 | ABCN | 8100503
node_1377702_588_15297191_458 |  | 42.111804337910854 | -75.9703677600042 | PQ | 2771.281 | False | -1 | ABCN | 8100503
node_1377704_031_15297644_809 |  | 42.11304606922558 | -75.97036227003962 | PQ | 2771.281 | False | -1 | ABCN | 8100503
node_1377708_931_15297619_053 |  | 42.11297552337536 | -75.97034362774825 | PQ | 2771.281 | False | -1 | ABCN | 8100503
node_1377975_123_15299254_688 |  | 42.11745553819601 | -75.96933088717186 | PQ | 2771.281 | False | -1 | AN | 8100503
node_1378042_631_15297609_748 |  | 42.11295003692031 | -75.96907404966049 | PQ | 2771.281 | False | -1 | AN | 8100503
node_1378235_476_15298157_847 |  | 42.11445128361849 | -75.96834036135861 | PQ | 2771.281 | False | -1 | AN | 8100503
node_1378249_222_15297498_84 |  | 42.11264625919256 | -75.96828806402449 | PQ | 2771.281 | False | -1 | AN | 8100503
node_1378283_393_15298720_096 |  | 42.115991287258 | -75.96815805877176 | PQ | 2771.281 | False | -1 | ABCN | 8100503
node_1378299_957_15298705_611 |  | 42.11595161274952 | -75.96809504021783 | PQ | 2771.281 | False | -1 | ABCN | 8100503
node_1378301_721_15297206_492 |  | 42.111845516133876 | -75.96808832899295 | PQ | 2771.281 | False | -1 | ABCN | 8100503
node_1378304_243_15299132_04 |  | 42.1171196045325 | -75.96807873391971 | PQ | 2771.281 | False | -1 | AN | 8100503
node_1378318_777_15298697_403 |  | 42.11592913098455 | -75.96802343860078 | PQ | 2771.281 | False | -1 | ABCN | 8100503
node_1378325_515_15298844_286 |  | 42.116331444469466 | -75.96799780354787 | PQ | 2771.281 | False | -1 | AN | 8100503
node_1378463_239_15298647_456 |  | 42.11579232582921 | -75.96747382580571 | PQ | 2771.281 | False | -1 | ABCN | 8100503
node_1378473_225_15298670_549 |  | 42.11585557770525 | -75.96743583357681 | PQ | 2771.281 | False | -1 | ABCN | 8100503
node_1378487_305_15298689_425 |  | 42.11590727919106 | -75.96738226552324 | PQ | 2771.281 | False | -1 | ABCN | 8100503
node_1378541_473_15298100_516 |  | 42.11429425363951 | -75.96717618069897 | PQ | 2771.281 | False | -1 | AN | 8100503
node_1378615_727_15297788_778 |  | 42.11344040124569 | -75.9668936776983 | PQ | 2771.281 | False | -1 | ABCN | 8100503
node_1378632_915_15297451_068 |  | 42.11251541137626 | -75.96682828510562 | PQ | 2771.281 | False | -1 | ABCN | 8100503
node_1378641_956_15298799_363 |  | 42.11620840008255 | -75.96679388817577 | PQ | 2771.281 | False | -1 | AN | 8100503
node_1378797_217_15297163_965 |  | 42.11172903440643 | -75.96620319005326 | PQ | 2771.281 | False | -1 | ABCN | 8100503
node_1378816_632_15297169_552 |  | 42.11174433723548 | -75.9661293247294 | PQ | 2771.281 | False | -1 | ABCN | 8100503
node_1378833_062_15298807_468 |  | 42.11623059972986 | -75.96606681598507 | PQ | 2771.281 | False | -1 | ABCN | 8100503
node_1378848_962_15298299_822 |  | 42.11484015405974 | -75.96600632365184 | PQ | 2771.281 | False | -1 | ABCN | 8100503
node_1378853_596_15298606_913 |  | 42.115681278290566 | -75.96598869337058 | PQ | 2771.281 | False | -1 | ABCN | 8100503
node_1378894_431_15298997_717 |  | 42.11675169296864 | -75.96583333460158 | PQ | 2771.281 | False | -1 | ABCN | 8100503
node_1378900_421_15297799_909 |  | 42.113470889126525 | -75.96581054535152 | PQ | 2771.281 | False | -1 | ABCN | 8100503
node_1378907_649_15297621_296 |  | 42.11298166696684 | -75.96578304606948 | PQ | 2771.281 | False | -1 | ABCN | 8100503
node_1379048_925_15297663_206 |  | 42.113096458727306 | -75.96524555456836 | PQ | 2771.281 | False | -1 | ABCN | 8100503
node_1379148_48_15298503_752 |  | 42.11539871964581 | -75.96486679266685 | PQ | 2771.281 | False | -1 | AN | 8100503
node_1379176_942_15298070_019 |  | 42.11421072215969 | -75.96475850758584 | PQ | 2771.281 | False | -1 | AN | 8100503
node_1379199_104_15297283_766 |  | 42.11205717011857 | -75.96467419116517 | PQ | 2771.281 | False | -1 | ABCN | 8100503
node_1379218_261_15297728_316 |  | 42.11327479543749 | -75.96460130741501 | PQ | 2771.281 | False | -1 | AN | 8100503
node_1379231_301_15298998_563 |  | 42.116754010168094 | -75.96455169609267 | PQ | 2771.281 | False | -1 | ABCN | 8100503
node_1379240_253_15298974_887 |  | 42.116689161451305 | -75.9645176377677 | PQ | 2771.281 | False | -1 | ABCN | 8100503
node_1379253_479_15298955_17 |  | 42.11663515646106 | -75.96446731879921 | PQ | 2771.281 | False | -1 | ABCN | 8100503
node_1379454_401_15298409_424 |  | 42.115140354645064 | -75.96370290115297 | PQ | 2771.281 | False | -1 | AN | 8100503
node_1379470_392_15298174_972 |  | 42.11449818910401 | -75.96364206260577 | PQ | 2771.281 | False | -1 | AN | 8100503
node_1379495_485_15297764_673 |  | 42.11337437749513 | -75.96354659505121 | PQ | 2771.281 | False | -1 | AN | 8100503
node_1379553_635_15297342_135 |  | 42.112217043186256 | -75.96332536051179 | PQ | 2771.281 | False | -1 | ABCD | 8100503
node_1379737_359_15298378_673 |  | 42.115056127457606 | -75.96262637350371 | PQ | 2771.281 | False | -1 | AN | 8100503
node_1379758_741_15297723_329 |  | 42.11326113601231 | -75.96254502463145 | PQ | 2771.281 | False | -1 | AN | 8100503
node_1379767_866_15297925_143 |  | 42.113813905860724 | -75.96251030811946 | PQ | 2771.281 | False | -1 | AN | 8100503
node_1379867_13_15297395_177 |  | 42.112362325566565 | -75.96213265334181 | PQ | 2771.281 | False | -1 | ABCN | 8100503
node_1380222_275_15297539_06 |  | 42.11275642203212 | -75.96078148669518 | PQ | 2771.281 | False | -1 | ABCN | 8100503
node_1380241_558_15297545_438 |  | 42.11277389141528 | -75.96070812357182 | PQ | 2771.281 | False | -1 | ABCN | 8100503
node_1380258_988_15297558_289 |  | 42.112809090387216 | -75.96064181027823 | PQ | 2771.281 | False | -1 | ABCN | 8100503
node_1380286_713_15297626_167 |  | 42.11299500866727 | -75.96053632915003 | PQ | 2771.281 | False | -1 | ABCN | 8100503
node_1380418_254_15297707_962 |  | 42.113219045700134 | -75.96003587493594 | PQ | 2771.281 | False | -1 | ABCD | 8100503
node_1380475_529_15297876_939 |  | 42.11368187479364 | -75.95981796937713 | PQ | 2771.281 | False | -1 | ABCN | 8100503
node_8100503_200848754 |  | 42.113789865601085 | -75.9706869046188 | PQ | 2771.281 | False | -1 | ABCN | 8100503
node_8100503_200848755 |  | 42.11343464385413 | -75.9707009776465 | PQ | 2771.281 | False | -1 | ABCD | 8100503
node_8100503_200848756 |  | 42.11318493137476 | -75.97066399362316 | PQ | 2771.281 | False | -1 | ABCD | 8100503
node_8100503_200848758 |  | 42.11294606809996 | -75.97062700579527 | PQ | 2771.281 | False | -1 | ABCN | 8100503
node_8100503_200848760 |  | 42.1126573110836 | -75.97055743961207 | PQ | 2771.281 | False | -1 | ABCD | 8100503
node_8100503_200849548 |  | 42.11244450397719 | -75.97330202242483 | PQ | 2771.281 | False | -1 | ABCD | 8100503
node_8100503_200849549 |  | 42.11223350735405 | -75.97278318462871 | PQ | 2771.281 | False | -1 | ABCD | 8100503
node_8100503_200849550 |  | 42.11200649576017 | -75.9722287020106 | PQ | 2771.281 | False | -1 | ABCN | 8100503
node_8100503_200849551 |  | 42.112027386162396 | -75.97164367647102 | PQ | 2771.281 | False | -1 | ABCD | 8100503
node_8100503_200849552 |  | 42.11204116062585 | -75.97102553993925 | PQ | 2771.281 | False | -1 | ABCN | 8100503
node_8100503_200849553 |  | 42.11207518730302 | -75.97039043892234 | PQ | 2771.281 | False | -1 | ABCD | 8100503
node_8100503_200849555 |  | 42.11291607597929 | -75.97709620809174 | PQ | 2771.281 | False | -1 | AN | 8100503
node_8100503_200849556 |  | 42.11273676692181 | -75.9731077887715 | PQ | 2771.281 | False | -1 | AD | 8100503
node_8100503_200849558 |  | 42.11311135892241 | -75.97297687042695 | PQ | 2771.281 | False | -1 | AD | 8100503
node_8100503_200849559 |  | 42.11370450172595 | -75.97263746658754 | PQ | 2771.281 | False | -1 | AD | 8100503
node_8100503_200849560 |  | 42.112698105845716 | -75.9730744380927 | PQ | 2771.281 | False | -1 | ABCD | 8100503
node_8100503_200849561 |  | 42.113080476624646 | -75.97289976743166 | PQ | 2771.281 | False | -1 | ABCN | 8100503
node_8100503_200849564 |  | 42.11272644360649 | -75.97394329442065 | PQ | 2771.281 | False | -1 | ABCD | 8100503
node_8100503_200849565 |  | 42.11282688023413 | -75.97701263736272 | PQ | 2771.281 | False | -1 | ABCD | 8100503
node_8100503_200849566 |  | 42.11432013177248 | -75.97256408824599 | PQ | 2771.281 | False | -1 | AD | 8100503
node_8100503_200857181 |  | 42.1118641167267 | -75.97025710088445 | PQ | 2771.281 | False | -1 | ABCN | 8100503
node_8100503_200857186 |  | 42.11162700093802 | -75.97024712916084 | PQ | 2771.281 | False | -1 | ABCD | 8100503
node_8100503_200857188 |  | 42.11229494052979 | -75.97035723662094 | PQ | 2771.281 | False | -1 | ABCD | 8100503
node_8100503_200857189 |  | 42.11183609669068 | -75.97008217531861 | PQ | 2771.281 | False | -1 | ABCD | 8100503
node_8100503_200857998 |  | 42.11442569582021 | -75.96718229841419 | PQ | 2771.281 | False | -1 | AN | 8100503
node_8100503_200857999 |  | 42.11440310997299 | -75.967472380077 | PQ | 2771.281 | False | -1 | AD | 8100503
node_8100503_200858000 |  | 42.11439905076543 | -75.96781778749514 | PQ | 2771.281 | False | -1 | AD | 8100503
node_8100503_200858001 |  | 42.11436123604233 | -75.96833052279423 | PQ | 2771.281 | False | -1 | AN | 8100503
node_8100503_200858005 |  | 42.11728537742008 | -75.96864145719152 | PQ | 2771.281 | False | -1 | AD | 8100503
node_8100503_200858006 |  | 42.11733261706439 | -75.9689669097488 | PQ | 2771.281 | False | -1 | AD | 8100503
node_8100503_200858007 |  | 42.11736689025215 | -75.96937482210672 | PQ | 2771.281 | False | -1 | AN | 8100503
node_8100503_200858017 |  | 42.112950357384065 | -75.96919517129069 | PQ | 2771.281 | False | -1 | AN | 8100503
node_8100503_200858018 |  | 42.112583294912206 | -75.96916669423949 | PQ | 2771.281 | False | -1 | AD | 8100503
node_8100503_200858019 |  | 42.112319942180704 | -75.96915128961955 | PQ | 2771.281 | False | -1 | AD | 8100503
node_8100503_200858020 |  | 42.112066455350444 | -75.96913291745118 | PQ | 2771.281 | False | -1 | AD | 8100503
node_8100503_200858024 |  | 42.11265502401321 | -75.96817293455936 | PQ | 2771.281 | False | -1 | AN | 8100503
node_8100503_200858026 |  | 42.11229549928711 | -75.96812700984526 | PQ | 2771.281 | False | -1 | AD | 8100503
node_8100503_200858027 |  | 42.11209516013808 | -75.96813603043155 | PQ | 2771.281 | False | -1 | AD | 8100503
node_8100503_200858032 |  | 42.1162674996248 | -75.96810906759096 | PQ | 2771.281 | False | -1 | AN | 8100503
node_8100503_200858033 |  | 42.11650304870179 | -75.96812102909382 | PQ | 2771.281 | False | -1 | AD | 8100503
node_8100503_200858034 |  | 42.1167966647156 | -75.96817466562928 | PQ | 2771.281 | False | -1 | AD | 8100503
node_8100503_200858035 |  | 42.117098369015466 | -75.96819472701752 | PQ | 2771.281 | False | -1 | AN | 8100503
node_8100503_200858036 |  | 42.11725783397119 | -75.96823601779063 | PQ | 2771.281 | False | -1 | AD | 8100503
node_8100503_200858039 |  | 42.11599397422333 | -75.96720487080493 | PQ | 2771.281 | False | -1 | ABCD | 8100503
node_8100503_200858040 |  | 42.115856843126224 | -75.96719132660958 | PQ | 2771.281 | False | -1 | ABCD | 8100503
node_8100503_200858041 |  | 42.11313663173496 | -75.96700276553919 | PQ | 2771.281 | False | -1 | ABCD | 8100503
node_8100503_200858042 |  | 42.112817063635 | -75.96699075457718 | PQ | 2771.281 | False | -1 | ABCD | 8100503
node_8100503_200858043 |  | 42.112519774613546 | -75.9669534585808 | PQ | 2771.281 | False | -1 | ABCN | 8100503
node_8100503_200858044 |  | 42.1122306450923 | -75.96693673378226 | PQ | 2771.281 | False | -1 | ABCD | 8100503
node_8100503_200858045 |  | 42.11567794765872 | -75.96720294570302 | PQ | 2771.281 | False | -1 | ABCN | 8100503
node_8100503_200858048 |  | 42.11534599103258 | -75.96715317458961 | PQ | 2771.281 | False | -1 | ABCD | 8100503
node_8100503_200858049 |  | 42.11501010941018 | -75.96713046523509 | PQ | 2771.281 | False | -1 | ABCD | 8100503
node_8100503_200858050 |  | 42.11466780481766 | -75.96713265665545 | PQ | 2771.281 | False | -1 | ABCD | 8100503
node_8100503_200858051 |  | 42.11438200045025 | -75.96707760482768 | PQ | 2771.281 | False | -1 | ABCD | 8100503
node_8100503_200858052 |  | 42.114131416966835 | -75.96708661019576 | PQ | 2771.281 | False | -1 | ABCD | 8100503
node_8100503_200858053 |  | 42.113794814985745 | -75.96707427584707 | PQ | 2771.281 | False | -1 | ABCD | 8100503
node_8100503_200858054 |  | 42.11344488226025 | -75.96703113986757 | PQ | 2771.281 | False | -1 | ABCN | 8100503
node_8100503_200858062 |  | 42.115975039471714 | -75.96613933830304 | PQ | 2771.281 | False | -1 | ABCD | 8100503
node_8100503_200858063 |  | 42.113781056956334 | -75.96598098535378 | PQ | 2771.281 | False | -1 | ABCD | 8100503
node_8100503_200858064 |  | 42.113473351493326 | -75.96595736290743 | PQ | 2771.281 | False | -1 | ABCN | 8100503
node_8100503_200858065 |  | 42.11323351587123 | -75.96594798088896 | PQ | 2771.281 | False | -1 | ABCD | 8100503
node_8100503_200858066 |  | 42.11298003177998 | -75.96590684990691 | PQ | 2771.281 | False | -1 | ABCN | 8100503
node_8100503_200858067 |  | 42.11270042852319 | -75.96589573681854 | PQ | 2771.281 | False | -1 | ABCD | 8100503
node_8100503_200858068 |  | 42.112411964580524 | -75.96587808370997 | PQ | 2771.281 | False | -1 | ABCD | 8100503
node_8100503_200858069 |  | 42.1156810810821 | -75.96612686699058 | PQ | 2771.281 | False | -1 | ABCN | 8100503
node_8100503_200858070 |  | 42.115440232027616 | -75.96610636427461 | PQ | 2771.281 | False | -1 | ABCD | 8100503
node_8100503_200858071 |  | 42.115182770899 | -75.96608708662352 | PQ | 2771.281 | False | -1 | ABCD | 8100503
node_8100503_200858072 |  | 42.114907372017115 | -75.966072564659 | PQ | 2771.281 | False | -1 | ABCN | 8100503
node_8100503_200858075 |  | 42.114642770298666 | -75.96604949006775 | PQ | 2771.281 | False | -1 | ABCD | 8100503
node_8100503_200858076 |  | 42.114325850817956 | -75.96601663778489 | PQ | 2771.281 | False | -1 | ABCD | 8100503
node_8100503_200858077 |  | 42.114058066374014 | -75.96601001026008 | PQ | 2771.281 | False | -1 | ABCD | 8100503
node_8100503_200858079 |  | 42.116222418317584 | -75.96595621393355 | PQ | 2771.281 | False | -1 | ABCN | 8100503
node_8100503_200858080 |  | 42.11647934260093 | -75.96596553507923 | PQ | 2771.281 | False | -1 | ABCD | 8100503
node_8100503_200858082 |  | 42.11676638226025 | -75.9659715957262 | PQ | 2771.281 | False | -1 | ABCN | 8100503
node_8100503_200858083 |  | 42.117076358359604 | -75.96600003473192 | PQ | 2771.281 | False | -1 | ABCD | 8100503
node_8100503_200858084 |  | 42.116965707976895 | -75.96584485097219 | PQ | 2771.281 | False | -1 | ABCD | 8100503
node_8100503_200858087 |  | 42.11355930699385 | -75.96484291912026 | PQ | 2771.281 | False | -1 | AD | 8100503
node_8100503_200858089 |  | 42.11324732868078 | -75.9647936920574 | PQ | 2771.281 | False | -1 | AN | 8100503
node_8100503_200858090 |  | 42.11292695531293 | -75.96478588512231 | PQ | 2771.281 | False | -1 | AD | 8100503
node_8100503_200858091 |  | 42.11267327401321 | -75.96474479218577 | PQ | 2771.281 | False | -1 | AD | 8100503
node_8100503_200858092 |  | 42.11234303748312 | -75.96471973542435 | PQ | 2771.281 | False | -1 | AD | 8100503
node_8100503_200858093 |  | 42.115407646067844 | -75.96499337382527 | PQ | 2771.281 | False | -1 | AN | 8100503
node_8100503_200858094 |  | 42.11511381367252 | -75.96496791758616 | PQ | 2771.281 | False | -1 | AD | 8100503
node_8100503_200858095 |  | 42.114854427022365 | -75.96496946984226 | PQ | 2771.281 | False | -1 | AD | 8100503
node_8100503_200858096 |  | 42.11471652078644 | -75.9649559789106 | PQ | 2771.281 | False | -1 | AD | 8100503
node_8100503_200858097 |  | 42.11446800251389 | -75.96493492453499 | PQ | 2771.281 | False | -1 | AD | 8100503
node_8100503_200858100 |  | 42.11408325975537 | -75.96489889164896 | PQ | 2771.281 | False | -1 | AD | 8100503
node_8100503_200858101 |  | 42.113817389876935 | -75.96487024719758 | PQ | 2771.281 | False | -1 | AD | 8100503
node_8100503_200858103 |  | 42.117450449122025 | -75.96536034162405 | PQ | 2771.281 | False | -1 | ABCD | 8100503
node_8100503_200858104 |  | 42.117401744109266 | -75.96483359797458 | PQ | 2771.281 | False | -1 | ABCD | 8100503
node_8100503_200858105 |  | 42.11686014940718 | -75.96427363680552 | PQ | 2771.281 | False | -1 | ABCN | 8100503
node_8100503_200858111 |  | 42.11286017833559 | -75.96360962121423 | PQ | 2771.281 | False | -1 | AD | 8100503
node_8100503_200858112 |  | 42.112562733190764 | -75.96358376930202 | PQ | 2771.281 | False | -1 | AD | 8100503
node_8100503_200858113 |  | 42.11235758160739 | -75.9635692169011 | PQ | 2771.281 | False | -1 | AD | 8100503
node_8100503_200858117 |  | 42.115149330369206 | -75.96381191670744 | PQ | 2771.281 | False | -1 | AN | 8100503
node_8100503_200858118 |  | 42.11476104333634 | -75.96381114818848 | PQ | 2771.281 | False | -1 | AD | 8100503
node_8100503_200858119 |  | 42.11451171979589 | -75.96375745078025 | PQ | 2771.281 | False | -1 | AN | 8100503
node_8100503_200858120 |  | 42.11425756464806 | -75.96374247607436 | PQ | 2771.281 | False | -1 | AD | 8100503
node_8100503_200858121 |  | 42.11386743426385 | -75.96372493710227 | PQ | 2771.281 | False | -1 | AD | 8100503
node_8100503_200858122 |  | 42.11361124951223 | -75.96372635619915 | PQ | 2771.281 | False | -1 | AD | 8100503
node_8100503_200858123 |  | 42.11336448694283 | -75.963676025817 | PQ | 2771.281 | False | -1 | AN | 8100503
node_8100503_200858125 |  | 42.113822339261596 | -75.96264151560976 | PQ | 2771.281 | False | -1 | AN | 8100503
node_8100503_200858135 |  | 42.11354438214769 | -75.96262963780697 | PQ | 2771.281 | False | -1 | AD | 8100503
node_8100503_200858139 |  | 42.11327734819151 | -75.96265401735863 | PQ | 2771.281 | False | -1 | AN | 8100503
node_8100503_200858141 |  | 42.1129894183551 | -75.96263066123072 | PQ | 2771.281 | False | -1 | AD | 8100503
node_8100503_200858143 |  | 42.112783488893896 | -75.96260981230078 | PQ | 2771.281 | False | -1 | AD | 8100503
node_8100503_200858144 |  | 42.11245450956777 | -75.96258570287213 | PQ | 2771.281 | False | -1 | AD | 8100503
node_8100503_200858149 |  | 42.11505302964131 | -75.9627591332501 | PQ | 2771.281 | False | -1 | AN | 8100503
node_8100503_200858150 |  | 42.11478515207114 | -75.962732284546 | PQ | 2771.281 | False | -1 | AD | 8100503
node_8100503_200858152 |  | 42.114512527802795 | -75.96270079048722 | PQ | 2771.281 | False | -1 | AD | 8100503
node_8100503_200858153 |  | 42.11432345144831 | -75.96268199220933 | PQ | 2771.281 | False | -1 | AD | 8100503
node_8100503_200858154 |  | 42.1140780967282 | -75.96266422115974 | PQ | 2771.281 | False | -1 | AD | 8100503
node_8100503_200858250 |  | 42.113715865863725 | -75.95979966569064 | PQ | 2771.281 | False | -1 | ABCN | 8100503
node_8100503_200858272 |  | 42.11308740083296 | -75.96056963417425 | PQ | 2771.281 | False | -1 | ABCN | 8100503
node_8100503_200858273 |  | 42.11304459016209 | -75.96082294486847 | PQ | 2771.281 | False | -1 | ABCN | 8100503
node_8100503_200858274 |  | 42.11299497306018 | -75.96100997651004 | PQ | 2771.281 | False | -1 | ABCD | 8100503
node_8100503_200858279 |  | 42.11244193478914 | -75.96220323533966 | PQ | 2771.281 | False | -1 | ABCN | 8100503
node_8100503_200858280 |  | 42.11234463432388 | -75.9624199767064 | PQ | 2771.281 | False | -1 | ABCD | 8100503
node_8100503_200858281 |  | 42.11225055493021 | -75.96277021970664 | PQ | 2771.281 | False | -1 | ABCD | 8100503
node_8100503_200858283 |  | 42.11221913030917 | -75.96327620953991 | PQ | 2771.281 | False | -1 | ABCD | 8100503
node_8100503_200858285 |  | 42.11220490390966 | -75.9636111011839 | PQ | 2771.281 | False | -1 | ABCD | 8100503
node_8100503_200858289 |  | 42.11219876579619 | -75.96403507634878 | PQ | 2771.281 | False | -1 | ABCD | 8100503
node_8100503_200858290 |  | 42.112176097778786 | -75.96467191224016 | PQ | 2771.281 | False | -1 | ABCN | 8100503
node_8100503_200858291 |  | 42.112154558232035 | -75.96499772622961 | PQ | 2771.281 | False | -1 | ABCD | 8100503
node_8100503_200858292 |  | 42.11212372523638 | -75.965414556451 | PQ | 2771.281 | False | -1 | ABCD | 8100503
node_8100503_200858294 |  | 42.11207138556206 | -75.96585626842452 | PQ | 2771.281 | False | -1 | ABCD | 8100503
node_8100503_200858295 |  | 42.112007566711696 | -75.96625330738065 | PQ | 2771.281 | False | -1 | ABCN | 8100503
node_8100503_200858296 |  | 42.1120045154585 | -75.96654524946804 | PQ | 2771.281 | False | -1 | ABCD | 8100503
node_8100503_200858297 |  | 42.11199137918355 | -75.96688403697047 | PQ | 2771.281 | False | -1 | ABCD | 8100503
node_8100503_200858298 |  | 42.11196845369954 | -75.96725627026544 | PQ | 2771.281 | False | -1 | ABCD | 8100503
node_8100503_200858299 |  | 42.1119581659913 | -75.96770425594069 | PQ | 2771.281 | False | -1 | ABCD | 8100503
node_8100503_200858301 |  | 42.1119314250713 | -75.96809567938212 | PQ | 2771.281 | False | -1 | ABCN | 8100503
node_8100503_200858302 |  | 42.11191004438692 | -75.96865036744589 | PQ | 2771.281 | False | -1 | ABCD | 8100503
node_8100503_200858303 |  | 42.11188723941918 | -75.96911792372254 | PQ | 2771.281 | False | -1 | ABCD | 8100503
node_8100503_200858304 |  | 42.111894999024464 | -75.96982359532367 | PQ | 2771.281 | False | -1 | ABCD | 8100503
node_8100503_200859220 |  | 42.116219731352246 | -75.96716149513884 | PQ | 2771.281 | False | -1 | ABCD | 8100503
node_8100503_200859222 |  | 42.116180385524544 | -75.96798572410398 | PQ | 2771.281 | False | -1 | ABCN | 8100503
node_8100503_200917429 |  | 42.11168405444245 | -75.97665072961445 | PQ | 2771.281 | False | -1 | ABCD | 8100503
node_8100503_200951420 |  | 42.11743038589975 | -75.9658497093816 | PQ | 2771.281 | False | -1 | ABCD | 8100503
node_8100503_200954360 |  | 42.11176698334084 | -75.97019921847202 | PQ | 2771.281 | False | -1 | ABCD | 8100503
node_8100503_200954362 |  | 42.11174610115564 | -75.97018879400704 | PQ | 2771.281 | False | -1 | ABCD | 8100503
node_8100503_200965492 |  | 42.1142072874456 | -75.96490565613755 | PQ | 2771.281 | False | -1 | AN | 8100503
node_8100503_200978563 |  | 42.11628211770224 | -75.966905935956 | PQ | 2771.281 | False | -1 | AN | 8100503
node_8100503_200979600 |  | 42.11742689914454 | -75.96595197186113 | PQ | 2771.281 | False | -1 | ABCD | 8100503
node_8100503_200984475 |  | 42.11320839370404 | -75.96581182368007 | PQ | 2771.281 | False | -1 | ABCN | 8100503
node_8100503_200984476 |  | 42.11315879577518 | -75.96531033082404 | PQ | 2771.281 | False | -1 | ABCN | 8100503
node_8100503_201047153 |  | 42.113107789997 | -75.96364265992 | PQ | 2771.281 | False | -1 | AD | 8100503
node_8100503_201049913 |  | 42.1127213983566 | -75.96160431178164 | PQ | 2771.281 | False | -1 | ABCD | 8100503
node_8100503_201063139 |  | 42.11340401080595 | -75.95957223354047 | PQ | 2771.281 | False | -1 | ABCD | 8100503
node_8100503_201069178 |  | 42.11321234335135 | -75.96005267202092 | PQ | 2771.281 | False | -1 | ABCD | 8100503
node_8100503_201069179 |  | 42.11284595467507 | -75.96134252074712 | PQ | 2771.281 | False | -1 | ABCD | 8100503
node_8100503_201069180 |  | 42.112604755027775 | -75.9618474072611 | PQ | 2771.281 | False | -1 | ABCD | 8100503
node_220652274 |  | 42.113674471259195 | -75.95976947659227 | PQ | 2771.281 | False | -1 | ABCD | 8100503
node_312070766 |  | 42.11341417251989 | -75.95957964480243 | PQ | 2771.281 | False | -1 | ABCD | 8100503
node_SOURCE_8100503 |  | 42.112214534256346 | -75.97798361920643 | SWING | 2771.281 | False | -1 | ABCN | 8100503
node_intto1_8100503_200849555 |  | 42.11291607597929 | -75.97709620809174 | PQ | 2771.281 | False | -1 | AD | 8100503
node_intto1_8100503_200857186 |  | 42.11162700093802 | -75.97024712916084 | PQ | 2771.281 | False | -1 | ABCD | 8100503
node_intto1_8100503_200858020 |  | 42.112066455350444 | -75.96913291745118 | PQ | 2771.281 | False | -1 | AD | 8100503
node_intto1_8100503_200858043 |  | 42.112519774613546 | -75.9669534585808 | PQ | 2771.281 | False | -1 | ABCD | 8100503
node_intto1_8100503_200858067 |  | 42.11270042852319 | -75.96589573681854 | PQ | 2771.281 | False | -1 | ABCD | 8100503
node_intto1_8100503_200858084 |  | 42.116965707976895 | -75.96584485097219 | PQ | 2771.281 | False | -1 | ABCD | 8100503
node_intto1_8100503_200858091 |  | 42.11267327401321 | -75.96474479218577 | PQ | 2771.281 | False | -1 | AD | 8100503
node_intto1_8100503_200858112 |  | 42.112562733190764 | -75.96358376930202 | PQ | 2771.281 | False | -1 | AD | 8100503
node_intto1_8100503_200858143 |  | 42.112783488893896 | -75.96260981230078 | PQ | 2771.281 | False | -1 | AD | 8100503
node_intto1_8100503_200984476 |  | 42.11315879577518 | -75.96531033082404 | PQ | 2771.281 | False | -1 | ABCN | 8100503
node_intto1_8100503_201049913 |  | 42.1127213983566 | -75.96160431178164 | PQ | 2771.281 | False | -1 | ABCD | 8100503
node_intto1_220652274 |  | 42.113674471259195 | -75.95976947659227 | PQ | 2771.281 | False | -1 | ABCD | 8100503
node_intto1_312070766 |  | 42.11341417251989 | -75.95957964480243 | PQ | 2771.281 | False | -1 | ABCD | 8100503

## Capacitor
Name | GroupId | NominalVoltage | RemoteSense | RemoteSenseB | ParticipatingPhases | PhasesConnected | SwitchA | SwitchB | SwitchC | Control | ControlLevel | VoltageSetHigh | VoltageSetLow | ReactivePowerSetHigh | ReactivePowerSetLow | CapacitorA | CapacitorB | CapacitorC | TimeDelay | DwellTime | LockoutTime | CurrentSetHigh | CurrentSetLow | Status | ParentNode | Phases | Feeder | Comments
cap_220369299 |  | 0 |  |  |  |  | CLOSED | CLOSED | CLOSED | MANUAL | BANK | 0 | 0 | 0 | 0 | 150000 | 150000 | 150000 | 0 | 0 | 0 | 0 | 0 | OPEN | node_1379553_635_15297342_135 | ABCN | 8100503
cap_220657902 |  | 0 |  |  |  |  | CLOSED | CLOSED | CLOSED | MANUAL | BANK | 0 | 0 | 0 | 0 | 200000 | 200000 | 200000 | 0 | 0 | 0 | 0 | 0 | OPEN | node_1380418_254_15297707_962 | ABCN | 8100503

## EVChargingStation
Name | GroupId | ServiceCharge | ServiceDischarge | ChargeEfficiency | DischargeEfficiency | CommitmentStatus | ConstructionTime | CalendarLife | YearOfInstallation | DepthOfDischarge | ReactivePower | ReactivePowerA | ReactivePowerB | ReactivePowerC | ActivePower | ActivePowerA | ActivePowerB | ActivePowerC | Energy | MaxEnergy | PowerCharge | PowerDischarge | RampUpLimit | RampDownLimit | CapitalCost | FixedOperatingCost | VariableOperatingCost | MaxReactivePower | MaxActivePower | OutputSchedule | PlanningStatus | UnitType | UnitSubtype | ParentNode | Phases | Feeder | Comments
evchargingstation_load_220344469 |  | 0 | 0 | 0.92 | 0 | False | 0 | 0 | 0 | 0 | 0 | 0 | 0 | 0 | 0 | 0 | 0 | 0 | 0 | 0.16628873406313474 | 0 | 0 | 0 | 0 | 0 | 0 | 0.001 | 0.011806450944988516 | 0.027714789010522458 | OPTIMIZED | INSTALLED |  |  | node_1377704_031_15297644_809 | AN | 8100503
evchargingstation_load_220347108 |  | 0 | 0 | 0.92 | 0 | False | 0 | 0 | 0 | 0 | 0 | 0 | 0 | 0 | 0 | 0 | 0 | 0 | 0 | 0.26923648267439276 | 0 | 0 | 0 | 0 | 0 | 0 | 0.001 | 0.019115710293890153 | 0.044872747112398796 | OPTIMIZED | INSTALLED |  |  | node_1378541_473_15298100_516 | AN | 8100503
evchargingstation_load_220347111 |  | 0 | 0 | 0.92 | 0 | False | 0 | 0 | 0 | 0 | 0 | 0 | 0 | 0 | 0 | 0 | 0 | 0 | 0 | 0.2690574690555933 | 0 | 0 | 0 | 0 | 0 | 0 | 0.001 | 0.019103000465083186 | 0.04484291150926555 | OPTIMIZED | INSTALLED |  |  | node_1378042_631_15297609_748 | AN | 8100503
evchargingstation_load_220347115 |  | 0 | 0 | 0.92 | 0 | False | 0 | 0 | 0 | 0 | 0 | 0 | 0 | 0 | 0 | 0 | 0 | 0 | 0 | 0.3266998543090205 | 0 | 0 | 0 | 0 | 0 | 0 | 0.001 | 0.023195592275846895 | 0.054449975718170084 | OPTIMIZED | INSTALLED |  |  | node_1378632_915_15297451_068 | AN | 8100503
evchargingstation_load_220347117 |  | 0 | 0 | 0.92 | 0 | False | 0 | 0 | 0 | 0 | 0 | 0 | 0 | 0 | 0 | 0 | 0 | 0 | 0 | 0.1511571106740579 | 0 | 0 | 0 | 0 | 0 | 0 | 0.001 | 0.010732110242581205 | 0.02519285177900965 | OPTIMIZED | INSTALLED |  |  | node_1378463_239_15298647_456 | BN | 8100503
evchargingstation_load_220347119 |  | 0 | 0 | 0.92 | 0 | False | 0 | 0 | 0 | 0 | 0 | 0 | 0 | 0 | 0 | 0 | 0 | 0 | 0 | 0.4003042872387331 | 0 | 0 | 0 | 0 | 0 | 0 | 0.001 | 0.028421485327793105 | 0.06671738120645553 | OPTIMIZED | INSTALLED |  |  | node_1378615_727_15297788_778 | AN | 8100503
evchargingstation_load_220347121 |  | 0 | 0 | 0.92 | 0 | False | 0 | 0 | 0 | 0 | 0 | 0 | 0 | 0 | 0 | 0 | 0 | 0 | 0 | 0.32255270547349957 | 0 | 0 | 0 | 0 | 0 | 0 | 0.001 | 0.022901145951675042 | 0.053758784245583266 | OPTIMIZED | INSTALLED |  |  | node_1378907_649_15297621_296 | AN | 8100503
evchargingstation_load_220347122 |  | 0 | 0 | 0.92 | 0 | False | 0 | 0 | 0 | 0 | 0 | 0 | 0 | 0 | 0 | 0 | 0 | 0 | 0 | 0.37819610531699943 | 0 | 0 | 0 | 0 | 0 | 0 | 0.001 | 0.026851810765228454 | 0.06303268421949991 | OPTIMIZED | INSTALLED |  |  | node_1378853_596_15298606_913 | AN | 8100503
evchargingstation_load_220347129 |  | 0 | 0 | 0.92 | 0 | False | 0 | 0 | 0 | 0 | 0 | 0 | 0 | 0 | 0 | 0 | 0 | 0 | 0 | 0.2690574690555933 | 0 | 0 | 0 | 0 | 0 | 0 | 0.001 | 0.019103000465083186 | 0.04484291150926555 | OPTIMIZED | INSTALLED |  |  | node_1379218_261_15297728_316 | AN | 8100503
evchargingstation_load_220347130 |  | 0 | 0 | 0.92 | 0 | False | 0 | 0 | 0 | 0 | 0 | 0 | 0 | 0 | 0 | 0 | 0 | 0 | 0 | 0.31643640683118457 | 0 | 0 | 0 | 0 | 0 | 0 | 0.001 | 0.02246689081998756 | 0.05273940113853076 | OPTIMIZED | INSTALLED |  |  | node_1379148_48_15298503_752 | AN | 8100503
evchargingstation_load_220347132 |  | 0 | 0 | 0.92 | 0 | False | 0 | 0 | 0 | 0 | 0 | 0 | 0 | 0 | 0 | 0 | 0 | 0 | 0 | 0.03679724386433412 | 0 | 0 | 0 | 0 | 0 | 0 | 0.001 | 0.00261259326414434 | 0.00613287397738902 | OPTIMIZED | INSTALLED |  |  | node_1379240_253_15298974_887 | AN | 8100503
evchargingstation_load_220347135 |  | 0 | 0 | 0.92 | 0 | False | 0 | 0 | 0 | 0 | 0 | 0 | 0 | 0 | 0 | 0 | 0 | 0 | 0 | 0.3397678484813813 | 0 | 0 | 0 | 0 | 0 | 0 | 0.001 | 0.02412341599450633 | 0.05662797474689689 | OPTIMIZED | INSTALLED |  |  | node_1379454_401_15298409_424 | AN | 8100503
evchargingstation_load_220347136 |  | 0 | 0 | 0.92 | 0 | False | 0 | 0 | 0 | 0 | 0 | 0 | 0 | 0 | 0 | 0 | 0 | 0 | 0 | 0.22146968205806933 | 0 | 0 | 0 | 0 | 0 | 0 | 0.001 | 0.01572428140103821 | 0.036911613676344886 | OPTIMIZED | INSTALLED |  |  | node_1379470_392_15298174_972 | AN | 8100503
evchargingstation_load_220347137 |  | 0 | 0 | 0.92 | 0 | False | 0 | 0 | 0 | 0 | 0 | 0 | 0 | 0 | 0 | 0 | 0 | 0 | 0 | 0.5940566939860189 | 0 | 0 | 0 | 0 | 0 | 0 | 0.001 | 0.042177848331305424 | 0.09900944899766982 | OPTIMIZED | INSTALLED |  |  | node_1379495_485_15297764_673 | AN | 8100503
evchargingstation_load_220347202 |  | 0 | 0 | 0.92 | 0 | False | 0 | 0 | 0 | 0 | 0 | 0 | 0 | 0 | 0 | 0 | 0 | 0 | 0 | 0.030014616752043345 | 0 | 0 | 0 | 0 | 0 | 0 | 0.001 | 0.002131028672960787 | 0.005002436125340557 | OPTIMIZED | INSTALLED |  |  | node_1380286_713_15297626_167 | AN | 8100503
evchargingstation_load_220347209 |  | 0 | 0 | 0.92 | 0 | False | 0 | 0 | 0 | 0 | 0 | 0 | 0 | 0 | 0 | 0 | 0 | 0 | 0 | 0.017513499039214158 | 0 | 0 | 0 | 0 | 0 | 0 | 0.001 | 0.0012434533210558907 | 0.002918916506535693 | OPTIMIZED | INSTALLED |  |  | node_1378797_217_15297163_965 | AN | 8100503
evchargingstation_load_220347210 |  | 0 | 0 | 0.92 | 0 | False | 0 | 0 | 0 | 0 | 0 | 0 | 0 | 0 | 0 | 0 | 0 | 0 | 0 | 0.017513499039214158 | 0 | 0 | 0 | 0 | 0 | 0 | 0.001 | 0.0012434533210558907 | 0.002918916506535693 | OPTIMIZED | INSTALLED |  |  | node_1378816_632_15297169_552 | AN | 8100503
evchargingstation_load_220553644 |  | 0 | 0 | 0.92 | 0 | False | 0 | 0 | 0 | 0 | 0 | 0 | 0 | 0 | 0 | 0 | 0 | 0 | 0 | 0.017185307404748478 | 0 | 0 | 0 | 0 | 0 | 0 | 0.001 | 0.0012201518531366193 | 0.002864217900791413 | OPTIMIZED | INSTALLED |  |  | node_1379048_925_15297663_206 | ABCN | 8100503
evchargingstation_load_220571493 |  | 0 | 0 | 0.92 | 0 | False | 0 | 0 | 0 | 0 | 0 | 0 | 0 | 0 | 0 | 0 | 0 | 0 | 0 | 0.00399797081985468 | 0 | 0 | 0 | 0 | 0 | 0 | 0.001 | 0.0002838546850595517 | 0.00066632846997578 | OPTIMIZED | INSTALLED |  |  | node_1378833_062_15298807_468 | AN | 8100503
evchargingstation_load_220594473 |  | 0 | 0 | 0.92 | 0 | False | 0 | 0 | 0 | 0 | 0 | 0 | 0 | 0 | 0 | 0 | 0 | 0 | 0 | 0.25473637955163625 | 0 | 0 | 0 | 0 | 0 | 0 | 0.001 | 0.018086207254136004 | 0.04245606325860604 | OPTIMIZED | INSTALLED |  |  | node_1377975_123_15299254_688 | AN | 8100503
evchargingstation_load_220657909 |  | 0 | 0 | 0.92 | 0 | False | 0 | 0 | 0 | 0 | 0 | 0 | 0 | 0 | 0 | 0 | 0 | 0 | 0 | 0.14935702928501887 | 0 | 0 | 0 | 0 | 0 | 0 | 0.001 | 0.010604304740215016 | 0.02489283821416981 | OPTIMIZED | INSTALLED |  |  | node_1379758_741_15297723_329 | AN | 8100503
evchargingstation_load_310039803 |  | 0 | 0 | 0.92 | 0 | False | 0 | 0 | 0 | 0 | 0 | 0 | 0 | 0 | 0 | 0 | 0 | 0 | 0 | 0.3961869740063455 | 0 | 0 | 0 | 0 | 0 | 0 | 0.001 | 0.02812915719331592 | 0.06603116233439092 | OPTIMIZED | INSTALLED |  |  | node_1378249_222_15297498_84 | AN | 8100503

## Fuse
Name | GroupId | MeanReplacementTime | PhaseAStatus | PhaseBStatus | PhaseCStatus | RepairDistributionType | CurrentLimit | CurrentInAReal | CurrentInAImag | CurrentInA | CurrentInBReal | CurrentInBImag | CurrentInB | CurrentInCReal | CurrentInCImag | CurrentInC | CurrentOutAReal | CurrentOutAImag | CurrentOutA | CurrentOutBReal | CurrentOutBImag | CurrentOutB | CurrentOutCReal | CurrentOutCImag | CurrentOutC | ActivePowerInA | ReactivePowerInA | PowerInA | ActivePowerInB | ReactivePowerInB | PowerInB | ActivePowerInC | ReactivePowerInC | PowerInC | ActivePowerOutA | ReactivePowerOutA | PowerOutA | ActivePowerOutB | ReactivePowerOutB | PowerOutB | ActivePowerOutC | ReactivePowerOutC | PowerOutC | Status | From | To | Length | Phases | Feeder | Comments
fuse_220386402 |  | 0 | GOOD | GOOD | GOOD | NONE | 125 | 0 | 0 | 0+0j | 0 | 0 | 0+0j | 0 | 0 | 0+0j | 0 | 0 | 0+0j | 0 | 0 | 0+0j | 0 | 0 | 0+0j | 0 | 0 | 0+0j | 0 | 0 | 0+0j | 0 | 0 | 0+0j | 0 | 0 | 0+0j | 0 | 0 | 0+0j | 0 | 0 | 0+0j | OPEN | node_intto1_8100503_200858020 | node_8100503_200858020 | 0 | AD | 8100503
fuse_220386404 |  | 0 | GOOD | GOOD | GOOD | NONE | 125 | 0 | 0 | 0+0j | 0 | 0 | 0+0j | 0 | 0 | 0+0j | 0 | 0 | 0+0j | 0 | 0 | 0+0j | 0 | 0 | 0+0j | 0 | 0 | 0+0j | 0 | 0 | 0+0j | 0 | 0 | 0+0j | 0 | 0 | 0+0j | 0 | 0 | 0+0j | 0 | 0 | 0+0j | OPEN | node_intto1_8100503_200858143 | node_8100503_200858143 | 0 | AD | 8100503
fuse_220386405 |  | 0 | GOOD | GOOD | GOOD | NONE | 125 | 0 | 0 | 0+0j | 0 | 0 | 0+0j | 0 | 0 | 0+0j | 0 | 0 | 0+0j | 0 | 0 | 0+0j | 0 | 0 | 0+0j | 0 | 0 | 0+0j | 0 | 0 | 0+0j | 0 | 0 | 0+0j | 0 | 0 | 0+0j | 0 | 0 | 0+0j | 0 | 0 | 0+0j | OPEN | node_intto1_8100503_200858112 | node_8100503_200858112 | 0 | AD | 8100503
fuse_220386406 |  | 0 | GOOD | GOOD | GOOD | NONE | 125 | 0 | 0 | 0+0j | 0 | 0 | 0+0j | 0 | 0 | 0+0j | 0 | 0 | 0+0j | 0 | 0 | 0+0j | 0 | 0 | 0+0j | 0 | 0 | 0+0j | 0 | 0 | 0+0j | 0 | 0 | 0+0j | 0 | 0 | 0+0j | 0 | 0 | 0+0j | 0 | 0 | 0+0j | OPEN | node_intto1_8100503_200858091 | node_8100503_200858091 | 0 | AD | 8100503
fuse_220386407 |  | 0 | GOOD | GOOD | GOOD | NONE | 50 | 0 | 0 | 0+0j | 0 | 0 | 0+0j | 0 | 0 | 0+0j | 0 | 0 | 0+0j | 0 | 0 | 0+0j | 0 | 0 | 0+0j | 0 | 0 | 0+0j | 0 | 0 | 0+0j | 0 | 0 | 0+0j | 0 | 0 | 0+0j | 0 | 0 | 0+0j | 0 | 0 | 0+0j | OPEN | node_intto1_8100503_200858084 | node_8100503_200858084 | 0 | ABCD | 8100503
fuse_220386408 |  | 0 | GOOD | GOOD | GOOD | NONE | 125 | 0 | 0 | 0+0j | 0 | 0 | 0+0j | 0 | 0 | 0+0j | 0 | 0 | 0+0j | 0 | 0 | 0+0j | 0 | 0 | 0+0j | 0 | 0 | 0+0j | 0 | 0 | 0+0j | 0 | 0 | 0+0j | 0 | 0 | 0+0j | 0 | 0 | 0+0j | 0 | 0 | 0+0j | OPEN | node_intto1_8100503_200858067 | node_8100503_200858067 | 0 | ABCD | 8100503
fuse_220386435 |  | 0 | GOOD | GOOD | GOOD | NONE | 100 | 0 | 0 | 0+0j | 0 | 0 | 0+0j | 0 | 0 | 0+0j | 0 | 0 | 0+0j | 0 | 0 | 0+0j | 0 | 0 | 0+0j | 0 | 0 | 0+0j | 0 | 0 | 0+0j | 0 | 0 | 0+0j | 0 | 0 | 0+0j | 0 | 0 | 0+0j | 0 | 0 | 0+0j | OPEN | node_intto1_8100503_200858043 | node_8100503_200858043 | 0 | ABCD | 8100503
fuse_220553707 |  | 0 | GOOD | GOOD | GOOD | NONE | 30 | 0 | 0 | 0+0j | 0 | 0 | 0+0j | 0 | 0 | 0+0j | 0 | 0 | 0+0j | 0 | 0 | 0+0j | 0 | 0 | 0+0j | 0 | 0 | 0+0j | 0 | 0 | 0+0j | 0 | 0 | 0+0j | 0 | 0 | 0+0j | 0 | 0 | 0+0j | 0 | 0 | 0+0j | OPEN | node_intto1_8100503_200984476 | node_8100503_200984476 | 0 | ABCN | 8100503
fuse_312070766 |  | 0 | GOOD | GOOD | GOOD | NONE | 250 | 0 | 0 | 0+0j | 0 | 0 | 0+0j | 0 | 0 | 0+0j | 0 | 0 | 0+0j | 0 | 0 | 0+0j | 0 | 0 | 0+0j | 0 | 0 | 0+0j | 0 | 0 | 0+0j | 0 | 0 | 0+0j | 0 | 0 | 0+0j | 0 | 0 | 0+0j | 0 | 0 | 0+0j | OPEN | node_intto1_312070766 | node_312070766 | 0 | ABCD | 8100503

## Generator
Name | GroupId | ColdStartupCost | ColdStartupTime | HotStartupCost | HotStartupStatus | ShutdownCost | CommitmentStatus | ConstructionTime | CalendarLife | YearOfInstallation | ReactivePower | ActivePower | MaxPowerOutput | MinPowerOutput | MinimumDowntime | MinimumUptime | NoLoadCost | NonSpinningReserve | SpinningReserve | OperatingReserve | RampUpLimit | RampDownLimit | StartupCapability | ShutdownCapability | ShutdownStatus | StartupStatus | CapitalCost | FixedOperatingCost | VariableOperatingCost | MaxReactivePower | MaxActivePower | OutputSchedule | PlanningStatus | UnitType | UnitSubtype | ParentNode | Phases | Feeder | Comments
generator_load_220344469 |  | 0 | 0 | 0 | 0 | 0 | False | 0 | 0 | 0 | 0 | 0 | 0 | 0 | 0 | 0 | 0 | 0 | 0 | 0 | 0 | 0 | 0 | 0 | False | False | 0 | 0 | 0.19 | 0.011806450944988516 | 0.027714789010522458 | OPTIMIZED | INSTALLED | natural_gas |  | node_1377704_031_15297644_809 | AN | 8100503
generator_load_220347108 |  | 0 | 0 | 0 | 0 | 0 | False | 0 | 0 | 0 | 0 | 0 | 0 | 0 | 0 | 0 | 0 | 0 | 0 | 0 | 0 | 0 | 0 | 0 | False | False | 0 | 0 | 0.19 | 0.019115710293890153 | 0.044872747112398796 | OPTIMIZED | INSTALLED | natural_gas |  | node_1378541_473_15298100_516 | AN | 8100503
generator_load_220347111 |  | 0 | 0 | 0 | 0 | 0 | False | 0 | 0 | 0 | 0 | 0 | 0 | 0 | 0 | 0 | 0 | 0 | 0 | 0 | 0 | 0 | 0 | 0 | False | False | 0 | 0 | 0.19 | 0.019103000465083186 | 0.04484291150926555 | OPTIMIZED | INSTALLED | natural_gas |  | node_1378042_631_15297609_748 | AN | 8100503
generator_load_220347115 |  | 0 | 0 | 0 | 0 | 0 | False | 0 | 0 | 0 | 0 | 0 | 0 | 0 | 0 | 0 | 0 | 0 | 0 | 0 | 0 | 0 | 0 | 0 | False | False | 0 | 0 | 0.19 | 0.023195592275846895 | 0.054449975718170084 | OPTIMIZED | INSTALLED | natural_gas |  | node_1378632_915_15297451_068 | AN | 8100503
generator_load_220347117 |  | 0 | 0 | 0 | 0 | 0 | False | 0 | 0 | 0 | 0 | 0 | 0 | 0 | 0 | 0 | 0 | 0 | 0 | 0 | 0 | 0 | 0 | 0 | False | False | 0 | 0 | 0.19 | 0.010732110242581205 | 0.02519285177900965 | OPTIMIZED | INSTALLED | natural_gas |  | node_1378463_239_15298647_456 | BN | 8100503
generator_load_220347119 |  | 0 | 0 | 0 | 0 | 0 | False | 0 | 0 | 0 | 0 | 0 | 0 | 0 | 0 | 0 | 0 | 0 | 0 | 0 | 0 | 0 | 0 | 0 | False | False | 0 | 0 | 0.19 | 0.028421485327793105 | 0.06671738120645553 | OPTIMIZED | INSTALLED | natural_gas |  | node_1378615_727_15297788_778 | AN | 8100503
generator_load_220347121 |  | 0 | 0 | 0 | 0 | 0 | False | 0 | 0 | 0 | 0 | 0 | 0 | 0 | 0 | 0 | 0 | 0 | 0 | 0 | 0 | 0 | 0 | 0 | False | False | 0 | 0 | 0.19 | 0.022901145951675042 | 0.053758784245583266 | OPTIMIZED | INSTALLED | natural_gas |  | node_1378907_649_15297621_296 | AN | 8100503
generator_load_220347122 |  | 0 | 0 | 0 | 0 | 0 | False | 0 | 0 | 0 | 0 | 0 | 0 | 0 | 0 | 0 | 0 | 0 | 0 | 0 | 0 | 0 | 0 | 0 | False | False | 0 | 0 | 0.19 | 0.026851810765228454 | 0.06303268421949991 | OPTIMIZED | INSTALLED | natural_gas |  | node_1378853_596_15298606_913 | AN | 8100503
generator_load_220347129 |  | 0 | 0 | 0 | 0 | 0 | False | 0 | 0 | 0 | 0 | 0 | 0 | 0 | 0 | 0 | 0 | 0 | 0 | 0 | 0 | 0 | 0 | 0 | False | False | 0 | 0 | 0.19 | 0.019103000465083186 | 0.04484291150926555 | OPTIMIZED | INSTALLED | natural_gas |  | node_1379218_261_15297728_316 | AN | 8100503
generator_load_220347130 |  | 0 | 0 | 0 | 0 | 0 | False | 0 | 0 | 0 | 0 | 0 | 0 | 0 | 0 | 0 | 0 | 0 | 0 | 0 | 0 | 0 | 0 | 0 | False | False | 0 | 0 | 0.19 | 0.02246689081998756 | 0.05273940113853076 | OPTIMIZED | INSTALLED | natural_gas |  | node_1379148_48_15298503_752 | AN | 8100503
generator_load_220347132 |  | 0 | 0 | 0 | 0 | 0 | False | 0 | 0 | 0 | 0 | 0 | 0 | 0 | 0 | 0 | 0 | 0 | 0 | 0 | 0 | 0 | 0 | 0 | False | False | 0 | 0 | 0.19 | 0.00261259326414434 | 0.00613287397738902 | OPTIMIZED | INSTALLED | natural_gas |  | node_1379240_253_15298974_887 | AN | 8100503
generator_load_220347135 |  | 0 | 0 | 0 | 0 | 0 | False | 0 | 0 | 0 | 0 | 0 | 0 | 0 | 0 | 0 | 0 | 0 | 0 | 0 | 0 | 0 | 0 | 0 | False | False | 0 | 0 | 0.19 | 0.02412341599450633 | 0.05662797474689689 | OPTIMIZED | INSTALLED | natural_gas |  | node_1379454_401_15298409_424 | AN | 8100503
generator_load_220347136 |  | 0 | 0 | 0 | 0 | 0 | False | 0 | 0 | 0 | 0 | 0 | 0 | 0 | 0 | 0 | 0 | 0 | 0 | 0 | 0 | 0 | 0 | 0 | False | False | 0 | 0 | 0.19 | 0.01572428140103821 | 0.036911613676344886 | OPTIMIZED | INSTALLED | natural_gas |  | node_1379470_392_15298174_972 | AN | 8100503
generator_load_220347137 |  | 0 | 0 | 0 | 0 | 0 | False | 0 | 0 | 0 | 0 | 0 | 0 | 0 | 0 | 0 | 0 | 0 | 0 | 0 | 0 | 0 | 0 | 0 | False | False | 0 | 0 | 0.19 | 0.042177848331305424 | 0.09900944899766982 | OPTIMIZED | INSTALLED | natural_gas |  | node_1379495_485_15297764_673 | AN | 8100503
generator_load_220347202 |  | 0 | 0 | 0 | 0 | 0 | False | 0 | 0 | 0 | 0 | 0 | 0 | 0 | 0 | 0 | 0 | 0 | 0 | 0 | 0 | 0 | 0 | 0 | False | False | 0 | 0 | 0.19 | 0.002131028672960787 | 0.005002436125340557 | OPTIMIZED | INSTALLED | natural_gas |  | node_1380286_713_15297626_167 | AN | 8100503
generator_load_220347209 |  | 0 | 0 | 0 | 0 | 0 | False | 0 | 0 | 0 | 0 | 0 | 0 | 0 | 0 | 0 | 0 | 0 | 0 | 0 | 0 | 0 | 0 | 0 | False | False | 0 | 0 | 0.19 | 0.0012434533210558907 | 0.002918916506535693 | OPTIMIZED | INSTALLED | natural_gas |  | node_1378797_217_15297163_965 | AN | 8100503
generator_load_220347210 |  | 0 | 0 | 0 | 0 | 0 | False | 0 | 0 | 0 | 0 | 0 | 0 | 0 | 0 | 0 | 0 | 0 | 0 | 0 | 0 | 0 | 0 | 0 | False | False | 0 | 0 | 0.19 | 0.0012434533210558907 | 0.002918916506535693 | OPTIMIZED | INSTALLED | natural_gas |  | node_1378816_632_15297169_552 | AN | 8100503
generator_load_220553644 |  | 0 | 0 | 0 | 0 | 0 | False | 0 | 0 | 0 | 0 | 0 | 0 | 0 | 0 | 0 | 0 | 0 | 0 | 0 | 0 | 0 | 0 | 0 | False | False | 0 | 0 | 0.19 | 0.0012201518531366193 | 0.002864217900791413 | OPTIMIZED | INSTALLED | natural_gas |  | node_1379048_925_15297663_206 | ABCN | 8100503
generator_load_220571493 |  | 0 | 0 | 0 | 0 | 0 | False | 0 | 0 | 0 | 0 | 0 | 0 | 0 | 0 | 0 | 0 | 0 | 0 | 0 | 0 | 0 | 0 | 0 | False | False | 0 | 0 | 0.19 | 0.0002838546850595517 | 0.00066632846997578 | OPTIMIZED | INSTALLED | natural_gas |  | node_1378833_062_15298807_468 | AN | 8100503
generator_load_220594473 |  | 0 | 0 | 0 | 0 | 0 | False | 0 | 0 | 0 | 0 | 0 | 0 | 0 | 0 | 0 | 0 | 0 | 0 | 0 | 0 | 0 | 0 | 0 | False | False | 0 | 0 | 0.19 | 0.018086207254136004 | 0.04245606325860604 | OPTIMIZED | INSTALLED | natural_gas |  | node_1377975_123_15299254_688 | AN | 8100503
generator_load_220657909 |  | 0 | 0 | 0 | 0 | 0 | False | 0 | 0 | 0 | 0 | 0 | 0 | 0 | 0 | 0 | 0 | 0 | 0 | 0 | 0 | 0 | 0 | 0 | False | False | 0 | 0 | 0.19 | 0.010604304740215016 | 0.02489283821416981 | OPTIMIZED | INSTALLED | natural_gas |  | node_1379758_741_15297723_329 | AN | 8100503
generator_load_310039803 |  | 0 | 0 | 0 | 0 | 0 | False | 0 | 0 | 0 | 0 | 0 | 0 | 0 | 0 | 0 | 0 | 0 | 0 | 0 | 0 | 0 | 0 | 0 | False | False | 0 | 0 | 0.19 | 0.02812915719331592 | 0.06603116233439092 | OPTIMIZED | INSTALLED | natural_gas |  | node_1378249_222_15297498_84 | AN | 8100503

## HeatPump
Name | GroupId | YearOfInstallation | ReactivePower | ActivePower | MaxPowerOutput | MinPowerOutput | RampUpLimit | RampDownLimit | CapitalCost | FixedOperatingCost | VariableOperatingCost | MaxReactivePower | MaxActivePower | OutputSchedule | PlanningStatus | UnitType | UnitSubtype | ParentNode | Phases | Feeder | Comments
heatpump_load_220344469 |  | 0 | 0 | 0 | 0 | 0 | 0 | 0 | 0 | 0 | 0.19 | 0.011806450944988516 | 0.027714789010522458 | OPTIMIZED | INSTALLED |  |  | node_1377704_031_15297644_809 | AN | 8100503
heatpump_load_220347108 |  | 0 | 0 | 0 | 0 | 0 | 0 | 0 | 0 | 0 | 0.19 | 0.019115710293890153 | 0.044872747112398796 | OPTIMIZED | INSTALLED |  |  | node_1378541_473_15298100_516 | AN | 8100503
heatpump_load_220347111 |  | 0 | 0 | 0 | 0 | 0 | 0 | 0 | 0 | 0 | 0.19 | 0.019103000465083186 | 0.04484291150926555 | OPTIMIZED | INSTALLED |  |  | node_1378042_631_15297609_748 | AN | 8100503
heatpump_load_220347115 |  | 0 | 0 | 0 | 0 | 0 | 0 | 0 | 0 | 0 | 0.19 | 0.023195592275846895 | 0.054449975718170084 | OPTIMIZED | INSTALLED |  |  | node_1378632_915_15297451_068 | AN | 8100503
heatpump_load_220347117 |  | 0 | 0 | 0 | 0 | 0 | 0 | 0 | 0 | 0 | 0.19 | 0.010732110242581205 | 0.02519285177900965 | OPTIMIZED | INSTALLED |  |  | node_1378463_239_15298647_456 | BN | 8100503
heatpump_load_220347119 |  | 0 | 0 | 0 | 0 | 0 | 0 | 0 | 0 | 0 | 0.19 | 0.028421485327793105 | 0.06671738120645553 | OPTIMIZED | INSTALLED |  |  | node_1378615_727_15297788_778 | AN | 8100503
heatpump_load_220347121 |  | 0 | 0 | 0 | 0 | 0 | 0 | 0 | 0 | 0 | 0.19 | 0.022901145951675042 | 0.053758784245583266 | OPTIMIZED | INSTALLED |  |  | node_1378907_649_15297621_296 | AN | 8100503
heatpump_load_220347122 |  | 0 | 0 | 0 | 0 | 0 | 0 | 0 | 0 | 0 | 0.19 | 0.026851810765228454 | 0.06303268421949991 | OPTIMIZED | INSTALLED |  |  | node_1378853_596_15298606_913 | AN | 8100503
heatpump_load_220347129 |  | 0 | 0 | 0 | 0 | 0 | 0 | 0 | 0 | 0 | 0.19 | 0.019103000465083186 | 0.04484291150926555 | OPTIMIZED | INSTALLED |  |  | node_1379218_261_15297728_316 | AN | 8100503
heatpump_load_220347130 |  | 0 | 0 | 0 | 0 | 0 | 0 | 0 | 0 | 0 | 0.19 | 0.02246689081998756 | 0.05273940113853076 | OPTIMIZED | INSTALLED |  |  | node_1379148_48_15298503_752 | AN | 8100503
heatpump_load_220347132 |  | 0 | 0 | 0 | 0 | 0 | 0 | 0 | 0 | 0 | 0.19 | 0.00261259326414434 | 0.00613287397738902 | OPTIMIZED | INSTALLED |  |  | node_1379240_253_15298974_887 | AN | 8100503
heatpump_load_220347135 |  | 0 | 0 | 0 | 0 | 0 | 0 | 0 | 0 | 0 | 0.19 | 0.02412341599450633 | 0.05662797474689689 | OPTIMIZED | INSTALLED |  |  | node_1379454_401_15298409_424 | AN | 8100503
heatpump_load_220347136 |  | 0 | 0 | 0 | 0 | 0 | 0 | 0 | 0 | 0 | 0.19 | 0.01572428140103821 | 0.036911613676344886 | OPTIMIZED | INSTALLED |  |  | node_1379470_392_15298174_972 | AN | 8100503
heatpump_load_220347137 |  | 0 | 0 | 0 | 0 | 0 | 0 | 0 | 0 | 0 | 0.19 | 0.042177848331305424 | 0.09900944899766982 | OPTIMIZED | INSTALLED |  |  | node_1379495_485_15297764_673 | AN | 8100503
heatpump_load_220347202 |  | 0 | 0 | 0 | 0 | 0 | 0 | 0 | 0 | 0 | 0.19 | 0.002131028672960787 | 0.005002436125340557 | OPTIMIZED | INSTALLED |  |  | node_1380286_713_15297626_167 | AN | 8100503
heatpump_load_220347209 |  | 0 | 0 | 0 | 0 | 0 | 0 | 0 | 0 | 0 | 0.19 | 0.0012434533210558907 | 0.002918916506535693 | OPTIMIZED | INSTALLED |  |  | node_1378797_217_15297163_965 | AN | 8100503
heatpump_load_220347210 |  | 0 | 0 | 0 | 0 | 0 | 0 | 0 | 0 | 0 | 0.19 | 0.0012434533210558907 | 0.002918916506535693 | OPTIMIZED | INSTALLED |  |  | node_1378816_632_15297169_552 | AN | 8100503
heatpump_load_220553644 |  | 0 | 0 | 0 | 0 | 0 | 0 | 0 | 0 | 0 | 0.19 | 0.0012201518531366193 | 0.002864217900791413 | OPTIMIZED | INSTALLED |  |  | node_1379048_925_15297663_206 | ABCN | 8100503
heatpump_load_220571493 |  | 0 | 0 | 0 | 0 | 0 | 0 | 0 | 0 | 0 | 0.19 | 0.0002838546850595517 | 0.00066632846997578 | OPTIMIZED | INSTALLED |  |  | node_1378833_062_15298807_468 | AN | 8100503
heatpump_load_220594473 |  | 0 | 0 | 0 | 0 | 0 | 0 | 0 | 0 | 0 | 0.19 | 0.018086207254136004 | 0.04245606325860604 | OPTIMIZED | INSTALLED |  |  | node_1377975_123_15299254_688 | AN | 8100503
heatpump_load_220657909 |  | 0 | 0 | 0 | 0 | 0 | 0 | 0 | 0 | 0 | 0.19 | 0.010604304740215016 | 0.02489283821416981 | OPTIMIZED | INSTALLED |  |  | node_1379758_741_15297723_329 | AN | 8100503
heatpump_load_310039803 |  | 0 | 0 | 0 | 0 | 0 | 0 | 0 | 0 | 0 | 0.19 | 0.02812915719331592 | 0.06603116233439092 | OPTIMIZED | INSTALLED |  |  | node_1378249_222_15297498_84 | AN | 8100503

## LineSpacing
Name | DistanceAB | DistanceAC | DistanceAE | DistanceAN | DistanceBC | DistanceBE | DistanceBN | DistanceCE | DistanceCN | DistanceNE | Feeder | Comments

## Load
Name | GroupId | PriorityLevel | LoadClass | BaseReactivePowerA | BaseReactivePowerB | BaseReactivePowerC | BaseActivePowerA | BaseActivePowerB | BaseActivePowerC | BasePowerA | BasePowerB | BasePowerC | ConstantCurrentAReal | ConstantCurrentAImag | ConstantCurrentA | ConstantCurrentBReal | ConstantCurrentBImag | ConstantCurrentB | ConstantCurrentCReal | ConstantCurrentCImag | ConstantCurrentC | ConstantResistanceA | ConstantReactanceA | ConstantImpedanceA | ConstantResistanceB | ConstantReactanceB | ConstantImpedanceB | ConstantResistanceC | ConstantReactanceC | ConstantImpedanceC | ConstantActivePowerA | ConstantReactivePowerA | ConstantPowerA | ConstantActivePowerB | ConstantReactivePowerB | ConstantPowerB | ConstantActivePowerC | ConstantReactivePowerC | ConstantPowerC | CurrentFractionA | CurrentFractionB | CurrentFractionC | CurrentPfA | CurrentPfB | CurrentPfC | ImpedanceFractionA | ImpedanceFractionB | ImpedanceFractionC | ImpedancePfA | ImpedancePfB | ImpedancePfC | PowerFractionA | PowerFractionB | PowerFractionC | PowerPfA | PowerPfB | PowerPfC | DemandResponseLowerBound | DemandResponseShortageCost | DemandResponseSurplusCost | DemandResponseUpperBound | ActivePowerA | ActivePowerB | ActivePowerC | ReactivePowerA | ReactivePowerB | ReactivePowerC | NominalVoltage | Status | ParentNode | Phases | Feeder | Comments
load_220344468 |  | 0 | C | 0 | 0 | 0 | 0 | 0 | 0 | 0 | 0 | 0 | 0 | 0 | 0+0j | 0 | 0 | 0+0j | 0 | 0 | 0+0j | 0 | 0 | 0+0j | 0 | 0 | 0+0j | 0 | 0 | 0+0j | 0 | 0 | 0+0j | 0 | 0 | 0+0j | 0 | 0 | 0+0j | 0 | 0 | 0 | 0 | 0 | 0 | 0 | 0 | 0 | 0 | 0 | 0 | 0 | 0 | 0 | 0 | 0 | 0 | 1 | 0 | 0 | 1 | 0 | 0 | 0 | 0 | 0 | 0 | 0 | OPEN | node_1377601_528_15297942_772 | AN | 8100503
load_220344469 |  | 0 | R | 0 | 0 | 0 | 0 | 0 | 0 | 0 | 0 | 0 | 0 | 0 | 0+0j | 0 | 0 | 0+0j | 0 | 0 | 0+0j | 0 | 0 | 0+0j | 0 | 0 | 0+0j | 0 | 0 | 0+0j | 40129.2 | 17094.968 | 40129.2+17094.968j | 0 | 0 | 0+0j | 0 | 0 | 0+0j | 0 | 0 | 0 | 0 | 0 | 0 | 0 | 0 | 0 | 0 | 0 | 0 | 0 | 0 | 0 | 0 | 0 | 0 | 1 | 0 | 0 | 1 | 0 | 0 | 0 | 0 | 0 | 0 | 0 | OPEN | node_1377704_031_15297644_809 | AN | 8100503
load_220344470 |  | 0 | C | 0 | 0 | 0 | 0 | 0 | 0 | 0 | 0 | 0 | 0 | 0 | 0+0j | 0 | 0 | 0+0j | 0 | 0 | 0+0j | 0 | 0 | 0+0j | 0 | 0 | 0+0j | 0 | 0 | 0+0j | 12500 | 5324.978 | 12500+5324.978j | 0 | 0 | 0+0j | 0 | 0 | 0+0j | 0 | 0 | 0 | 0 | 0 | 0 | 0 | 0 | 0 | 0 | 0 | 0 | 0 | 0 | 0 | 0 | 0 | 0 | 1 | 0 | 0 | 1 | 0 | 0 | 0 | 0 | 0 | 0 | 0 | OPEN | node_1377708_931_15297619_053 | AN | 8100503
load_220344722 |  | 0 | C | 0 | 0 | 0 | 0 | 0 | 0 | 0 | 0 | 0 | 0 | 0 | 0+0j | 0 | 0 | 0+0j | 0 | 0 | 0+0j | 0 | 0 | 0+0j | 0 | 0 | 0+0j | 0 | 0 | 0+0j | 424.8 | 180.964 | 424.8+180.964j | 0 | 0 | 0+0j | 0 | 0 | 0+0j | 0 | 0 | 0 | 0 | 0 | 0 | 0 | 0 | 0 | 0 | 0 | 0 | 0 | 0 | 0 | 0 | 0 | 0 | 1 | 0 | 0 | 1 | 0 | 0 | 0 | 0 | 0 | 0 | 0 | OPEN | node_1377258_386_15297216_02 | AN | 8100503
load_220344723 |  | 0 | C | 0 | 0 | 0 | 0 | 0 | 0 | 0 | 0 | 0 | 0 | 0 | 0+0j | 0 | 0 | 0+0j | 0 | 0 | 0+0j | 0 | 0 | 0+0j | 0 | 0 | 0+0j | 0 | 0 | 0+0j | 0 | 0 | 0+0j | 0 | 0 | 0+0j | 0 | 0 | 0+0j | 0 | 0 | 0 | 0 | 0 | 0 | 0 | 0 | 0 | 0 | 0 | 0 | 0 | 0 | 0 | 0 | 0 | 0 | 1 | 0 | 0 | 1 | 0 | 0 | 0 | 0 | 0 | 0 | 0 | OPEN | node_1377525_911_15297334_378 | AN | 8100503
load_220346933 |  | 0 | C | 0 | 0 | 0 | 0 | 0 | 0 | 0 | 0 | 0 | 0 | 0 | 0+0j | 0 | 0 | 0+0j | 0 | 0 | 0+0j | 0 | 0 | 0+0j | 0 | 0 | 0+0j | 0 | 0 | 0+0j | 5333.333 | 2271.99 | 5333.333+2271.99j | 0 | 0 | 0+0j | 0 | 0 | 0+0j | 0 | 0 | 0 | 0 | 0 | 0 | 0 | 0 | 0 | 0 | 0 | 0 | 0 | 0 | 0 | 0 | 0 | 0 | 1 | 0 | 0 | 1 | 0 | 0 | 0 | 0 | 0 | 0 | 0 | OPEN | node_1377699_094_15297199_147 | AN | 8100503
load_220346934 |  | 0 | C | 0 | 0 | 0 | 0 | 0 | 0 | 0 | 0 | 0 | 0 | 0 | 0+0j | 0 | 0 | 0+0j | 0 | 0 | 0+0j | 0 | 0 | 0+0j | 0 | 0 | 0+0j | 0 | 0 | 0+0j | 0 | 0 | 0+0j | 5333.333 | 2271.99 | 5333.333+2271.99j | 0 | 0 | 0+0j | 0 | 0 | 0 | 0 | 0 | 0 | 0 | 0 | 0 | 0 | 0 | 0 | 0 | 0 | 0 | 0 | 0 | 0 | 1 | 0 | 0 | 1 | 0 | 0 | 0 | 0 | 0 | 0 | 0 | OPEN | node_1377702_588_15297191_458 | BN | 8100503
load_220346935 |  | 0 | C | 0 | 0 | 0 | 0 | 0 | 0 | 0 | 0 | 0 | 0 | 0 | 0+0j | 0 | 0 | 0+0j | 0 | 0 | 0+0j | 0 | 0 | 0+0j | 0 | 0 | 0+0j | 0 | 0 | 0+0j | 0 | 0 | 0+0j | 0 | 0 | 0+0j | 5333.333 | 2271.99 | 5333.333+2271.99j | 0 | 0 | 0 | 0 | 0 | 0 | 0 | 0 | 0 | 0 | 0 | 0 | 0 | 0 | 0 | 0 | 0 | 0 | 1 | 0 | 0 | 1 | 0 | 0 | 0 | 0 | 0 | 0 | 0 | OPEN | node_1377695_247_15297207_527 | CN | 8100503
load_220347108 |  | 0 | R | 0 | 0 | 0 | 0 | 0 | 0 | 0 | 0 | 0 | 0 | 0 | 0+0j | 0 | 0 | 0+0j | 0 | 0 | 0+0j | 0 | 0 | 0+0j | 0 | 0 | 0+0j | 0 | 0 | 0+0j | 64972.8 | 27678.297 | 64972.8+27678.297j | 0 | 0 | 0+0j | 0 | 0 | 0+0j | 0 | 0 | 0 | 0 | 0 | 0 | 0 | 0 | 0 | 0 | 0 | 0 | 0 | 0 | 0 | 0 | 0 | 0 | 1 | 0 | 0 | 1 | 0 | 0 | 0 | 0 | 0 | 0 | 0 | OPEN | node_1378541_473_15298100_516 | AN | 8100503
load_220347111 |  | 0 | R | 0 | 0 | 0 | 0 | 0 | 0 | 0 | 0 | 0 | 0 | 0 | 0+0j | 0 | 0 | 0+0j | 0 | 0 | 0+0j | 0 | 0 | 0+0j | 0 | 0 | 0+0j | 0 | 0 | 0+0j | 64929.6 | 27659.894 | 64929.6+27659.894j | 0 | 0 | 0+0j | 0 | 0 | 0+0j | 0 | 0 | 0 | 0 | 0 | 0 | 0 | 0 | 0 | 0 | 0 | 0 | 0 | 0 | 0 | 0 | 0 | 0 | 1 | 0 | 0 | 1 | 0 | 0 | 0 | 0 | 0 | 0 | 0 | OPEN | node_1378042_631_15297609_748 | AN | 8100503
load_220347113 |  | 0 | C | 0 | 0 | 0 | 0 | 0 | 0 | 0 | 0 | 0 | 0 | 0 | 0+0j | 0 | 0 | 0+0j | 0 | 0 | 0+0j | 0 | 0 | 0+0j | 0 | 0 | 0+0j | 0 | 0 | 0+0j | 0 | 0 | 0+0j | 0 | 0 | 0+0j | 0 | 0 | 0+0j | 0 | 0 | 0 | 0 | 0 | 0 | 0 | 0 | 0 | 0 | 0 | 0 | 0 | 0 | 0 | 0 | 0 | 0 | 1 | 0 | 0 | 1 | 0 | 0 | 0 | 0 | 0 | 0 | 0 | OPEN | node_1378325_515_15298844_286 | AN | 8100503
load_220347114 |  | 0 | C | 0 | 0 | 0 | 0 | 0 | 0 | 0 | 0 | 0 | 0 | 0 | 0+0j | 0 | 0 | 0+0j | 0 | 0 | 0+0j | 0 | 0 | 0+0j | 0 | 0 | 0+0j | 0 | 0 | 0+0j | 10281.6 | 4379.943 | 10281.6+4379.943j | 0 | 0 | 0+0j | 0 | 0 | 0+0j | 0 | 0 | 0 | 0 | 0 | 0 | 0 | 0 | 0 | 0 | 0 | 0 | 0 | 0 | 0 | 0 | 0 | 0 | 1 | 0 | 0 | 1 | 0 | 0 | 0 | 0 | 0 | 0 | 0 | OPEN | node_1378304_243_15299132_04 | AN | 8100503
load_220347115 |  | 0 | R | 0 | 0 | 0 | 0 | 0 | 0 | 0 | 0 | 0 | 0 | 0 | 0+0j | 0 | 0 | 0+0j | 0 | 0 | 0+0j | 0 | 0 | 0+0j | 0 | 0 | 0+0j | 0 | 0 | 0+0j | 78840 | 33585.699 | 78840+33585.699j | 0 | 0 | 0+0j | 0 | 0 | 0+0j | 0 | 0 | 0 | 0 | 0 | 0 | 0 | 0 | 0 | 0 | 0 | 0 | 0 | 0 | 0 | 0 | 0 | 0 | 1 | 0 | 0 | 1 | 0 | 0 | 0 | 0 | 0 | 0 | 0 | OPEN | node_1378632_915_15297451_068 | AN | 8100503
load_220347116 |  | 0 | C | 0 | 0 | 0 | 0 | 0 | 0 | 0 | 0 | 0 | 0 | 0 | 0+0j | 0 | 0 | 0+0j | 0 | 0 | 0+0j | 0 | 0 | 0+0j | 0 | 0 | 0+0j | 0 | 0 | 0+0j | 6333.333 | 2697.989 | 6333.333+2697.989j | 0 | 0 | 0+0j | 0 | 0 | 0+0j | 0 | 0 | 0 | 0 | 0 | 0 | 0 | 0 | 0 | 0 | 0 | 0 | 0 | 0 | 0 | 0 | 0 | 0 | 1 | 0 | 0 | 1 | 0 | 0 | 0 | 0 | 0 | 0 | 0 | OPEN | node_1378473_225_15298670_549 | AN | 8100503
load_220347117 |  | 0 | R | 0 | 0 | 0 | 0 | 0 | 0 | 0 | 0 | 0 | 0 | 0 | 0+0j | 0 | 0 | 0+0j | 0 | 0 | 0+0j | 0 | 0 | 0+0j | 0 | 0 | 0+0j | 0 | 0 | 0+0j | 0 | 0 | 0+0j | 36477.6 | 15539.393 | 36477.6+15539.393j | 0 | 0 | 0+0j | 0 | 0 | 0 | 0 | 0 | 0 | 0 | 0 | 0 | 0 | 0 | 0 | 0 | 0 | 0 | 0 | 0 | 0 | 1 | 0 | 0 | 1 | 0 | 0 | 0 | 0 | 0 | 0 | 0 | OPEN | node_1378463_239_15298647_456 | BN | 8100503
load_220347118 |  | 0 | C | 0 | 0 | 0 | 0 | 0 | 0 | 0 | 0 | 0 | 0 | 0 | 0+0j | 0 | 0 | 0+0j | 0 | 0 | 0+0j | 0 | 0 | 0+0j | 0 | 0 | 0+0j | 0 | 0 | 0+0j | 0 | 0 | 0+0j | 0 | 0 | 0+0j | 6333.333 | 2697.989 | 6333.333+2697.989j | 0 | 0 | 0 | 0 | 0 | 0 | 0 | 0 | 0 | 0 | 0 | 0 | 0 | 0 | 0 | 0 | 0 | 0 | 1 | 0 | 0 | 1 | 0 | 0 | 0 | 0 | 0 | 0 | 0 | OPEN | node_1378487_305_15298689_425 | CN | 8100503
load_220347119 |  | 0 | R | 0 | 0 | 0 | 0 | 0 | 0 | 0 | 0 | 0 | 0 | 0 | 0+0j | 0 | 0 | 0+0j | 0 | 0 | 0+0j | 0 | 0 | 0+0j | 0 | 0 | 0+0j | 0 | 0 | 0+0j | 96602.4 | 41152.45 | 96602.4+41152.45j | 0 | 0 | 0+0j | 0 | 0 | 0+0j | 0 | 0 | 0 | 0 | 0 | 0 | 0 | 0 | 0 | 0 | 0 | 0 | 0 | 0 | 0 | 0 | 0 | 0 | 1 | 0 | 0 | 1 | 0 | 0 | 0 | 0 | 0 | 0 | 0 | OPEN | node_1378615_727_15297788_778 | AN | 8100503
load_220347120 |  | 0 | C | 0 | 0 | 0 | 0 | 0 | 0 | 0 | 0 | 0 | 0 | 0 | 0+0j | 0 | 0 | 0+0j | 0 | 0 | 0+0j | 0 | 0 | 0+0j | 0 | 0 | 0+0j | 0 | 0 | 0+0j | 7000 | 2981.988 | 7000+2981.988j | 0 | 0 | 0+0j | 0 | 0 | 0+0j | 0 | 0 | 0 | 0 | 0 | 0 | 0 | 0 | 0 | 0 | 0 | 0 | 0 | 0 | 0 | 0 | 0 | 0 | 1 | 0 | 0 | 1 | 0 | 0 | 0 | 0 | 0 | 0 | 0 | OPEN | node_1378900_421_15297799_909 | AN | 8100503
load_220347121 |  | 0 | R | 0 | 0 | 0 | 0 | 0 | 0 | 0 | 0 | 0 | 0 | 0 | 0+0j | 0 | 0 | 0+0j | 0 | 0 | 0+0j | 0 | 0 | 0+0j | 0 | 0 | 0+0j | 0 | 0 | 0+0j | 77839.2 | 33159.36 | 77839.2+33159.36j | 0 | 0 | 0+0j | 0 | 0 | 0+0j | 0 | 0 | 0 | 0 | 0 | 0 | 0 | 0 | 0 | 0 | 0 | 0 | 0 | 0 | 0 | 0 | 0 | 0 | 1 | 0 | 0 | 1 | 0 | 0 | 0 | 0 | 0 | 0 | 0 | OPEN | node_1378907_649_15297621_296 | AN | 8100503
load_220347122 |  | 0 | R | 0 | 0 | 0 | 0 | 0 | 0 | 0 | 0 | 0 | 0 | 0 | 0+0j | 0 | 0 | 0+0j | 0 | 0 | 0+0j | 0 | 0 | 0+0j | 0 | 0 | 0+0j | 0 | 0 | 0+0j | 91267.2 | 38879.664 | 91267.2+38879.664j | 0 | 0 | 0+0j | 0 | 0 | 0+0j | 0 | 0 | 0 | 0 | 0 | 0 | 0 | 0 | 0 | 0 | 0 | 0 | 0 | 0 | 0 | 0 | 0 | 0 | 1 | 0 | 0 | 1 | 0 | 0 | 0 | 0 | 0 | 0 | 0 | OPEN | node_1378853_596_15298606_913 | AN | 8100503
load_220347123 |  | 0 | C | 0 | 0 | 0 | 0 | 0 | 0 | 0 | 0 | 0 | 0 | 0 | 0+0j | 0 | 0 | 0+0j | 0 | 0 | 0+0j | 0 | 0 | 0+0j | 0 | 0 | 0+0j | 0 | 0 | 0+0j | 1951.2 | 831.208 | 1951.2+831.208j | 0 | 0 | 0+0j | 0 | 0 | 0+0j | 0 | 0 | 0 | 0 | 0 | 0 | 0 | 0 | 0 | 0 | 0 | 0 | 0 | 0 | 0 | 0 | 0 | 0 | 1 | 0 | 0 | 1 | 0 | 0 | 0 | 0 | 0 | 0 | 0 | OPEN | node_1378848_962_15298299_822 | AN | 8100503
load_220347128 |  | 0 | C | 0 | 0 | 0 | 0 | 0 | 0 | 0 | 0 | 0 | 0 | 0 | 0+0j | 0 | 0 | 0+0j | 0 | 0 | 0+0j | 0 | 0 | 0+0j | 0 | 0 | 0+0j | 0 | 0 | 0+0j | 25000 | 10649.955 | 25000+10649.955j | 0 | 0 | 0+0j | 0 | 0 | 0+0j | 0 | 0 | 0 | 0 | 0 | 0 | 0 | 0 | 0 | 0 | 0 | 0 | 0 | 0 | 0 | 0 | 0 | 0 | 1 | 0 | 0 | 1 | 0 | 0 | 0 | 0 | 0 | 0 | 0 | OPEN | node_1378894_431_15298997_717 | AN | 8100503
load_220347129 |  | 0 | R | 0 | 0 | 0 | 0 | 0 | 0 | 0 | 0 | 0 | 0 | 0 | 0+0j | 0 | 0 | 0+0j | 0 | 0 | 0+0j | 0 | 0 | 0+0j | 0 | 0 | 0+0j | 0 | 0 | 0+0j | 64929.6 | 27659.894 | 64929.6+27659.894j | 0 | 0 | 0+0j | 0 | 0 | 0+0j | 0 | 0 | 0 | 0 | 0 | 0 | 0 | 0 | 0 | 0 | 0 | 0 | 0 | 0 | 0 | 0 | 0 | 0 | 1 | 0 | 0 | 1 | 0 | 0 | 0 | 0 | 0 | 0 | 0 | OPEN | node_1379218_261_15297728_316 | AN | 8100503
load_220347130 |  | 0 | R | 0 | 0 | 0 | 0 | 0 | 0 | 0 | 0 | 0 | 0 | 0 | 0+0j | 0 | 0 | 0+0j | 0 | 0 | 0+0j | 0 | 0 | 0+0j | 0 | 0 | 0+0j | 0 | 0 | 0+0j | 76363.2 | 32530.587 | 76363.2+32530.587j | 0 | 0 | 0+0j | 0 | 0 | 0+0j | 0 | 0 | 0 | 0 | 0 | 0 | 0 | 0 | 0 | 0 | 0 | 0 | 0 | 0 | 0 | 0 | 0 | 0 | 1 | 0 | 0 | 1 | 0 | 0 | 0 | 0 | 0 | 0 | 0 | OPEN | node_1379148_48_15298503_752 | AN | 8100503
load_220347132 |  | 0 | R | 0 | 0 | 0 | 0 | 0 | 0 | 0 | 0 | 0 | 0 | 0 | 0+0j | 0 | 0 | 0+0j | 0 | 0 | 0+0j | 0 | 0 | 0+0j | 0 | 0 | 0+0j | 0 | 0 | 0+0j | 8880 | 3782.864 | 8880+3782.864j | 0 | 0 | 0+0j | 0 | 0 | 0+0j | 0 | 0 | 0 | 0 | 0 | 0 | 0 | 0 | 0 | 0 | 0 | 0 | 0 | 0 | 0 | 0 | 0 | 0 | 1 | 0 | 0 | 1 | 0 | 0 | 0 | 0 | 0 | 0 | 0 | OPEN | node_1379240_253_15298974_887 | AN | 8100503
load_220347133 |  | 0 | C | 0 | 0 | 0 | 0 | 0 | 0 | 0 | 0 | 0 | 0 | 0 | 0+0j | 0 | 0 | 0+0j | 0 | 0 | 0+0j | 0 | 0 | 0+0j | 0 | 0 | 0+0j | 0 | 0 | 0+0j | 0 | 0 | 0+0j | 3333.333 | 1419.994 | 3333.333+1419.994j | 0 | 0 | 0+0j | 0 | 0 | 0 | 0 | 0 | 0 | 0 | 0 | 0 | 0 | 0 | 0 | 0 | 0 | 0 | 0 | 0 | 0 | 1 | 0 | 0 | 1 | 0 | 0 | 0 | 0 | 0 | 0 | 0 | OPEN | node_1379253_479_15298955_17 | BN | 8100503
load_220347134 |  | 0 | C | 0 | 0 | 0 | 0 | 0 | 0 | 0 | 0 | 0 | 0 | 0 | 0+0j | 0 | 0 | 0+0j | 0 | 0 | 0+0j | 0 | 0 | 0+0j | 0 | 0 | 0+0j | 0 | 0 | 0+0j | 0 | 0 | 0+0j | 0 | 0 | 0+0j | 3333.333 | 1419.994 | 3333.333+1419.994j | 0 | 0 | 0 | 0 | 0 | 0 | 0 | 0 | 0 | 0 | 0 | 0 | 0 | 0 | 0 | 0 | 0 | 0 | 1 | 0 | 0 | 1 | 0 | 0 | 0 | 0 | 0 | 0 | 0 | OPEN | node_1379231_301_15298998_563 | CN | 8100503
load_220347135 |  | 0 | R | 0 | 0 | 0 | 0 | 0 | 0 | 0 | 0 | 0 | 0 | 0 | 0+0j | 0 | 0 | 0+0j | 0 | 0 | 0+0j | 0 | 0 | 0+0j | 0 | 0 | 0+0j | 0 | 0 | 0+0j | 81993.6 | 34929.127 | 81993.6+34929.127j | 0 | 0 | 0+0j | 0 | 0 | 0+0j | 0 | 0 | 0 | 0 | 0 | 0 | 0 | 0 | 0 | 0 | 0 | 0 | 0 | 0 | 0 | 0 | 0 | 0 | 1 | 0 | 0 | 1 | 0 | 0 | 0 | 0 | 0 | 0 | 0 | OPEN | node_1379454_401_15298409_424 | AN | 8100503
load_220347136 |  | 0 | R | 0 | 0 | 0 | 0 | 0 | 0 | 0 | 0 | 0 | 0 | 0 | 0+0j | 0 | 0 | 0+0j | 0 | 0 | 0+0j | 0 | 0 | 0+0j | 0 | 0 | 0+0j | 0 | 0 | 0+0j | 53445.6 | 22767.73 | 53445.6+22767.73j | 0 | 0 | 0+0j | 0 | 0 | 0+0j | 0 | 0 | 0 | 0 | 0 | 0 | 0 | 0 | 0 | 0 | 0 | 0 | 0 | 0 | 0 | 0 | 0 | 0 | 1 | 0 | 0 | 1 | 0 | 0 | 0 | 0 | 0 | 0 | 0 | OPEN | node_1379470_392_15298174_972 | AN | 8100503
load_220347137 |  | 0 | R | 0 | 0 | 0 | 0 | 0 | 0 | 0 | 0 | 0 | 0 | 0 | 0+0j | 0 | 0 | 0+0j | 0 | 0 | 0+0j | 0 | 0 | 0+0j | 0 | 0 | 0+0j | 0 | 0 | 0+0j | 143359.2 | 61070.763 | 143359.2+61070.763j | 0 | 0 | 0+0j | 0 | 0 | 0+0j | 0 | 0 | 0 | 0 | 0 | 0 | 0 | 0 | 0 | 0 | 0 | 0 | 0 | 0 | 0 | 0 | 0 | 0 | 1 | 0 | 0 | 1 | 0 | 0 | 0 | 0 | 0 | 0 | 0 | OPEN | node_1379495_485_15297764_673 | AN | 8100503
load_220347138 |  | 0 | C | 0 | 0 | 0 | 0 | 0 | 0 | 0 | 0 | 0 | 0 | 0 | 0+0j | 0 | 0 | 0+0j | 0 | 0 | 0+0j | 0 | 0 | 0+0j | 0 | 0 | 0+0j | 0 | 0 | 0+0j | 22456.8 | 9566.557 | 22456.8+9566.557j | 0 | 0 | 0+0j | 0 | 0 | 0+0j | 0 | 0 | 0 | 0 | 0 | 0 | 0 | 0 | 0 | 0 | 0 | 0 | 0 | 0 | 0 | 0 | 0 | 0 | 1 | 0 | 0 | 1 | 0 | 0 | 0 | 0 | 0 | 0 | 0 | OPEN | node_1379767_866_15297925_143 | AN | 8100503
load_220347141 |  | 0 | C | 0 | 0 | 0 | 0 | 0 | 0 | 0 | 0 | 0 | 0 | 0 | 0+0j | 0 | 0 | 0+0j | 0 | 0 | 0+0j | 0 | 0 | 0+0j | 0 | 0 | 0+0j | 0 | 0 | 0+0j | 16012.8 | 6821.424 | 16012.8+6821.424j | 0 | 0 | 0+0j | 0 | 0 | 0+0j | 0 | 0 | 0 | 0 | 0 | 0 | 0 | 0 | 0 | 0 | 0 | 0 | 0 | 0 | 0 | 0 | 0 | 0 | 1 | 0 | 0 | 1 | 0 | 0 | 0 | 0 | 0 | 0 | 0 | OPEN | node_1379737_359_15298378_673 | AN | 8100503
load_220347202 |  | 0 | R | 0 | 0 | 0 | 0 | 0 | 0 | 0 | 0 | 0 | 0 | 0 | 0+0j | 0 | 0 | 0+0j | 0 | 0 | 0+0j | 0 | 0 | 0+0j | 0 | 0 | 0+0j | 0 | 0 | 0+0j | 7243.2 | 3085.59 | 7243.2+3085.59j | 0 | 0 | 0+0j | 0 | 0 | 0+0j | 0 | 0 | 0 | 0 | 0 | 0 | 0 | 0 | 0 | 0 | 0 | 0 | 0 | 0 | 0 | 0 | 0 | 0 | 1 | 0 | 0 | 1 | 0 | 0 | 0 | 0 | 0 | 0 | 0 | OPEN | node_1380286_713_15297626_167 | AN | 8100503
load_220347203 |  | 0 | C | 0 | 0 | 0 | 0 | 0 | 0 | 0 | 0 | 0 | 0 | 0 | 0+0j | 0 | 0 | 0+0j | 0 | 0 | 0+0j | 0 | 0 | 0+0j | 0 | 0 | 0+0j | 0 | 0 | 0+0j | 21000 | 8945.963 | 21000+8945.963j | 0 | 0 | 0+0j | 0 | 0 | 0+0j | 0 | 0 | 0 | 0 | 0 | 0 | 0 | 0 | 0 | 0 | 0 | 0 | 0 | 0 | 0 | 0 | 0 | 0 | 1 | 0 | 0 | 1 | 0 | 0 | 0 | 0 | 0 | 0 | 0 | OPEN | node_1380222_275_15297539_06 | AN | 8100503
load_220347204 |  | 0 | C | 0 | 0 | 0 | 0 | 0 | 0 | 0 | 0 | 0 | 0 | 0 | 0+0j | 0 | 0 | 0+0j | 0 | 0 | 0+0j | 0 | 0 | 0+0j | 0 | 0 | 0+0j | 0 | 0 | 0+0j | 0 | 0 | 0+0j | 21000 | 8945.963 | 21000+8945.963j | 0 | 0 | 0+0j | 0 | 0 | 0 | 0 | 0 | 0 | 0 | 0 | 0 | 0 | 0 | 0 | 0 | 0 | 0 | 0 | 0 | 0 | 1 | 0 | 0 | 1 | 0 | 0 | 0 | 0 | 0 | 0 | 0 | OPEN | node_1380258_988_15297558_289 | BN | 8100503
load_220347205 |  | 0 | C | 0 | 0 | 0 | 0 | 0 | 0 | 0 | 0 | 0 | 0 | 0 | 0+0j | 0 | 0 | 0+0j | 0 | 0 | 0+0j | 0 | 0 | 0+0j | 0 | 0 | 0+0j | 0 | 0 | 0+0j | 0 | 0 | 0+0j | 0 | 0 | 0+0j | 21000 | 8945.963 | 21000+8945.963j | 0 | 0 | 0 | 0 | 0 | 0 | 0 | 0 | 0 | 0 | 0 | 0 | 0 | 0 | 0 | 0 | 0 | 0 | 1 | 0 | 0 | 1 | 0 | 0 | 0 | 0 | 0 | 0 | 0 | OPEN | node_1380241_558_15297545_438 | CN | 8100503
load_220347208 |  | 0 | C | 0 | 0 | 0 | 0 | 0 | 0 | 0 | 0 | 0 | 0 | 0 | 0+0j | 0 | 0 | 0+0j | 0 | 0 | 0+0j | 0 | 0 | 0+0j | 0 | 0 | 0+0j | 0 | 0 | 0+0j | 2520 | 1073.516 | 2520+1073.516j | 0 | 0 | 0+0j | 0 | 0 | 0+0j | 0 | 0 | 0 | 0 | 0 | 0 | 0 | 0 | 0 | 0 | 0 | 0 | 0 | 0 | 0 | 0 | 0 | 0 | 1 | 0 | 0 | 1 | 0 | 0 | 0 | 0 | 0 | 0 | 0 | OPEN | node_1379199_104_15297283_766 | AN | 8100503
load_220347209 |  | 0 | R | 0 | 0 | 0 | 0 | 0 | 0 | 0 | 0 | 0 | 0 | 0 | 0+0j | 0 | 0 | 0+0j | 0 | 0 | 0+0j | 0 | 0 | 0+0j | 0 | 0 | 0+0j | 0 | 0 | 0+0j | 4226.4 | 1800.439 | 4226.4+1800.439j | 0 | 0 | 0+0j | 0 | 0 | 0+0j | 0 | 0 | 0 | 0 | 0 | 0 | 0 | 0 | 0 | 0 | 0 | 0 | 0 | 0 | 0 | 0 | 0 | 0 | 1 | 0 | 0 | 1 | 0 | 0 | 0 | 0 | 0 | 0 | 0 | OPEN | node_1378797_217_15297163_965 | AN | 8100503
load_220347210 |  | 0 | R | 0 | 0 | 0 | 0 | 0 | 0 | 0 | 0 | 0 | 0 | 0 | 0+0j | 0 | 0 | 0+0j | 0 | 0 | 0+0j | 0 | 0 | 0+0j | 0 | 0 | 0+0j | 0 | 0 | 0+0j | 4226.4 | 1800.439 | 4226.4+1800.439j | 0 | 0 | 0+0j | 0 | 0 | 0+0j | 0 | 0 | 0 | 0 | 0 | 0 | 0 | 0 | 0 | 0 | 0 | 0 | 0 | 0 | 0 | 0 | 0 | 0 | 1 | 0 | 0 | 1 | 0 | 0 | 0 | 0 | 0 | 0 | 0 | OPEN | node_1378816_632_15297169_552 | AN | 8100503
load_220347518 |  | 0 | C | 0 | 0 | 0 | 0 | 0 | 0 | 0 | 0 | 0 | 0 | 0 | 0+0j | 0 | 0 | 0+0j | 0 | 0 | 0+0j | 0 | 0 | 0+0j | 0 | 0 | 0+0j | 0 | 0 | 0+0j | 8333.333 | 3549.985 | 8333.333+3549.985j | 0 | 0 | 0+0j | 0 | 0 | 0+0j | 0 | 0 | 0 | 0 | 0 | 0 | 0 | 0 | 0 | 0 | 0 | 0 | 0 | 0 | 0 | 0 | 0 | 0 | 1 | 0 | 0 | 1 | 0 | 0 | 0 | 0 | 0 | 0 | 0 | OPEN | node_1378299_957_15298705_611 | AN | 8100503
load_220347519 |  | 0 | C | 0 | 0 | 0 | 0 | 0 | 0 | 0 | 0 | 0 | 0 | 0 | 0+0j | 0 | 0 | 0+0j | 0 | 0 | 0+0j | 0 | 0 | 0+0j | 0 | 0 | 0+0j | 0 | 0 | 0+0j | 0 | 0 | 0+0j | 8333.333 | 3549.985 | 8333.333+3549.985j | 0 | 0 | 0+0j | 0 | 0 | 0 | 0 | 0 | 0 | 0 | 0 | 0 | 0 | 0 | 0 | 0 | 0 | 0 | 0 | 0 | 0 | 1 | 0 | 0 | 1 | 0 | 0 | 0 | 0 | 0 | 0 | 0 | OPEN | node_1378318_777_15298697_403 | BN | 8100503
load_220347520 |  | 0 | C | 0 | 0 | 0 | 0 | 0 | 0 | 0 | 0 | 0 | 0 | 0 | 0+0j | 0 | 0 | 0+0j | 0 | 0 | 0+0j | 0 | 0 | 0+0j | 0 | 0 | 0+0j | 0 | 0 | 0+0j | 0 | 0 | 0+0j | 0 | 0 | 0+0j | 8333.333 | 3549.985 | 8333.333+3549.985j | 0 | 0 | 0 | 0 | 0 | 0 | 0 | 0 | 0 | 0 | 0 | 0 | 0 | 0 | 0 | 0 | 0 | 0 | 1 | 0 | 0 | 1 | 0 | 0 | 0 | 0 | 0 | 0 | 0 | OPEN | node_1378283_393_15298720_096 | CN | 8100503
load_220491605 |  | 0 | C | 0 | 0 | 0 | 0 | 0 | 0 | 0 | 0 | 0 | 0 | 0 | 0+0j | 0 | 0 | 0+0j | 0 | 0 | 0+0j | 0 | 0 | 0+0j | 0 | 0 | 0+0j | 0 | 0 | 0+0j | 1000 | 425.998 | 1000+425.998j | 0 | 0 | 0+0j | 0 | 0 | 0+0j | 0 | 0 | 0 | 0 | 0 | 0 | 0 | 0 | 0 | 0 | 0 | 0 | 0 | 0 | 0 | 0 | 0 | 0 | 1 | 0 | 0 | 1 | 0 | 0 | 0 | 0 | 0 | 0 | 0 | OPEN | node_1378301_721_15297206_492 | AN | 8100503
load_220517040 |  | 0 | C | 0 | 0 | 0 | 0 | 0 | 0 | 0 | 0 | 0 | 0 | 0 | 0+0j | 0 | 0 | 0+0j | 0 | 0 | 0+0j | 0 | 0 | 0+0j | 0 | 0 | 0+0j | 0 | 0 | 0+0j | 2000 | 851.996 | 2000+851.996j | 0 | 0 | 0+0j | 0 | 0 | 0+0j | 0 | 0 | 0 | 0 | 0 | 0 | 0 | 0 | 0 | 0 | 0 | 0 | 0 | 0 | 0 | 0 | 0 | 0 | 1 | 0 | 0 | 1 | 0 | 0 | 0 | 0 | 0 | 0 | 0 | OPEN | node_1379176_942_15298070_019 | AN | 8100503
load_220543197 |  | 0 | C | 0 | 0 | 0 | 0 | 0 | 0 | 0 | 0 | 0 | 0 | 0 | 0+0j | 0 | 0 | 0+0j | 0 | 0 | 0+0j | 0 | 0 | 0+0j | 0 | 0 | 0+0j | 0 | 0 | 0+0j | 0 | 0 | 0+0j | 0 | 0 | 0+0j | 0 | 0 | 0+0j | 0 | 0 | 0 | 0 | 0 | 0 | 0 | 0 | 0 | 0 | 0 | 0 | 0 | 0 | 0 | 0 | 0 | 0 | 1 | 0 | 0 | 1 | 0 | 0 | 0 | 0 | 0 | 0 | 0 | OPEN | node_1378641_956_15298799_363 | AN | 8100503
load_220553644 |  | 0 | R | 0 | 0 | 0 | 0 | 0 | 0 | 0 | 0 | 0 | 0 | 0 | 0+0j | 0 | 0 | 0+0j | 0 | 0 | 0+0j | 0 | 0 | 0+0j | 0 | 0 | 0+0j | 0 | 0 | 0+0j | 1382.4 | 588.9 | 1382.4+588.9j | 1382.4 | 588.9 | 1382.4+588.9j | 1382.4 | 588.9 | 1382.4+588.9j | 0 | 0 | 0 | 0 | 0 | 0 | 0 | 0 | 0 | 0 | 0 | 0 | 0 | 0 | 0 | 0 | 0 | 0 | 1 | 0 | 0 | 1 | 0 | 0 | 0 | 0 | 0 | 0 | 0 | OPEN | node_1379048_925_15297663_206 | ABCN | 8100503
load_220571493 |  | 0 | R | 0 | 0 | 0 | 0 | 0 | 0 | 0 | 0 | 0 | 0 | 0 | 0+0j | 0 | 0 | 0+0j | 0 | 0 | 0+0j | 0 | 0 | 0+0j | 0 | 0 | 0+0j | 0 | 0 | 0+0j | 964.8 | 411.003 | 964.8+411.003j | 0 | 0 | 0+0j | 0 | 0 | 0+0j | 0 | 0 | 0 | 0 | 0 | 0 | 0 | 0 | 0 | 0 | 0 | 0 | 0 | 0 | 0 | 0 | 0 | 0 | 1 | 0 | 0 | 1 | 0 | 0 | 0 | 0 | 0 | 0 | 0 | OPEN | node_1378833_062_15298807_468 | AN | 8100503
load_220574016 |  | 0 | C | 0 | 0 | 0 | 0 | 0 | 0 | 0 | 0 | 0 | 0 | 0 | 0+0j | 0 | 0 | 0+0j | 0 | 0 | 0+0j | 0 | 0 | 0+0j | 0 | 0 | 0+0j | 0 | 0 | 0+0j | 64.8 | 27.605 | 64.8+27.605j | 0 | 0 | 0+0j | 0 | 0 | 0+0j | 0 | 0 | 0 | 0 | 0 | 0 | 0 | 0 | 0 | 0 | 0 | 0 | 0 | 0 | 0 | 0 | 0 | 0 | 1 | 0 | 0 | 1 | 0 | 0 | 0 | 0 | 0 | 0 | 0 | OPEN | node_1375931_334_15297699_258 | AN | 8100503
load_220576214 |  | 0 | C | 0 | 0 | 0 | 0 | 0 | 0 | 0 | 0 | 0 | 0 | 0 | 0+0j | 0 | 0 | 0+0j | 0 | 0 | 0+0j | 0 | 0 | 0+0j | 0 | 0 | 0+0j | 0 | 0 | 0+0j | 68.4 | 29.138 | 68.4+29.138j | 0 | 0 | 0+0j | 0 | 0 | 0+0j | 0 | 0 | 0 | 0 | 0 | 0 | 0 | 0 | 0 | 0 | 0 | 0 | 0 | 0 | 0 | 0 | 0 | 0 | 1 | 0 | 0 | 1 | 0 | 0 | 0 | 0 | 0 | 0 | 0 | OPEN | node_1377043_502_15297759_063 | AN | 8100503
load_220576215 |  | 0 | C | 0 | 0 | 0 | 0 | 0 | 0 | 0 | 0 | 0 | 0 | 0 | 0+0j | 0 | 0 | 0+0j | 0 | 0 | 0+0j | 0 | 0 | 0+0j | 0 | 0 | 0+0j | 0 | 0 | 0+0j | 68.4 | 29.138 | 68.4+29.138j | 0 | 0 | 0+0j | 0 | 0 | 0+0j | 0 | 0 | 0 | 0 | 0 | 0 | 0 | 0 | 0 | 0 | 0 | 0 | 0 | 0 | 0 | 0 | 0 | 0 | 1 | 0 | 0 | 1 | 0 | 0 | 0 | 0 | 0 | 0 | 0 | OPEN | node_1377023_695_15297757_655 | AN | 8100503
load_220576645 |  | 0 | C | 0 | 0 | 0 | 0 | 0 | 0 | 0 | 0 | 0 | 0 | 0 | 0+0j | 0 | 0 | 0+0j | 0 | 0 | 0+0j | 0 | 0 | 0+0j | 0 | 0 | 0+0j | 0 | 0 | 0+0j | 64.8 | 27.605 | 64.8+27.605j | 0 | 0 | 0+0j | 0 | 0 | 0+0j | 0 | 0 | 0 | 0 | 0 | 0 | 0 | 0 | 0 | 0 | 0 | 0 | 0 | 0 | 0 | 0 | 0 | 0 | 1 | 0 | 0 | 1 | 0 | 0 | 0 | 0 | 0 | 0 | 0 | OPEN | node_1375911_781_15297694_657 | AN | 8100503
load_220594473 |  | 0 | R | 0 | 0 | 0 | 0 | 0 | 0 | 0 | 0 | 0 | 0 | 0 | 0+0j | 0 | 0 | 0+0j | 0 | 0 | 0+0j | 0 | 0 | 0+0j | 0 | 0 | 0+0j | 0 | 0 | 0+0j | 61473.6 | 26187.644 | 61473.6+26187.644j | 0 | 0 | 0+0j | 0 | 0 | 0+0j | 0 | 0 | 0 | 0 | 0 | 0 | 0 | 0 | 0 | 0 | 0 | 0 | 0 | 0 | 0 | 0 | 0 | 0 | 1 | 0 | 0 | 1 | 0 | 0 | 0 | 0 | 0 | 0 | 0 | OPEN | node_1377975_123_15299254_688 | AN | 8100503
load_220657909 |  | 0 | R | 0 | 0 | 0 | 0 | 0 | 0 | 0 | 0 | 0 | 0 | 0 | 0+0j | 0 | 0 | 0+0j | 0 | 0 | 0+0j | 0 | 0 | 0+0j | 0 | 0 | 0+0j | 0 | 0 | 0+0j | 36043.2 | 15354.339 | 36043.2+15354.339j | 0 | 0 | 0+0j | 0 | 0 | 0+0j | 0 | 0 | 0 | 0 | 0 | 0 | 0 | 0 | 0 | 0 | 0 | 0 | 0 | 0 | 0 | 0 | 0 | 0 | 1 | 0 | 0 | 1 | 0 | 0 | 0 | 0 | 0 | 0 | 0 | OPEN | node_1379758_741_15297723_329 | AN | 8100503
load_220657910 |  | 0 | C | 0 | 0 | 0 | 0 | 0 | 0 | 0 | 0 | 0 | 0 | 0 | 0+0j | 0 | 0 | 0+0j | 0 | 0 | 0+0j | 0 | 0 | 0+0j | 0 | 0 | 0+0j | 0 | 0 | 0+0j | 24746.4 | 10541.922 | 24746.4+10541.922j | 0 | 0 | 0+0j | 0 | 0 | 0+0j | 0 | 0 | 0 | 0 | 0 | 0 | 0 | 0 | 0 | 0 | 0 | 0 | 0 | 0 | 0 | 0 | 0 | 0 | 1 | 0 | 0 | 1 | 0 | 0 | 0 | 0 | 0 | 0 | 0 | OPEN | node_1379867_13_15297395_177 | AN | 8100503
load_310013973 |  | 0 | C | 0 | 0 | 0 | 0 | 0 | 0 | 0 | 0 | 0 | 0 | 0 | 0+0j | 0 | 0 | 0+0j | 0 | 0 | 0+0j | 0 | 0 | 0+0j | 0 | 0 | 0+0j | 0 | 0 | 0+0j | 0 | 0 | 0+0j | 0 | 0 | 0+0j | 0 | 0 | 0+0j | 0 | 0 | 0 | 0 | 0 | 0 | 0 | 0 | 0 | 0 | 0 | 0 | 0 | 0 | 0 | 0 | 0 | 0 | 1 | 0 | 0 | 1 | 0 | 0 | 0 | 0 | 0 | 0 | 0 | OPEN | node_1380475_529_15297876_939 | AN | 8100503
load_310039803 |  | 0 | R | 0 | 0 | 0 | 0 | 0 | 0 | 0 | 0 | 0 | 0 | 0 | 0+0j | 0 | 0 | 0+0j | 0 | 0 | 0+0j | 0 | 0 | 0+0j | 0 | 0 | 0+0j | 0 | 0 | 0+0j | 95608.8 | 40729.178 | 95608.8+40729.178j | 0 | 0 | 0+0j | 0 | 0 | 0+0j | 0 | 0 | 0 | 0 | 0 | 0 | 0 | 0 | 0 | 0 | 0 | 0 | 0 | 0 | 0 | 0 | 0 | 0 | 1 | 0 | 0 | 1 | 0 | 0 | 0 | 0 | 0 | 0 | 0 | OPEN | node_1378249_222_15297498_84 | AN | 8100503
load_310060848 |  | 0 | C | 0 | 0 | 0 | 0 | 0 | 0 | 0 | 0 | 0 | 0 | 0 | 0+0j | 0 | 0 | 0+0j | 0 | 0 | 0+0j | 0 | 0 | 0+0j | 0 | 0 | 0+0j | 0 | 0 | 0+0j | 4478.4 | 1907.79 | 4478.4+1907.79j | 0 | 0 | 0+0j | 0 | 0 | 0+0j | 0 | 0 | 0 | 0 | 0 | 0 | 0 | 0 | 0 | 0 | 0 | 0 | 0 | 0 | 0 | 0 | 0 | 0 | 1 | 0 | 0 | 1 | 0 | 0 | 0 | 0 | 0 | 0 | 0 | OPEN | node_1378235_476_15298157_847 | AN | 8100503

## OverheadLineConductor
Name | Diameter | GeometricMeanRadius | RatingSummerContinuous | RatingSummerEmergency | RatingWinterContinuous | RatingWinterEmergency | Feeder | Comments
oh_cond_1/0_AAAC | 0.398 | 0.012 | 235 | 235 | 310 | 310 | 8100503
oh_cond_1/0_ACSR | 0.398 | 0.012 | 265 | 265 | 330 | 330 | 8100503
oh_cond_2/0_CU | 0.414 | 0.013 | 295 | 295 | 425 | 425 | 8100503
oh_cond_2_ACSR | 0.325 | 0.01 | 195 | 195 | 245 | 245 | 8100503
oh_cond_2_CU | 0.292 | 0.009 | 190 | 190 | 270 | 270 | 8100503
oh_cond_4_CU | 0.232 | 0.007 | 140 | 140 | 200 | 200 | 8100503
oh_cond_336_5_ACSR | 0.684 | 0.024 | 555 | 555 | 705 | 705 | 8100503
oh_cond_336_5_MCM_AL | 0.666 | 0.021 | 490 | 490 | 644 | 644 | 8100503
oh_cond_477_MCM_AL | 0.792 | 0.025 | 605 | 605 | 810 | 810 | 8100503
oh_cond_WP-4/0-CU | 0.81 | 0.015 | 340 | 340 | 390 | 390 | 8100503

## OverheadLineConfiguration
Name | ConductorA | ConductorB | ConductorC | ConductorN | LineSpacing | Capacitance11 | Capacitance12 | Capacitance13 | Capacitance21 | Capacitance22 | Capacitance23 | Capacitance31 | Capacitance32 | Capacitance33 | Impedance11 | Impedance12 | Impedance13 | Impedance21 | Impedance22 | Impedance23 | Impedance31 | Impedance32 | Impedance33 | Feeder | Comments
bal_1P_1/0AA | oh_cond_1/0_AAAC | oh_cond_1/0_AAAC | oh_cond_1/0_AAAC |  |  | 12.796 | -3.172 | -3.172 | -3.172 | 12.796 | -3.172 | -3.172 | -3.172 | 12.796 | 0.972+1.499j | 0.095+0.781j | 0.095+0.781j | 0.095+0.781j | 0.972+1.499j | 0.095+0.781j | 0.095+0.781j | 0.095+0.781j | 0.972+1.499j | 8100503
bal_1P_1/0AC | oh_cond_1/0_ACSR | oh_cond_1/0_ACSR | oh_cond_1/0_ACSR |  |  | 12.796 | -3.172 | -3.172 | -3.172 | 12.796 | -3.172 | -3.172 | -3.172 | 12.796 | 0.983+1.218j | 0.095+0.781j | 0.095+0.781j | 0.095+0.781j | 0.983+1.218j | 0.095+0.781j | 0.095+0.781j | 0.095+0.781j | 0.983+1.218j | 8100503
bal_1P_2AC | oh_cond_2_ACSR | oh_cond_2_ACSR | oh_cond_2_ACSR |  |  | 12.393 | -3.017 | -3.017 | -3.017 | 12.393 | -3.017 | -3.017 | -3.017 | 12.393 | 1.505+1.527j | 0.095+0.781j | 0.095+0.781j | 0.095+0.781j | 1.505+1.527j | 0.095+0.781j | 0.095+0.781j | 0.095+0.781j | 1.505+1.527j | 8100503
bal_1P_4CU | oh_cond_4_CU | oh_cond_4_CU | oh_cond_4_CU |  |  | 11.78 | -2.785 | -2.785 | -2.785 | 11.78 | -2.785 | -2.785 | -2.785 | 11.78 | 1.483+1.565j | 0.095+0.781j | 0.095+0.781j | 0.095+0.781j | 1.483+1.565j | 0.095+0.781j | 0.095+0.781j | 0.095+0.781j | 1.483+1.565j | 8100503
bal_3P_1/0AA | oh_cond_1/0_AAAC | oh_cond_1/0_AAAC | oh_cond_1/0_AAAC |  |  | 12.796 | -3.172 | -3.172 | -3.172 | 12.796 | -3.172 | -3.172 | -3.172 | 12.796 | 0.972+1.499j | 0.095+0.781j | 0.095+0.781j | 0.095+0.781j | 0.972+1.499j | 0.095+0.781j | 0.095+0.781j | 0.095+0.781j | 0.972+1.499j | 8100503
bal_3P_1/0AC | oh_cond_1/0_ACSR | oh_cond_1/0_ACSR | oh_cond_1/0_ACSR |  |  | 12.796 | -3.172 | -3.172 | -3.172 | 12.796 | -3.172 | -3.172 | -3.172 | 12.796 | 0.983+1.497j | 0.095+0.781j | 0.095+0.781j | 0.095+0.781j | 0.983+1.497j | 0.095+0.781j | 0.095+0.781j | 0.095+0.781j | 0.983+1.497j | 8100503
bal_3P_2/0CU | oh_cond_2/0_CU | oh_cond_2/0_CU | oh_cond_2/0_CU |  |  | 12.878 | -3.204 | -3.204 | -3.204 | 12.878 | -3.204 | -3.204 | -3.204 | 12.878 | 0.535+1.487j | 0.095+0.781j | 0.095+0.781j | 0.095+0.781j | 0.535+1.487j | 0.095+0.781j | 0.095+0.781j | 0.095+0.781j | 0.535+1.487j | 8100503
bal_3P_2CU | oh_cond_2_CU | oh_cond_2_CU | oh_cond_2_CU |  |  | 12.191 | -2.94 | -2.94 | -2.94 | 12.191 | -2.94 | -2.94 | -2.94 | 12.191 | 0.968+1.536j | 0.095+0.781j | 0.095+0.781j | 0.095+0.781j | 0.968+1.536j | 0.095+0.781j | 0.095+0.781j | 0.095+0.781j | 0.968+1.536j | 8100503
bal_3P_4CU | oh_cond_4_CU | oh_cond_4_CU | oh_cond_4_CU |  |  | 11.78 | -2.785 | -2.785 | -2.785 | 11.78 | -2.785 | -2.785 | -2.785 | 11.78 | 1.483+1.565j | 0.095+0.781j | 0.095+0.781j | 0.095+0.781j | 1.483+1.565j | 0.095+0.781j | 0.095+0.781j | 0.095+0.781j | 1.483+1.565j | 8100503
bal_3P_336AC | oh_cond_336_5_ACSR | oh_cond_336_5_ACSR | oh_cond_336_5_ACSR |  |  | 14.023 | -3.655 | -3.655 | -3.655 | 14.023 | -3.655 | -3.655 | -3.655 | 14.023 | 0.373+1.413j | 0.095+0.781j | 0.095+0.781j | 0.095+0.781j | 0.373+1.413j | 0.095+0.781j | 0.095+0.781j | 0.095+0.781j | 0.373+1.413j | 8100503
bal_3P_336AL | oh_cond_336_5_MCM_AL | oh_cond_336_5_MCM_AL | oh_cond_336_5_MCM_AL |  |  | 13.957 | -3.628 | -3.628 | -3.628 | 13.957 | -3.628 | -3.628 | -3.628 | 13.957 | 0.374+1.431j | 0.095+0.781j | 0.095+0.781j | 0.095+0.781j | 0.374+1.431j | 0.095+0.781j | 0.095+0.781j | 0.095+0.781j | 0.374+1.431j | 8100503
bal_3P_477AL | oh_cond_477_MCM_AL | oh_cond_477_MCM_AL | oh_cond_477_MCM_AL |  |  | 14.305 | -3.735 | -3.735 | -3.735 | 14.305 | -3.735 | -3.735 | -3.735 | 14.305 | 0.293+1.41j | 0.095+0.775j | 0.095+0.775j | 0.095+0.775j | 0.293+1.41j | 0.095+0.775j | 0.095+0.775j | 0.095+0.775j | 0.293+1.41j | 8100503
unb_3P_2-2AC_1/0AA | oh_cond_2_ACSR | oh_cond_2_ACSR | oh_cond_1/0_AAAC |  |  | 12.427 | -3.072 | -3.072 | -3.072 | 12.427 | -3.072 | -3.072 | -3.072 | 12.764 | 1.505+1.527j | 0.095+0.781j | 0.095+0.781j | 0.095+0.781j | 1.505+1.527j | 0.095+0.781j | 0.095+0.781j | 0.095+0.781j | 0.972+1.499j | 8100503
unb_TAPWIRE_OH | oh_cond_WP-4/0-CU | oh_cond_WP-4/0-CU | oh_cond_WP-4/0-CU | oh_cond_WP-4/0-CU |  | 14.911 | -4.341 | -1.953 | -4.341 | 15.781 | -3.724 | -1.953 | -3.724 | 14.818 | 0.365+1.097j | 0.093+0.433j | 0.094+0.34j | 0.093+0.433j | 0.368+1.078j | 0.095+0.401j | 0.094+0.34j | 0.095+0.401j | 0.368+1.077j | 8100503

## Recloser
Name | GroupId | RetryTime | MaximumNumberOfTries | Status | From | To | Length | Phases | Feeder | Comments

## RegulatorConfiguration
Name | CurrentTransducerPhase | PowerTransducerPhase | Regulation | Control | Type | CompensatorResistiveSettingA | CompensatorResistiveSettingB | CompensatorResistiveSettingC | CompensatorReactiveSettingA | CompensatorReactiveSettingB | CompensatorReactiveSettingC | BandCenter | BandWidth | CurrentTransducerRatio | PowerTransducerRatio | ConnectType | ControlLevel | DwellTime | TimeDelay | LowerTaps | RaiseTaps | TapPositionA | TapPositionB | TapPositionC | Feeder | Comments
config_regulator_220657905 | A | A | 0.1 | MANUAL | TYPEA | 0 | 0 | 0 | 0 | 0 | 0 | 123 | 3 | 250 | 40 | UNKNOWN | INDIVIDUAL | 0 | 0 | 16 | 16 | 1 | 1 | 1 | 8100503

## Sectionalizer
Name | GroupId | OperatingMode | PhaseAState | PhaseBState | PhaseCState | CurrentInAReal | CurrentInAImag | CurrentInA | CurrentInBReal | CurrentInBImag | CurrentInB | CurrentInCReal | CurrentInCImag | CurrentInC | CurrentOutAReal | CurrentOutAImag | CurrentOutA | CurrentOutBReal | CurrentOutBImag | CurrentOutB | CurrentOutCReal | CurrentOutCImag | CurrentOutC | ActivePowerInA | ReactivePowerInA | PowerInA | ActivePowerInB | ReactivePowerInB | PowerInB | ActivePowerInC | ReactivePowerInC | PowerInC | ActivePowerOutA | ReactivePowerOutA | PowerOutA | ActivePowerOutB | ReactivePowerOutB | PowerOutB | ActivePowerOutC | ReactivePowerOutC | PowerOutC | Status | From | To | Length | Phases | Feeder | Comments

## Solar
Name | GroupId | SpillageCost | CapitalCost | FixedOperatingCost | VariableOperatingCost | MaxReactivePower | MaxActivePower | OutputSchedule | PlanningStatus | UnitType | UnitSubtype | ParentNode | Phases | Feeder | Comments
solar_load_220344469 |  | 0 | 0 | 0 | 0.001 | 0.011806450944988516 | 0.027714789010522458 | OPTIMIZED | INSTALLED | solar_pv |  | node_1377704_031_15297644_809 | AN | 8100503
solar_load_220347108 |  | 0 | 0 | 0 | 0.001 | 0.019115710293890153 | 0.044872747112398796 | OPTIMIZED | INSTALLED | solar_pv |  | node_1378541_473_15298100_516 | AN | 8100503
solar_load_220347111 |  | 0 | 0 | 0 | 0.001 | 0.019103000465083186 | 0.04484291150926555 | OPTIMIZED | INSTALLED | solar_pv |  | node_1378042_631_15297609_748 | AN | 8100503
solar_load_220347115 |  | 0 | 0 | 0 | 0.001 | 0.023195592275846895 | 0.054449975718170084 | OPTIMIZED | INSTALLED | solar_pv |  | node_1378632_915_15297451_068 | AN | 8100503
solar_load_220347117 |  | 0 | 0 | 0 | 0.001 | 0.010732110242581205 | 0.02519285177900965 | OPTIMIZED | INSTALLED | solar_pv |  | node_1378463_239_15298647_456 | BN | 8100503
solar_load_220347119 |  | 0 | 0 | 0 | 0.001 | 0.028421485327793105 | 0.06671738120645553 | OPTIMIZED | INSTALLED | solar_pv |  | node_1378615_727_15297788_778 | AN | 8100503
solar_load_220347121 |  | 0 | 0 | 0 | 0.001 | 0.022901145951675042 | 0.053758784245583266 | OPTIMIZED | INSTALLED | solar_pv |  | node_1378907_649_15297621_296 | AN | 8100503
solar_load_220347122 |  | 0 | 0 | 0 | 0.001 | 0.026851810765228454 | 0.06303268421949991 | OPTIMIZED | INSTALLED | solar_pv |  | node_1378853_596_15298606_913 | AN | 8100503
solar_load_220347129 |  | 0 | 0 | 0 | 0.001 | 0.019103000465083186 | 0.04484291150926555 | OPTIMIZED | INSTALLED | solar_pv |  | node_1379218_261_15297728_316 | AN | 8100503
solar_load_220347130 |  | 0 | 0 | 0 | 0.001 | 0.02246689081998756 | 0.05273940113853076 | OPTIMIZED | INSTALLED | solar_pv |  | node_1379148_48_15298503_752 | AN | 8100503
solar_load_220347132 |  | 0 | 0 | 0 | 0.001 | 0.00261259326414434 | 0.00613287397738902 | OPTIMIZED | INSTALLED | solar_pv |  | node_1379240_253_15298974_887 | AN | 8100503
solar_load_220347135 |  | 0 | 0 | 0 | 0.001 | 0.02412341599450633 | 0.05662797474689689 | OPTIMIZED | INSTALLED | solar_pv |  | node_1379454_401_15298409_424 | AN | 8100503
solar_load_220347136 |  | 0 | 0 | 0 | 0.001 | 0.01572428140103821 | 0.036911613676344886 | OPTIMIZED | INSTALLED | solar_pv |  | node_1379470_392_15298174_972 | AN | 8100503
solar_load_220347137 |  | 0 | 0 | 0 | 0.001 | 0.042177848331305424 | 0.09900944899766982 | OPTIMIZED | INSTALLED | solar_pv |  | node_1379495_485_15297764_673 | AN | 8100503
solar_load_220347202 |  | 0 | 0 | 0 | 0.001 | 0.002131028672960787 | 0.005002436125340557 | OPTIMIZED | INSTALLED | solar_pv |  | node_1380286_713_15297626_167 | AN | 8100503
solar_load_220347209 |  | 0 | 0 | 0 | 0.001 | 0.0012434533210558907 | 0.002918916506535693 | OPTIMIZED | INSTALLED | solar_pv |  | node_1378797_217_15297163_965 | AN | 8100503
solar_load_220347210 |  | 0 | 0 | 0 | 0.001 | 0.0012434533210558907 | 0.002918916506535693 | OPTIMIZED | INSTALLED | solar_pv |  | node_1378816_632_15297169_552 | AN | 8100503
solar_load_220553644 |  | 0 | 0 | 0 | 0.001 | 0.0012201518531366193 | 0.002864217900791413 | OPTIMIZED | INSTALLED | solar_pv |  | node_1379048_925_15297663_206 | ABCN | 8100503
solar_load_220571493 |  | 0 | 0 | 0 | 0.001 | 0.0002838546850595517 | 0.00066632846997578 | OPTIMIZED | INSTALLED | solar_pv |  | node_1378833_062_15298807_468 | AN | 8100503
solar_load_220594473 |  | 0 | 0 | 0 | 0.001 | 0.018086207254136004 | 0.04245606325860604 | OPTIMIZED | INSTALLED | solar_pv |  | node_1377975_123_15299254_688 | AN | 8100503
solar_load_220657909 |  | 0 | 0 | 0 | 0.001 | 0.010604304740215016 | 0.02489283821416981 | OPTIMIZED | INSTALLED | solar_pv |  | node_1379758_741_15297723_329 | AN | 8100503
solar_load_310039803 |  | 0 | 0 | 0 | 0.001 | 0.02812915719331592 | 0.06603116233439092 | OPTIMIZED | INSTALLED | solar_pv |  | node_1378249_222_15297498_84 | AN | 8100503

## Storage
Name | GroupId | InitStateOfCharge | SpinningReserveCharge | SpinningReserveDischarge | NonSpinningReserveCharge | NonSpinningReserveDischarge | RegulationUpCharge | RegulationUpDischarge | RegulationDownCharge | RegulationDownDischarge | ChargeEfficiency | DischargeEfficiency | CommitmentStatus | ConstructionTime | CalendarLife | YearOfInstallation | DepthOfDischarge | ReactivePower | ReactivePowerA | ReactivePowerB | ReactivePowerC | ActivePower | ActivePowerA | ActivePowerB | ActivePowerC | Energy | MaxEnergy | PowerCharge | PowerDischarge | RampUpLimit | RampDownLimit | CapitalCost | FixedOperatingCost | VariableOperatingCost | MaxReactivePower | MaxActivePower | OutputSchedule | PlanningStatus | UnitType | UnitSubtype | ParentNode | Phases | Feeder | Comments
storage_load_220344469 |  | 0 | 0 | 0 | 0 | 0 | 0 | 0 | 0 | 0 | 0.92 | 0 | False | 0 | 0 | 0 | 0 | 0 | 0 | 0 | 0 | 0 | 0 | 0 | 0 | 0 | 0.08314436703156737 | 0 | 0 | 0 | 0 | 0 | 0 | 0.001 | 0.011806450944988516 | 0.027714789010522458 | OPTIMIZED | INSTALLED | li_ion |  | node_1377704_031_15297644_809 | AN | 8100503
storage_load_220347108 |  | 0 | 0 | 0 | 0 | 0 | 0 | 0 | 0 | 0 | 0.92 | 0 | False | 0 | 0 | 0 | 0 | 0 | 0 | 0 | 0 | 0 | 0 | 0 | 0 | 0 | 0.13461824133719638 | 0 | 0 | 0 | 0 | 0 | 0 | 0.001 | 0.019115710293890153 | 0.044872747112398796 | OPTIMIZED | INSTALLED | li_ion |  | node_1378541_473_15298100_516 | AN | 8100503
storage_load_220347111 |  | 0 | 0 | 0 | 0 | 0 | 0 | 0 | 0 | 0 | 0.92 | 0 | False | 0 | 0 | 0 | 0 | 0 | 0 | 0 | 0 | 0 | 0 | 0 | 0 | 0 | 0.13452873452779665 | 0 | 0 | 0 | 0 | 0 | 0 | 0.001 | 0.019103000465083186 | 0.04484291150926555 | OPTIMIZED | INSTALLED | li_ion |  | node_1378042_631_15297609_748 | AN | 8100503
storage_load_220347115 |  | 0 | 0 | 0 | 0 | 0 | 0 | 0 | 0 | 0 | 0.92 | 0 | False | 0 | 0 | 0 | 0 | 0 | 0 | 0 | 0 | 0 | 0 | 0 | 0 | 0 | 0.16334992715451024 | 0 | 0 | 0 | 0 | 0 | 0 | 0.001 | 0.023195592275846895 | 0.054449975718170084 | OPTIMIZED | INSTALLED | li_ion |  | node_1378632_915_15297451_068 | AN | 8100503
storage_load_220347117 |  | 0 | 0 | 0 | 0 | 0 | 0 | 0 | 0 | 0 | 0.92 | 0 | False | 0 | 0 | 0 | 0 | 0 | 0 | 0 | 0 | 0 | 0 | 0 | 0 | 0 | 0.07557855533702895 | 0 | 0 | 0 | 0 | 0 | 0 | 0.001 | 0.010732110242581205 | 0.02519285177900965 | OPTIMIZED | INSTALLED | li_ion |  | node_1378463_239_15298647_456 | BN | 8100503
storage_load_220347119 |  | 0 | 0 | 0 | 0 | 0 | 0 | 0 | 0 | 0 | 0.92 | 0 | False | 0 | 0 | 0 | 0 | 0 | 0 | 0 | 0 | 0 | 0 | 0 | 0 | 0 | 0.20015214361936656 | 0 | 0 | 0 | 0 | 0 | 0 | 0.001 | 0.028421485327793105 | 0.06671738120645553 | OPTIMIZED | INSTALLED | li_ion |  | node_1378615_727_15297788_778 | AN | 8100503
storage_load_220347121 |  | 0 | 0 | 0 | 0 | 0 | 0 | 0 | 0 | 0 | 0.92 | 0 | False | 0 | 0 | 0 | 0 | 0 | 0 | 0 | 0 | 0 | 0 | 0 | 0 | 0 | 0.16127635273674978 | 0 | 0 | 0 | 0 | 0 | 0 | 0.001 | 0.022901145951675042 | 0.053758784245583266 | OPTIMIZED | INSTALLED | li_ion |  | node_1378907_649_15297621_296 | AN | 8100503
storage_load_220347122 |  | 0 | 0 | 0 | 0 | 0 | 0 | 0 | 0 | 0 | 0.92 | 0 | False | 0 | 0 | 0 | 0 | 0 | 0 | 0 | 0 | 0 | 0 | 0 | 0 | 0 | 0.18909805265849972 | 0 | 0 | 0 | 0 | 0 | 0 | 0.001 | 0.026851810765228454 | 0.06303268421949991 | OPTIMIZED | INSTALLED | li_ion |  | node_1378853_596_15298606_913 | AN | 8100503
storage_load_220347129 |  | 0 | 0 | 0 | 0 | 0 | 0 | 0 | 0 | 0 | 0.92 | 0 | False | 0 | 0 | 0 | 0 | 0 | 0 | 0 | 0 | 0 | 0 | 0 | 0 | 0 | 0.13452873452779665 | 0 | 0 | 0 | 0 | 0 | 0 | 0.001 | 0.019103000465083186 | 0.04484291150926555 | OPTIMIZED | INSTALLED | li_ion |  | node_1379218_261_15297728_316 | AN | 8100503
storage_load_220347130 |  | 0 | 0 | 0 | 0 | 0 | 0 | 0 | 0 | 0 | 0.92 | 0 | False | 0 | 0 | 0 | 0 | 0 | 0 | 0 | 0 | 0 | 0 | 0 | 0 | 0 | 0.15821820341559228 | 0 | 0 | 0 | 0 | 0 | 0 | 0.001 | 0.02246689081998756 | 0.05273940113853076 | OPTIMIZED | INSTALLED | li_ion |  | node_1379148_48_15298503_752 | AN | 8100503
storage_load_220347132 |  | 0 | 0 | 0 | 0 | 0 | 0 | 0 | 0 | 0 | 0.92 | 0 | False | 0 | 0 | 0 | 0 | 0 | 0 | 0 | 0 | 0 | 0 | 0 | 0 | 0 | 0.01839862193216706 | 0 | 0 | 0 | 0 | 0 | 0 | 0.001 | 0.00261259326414434 | 0.00613287397738902 | OPTIMIZED | INSTALLED | li_ion |  | node_1379240_253_15298974_887 | AN | 8100503
storage_load_220347135 |  | 0 | 0 | 0 | 0 | 0 | 0 | 0 | 0 | 0 | 0.92 | 0 | False | 0 | 0 | 0 | 0 | 0 | 0 | 0 | 0 | 0 | 0 | 0 | 0 | 0 | 0.16988392424069065 | 0 | 0 | 0 | 0 | 0 | 0 | 0.001 | 0.02412341599450633 | 0.05662797474689689 | OPTIMIZED | INSTALLED | li_ion |  | node_1379454_401_15298409_424 | AN | 8100503
storage_load_220347136 |  | 0 | 0 | 0 | 0 | 0 | 0 | 0 | 0 | 0 | 0.92 | 0 | False | 0 | 0 | 0 | 0 | 0 | 0 | 0 | 0 | 0 | 0 | 0 | 0 | 0 | 0.11073484102903466 | 0 | 0 | 0 | 0 | 0 | 0 | 0.001 | 0.01572428140103821 | 0.036911613676344886 | OPTIMIZED | INSTALLED | li_ion |  | node_1379470_392_15298174_972 | AN | 8100503
storage_load_220347137 |  | 0 | 0 | 0 | 0 | 0 | 0 | 0 | 0 | 0 | 0.92 | 0 | False | 0 | 0 | 0 | 0 | 0 | 0 | 0 | 0 | 0 | 0 | 0 | 0 | 0 | 0.29702834699300945 | 0 | 0 | 0 | 0 | 0 | 0 | 0.001 | 0.042177848331305424 | 0.09900944899766982 | OPTIMIZED | INSTALLED | li_ion |  | node_1379495_485_15297764_673 | AN | 8100503
storage_load_220347202 |  | 0 | 0 | 0 | 0 | 0 | 0 | 0 | 0 | 0 | 0.92 | 0 | False | 0 | 0 | 0 | 0 | 0 | 0 | 0 | 0 | 0 | 0 | 0 | 0 | 0 | 0.015007308376021673 | 0 | 0 | 0 | 0 | 0 | 0 | 0.001 | 0.002131028672960787 | 0.005002436125340557 | OPTIMIZED | INSTALLED | li_ion |  | node_1380286_713_15297626_167 | AN | 8100503
storage_load_220347209 |  | 0 | 0 | 0 | 0 | 0 | 0 | 0 | 0 | 0 | 0.92 | 0 | False | 0 | 0 | 0 | 0 | 0 | 0 | 0 | 0 | 0 | 0 | 0 | 0 | 0 | 0.008756749519607079 | 0 | 0 | 0 | 0 | 0 | 0 | 0.001 | 0.0012434533210558907 | 0.002918916506535693 | OPTIMIZED | INSTALLED | li_ion |  | node_1378797_217_15297163_965 | AN | 8100503
storage_load_220347210 |  | 0 | 0 | 0 | 0 | 0 | 0 | 0 | 0 | 0 | 0.92 | 0 | False | 0 | 0 | 0 | 0 | 0 | 0 | 0 | 0 | 0 | 0 | 0 | 0 | 0 | 0.008756749519607079 | 0 | 0 | 0 | 0 | 0 | 0 | 0.001 | 0.0012434533210558907 | 0.002918916506535693 | OPTIMIZED | INSTALLED | li_ion |  | node_1378816_632_15297169_552 | AN | 8100503
storage_load_220553644 |  | 0 | 0 | 0 | 0 | 0 | 0 | 0 | 0 | 0 | 0.92 | 0 | False | 0 | 0 | 0 | 0 | 0 | 0 | 0 | 0 | 0 | 0 | 0 | 0 | 0 | 0.008592653702374239 | 0 | 0 | 0 | 0 | 0 | 0 | 0.001 | 0.0012201518531366193 | 0.002864217900791413 | OPTIMIZED | INSTALLED | li_ion |  | node_1379048_925_15297663_206 | ABCN | 8100503
storage_load_220571493 |  | 0 | 0 | 0 | 0 | 0 | 0 | 0 | 0 | 0 | 0.92 | 0 | False | 0 | 0 | 0 | 0 | 0 | 0 | 0 | 0 | 0 | 0 | 0 | 0 | 0 | 0.00199898540992734 | 0 | 0 | 0 | 0 | 0 | 0 | 0.001 | 0.0002838546850595517 | 0.00066632846997578 | OPTIMIZED | INSTALLED | li_ion |  | node_1378833_062_15298807_468 | AN | 8100503
storage_load_220594473 |  | 0 | 0 | 0 | 0 | 0 | 0 | 0 | 0 | 0 | 0.92 | 0 | False | 0 | 0 | 0 | 0 | 0 | 0 | 0 | 0 | 0 | 0 | 0 | 0 | 0 | 0.12736818977581812 | 0 | 0 | 0 | 0 | 0 | 0 | 0.001 | 0.018086207254136004 | 0.04245606325860604 | OPTIMIZED | INSTALLED | li_ion |  | node_1377975_123_15299254_688 | AN | 8100503
storage_load_220657909 |  | 0 | 0 | 0 | 0 | 0 | 0 | 0 | 0 | 0 | 0.92 | 0 | False | 0 | 0 | 0 | 0 | 0 | 0 | 0 | 0 | 0 | 0 | 0 | 0 | 0 | 0.07467851464250944 | 0 | 0 | 0 | 0 | 0 | 0 | 0.001 | 0.010604304740215016 | 0.02489283821416981 | OPTIMIZED | INSTALLED | li_ion |  | node_1379758_741_15297723_329 | AN | 8100503
storage_load_310039803 |  | 0 | 0 | 0 | 0 | 0 | 0 | 0 | 0 | 0 | 0.92 | 0 | False | 0 | 0 | 0 | 0 | 0 | 0 | 0 | 0 | 0 | 0 | 0 | 0 | 0 | 0.19809348700317275 | 0 | 0 | 0 | 0 | 0 | 0 | 0.001 | 0.02812915719331592 | 0.06603116233439092 | OPTIMIZED | INSTALLED | li_ion |  | node_1378249_222_15297498_84 | AN | 8100503

## Switch
Name | GroupId | OperatingMode | PhaseAState | PhaseBState | PhaseCState | CurrentInAReal | CurrentInAImag | CurrentInA | CurrentInBReal | CurrentInBImag | CurrentInB | CurrentInCReal | CurrentInCImag | CurrentInC | CurrentOutAReal | CurrentOutAImag | CurrentOutA | CurrentOutBReal | CurrentOutBImag | CurrentOutB | CurrentOutCReal | CurrentOutCImag | CurrentOutC | ActivePowerInA | ReactivePowerInA | PowerInA | ActivePowerInB | ReactivePowerInB | PowerInB | ActivePowerInC | ReactivePowerInC | PowerInC | ActivePowerOutA | ReactivePowerOutA | PowerOutA | ActivePowerOutB | ReactivePowerOutB | PowerOutB | ActivePowerOutC | ReactivePowerOutC | PowerOutC | Status | From | To | Length | Phases | Feeder | Comments
switch_722T723-220416634 |  | INDIVIDUAL | CLOSED | CLOSED | CLOSED | 0 | 0 | 0+0j | 0 | 0 | 0+0j | 0 | 0 | 0+0j | 0 | 0 | 0+0j | 0 | 0 | 0+0j | 0 | 0 | 0+0j | 0 | 0 | 0+0j | 0 | 0 | 0+0j | 0 | 0 | 0+0j | 0 | 0 | 0+0j | 0 | 0 | 0+0j | 0 | 0 | 0+0j | OPEN | node_intto1_8100503_200857186 | node_8100503_200857186 | 0 | ABCD | 8100503
switch_72314-220557267 |  | INDIVIDUAL | CLOSED | CLOSED | CLOSED | 0 | 0 | 0+0j | 0 | 0 | 0+0j | 0 | 0 | 0+0j | 0 | 0 | 0+0j | 0 | 0 | 0+0j | 0 | 0 | 0+0j | 0 | 0 | 0+0j | 0 | 0 | 0+0j | 0 | 0 | 0+0j | 0 | 0 | 0+0j | 0 | 0 | 0+0j | 0 | 0 | 0+0j | OPEN | node_intto1_8100503_200849555 | node_8100503_200849555 | 0 | AD | 8100503
switch_220652274 |  | INDIVIDUAL | CLOSED | CLOSED | CLOSED | 0 | 0 | 0+0j | 0 | 0 | 0+0j | 0 | 0 | 0+0j | 0 | 0 | 0+0j | 0 | 0 | 0+0j | 0 | 0 | 0+0j | 0 | 0 | 0+0j | 0 | 0 | 0+0j | 0 | 0 | 0+0j | 0 | 0 | 0+0j | 0 | 0 | 0+0j | 0 | 0 | 0+0j | OPEN | node_intto1_220652274 | node_220652274 | 0 | ABCD | 8100503

## TransformerConfiguration
Name | ConnectType | NoLoadLoss | PowerRating | ReactanceResistanceRatio | FullLoadLoss | PowerARating | PowerBRating | PowerCRating | ShuntResistance | ShuntReactance | ShuntImpedance | Impedance | PrimaryVoltage | SecondaryVoltage | CoreCoilWeight | InstalledInsulationLife | InstallType | CoolantType | CoolingType | Feeder | Comments

## UndergroundLineConductor
Name | OuterDiameter | ConductorGMR | ConductorDiameter | ConductorResistance | NeutralGMR | NeutralDiameter | NeutralResistance | NeutralStrands | InsulationRelativePermittivity | ShieldGMR | ShieldResitance | RatingSummerContinuous | RatingSummerEmergency | RatingWinterContinuous | RatingWinterEmergency | Feeder | Comments
und_cond_3P_2ALURD_2AL(N) | 0 | 0 | 0 | 0 | 0 | 0 | 0 | 0 | 0 | 0 | 0 | 125 | 125 | 140 | 140 | 8100503
und_cond_TAPWIRE_UG | 0 | 0 | 0 | 0 | 0 | 0 | 0 | 0 | 0 | 0 | 0 | 99999999 | 99999999 | 99999999 | 99999999 | 8100503

## UndergroundLineConfiguration
Name | ConductorA | ConductorB | ConductorC | ConductorN | LineSpacing | Capacitance11 | Capacitance12 | Capacitance13 | Capacitance21 | Capacitance22 | Capacitance23 | Capacitance31 | Capacitance32 | Capacitance33 | Impedance11 | Impedance12 | Impedance13 | Impedance21 | Impedance22 | Impedance23 | Impedance31 | Impedance32 | Impedance33 | Feeder | Comments
und_3P_2ALURD_2AL(N) | und_cond_3P_2ALURD_2AL(N) | und_cond_3P_2ALURD_2AL(N) | und_cond_3P_2ALURD_2AL(N) |  |  | 401.497 | 0 | 0 | 0 | 401.497 | 0 | 0 | 0 | 401.497 | 2.125+0.49j | 0.384+0.067j | 0.384+0.067j | 0.384+0.067j | 2.125+0.49j | 0.384+0.067j | 0.384+0.067j | 0.384+0.067j | 2.125+0.49j | 8100503
und_TAPWIRE_UG | und_cond_TAPWIRE_UG | und_cond_TAPWIRE_UG | und_cond_TAPWIRE_UG |  |  | 0 | 0 | 0 | 0 | 0 | 0 | 0 | 0 | 0 | 0.001+0.001j | 0+0j | 0+0j | 0+0j | 0.001+0.001j | 0+0j | 0+0j | 0+0j | 0.001+0.001j | 8100503

## Regulator
Name | GroupId | Configuration | SenseNode | Status | From | To | Length | Phases | Feeder | Comments
regulator_220657905 |  | config_regulator_220657905 |  | OPEN | node_intto1_8100503_201049913 | node_8100503_201049913 | 0 | ABCD | 8100503

## Transformer
Name | GroupId | Configuration | AgingConstant | AgingGranularity | Climate | UseThermalModel | Status | From | To | Length | Phases | Feeder | Comments

## OverheadLine
Name | GroupId | Configuration | Length | Status | From | To | Phases | Feeder | Comments
oh_line_8100503_200848754 |  | bal_3P_2/0CU | 105.60000000000001 | OPEN | node_8100503_200848755 | node_8100503_200848754 | ABCD | 8100503
oh_line_8100503_200848755 |  | bal_3P_2/0CU | 105.60000000000001 | OPEN | node_8100503_200848756 | node_8100503_200848755 | ABCD | 8100503
oh_line_8100503_200848756 |  | bal_3P_2/0CU | 105.60000000000001 | OPEN | node_8100503_200848758 | node_8100503_200848756 | ABCD | 8100503
oh_line_8100503_200848758 |  | bal_3P_2/0CU | 105.60000000000001 | OPEN | node_8100503_200848760 | node_8100503_200848758 | ABCD | 8100503
oh_line_8100503_200848760 |  | bal_3P_2/0CU | 158.4 | OPEN | node_8100503_200857188 | node_8100503_200848760 | ABCD | 8100503
oh_line_8100503_200849548 |  | bal_3P_477AL | 211.20000000000002 | OPEN | node_8100503_200849564 | node_8100503_200849548 | ABCD | 8100503
oh_line_8100503_200849549 |  | bal_3P_477AL | 158.4 | OPEN | node_8100503_200849548 | node_8100503_200849549 | ABCD | 8100503
oh_line_8100503_200849550 |  | bal_3P_477AL | 158.4 | OPEN | node_8100503_200849549 | node_8100503_200849550 | ABCD | 8100503
oh_line_8100503_200849551 |  | bal_3P_336AL | 158.4 | OPEN | node_8100503_200849550 | node_8100503_200849551 | ABCD | 8100503
oh_line_8100503_200849552 |  | bal_3P_336AL | 158.4 | OPEN | node_8100503_200849551 | node_8100503_200849552 | ABCD | 8100503
oh_line_8100503_200849553 |  | bal_3P_336AL | 158.4 | OPEN | node_8100503_200849552 | node_8100503_200849553 | ABCD | 8100503
oh_line_8100503_200849555 |  | bal_1P_2AC | 52.800000000000004 | OPEN | node_8100503_200849565 | node_intto1_8100503_200849555 | AD | 8100503
oh_line_8100503_200849556 |  | bal_1P_2AC | 105.60000000000001 | OPEN | node_8100503_200849548 | node_8100503_200849556 | AD | 8100503
oh_line_8100503_200849558 |  | bal_1P_2AC | 158.4 | OPEN | node_8100503_200849556 | node_8100503_200849558 | AD | 8100503
oh_line_8100503_200849559-1 |  | bal_1P_2AC | 211.20000000000002 | OPEN | node_8100503_200849558 | node_8100503_200849559 | AD | 8100503
oh_line_8100503_200849560 |  | unb_3P_2-2AC_1/0AA | 105.60000000000001 | OPEN | node_8100503_200849548 | node_8100503_200849560 | ABCD | 8100503
oh_line_8100503_200849561 |  | unb_3P_2-2AC_1/0AA | 158.4 | OPEN | node_8100503_200849560 | node_8100503_200849561 | ABCD | 8100503
oh_line_8100503_200849564 |  | bal_3P_336AC | 422.40000000000003 | OPEN | node_1376359_249_15297608_838 | node_8100503_200849564 | ABCD | 8100503
oh_line_8100503_200849565-1 |  | bal_3P_336AC | 422.40000000000003 | OPEN | node_8100503_200849565 | node_1376359_249_15297608_838 | ABCD | 8100503
oh_line_8100503_200849565-2 |  | bal_3P_477AL | 422.40000000000003 | OPEN | node_8100503_200917429 | node_8100503_200849565 | ABCD | 8100503
oh_line_8100503_200849566 |  | bal_1P_2AC | 211.20000000000002 | OPEN | node_8100503_200849559 | node_8100503_200849566 | AD | 8100503
oh_line_8100503_200857181 |  | bal_3P_336AL | 105.60000000000001 | OPEN | node_8100503_200849553 | node_8100503_200857181 | ABCD | 8100503
oh_line_8100503_200857186 |  | bal_3P_477AL | 105.60000000000001 | OPEN | node_8100503_200857181 | node_intto1_8100503_200857186 | ABCD | 8100503
oh_line_8100503_200857188 |  | bal_3P_2/0CU | 158.4 | OPEN | node_8100503_200857189 | node_8100503_200857188 | ABCD | 8100503
oh_line_8100503_200857189 |  | bal_3P_477AL | 52.800000000000004 | OPEN | node_8100503_200857181 | node_8100503_200857189 | ABCD | 8100503
oh_line_8100503_200857998 |  | bal_1P_1/0AC | 52.800000000000004 | OPEN | node_8100503_200858051 | node_8100503_200857998 | AD | 8100503
oh_line_8100503_200857999 |  | bal_1P_1/0AC | 52.800000000000004 | OPEN | node_8100503_200857998 | node_8100503_200857999 | AD | 8100503
oh_line_8100503_200858000 |  | bal_1P_1/0AC | 105.60000000000001 | OPEN | node_8100503_200857999 | node_8100503_200858000 | AD | 8100503
oh_line_8100503_200858001 |  | bal_1P_1/0AC | 158.4 | OPEN | node_8100503_200858000 | node_8100503_200858001 | AD | 8100503
oh_line_8100503_200858005 |  | bal_1P_1/0AC | 105.60000000000001 | OPEN | node_8100503_200858036 | node_8100503_200858005 | AD | 8100503
oh_line_8100503_200858006 |  | bal_1P_1/0AC | 105.60000000000001 | OPEN | node_8100503_200858005 | node_8100503_200858006 | AD | 8100503
oh_line_8100503_200858007 |  | bal_1P_1/0AC | 105.60000000000001 | OPEN | node_8100503_200858006 | node_8100503_200858007 | AD | 8100503
oh_line_8100503_200858017 |  | bal_1P_1/0AC | 158.4 | OPEN | node_8100503_200858018 | node_8100503_200858017 | AD | 8100503
oh_line_8100503_200858018 |  | bal_1P_1/0AC | 105.60000000000001 | OPEN | node_8100503_200858019 | node_8100503_200858018 | AD | 8100503
oh_line_8100503_200858019 |  | bal_1P_1/0AC | 105.60000000000001 | OPEN | node_8100503_200858020 | node_8100503_200858019 | AD | 8100503
oh_line_8100503_200858020 |  | bal_1P_1/0AC | 52.800000000000004 | OPEN | node_8100503_200858303 | node_intto1_8100503_200858020 | AD | 8100503
oh_line_8100503_200858024 |  | bal_1P_1/0AA | 105.60000000000001 | OPEN | node_8100503_200858026 | node_8100503_200858024 | AD | 8100503
oh_line_8100503_200858026 |  | bal_1P_1/0AA | 52.800000000000004 | OPEN | node_8100503_200858027 | node_8100503_200858026 | AD | 8100503
oh_line_8100503_200858027 |  | bal_1P_1/0AA | 52.800000000000004 | OPEN | node_8100503_200858301 | node_8100503_200858027 | AD | 8100503
oh_line_8100503_200858032 |  | bal_1P_1/0AC | 52.800000000000004 | OPEN | node_8100503_200859222 | node_8100503_200858032 | AD | 8100503
oh_line_8100503_200858033 |  | bal_1P_1/0AC | 105.60000000000001 | OPEN | node_8100503_200858032 | node_8100503_200858033 | AD | 8100503
oh_line_8100503_200858034 |  | bal_1P_1/0AC | 105.60000000000001 | OPEN | node_8100503_200858033 | node_8100503_200858034 | AD | 8100503
oh_line_8100503_200858035 |  | bal_1P_1/0AC | 105.60000000000001 | OPEN | node_8100503_200858034 | node_8100503_200858035 | AD | 8100503
oh_line_8100503_200858036 |  | bal_1P_1/0AC | 52.800000000000004 | OPEN | node_8100503_200858035 | node_8100503_200858036 | AD | 8100503
oh_line_8100503_200858039 |  | bal_3P_1/0AC | 52.800000000000004 | OPEN | node_8100503_200858040 | node_8100503_200858039 | ABCD | 8100503
oh_line_8100503_200858040 |  | bal_3P_1/0AC | 52.800000000000004 | OPEN | node_8100503_200858045 | node_8100503_200858040 | ABCD | 8100503
oh_line_8100503_200858041 |  | bal_3P_1/0AC | 105.60000000000001 | OPEN | node_8100503_200858042 | node_8100503_200858041 | ABCD | 8100503
oh_line_8100503_200858042 |  | bal_3P_1/0AC | 105.60000000000001 | OPEN | node_8100503_200858043 | node_8100503_200858042 | ABCD | 8100503
oh_line_8100503_200858043 |  | bal_3P_1/0AC | 105.60000000000001 | OPEN | node_8100503_200858044 | node_intto1_8100503_200858043 | ABCD | 8100503
oh_line_8100503_200858044 |  | bal_3P_1/0AC | 105.60000000000001 | OPEN | node_8100503_200858297 | node_8100503_200858044 | ABCD | 8100503
oh_line_8100503_200858045 |  | bal_3P_1/0AC | 105.60000000000001 | OPEN | node_8100503_200858048 | node_8100503_200858045 | ABCD | 8100503
oh_line_8100503_200858048 |  | bal_3P_1/0AC | 105.60000000000001 | OPEN | node_8100503_200858049 | node_8100503_200858048 | ABCD | 8100503
oh_line_8100503_200858049 |  | bal_3P_1/0AC | 105.60000000000001 | OPEN | node_8100503_200858050 | node_8100503_200858049 | ABCD | 8100503
oh_line_8100503_200858050 |  | bal_3P_1/0AC | 105.60000000000001 | OPEN | node_8100503_200858051 | node_8100503_200858050 | ABCD | 8100503
oh_line_8100503_200858051 |  | bal_3P_1/0AC | 105.60000000000001 | OPEN | node_8100503_200858052 | node_8100503_200858051 | ABCD | 8100503
oh_line_8100503_200858052 |  | bal_3P_1/0AC | 105.60000000000001 | OPEN | node_8100503_200858053 | node_8100503_200858052 | ABCD | 8100503
oh_line_8100503_200858053 |  | bal_3P_1/0AC | 105.60000000000001 | OPEN | node_8100503_200858054 | node_8100503_200858053 | ABCD | 8100503
oh_line_8100503_200858054 |  | bal_3P_1/0AC | 105.60000000000001 | OPEN | node_8100503_200858041 | node_8100503_200858054 | ABCD | 8100503
oh_line_8100503_200858062 |  | bal_3P_1/0AC | 105.60000000000001 | OPEN | node_8100503_200858069 | node_8100503_200858062 | ABCD | 8100503
oh_line_8100503_200858063 |  | bal_3P_2CU | 105.60000000000001 | OPEN | node_8100503_200858064 | node_8100503_200858063 | ABCD | 8100503
oh_line_8100503_200858064 |  | bal_3P_2CU | 105.60000000000001 | OPEN | node_8100503_200858065 | node_8100503_200858064 | ABCD | 8100503
oh_line_8100503_200858065 |  | bal_3P_2CU | 105.60000000000001 | OPEN | node_8100503_200858066 | node_8100503_200858065 | ABCD | 8100503
oh_line_8100503_200858066 |  | bal_3P_2CU | 105.60000000000001 | OPEN | node_8100503_200858067 | node_8100503_200858066 | ABCD | 8100503
oh_line_8100503_200858067 |  | bal_3P_2CU | 105.60000000000001 | OPEN | node_8100503_200858068 | node_intto1_8100503_200858067 | ABCD | 8100503
oh_line_8100503_200858068 |  | bal_3P_2CU | 105.60000000000001 | OPEN | node_8100503_200858294 | node_8100503_200858068 | ABCD | 8100503
oh_line_8100503_200858069 |  | bal_3P_1/0AC | 105.60000000000001 | OPEN | node_8100503_200858070 | node_8100503_200858069 | ABCD | 8100503
oh_line_8100503_200858070 |  | bal_3P_1/0AC | 105.60000000000001 | OPEN | node_8100503_200858071 | node_8100503_200858070 | ABCD | 8100503
oh_line_8100503_200858071 |  | bal_3P_1/0AC | 105.60000000000001 | OPEN | node_8100503_200858072 | node_8100503_200858071 | ABCD | 8100503
oh_line_8100503_200858072 |  | bal_3P_2CU | 105.60000000000001 | OPEN | node_8100503_200858075 | node_8100503_200858072 | ABCD | 8100503
oh_line_8100503_200858075 |  | bal_3P_2CU | 105.60000000000001 | OPEN | node_8100503_200858076 | node_8100503_200858075 | ABCD | 8100503
oh_line_8100503_200858076 |  | bal_3P_2CU | 105.60000000000001 | OPEN | node_8100503_200858077 | node_8100503_200858076 | ABCD | 8100503
oh_line_8100503_200858077 |  | bal_3P_2CU | 105.60000000000001 | OPEN | node_8100503_200858063 | node_8100503_200858077 | ABCD | 8100503
oh_line_8100503_200858079 |  | bal_3P_1/0AC | 105.60000000000001 | OPEN | node_8100503_200858062 | node_8100503_200858079 | ABCD | 8100503
oh_line_8100503_200858080 |  | bal_3P_4CU | 105.60000000000001 | OPEN | node_8100503_200858079 | node_8100503_200858080 | ABCD | 8100503
oh_line_8100503_200858082 |  | bal_3P_4CU | 105.60000000000001 | OPEN | node_8100503_200858080 | node_8100503_200858082 | ABCD | 8100503
oh_line_8100503_200858083 |  | bal_3P_4CU | 105.60000000000001 | OPEN | node_8100503_200858082 | node_8100503_200858083 | ABCD | 8100503
oh_line_8100503_200858084 |  | bal_3P_1/0AA | 52.800000000000004 | OPEN | node_8100503_200858083 | node_intto1_8100503_200858084 | ABCD | 8100503
oh_line_8100503_200858087 |  | bal_1P_1/0AC | 105.60000000000001 | OPEN | node_8100503_200858089 | node_8100503_200858087 | AD | 8100503
oh_line_8100503_200858089 |  | bal_1P_4CU | 105.60000000000001 | OPEN | node_8100503_200858090 | node_8100503_200858089 | AD | 8100503
oh_line_8100503_200858090 |  | bal_1P_4CU | 105.60000000000001 | OPEN | node_8100503_200858091 | node_8100503_200858090 | AD | 8100503
oh_line_8100503_200858091 |  | bal_1P_4CU | 105.60000000000001 | OPEN | node_8100503_200858092 | node_intto1_8100503_200858091 | AD | 8100503
oh_line_8100503_200858092 |  | bal_1P_4CU | 52.800000000000004 | OPEN | node_8100503_200858290 | node_8100503_200858092 | AD | 8100503
oh_line_8100503_200858093 |  | bal_1P_1/0AC | 105.60000000000001 | OPEN | node_8100503_200858094 | node_8100503_200858093 | AD | 8100503
oh_line_8100503_200858094 |  | bal_1P_1/0AC | 105.60000000000001 | OPEN | node_8100503_200858095 | node_8100503_200858094 | AD | 8100503
oh_line_8100503_200858095 |  | bal_1P_1/0AC | 52.800000000000004 | OPEN | node_8100503_200858096 | node_8100503_200858095 | AD | 8100503
oh_line_8100503_200858096 |  | bal_1P_1/0AC | 105.60000000000001 | OPEN | node_8100503_200858097 | node_8100503_200858096 | AD | 8100503
oh_line_8100503_200858097 |  | bal_1P_1/0AC | 105.60000000000001 | OPEN | node_8100503_200965492 | node_8100503_200858097 | AD | 8100503
oh_line_8100503_200858100 |  | bal_1P_1/0AC | 105.60000000000001 | OPEN | node_8100503_200858101 | node_8100503_200858100 | AD | 8100503
oh_line_8100503_200858101 |  | bal_1P_1/0AC | 105.60000000000001 | OPEN | node_8100503_200858087 | node_8100503_200858101 | AD | 8100503
oh_line_8100503_200858103 |  | bal_3P_1/0AC | 158.4 | OPEN | node_8100503_200951420 | node_8100503_200858103 | ABCD | 8100503
oh_line_8100503_200858104 |  | bal_3P_1/0AC | 158.4 | OPEN | node_8100503_200858103 | node_8100503_200858104 | ABCD | 8100503
oh_line_8100503_200858105 |  | bal_3P_1/0AC | 264 | OPEN | node_8100503_200858104 | node_8100503_200858105 | ABCD | 8100503
oh_line_8100503_200858111 |  | bal_1P_1/0AA | 105.60000000000001 | OPEN | node_8100503_200858112 | node_8100503_200858111 | AD | 8100503
oh_line_8100503_200858112 |  | bal_1P_1/0AA | 52.800000000000004 | OPEN | node_8100503_200858113 | node_intto1_8100503_200858112 | AD | 8100503
oh_line_8100503_200858113 |  | bal_1P_1/0AA | 52.800000000000004 | OPEN | node_8100503_200858285 | node_8100503_200858113 | AD | 8100503
oh_line_8100503_200858117 |  | bal_1P_1/0AC | 158.4 | OPEN | node_8100503_200858118 | node_8100503_200858117 | AD | 8100503
oh_line_8100503_200858118 |  | bal_1P_1/0AC | 105.60000000000001 | OPEN | node_8100503_200858119 | node_8100503_200858118 | AD | 8100503
oh_line_8100503_200858119 |  | bal_1P_1/0AC | 105.60000000000001 | OPEN | node_8100503_200858120 | node_8100503_200858119 | AD | 8100503
oh_line_8100503_200858120 |  | bal_1P_1/0AC | 158.4 | OPEN | node_8100503_200858121 | node_8100503_200858120 | AD | 8100503
oh_line_8100503_200858121 |  | bal_1P_1/0AA | 105.60000000000001 | OPEN | node_8100503_200858122 | node_8100503_200858121 | AD | 8100503
oh_line_8100503_200858122 |  | bal_1P_1/0AA | 105.60000000000001 | OPEN | node_8100503_200858123 | node_8100503_200858122 | AD | 8100503
oh_line_8100503_200858123 |  | bal_1P_1/0AA | 105.60000000000001 | OPEN | node_8100503_201047153 | node_8100503_200858123 | AD | 8100503
oh_line_8100503_200858125 |  | bal_1P_1/0AA | 105.60000000000001 | OPEN | node_8100503_200858135 | node_8100503_200858125 | AD | 8100503
oh_line_8100503_200858135 |  | bal_1P_1/0AA | 105.60000000000001 | OPEN | node_8100503_200858139 | node_8100503_200858135 | AD | 8100503
oh_line_8100503_200858139 |  | bal_1P_1/0AA | 105.60000000000001 | OPEN | node_8100503_200858141 | node_8100503_200858139 | AD | 8100503
oh_line_8100503_200858141 |  | bal_1P_1/0AA | 52.800000000000004 | OPEN | node_8100503_200858143 | node_8100503_200858141 | AD | 8100503
oh_line_8100503_200858143 |  | bal_1P_1/0AA | 105.60000000000001 | OPEN | node_8100503_200858144 | node_intto1_8100503_200858143 | AD | 8100503
oh_line_8100503_200858144 |  | bal_1P_1/0AA | 52.800000000000004 | OPEN | node_8100503_200858280 | node_8100503_200858144 | AD | 8100503
oh_line_8100503_200858149 |  | bal_1P_4CU | 105.60000000000001 | OPEN | node_8100503_200858150 | node_8100503_200858149 | AD | 8100503
oh_line_8100503_200858150 |  | bal_1P_4CU | 105.60000000000001 | OPEN | node_8100503_200858152 | node_8100503_200858150 | AD | 8100503
oh_line_8100503_200858152 |  | bal_1P_4CU | 52.800000000000004 | OPEN | node_8100503_200858153 | node_8100503_200858152 | AD | 8100503
oh_line_8100503_200858153 |  | bal_1P_4CU | 105.60000000000001 | OPEN | node_8100503_200858154 | node_8100503_200858153 | AD | 8100503
oh_line_8100503_200858154 |  | bal_1P_4CU | 105.60000000000001 | OPEN | node_8100503_200858125 | node_8100503_200858154 | AD | 8100503
oh_line_8100503_200858250-1 |  | bal_3P_477AL | 0 | OPEN | node_8100503_201063139 | node_intto1_312070766 | ABCD | 8100503
oh_line_8100503_200858250-2 |  | bal_3P_477AL | 105.60000000000001 | OPEN | node_312070766 | node_intto1_220652274 | ABCD | 8100503
oh_line_8100503_200858250-3 |  | bal_3P_477AL | 0 | OPEN | node_220652274 | node_8100503_200858250 | ABCD | 8100503
oh_line_8100503_200858272 |  | bal_3P_477AL | 52.800000000000004 | OPEN | node_8100503_200858273 | node_8100503_200858272 | ABCD | 8100503
oh_line_8100503_200858273 |  | bal_3P_477AL | 52.800000000000004 | OPEN | node_8100503_200858274 | node_8100503_200858273 | ABCD | 8100503
oh_line_8100503_200858274 |  | bal_3P_477AL | 105.60000000000001 | OPEN | node_8100503_201069179 | node_8100503_200858274 | ABCD | 8100503
oh_line_8100503_200858279 |  | bal_3P_477AL | 52.800000000000004 | OPEN | node_8100503_200858280 | node_8100503_200858279 | ABCD | 8100503
oh_line_8100503_200858280 |  | bal_3P_477AL | 105.60000000000001 | OPEN | node_8100503_200858281 | node_8100503_200858280 | ABCD | 8100503
oh_line_8100503_200858281 |  | bal_3P_477AL | 158.4 | OPEN | node_8100503_200858283 | node_8100503_200858281 | ABCD | 8100503
oh_line_8100503_200858283-1 |  | bal_3P_477AL | 0 | OPEN | node_1379553_635_15297342_135 | node_8100503_200858283 | ABCD | 8100503
oh_line_8100503_200858283-2 |  | bal_3P_477AL | 52.800000000000004 | OPEN | node_8100503_200858285 | node_1379553_635_15297342_135 | ABCD | 8100503
oh_line_8100503_200858285 |  | bal_3P_477AL | 105.60000000000001 | OPEN | node_8100503_200858289 | node_8100503_200858285 | ABCD | 8100503
oh_line_8100503_200858289 |  | bal_3P_477AL | 158.4 | OPEN | node_8100503_200858290 | node_8100503_200858289 | ABCD | 8100503
oh_line_8100503_200858290 |  | bal_3P_477AL | 105.60000000000001 | OPEN | node_8100503_200858291 | node_8100503_200858290 | ABCD | 8100503
oh_line_8100503_200858291 |  | bal_3P_477AL | 105.60000000000001 | OPEN | node_8100503_200858292 | node_8100503_200858291 | ABCD | 8100503
oh_line_8100503_200858292 |  | bal_3P_477AL | 105.60000000000001 | OPEN | node_8100503_200858294 | node_8100503_200858292 | ABCD | 8100503
oh_line_8100503_200858294 |  | bal_3P_477AL | 105.60000000000001 | OPEN | node_8100503_200858295 | node_8100503_200858294 | ABCD | 8100503
oh_line_8100503_200858295 |  | bal_3P_477AL | 52.800000000000004 | OPEN | node_8100503_200858296 | node_8100503_200858295 | ABCD | 8100503
oh_line_8100503_200858296 |  | bal_3P_477AL | 105.60000000000001 | OPEN | node_8100503_200858297 | node_8100503_200858296 | ABCD | 8100503
oh_line_8100503_200858297 |  | bal_3P_477AL | 105.60000000000001 | OPEN | node_8100503_200858298 | node_8100503_200858297 | ABCD | 8100503
oh_line_8100503_200858298 |  | bal_3P_477AL | 105.60000000000001 | OPEN | node_8100503_200858299 | node_8100503_200858298 | ABCD | 8100503
oh_line_8100503_200858299 |  | bal_3P_477AL | 105.60000000000001 | OPEN | node_8100503_200858301 | node_8100503_200858299 | ABCD | 8100503
oh_line_8100503_200858301 |  | bal_3P_477AL | 158.4 | OPEN | node_8100503_200858302 | node_8100503_200858301 | ABCD | 8100503
oh_line_8100503_200858302 |  | bal_3P_477AL | 105.60000000000001 | OPEN | node_8100503_200858303 | node_8100503_200858302 | ABCD | 8100503
oh_line_8100503_200858303 |  | bal_3P_477AL | 211.20000000000002 | OPEN | node_8100503_200858304 | node_8100503_200858303 | ABCD | 8100503
oh_line_8100503_200858304 |  | bal_3P_477AL | 52.800000000000004 | OPEN | node_8100503_200857189 | node_8100503_200858304 | ABCD | 8100503
oh_line_8100503_200859220 |  | bal_3P_1/0AC | 105.60000000000001 | OPEN | node_8100503_200858039 | node_8100503_200859220 | ABCD | 8100503
oh_line_8100503_200859222 |  | bal_3P_1/0AC | 211.20000000000002 | OPEN | node_8100503_200859220 | node_8100503_200859222 | ABCD | 8100503
oh_line_8100503_200917429 |  | bal_3P_477AL | 422.40000000000003 | OPEN | node_SOURCE_8100503 | node_8100503_200917429 | ABCD | 8100503
oh_line_8100503_200951420 |  | bal_3P_4CU | 52.800000000000004 | OPEN | node_8100503_200979600 | node_8100503_200951420 | ABCD | 8100503
oh_line_8100503_200954360 |  | bal_3P_336AL | 52.800000000000004 | OPEN | node_8100503_200857181 | node_8100503_200954360 | ABCD | 8100503
oh_line_8100503_200954362 |  | bal_3P_477AL | 52.800000000000004 | OPEN | node_8100503_200857186 | node_8100503_200954362 | ABCD | 8100503
oh_line_8100503_200965492 |  | bal_1P_1/0AC | 52.800000000000004 | OPEN | node_8100503_200858100 | node_8100503_200965492 | AD | 8100503
oh_line_8100503_200978563 |  | bal_1P_1/0AA | 52.800000000000004 | OPEN | node_8100503_200859220 | node_8100503_200978563 | AD | 8100503
oh_line_8100503_200979600 |  | bal_3P_4CU | 105.60000000000001 | OPEN | node_8100503_200858083 | node_8100503_200979600 | ABCD | 8100503
oh_line_8100503_200984475 |  | bal_3P_1/0AA | 52.800000000000004 | OPEN | node_8100503_200858065 | node_8100503_200984475 | ABCD | 8100503
oh_line_8100503_201047153 |  | bal_1P_1/0AA | 105.60000000000001 | OPEN | node_8100503_200858111 | node_8100503_201047153 | AD | 8100503
oh_line_8100503_201049913 |  | bal_3P_477AL | 52.800000000000004 | OPEN | node_8100503_201069180 | node_intto1_8100503_201049913 | ABCD | 8100503
oh_line_8100503_201063139-1 |  | bal_3P_477AL | 158.4 | OPEN | node_1380418_254_15297707_962 | node_8100503_201063139 | ABCD | 8100503
oh_line_8100503_201063139-2 |  | bal_3P_477AL | 0 | OPEN | node_8100503_201069178 | node_1380418_254_15297707_962 | ABCD | 8100503
oh_line_8100503_201069178 |  | bal_3P_477AL | 158.4 | OPEN | node_8100503_200858272 | node_8100503_201069178 | ABCD | 8100503
oh_line_8100503_201069179 |  | bal_3P_477AL | 105.60000000000001 | OPEN | node_8100503_201049913 | node_8100503_201069179 | ABCD | 8100503
oh_line_8100503_201069180 |  | bal_3P_477AL | 105.60000000000001 | OPEN | node_8100503_200858279 | node_8100503_201069180 | ABCD | 8100503
oh_line_TAP_OH_902569 |  | unb_TAPWIRE_OH | 52.800000000000004 | OPEN | node_8100503_200848754 | node_1377601_528_15297942_772 | ABCN | 8100503
oh_line_TAP_OH_902772 |  | unb_TAPWIRE_OH | 52.800000000000004 | OPEN | node_8100503_200849550 | node_1377258_386_15297216_02 | ABCN | 8100503
oh_line_TAP_OH_902773 |  | unb_TAPWIRE_OH | 52.800000000000004 | OPEN | node_8100503_200849552 | node_1377525_911_15297334_378 | ABCN | 8100503
oh_line_TAP_OH_904505 |  | unb_TAPWIRE_OH | 52.800000000000004 | OPEN | node_8100503_200857998 | node_1378541_473_15298100_516 | AN | 8100503
oh_line_TAP_OH_904506 |  | unb_TAPWIRE_OH | 52.800000000000004 | OPEN | node_8100503_200858001 | node_1378235_476_15298157_847 | AN | 8100503
oh_line_TAP_OH_904507 |  | unb_TAPWIRE_OH | 52.800000000000004 | OPEN | node_8100503_200858007 | node_1377975_123_15299254_688 | AN | 8100503
oh_line_TAP_OH_904508 |  | unb_TAPWIRE_OH | 52.800000000000004 | OPEN | node_8100503_200858017 | node_1378042_631_15297609_748 | AN | 8100503
oh_line_TAP_OH_904509 |  | unb_TAPWIRE_OH | 52.800000000000004 | OPEN | node_8100503_200858024 | node_1378249_222_15297498_84 | AN | 8100503
oh_line_TAP_OH_904510 |  | unb_TAPWIRE_OH | 52.800000000000004 | OPEN | node_8100503_200858032 | node_1378325_515_15298844_286 | AN | 8100503
oh_line_TAP_OH_904511 |  | unb_TAPWIRE_OH | 52.800000000000004 | OPEN | node_8100503_200858035 | node_1378304_243_15299132_04 | AN | 8100503
oh_line_TAP_OH_904512 |  | unb_TAPWIRE_OH | 52.800000000000004 | OPEN | node_8100503_200858043 | node_1378632_915_15297451_068 | ABCN | 8100503
oh_line_TAP_OH_904514 |  | unb_TAPWIRE_OH | 52.800000000000004 | OPEN | node_8100503_200858054 | node_1378615_727_15297788_778 | ABCN | 8100503
oh_line_TAP_OH_904515 |  | unb_TAPWIRE_OH | 52.800000000000004 | OPEN | node_8100503_200858064 | node_1378900_421_15297799_909 | ABCN | 8100503
oh_line_TAP_OH_904516 |  | unb_TAPWIRE_OH | 52.800000000000004 | OPEN | node_8100503_200858066 | node_1378907_649_15297621_296 | ABCN | 8100503
oh_line_TAP_OH_904517 |  | unb_TAPWIRE_OH | 52.800000000000004 | OPEN | node_8100503_200858069 | node_1378853_596_15298606_913 | ABCN | 8100503
oh_line_TAP_OH_904518 |  | unb_TAPWIRE_OH | 52.800000000000004 | OPEN | node_8100503_200858072 | node_1378848_962_15298299_822 | ABCN | 8100503
oh_line_TAP_OH_904519 |  | unb_TAPWIRE_OH | 52.800000000000004 | OPEN | node_8100503_200858079 | node_1378833_062_15298807_468 | ABCN | 8100503
oh_line_TAP_OH_904520 |  | unb_TAPWIRE_OH | 52.800000000000004 | OPEN | node_8100503_200858082 | node_1378894_431_15298997_717 | ABCN | 8100503
oh_line_TAP_OH_904521 |  | unb_TAPWIRE_OH | 52.800000000000004 | OPEN | node_8100503_200858089 | node_1379218_261_15297728_316 | AN | 8100503
oh_line_TAP_OH_904522 |  | unb_TAPWIRE_OH | 52.800000000000004 | OPEN | node_8100503_200858093 | node_1379148_48_15298503_752 | AN | 8100503
oh_line_TAP_OH_904524 |  | unb_TAPWIRE_OH | 52.800000000000004 | OPEN | node_8100503_200858117 | node_1379454_401_15298409_424 | AN | 8100503
oh_line_TAP_OH_904525 |  | unb_TAPWIRE_OH | 52.800000000000004 | OPEN | node_8100503_200858119 | node_1379470_392_15298174_972 | AN | 8100503
oh_line_TAP_OH_904526 |  | unb_TAPWIRE_OH | 52.800000000000004 | OPEN | node_8100503_200858123 | node_1379495_485_15297764_673 | AN | 8100503
oh_line_TAP_OH_904527 |  | unb_TAPWIRE_OH | 52.800000000000004 | OPEN | node_8100503_200858125 | node_1379767_866_15297925_143 | AN | 8100503
oh_line_TAP_OH_904529 |  | unb_TAPWIRE_OH | 52.800000000000004 | OPEN | node_8100503_200858139 | node_1379758_741_15297723_329 | AN | 8100503
oh_line_TAP_OH_904530 |  | unb_TAPWIRE_OH | 52.800000000000004 | OPEN | node_8100503_200858149 | node_1379737_359_15298378_673 | AN | 8100503
oh_line_TAP_OH_904556 |  | unb_TAPWIRE_OH | 52.800000000000004 | OPEN | node_8100503_200858272 | node_1380286_713_15297626_167 | ABCN | 8100503
oh_line_TAP_OH_904558 |  | unb_TAPWIRE_OH | 52.800000000000004 | OPEN | node_8100503_200858279 | node_1379867_13_15297395_177 | ABCN | 8100503
oh_line_TAP_OH_904559 |  | unb_TAPWIRE_OH | 52.800000000000004 | OPEN | node_8100503_200858290 | node_1379199_104_15297283_766 | ABCN | 8100503
oh_line_TAP_OH_904562 |  | unb_TAPWIRE_OH | 52.800000000000004 | OPEN | node_8100503_200858301 | node_1378301_721_15297206_492 | ABCN | 8100503
oh_line_TAP_OH_923216 |  | unb_TAPWIRE_OH | 52.800000000000004 | OPEN | node_8100503_200965492 | node_1379176_942_15298070_019 | AN | 8100503
oh_line_TAP_OH_925600 |  | unb_TAPWIRE_OH | 52.800000000000004 | OPEN | node_8100503_200978563 | node_1378641_956_15298799_363 | AN | 8100503
oh_line_TAP_OH_1440851 |  | unb_TAPWIRE_OH | 0 | OPEN | node_8100503_200858250 | node_1380475_529_15297876_939 | ABCN | 8100503
oh_line_TAP_OH_2136146 |  | unb_TAPWIRE_OH | 52.800000000000004 | OPEN | node_8100503_200848758 | node_1377708_931_15297619_053 | ABCN | 8100503
oh_line_TAP_OH_2136147 |  | unb_TAPWIRE_OH | 105.60000000000001 | OPEN | node_8100503_200848758 | node_1377704_031_15297644_809 | ABCN | 8100503
oh_line_TAP_OH_2136197 |  | unb_TAPWIRE_OH | 105.60000000000001 | OPEN | node_8100503_200859222 | node_1378299_957_15298705_611 | ABCN | 8100503
oh_line_TAP_OH_2136198 |  | unb_TAPWIRE_OH | 105.60000000000001 | OPEN | node_8100503_200859222 | node_1378318_777_15298697_403 | ABCN | 8100503
oh_line_TAP_OH_2136199 |  | unb_TAPWIRE_OH | 105.60000000000001 | OPEN | node_8100503_200859222 | node_1378283_393_15298720_096 | ABCN | 8100503
oh_line_TAP_OH_2143002 |  | unb_TAPWIRE_OH | 105.60000000000001 | OPEN | node_8100503_200849561 | node_1377043_502_15297759_063 | ABCN | 8100503
oh_line_TAP_OH_2143003 |  | unb_TAPWIRE_OH | 105.60000000000001 | OPEN | node_8100503_200849561 | node_1377023_695_15297757_655 | ABCN | 8100503
oh_line_TAP_OH_2145748 |  | unb_TAPWIRE_OH | 105.60000000000001 | OPEN | node_8100503_200849555 | node_1375931_334_15297699_258 | AN | 8100503
oh_line_TAP_OH_2145749 |  | unb_TAPWIRE_OH | 105.60000000000001 | OPEN | node_8100503_200849555 | node_1375911_781_15297694_657 | AN | 8100503
oh_line_TAP_OH_2224923 |  | unb_TAPWIRE_OH | 105.60000000000001 | OPEN | node_8100503_200858295 | node_1378797_217_15297163_965 | ABCN | 8100503
oh_line_TAP_OH_2224924 |  | unb_TAPWIRE_OH | 105.60000000000001 | OPEN | node_8100503_200858295 | node_1378816_632_15297169_552 | ABCN | 8100503
oh_line_TAP_OH_2224925 |  | unb_TAPWIRE_OH | 105.60000000000001 | OPEN | node_8100503_200858273 | node_1380241_558_15297545_438 | ABCN | 8100503
oh_line_TAP_OH_2224926 |  | unb_TAPWIRE_OH | 105.60000000000001 | OPEN | node_8100503_200858273 | node_1380258_988_15297558_289 | ABCN | 8100503
oh_line_TAP_OH_2224927 |  | unb_TAPWIRE_OH | 105.60000000000001 | OPEN | node_8100503_200858273 | node_1380222_275_15297539_06 | ABCN | 8100503
oh_line_TAP_OH_2224928 |  | unb_TAPWIRE_OH | 105.60000000000001 | OPEN | node_8100503_200858045 | node_1378473_225_15298670_549 | ABCN | 8100503
oh_line_TAP_OH_2224929 |  | unb_TAPWIRE_OH | 105.60000000000001 | OPEN | node_8100503_200858045 | node_1378463_239_15298647_456 | ABCN | 8100503
oh_line_TAP_OH_2224930 |  | unb_TAPWIRE_OH | 105.60000000000001 | OPEN | node_8100503_200858045 | node_1378487_305_15298689_425 | ABCN | 8100503
oh_line_TAP_OH_2224962 |  | unb_TAPWIRE_OH | 105.60000000000001 | OPEN | node_8100503_200858105 | node_1379240_253_15298974_887 | ABCN | 8100503
oh_line_TAP_OH_2224963 |  | unb_TAPWIRE_OH | 105.60000000000001 | OPEN | node_8100503_200858105 | node_1379253_479_15298955_17 | ABCN | 8100503
oh_line_TAP_OH_2224964 |  | unb_TAPWIRE_OH | 105.60000000000001 | OPEN | node_8100503_200858105 | node_1379231_301_15298998_563 | ABCN | 8100503
oh_line_TAP_OH_2224968 |  | unb_TAPWIRE_OH | 52.800000000000004 | OPEN | node_8100503_200857181 | node_1377699_094_15297199_147 | ABCN | 8100503
oh_line_TAP_OH_2224969 |  | unb_TAPWIRE_OH | 52.800000000000004 | OPEN | node_8100503_200857181 | node_1377702_588_15297191_458 | ABCN | 8100503
oh_line_TAP_OH_2224970 |  | unb_TAPWIRE_OH | 52.800000000000004 | OPEN | node_8100503_200857181 | node_1377695_247_15297207_527 | ABCN | 8100503

## UndergroundLine
Name | GroupId | Configuration | NumParallelCables | Length | Status | From | To | Phases | Feeder | Comments
und_line_8100503_200984476 |  | und_3P_2ALURD_2AL(N) | 0 | 158.4 | OPEN | node_8100503_200984475 | node_intto1_8100503_200984476 | ABCN | 8100503
und_line_TAP_UG_63022 |  | und_TAPWIRE_UG | 0 | 52.800000000000004 | OPEN | node_8100503_200984476 | node_1379048_925_15297663_206 | ABCN | 8100503