## Feeder
Name | Description | Comments
8100302

## Node
Name | GroupId | Latitude | Longitude | BusType | NominalVoltage | ConsistentPath | DistToSlack | Phases | Feeder | Comments
node_1376060_446_15292512_095 |  | 42.098987532455354 | -75.97661537013363 | PQ | 7199.557 | False | -1 | AN | 8100302
node_1376341_016_15292129_298 |  | 42.09793904900195 | -75.97554792774801 | PQ | 2771.281 | False | -1 | ABCN | 8100302
node_1376354_301_15292520_257 |  | 42.09900988822602 | -75.9754973843111 | PQ | 7199.557 | False | -1 | AN | 8100302
node_1376407_013_15292268_855 |  | 42.09832129652559 | -75.97529683891055 | PQ | 2771.281 | False | -1 | ABCN | 8100302
node_1376424_694_15292281_079 |  | 42.098354778140475 | -75.97522957067511 | PQ | 2771.281 | False | -1 | ABCN | 8100302
node_1376444_098_15292286_764 |  | 42.09837034939216 | -75.97515574720128 | PQ | 2771.281 | False | -1 | ABCN | 8100302
node_1376515_801_15293415_212 |  | 42.10146117574666 | -75.97488294960576 | PQ | 2771.281 | False | -1 | AN | 8100302
node_1376550_714_15292834_267 |  | 42.099869963642504 | -75.97475012137747 | PQ | 2771.281 | False | -1 | ABCN | 8100302
node_1376579_866_15292408_816 |  | 42.09870465060783 | -75.97463921115747 | PQ | 2771.281 | False | -1 | ABCN | 8100302
node_1376610_213_15292315_036 |  | 42.09844778658262 | -75.9745237545011 | PQ | 2771.281 | False | -1 | ABCN | 8100302
node_1376695_438_15293282_913 |  | 42.10109880793186 | -75.9741995117905 | PQ | 2771.281 | False | -1 | ABCN | 8100302
node_1376812_704_15293826_605 |  | 42.102587983828606 | -75.97375336751708 | PQ | 2771.281 | False | -1 | AN | 8100302
node_1377191_552_15292427_713 |  | 42.09875640961278 | -75.97231202163937 | PQ | 2771.281 | False | -1 | ABCN | 8100302
node_1377200_493_15293493_803 |  | 42.10167643700285 | -75.97227800516444 | PQ | 2771.281 | False | -1 | ABCN | 8100302
node_1377202_879_15291642_337 |  | 42.09660525968032 | -75.97226892750992 | PQ | 2771.281 | False | -1 | ABCN | 8100302
node_1377245_086_15291836_795 |  | 42.097137881397266 | -75.97210834889934 | PQ | 2771.281 | False | -1 | ABCN | 8100302
node_1377291_322_15292371_991 |  | 42.09860378669518 | -75.97193244175979 | PQ | 2771.281 | False | -1 | ABCN | 8100302
node_1377295_767_15292397_982 |  | 42.09867497621192 | -75.97191553053834 | PQ | 2771.281 | False | -1 | ABCN | 8100302
node_1377305_063_15292421_587 |  | 42.09873963045925 | -75.97188016344842 | PQ | 2771.281 | False | -1 | ABCN | 8100302
node_1377382_623_15293594_726 |  | 42.101952865751166 | -75.97158508260789 | PQ | 2771.281 | False | -1 | ABCN | 8100302
node_1377408_008_15292806_478 |  | 42.099793849392164 | -75.97148850412495 | PQ | 2771.281 | False | -1 | ABCN | 8100302
node_1377411_076_15292485_057 |  | 42.098913475198856 | -75.97147683176782 | PQ | 2771.281 | False | -1 | ABCN | 8100302
node_1377573_169_15292611_984 |  | 42.09926112907099 | -75.97086014096476 | PQ | 2771.281 | False | -1 | ABCN | 8100302
node_1377580_736_15292636_666 |  | 42.09932873322827 | -75.97083135194052 | PQ | 2771.281 | False | -1 | ABCN | 8100302
node_1377583_3_15292663_093 |  | 42.099401116951825 | -75.97082159707621 | PQ | 2771.281 | False | -1 | ABCN | 8100302
node_1377597_038_15293153_84 |  | 42.10074527615188 | -75.9707693301785 | PQ | 2771.281 | False | -1 | ABCN | 8100302
node_1377597_827_15293180_453 |  | 42.10081816933063 | -75.97076632838913 | PQ | 2771.281 | False | -1 | ABCN | 8100302
node_1377601_404_15293127_905 |  | 42.10067424001951 | -75.97075271951643 | PQ | 2771.281 | False | -1 | ABCN | 8100302
node_1377639_015_15291443_29 |  | 42.09606006866276 | -75.97060962661425 | PQ | 2771.281 | False | -1 | ABCN | 8100302
node_1377640_551_15292144_34 |  | 42.097980249137024 | -75.97060378282659 | PQ | 2771.281 | False | -1 | ABCN | 8100302
node_1377676_702_15291770_797 |  | 42.096957112449346 | -75.97046624456632 | PQ | 2771.281 | False | -1 | ABCN | 8100302
node_1377679_859_15291718_197 |  | 42.09681304070989 | -75.9704542336043 | PQ | 2771.281 | False | -1 | ABCN | 8100302
node_1377680_861_15291744_799 |  | 42.09688590375957 | -75.97045042144595 | PQ | 2771.281 | False | -1 | ABCN | 8100302
node_1377689_667_15291819_362 |  | 42.09709013229776 | -75.97041691858517 | PQ | 2771.281 | False | -1 | ABCN | 8100302
node_1377737_84_15292306_98 |  | 42.09842572114663 | -75.97023364203372 | PQ | 2771.281 | False | -1 | ABCN | 8100302
node_1377782_079_15292990_951 |  | 42.10029912212967 | -75.97006533257904 | PQ | 2771.281 | False | -1 | ABCN | 8100302
node_1377797_415_15293007_975 |  | 42.100345750975535 | -75.9700069860116 | PQ | 2771.281 | False | -1 | ABCN | 8100302
node_1377808_973_15293029_717 |  | 42.10040530245385 | -75.96996301303126 | PQ | 2771.281 | False | -1 | ABCN | 8100302
node_1378439_836_15291928_322 |  | 42.09738857444094 | -75.96756286367203 | PQ | 2771.281 | False | -1 | ABCN | 8100302
node_1378440_946_15291871_261 |  | 42.0972322839937 | -75.96755864062234 | PQ | 2771.281 | False | -1 | ABCN | 8100302
node_1378467_269_15291527_962 |  | 42.096291985817196 | -75.9674584934722 | PQ | 2771.281 | False | -1 | ABCN | 8100302
node_1378484_866_15291515_839 |  | 42.09625878084196 | -75.9673915448189 | PQ | 2771.281 | False | -1 | ABCN | 8100302
node_1378504_232_15291510_267 |  | 42.096243519098 | -75.96731786591793 | PQ | 2771.281 | False | -1 | ABCN | 8100302
node_1378555_201_15291835_322 |  | 42.09713384684076 | -75.96712395184674 | PQ | 2771.281 | False | -1 | ABCN | 8100302
node_1378889_743_15291676_466 |  | 42.09669873923158 | -75.9658511703285 | PQ | 2771.281 | False | -1 | ABCN | 8100302
node_1378901_983_15291697_528 |  | 42.0967564281855 | -75.96580460264558 | PQ | 2771.281 | False | -1 | ABCN | 8100302
node_1378909_768_15291722_089 |  | 42.096823700923004 | -75.9657749842296 | PQ | 2771.281 | False | -1 | ABCN | 8100302
node_1379024_508_15291581_695 |  | 42.09643916085097 | -75.96533845024761 | PQ | 2771.281 | False | -1 | ABCN | 8100302
node_1379042_021_15291594_35 |  | 42.096473822977636 | -75.96527182117643 | PQ | 2771.281 | False | -1 | ABCN | 8100302
node_1379056_528_15291612_639 |  | 42.09652391666666 | -75.96521662858034 | PQ | 2771.281 | False | -1 | ABCN | 8100302
node_1379472_445_15291440_786 |  | 42.096053210190604 | -75.96363425186614 | PQ | 2771.281 | False | -1 | ABCN | 8100302
node_1379491_361_15291432_95 |  | 42.09603174733603 | -75.96356228501234 | PQ | 2771.281 | False | -1 | ABCN | 8100302
node_1379717_732_15291367_644 |  | 42.09585287378057 | -75.96270104539202 | PQ | 2771.281 | False | -1 | ABCN | 8100302
node_1379736_416_15291376_746 |  | 42.09587780421732 | -75.96262996119366 | PQ | 2771.281 | False | -1 | ABCN | 8100302
node_1379752_741_15291392_015 |  | 42.095919626106856 | -75.962567851927 | PQ | 2771.281 | False | -1 | ABCN | 8100302
node_8100302_200859984 |  | 42.09899805297914 | -75.97649144835516 | PQ | 7199.557 | False | -1 | AN | 8100302
node_8100302_200860391 |  | 42.09974229307369 | -75.97137563075752 | PQ | 2771.281 | False | -1 | ABCN | 8100302
node_8100302_200861097 |  | 42.098702007466606 | -75.97476393950038 | PQ | 2771.281 | False | -1 | ABCN | 8100302
node_8100302_200861099 |  | 42.099076199572266 | -75.97482798908716 | PQ | 2771.281 | False | -1 | ABCD | 8100302
node_8100302_200861100 |  | 42.0994927832808 | -75.9748477423069 | PQ | 2771.281 | False | -1 | ABCD | 8100302
node_8100302_200861101 |  | 42.09985345838962 | -75.97489490349953 | PQ | 2771.281 | False | -1 | ABCN | 8100302
node_8100302_200861102 |  | 42.100200917792286 | -75.97492878681523 | PQ | 2771.281 | False | -1 | ABCD | 8100302
node_8100302_200861103 |  | 42.10059687404322 | -75.97497218150407 | PQ | 2771.281 | False | -1 | ABCD | 8100302
node_8100302_200861104 |  | 42.10109634830407 | -75.97498240432793 | PQ | 2771.281 | False | -1 | ABCD | 8100302
node_8100302_200861105 |  | 42.10145666460303 | -75.97500757142129 | PQ | 2771.281 | False | -1 | AN | 8100302
node_8100302_200861108 |  | 42.101082965518536 | -75.97474629780547 | PQ | 2771.281 | False | -1 | ABCD | 8100302
node_8100302_200861109 |  | 42.10118537970884 | -75.97423282822837 | PQ | 2771.281 | False | -1 | ABCN | 8100302
node_8100302_200861110 |  | 42.10125121446796 | -75.97377859167867 | PQ | 2771.281 | False | -1 | ABCD | 8100302
node_8100302_200861112 |  | 42.10171899020711 | -75.9721681107591 | PQ | 2771.281 | False | -1 | ABCN | 8100302
node_8100302_200861113 |  | 42.10190414704337 | -75.97168992076726 | PQ | 2771.281 | False | -1 | ABCN | 8100302
node_8100302_200862492 |  | 42.10157305868228 | -75.9738110330702 | PQ | 2771.281 | False | -1 | AD | 8100302
node_8100302_200862494 |  | 42.10192292293261 | -75.97383344947444 | PQ | 2771.281 | False | -1 | AD | 8100302
node_8100302_200862495 |  | 42.10220186608885 | -75.97387041447503 | PQ | 2771.281 | False | -1 | AD | 8100302
node_8100302_200862496 |  | 42.10258668553954 | -75.97387813390549 | PQ | 2771.281 | False | -1 | AN | 8100302
node_8100302_200863267 |  | 42.0980847723623 | -75.97089524173623 | PQ | 2771.281 | False | -1 | ABCD | 8100302
node_8100302_200863268 |  | 42.09750436593876 | -75.97080026116397 | PQ | 2771.281 | False | -1 | ABCD | 8100302
node_8100302_200863269 |  | 42.0968953807219 | -75.97071210595308 | PQ | 2771.281 | False | -1 | ABCN | 8100302
node_8100302_200863271 |  | 42.096220763432385 | -75.9706042545907 | PQ | 2771.281 | False | -1 | ABCD | 8100302
node_8100302_200863689 |  | 42.09704805020261 | -75.97210900708636 | PQ | 2771.281 | False | -1 | ABCN | 8100302
node_8100302_200863695 |  | 42.09614808663515 | -75.97058466116201 | PQ | 2771.281 | False | -1 | ABCN | 8100302
node_8100302_200864041 |  | 42.09833589542998 | -75.97023223815503 | PQ | 2771.281 | False | -1 | ABCN | 8100302
node_8100302_200864043 |  | 42.09714521097854 | -75.96688880787524 | PQ | 2771.281 | False | -1 | ABCD | 8100302
node_8100302_200864044 |  | 42.09734534744109 | -75.96756137228871 | PQ | 2771.281 | False | -1 | ABCN | 8100302
node_8100302_200864045 |  | 42.09750965222122 | -75.96820309702589 | PQ | 2771.281 | False | -1 | ABCD | 8100302
node_8100302_200864046 |  | 42.09763626279454 | -75.96880199014751 | PQ | 2771.281 | False | -1 | ABCD | 8100302
node_8100302_200864047 |  | 42.097782347703735 | -75.96941120120673 | PQ | 2771.281 | False | -1 | ABCD | 8100302
node_8100302_200864048 |  | 42.097925488181 | -75.9699900938129 | PQ | 2771.281 | False | -1 | ABCD | 8100302
node_8100302_200864049 |  | 42.09806544593276 | -75.97056421931885 | PQ | 2771.281 | False | -1 | ABCN | 8100302
node_8100302_200864050 |  | 42.098189394191806 | -75.97108590291779 | PQ | 2771.281 | False | -1 | ABCD | 8100302
node_8100302_200864051 |  | 42.09834972467357 | -75.9717480885209 | PQ | 2771.281 | False | -1 | ABCD | 8100302
node_8100302_200864052 |  | 42.09870287573165 | -75.9723322047732 | PQ | 2771.281 | False | -1 | ABCN | 8100302
node_8100302_200864053 |  | 42.09866969540747 | -75.97306751000849 | PQ | 2771.281 | False | -1 | ABCD | 8100302
node_8100302_200864054 |  | 42.09855874647306 | -75.9737082874129 | PQ | 2771.281 | False | -1 | ABCD | 8100302
node_8100302_200864055 |  | 42.098370817762266 | -75.97445940815949 | PQ | 2771.281 | False | -1 | ABCN | 8100302
node_8100302_200864057 |  | 42.09789748184001 | -75.97621475109665 | PQ | 2771.281 | False | -1 | ABCD | 8100302
node_8100302_200864060 |  | 42.096125648694276 | -75.96276164805717 | PQ | 2771.281 | False | -1 | ABCN | 8100302
node_8100302_200864061 |  | 42.09630720373705 | -75.96351209159397 | PQ | 2771.281 | False | -1 | ABCN | 8100302
node_8100302_200864062 |  | 42.09648800007504 | -75.964216481062 | PQ | 2771.281 | False | -1 | ABCD | 8100302
node_8100302_200864063 |  | 42.09665141467807 | -75.9648484128894 | PQ | 2771.281 | False | -1 | ABCD | 8100302
node_8100302_200864064 |  | 42.096813662464356 | -75.96552375081927 | PQ | 2771.281 | False | -1 | ABCD | 8100302
node_8100302_200864065 |  | 42.09698764415428 | -75.96621359169093 | PQ | 2771.281 | False | -1 | ABCD | 8100302
node_8100302_200864066 |  | 42.09625444499474 | -75.96266018833752 | PQ | 2771.281 | False | -1 | ABCD | 8100302
node_8100302_200864067 |  | 42.09710068842863 | -75.96707583571227 | PQ | 2771.281 | False | -1 | ABCN | 8100302
node_8100302_200864068 |  | 42.09652200757917 | -75.96729283578836 | PQ | 2771.281 | False | -1 | ABCN | 8100302
node_8100302_200864072 |  | 42.09816619754615 | -75.9747420062739 | PQ | 2771.281 | False | -1 | ABCD | 8100302
node_8100302_200864073 |  | 42.09809195677622 | -75.97513338786528 | PQ | 2771.281 | False | -1 | ABCN | 8100302
node_8100302_200864074 |  | 42.09802634935464 | -75.97557735974108 | PQ | 2771.281 | False | -1 | ABCN | 8100302
node_8100302_200864075 |  | 42.09670019912201 | -75.96543963984425 | PQ | 2771.281 | False | -1 | ABCN | 8100302
node_8100302_200864076 |  | 42.09689706521086 | -75.96605337070798 | PQ | 2771.281 | False | -1 | ABCN | 8100302
node_8100302_200865324 |  | 42.09627811274951 | -75.96335474304571 | PQ | 2771.281 | False | -1 | ABCD | 8100302
node_8100302_200865705 |  | 42.09910929224824 | -75.97493170870906 | PQ | 7199.557 | False | -1 | AN | 8100302
node_8100302_200865706 |  | 42.099099360610836 | -75.97550860012231 | PQ | 7199.557 | False | -1 | AN | 8100302
node_8100302_200866795 |  | 42.098579132898095 | -75.97164470750387 | PQ | 2771.281 | False | -1 | ABCN | 8100302
node_8100302_200866796 |  | 42.098845205463 | -75.97141208975307 | PQ | 2771.281 | False | -1 | ABCN | 8100302
node_8100302_200866801 |  | 42.09939607170193 | -75.97111694043065 | PQ | 2771.281 | False | -1 | ABCN | 8100302
node_8100302_200866802 |  | 42.099849481352244 | -75.97091607544797 | PQ | 2771.281 | False | -1 | ABCN | 8100302
node_8100302_200866804 |  | 42.10021434440192 | -75.97074243201523 | PQ | 2771.281 | False | -1 | ABCD | 8100302
node_8100302_200866808 |  | 42.10077256761218 | -75.97048150080884 | PQ | 2771.281 | False | -1 | ABCN | 8100302
node_8100302_200866811 |  | 42.10053542991145 | -75.97021786076338 | PQ | 2771.281 | False | -1 | ABCN | 8100302
node_8100302_200866814 |  | 42.10141917034369 | -75.97107834327842 | PQ | 2771.281 | False | -1 | ABCD | 8100302
node_8100302_200917383 |  | 42.09813639167792 | -75.97022911842464 | PQ | 2771.281 | False | -1 | ABCN | 8100302
node_8100302_200917384 |  | 42.09799758978688 | -75.97625799740808 | PQ | 2771.281 | False | -1 | ABCD | 8100302
node_8100302_201028001 |  | 42.09649363968933 | -75.97211304751767 | PQ | 2771.281 | False | -1 | ABCN | 8100302
node_8100302_201028002 |  | 42.09634193433889 | -75.97134439540811 | PQ | 2771.281 | False | -1 | ABCD | 8100302
node_8100302_201028003 |  | 42.096541909200056 | -75.97218045652144 | PQ | 2771.281 | False | -1 | ABCN | 8100302
node_8100302_201037198 |  | 42.097377897793784 | -75.97074201731937 | PQ | 2771.281 | False | -1 | ABCN | 8100302
node_8100302_201050157 |  | 42.09715881562359 | -75.97049735056106 | PQ | 2771.281 | False | -1 | ABCN | 8100302
node_8100302_311902249 |  | 42.09725327026114 | -75.96755934826851 | PQ | 2771.281 | False | -1 | ABCN | 8100302
node_220386301 |  | 42.09908259515233 | -75.97484637266918 | PQ | 2771.281 | False | -1 | AD | 8100302
node_220463532 |  | 42.09910606569863 | -75.97492139077147 | PQ | 7199.557 | False | -1 | AN | 8100302
node_311908252 |  | 42.09910357320276 | -75.97491342784987 | PQ | 2771.281 | False | -1 | AD | 8100302
node_SOURCE_8100302 |  | 42.096374985929764 | -75.96234010780381 | SWING | 2771.281 | False | -1 | ABCN | 8100302
node_intto1_8100302_200859984 |  | 42.09899805297914 | -75.97649144835516 | PQ | 7199.557 | False | -1 | AN | 8100302
node_intto1_8100302_200860391 |  | 42.09974229307369 | -75.97137563075752 | PQ | 2771.281 | False | -1 | ABCN | 8100302
node_intto1_8100302_200861097 |  | 42.098702007466606 | -75.97476393950038 | PQ | 2771.281 | False | -1 | ABCD | 8100302
node_intto1_8100302_200863689 |  | 42.09704805020261 | -75.97210900708636 | PQ | 2771.281 | False | -1 | ABCN | 8100302
node_intto1_8100302_200866795 |  | 42.098579132898095 | -75.97164470750387 | PQ | 2771.281 | False | -1 | ABCD | 8100302
node_intto1_8100302_201028003 |  | 42.096541909200056 | -75.97218045652144 | PQ | 2771.281 | False | -1 | ABCD | 8100302
node_intto1_8100302_311902249 |  | 42.09725327026114 | -75.96755934826851 | PQ | 2771.281 | False | -1 | ABCN | 8100302
node_intto1_220386301 |  | 42.09908259515233 | -75.97484637266918 | PQ | 2771.281 | False | -1 | AD | 8100302
node_intto1_220463532 |  | 42.09910606569863 | -75.97492139077147 | PQ | 2771.281 | False | -1 | AD | 8100302
node_intto1_311908252 |  | 42.09910357320276 | -75.97491342784987 | PQ | 2771.281 | False | -1 | AD | 8100302

## Capacitor
Name | GroupId | NominalVoltage | RemoteSense | RemoteSenseB | ParticipatingPhases | PhasesConnected | SwitchA | SwitchB | SwitchC | Control | ControlLevel | VoltageSetHigh | VoltageSetLow | ReactivePowerSetHigh | ReactivePowerSetLow | CapacitorA | CapacitorB | CapacitorC | TimeDelay | DwellTime | LockoutTime | CurrentSetHigh | CurrentSetLow | Status | ParentNode | Phases | Feeder | Comments

## EVChargingStation
Name | GroupId | ServiceCharge | ServiceDischarge | ChargeEfficiency | DischargeEfficiency | CommitmentStatus | ConstructionTime | CalendarLife | YearOfInstallation | DepthOfDischarge | ReactivePower | ReactivePowerA | ReactivePowerB | ReactivePowerC | ActivePower | ActivePowerA | ActivePowerB | ActivePowerC | Energy | MaxEnergy | PowerCharge | PowerDischarge | RampUpLimit | RampDownLimit | CapitalCost | FixedOperatingCost | VariableOperatingCost | MaxReactivePower | MaxActivePower | OutputSchedule | PlanningStatus | UnitType | UnitSubtype | ParentNode | Phases | Feeder | Comments
evchargingstation_load_220347963 |  | 0 | 0 | 0.92 | 0 | False | 0 | 0 | 0 | 0 | 0 | 0 | 0 | 0 | 0 | 0 | 0 | 0 | 0 | 0.01983016100014437 | 0 | 0 | 0 | 0 | 0 | 0 | 0.001 | 0.0014079355561084717 | 0.0033050268333573948 | OPTIMIZED | INSTALLED |  |  | node_1376579_866_15292408_816 | AN | 8100302
evchargingstation_load_220347965 |  | 0 | 0 | 0.92 | 0 | False | 0 | 0 | 0 | 0 | 0 | 0 | 0 | 0 | 0 | 0 | 0 | 0 | 0 | 0.06978436313756631 | 0 | 0 | 0 | 0 | 0 | 0 | 0.001 | 0.00495466900139823 | 0.011630727189594386 | OPTIMIZED | INSTALLED |  |  | node_1376515_801_15293415_212 | AN | 8100302
evchargingstation_load_220347966 |  | 0 | 0 | 0.92 | 0 | False | 0 | 0 | 0 | 0 | 0 | 0 | 0 | 0 | 0 | 0 | 0 | 0 | 0 | 0.011202999266079651 | 0 | 0 | 0 | 0 | 0 | 0 | 0.001 | 0.0007954095281727095 | 0.0018671665443466086 | OPTIMIZED | INSTALLED |  |  | node_1376695_438_15293282_913 | AN | 8100302
evchargingstation_load_220348552 |  | 0 | 0 | 0.92 | 0 | False | 0 | 0 | 0 | 0 | 0 | 0 | 0 | 0 | 0 | 0 | 0 | 0 | 0 | 0.05606234628503088 | 0 | 0 | 0 | 0 | 0 | 0 | 0.001 | 0.0039804099260679696 | 0.00934372438083848 | OPTIMIZED | INSTALLED |  |  | node_1376812_704_15293826_605 | AN | 8100302
evchargingstation_load_220349135 |  | 0 | 0 | 0.92 | 0 | False | 0 | 0 | 0 | 0 | 0 | 0 | 0 | 0 | 0 | 0 | 0 | 0 | 0 | 0.013864066716433313 | 0 | 0 | 0 | 0 | 0 | 0 | 0.001 | 0.00098434461566701 | 0.0023106777860722187 | OPTIMIZED | INSTALLED |  |  | node_1376341_016_15292129_298 | AN | 8100302
evchargingstation_load_220349777 |  | 0 | 0 | 0.92 | 0 | False | 0 | 0 | 0 | 0 | 0 | 0 | 0 | 0 | 0 | 0 | 0 | 0 | 0 | 0.011004129456622616 | 0 | 0 | 0 | 0 | 0 | 0 | 0.001 | 0.0007812898155438106 | 0.0018340215761037692 | OPTIMIZED | INSTALLED |  |  | node_1376354_301_15292520_257 | AN | 8100302
evchargingstation_load_220350181-L-1 |  | 0 | 0 | 0.92 | 0 | False | 0 | 0 | 0 | 0 | 0 | 0 | 0 | 0 | 0 | 0 | 0 | 0 | 0 | 0 | 0 | 0 | 0 | 0 | 0 | 0 | 0.001 | 0 | 0 | OPTIMIZED | INSTALLED |  |  | node_1377597_038_15293153_84 | AN | 8100302
evchargingstation_load_220350182-L-1 |  | 0 | 0 | 0.92 | 0 | False | 0 | 0 | 0 | 0 | 0 | 0 | 0 | 0 | 0 | 0 | 0 | 0 | 0 | 0 | 0 | 0 | 0 | 0 | 0 | 0 | 0.001 | 0 | 0 | OPTIMIZED | INSTALLED |  |  | node_1377601_404_15293127_905 | BN | 8100302
evchargingstation_load_220350183-L-1 |  | 0 | 0 | 0.92 | 0 | False | 0 | 0 | 0 | 0 | 0 | 0 | 0 | 0 | 0 | 0 | 0 | 0 | 0 | 0 | 0 | 0 | 0 | 0 | 0 | 0 | 0.001 | 0 | 0 | OPTIMIZED | INSTALLED |  |  | node_1377597_827_15293180_453 | CN | 8100302
evchargingstation_load_220633320 |  | 0 | 0 | 0.92 | 0 | False | 0 | 0 | 0 | 0 | 0 | 0 | 0 | 0 | 0 | 0 | 0 | 0 | 0 | 0.027349333795805602 | 0 | 0 | 0 | 0 | 0 | 0 | 0.001 | 0.0019417946763154409 | 0.004558222299300934 | OPTIMIZED | INSTALLED |  |  | node_1376060_446_15292512_095 | AN | 8100302

## Fuse
Name | GroupId | MeanReplacementTime | PhaseAStatus | PhaseBStatus | PhaseCStatus | RepairDistributionType | CurrentLimit | CurrentInAReal | CurrentInAImag | CurrentInA | CurrentInBReal | CurrentInBImag | CurrentInB | CurrentInCReal | CurrentInCImag | CurrentInC | CurrentOutAReal | CurrentOutAImag | CurrentOutA | CurrentOutBReal | CurrentOutBImag | CurrentOutB | CurrentOutCReal | CurrentOutCImag | CurrentOutC | ActivePowerInA | ReactivePowerInA | PowerInA | ActivePowerInB | ReactivePowerInB | PowerInB | ActivePowerInC | ReactivePowerInC | PowerInC | ActivePowerOutA | ReactivePowerOutA | PowerOutA | ActivePowerOutB | ReactivePowerOutB | PowerOutB | ActivePowerOutC | ReactivePowerOutC | PowerOutC | Status | From | To | Length | Phases | Feeder | Comments
fuse_220386301 |  | 0 | GOOD | GOOD | GOOD | NONE | 40 | 0 | 0 | 0+0j | 0 | 0 | 0+0j | 0 | 0 | 0+0j | 0 | 0 | 0+0j | 0 | 0 | 0+0j | 0 | 0 | 0+0j | 0 | 0 | 0+0j | 0 | 0 | 0+0j | 0 | 0 | 0+0j | 0 | 0 | 0+0j | 0 | 0 | 0+0j | 0 | 0 | 0+0j | OPEN | node_intto1_220386301 | node_220386301 | 0 | AD | 8100302
fuse_220386479 |  | 0 | GOOD | GOOD | GOOD | NONE | 50 | 0 | 0 | 0+0j | 0 | 0 | 0+0j | 0 | 0 | 0+0j | 0 | 0 | 0+0j | 0 | 0 | 0+0j | 0 | 0 | 0+0j | 0 | 0 | 0+0j | 0 | 0 | 0+0j | 0 | 0 | 0+0j | 0 | 0 | 0+0j | 0 | 0 | 0+0j | 0 | 0 | 0+0j | OPEN | node_intto1_8100302_200863689 | node_8100302_200863689 | 0 | ABCN | 8100302
fuse_220386590 |  | 0 | GOOD | GOOD | GOOD | NONE | 75 | 0 | 0 | 0+0j | 0 | 0 | 0+0j | 0 | 0 | 0+0j | 0 | 0 | 0+0j | 0 | 0 | 0+0j | 0 | 0 | 0+0j | 0 | 0 | 0+0j | 0 | 0 | 0+0j | 0 | 0 | 0+0j | 0 | 0 | 0+0j | 0 | 0 | 0+0j | 0 | 0 | 0+0j | OPEN | node_intto1_8100302_200860391 | node_8100302_200860391 | 0 | ABCN | 8100302
fuse_220386726 |  | 0 | GOOD | GOOD | GOOD | NONE | 150 | 0 | 0 | 0+0j | 0 | 0 | 0+0j | 0 | 0 | 0+0j | 0 | 0 | 0+0j | 0 | 0 | 0+0j | 0 | 0 | 0+0j | 0 | 0 | 0+0j | 0 | 0 | 0+0j | 0 | 0 | 0+0j | 0 | 0 | 0+0j | 0 | 0 | 0+0j | 0 | 0 | 0+0j | OPEN | node_intto1_8100302_200866795 | node_8100302_200866795 | 0 | ABCD | 8100302
fuse_220386734 |  | 0 | GOOD | GOOD | GOOD | NONE | 150 | 0 | 0 | 0+0j | 0 | 0 | 0+0j | 0 | 0 | 0+0j | 0 | 0 | 0+0j | 0 | 0 | 0+0j | 0 | 0 | 0+0j | 0 | 0 | 0+0j | 0 | 0 | 0+0j | 0 | 0 | 0+0j | 0 | 0 | 0+0j | 0 | 0 | 0+0j | 0 | 0 | 0+0j | OPEN | node_intto1_8100302_200861097 | node_8100302_200861097 | 0 | ABCD | 8100302
fuse_220625863 |  | 0 | GOOD | GOOD | GOOD | NONE | 15 | 0 | 0 | 0+0j | 0 | 0 | 0+0j | 0 | 0 | 0+0j | 0 | 0 | 0+0j | 0 | 0 | 0+0j | 0 | 0 | 0+0j | 0 | 0 | 0+0j | 0 | 0 | 0+0j | 0 | 0 | 0+0j | 0 | 0 | 0+0j | 0 | 0 | 0+0j | 0 | 0 | 0+0j | OPEN | node_intto1_8100302_201028003 | node_8100302_201028003 | 0 | ABCD | 8100302
fuse_311902250 |  | 0 | GOOD | GOOD | GOOD | NONE | 140 | 0 | 0 | 0+0j | 0 | 0 | 0+0j | 0 | 0 | 0+0j | 0 | 0 | 0+0j | 0 | 0 | 0+0j | 0 | 0 | 0+0j | 0 | 0 | 0+0j | 0 | 0 | 0+0j | 0 | 0 | 0+0j | 0 | 0 | 0+0j | 0 | 0 | 0+0j | 0 | 0 | 0+0j | OPEN | node_intto1_8100302_311902249 | node_8100302_311902249 | 0 | ABCN | 8100302
fuse_311908252 |  | 0 | GOOD | GOOD | GOOD | NONE | 100 | 0 | 0 | 0+0j | 0 | 0 | 0+0j | 0 | 0 | 0+0j | 0 | 0 | 0+0j | 0 | 0 | 0+0j | 0 | 0 | 0+0j | 0 | 0 | 0+0j | 0 | 0 | 0+0j | 0 | 0 | 0+0j | 0 | 0 | 0+0j | 0 | 0 | 0+0j | 0 | 0 | 0+0j | OPEN | node_intto1_311908252 | node_311908252 | 0 | AD | 8100302

## Generator
Name | GroupId | ColdStartupCost | ColdStartupTime | HotStartupCost | HotStartupStatus | ShutdownCost | CommitmentStatus | ConstructionTime | CalendarLife | YearOfInstallation | ReactivePower | ActivePower | MaxPowerOutput | MinPowerOutput | MinimumDowntime | MinimumUptime | NoLoadCost | NonSpinningReserve | SpinningReserve | OperatingReserve | RampUpLimit | RampDownLimit | StartupCapability | ShutdownCapability | ShutdownStatus | StartupStatus | CapitalCost | FixedOperatingCost | VariableOperatingCost | MaxReactivePower | MaxActivePower | OutputSchedule | PlanningStatus | UnitType | UnitSubtype | ParentNode | Phases | Feeder | Comments
generator_load_220347963 |  | 0 | 0 | 0 | 0 | 0 | False | 0 | 0 | 0 | 0 | 0 | 0 | 0 | 0 | 0 | 0 | 0 | 0 | 0 | 0 | 0 | 0 | 0 | False | False | 0 | 0 | 0.19 | 0.0014079355561084717 | 0.0033050268333573948 | OPTIMIZED | INSTALLED | natural_gas |  | node_1376579_866_15292408_816 | AN | 8100302
generator_load_220347965 |  | 0 | 0 | 0 | 0 | 0 | False | 0 | 0 | 0 | 0 | 0 | 0 | 0 | 0 | 0 | 0 | 0 | 0 | 0 | 0 | 0 | 0 | 0 | False | False | 0 | 0 | 0.19 | 0.00495466900139823 | 0.011630727189594386 | OPTIMIZED | INSTALLED | natural_gas |  | node_1376515_801_15293415_212 | AN | 8100302
generator_load_220347966 |  | 0 | 0 | 0 | 0 | 0 | False | 0 | 0 | 0 | 0 | 0 | 0 | 0 | 0 | 0 | 0 | 0 | 0 | 0 | 0 | 0 | 0 | 0 | False | False | 0 | 0 | 0.19 | 0.0007954095281727095 | 0.0018671665443466086 | OPTIMIZED | INSTALLED | natural_gas |  | node_1376695_438_15293282_913 | AN | 8100302
generator_load_220348552 |  | 0 | 0 | 0 | 0 | 0 | False | 0 | 0 | 0 | 0 | 0 | 0 | 0 | 0 | 0 | 0 | 0 | 0 | 0 | 0 | 0 | 0 | 0 | False | False | 0 | 0 | 0.19 | 0.0039804099260679696 | 0.00934372438083848 | OPTIMIZED | INSTALLED | natural_gas |  | node_1376812_704_15293826_605 | AN | 8100302
generator_load_220349135 |  | 0 | 0 | 0 | 0 | 0 | False | 0 | 0 | 0 | 0 | 0 | 0 | 0 | 0 | 0 | 0 | 0 | 0 | 0 | 0 | 0 | 0 | 0 | False | False | 0 | 0 | 0.19 | 0.00098434461566701 | 0.0023106777860722187 | OPTIMIZED | INSTALLED | natural_gas |  | node_1376341_016_15292129_298 | AN | 8100302
generator_load_220349777 |  | 0 | 0 | 0 | 0 | 0 | False | 0 | 0 | 0 | 0 | 0 | 0 | 0 | 0 | 0 | 0 | 0 | 0 | 0 | 0 | 0 | 0 | 0 | False | False | 0 | 0 | 0.19 | 0.0007812898155438106 | 0.0018340215761037692 | OPTIMIZED | INSTALLED | natural_gas |  | node_1376354_301_15292520_257 | AN | 8100302
generator_load_220350181-L-1 |  | 0 | 0 | 0 | 0 | 0 | False | 0 | 0 | 0 | 0 | 0 | 0 | 0 | 0 | 0 | 0 | 0 | 0 | 0 | 0 | 0 | 0 | 0 | False | False | 0 | 0 | 0.19 | 0 | 0 | OPTIMIZED | INSTALLED | natural_gas |  | node_1377597_038_15293153_84 | AN | 8100302
generator_load_220350182-L-1 |  | 0 | 0 | 0 | 0 | 0 | False | 0 | 0 | 0 | 0 | 0 | 0 | 0 | 0 | 0 | 0 | 0 | 0 | 0 | 0 | 0 | 0 | 0 | False | False | 0 | 0 | 0.19 | 0 | 0 | OPTIMIZED | INSTALLED | natural_gas |  | node_1377601_404_15293127_905 | BN | 8100302
generator_load_220350183-L-1 |  | 0 | 0 | 0 | 0 | 0 | False | 0 | 0 | 0 | 0 | 0 | 0 | 0 | 0 | 0 | 0 | 0 | 0 | 0 | 0 | 0 | 0 | 0 | False | False | 0 | 0 | 0.19 | 0 | 0 | OPTIMIZED | INSTALLED | natural_gas |  | node_1377597_827_15293180_453 | CN | 8100302
generator_load_220633320 |  | 0 | 0 | 0 | 0 | 0 | False | 0 | 0 | 0 | 0 | 0 | 0 | 0 | 0 | 0 | 0 | 0 | 0 | 0 | 0 | 0 | 0 | 0 | False | False | 0 | 0 | 0.19 | 0.0019417946763154409 | 0.004558222299300934 | OPTIMIZED | INSTALLED | natural_gas |  | node_1376060_446_15292512_095 | AN | 8100302

## HeatPump
Name | GroupId | YearOfInstallation | ReactivePower | ActivePower | MaxPowerOutput | MinPowerOutput | RampUpLimit | RampDownLimit | CapitalCost | FixedOperatingCost | VariableOperatingCost | MaxReactivePower | MaxActivePower | OutputSchedule | PlanningStatus | UnitType | UnitSubtype | ParentNode | Phases | Feeder | Comments
heatpump_load_220347963 |  | 0 | 0 | 0 | 0 | 0 | 0 | 0 | 0 | 0 | 0.19 | 0.0014079355561084717 | 0.0033050268333573948 | OPTIMIZED | INSTALLED |  |  | node_1376579_866_15292408_816 | AN | 8100302
heatpump_load_220347965 |  | 0 | 0 | 0 | 0 | 0 | 0 | 0 | 0 | 0 | 0.19 | 0.00495466900139823 | 0.011630727189594386 | OPTIMIZED | INSTALLED |  |  | node_1376515_801_15293415_212 | AN | 8100302
heatpump_load_220347966 |  | 0 | 0 | 0 | 0 | 0 | 0 | 0 | 0 | 0 | 0.19 | 0.0007954095281727095 | 0.0018671665443466086 | OPTIMIZED | INSTALLED |  |  | node_1376695_438_15293282_913 | AN | 8100302
heatpump_load_220348552 |  | 0 | 0 | 0 | 0 | 0 | 0 | 0 | 0 | 0 | 0.19 | 0.0039804099260679696 | 0.00934372438083848 | OPTIMIZED | INSTALLED |  |  | node_1376812_704_15293826_605 | AN | 8100302
heatpump_load_220349135 |  | 0 | 0 | 0 | 0 | 0 | 0 | 0 | 0 | 0 | 0.19 | 0.00098434461566701 | 0.0023106777860722187 | OPTIMIZED | INSTALLED |  |  | node_1376341_016_15292129_298 | AN | 8100302
heatpump_load_220349777 |  | 0 | 0 | 0 | 0 | 0 | 0 | 0 | 0 | 0 | 0.19 | 0.0007812898155438106 | 0.0018340215761037692 | OPTIMIZED | INSTALLED |  |  | node_1376354_301_15292520_257 | AN | 8100302
heatpump_load_220350181-L-1 |  | 0 | 0 | 0 | 0 | 0 | 0 | 0 | 0 | 0 | 0.19 | 0 | 0 | OPTIMIZED | INSTALLED |  |  | node_1377597_038_15293153_84 | AN | 8100302
heatpump_load_220350182-L-1 |  | 0 | 0 | 0 | 0 | 0 | 0 | 0 | 0 | 0 | 0.19 | 0 | 0 | OPTIMIZED | INSTALLED |  |  | node_1377601_404_15293127_905 | BN | 8100302
heatpump_load_220350183-L-1 |  | 0 | 0 | 0 | 0 | 0 | 0 | 0 | 0 | 0 | 0.19 | 0 | 0 | OPTIMIZED | INSTALLED |  |  | node_1377597_827_15293180_453 | CN | 8100302
heatpump_load_220633320 |  | 0 | 0 | 0 | 0 | 0 | 0 | 0 | 0 | 0 | 0.19 | 0.0019417946763154409 | 0.004558222299300934 | OPTIMIZED | INSTALLED |  |  | node_1376060_446_15292512_095 | AN | 8100302

## LineSpacing
Name | DistanceAB | DistanceAC | DistanceAE | DistanceAN | DistanceBC | DistanceBE | DistanceBN | DistanceCE | DistanceCN | DistanceNE | Feeder | Comments

## Load
Name | GroupId | PriorityLevel | LoadClass | BaseReactivePowerA | BaseReactivePowerB | BaseReactivePowerC | BaseActivePowerA | BaseActivePowerB | BaseActivePowerC | BasePowerA | BasePowerB | BasePowerC | ConstantCurrentAReal | ConstantCurrentAImag | ConstantCurrentA | ConstantCurrentBReal | ConstantCurrentBImag | ConstantCurrentB | ConstantCurrentCReal | ConstantCurrentCImag | ConstantCurrentC | ConstantResistanceA | ConstantReactanceA | ConstantImpedanceA | ConstantResistanceB | ConstantReactanceB | ConstantImpedanceB | ConstantResistanceC | ConstantReactanceC | ConstantImpedanceC | ConstantActivePowerA | ConstantReactivePowerA | ConstantPowerA | ConstantActivePowerB | ConstantReactivePowerB | ConstantPowerB | ConstantActivePowerC | ConstantReactivePowerC | ConstantPowerC | CurrentFractionA | CurrentFractionB | CurrentFractionC | CurrentPfA | CurrentPfB | CurrentPfC | ImpedanceFractionA | ImpedanceFractionB | ImpedanceFractionC | ImpedancePfA | ImpedancePfB | ImpedancePfC | PowerFractionA | PowerFractionB | PowerFractionC | PowerPfA | PowerPfB | PowerPfC | DemandResponseLowerBound | DemandResponseShortageCost | DemandResponseSurplusCost | DemandResponseUpperBound | ActivePowerA | ActivePowerB | ActivePowerC | ReactivePowerA | ReactivePowerB | ReactivePowerC | NominalVoltage | Status | ParentNode | Phases | Feeder | Comments
load_220347874 |  | 0 | C | 0 | 0 | 0 | 0 | 0 | 0 | 0 | 0 | 0 | 0 | 0 | 0+0j | 0 | 0 | 0+0j | 0 | 0 | 0+0j | 0 | 0 | 0+0j | 0 | 0 | 0+0j | 0 | 0 | 0+0j | 23333.333 | 9939.958 | 23333.333+9939.958j | 23333.333 | 9939.958 | 23333.333+9939.958j | 23333.333 | 9939.958 | 23333.333+9939.958j | 0 | 0 | 0 | 0 | 0 | 0 | 0 | 0 | 0 | 0 | 0 | 0 | 0 | 0 | 0 | 0 | 0 | 0 | 1 | 0 | 0 | 1 | 0 | 0 | 0 | 0 | 0 | 0 | 0 | OPEN | node_1377408_008_15292806_478 | ABCN | 8100302
load_220347874-L-1 |  | 0 | U | 0 | 0 | 0 | 0 | 0 | 0 | 0 | 0 | 0 | 0 | 0 | 0+0j | 0 | 0 | 0+0j | 0 | 0 | 0+0j | 0 | 0 | 0+0j | 0 | 0 | 0+0j | 0 | 0 | 0+0j | 0 | 0 | 0+0j | 0 | 0 | 0+0j | 0 | 0 | 0+0j | 0 | 0 | 0 | 0 | 0 | 0 | 0 | 0 | 0 | 0 | 0 | 0 | 0 | 0 | 0 | 0 | 0 | 0 | 1 | 0 | 0 | 1 | 0 | 0 | 0 | 0 | 0 | 0 | 0 | OPEN | node_1377408_008_15292806_478 | ABCN | 8100302
load_220347963 |  | 0 | R | 0 | 0 | 0 | 0 | 0 | 0 | 0 | 0 | 0 | 0 | 0 | 0+0j | 0 | 0 | 0+0j | 0 | 0 | 0+0j | 0 | 0 | 0+0j | 0 | 0 | 0+0j | 0 | 0 | 0+0j | 15076.8 | 6422.69 | 15076.8+6422.69j | 0 | 0 | 0+0j | 0 | 0 | 0+0j | 0 | 0 | 0 | 0 | 0 | 0 | 0 | 0 | 0 | 0 | 0 | 0 | 0 | 0 | 0 | 0 | 0 | 0 | 1 | 0 | 0 | 1 | 0 | 0 | 0 | 0 | 0 | 0 | 0 | OPEN | node_1376579_866_15292408_816 | AN | 8100302
load_220347965 |  | 0 | R | 0 | 0 | 0 | 0 | 0 | 0 | 0 | 0 | 0 | 0 | 0 | 0+0j | 0 | 0 | 0+0j | 0 | 0 | 0+0j | 0 | 0 | 0+0j | 0 | 0 | 0+0j | 0 | 0 | 0+0j | 53056.8 | 22602.102 | 53056.8+22602.102j | 0 | 0 | 0+0j | 0 | 0 | 0+0j | 0 | 0 | 0 | 0 | 0 | 0 | 0 | 0 | 0 | 0 | 0 | 0 | 0 | 0 | 0 | 0 | 0 | 0 | 1 | 0 | 0 | 1 | 0 | 0 | 0 | 0 | 0 | 0 | 0 | OPEN | node_1376515_801_15293415_212 | AN | 8100302
load_220347966 |  | 0 | R | 0 | 0 | 0 | 0 | 0 | 0 | 0 | 0 | 0 | 0 | 0 | 0+0j | 0 | 0 | 0+0j | 0 | 0 | 0+0j | 0 | 0 | 0+0j | 0 | 0 | 0+0j | 0 | 0 | 0+0j | 8517.6 | 3628.482 | 8517.6+3628.482j | 0 | 0 | 0+0j | 0 | 0 | 0+0j | 0 | 0 | 0 | 0 | 0 | 0 | 0 | 0 | 0 | 0 | 0 | 0 | 0 | 0 | 0 | 0 | 0 | 0 | 1 | 0 | 0 | 1 | 0 | 0 | 0 | 0 | 0 | 0 | 0 | OPEN | node_1376695_438_15293282_913 | AN | 8100302
load_220347967 |  | 0 | C | 0 | 0 | 0 | 0 | 0 | 0 | 0 | 0 | 0 | 0 | 0 | 0+0j | 0 | 0 | 0+0j | 0 | 0 | 0+0j | 0 | 0 | 0+0j | 0 | 0 | 0+0j | 0 | 0 | 0+0j | 0 | 0 | 0+0j | 0 | 0 | 0+0j | 0 | 0 | 0+0j | 0 | 0 | 0 | 0 | 0 | 0 | 0 | 0 | 0 | 0 | 0 | 0 | 0 | 0 | 0 | 0 | 0 | 0 | 1 | 0 | 0 | 1 | 0 | 0 | 0 | 0 | 0 | 0 | 0 | OPEN | node_1377200_493_15293493_803 | AN | 8100302
load_220347968 |  | 0 | C | 0 | 0 | 0 | 0 | 0 | 0 | 0 | 0 | 0 | 0 | 0 | 0+0j | 0 | 0 | 0+0j | 0 | 0 | 0+0j | 0 | 0 | 0+0j | 0 | 0 | 0+0j | 0 | 0 | 0+0j | 0 | 0 | 0+0j | 0 | 0 | 0+0j | 0 | 0 | 0+0j | 0 | 0 | 0 | 0 | 0 | 0 | 0 | 0 | 0 | 0 | 0 | 0 | 0 | 0 | 0 | 0 | 0 | 0 | 1 | 0 | 0 | 1 | 0 | 0 | 0 | 0 | 0 | 0 | 0 | OPEN | node_1377382_623_15293594_726 | AN | 8100302
load_220348552 |  | 0 | R | 0 | 0 | 0 | 0 | 0 | 0 | 0 | 0 | 0 | 0 | 0 | 0+0j | 0 | 0 | 0+0j | 0 | 0 | 0+0j | 0 | 0 | 0+0j | 0 | 0 | 0+0j | 0 | 0 | 0+0j | 42624 | 18157.748 | 42624+18157.748j | 0 | 0 | 0+0j | 0 | 0 | 0+0j | 0 | 0 | 0 | 0 | 0 | 0 | 0 | 0 | 0 | 0 | 0 | 0 | 0 | 0 | 0 | 0 | 0 | 0 | 1 | 0 | 0 | 1 | 0 | 0 | 0 | 0 | 0 | 0 | 0 | OPEN | node_1376812_704_15293826_605 | AN | 8100302
load_220348804 |  | 0 | C | 0 | 0 | 0 | 0 | 0 | 0 | 0 | 0 | 0 | 0 | 0 | 0+0j | 0 | 0 | 0+0j | 0 | 0 | 0+0j | 0 | 0 | 0+0j | 0 | 0 | 0+0j | 0 | 0 | 0+0j | 10333.333 | 4401.981 | 10333.333+4401.981j | 0 | 0 | 0+0j | 0 | 0 | 0+0j | 0 | 0 | 0 | 0 | 0 | 0 | 0 | 0 | 0 | 0 | 0 | 0 | 0 | 0 | 0 | 0 | 0 | 0 | 1 | 0 | 0 | 1 | 0 | 0 | 0 | 0 | 0 | 0 | 0 | OPEN | node_1377680_861_15291744_799 | AN | 8100302
load_220348805 |  | 0 | C | 0 | 0 | 0 | 0 | 0 | 0 | 0 | 0 | 0 | 0 | 0 | 0+0j | 0 | 0 | 0+0j | 0 | 0 | 0+0j | 0 | 0 | 0+0j | 0 | 0 | 0+0j | 0 | 0 | 0+0j | 0 | 0 | 0+0j | 10333.333 | 4401.981 | 10333.333+4401.981j | 0 | 0 | 0+0j | 0 | 0 | 0 | 0 | 0 | 0 | 0 | 0 | 0 | 0 | 0 | 0 | 0 | 0 | 0 | 0 | 0 | 0 | 1 | 0 | 0 | 1 | 0 | 0 | 0 | 0 | 0 | 0 | 0 | OPEN | node_1377676_702_15291770_797 | BN | 8100302
load_220348806 |  | 0 | C | 0 | 0 | 0 | 0 | 0 | 0 | 0 | 0 | 0 | 0 | 0 | 0+0j | 0 | 0 | 0+0j | 0 | 0 | 0+0j | 0 | 0 | 0+0j | 0 | 0 | 0+0j | 0 | 0 | 0+0j | 0 | 0 | 0+0j | 0 | 0 | 0+0j | 10333.333 | 4401.981 | 10333.333+4401.981j | 0 | 0 | 0 | 0 | 0 | 0 | 0 | 0 | 0 | 0 | 0 | 0 | 0 | 0 | 0 | 0 | 0 | 0 | 1 | 0 | 0 | 1 | 0 | 0 | 0 | 0 | 0 | 0 | 0 | OPEN | node_1377679_859_15291718_197 | CN | 8100302
load_220348998 |  | 0 | C | 0 | 0 | 0 | 0 | 0 | 0 | 0 | 0 | 0 | 0 | 0 | 0+0j | 0 | 0 | 0+0j | 0 | 0 | 0+0j | 0 | 0 | 0+0j | 0 | 0 | 0+0j | 0 | 0 | 0+0j | 1418.4 | 604.236 | 1418.4+604.236j | 0 | 0 | 0+0j | 0 | 0 | 0+0j | 0 | 0 | 0 | 0 | 0 | 0 | 0 | 0 | 0 | 0 | 0 | 0 | 0 | 0 | 0 | 0 | 0 | 0 | 1 | 0 | 0 | 1 | 0 | 0 | 0 | 0 | 0 | 0 | 0 | OPEN | node_1377639_015_15291443_29 | AN | 8100302
load_220349121 |  | 0 | C | 0 | 0 | 0 | 0 | 0 | 0 | 0 | 0 | 0 | 0 | 0 | 0+0j | 0 | 0 | 0+0j | 0 | 0 | 0+0j | 0 | 0 | 0+0j | 0 | 0 | 0+0j | 0 | 0 | 0+0j | 0 | 0 | 0+0j | 0 | 0 | 0+0j | 0 | 0 | 0+0j | 0 | 0 | 0 | 0 | 0 | 0 | 0 | 0 | 0 | 0 | 0 | 0 | 0 | 0 | 0 | 0 | 0 | 0 | 1 | 0 | 0 | 1 | 0 | 0 | 0 | 0 | 0 | 0 | 0 | OPEN | node_1377640_551_15292144_34 | AN | 8100302
load_220349122 |  | 0 | C | 0 | 0 | 0 | 0 | 0 | 0 | 0 | 0 | 0 | 0 | 0 | 0+0j | 0 | 0 | 0+0j | 0 | 0 | 0+0j | 0 | 0 | 0+0j | 0 | 0 | 0+0j | 0 | 0 | 0+0j | 1555.2 | 662.512 | 1555.2+662.512j | 0 | 0 | 0+0j | 0 | 0 | 0+0j | 0 | 0 | 0 | 0 | 0 | 0 | 0 | 0 | 0 | 0 | 0 | 0 | 0 | 0 | 0 | 0 | 0 | 0 | 1 | 0 | 0 | 1 | 0 | 0 | 0 | 0 | 0 | 0 | 0 | OPEN | node_1377191_552_15292427_713 | AN | 8100302
load_220349124 |  | 0 | C | 0 | 0 | 0 | 0 | 0 | 0 | 0 | 0 | 0 | 0 | 0 | 0+0j | 0 | 0 | 0+0j | 0 | 0 | 0+0j | 0 | 0 | 0+0j | 0 | 0 | 0+0j | 0 | 0 | 0+0j | 0 | 0 | 0+0j | 0 | 0 | 0+0j | 0 | 0 | 0+0j | 0 | 0 | 0 | 0 | 0 | 0 | 0 | 0 | 0 | 0 | 0 | 0 | 0 | 0 | 0 | 0 | 0 | 0 | 1 | 0 | 0 | 1 | 0 | 0 | 0 | 0 | 0 | 0 | 0 | OPEN | node_1376610_213_15292315_036 | AN | 8100302
load_220349129 |  | 0 | C | 0 | 0 | 0 | 0 | 0 | 0 | 0 | 0 | 0 | 0 | 0 | 0+0j | 0 | 0 | 0+0j | 0 | 0 | 0+0j | 0 | 0 | 0+0j | 0 | 0 | 0+0j | 0 | 0 | 0+0j | 15666.667 | 6673.972 | 15666.667+6673.972j | 0 | 0 | 0+0j | 0 | 0 | 0+0j | 0 | 0 | 0 | 0 | 0 | 0 | 0 | 0 | 0 | 0 | 0 | 0 | 0 | 0 | 0 | 0 | 0 | 0 | 1 | 0 | 0 | 1 | 0 | 0 | 0 | 0 | 0 | 0 | 0 | OPEN | node_1379736_416_15291376_746 | AN | 8100302
load_220349130 |  | 0 | C | 0 | 0 | 0 | 0 | 0 | 0 | 0 | 0 | 0 | 0 | 0 | 0+0j | 0 | 0 | 0+0j | 0 | 0 | 0+0j | 0 | 0 | 0+0j | 0 | 0 | 0+0j | 0 | 0 | 0+0j | 0 | 0 | 0+0j | 15666.667 | 6673.972 | 15666.667+6673.972j | 0 | 0 | 0+0j | 0 | 0 | 0 | 0 | 0 | 0 | 0 | 0 | 0 | 0 | 0 | 0 | 0 | 0 | 0 | 0 | 0 | 0 | 1 | 0 | 0 | 1 | 0 | 0 | 0 | 0 | 0 | 0 | 0 | OPEN | node_1379752_741_15291392_015 | BN | 8100302
load_220349131 |  | 0 | C | 0 | 0 | 0 | 0 | 0 | 0 | 0 | 0 | 0 | 0 | 0 | 0+0j | 0 | 0 | 0+0j | 0 | 0 | 0+0j | 0 | 0 | 0+0j | 0 | 0 | 0+0j | 0 | 0 | 0+0j | 0 | 0 | 0+0j | 0 | 0 | 0+0j | 15666.667 | 6673.972 | 15666.667+6673.972j | 0 | 0 | 0 | 0 | 0 | 0 | 0 | 0 | 0 | 0 | 0 | 0 | 0 | 0 | 0 | 0 | 0 | 0 | 1 | 0 | 0 | 1 | 0 | 0 | 0 | 0 | 0 | 0 | 0 | OPEN | node_1379717_732_15291367_644 | CN | 8100302
load_220349132 |  | 0 | C | 0 | 0 | 0 | 0 | 0 | 0 | 0 | 0 | 0 | 0 | 0 | 0+0j | 0 | 0 | 0+0j | 0 | 0 | 0+0j | 0 | 0 | 0+0j | 0 | 0 | 0+0j | 0 | 0 | 0+0j | 2000 | 851.996 | 2000+851.996j | 0 | 0 | 0+0j | 0 | 0 | 0+0j | 0 | 0 | 0 | 0 | 0 | 0 | 0 | 0 | 0 | 0 | 0 | 0 | 0 | 0 | 0 | 0 | 0 | 0 | 1 | 0 | 0 | 1 | 0 | 0 | 0 | 0 | 0 | 0 | 0 | OPEN | node_1378467_269_15291527_962 | AN | 8100302
load_220349133 |  | 0 | C | 0 | 0 | 0 | 0 | 0 | 0 | 0 | 0 | 0 | 0 | 0 | 0+0j | 0 | 0 | 0+0j | 0 | 0 | 0+0j | 0 | 0 | 0+0j | 0 | 0 | 0+0j | 0 | 0 | 0+0j | 0 | 0 | 0+0j | 2000 | 851.996 | 2000+851.996j | 0 | 0 | 0+0j | 0 | 0 | 0 | 0 | 0 | 0 | 0 | 0 | 0 | 0 | 0 | 0 | 0 | 0 | 0 | 0 | 0 | 0 | 1 | 0 | 0 | 1 | 0 | 0 | 0 | 0 | 0 | 0 | 0 | OPEN | node_1378484_866_15291515_839 | BN | 8100302
load_220349134 |  | 0 | C | 0 | 0 | 0 | 0 | 0 | 0 | 0 | 0 | 0 | 0 | 0 | 0+0j | 0 | 0 | 0+0j | 0 | 0 | 0+0j | 0 | 0 | 0+0j | 0 | 0 | 0+0j | 0 | 0 | 0+0j | 0 | 0 | 0+0j | 0 | 0 | 0+0j | 2000 | 851.996 | 2000+851.996j | 0 | 0 | 0 | 0 | 0 | 0 | 0 | 0 | 0 | 0 | 0 | 0 | 0 | 0 | 0 | 0 | 0 | 0 | 1 | 0 | 0 | 1 | 0 | 0 | 0 | 0 | 0 | 0 | 0 | OPEN | node_1378504_232_15291510_267 | CN | 8100302
load_220349135 |  | 0 | R | 0 | 0 | 0 | 0 | 0 | 0 | 0 | 0 | 0 | 0 | 0 | 0+0j | 0 | 0 | 0+0j | 0 | 0 | 0+0j | 0 | 0 | 0+0j | 0 | 0 | 0+0j | 0 | 0 | 0+0j | 10540.8 | 4490.362 | 10540.8+4490.362j | 0 | 0 | 0+0j | 0 | 0 | 0+0j | 0 | 0 | 0 | 0 | 0 | 0 | 0 | 0 | 0 | 0 | 0 | 0 | 0 | 0 | 0 | 0 | 0 | 0 | 1 | 0 | 0 | 1 | 0 | 0 | 0 | 0 | 0 | 0 | 0 | OPEN | node_1376341_016_15292129_298 | AN | 8100302
load_220349136 |  | 0 | C | 0 | 0 | 0 | 0 | 0 | 0 | 0 | 0 | 0 | 0 | 0 | 0+0j | 0 | 0 | 0+0j | 0 | 0 | 0+0j | 0 | 0 | 0+0j | 0 | 0 | 0+0j | 0 | 0 | 0+0j | 22333.333 | 9513.96 | 22333.333+9513.96j | 0 | 0 | 0+0j | 0 | 0 | 0+0j | 0 | 0 | 0 | 0 | 0 | 0 | 0 | 0 | 0 | 0 | 0 | 0 | 0 | 0 | 0 | 0 | 0 | 0 | 1 | 0 | 0 | 1 | 0 | 0 | 0 | 0 | 0 | 0 | 0 | OPEN | node_1379042_021_15291594_35 | AN | 8100302
load_220349137 |  | 0 | C | 0 | 0 | 0 | 0 | 0 | 0 | 0 | 0 | 0 | 0 | 0 | 0+0j | 0 | 0 | 0+0j | 0 | 0 | 0+0j | 0 | 0 | 0+0j | 0 | 0 | 0+0j | 0 | 0 | 0+0j | 0 | 0 | 0+0j | 22333.333 | 9513.96 | 22333.333+9513.96j | 0 | 0 | 0+0j | 0 | 0 | 0 | 0 | 0 | 0 | 0 | 0 | 0 | 0 | 0 | 0 | 0 | 0 | 0 | 0 | 0 | 0 | 1 | 0 | 0 | 1 | 0 | 0 | 0 | 0 | 0 | 0 | 0 | OPEN | node_1379056_528_15291612_639 | BN | 8100302
load_220349138 |  | 0 | C | 0 | 0 | 0 | 0 | 0 | 0 | 0 | 0 | 0 | 0 | 0 | 0+0j | 0 | 0 | 0+0j | 0 | 0 | 0+0j | 0 | 0 | 0+0j | 0 | 0 | 0+0j | 0 | 0 | 0+0j | 0 | 0 | 0+0j | 0 | 0 | 0+0j | 22333.333 | 9513.96 | 22333.333+9513.96j | 0 | 0 | 0 | 0 | 0 | 0 | 0 | 0 | 0 | 0 | 0 | 0 | 0 | 0 | 0 | 0 | 0 | 0 | 1 | 0 | 0 | 1 | 0 | 0 | 0 | 0 | 0 | 0 | 0 | OPEN | node_1379024_508_15291581_695 | CN | 8100302
load_220349139 |  | 0 | C | 0 | 0 | 0 | 0 | 0 | 0 | 0 | 0 | 0 | 0 | 0 | 0+0j | 0 | 0 | 0+0j | 0 | 0 | 0+0j | 0 | 0 | 0+0j | 0 | 0 | 0+0j | 0 | 0 | 0+0j | 27333.333 | 11643.951 | 27333.333+11643.951j | 0 | 0 | 0+0j | 0 | 0 | 0+0j | 0 | 0 | 0 | 0 | 0 | 0 | 0 | 0 | 0 | 0 | 0 | 0 | 0 | 0 | 0 | 0 | 0 | 0 | 1 | 0 | 0 | 1 | 0 | 0 | 0 | 0 | 0 | 0 | 0 | OPEN | node_1378901_983_15291697_528 | AN | 8100302
load_220349140 |  | 0 | C | 0 | 0 | 0 | 0 | 0 | 0 | 0 | 0 | 0 | 0 | 0 | 0+0j | 0 | 0 | 0+0j | 0 | 0 | 0+0j | 0 | 0 | 0+0j | 0 | 0 | 0+0j | 0 | 0 | 0+0j | 0 | 0 | 0+0j | 27333.333 | 11643.951 | 27333.333+11643.951j | 0 | 0 | 0+0j | 0 | 0 | 0 | 0 | 0 | 0 | 0 | 0 | 0 | 0 | 0 | 0 | 0 | 0 | 0 | 0 | 0 | 0 | 1 | 0 | 0 | 1 | 0 | 0 | 0 | 0 | 0 | 0 | 0 | OPEN | node_1378909_768_15291722_089 | BN | 8100302
load_220349141 |  | 0 | C | 0 | 0 | 0 | 0 | 0 | 0 | 0 | 0 | 0 | 0 | 0 | 0+0j | 0 | 0 | 0+0j | 0 | 0 | 0+0j | 0 | 0 | 0+0j | 0 | 0 | 0+0j | 0 | 0 | 0+0j | 0 | 0 | 0+0j | 0 | 0 | 0+0j | 27333.333 | 11643.951 | 27333.333+11643.951j | 0 | 0 | 0 | 0 | 0 | 0 | 0 | 0 | 0 | 0 | 0 | 0 | 0 | 0 | 0 | 0 | 0 | 0 | 1 | 0 | 0 | 1 | 0 | 0 | 0 | 0 | 0 | 0 | 0 | OPEN | node_1378889_743_15291676_466 | CN | 8100302
load_220349777 |  | 0 | R | 0 | 0 | 0 | 0 | 0 | 0 | 0 | 0 | 0 | 0 | 0 | 0+0j | 0 | 0 | 0+0j | 0 | 0 | 0+0j | 0 | 0 | 0+0j | 0 | 0 | 0+0j | 0 | 0 | 0+0j | 8366.4 | 3564.071 | 8366.4+3564.071j | 0 | 0 | 0+0j | 0 | 0 | 0+0j | 0 | 0 | 0 | 0 | 0 | 0 | 0 | 0 | 0 | 0 | 0 | 0 | 0 | 0 | 0 | 0 | 0 | 0 | 1 | 0 | 0 | 1 | 0 | 0 | 0 | 0 | 0 | 0 | 0 | OPEN | node_1376354_301_15292520_257 | AN | 8100302
load_220350174 |  | 0 | C | 0 | 0 | 0 | 0 | 0 | 0 | 0 | 0 | 0 | 0 | 0 | 0+0j | 0 | 0 | 0+0j | 0 | 0 | 0+0j | 0 | 0 | 0+0j | 0 | 0 | 0+0j | 0 | 0 | 0+0j | 1333.333 | 567.997 | 1333.333+567.997j | 0 | 0 | 0+0j | 0 | 0 | 0+0j | 0 | 0 | 0 | 0 | 0 | 0 | 0 | 0 | 0 | 0 | 0 | 0 | 0 | 0 | 0 | 0 | 0 | 0 | 1 | 0 | 0 | 1 | 0 | 0 | 0 | 0 | 0 | 0 | 0 | OPEN | node_1377295_767_15292397_982 | AN | 8100302
load_220350175 |  | 0 | C | 0 | 0 | 0 | 0 | 0 | 0 | 0 | 0 | 0 | 0 | 0 | 0+0j | 0 | 0 | 0+0j | 0 | 0 | 0+0j | 0 | 0 | 0+0j | 0 | 0 | 0+0j | 0 | 0 | 0+0j | 0 | 0 | 0+0j | 1333.333 | 567.997 | 1333.333+567.997j | 0 | 0 | 0+0j | 0 | 0 | 0 | 0 | 0 | 0 | 0 | 0 | 0 | 0 | 0 | 0 | 0 | 0 | 0 | 0 | 0 | 0 | 1 | 0 | 0 | 1 | 0 | 0 | 0 | 0 | 0 | 0 | 0 | OPEN | node_1377291_322_15292371_991 | BN | 8100302
load_220350176 |  | 0 | C | 0 | 0 | 0 | 0 | 0 | 0 | 0 | 0 | 0 | 0 | 0 | 0+0j | 0 | 0 | 0+0j | 0 | 0 | 0+0j | 0 | 0 | 0+0j | 0 | 0 | 0+0j | 0 | 0 | 0+0j | 0 | 0 | 0+0j | 0 | 0 | 0+0j | 1333.333 | 567.997 | 1333.333+567.997j | 0 | 0 | 0 | 0 | 0 | 0 | 0 | 0 | 0 | 0 | 0 | 0 | 0 | 0 | 0 | 0 | 0 | 0 | 1 | 0 | 0 | 1 | 0 | 0 | 0 | 0 | 0 | 0 | 0 | OPEN | node_1377305_063_15292421_587 | CN | 8100302
load_220350177 |  | 0 | C | 0 | 0 | 0 | 0 | 0 | 0 | 0 | 0 | 0 | 0 | 0 | 0+0j | 0 | 0 | 0+0j | 0 | 0 | 0+0j | 0 | 0 | 0+0j | 0 | 0 | 0+0j | 0 | 0 | 0+0j | 0 | 0 | 0+0j | 0 | 0 | 0+0j | 0 | 0 | 0+0j | 0 | 0 | 0 | 0 | 0 | 0 | 0 | 0 | 0 | 0 | 0 | 0 | 0 | 0 | 0 | 0 | 0 | 0 | 1 | 0 | 0 | 1 | 0 | 0 | 0 | 0 | 0 | 0 | 0 | OPEN | node_1377411_076_15292485_057 | AN | 8100302
load_220350178 |  | 0 | C | 0 | 0 | 0 | 0 | 0 | 0 | 0 | 0 | 0 | 0 | 0 | 0+0j | 0 | 0 | 0+0j | 0 | 0 | 0+0j | 0 | 0 | 0+0j | 0 | 0 | 0+0j | 0 | 0 | 0+0j | 0 | 0 | 0+0j | 5333.333 | 2271.99 | 5333.333+2271.99j | 0 | 0 | 0+0j | 0 | 0 | 0 | 0 | 0 | 0 | 0 | 0 | 0 | 0 | 0 | 0 | 0 | 0 | 0 | 0 | 0 | 0 | 1 | 0 | 0 | 1 | 0 | 0 | 0 | 0 | 0 | 0 | 0 | OPEN | node_1377580_736_15292636_666 | BN | 8100302
load_220350179 |  | 0 | C | 0 | 0 | 0 | 0 | 0 | 0 | 0 | 0 | 0 | 0 | 0 | 0+0j | 0 | 0 | 0+0j | 0 | 0 | 0+0j | 0 | 0 | 0+0j | 0 | 0 | 0+0j | 0 | 0 | 0+0j | 0 | 0 | 0+0j | 5333.333 | 2271.99 | 5333.333+2271.99j | 0 | 0 | 0+0j | 0 | 0 | 0 | 0 | 0 | 0 | 0 | 0 | 0 | 0 | 0 | 0 | 0 | 0 | 0 | 0 | 0 | 0 | 1 | 0 | 0 | 1 | 0 | 0 | 0 | 0 | 0 | 0 | 0 | OPEN | node_1377583_3_15292663_093 | BN | 8100302
load_220350180 |  | 0 | C | 0 | 0 | 0 | 0 | 0 | 0 | 0 | 0 | 0 | 0 | 0 | 0+0j | 0 | 0 | 0+0j | 0 | 0 | 0+0j | 0 | 0 | 0+0j | 0 | 0 | 0+0j | 0 | 0 | 0+0j | 0 | 0 | 0+0j | 0 | 0 | 0+0j | 5333.333 | 2271.99 | 5333.333+2271.99j | 0 | 0 | 0 | 0 | 0 | 0 | 0 | 0 | 0 | 0 | 0 | 0 | 0 | 0 | 0 | 0 | 0 | 0 | 1 | 0 | 0 | 1 | 0 | 0 | 0 | 0 | 0 | 0 | 0 | OPEN | node_1377573_169_15292611_984 | CN | 8100302
load_220350181 |  | 0 | U | 0 | 0 | 0 | 0 | 0 | 0 | 0 | 0 | 0 | 0 | 0 | 0+0j | 0 | 0 | 0+0j | 0 | 0 | 0+0j | 0 | 0 | 0+0j | 0 | 0 | 0+0j | 0 | 0 | 0+0j | 0 | 0 | 0+0j | 0 | 0 | 0+0j | 0 | 0 | 0+0j | 0 | 0 | 0 | 0 | 0 | 0 | 0 | 0 | 0 | 0 | 0 | 0 | 0 | 0 | 0 | 0 | 0 | 0 | 1 | 0 | 0 | 1 | 0 | 0 | 0 | 0 | 0 | 0 | 0 | OPEN | node_1377597_038_15293153_84 | AN | 8100302
load_220350181-L-1 |  | 0 | R | 0 | 0 | 0 | 0 | 0 | 0 | 0 | 0 | 0 | 0 | 0 | 0+0j | 0 | 0 | 0+0j | 0 | 0 | 0+0j | 0 | 0 | 0+0j | 0 | 0 | 0+0j | 0 | 0 | 0+0j | 0 | 0 | 0+0j | 0 | 0 | 0+0j | 0 | 0 | 0+0j | 0 | 0 | 0 | 0 | 0 | 0 | 0 | 0 | 0 | 0 | 0 | 0 | 0 | 0 | 0 | 0 | 0 | 0 | 1 | 0 | 0 | 1 | 0 | 0 | 0 | 0 | 0 | 0 | 0 | OPEN | node_1377597_038_15293153_84 | AN | 8100302
load_220350182 |  | 0 | U | 0 | 0 | 0 | 0 | 0 | 0 | 0 | 0 | 0 | 0 | 0 | 0+0j | 0 | 0 | 0+0j | 0 | 0 | 0+0j | 0 | 0 | 0+0j | 0 | 0 | 0+0j | 0 | 0 | 0+0j | 0 | 0 | 0+0j | 0 | 0 | 0+0j | 0 | 0 | 0+0j | 0 | 0 | 0 | 0 | 0 | 0 | 0 | 0 | 0 | 0 | 0 | 0 | 0 | 0 | 0 | 0 | 0 | 0 | 1 | 0 | 0 | 1 | 0 | 0 | 0 | 0 | 0 | 0 | 0 | OPEN | node_1377601_404_15293127_905 | BN | 8100302
load_220350182-L-1 |  | 0 | R | 0 | 0 | 0 | 0 | 0 | 0 | 0 | 0 | 0 | 0 | 0 | 0+0j | 0 | 0 | 0+0j | 0 | 0 | 0+0j | 0 | 0 | 0+0j | 0 | 0 | 0+0j | 0 | 0 | 0+0j | 0 | 0 | 0+0j | 0 | 0 | 0+0j | 0 | 0 | 0+0j | 0 | 0 | 0 | 0 | 0 | 0 | 0 | 0 | 0 | 0 | 0 | 0 | 0 | 0 | 0 | 0 | 0 | 0 | 1 | 0 | 0 | 1 | 0 | 0 | 0 | 0 | 0 | 0 | 0 | OPEN | node_1377601_404_15293127_905 | BN | 8100302
load_220350183 |  | 0 | U | 0 | 0 | 0 | 0 | 0 | 0 | 0 | 0 | 0 | 0 | 0 | 0+0j | 0 | 0 | 0+0j | 0 | 0 | 0+0j | 0 | 0 | 0+0j | 0 | 0 | 0+0j | 0 | 0 | 0+0j | 0 | 0 | 0+0j | 0 | 0 | 0+0j | 0 | 0 | 0+0j | 0 | 0 | 0 | 0 | 0 | 0 | 0 | 0 | 0 | 0 | 0 | 0 | 0 | 0 | 0 | 0 | 0 | 0 | 1 | 0 | 0 | 1 | 0 | 0 | 0 | 0 | 0 | 0 | 0 | OPEN | node_1377597_827_15293180_453 | CN | 8100302
load_220350183-L-1 |  | 0 | R | 0 | 0 | 0 | 0 | 0 | 0 | 0 | 0 | 0 | 0 | 0 | 0+0j | 0 | 0 | 0+0j | 0 | 0 | 0+0j | 0 | 0 | 0+0j | 0 | 0 | 0+0j | 0 | 0 | 0+0j | 0 | 0 | 0+0j | 0 | 0 | 0+0j | 0 | 0 | 0+0j | 0 | 0 | 0 | 0 | 0 | 0 | 0 | 0 | 0 | 0 | 0 | 0 | 0 | 0 | 0 | 0 | 0 | 0 | 1 | 0 | 0 | 1 | 0 | 0 | 0 | 0 | 0 | 0 | 0 | OPEN | node_1377597_827_15293180_453 | CN | 8100302
load_220350184 |  | 0 | C | 0 | 0 | 0 | 0 | 0 | 0 | 0 | 0 | 0 | 0 | 0 | 0+0j | 0 | 0 | 0+0j | 0 | 0 | 0+0j | 0 | 0 | 0+0j | 0 | 0 | 0+0j | 0 | 0 | 0+0j | 0 | 0 | 0+0j | 0 | 0 | 0+0j | 0 | 0 | 0+0j | 0 | 0 | 0 | 0 | 0 | 0 | 0 | 0 | 0 | 0 | 0 | 0 | 0 | 0 | 0 | 0 | 0 | 0 | 1 | 0 | 0 | 1 | 0 | 0 | 0 | 0 | 0 | 0 | 0 | OPEN | node_1377782_079_15292990_951 | AN | 8100302
load_220350185 |  | 0 | C | 0 | 0 | 0 | 0 | 0 | 0 | 0 | 0 | 0 | 0 | 0 | 0+0j | 0 | 0 | 0+0j | 0 | 0 | 0+0j | 0 | 0 | 0+0j | 0 | 0 | 0+0j | 0 | 0 | 0+0j | 0 | 0 | 0+0j | 0 | 0 | 0+0j | 0 | 0 | 0+0j | 0 | 0 | 0 | 0 | 0 | 0 | 0 | 0 | 0 | 0 | 0 | 0 | 0 | 0 | 0 | 0 | 0 | 0 | 1 | 0 | 0 | 1 | 0 | 0 | 0 | 0 | 0 | 0 | 0 | OPEN | node_1377797_415_15293007_975 | BN | 8100302
load_220350186 |  | 0 | C | 0 | 0 | 0 | 0 | 0 | 0 | 0 | 0 | 0 | 0 | 0 | 0+0j | 0 | 0 | 0+0j | 0 | 0 | 0+0j | 0 | 0 | 0+0j | 0 | 0 | 0+0j | 0 | 0 | 0+0j | 0 | 0 | 0+0j | 0 | 0 | 0+0j | 0 | 0 | 0+0j | 0 | 0 | 0 | 0 | 0 | 0 | 0 | 0 | 0 | 0 | 0 | 0 | 0 | 0 | 0 | 0 | 0 | 0 | 1 | 0 | 0 | 1 | 0 | 0 | 0 | 0 | 0 | 0 | 0 | OPEN | node_1377808_973_15293029_717 | CN | 8100302
load_220440536 |  | 0 | C | 0 | 0 | 0 | 0 | 0 | 0 | 0 | 0 | 0 | 0 | 0 | 0+0j | 0 | 0 | 0+0j | 0 | 0 | 0+0j | 0 | 0 | 0+0j | 0 | 0 | 0+0j | 0 | 0 | 0+0j | 0 | 0 | 0+0j | 0 | 0 | 0+0j | 0 | 0 | 0+0j | 0 | 0 | 0 | 0 | 0 | 0 | 0 | 0 | 0 | 0 | 0 | 0 | 0 | 0 | 0 | 0 | 0 | 0 | 1 | 0 | 0 | 1 | 0 | 0 | 0 | 0 | 0 | 0 | 0 | OPEN | node_1376424_694_15292281_079 | AN | 8100302
load_220440537 |  | 0 | C | 0 | 0 | 0 | 0 | 0 | 0 | 0 | 0 | 0 | 0 | 0 | 0+0j | 0 | 0 | 0+0j | 0 | 0 | 0+0j | 0 | 0 | 0+0j | 0 | 0 | 0+0j | 0 | 0 | 0+0j | 0 | 0 | 0+0j | 0 | 0 | 0+0j | 0 | 0 | 0+0j | 0 | 0 | 0 | 0 | 0 | 0 | 0 | 0 | 0 | 0 | 0 | 0 | 0 | 0 | 0 | 0 | 0 | 0 | 1 | 0 | 0 | 1 | 0 | 0 | 0 | 0 | 0 | 0 | 0 | OPEN | node_1376407_013_15292268_855 | BN | 8100302
load_220440538 |  | 0 | C | 0 | 0 | 0 | 0 | 0 | 0 | 0 | 0 | 0 | 0 | 0 | 0+0j | 0 | 0 | 0+0j | 0 | 0 | 0+0j | 0 | 0 | 0+0j | 0 | 0 | 0+0j | 0 | 0 | 0+0j | 0 | 0 | 0+0j | 0 | 0 | 0+0j | 0 | 0 | 0+0j | 0 | 0 | 0 | 0 | 0 | 0 | 0 | 0 | 0 | 0 | 0 | 0 | 0 | 0 | 0 | 0 | 0 | 0 | 1 | 0 | 0 | 1 | 0 | 0 | 0 | 0 | 0 | 0 | 0 | OPEN | node_1376444_098_15292286_764 | CN | 8100302
load_220518138 |  | 0 | C | 0 | 0 | 0 | 0 | 0 | 0 | 0 | 0 | 0 | 0 | 0 | 0+0j | 0 | 0 | 0+0j | 0 | 0 | 0+0j | 0 | 0 | 0+0j | 0 | 0 | 0+0j | 0 | 0 | 0+0j | 0 | 0 | 0+0j | 0 | 0 | 0+0j | 0 | 0 | 0+0j | 0 | 0 | 0 | 0 | 0 | 0 | 0 | 0 | 0 | 0 | 0 | 0 | 0 | 0 | 0 | 0 | 0 | 0 | 1 | 0 | 0 | 1 | 0 | 0 | 0 | 0 | 0 | 0 | 0 | OPEN | node_1379491_361_15291432_95 | AN | 8100302
load_220518139 |  | 0 | C | 0 | 0 | 0 | 0 | 0 | 0 | 0 | 0 | 0 | 0 | 0 | 0+0j | 0 | 0 | 0+0j | 0 | 0 | 0+0j | 0 | 0 | 0+0j | 0 | 0 | 0+0j | 0 | 0 | 0+0j | 0 | 0 | 0+0j | 0 | 0 | 0+0j | 0 | 0 | 0+0j | 0 | 0 | 0 | 0 | 0 | 0 | 0 | 0 | 0 | 0 | 0 | 0 | 0 | 0 | 0 | 0 | 0 | 0 | 1 | 0 | 0 | 1 | 0 | 0 | 0 | 0 | 0 | 0 | 0 | OPEN | node_1379472_445_15291440_786 | AN | 8100302
load_220530129 |  | 0 | C | 0 | 0 | 0 | 0 | 0 | 0 | 0 | 0 | 0 | 0 | 0 | 0+0j | 0 | 0 | 0+0j | 0 | 0 | 0+0j | 0 | 0 | 0+0j | 0 | 0 | 0+0j | 0 | 0 | 0+0j | 16333.333 | 6957.971 | 16333.333+6957.971j | 16333.333 | 6957.971 | 16333.333+6957.971j | 16333.333 | 6957.971 | 16333.333+6957.971j | 0 | 0 | 0 | 0 | 0 | 0 | 0 | 0 | 0 | 0 | 0 | 0 | 0 | 0 | 0 | 0 | 0 | 0 | 1 | 0 | 0 | 1 | 0 | 0 | 0 | 0 | 0 | 0 | 0 | OPEN | node_1377737_84_15292306_98 | ABCN | 8100302
load_220532453 |  | 0 | C | 0 | 0 | 0 | 0 | 0 | 0 | 0 | 0 | 0 | 0 | 0 | 0+0j | 0 | 0 | 0+0j | 0 | 0 | 0+0j | 0 | 0 | 0+0j | 0 | 0 | 0+0j | 0 | 0 | 0+0j | 50333.333 | 21441.91 | 50333.333+21441.91j | 50333.333 | 21441.91 | 50333.333+21441.91j | 50333.333 | 21441.91 | 50333.333+21441.91j | 0 | 0 | 0 | 0 | 0 | 0 | 0 | 0 | 0 | 0 | 0 | 0 | 0 | 0 | 0 | 0 | 0 | 0 | 1 | 0 | 0 | 1 | 0 | 0 | 0 | 0 | 0 | 0 | 0 | OPEN | node_1377245_086_15291836_795 | ABCN | 8100302
load_220593610 |  | 0 | C | 0 | 0 | 0 | 0 | 0 | 0 | 0 | 0 | 0 | 0 | 0 | 0+0j | 0 | 0 | 0+0j | 0 | 0 | 0+0j | 0 | 0 | 0+0j | 0 | 0 | 0+0j | 0 | 0 | 0+0j | 1828.8 | 779.066 | 1828.8+779.066j | 0 | 0 | 0+0j | 0 | 0 | 0+0j | 0 | 0 | 0 | 0 | 0 | 0 | 0 | 0 | 0 | 0 | 0 | 0 | 0 | 0 | 0 | 0 | 0 | 0 | 1 | 0 | 0 | 1 | 0 | 0 | 0 | 0 | 0 | 0 | 0 | OPEN | node_1376550_714_15292834_267 | AN | 8100302
load_220625851 |  | 0 | C | 0 | 0 | 0 | 0 | 0 | 0 | 0 | 0 | 0 | 0 | 0 | 0+0j | 0 | 0 | 0+0j | 0 | 0 | 0+0j | 0 | 0 | 0+0j | 0 | 0 | 0+0j | 0 | 0 | 0+0j | 0 | 0 | 0+0j | 0 | 0 | 0+0j | 0 | 0 | 0+0j | 0 | 0 | 0 | 0 | 0 | 0 | 0 | 0 | 0 | 0 | 0 | 0 | 0 | 0 | 0 | 0 | 0 | 0 | 1 | 0 | 0 | 1 | 0 | 0 | 0 | 0 | 0 | 0 | 0 | OPEN | node_1377202_879_15291642_337 | AN | 8100302
load_220627321 |  | 0 | U | 0 | 0 | 0 | 0 | 0 | 0 | 0 | 0 | 0 | 0 | 0 | 0+0j | 0 | 0 | 0+0j | 0 | 0 | 0+0j | 0 | 0 | 0+0j | 0 | 0 | 0+0j | 0 | 0 | 0+0j | 174666.667 | 74407.689 | 174666.667+74407.689j | 174666.667 | 74407.689 | 174666.667+74407.689j | 174666.667 | 74407.689 | 174666.667+74407.689j | 0 | 0 | 0 | 0 | 0 | 0 | 0 | 0 | 0 | 0 | 0 | 0 | 0 | 0 | 0 | 0 | 0 | 0 | 1 | 0 | 0 | 1 | 0 | 0 | 0 | 0 | 0 | 0 | 0 | OPEN | node_1377689_667_15291819_362 | ABCN | 8100302
load_220633320 |  | 0 | R | 0 | 0 | 0 | 0 | 0 | 0 | 0 | 0 | 0 | 0 | 0 | 0+0j | 0 | 0 | 0+0j | 0 | 0 | 0+0j | 0 | 0 | 0+0j | 0 | 0 | 0+0j | 0 | 0 | 0+0j | 20793.6 | 8858.037 | 20793.6+8858.037j | 0 | 0 | 0+0j | 0 | 0 | 0+0j | 0 | 0 | 0 | 0 | 0 | 0 | 0 | 0 | 0 | 0 | 0 | 0 | 0 | 0 | 0 | 0 | 0 | 0 | 1 | 0 | 0 | 1 | 0 | 0 | 0 | 0 | 0 | 0 | 0 | OPEN | node_1376060_446_15292512_095 | AN | 8100302
load_311902254 |  | 0 | C | 0 | 0 | 0 | 0 | 0 | 0 | 0 | 0 | 0 | 0 | 0 | 0+0j | 0 | 0 | 0+0j | 0 | 0 | 0+0j | 0 | 0 | 0+0j | 0 | 0 | 0+0j | 0 | 0 | 0+0j | 1117000 | 475840.007 | 1117000+475840.007j | 1117000 | 475840.007 | 1117000+475840.007j | 1117000 | 475840.007 | 1117000+475840.007j | 0 | 0 | 0 | 0 | 0 | 0 | 0 | 0 | 0 | 0 | 0 | 0 | 0 | 0 | 0 | 0 | 0 | 0 | 1 | 0 | 0 | 1 | 0 | 0 | 0 | 0 | 0 | 0 | 0 | OPEN | node_1378440_946_15291871_261 | ABCN | 8100302
load_311902498 |  | 0 | C | 0 | 0 | 0 | 0 | 0 | 0 | 0 | 0 | 0 | 0 | 0 | 0+0j | 0 | 0 | 0+0j | 0 | 0 | 0+0j | 0 | 0 | 0+0j | 0 | 0 | 0+0j | 0 | 0 | 0+0j | 0 | 0 | 0+0j | 0 | 0 | 0+0j | 0 | 0 | 0+0j | 0 | 0 | 0 | 0 | 0 | 0 | 0 | 0 | 0 | 0 | 0 | 0 | 0 | 0 | 0 | 0 | 0 | 0 | 1 | 0 | 0 | 1 | 0 | 0 | 0 | 0 | 0 | 0 | 0 | OPEN | node_1378439_836_15291928_322 | AN | 8100302
load_311978874 |  | 0 | C | 0 | 0 | 0 | 0 | 0 | 0 | 0 | 0 | 0 | 0 | 0 | 0+0j | 0 | 0 | 0+0j | 0 | 0 | 0+0j | 0 | 0 | 0+0j | 0 | 0 | 0+0j | 0 | 0 | 0+0j | 0 | 0 | 0+0j | 0 | 0 | 0+0j | 0 | 0 | 0+0j | 0 | 0 | 0 | 0 | 0 | 0 | 0 | 0 | 0 | 0 | 0 | 0 | 0 | 0 | 0 | 0 | 0 | 0 | 1 | 0 | 0 | 1 | 0 | 0 | 0 | 0 | 0 | 0 | 0 | OPEN | node_1378555_201_15291835_322 | AN | 8100302

## OverheadLineConductor
Name | Diameter | GeometricMeanRadius | RatingSummerContinuous | RatingSummerEmergency | RatingWinterContinuous | RatingWinterEmergency | Feeder | Comments
oh_cond_1/0_AAAC | 0.398 | 0.012 | 235 | 235 | 310 | 310 | 8100302
oh_cond_1/0_ACSR | 0.398 | 0.012 | 265 | 265 | 330 | 330 | 8100302
oh_cond_2_ACSR | 0.325 | 0.01 | 195 | 195 | 245 | 245 | 8100302
oh_cond_4/0_AL | 0.522 | 0.016 | 365 | 365 | 480 | 480 | 8100302
oh_cond_4_CU | 0.232 | 0.007 | 140 | 140 | 200 | 200 | 8100302
oh_cond_477_MCM_AL | 0.792 | 0.025 | 605 | 605 | 810 | 810 | 8100302
oh_cond_WP-4/0-CU | 0.81 | 0.015 | 340 | 340 | 390 | 390 | 8100302

## OverheadLineConfiguration
Name | ConductorA | ConductorB | ConductorC | ConductorN | LineSpacing | Capacitance11 | Capacitance12 | Capacitance13 | Capacitance21 | Capacitance22 | Capacitance23 | Capacitance31 | Capacitance32 | Capacitance33 | Impedance11 | Impedance12 | Impedance13 | Impedance21 | Impedance22 | Impedance23 | Impedance31 | Impedance32 | Impedance33 | Feeder | Comments
bal_1P_1/0AC | oh_cond_1/0_ACSR | oh_cond_1/0_ACSR | oh_cond_1/0_ACSR |  |  | 12.796 | -3.172 | -3.172 | -3.172 | 12.796 | -3.172 | -3.172 | -3.172 | 12.796 | 0.983+1.218j | 0.095+0.781j | 0.095+0.781j | 0.095+0.781j | 0.983+1.218j | 0.095+0.781j | 0.095+0.781j | 0.095+0.781j | 0.983+1.218j | 8100302
bal_1P_1/0AC_1/0AC(N) | oh_cond_1/0_ACSR | oh_cond_1/0_ACSR | oh_cond_1/0_ACSR | oh_cond_1/0_ACSR |  | 13.243 | -2.726 | -2.726 | -2.726 | 13.243 | -2.726 | -2.726 | -2.726 | 13.243 | 1.091+1.185j | 0.203+0.469j | 0.203+0.469j | 0.203+0.469j | 1.091+1.185j | 0.203+0.469j | 0.203+0.469j | 0.203+0.469j | 1.091+1.185j | 8100302
bal_1P_2AC | oh_cond_2_ACSR | oh_cond_2_ACSR | oh_cond_2_ACSR |  |  | 12.393 | -3.017 | -3.017 | -3.017 | 12.393 | -3.017 | -3.017 | -3.017 | 12.393 | 1.505+1.527j | 0.095+0.781j | 0.095+0.781j | 0.095+0.781j | 1.505+1.527j | 0.095+0.781j | 0.095+0.781j | 0.095+0.781j | 1.505+1.527j | 8100302
bal_1P_4CU | oh_cond_4_CU | oh_cond_4_CU | oh_cond_4_CU |  |  | 11.78 | -2.785 | -2.785 | -2.785 | 11.78 | -2.785 | -2.785 | -2.785 | 11.78 | 1.483+1.565j | 0.095+0.781j | 0.095+0.781j | 0.095+0.781j | 1.483+1.565j | 0.095+0.781j | 0.095+0.781j | 0.095+0.781j | 1.483+1.565j | 8100302
bal_3P_1/0AA | oh_cond_1/0_AAAC | oh_cond_1/0_AAAC | oh_cond_1/0_AAAC |  |  | 12.796 | -3.172 | -3.172 | -3.172 | 12.796 | -3.172 | -3.172 | -3.172 | 12.796 | 0.972+1.499j | 0.095+0.781j | 0.095+0.781j | 0.095+0.781j | 0.972+1.499j | 0.095+0.781j | 0.095+0.781j | 0.095+0.781j | 0.972+1.499j | 8100302
bal_3P_1/0AC | oh_cond_1/0_ACSR | oh_cond_1/0_ACSR | oh_cond_1/0_ACSR |  |  | 12.796 | -3.172 | -3.172 | -3.172 | 12.796 | -3.172 | -3.172 | -3.172 | 12.796 | 0.983+1.497j | 0.095+0.781j | 0.095+0.781j | 0.095+0.781j | 0.983+1.497j | 0.095+0.781j | 0.095+0.781j | 0.095+0.781j | 0.983+1.497j | 8100302
bal_3P_2AC | oh_cond_2_ACSR | oh_cond_2_ACSR | oh_cond_2_ACSR |  |  | 12.393 | -3.017 | -3.017 | -3.017 | 12.393 | -3.017 | -3.017 | -3.017 | 12.393 | 1.505+1.527j | 0.095+0.781j | 0.095+0.781j | 0.095+0.781j | 1.505+1.527j | 0.095+0.781j | 0.095+0.781j | 0.095+0.781j | 1.505+1.527j | 8100302
bal_3P_4/0AL | oh_cond_4/0_AL | oh_cond_4/0_AL | oh_cond_4/0_AL |  |  | 13.381 | -3.4 | -3.4 | -3.4 | 13.381 | -3.4 | -3.4 | -3.4 | 13.381 | 0.537+1.466j | 0.095+0.781j | 0.095+0.781j | 0.095+0.781j | 0.537+1.466j | 0.095+0.781j | 0.095+0.781j | 0.095+0.781j | 0.537+1.466j | 8100302
bal_3P_4CU | oh_cond_4_CU | oh_cond_4_CU | oh_cond_4_CU |  |  | 11.78 | -2.785 | -2.785 | -2.785 | 11.78 | -2.785 | -2.785 | -2.785 | 11.78 | 1.483+1.565j | 0.095+0.781j | 0.095+0.781j | 0.095+0.781j | 1.483+1.565j | 0.095+0.781j | 0.095+0.781j | 0.095+0.781j | 1.483+1.565j | 8100302
bal_3P_477AL | oh_cond_477_MCM_AL | oh_cond_477_MCM_AL | oh_cond_477_MCM_AL |  |  | 14.305 | -3.735 | -3.735 | -3.735 | 14.305 | -3.735 | -3.735 | -3.735 | 14.305 | 0.293+1.41j | 0.095+0.775j | 0.095+0.775j | 0.095+0.775j | 0.293+1.41j | 0.095+0.775j | 0.095+0.775j | 0.095+0.775j | 0.293+1.41j | 8100302
unb_TAPWIRE_OH | oh_cond_WP-4/0-CU | oh_cond_WP-4/0-CU | oh_cond_WP-4/0-CU | oh_cond_WP-4/0-CU |  | 14.911 | -4.341 | -1.953 | -4.341 | 15.781 | -3.724 | -1.953 | -3.724 | 14.818 | 0.365+1.097j | 0.093+0.433j | 0.094+0.34j | 0.093+0.433j | 0.368+1.078j | 0.095+0.401j | 0.094+0.34j | 0.095+0.401j | 0.368+1.077j | 8100302

## Recloser
Name | GroupId | RetryTime | MaximumNumberOfTries | Status | From | To | Length | Phases | Feeder | Comments

## RegulatorConfiguration
Name | CurrentTransducerPhase | PowerTransducerPhase | Regulation | Control | Type | CompensatorResistiveSettingA | CompensatorResistiveSettingB | CompensatorResistiveSettingC | CompensatorReactiveSettingA | CompensatorReactiveSettingB | CompensatorReactiveSettingC | BandCenter | BandWidth | CurrentTransducerRatio | PowerTransducerRatio | ConnectType | ControlLevel | DwellTime | TimeDelay | LowerTaps | RaiseTaps | TapPositionA | TapPositionB | TapPositionC | Feeder | Comments

## Sectionalizer
Name | GroupId | OperatingMode | PhaseAState | PhaseBState | PhaseCState | CurrentInAReal | CurrentInAImag | CurrentInA | CurrentInBReal | CurrentInBImag | CurrentInB | CurrentInCReal | CurrentInCImag | CurrentInC | CurrentOutAReal | CurrentOutAImag | CurrentOutA | CurrentOutBReal | CurrentOutBImag | CurrentOutB | CurrentOutCReal | CurrentOutCImag | CurrentOutC | ActivePowerInA | ReactivePowerInA | PowerInA | ActivePowerInB | ReactivePowerInB | PowerInB | ActivePowerInC | ReactivePowerInC | PowerInC | ActivePowerOutA | ReactivePowerOutA | PowerOutA | ActivePowerOutB | ReactivePowerOutB | PowerOutB | ActivePowerOutC | ReactivePowerOutC | PowerOutC | Status | From | To | Length | Phases | Feeder | Comments

## Solar
Name | GroupId | SpillageCost | CapitalCost | FixedOperatingCost | VariableOperatingCost | MaxReactivePower | MaxActivePower | OutputSchedule | PlanningStatus | UnitType | UnitSubtype | ParentNode | Phases | Feeder | Comments
solar_load_220347963 |  | 0 | 0 | 0 | 0.001 | 0.0014079355561084717 | 0.0033050268333573948 | OPTIMIZED | INSTALLED | solar_pv |  | node_1376579_866_15292408_816 | AN | 8100302
solar_load_220347965 |  | 0 | 0 | 0 | 0.001 | 0.00495466900139823 | 0.011630727189594386 | OPTIMIZED | INSTALLED | solar_pv |  | node_1376515_801_15293415_212 | AN | 8100302
solar_load_220347966 |  | 0 | 0 | 0 | 0.001 | 0.0007954095281727095 | 0.0018671665443466086 | OPTIMIZED | INSTALLED | solar_pv |  | node_1376695_438_15293282_913 | AN | 8100302
solar_load_220348552 |  | 0 | 0 | 0 | 0.001 | 0.0039804099260679696 | 0.00934372438083848 | OPTIMIZED | INSTALLED | solar_pv |  | node_1376812_704_15293826_605 | AN | 8100302
solar_load_220349135 |  | 0 | 0 | 0 | 0.001 | 0.00098434461566701 | 0.0023106777860722187 | OPTIMIZED | INSTALLED | solar_pv |  | node_1376341_016_15292129_298 | AN | 8100302
solar_load_220349777 |  | 0 | 0 | 0 | 0.001 | 0.0007812898155438106 | 0.0018340215761037692 | OPTIMIZED | INSTALLED | solar_pv |  | node_1376354_301_15292520_257 | AN | 8100302
solar_load_220350181-L-1 |  | 0 | 0 | 0 | 0.001 | 0 | 0 | OPTIMIZED | INSTALLED | solar_pv |  | node_1377597_038_15293153_84 | AN | 8100302
solar_load_220350182-L-1 |  | 0 | 0 | 0 | 0.001 | 0 | 0 | OPTIMIZED | INSTALLED | solar_pv |  | node_1377601_404_15293127_905 | BN | 8100302
solar_load_220350183-L-1 |  | 0 | 0 | 0 | 0.001 | 0 | 0 | OPTIMIZED | INSTALLED | solar_pv |  | node_1377597_827_15293180_453 | CN | 8100302
solar_load_220633320 |  | 0 | 0 | 0 | 0.001 | 0.0019417946763154409 | 0.004558222299300934 | OPTIMIZED | INSTALLED | solar_pv |  | node_1376060_446_15292512_095 | AN | 8100302

## Storage
Name | GroupId | InitStateOfCharge | SpinningReserveCharge | SpinningReserveDischarge | NonSpinningReserveCharge | NonSpinningReserveDischarge | RegulationUpCharge | RegulationUpDischarge | RegulationDownCharge | RegulationDownDischarge | ChargeEfficiency | DischargeEfficiency | CommitmentStatus | ConstructionTime | CalendarLife | YearOfInstallation | DepthOfDischarge | ReactivePower | ReactivePowerA | ReactivePowerB | ReactivePowerC | ActivePower | ActivePowerA | ActivePowerB | ActivePowerC | Energy | MaxEnergy | PowerCharge | PowerDischarge | RampUpLimit | RampDownLimit | CapitalCost | FixedOperatingCost | VariableOperatingCost | MaxReactivePower | MaxActivePower | OutputSchedule | PlanningStatus | UnitType | UnitSubtype | ParentNode | Phases | Feeder | Comments
storage_load_220347963 |  | 0 | 0 | 0 | 0 | 0 | 0 | 0 | 0 | 0 | 0.92 | 0 | False | 0 | 0 | 0 | 0 | 0 | 0 | 0 | 0 | 0 | 0 | 0 | 0 | 0 | 0.009915080500072185 | 0 | 0 | 0 | 0 | 0 | 0 | 0.001 | 0.0014079355561084717 | 0.0033050268333573948 | OPTIMIZED | INSTALLED | li_ion |  | node_1376579_866_15292408_816 | AN | 8100302
storage_load_220347965 |  | 0 | 0 | 0 | 0 | 0 | 0 | 0 | 0 | 0 | 0.92 | 0 | False | 0 | 0 | 0 | 0 | 0 | 0 | 0 | 0 | 0 | 0 | 0 | 0 | 0 | 0.034892181568783154 | 0 | 0 | 0 | 0 | 0 | 0 | 0.001 | 0.00495466900139823 | 0.011630727189594386 | OPTIMIZED | INSTALLED | li_ion |  | node_1376515_801_15293415_212 | AN | 8100302
storage_load_220347966 |  | 0 | 0 | 0 | 0 | 0 | 0 | 0 | 0 | 0 | 0.92 | 0 | False | 0 | 0 | 0 | 0 | 0 | 0 | 0 | 0 | 0 | 0 | 0 | 0 | 0 | 0.005601499633039826 | 0 | 0 | 0 | 0 | 0 | 0 | 0.001 | 0.0007954095281727095 | 0.0018671665443466086 | OPTIMIZED | INSTALLED | li_ion |  | node_1376695_438_15293282_913 | AN | 8100302
storage_load_220348552 |  | 0 | 0 | 0 | 0 | 0 | 0 | 0 | 0 | 0 | 0.92 | 0 | False | 0 | 0 | 0 | 0 | 0 | 0 | 0 | 0 | 0 | 0 | 0 | 0 | 0 | 0.02803117314251544 | 0 | 0 | 0 | 0 | 0 | 0 | 0.001 | 0.0039804099260679696 | 0.00934372438083848 | OPTIMIZED | INSTALLED | li_ion |  | node_1376812_704_15293826_605 | AN | 8100302
storage_load_220349135 |  | 0 | 0 | 0 | 0 | 0 | 0 | 0 | 0 | 0 | 0.92 | 0 | False | 0 | 0 | 0 | 0 | 0 | 0 | 0 | 0 | 0 | 0 | 0 | 0 | 0 | 0.006932033358216657 | 0 | 0 | 0 | 0 | 0 | 0 | 0.001 | 0.00098434461566701 | 0.0023106777860722187 | OPTIMIZED | INSTALLED | li_ion |  | node_1376341_016_15292129_298 | AN | 8100302
storage_load_220349777 |  | 0 | 0 | 0 | 0 | 0 | 0 | 0 | 0 | 0 | 0.92 | 0 | False | 0 | 0 | 0 | 0 | 0 | 0 | 0 | 0 | 0 | 0 | 0 | 0 | 0 | 0.005502064728311308 | 0 | 0 | 0 | 0 | 0 | 0 | 0.001 | 0.0007812898155438106 | 0.0018340215761037692 | OPTIMIZED | INSTALLED | li_ion |  | node_1376354_301_15292520_257 | AN | 8100302
storage_load_220350181-L-1 |  | 0 | 0 | 0 | 0 | 0 | 0 | 0 | 0 | 0 | 0.92 | 0 | False | 0 | 0 | 0 | 0 | 0 | 0 | 0 | 0 | 0 | 0 | 0 | 0 | 0 | 0 | 0 | 0 | 0 | 0 | 0 | 0 | 0.001 | 0 | 0 | OPTIMIZED | INSTALLED | li_ion |  | node_1377597_038_15293153_84 | AN | 8100302
storage_load_220350182-L-1 |  | 0 | 0 | 0 | 0 | 0 | 0 | 0 | 0 | 0 | 0.92 | 0 | False | 0 | 0 | 0 | 0 | 0 | 0 | 0 | 0 | 0 | 0 | 0 | 0 | 0 | 0 | 0 | 0 | 0 | 0 | 0 | 0 | 0.001 | 0 | 0 | OPTIMIZED | INSTALLED | li_ion |  | node_1377601_404_15293127_905 | BN | 8100302
storage_load_220350183-L-1 |  | 0 | 0 | 0 | 0 | 0 | 0 | 0 | 0 | 0 | 0.92 | 0 | False | 0 | 0 | 0 | 0 | 0 | 0 | 0 | 0 | 0 | 0 | 0 | 0 | 0 | 0 | 0 | 0 | 0 | 0 | 0 | 0 | 0.001 | 0 | 0 | OPTIMIZED | INSTALLED | li_ion |  | node_1377597_827_15293180_453 | CN | 8100302
storage_load_220633320 |  | 0 | 0 | 0 | 0 | 0 | 0 | 0 | 0 | 0 | 0.92 | 0 | False | 0 | 0 | 0 | 0 | 0 | 0 | 0 | 0 | 0 | 0 | 0 | 0 | 0 | 0.013674666897902801 | 0 | 0 | 0 | 0 | 0 | 0 | 0.001 | 0.0019417946763154409 | 0.004558222299300934 | OPTIMIZED | INSTALLED | li_ion |  | node_1376060_446_15292512_095 | AN | 8100302

## Switch
Name | GroupId | OperatingMode | PhaseAState | PhaseBState | PhaseCState | CurrentInAReal | CurrentInAImag | CurrentInA | CurrentInBReal | CurrentInBImag | CurrentInB | CurrentInCReal | CurrentInCImag | CurrentInC | CurrentOutAReal | CurrentOutAImag | CurrentOutA | CurrentOutBReal | CurrentOutBImag | CurrentOutB | CurrentOutCReal | CurrentOutCImag | CurrentOutC | ActivePowerInA | ReactivePowerInA | PowerInA | ActivePowerInB | ReactivePowerInB | PowerInB | ActivePowerInC | ReactivePowerInC | PowerInC | ActivePowerOutA | ReactivePowerOutA | PowerOutA | ActivePowerOutB | ReactivePowerOutB | PowerOutB | ActivePowerOutC | ReactivePowerOutC | PowerOutC | Status | From | To | Length | Phases | Feeder | Comments
switch_220416170 |  | INDIVIDUAL | CLOSED | CLOSED | CLOSED | 0 | 0 | 0+0j | 0 | 0 | 0+0j | 0 | 0 | 0+0j | 0 | 0 | 0+0j | 0 | 0 | 0+0j | 0 | 0 | 0+0j | 0 | 0 | 0+0j | 0 | 0 | 0+0j | 0 | 0 | 0+0j | 0 | 0 | 0+0j | 0 | 0 | 0+0j | 0 | 0 | 0+0j | OPEN | node_intto1_8100302_200859984 | node_8100302_200859984 | 0 | AN | 8100302

## TransformerConfiguration
Name | ConnectType | NoLoadLoss | PowerRating | ReactanceResistanceRatio | FullLoadLoss | PowerARating | PowerBRating | PowerCRating | ShuntResistance | ShuntReactance | ShuntImpedance | Impedance | PrimaryVoltage | SecondaryVoltage | CoreCoilWeight | InstalledInsulationLife | InstallType | CoolantType | CoolingType | Feeder | Comments
config_transformer_220463532 | UNKNOWN | 0 | 100 | 10 | 0 | 0 | 0 | 0 | 0 | 0 | 0+0j | 0.004+0.04j | 4800 | 12470 | 0 | 0 | UNKNOWN | UNKNOWN | UNKNOWN | 8100302

## UndergroundLineConductor
Name | OuterDiameter | ConductorGMR | ConductorDiameter | ConductorResistance | NeutralGMR | NeutralDiameter | NeutralResistance | NeutralStrands | InsulationRelativePermittivity | ShieldGMR | ShieldResitance | RatingSummerContinuous | RatingSummerEmergency | RatingWinterContinuous | RatingWinterEmergency | Feeder | Comments
und_cond_1P_2ALURD_2AL(N) | 0 | 0 | 0 | 0 | 0 | 0 | 0 | 0 | 0 | 0 | 0 | 125 | 125 | 140 | 140 | 8100302
und_cond_3P_1/0ALURD | 0 | 0 | 0 | 0 | 0 | 0 | 0 | 0 | 0 | 0 | 0 | 160 | 160 | 180 | 180 | 8100302
und_cond_3P_2ALURD | 0 | 0 | 0 | 0 | 0 | 0 | 0 | 0 | 0 | 0 | 0 | 125 | 125 | 140 | 140 | 8100302
und_cond_3P_DELTACUST | 0 | 0 | 0 | 0 | 0 | 0 | 0 | 0 | 0 | 0 | 0 | 685 | 685 | 685 | 685 | 8100302
und_cond_TAPWIRE_UG | 0 | 0 | 0 | 0 | 0 | 0 | 0 | 0 | 0 | 0 | 0 | 99999999 | 99999999 | 99999999 | 99999999 | 8100302

## UndergroundLineConfiguration
Name | ConductorA | ConductorB | ConductorC | ConductorN | LineSpacing | Capacitance11 | Capacitance12 | Capacitance13 | Capacitance21 | Capacitance22 | Capacitance23 | Capacitance31 | Capacitance32 | Capacitance33 | Impedance11 | Impedance12 | Impedance13 | Impedance21 | Impedance22 | Impedance23 | Impedance31 | Impedance32 | Impedance33 | Feeder | Comments
und_1P_2ALURD_2AL(N) | und_cond_1P_2ALURD_2AL(N) | und_cond_1P_2ALURD_2AL(N) | und_cond_1P_2ALURD_2AL(N) |  |  | 401.497 | 0 | 0 | 0 | 401.497 | 0 | 0 | 0 | 401.497 | 2.379+0.823j | 0+0j | 0+0j | 0+0j | 2.379+0.823j | 0+0j | 0+0j | 0+0j | 2.379+0.823j | 8100302
und_3P_1/0ALURD | und_cond_3P_1/0ALURD | und_cond_3P_1/0ALURD | und_cond_3P_1/0ALURD |  |  | 530.19 | 0 | 0 | 0 | 530.19 | 0 | 0 | 0 | 530.19 | 1.61+0.653j | 0.525+0.251j | 0.525+0.251j | 0.525+0.251j | 1.61+0.653j | 0.525+0.251j | 0.525+0.251j | 0.525+0.251j | 1.61+0.653j | 8100302
und_3P_2ALURD | und_cond_3P_2ALURD | und_cond_3P_2ALURD | und_cond_3P_2ALURD |  |  | 401.498 | 0 | 0 | 0 | 401.498 | 0 | 0 | 0 | 401.498 | 2.125+0.49j | 0.384+0.067j | 0.384+0.067j | 0.384+0.067j | 2.125+0.49j | 0.384+0.067j | 0.384+0.067j | 0.384+0.067j | 2.125+0.49j | 8100302
und_3P_DELTACUST | und_cond_3P_DELTACUST | und_cond_3P_DELTACUST | und_cond_3P_DELTACUST |  |  | 324.124 | 0 | 0 | 0 | 324.124 | 0 | 0 | 0 | 324.124 | 0.179+0.233j | 0.061+-0.024j | 0.061+-0.024j | 0.061+-0.024j | 0.179+0.233j | 0.061+-0.024j | 0.061+-0.024j | 0.061+-0.024j | 0.179+0.233j | 8100302
und_TAPWIRE_UG | und_cond_TAPWIRE_UG | und_cond_TAPWIRE_UG | und_cond_TAPWIRE_UG |  |  | 0 | 0 | 0 | 0 | 0 | 0 | 0 | 0 | 0 | 0.001+0.001j | 0+0j | 0+0j | 0+0j | 0.001+0.001j | 0+0j | 0+0j | 0+0j | 0.001+0.001j | 8100302

## Regulator
Name | GroupId | Configuration | SenseNode | Status | From | To | Length | Phases | Feeder | Comments

## Transformer
Name | GroupId | Configuration | AgingConstant | AgingGranularity | Climate | UseThermalModel | Status | From | To | Length | Phases | Feeder | Comments
transformer_220463532 |  | config_transformer_220463532 | 0 | 0 |  | False | OPEN | node_intto1_220463532 | node_220463532 | 0 | AD | 8100302

## OverheadLine
Name | GroupId | Configuration | Length | Status | From | To | Phases | Feeder | Comments
oh_line_8100302_200861097 |  | bal_3P_2AC | 211.20000000000002 | OPEN | node_8100302_200864072 | node_intto1_8100302_200861097 | ABCD | 8100302
oh_line_8100302_200861099 |  | bal_3P_2AC | 158.4 | OPEN | node_8100302_200861097 | node_8100302_200861099 | ABCD | 8100302
oh_line_8100302_200861100 |  | bal_3P_2AC | 158.4 | OPEN | node_8100302_200861099 | node_8100302_200861100 | ABCD | 8100302
oh_line_8100302_200861101 |  | bal_3P_2AC | 158.4 | OPEN | node_8100302_200861100 | node_8100302_200861101 | ABCD | 8100302
oh_line_8100302_200861102 |  | bal_3P_2AC | 105.60000000000001 | OPEN | node_8100302_200861101 | node_8100302_200861102 | ABCD | 8100302
oh_line_8100302_200861103 |  | bal_3P_2AC | 158.4 | OPEN | node_8100302_200861102 | node_8100302_200861103 | ABCD | 8100302
oh_line_8100302_200861104 |  | bal_3P_2AC | 158.4 | OPEN | node_8100302_200861103 | node_8100302_200861104 | ABCD | 8100302
oh_line_8100302_200861105 |  | bal_1P_2AC | 105.60000000000001 | OPEN | node_8100302_200861104 | node_8100302_200861105 | AD | 8100302
oh_line_8100302_200861108 |  | bal_3P_2AC | 52.800000000000004 | OPEN | node_8100302_200861104 | node_8100302_200861108 | ABCD | 8100302
oh_line_8100302_200861109 |  | bal_3P_2AC | 158.4 | OPEN | node_8100302_200861108 | node_8100302_200861109 | ABCD | 8100302
oh_line_8100302_200861110 |  | bal_3P_2AC | 105.60000000000001 | OPEN | node_8100302_200861109 | node_8100302_200861110 | ABCD | 8100302
oh_line_8100302_200861112 |  | bal_3P_2AC | 158.4 | OPEN | node_8100302_200861113 | node_8100302_200861112 | ABCD | 8100302
oh_line_8100302_200861113 |  | bal_3P_2AC | 264 | OPEN | node_8100302_200866814 | node_8100302_200861113 | ABCD | 8100302
oh_line_8100302_200862492 |  | bal_1P_4CU | 105.60000000000001 | OPEN | node_8100302_200861110 | node_8100302_200862492 | AD | 8100302
oh_line_8100302_200862494 |  | bal_1P_4CU | 105.60000000000001 | OPEN | node_8100302_200862492 | node_8100302_200862494 | AD | 8100302
oh_line_8100302_200862495 |  | bal_1P_4CU | 105.60000000000001 | OPEN | node_8100302_200862494 | node_8100302_200862495 | AD | 8100302
oh_line_8100302_200862496 |  | bal_1P_4CU | 158.4 | OPEN | node_8100302_200862495 | node_8100302_200862496 | AD | 8100302
oh_line_8100302_200863267 |  | bal_3P_477AL | 52.800000000000004 | OPEN | node_8100302_200864050 | node_8100302_200863267 | ABCD | 8100302
oh_line_8100302_200863268 |  | bal_3P_477AL | 211.20000000000002 | OPEN | node_8100302_200863267 | node_8100302_200863268 | ABCD | 8100302
oh_line_8100302_200863269 |  | bal_3P_477AL | 211.20000000000002 | OPEN | node_8100302_200863268 | node_8100302_200863269 | ABCD | 8100302
oh_line_8100302_200863271 |  | bal_3P_1/0AC | 264 | OPEN | node_8100302_200863269 | node_8100302_200863271 | ABCD | 8100302
oh_line_8100302_200863695 |  | bal_3P_1/0AC | 52.800000000000004 | OPEN | node_8100302_200863271 | node_8100302_200863695 | ABCD | 8100302
oh_line_8100302_200864043 |  | bal_3P_477AL | 211.20000000000002 | OPEN | node_8100302_200864065 | node_8100302_200864043 | ABCD | 8100302
oh_line_8100302_200864044 |  | bal_3P_477AL | 211.20000000000002 | OPEN | node_8100302_200864043 | node_8100302_200864044 | ABCD | 8100302
oh_line_8100302_200864045 |  | bal_3P_477AL | 158.4 | OPEN | node_8100302_200864044 | node_8100302_200864045 | ABCD | 8100302
oh_line_8100302_200864046 |  | bal_3P_477AL | 158.4 | OPEN | node_8100302_200864045 | node_8100302_200864046 | ABCD | 8100302
oh_line_8100302_200864047 |  | bal_3P_477AL | 158.4 | OPEN | node_8100302_200864046 | node_8100302_200864047 | ABCD | 8100302
oh_line_8100302_200864048 |  | bal_3P_477AL | 158.4 | OPEN | node_8100302_200864047 | node_8100302_200864048 | ABCD | 8100302
oh_line_8100302_200864049 |  | bal_3P_477AL | 158.4 | OPEN | node_8100302_200864048 | node_8100302_200864049 | ABCD | 8100302
oh_line_8100302_200864050 |  | bal_3P_477AL | 158.4 | OPEN | node_8100302_200864049 | node_8100302_200864050 | ABCD | 8100302
oh_line_8100302_200864051 |  | bal_3P_477AL | 211.20000000000002 | OPEN | node_8100302_200864050 | node_8100302_200864051 | ABCD | 8100302
oh_line_8100302_200864052 |  | bal_3P_477AL | 211.20000000000002 | OPEN | node_8100302_200864051 | node_8100302_200864052 | ABCD | 8100302
oh_line_8100302_200864053 |  | bal_3P_477AL | 211.20000000000002 | OPEN | node_8100302_200864052 | node_8100302_200864053 | ABCD | 8100302
oh_line_8100302_200864054 |  | bal_3P_477AL | 158.4 | OPEN | node_8100302_200864053 | node_8100302_200864054 | ABCD | 8100302
oh_line_8100302_200864055 |  | bal_3P_477AL | 211.20000000000002 | OPEN | node_8100302_200864054 | node_8100302_200864055 | ABCD | 8100302
oh_line_8100302_200864057 |  | bal_3P_477AL | 158.4 | OPEN | node_8100302_200864074 | node_8100302_200864057 | ABCD | 8100302
oh_line_8100302_200864060 |  | bal_3P_477AL | 52.800000000000004 | OPEN | node_8100302_200864066 | node_8100302_200864060 | ABCD | 8100302
oh_line_8100302_200864061 |  | bal_3P_477AL | 211.20000000000002 | OPEN | node_8100302_200864060 | node_8100302_200864061 | ABCD | 8100302
oh_line_8100302_200864062 |  | bal_3P_477AL | 211.20000000000002 | OPEN | node_8100302_200864061 | node_8100302_200864062 | ABCD | 8100302
oh_line_8100302_200864063 |  | bal_3P_477AL | 158.4 | OPEN | node_8100302_200864062 | node_8100302_200864063 | ABCD | 8100302
oh_line_8100302_200864064 |  | bal_3P_477AL | 211.20000000000002 | OPEN | node_8100302_200864063 | node_8100302_200864064 | ABCD | 8100302
oh_line_8100302_200864065 |  | bal_3P_477AL | 211.20000000000002 | OPEN | node_8100302_200864064 | node_8100302_200864065 | ABCD | 8100302
oh_line_8100302_200864066 |  | bal_3P_477AL | 105.60000000000001 | OPEN | node_SOURCE_8100302 | node_8100302_200864066 | ABCD | 8100302
oh_line_8100302_200864067 |  | bal_3P_1/0AA | 52.800000000000004 | OPEN | node_8100302_200864043 | node_8100302_200864067 | ABCD | 8100302
oh_line_8100302_200864068 |  | bal_3P_1/0AA | 211.20000000000002 | OPEN | node_8100302_200864067 | node_8100302_200864068 | ABCD | 8100302
oh_line_8100302_200864072 |  | bal_3P_477AL | 105.60000000000001 | OPEN | node_8100302_200864055 | node_8100302_200864072 | ABCD | 8100302
oh_line_8100302_200864073 |  | bal_3P_477AL | 105.60000000000001 | OPEN | node_8100302_200864072 | node_8100302_200864073 | ABCD | 8100302
oh_line_8100302_200864074 |  | bal_3P_477AL | 105.60000000000001 | OPEN | node_8100302_200864073 | node_8100302_200864074 | ABCD | 8100302
oh_line_8100302_200864075 |  | bal_3P_1/0AC | 52.800000000000004 | OPEN | node_8100302_200864064 | node_8100302_200864075 | ABCD | 8100302
oh_line_8100302_200864076 |  | bal_3P_1/0AC | 52.800000000000004 | OPEN | node_8100302_200864065 | node_8100302_200864076 | ABCD | 8100302
oh_line_8100302_200865324 |  | bal_3P_477AL | 52.800000000000004 | OPEN | node_8100302_200864061 | node_8100302_200865324 | ABCD | 8100302
oh_line_8100302_200865705-1 |  | bal_1P_1/0AC | 0 | OPEN | node_220463532 | node_8100302_200865705 | AD | 8100302
oh_line_8100302_200865705-2 |  | bal_1P_1/0AC | 0 | OPEN | node_311908252 | node_intto1_220463532 | AD | 8100302
oh_line_8100302_200865705-3 |  | bal_1P_1/0AC | 0 | OPEN | node_220386301 | node_intto1_311908252 | AD | 8100302
oh_line_8100302_200865705-4 |  | bal_1P_1/0AC | 0 | OPEN | node_8100302_200861099 | node_intto1_220386301 | AD | 8100302
oh_line_8100302_200865706 |  | bal_1P_1/0AC_1/0AC(N) | 158.4 | OPEN | node_8100302_200865705 | node_8100302_200865706 | AN | 8100302
oh_line_8100302_200866795 |  | bal_3P_1/0AA | 105.60000000000001 | OPEN | node_8100302_200864051 | node_intto1_8100302_200866795 | ABCD | 8100302
oh_line_8100302_200866796 |  | bal_3P_1/0AA | 105.60000000000001 | OPEN | node_8100302_200866795 | node_8100302_200866796 | ABCD | 8100302
oh_line_8100302_200866801 |  | bal_3P_1/0AA | 211.20000000000002 | OPEN | node_8100302_200866796 | node_8100302_200866801 | ABCD | 8100302
oh_line_8100302_200866802 |  | bal_3P_4CU | 158.4 | OPEN | node_8100302_200866801 | node_8100302_200866802 | ABCD | 8100302
oh_line_8100302_200866804 |  | bal_3P_4CU | 158.4 | OPEN | node_8100302_200866802 | node_8100302_200866804 | ABCD | 8100302
oh_line_8100302_200866808 |  | bal_3P_4CU | 211.20000000000002 | OPEN | node_8100302_200866804 | node_8100302_200866808 | ABCD | 8100302
oh_line_8100302_200866811 |  | bal_3P_1/0AA | 105.60000000000001 | OPEN | node_8100302_200866808 | node_8100302_200866811 | ABCD | 8100302
oh_line_8100302_200866814 |  | bal_3P_2AC | 264 | OPEN | node_8100302_200866808 | node_8100302_200866814 | ABCD | 8100302
oh_line_8100302_200917383 |  | bal_3P_4/0AL | 105.60000000000001 | OPEN | node_8100302_200864049 | node_8100302_200917383 | ABCD | 8100302
oh_line_8100302_200917384 |  | bal_3P_477AL | 52.800000000000004 | OPEN | node_8100302_200864057 | node_8100302_200917384 | ABCD | 8100302
oh_line_8100302_201028001 |  | bal_3P_1/0AC | 211.20000000000002 | OPEN | node_8100302_201028002 | node_8100302_201028001 | ABCD | 8100302
oh_line_8100302_201028002 |  | bal_3P_1/0AA | 211.20000000000002 | OPEN | node_8100302_200863695 | node_8100302_201028002 | ABCD | 8100302
oh_line_8100302_201028003 |  | bal_3P_1/0AA | 0 | OPEN | node_8100302_201028001 | node_intto1_8100302_201028003 | ABCD | 8100302
oh_line_8100302_201037198 |  | bal_3P_1/0AA | 52.800000000000004 | OPEN | node_8100302_200863268 | node_8100302_201037198 | ABCD | 8100302
oh_line_TAP_OH_904955 |  | unb_TAPWIRE_OH | 52.800000000000004 | OPEN | node_8100302_200861097 | node_1376579_866_15292408_816 | ABCN | 8100302
oh_line_TAP_OH_904956 |  | unb_TAPWIRE_OH | 52.800000000000004 | OPEN | node_8100302_200861101 | node_1376550_714_15292834_267 | ABCN | 8100302
oh_line_TAP_OH_904957 |  | unb_TAPWIRE_OH | 52.800000000000004 | OPEN | node_8100302_200861105 | node_1376515_801_15293415_212 | AN | 8100302
oh_line_TAP_OH_904958 |  | unb_TAPWIRE_OH | 52.800000000000004 | OPEN | node_8100302_200861109 | node_1376695_438_15293282_913 | ABCN | 8100302
oh_line_TAP_OH_904959 |  | unb_TAPWIRE_OH | 52.800000000000004 | OPEN | node_8100302_200861112 | node_1377200_493_15293493_803 | ABCN | 8100302
oh_line_TAP_OH_904960 |  | unb_TAPWIRE_OH | 52.800000000000004 | OPEN | node_8100302_200861113 | node_1377382_623_15293594_726 | ABCN | 8100302
oh_line_TAP_OH_905398 |  | unb_TAPWIRE_OH | 52.800000000000004 | OPEN | node_8100302_200862496 | node_1376812_704_15293826_605 | AN | 8100302
oh_line_TAP_OH_905720 |  | unb_TAPWIRE_OH | 52.800000000000004 | OPEN | node_8100302_200863695 | node_1377639_015_15291443_29 | ABCN | 8100302
oh_line_TAP_OH_905817 |  | unb_TAPWIRE_OH | 52.800000000000004 | OPEN | node_8100302_200864049 | node_1377640_551_15292144_34 | ABCN | 8100302
oh_line_TAP_OH_905818 |  | unb_TAPWIRE_OH | 0 | OPEN | node_8100302_200864052 | node_1377191_552_15292427_713 | ABCN | 8100302
oh_line_TAP_OH_905819 |  | unb_TAPWIRE_OH | 52.800000000000004 | OPEN | node_8100302_200864055 | node_1376610_213_15292315_036 | ABCN | 8100302
oh_line_TAP_OH_905826 |  | unb_TAPWIRE_OH | 52.800000000000004 | OPEN | node_8100302_200864074 | node_1376341_016_15292129_298 | ABCN | 8100302
oh_line_TAP_OH_906282 |  | unb_TAPWIRE_OH | 52.800000000000004 | OPEN | node_8100302_200865706 | node_1376354_301_15292520_257 | AN | 8100302
oh_line_TAP_OH_906631 |  | unb_TAPWIRE_OH | 52.800000000000004 | OPEN | node_8100302_200866796 | node_1377411_076_15292485_057 | ABCN | 8100302
oh_line_TAP_OH_932346 |  | unb_TAPWIRE_OH | 52.800000000000004 | OPEN | node_8100302_201028003 | node_1377202_879_15291642_337 | ABCN | 8100302
oh_line_TAP_OH_2135320 |  | unb_TAPWIRE_OH | 52.800000000000004 | OPEN | node_8100302_200866808 | node_1377597_038_15293153_84 | ABCN | 8100302
oh_line_TAP_OH_2135321 |  | unb_TAPWIRE_OH | 105.60000000000001 | OPEN | node_8100302_200866808 | node_1377601_404_15293127_905 | ABCN | 8100302
oh_line_TAP_OH_2135322 |  | unb_TAPWIRE_OH | 52.800000000000004 | OPEN | node_8100302_200866808 | node_1377597_827_15293180_453 | ABCN | 8100302
oh_line_TAP_OH_2135326 |  | unb_TAPWIRE_OH | 105.60000000000001 | OPEN | node_8100302_200866795 | node_1377295_767_15292397_982 | ABCN | 8100302
oh_line_TAP_OH_2135327 |  | unb_TAPWIRE_OH | 52.800000000000004 | OPEN | node_8100302_200866795 | node_1377291_322_15292371_991 | ABCN | 8100302
oh_line_TAP_OH_2135328 |  | unb_TAPWIRE_OH | 105.60000000000001 | OPEN | node_8100302_200866795 | node_1377305_063_15292421_587 | ABCN | 8100302
oh_line_TAP_OH_2135381 |  | unb_TAPWIRE_OH | 105.60000000000001 | OPEN | node_8100302_200864075 | node_1379042_021_15291594_35 | ABCN | 8100302
oh_line_TAP_OH_2135382 |  | unb_TAPWIRE_OH | 105.60000000000001 | OPEN | node_8100302_200864075 | node_1379056_528_15291612_639 | ABCN | 8100302
oh_line_TAP_OH_2135383 |  | unb_TAPWIRE_OH | 105.60000000000001 | OPEN | node_8100302_200864075 | node_1379024_508_15291581_695 | ABCN | 8100302
oh_line_TAP_OH_2223320 |  | unb_TAPWIRE_OH | 105.60000000000001 | OPEN | node_8100302_200864061 | node_1379472_445_15291440_786 | ABCN | 8100302
oh_line_TAP_OH_2223321 |  | unb_TAPWIRE_OH | 105.60000000000001 | OPEN | node_8100302_200864061 | node_1379491_361_15291432_95 | ABCN | 8100302
oh_line_TAP_OH_2223328 |  | unb_TAPWIRE_OH | 105.60000000000001 | OPEN | node_8100302_200864076 | node_1378901_983_15291697_528 | ABCN | 8100302
oh_line_TAP_OH_2223329 |  | unb_TAPWIRE_OH | 105.60000000000001 | OPEN | node_8100302_200864076 | node_1378909_768_15291722_089 | ABCN | 8100302
oh_line_TAP_OH_2223330 |  | unb_TAPWIRE_OH | 105.60000000000001 | OPEN | node_8100302_200864076 | node_1378889_743_15291676_466 | ABCN | 8100302
oh_line_TAP_OH_2223333 |  | unb_TAPWIRE_OH | 52.800000000000004 | OPEN | node_8100302_200863269 | node_1377680_861_15291744_799 | ABCN | 8100302
oh_line_TAP_OH_2223334 |  | unb_TAPWIRE_OH | 52.800000000000004 | OPEN | node_8100302_200863269 | node_1377676_702_15291770_797 | ABCN | 8100302
oh_line_TAP_OH_2223335 |  | unb_TAPWIRE_OH | 52.800000000000004 | OPEN | node_8100302_200863269 | node_1377679_859_15291718_197 | ABCN | 8100302
oh_line_TAP_OH_2223336 |  | unb_TAPWIRE_OH | 105.60000000000001 | OPEN | node_8100302_200864060 | node_1379736_416_15291376_746 | ABCN | 8100302
oh_line_TAP_OH_2223337 |  | unb_TAPWIRE_OH | 105.60000000000001 | OPEN | node_8100302_200864060 | node_1379752_741_15291392_015 | ABCN | 8100302
oh_line_TAP_OH_2223338 |  | unb_TAPWIRE_OH | 105.60000000000001 | OPEN | node_8100302_200864060 | node_1379717_732_15291367_644 | ABCN | 8100302
oh_line_TAP_OH_2223342 |  | unb_TAPWIRE_OH | 105.60000000000001 | OPEN | node_8100302_200864073 | node_1376424_694_15292281_079 | ABCN | 8100302
oh_line_TAP_OH_2223343 |  | unb_TAPWIRE_OH | 105.60000000000001 | OPEN | node_8100302_200864073 | node_1376407_013_15292268_855 | ABCN | 8100302
oh_line_TAP_OH_2223344 |  | unb_TAPWIRE_OH | 105.60000000000001 | OPEN | node_8100302_200864073 | node_1376444_098_15292286_764 | ABCN | 8100302
oh_line_TAP_OH_2223355 |  | unb_TAPWIRE_OH | 105.60000000000001 | OPEN | node_8100302_200866811 | node_1377797_415_15293007_975 | ABCN | 8100302
oh_line_TAP_OH_2223356 |  | unb_TAPWIRE_OH | 105.60000000000001 | OPEN | node_8100302_200866811 | node_1377808_973_15293029_717 | ABCN | 8100302
oh_line_TAP_OH_2223357 |  | unb_TAPWIRE_OH | 105.60000000000001 | OPEN | node_8100302_200866811 | node_1377782_079_15292990_951 | ABCN | 8100302
oh_line_TAP_OH_2414934 |  | unb_TAPWIRE_OH | 105.60000000000001 | OPEN | node_8100302_200864068 | node_1378484_866_15291515_839 | ABCN | 8100302
oh_line_TAP_OH_2414935 |  | unb_TAPWIRE_OH | 105.60000000000001 | OPEN | node_8100302_200864068 | node_1378504_232_15291510_267 | ABCN | 8100302
oh_line_TAP_OH_2414936 |  | unb_TAPWIRE_OH | 105.60000000000001 | OPEN | node_8100302_200864068 | node_1378467_269_15291527_962 | ABCN | 8100302
oh_line_TAP_OH_2414937 |  | unb_TAPWIRE_OH | 105.60000000000001 | OPEN | node_8100302_200866801 | node_1377580_736_15292636_666 | ABCN | 8100302
oh_line_TAP_OH_2414938 |  | unb_TAPWIRE_OH | 105.60000000000001 | OPEN | node_8100302_200866801 | node_1377583_3_15292663_093 | ABCN | 8100302
oh_line_TAP_OH_2414939 |  | unb_TAPWIRE_OH | 105.60000000000001 | OPEN | node_8100302_200866801 | node_1377573_169_15292611_984 | ABCN | 8100302
oh_line_TAP_OH_3093369 |  | unb_TAPWIRE_OH | 0 | OPEN | node_8100302_200864044 | node_1378439_836_15291928_322 | ABCN | 8100302
oh_line_TAP_OH_3479350 |  | unb_TAPWIRE_OH | 0 | OPEN | node_8100302_200864067 | node_1378555_201_15291835_322 | ABCN | 8100302

## UndergroundLine
Name | GroupId | Configuration | NumParallelCables | Length | Status | From | To | Phases | Feeder | Comments
und_line_8100302_200859984 |  | und_1P_2ALURD_2AL(N) | 0 | 264 | OPEN | node_8100302_200865706 | node_intto1_8100302_200859984 | AN | 8100302
und_line_8100302_200860391 |  | und_3P_2ALURD | 0 | 105.60000000000001 | OPEN | node_8100302_200866802 | node_intto1_8100302_200860391 | ABCN | 8100302
und_line_8100302_200863689 |  | und_3P_DELTACUST | 0 | 211.20000000000002 | OPEN | node_8100302_201028001 | node_intto1_8100302_200863689 | ABCN | 8100302
und_line_8100302_200864041 |  | und_3P_1/0ALURD | 0 | 52.800000000000004 | OPEN | node_8100302_200917383 | node_8100302_200864041 | ABCN | 8100302
und_line_8100302_201050157 |  | und_3P_2ALURD | 0 | 105.60000000000001 | OPEN | node_8100302_201037198 | node_8100302_201050157 | ABCN | 8100302
und_line_8100302_311902249 |  | und_3P_DELTACUST | 0 | 52.800000000000004 | OPEN | node_8100302_200864044 | node_intto1_8100302_311902249 | ABCN | 8100302
und_line_TAP_UG_59549 |  | und_TAPWIRE_UG | 0 | 52.800000000000004 | OPEN | node_8100302_200859984 | node_1376060_446_15292512_095 | AN | 8100302
und_line_TAP_UG_59647 |  | und_TAPWIRE_UG | 0 | 52.800000000000004 | OPEN | node_8100302_200860391 | node_1377408_008_15292806_478 | ABCN | 8100302
und_line_TAP_UG_59667 |  | und_TAPWIRE_UG | 0 | 52.800000000000004 | OPEN | node_8100302_200863689 | node_1377245_086_15291836_795 | ABCN | 8100302
und_line_TAP_UG_59670 |  | und_TAPWIRE_UG | 0 | 52.800000000000004 | OPEN | node_8100302_200864041 | node_1377737_84_15292306_98 | ABCN | 8100302
und_line_TAP_UG_68706 |  | und_TAPWIRE_UG | 0 | 52.800000000000004 | OPEN | node_8100302_201050157 | node_1377689_667_15291819_362 | ABCN | 8100302
und_line_TAP_UG_1406289 |  | und_TAPWIRE_UG | 0 | 0 | OPEN | node_8100302_311902249 | node_1378440_946_15291871_261 | ABCN | 8100302