## Feeder
Name | Description | Comments
8100303

## Node
Name | GroupId | Latitude | Longitude | BusType | NominalVoltage | ConsistentPath | DistToSlack | Phases | Feeder | Comments
node_1380223_964_15291429_222 |  | 42.096021536319974 | -75.96077506081149 | PQ | 2771.281 | False | -1 | ABCN | 8100303
node_1380240_168_15291423_318 |  | 42.09600536522587 | -75.9607134118953 | PQ | 2771.281 | False | -1 | ABCN | 8100303
node_1380334_313_15291446_756 |  | 42.09606956205913 | -75.9603552326053 | PQ | 2771.281 | False | -1 | ABCN | 8100303
node_1380353_438_15291439_876 |  | 42.09605071769473 | -75.96028247060072 | PQ | 2771.281 | False | -1 | ABCN | 8100303
node_1380463_978_15291296_252 |  | 42.095657330631845 | -75.95986191572561 | PQ | 2771.281 | False | -1 | ABCN | 8100303
node_1380685_865_15290494_922 |  | 42.093462482590425 | -75.95901773570417 | PQ | 2771.281 | False | -1 | ABCN | 8100303
node_1380694_424_15290353_533 |  | 42.09307521720696 | -75.95898517256705 | PQ | 2771.281 | False | -1 | ABCN | 8100303
node_1380803_947_15290318_541 |  | 42.09297937389314 | -75.95856848691855 | PQ | 2771.281 | False | -1 | ABCN | 8100303
node_1380884_246_15290657_754 |  | 42.09390848048927 | -75.95826298541759 | PQ | 2771.281 | False | -1 | ABCN | 8100303
node_1380904_025_15290217_97 |  | 42.0927039092751 | -75.9581877352378 | PQ | 2771.281 | False | -1 | ABCN | 8100303
node_1380919_609_15289795_429 |  | 42.09154656674921 | -75.95812844514214 | PQ | 2771.281 | False | -1 | ABCN | 8100303
node_1380922_39_15289821_818 |  | 42.09161884639051 | -75.95811786469065 | PQ | 2771.281 | False | -1 | ABCN | 8100303
node_1380930_159_15289846_387 |  | 42.09168614104007 | -75.95808830714746 | PQ | 2771.281 | False | -1 | ABCN | 8100303
node_1380947_354_15290495_839 |  | 42.093464994259335 | -75.95802288792295 | PQ | 2771.281 | False | -1 | ABCN | 8100303
node_1381066_76_15289906_106 |  | 42.09184971176647 | -75.95756860191412 | PQ | 2771.281 | False | -1 | ABCN | 8100303
node_1381070_466_15289932_297 |  | 42.091921449084495 | -75.95755450225457 | PQ | 2771.281 | False | -1 | ABCN | 8100303
node_1381079_088_15289956_354 |  | 42.091987341362746 | -75.95752169943086 | PQ | 2771.281 | False | -1 | ABCN | 8100303
node_1381175_886_15289704_743 |  | 42.091298177209964 | -75.95715342667167 | PQ | 2771.281 | False | -1 | ABCN | 8100303
node_1381250_937_15289675_893 |  | 42.09121915687378 | -75.95686789144523 | PQ | 2771.281 | False | -1 | ABCN | 8100303
node_1381271_753_15290273_838 |  | 42.09285693208764 | -75.95678869594785 | PQ | 2771.281 | False | -1 | ABCN | 8100303
node_1381273_111_15290300_415 |  | 42.092929726662156 | -75.95678352936996 | PQ | 2771.281 | False | -1 | ABCN | 8100303
node_1381275_563_15290247_741 |  | 42.09278545223623 | -75.95677420061517 | PQ | 2771.281 | False | -1 | ABCN | 8100303
node_1381336_312_15290131_06 |  | 42.09246586222422 | -75.95654307805222 | PQ | 2771.281 | False | -1 | ABCD | 8100303
node_1381472_264_15290409_914 |  | 42.09322964512982 | -75.95602584197135 | PQ | 2771.281 | False | -1 | ABCN | 8100303
node_1381512_327_15290325_535 |  | 42.092998530504275 | -75.95587342031439 | PQ | 2771.281 | False | -1 | ABCN | 8100303
node_1381548_59_15290258_734 |  | 42.09281556213417 | -75.9557354559446 | PQ | 2771.281 | False | -1 | ABCN | 8100303
node_1381567_185_15290469_48 |  | 42.09339279678823 | -75.95566471035113 | PQ | 2771.281 | False | -1 | ABCN | 8100303
node_1381696_814_15289620_201 |  | 42.09106661612636 | -75.95517153043522 | PQ | 2771.281 | False | -1 | ABCN | 8100303
node_1381800_939_15290137_804 |  | 42.09248433408374 | -75.95477538174362 | PQ | 2771.281 | False | -1 | ABCN | 8100303
node_1381805_981_15288884_044 |  | 42.08905027735254 | -75.95475619920626 | PQ | 2771.281 | False | -1 | ABCN | 8100303
node_1381839_982_15290061_489 |  | 42.092275306806236 | -75.9546268407269 | PQ | 2771.281 | False | -1 | ABCN | 8100303
node_1381852_299_15289916_572 |  | 42.091878378208015 | -75.95457998009367 | PQ | 2771.281 | False | -1 | ABCN | 8100303
node_1381879_779_15290398_675 |  | 42.093198861436285 | -75.95447543108003 | PQ | 2771.281 | False | -1 | ABCN | 8100303
node_1381952_588_15288875_123 |  | 42.089025842675966 | -75.95419842565303 | PQ | 2771.281 | False | -1 | ABCN | 8100303
node_1381961_53_15290457_891 |  | 42.09336105444244 | -75.95416440537355 | PQ | 2771.281 | False | -1 | ABCN | 8100303
node_1381963_938_15290431_483 |  | 42.093288722760015 | -75.95415524401893 | PQ | 2771.281 | False | -1 | ABCN | 8100303
node_1381964_3_15290484_282 |  | 42.093433339561756 | -75.9541538667721 | PQ | 2771.281 | False | -1 | ABCN | 8100303
node_1382088_392_15289530_013 |  | 42.090819590612334 | -75.95368175264544 | PQ | 2771.281 | False | -1 | ABCN | 8100303
node_1382136_448_15290401_569 |  | 42.093206788120966 | -75.95349892122624 | PQ | 2771.281 | False | -1 | ABCN | 8100303
node_1382143_926_15288809_432 |  | 42.08884591460303 | -75.95347047080689 | PQ | 2771.281 | False | -1 | ABCN | 8100303
node_1382155_006_15290398_241 |  | 42.09319767270749 | -75.9534283164011 | PQ | 2771.281 | False | -1 | ABCN | 8100303
node_1382167_488_15290405_904 |  | 42.093218661713934 | -75.95338082801725 | PQ | 2771.281 | False | -1 | ABCN | 8100303
node_1382225_646_15290403_011 |  | 42.09321073776827 | -75.95315956304144 | PQ | 2771.281 | False | -1 | ABCN | 8100303
node_1382239_853_15288318_429 |  | 42.08750105421731 | -75.95310551181011 | PQ | 2771.281 | False | -1 | ABCN | 8100303
node_1382311_615_15289672_19 |  | 42.091209014332875 | -75.95283248974619 | PQ | 2771.281 | False | -1 | ABCN | 8100303
node_1382357_892_15288482_355 |  | 42.08795004858922 | -75.95265642662012 | PQ | 2771.281 | False | -1 | ABCN | 8100303
node_1382419_264_15288683_4 |  | 42.08850071214167 | -75.95242293382299 | PQ | 2771.281 | False | -1 | ABCN | 8100303
node_1382423_679_15289202_628 |  | 42.08992288098454 | -75.952406136738 | PQ | 2771.281 | False | -1 | AN | 8100303
node_1382450_629_15288914_654 |  | 42.08913411834008 | -75.95230360413548 | PQ | 2771.281 | False | -1 | ABCN | 8100303
node_1382466_437_15288177_964 |  | 42.087116319675815 | -75.95224346182079 | PQ | 2771.281 | False | -1 | ABCN | 8100303
node_1382513_101_15290213_171 |  | 42.09269076478313 | -75.95206592633416 | PQ | 2771.281 | False | -1 | ABCN | 8100303
node_1382528_812_15290229_565 |  | 42.09273566805493 | -75.95200615306075 | PQ | 2771.281 | False | -1 | ABCN | 8100303
node_1382540_853_15290250_83 |  | 42.09279391302716 | -75.95196034248312 | PQ | 2771.281 | False | -1 | ABCN | 8100303
node_1382646_392_15289492_313 |  | 42.09071633006903 | -75.95155881415887 | PQ | 2771.281 | False | -1 | ABCD | 8100303
node_1382802_829_15289185_417 |  | 42.08987573994446 | -75.95096364188642 | PQ | 2771.281 | False | -1 | ABCN | 8100303
node_1382839_54_15289371_102 |  | 42.09038433235779 | -75.95082397307857 | PQ | 2771.281 | False | -1 | ABCN | 8100303
node_1382859_344_15289369_785 |  | 42.09038072508629 | -75.95074862778505 | PQ | 2771.281 | False | -1 | ABCN | 8100303
node_1382878_185_15289361_631 |  | 42.09035839122767 | -75.95067694627245 | PQ | 2771.281 | False | -1 | ABCN | 8100303
node_1382997_862_15290359_545 |  | 42.09309168411376 | -75.95022162923077 | PQ | 2771.281 | False | -1 | ABCN | 8100303
node_1383000_194_15288688_482 |  | 42.08851463177247 | -75.9502127570219 | PQ | 2771.281 | False | -1 | AN | 8100303
node_1383016_841_15290351_976 |  | 42.09307095257391 | -75.95014942269039 | PQ | 2771.281 | False | -1 | ABCN | 8100303
node_1383033_68_15290338_057 |  | 42.093032828343084 | -75.95008535788541 | PQ | 2771.281 | False | -1 | ABCN | 8100303
node_1383053_242_15289219_804 |  | 42.089969926159384 | -75.9500109332928 | PQ | 2771.281 | False | -1 | AN | 8100303
node_1383058_524_15289861_534 |  | 42.09172762877082 | -75.94999083766362 | PQ | 2771.281 | False | -1 | AN | 8100303
node_1383071_624_15290295_292 |  | 42.0929156947321 | -75.94994099806833 | PQ | 2771.281 | False | -1 | ABCN | 8100303
node_1383102_759_15290308_124 |  | 42.09295084166291 | -75.94982254342715 | PQ | 2771.281 | False | -1 | ABCN | 8100303
node_1383117_891_15290275_361 |  | 42.09286110359447 | -75.94976497298775 | PQ | 2771.281 | False | -1 | ABCN | 8100303
node_1383140_913_15289890_141 |  | 42.09180598352844 | -75.9496773846547 | PQ | 2771.281 | False | -1 | ABCN | 8100303
node_1383194_731_15290264_106 |  | 42.09283027607684 | -75.94947263142268 | PQ | 2771.281 | False | -1 | ABCN | 8100303
node_1383216_878_15290258_312 |  | 42.09281440627345 | -75.94938837207025 | PQ | 2771.281 | False | -1 | ABCN | 8100303
node_1383227_37_15290226_294 |  | 42.092726708764815 | -75.94934845473941 | PQ | 2771.281 | False | -1 | ABCN | 8100303
node_1383360_448_15289389_29 |  | 42.090434149407166 | -75.94884215293311 | PQ | 2771.281 | False | -1 | AN | 8100303
node_1383445_271_15289032_735 |  | 42.08945754296112 | -75.9485194396513 | PQ | 2771.281 | False | -1 | AN | 8100303
node_1383703_526_15289207_329 |  | 42.08993575705387 | -75.94753689578239 | PQ | 2771.281 | False | -1 | AN | 8100303
node_1384080_645_15289171_933 |  | 42.089838807181444 | -75.94610212797036 | PQ | 2771.281 | False | -1 | AN | 8100303
node_8100303_200809976 |  | 42.092469776264444 | -75.94886105012928 | PQ | 2771.281 | False | -1 | ABCD | 8100303
node_8100303_200809977 |  | 42.092526391527834 | -75.94906368803191 | PQ | 2771.281 | False | -1 | ABCD | 8100303
node_8100303_200809978 |  | 42.092636499587265 | -75.94948777352873 | PQ | 2771.281 | False | -1 | ABCN | 8100303
node_8100303_200810129 |  | 42.09217940049527 | -75.94925706566166 | PQ | 2771.281 | False | -1 | ABCD | 8100303
node_8100303_200815533 |  | 42.0895022216344 | -75.94862769429592 | PQ | 2771.281 | False | -1 | AN | 8100303
node_8100303_200815534 |  | 42.0897748294687 | -75.94928820589735 | PQ | 2771.281 | False | -1 | AD | 8100303
node_8100303_200815577 |  | 42.09051384901696 | -75.94878457488463 | PQ | 2771.281 | False | -1 | AN | 8100303
node_8100303_200815578 |  | 42.090255133423376 | -75.94811367686373 | PQ | 2771.281 | False | -1 | AD | 8100303
node_8100303_200815579 |  | 42.090015303279294 | -75.94747891064713 | PQ | 2771.281 | False | -1 | AN | 8100303
node_8100303_200815580 |  | 42.089847519960976 | -75.94681222045772 | PQ | 2771.281 | False | -1 | AD | 8100303
node_8100303_200815581 |  | 42.08992175251388 | -75.94615004626827 | PQ | 2771.281 | False | -1 | AN | 8100303
node_8100303_200860919 |  | 42.088795434714086 | -75.952385862295 | PQ | 2771.281 | False | -1 | ABCD | 8100303
node_8100303_200860920 |  | 42.088531295887734 | -75.95254026231758 | PQ | 2771.281 | False | -1 | ABCN | 8100303
node_8100303_200860921 |  | 42.088542303954675 | -75.95259314555229 | PQ | 2771.281 | False | -1 | ABCD | 8100303
node_8100303_200860922 |  | 42.08876078902146 | -75.95351033106948 | PQ | 2771.281 | False | -1 | ABCN | 8100303
node_8100303_200860924 |  | 42.08798949849917 | -75.95279577584583 | PQ | 2771.281 | False | -1 | ABCN | 8100303
node_8100303_200860926 |  | 42.08745905977037 | -75.95300610654706 | PQ | 2771.281 | False | -1 | ABCN | 8100303
node_8100303_200860943 |  | 42.09176337554405 | -75.9495675320994 | PQ | 2771.281 | False | -1 | ABCN | 8100303
node_8100303_200860944 |  | 42.09144751605883 | -75.94980649203382 | PQ | 2771.281 | False | -1 | ABCD | 8100303
node_8100303_200860946 |  | 42.09118322384811 | -75.95001041206956 | PQ | 2771.281 | False | -1 | ABCD | 8100303
node_8100303_200860947 |  | 42.09101890263394 | -75.95012746283206 | PQ | 2771.281 | False | -1 | ABCD | 8100303
node_8100303_200860948 |  | 42.09057724332132 | -75.95046203869845 | PQ | 2771.281 | False | -1 | ABCD | 8100303
node_8100303_200860949 |  | 42.09031241700435 | -75.95064375538472 | PQ | 2771.281 | False | -1 | ABCD | 8100303
node_8100303_200860950 |  | 42.089829908149476 | -75.95085632696546 | PQ | 2771.281 | False | -1 | ABCN | 8100303
node_8100303_200860951 |  | 42.0901058767447 | -75.95080237084788 | PQ | 2771.281 | False | -1 | ABCN | 8100303
node_8100303_200860953 |  | 42.089621995647605 | -75.95124440240355 | PQ | 2771.281 | False | -1 | ABCD | 8100303
node_8100303_200860954 |  | 42.08945594064235 | -75.9517111787476 | PQ | 2771.281 | False | -1 | ABCD | 8100303
node_8100303_200860955 |  | 42.089128202086144 | -75.95177895679265 | PQ | 2771.281 | False | -1 | AD | 8100303
node_8100303_200860956 |  | 42.08882262483115 | -75.95100599032422 | PQ | 2771.281 | False | -1 | AD | 8100303
node_8100303_200860957 |  | 42.08855727536395 | -75.95032258294536 | PQ | 2771.281 | False | -1 | AN | 8100303
node_8100303_200860958 |  | 42.089103219608276 | -75.9521864392365 | PQ | 2771.281 | False | -1 | ABCN | 8100303
node_8100303_200862952 |  | 42.08992055556806 | -75.94964118056396 | PQ | 2771.281 | False | -1 | AD | 8100303
node_8100303_200862953 |  | 42.090047919368146 | -75.94994901805816 | PQ | 2771.281 | False | -1 | AN | 8100303
node_8100303_200862954 |  | 42.09023001399519 | -75.95039154800978 | PQ | 2771.281 | False | -1 | AD | 8100303
node_8100303_200863027 |  | 42.090933333333325 | -75.9498854174082 | PQ | 2771.281 | False | -1 | AD | 8100303
node_8100303_200863028 |  | 42.090765473322826 | -75.94945656481116 | PQ | 2771.281 | False | -1 | AD | 8100303
node_8100303_200863544 |  | 42.09062386668917 | -75.95056519524707 | PQ | 2771.281 | False | -1 | ABCD | 8100303
node_8100303_200863545 |  | 42.09061302022362 | -75.950994774513 | PQ | 2771.281 | False | -1 | ABCD | 8100303
node_8100303_200863546 |  | 42.090719704524986 | -75.95157724339548 | PQ | 2771.281 | False | -1 | ABCD | 8100303
node_8100303_200863547 |  | 42.090838541797986 | -75.95204432410347 | PQ | 2771.281 | False | -1 | ABCN | 8100303
node_8100303_200863548 |  | 42.09089188942668 | -75.952135115867 | PQ | 2771.281 | False | -1 | ABCN | 8100303
node_8100303_200863553 |  | 42.093881063034665 | -75.95573072308532 | PQ | 2771.281 | False | -1 | ABCD | 8100303
node_8100303_200863561 |  | 42.093571511481315 | -75.9559354725128 | PQ | 2771.281 | False | -1 | ABCN | 8100303
node_8100303_200863562 |  | 42.0932531512832 | -75.95613410422507 | PQ | 2771.281 | False | -1 | ABCN | 8100303
node_8100303_200863563 |  | 42.09340091794237 | -75.95667453283822 | PQ | 2771.281 | False | -1 | ABCD | 8100303
node_8100303_200863565 |  | 42.09287540120816 | -75.95632045865688 | PQ | 2771.281 | False | -1 | ABCN | 8100303
node_8100303_200863567 |  | 42.09249290169593 | -75.95653051543057 | PQ | 2771.281 | False | -1 | ABCD | 8100303
node_8100303_200863568 |  | 42.09287620921506 | -75.95650019317299 | PQ | 2771.281 | False | -1 | ABCN | 8100303
node_8100303_200863569 |  | 42.09210053628245 | -75.95671281040832 | PQ | 2771.281 | False | -1 | ABCD | 8100303
node_8100303_200863570 |  | 42.09206492645955 | -75.95648382219751 | PQ | 2771.281 | False | -1 | ABCN | 8100303
node_8100303_200863574 |  | 42.091754539509225 | -75.95702048430691 | PQ | 2771.281 | False | -1 | ABCD | 8100303
node_8100303_200863575 |  | 42.09183565244634 | -75.95728000022096 | PQ | 2771.281 | False | -1 | ABCN | 8100303
node_8100303_200863576 |  | 42.091379490094546 | -75.9572064658929 | PQ | 2771.281 | False | -1 | ABCN | 8100303
node_8100303_200863577 |  | 42.09154570944019 | -75.95783938690309 | PQ | 2771.281 | False | -1 | ABCN | 8100303
node_8100303_200863622 |  | 42.09336034230076 | -75.95387535474359 | PQ | 2771.281 | False | -1 | ABCN | 8100303
node_8100303_200863873 |  | 42.08975269007954 | -75.9517758104304 | PQ | 2771.281 | False | -1 | AD | 8100303
node_8100303_200863874 |  | 42.08989133584721 | -75.95228930283481 | PQ | 2771.281 | False | -1 | AN | 8100303
node_8100303_200863970 |  | 42.092629074140774 | -75.95811870930059 | PQ | 2771.281 | False | -1 | ABCN | 8100303
node_8100303_200863971 |  | 42.09308666899294 | -75.95886141057966 | PQ | 2771.281 | False | -1 | ABCN | 8100303
node_8100303_200863972 |  | 42.09341147681224 | -75.95891502048326 | PQ | 2771.281 | False | -1 | ABCN | 8100303
node_8100303_200863973 |  | 42.093820681637396 | -75.95823658565028 | PQ | 2771.281 | False | -1 | ABCN | 8100303
node_8100303_200863975 |  | 42.0922593740057 | -75.95732203668574 | PQ | 2771.281 | False | -1 | ABCD | 8100303
node_8100303_200863976 |  | 42.09242366235179 | -75.95792925035659 | PQ | 2771.281 | False | -1 | ABCN | 8100303
node_8100303_200863977 |  | 42.09257850660363 | -75.95853239696427 | PQ | 2771.281 | False | -1 | ABCD | 8100303
node_8100303_200863978 |  | 42.09295629776377 | -75.95844789412068 | PQ | 2771.281 | False | -1 | ABCN | 8100303
node_8100303_200863979 |  | 42.093133508742305 | -75.95835525715077 | PQ | 2771.281 | False | -1 | ABCD | 8100303
node_8100303_200863980 |  | 42.09349725975537 | -75.95813934137122 | PQ | 2771.281 | False | -1 | ABCN | 8100303
node_8100303_200863981 |  | 42.09403905988293 | -75.95788081463996 | PQ | 2771.281 | False | -1 | ABCD | 8100303
node_8100303_200863982 |  | 42.09275183367102 | -75.95919434668532 | PQ | 2771.281 | False | -1 | ABCD | 8100303
node_8100303_200865079 |  | 42.092724232702984 | -75.94987570058939 | PQ | 2771.281 | False | -1 | ABCN | 8100303
node_8100303_200865080 |  | 42.09280444724598 | -75.95029754520668 | PQ | 2771.281 | False | -1 | ABCN | 8100303
node_8100303_200865106 |  | 42.09419571461804 | -75.95517746172752 | PQ | 2771.281 | False | -1 | ABCD | 8100303
node_8100303_200865124 |  | 42.094354420868974 | -75.95581673633498 | PQ | 2771.281 | False | -1 | ABCD | 8100303
node_8100303_200865141 |  | 42.09443196214168 | -75.9560679240907 | PQ | 2771.281 | False | -1 | ABCD | 8100303
node_8100303_200865152 |  | 42.094592150195105 | -75.95656902127362 | PQ | 2771.281 | False | -1 | ABCD | 8100303
node_8100303_200865181 |  | 42.09485500168842 | -75.95739266053363 | PQ | 2771.281 | False | -1 | ABCD | 8100303
node_8100303_200865220 |  | 42.09518742942368 | -75.95875074765536 | PQ | 2771.281 | False | -1 | ABCD | 8100303
node_8100303_200865234 |  | 42.09531490826204 | -75.95919373415289 | PQ | 2771.281 | False | -1 | ABCD | 8100303
node_8100303_200865254 |  | 42.09554921930812 | -75.95994472174024 | PQ | 2771.281 | False | -1 | ABCN | 8100303
node_8100303_200865264 |  | 42.09577028725799 | -75.96040211226126 | PQ | 2771.281 | False | -1 | ABCN | 8100303
node_8100303_200865277 |  | 42.09583504558757 | -75.96079270631095 | PQ | 2771.281 | False | -1 | ABCN | 8100303
node_8100303_200865295 |  | 42.096096987730746 | -75.96210693458882 | PQ | 2771.281 | False | -1 | ABCD | 8100303
node_8100303_200865297 |  | 42.09617114085247 | -75.962263118945 | PQ | 2771.281 | False | -1 | ABCD | 8100303
node_8100303_200865458 |  | 42.09315178339336 | -75.95160305345765 | PQ | 2771.281 | False | -1 | ABCD | 8100303
node_8100303_200865459 |  | 42.09319962288008 | -75.95184666255126 | PQ | 2771.281 | False | -1 | ABCD | 8100303
node_8100303_200865460 |  | 42.0930212889089 | -75.95209736712924 | PQ | 2771.281 | False | -1 | ABCD | 8100303
node_8100303_200865462 |  | 42.09329442537145 | -75.95211850140038 | PQ | 2771.281 | False | -1 | ABCD | 8100303
node_8100303_200865483 |  | 42.09356359849166 | -75.95303685110963 | PQ | 2771.281 | False | -1 | ABCD | 8100303
node_8100303_200865484 |  | 42.09328772302266 | -75.95312923317474 | PQ | 2771.281 | False | -1 | ABCN | 8100303
node_8100303_200865492 |  | 42.093672904022206 | -75.95344836257115 | PQ | 2771.281 | False | -1 | ABCD | 8100303
node_8100303_200865508 |  | 42.093827140214614 | -75.9539682846638 | PQ | 2771.281 | False | -1 | ABCD | 8100303
node_8100303_200917362 |  | 42.09212806603632 | -75.94895186852465 | PQ | 2771.281 | False | -1 | ABCD | 8100303
node_8100303_200967490 |  | 42.09126861511331 | -75.95286051405603 | PQ | 2771.281 | False | -1 | ABCN | 8100303
node_8100303_200978331 |  | 42.09186006247185 | -75.95471064733798 | PQ | 2771.281 | False | -1 | ABCN | 8100303
node_8100303_200978645 |  | 42.08894087869578 | -75.95423894410264 | PQ | 2771.281 | False | -1 | ABCN | 8100303
node_8100303_200982418 |  | 42.092931490582316 | -75.95221097477466 | PQ | 2771.281 | False | -1 | ABCN | 8100303
node_8100303_200983820 |  | 42.09124079228575 | -75.95284817970733 | PQ | 2771.281 | False | -1 | ABCN | 8100303
node_8100303_200983939 |  | 42.092678981577365 | -75.95939044076323 | PQ | 2771.281 | False | -1 | ABCN | 8100303
node_8100303_200983940 |  | 42.09282554307369 | -75.96012910161099 | PQ | 2771.281 | False | -1 | ABCN | 8100303
node_8100303_200983988 |  | 42.09300394004202 | -75.96154455753098 | PQ | 2771.281 | False | -1 | ABCN | 8100303
node_8100303_201013511 |  | 42.08902495797688 | -75.95463647765017 | PQ | 2771.281 | False | -1 | ABCN | 8100303
node_8100303_201045489 |  | 42.09207309965481 | -75.95109173345088 | PQ | 2771.281 | False | -1 | ABCN | 8100303
node_8100303_201045586 |  | 42.09102324395917 | -75.95215551966466 | PQ | 2771.281 | False | -1 | ABCN | 8100303
node_8100303_201058017 |  | 42.093354278140474 | -75.95347105670747 | PQ | 2771.281 | False | -1 | ABCN | 8100303
node_8100303_201061083 |  | 42.09189915083295 | -75.95653798376077 | PQ | 2771.281 | False | -1 | ABCN | 8100303
node_8100303_310051080 |  | 42.09225086117364 | -75.95471084897909 | PQ | 2771.281 | False | -1 | ABCN | 8100303
node_8100303_310051877 |  | 42.092988218144974 | -75.95069648263289 | PQ | 2771.281 | False | -1 | ABCD | 8100303
node_8100303_310051888 |  | 42.093064748724295 | -75.9511206594389 | PQ | 2771.281 | False | -1 | ABCD | 8100303
node_8100303_310051919 |  | 42.093663240807444 | -75.95268073008079 | PQ | 2771.281 | False | -1 | ABCD | 8100303
node_8100303_310051941 |  | 42.093931748349085 | -75.95431147402971 | PQ | 2771.281 | False | -1 | ABCD | 8100303
node_8100303_310051943 |  | 42.09410863338586 | -75.95474660793758 | PQ | 2771.281 | False | -1 | ABCD | 8100303
node_8100303_310051953 |  | 42.09432209785382 | -75.9555403282222 | PQ | 2771.281 | False | -1 | ABCD | 8100303
node_8100303_310051958 |  | 42.09468181157136 | -75.95694059257701 | PQ | 2771.281 | False | -1 | ABCD | 8100303
node_8100303_310051961 |  | 42.09482514104007 | -75.95789399740315 | PQ | 2771.281 | False | -1 | ABCD | 8100303
node_8100303_310051968 |  | 42.09500377082395 | -75.95831642792103 | PQ | 2771.281 | False | -1 | ABCD | 8100303
node_8100303_310051973 |  | 42.09552630751913 | -75.95968370683377 | PQ | 2771.281 | False | -1 | ABCD | 8100303
node_8100303_310051982 |  | 42.09592173240282 | -75.9612276461868 | PQ | 2771.281 | False | -1 | ABCD | 8100303
node_8100303_310051983 |  | 42.096000150157586 | -75.96162108603933 | PQ | 2771.281 | False | -1 | ABCD | 8100303
node_8100303_311894527 |  | 42.09150902318775 | -75.94979751329757 | PQ | 2771.281 | False | -1 | ABCN | 8100303
node_8100303_311894528 |  | 42.09169569195557 | -75.9499621741895 | PQ | 2771.281 | False | -1 | AN | 8100303
node_8100303_311899735 |  | 42.08751201572114 | -75.9529851092397 | PQ | 2771.281 | False | -1 | ABCN | 8100303
node_8100303_311899740 |  | 42.08703718977937 | -75.9522950477042 | PQ | 2771.281 | False | -1 | ABCN | 8100303
node_8100303_311922503 |  | 42.09176526271949 | -75.95470989023268 | PQ | 2771.281 | False | -1 | ABCN | 8100303
node_8100303_311932720 |  | 42.09338040004502 | -75.95555497573685 | PQ | 2771.281 | False | -1 | ABCN | 8100303
node_8100303_311932725 |  | 42.09308878076692 | -75.95448696266884 | PQ | 2771.281 | False | -1 | ABCN | 8100303
node_8100303_311932730 |  | 42.092989026151876 | -75.9557249515841 | PQ | 2771.281 | False | -1 | ABCN | 8100303
node_8100303_311933023 |  | 42.09346261680174 | -75.95551832651384 | PQ | 2771.281 | False | -1 | ABCN | 8100303
node_8100303_311933028 |  | 42.09353128095452 | -75.95577494716592 | PQ | 2771.281 | False | -1 | ABCN | 8100303
node_8100303_311935530 |  | 42.09275938785081 | -75.95584247411071 | PQ | 2771.281 | False | -1 | ABCN | 8100303
node_8100303_311976485 |  | 42.09273851662164 | -75.95575694403882 | PQ | 2771.281 | False | -1 | ABCN | 8100303
node_8100303_311976494 |  | 42.0923777456476 | -75.95480773943507 | PQ | 2771.281 | False | -1 | ABCN | 8100303
node_8100303_311984158 |  | 42.091201569713334 | -75.95674778943422 | PQ | 2771.281 | False | -1 | ABCN | 8100303
node_8100303_311984168 |  | 42.090938493621486 | -75.95518334356068 | PQ | 2771.281 | False | -1 | ABCN | 8100303
node_8100303_311990510 |  | 42.09067729101005 | -75.95370237710698 | PQ | 2771.281 | False | -1 | ABCN | 8100303
node_8100303_312005279 |  | 42.09123519375656 | -75.95673767694228 | PQ | 2771.281 | False | -1 | ABCN | 8100303
node_8100303_312005282 |  | 42.09092497662464 | -75.95527444729723 | PQ | 2771.281 | False | -1 | ABCN | 8100303
node_SOURCE_8100303 |  | 42.09634548956926 | -75.96229624135086 | SWING | 2771.281 | False | -1 | ABCN | 8100303
node_intto1_8100303_200860922 |  | 42.08876078902146 | -75.95351033106948 | PQ | 2771.281 | False | -1 | ABCD | 8100303
node_intto1_8100303_200860955 |  | 42.089128202086144 | -75.95177895679265 | PQ | 2771.281 | False | -1 | AD | 8100303
node_intto1_8100303_200862953 |  | 42.090047919368146 | -75.94994901805816 | PQ | 2771.281 | False | -1 | AD | 8100303
node_intto1_8100303_200863028 |  | 42.090765473322826 | -75.94945656481116 | PQ | 2771.281 | False | -1 | AD | 8100303
node_intto1_8100303_200863545 |  | 42.09061302022362 | -75.950994774513 | PQ | 2771.281 | False | -1 | ABCD | 8100303
node_intto1_8100303_200863561 |  | 42.093571511481315 | -75.9559354725128 | PQ | 2771.281 | False | -1 | ABCD | 8100303
node_intto1_8100303_200863622 |  | 42.09336034230076 | -75.95387535474359 | PQ | 2771.281 | False | -1 | ABCD | 8100303
node_intto1_8100303_200863970 |  | 42.092629074140774 | -75.95811870930059 | PQ | 2771.281 | False | -1 | ABCN | 8100303
node_intto1_8100303_200863971 |  | 42.09308666899294 | -75.95886141057966 | PQ | 2771.281 | False | -1 | ABCD | 8100303
node_intto1_8100303_200863972 |  | 42.09341147681224 | -75.95891502048326 | PQ | 2771.281 | False | -1 | ABCD | 8100303
node_intto1_8100303_200863973 |  | 42.093820681637396 | -75.95823658565028 | PQ | 2771.281 | False | -1 | ABCD | 8100303
node_intto1_8100303_200863978 |  | 42.09295629776377 | -75.95844789412068 | PQ | 2771.281 | False | -1 | ABCD | 8100303
node_intto1_8100303_200865460 |  | 42.0930212889089 | -75.95209736712924 | PQ | 2771.281 | False | -1 | ABCD | 8100303
node_intto1_8100303_200865484 |  | 42.09328772302266 | -75.95312923317474 | PQ | 2771.281 | False | -1 | ABCD | 8100303
node_intto1_8100303_200983939 |  | 42.092678981577365 | -75.95939044076323 | PQ | 2771.281 | False | -1 | ABCD | 8100303
node_intto1_8100303_201013511 |  | 42.08902495797688 | -75.95463647765017 | PQ | 2771.281 | False | -1 | ABCN | 8100303
node_intto1_8100303_311894527 |  | 42.09150902318775 | -75.94979751329757 | PQ | 2771.281 | False | -1 | ABCD | 8100303
node_intto1_8100303_311899740 |  | 42.08703718977937 | -75.9522950477042 | PQ | 2771.281 | False | -1 | ABCN | 8100303
node_intto1_8100303_311933023 |  | 42.09346261680174 | -75.95551832651384 | PQ | 2771.281 | False | -1 | ABCN | 8100303
node_intto1_8100303_311935530 |  | 42.09275938785081 | -75.95584247411071 | PQ | 2771.281 | False | -1 | ABCN | 8100303
node_intto1_8100303_312005279 |  | 42.09123519375656 | -75.95673767694228 | PQ | 2771.281 | False | -1 | ABCN | 8100303

## Capacitor
Name | GroupId | NominalVoltage | RemoteSense | RemoteSenseB | ParticipatingPhases | PhasesConnected | SwitchA | SwitchB | SwitchC | Control | ControlLevel | VoltageSetHigh | VoltageSetLow | ReactivePowerSetHigh | ReactivePowerSetLow | CapacitorA | CapacitorB | CapacitorC | TimeDelay | DwellTime | LockoutTime | CurrentSetHigh | CurrentSetLow | Status | ParentNode | Phases | Feeder | Comments
cap_220369375 |  | 0 |  |  |  |  | CLOSED | CLOSED | CLOSED | MANUAL | BANK | 0 | 0 | 0 | 0 | 100000 | 100000 | 100000 | 0 | 0 | 0 | 0 | 0 | OPEN | node_1382646_392_15289492_313 | ABCN | 8100303
cap_220369378 |  | 0 |  |  |  |  | CLOSED | CLOSED | CLOSED | MANUAL | BANK | 0 | 0 | 0 | 0 | 200000 | 200000 | 200000 | 0 | 0 | 0 | 0 | 0 | OPEN | node_1381336_312_15290131_06 | ABCN | 8100303

## EVChargingStation
Name | GroupId | ServiceCharge | ServiceDischarge | ChargeEfficiency | DischargeEfficiency | CommitmentStatus | ConstructionTime | CalendarLife | YearOfInstallation | DepthOfDischarge | ReactivePower | ReactivePowerA | ReactivePowerB | ReactivePowerC | ActivePower | ActivePowerA | ActivePowerB | ActivePowerC | Energy | MaxEnergy | PowerCharge | PowerDischarge | RampUpLimit | RampDownLimit | CapitalCost | FixedOperatingCost | VariableOperatingCost | MaxReactivePower | MaxActivePower | OutputSchedule | PlanningStatus | UnitType | UnitSubtype | ParentNode | Phases | Feeder | Comments
evchargingstation_load_220332822 |  | 0 | 0 | 0.92 | 0 | False | 0 | 0 | 0 | 0 | 0 | 0 | 0 | 0 | 0 | 0 | 0 | 0 | 0 | 0.10776541675174167 | 0 | 0 | 0 | 0 | 0 | 0 | 0.001 | 0.007651312666059348 | 0.017960902791956945 | OPTIMIZED | INSTALLED |  |  | node_1383445_271_15289032_735 | AN | 8100303
evchargingstation_load_220332834 |  | 0 | 0 | 0.92 | 0 | False | 0 | 0 | 0 | 0 | 0 | 0 | 0 | 0 | 0 | 0 | 0 | 0 | 0 | 0.09229914789504176 | 0 | 0 | 0 | 0 | 0 | 0 | 0.001 | 0.00655321219265259 | 0.015383191315840292 | OPTIMIZED | INSTALLED |  |  | node_1383360_448_15289389_29 | AN | 8100303
evchargingstation_load_220332835 |  | 0 | 0 | 0.92 | 0 | False | 0 | 0 | 0 | 0 | 0 | 0 | 0 | 0 | 0 | 0 | 0 | 0 | 0 | 0.028357133946751503 | 0 | 0 | 0 | 0 | 0 | 0 | 0.001 | 0.0020133479845149322 | 0.0047261889911252505 | OPTIMIZED | INSTALLED |  |  | node_1383703_526_15289207_329 | AN | 8100303
evchargingstation_load_220332836 |  | 0 | 0 | 0.92 | 0 | False | 0 | 0 | 0 | 0 | 0 | 0 | 0 | 0 | 0 | 0 | 0 | 0 | 0 | 0.07907597264155168 | 0 | 0 | 0 | 0 | 0 | 0 | 0.001 | 0.005614370595837241 | 0.013179328773591946 | OPTIMIZED | INSTALLED |  |  | node_1384080_645_15289171_933 | AN | 8100303
evchargingstation_load_220347887 |  | 0 | 0 | 0.92 | 0 | False | 0 | 0 | 0 | 0 | 0 | 0 | 0 | 0 | 0 | 0 | 0 | 0 | 0 | 0.048572668889259894 | 0 | 0 | 0 | 0 | 0 | 0 | 0.001 | 0.003448645196159357 | 0.008095444814876649 | OPTIMIZED | INSTALLED |  |  | node_1383140_913_15289890_141 | AN | 8100303
evchargingstation_load_220347891 |  | 0 | 0 | 0.92 | 0 | False | 0 | 0 | 0 | 0 | 0 | 0 | 0 | 0 | 0 | 0 | 0 | 0 | 0 | 0.007407747393316433 | 0 | 0 | 0 | 0 | 0 | 0 | 0.001 | 0.0005259478213190392 | 0.001234624565552739 | OPTIMIZED | INSTALLED |  |  | node_1382802_829_15289185_417 | AN | 8100303
evchargingstation_load_220347895 |  | 0 | 0 | 0.92 | 0 | False | 0 | 0 | 0 | 0 | 0 | 0 | 0 | 0 | 0 | 0 | 0 | 0 | 0 | 0.05566195237594778 | 0 | 0 | 0 | 0 | 0 | 0 | 0.001 | 0.003951981951901688 | 0.009276992062657963 | OPTIMIZED | INSTALLED |  |  | node_1383000_194_15288688_482 | AN | 8100303
evchargingstation_load_220347896 |  | 0 | 0 | 0.92 | 0 | False | 0 | 0 | 0 | 0 | 0 | 0 | 0 | 0 | 0 | 0 | 0 | 0 | 0 | 0.09826688458012472 | 0 | 0 | 0 | 0 | 0 | 0 | 0.001 | 0.006976919510099216 | 0.016377814096687454 | OPTIMIZED | INSTALLED |  |  | node_1382450_629_15288914_654 | AN | 8100303
evchargingstation_load_220348698 |  | 0 | 0 | 0.92 | 0 | False | 0 | 0 | 0 | 0 | 0 | 0 | 0 | 0 | 0 | 0 | 0 | 0 | 0 | 0.03533564737895989 | 0 | 0 | 0 | 0 | 0 | 0 | 0.001 | 0.0025088205792135445 | 0.005889274563159981 | OPTIMIZED | INSTALLED |  |  | node_1383053_242_15289219_804 | AN | 8100303
evchargingstation_load_220349593 |  | 0 | 0 | 0.92 | 0 | False | 0 | 0 | 0 | 0 | 0 | 0 | 0 | 0 | 0 | 0 | 0 | 0 | 0 | 0.03356332650728791 | 0 | 0 | 0 | 0 | 0 | 0 | 0.001 | 0.002382986310149161 | 0.005593887751214652 | OPTIMIZED | INSTALLED |  |  | node_1380463_978_15291296_252 | AN | 8100303

## Fuse
Name | GroupId | MeanReplacementTime | PhaseAStatus | PhaseBStatus | PhaseCStatus | RepairDistributionType | CurrentLimit | CurrentInAReal | CurrentInAImag | CurrentInA | CurrentInBReal | CurrentInBImag | CurrentInB | CurrentInCReal | CurrentInCImag | CurrentInC | CurrentOutAReal | CurrentOutAImag | CurrentOutA | CurrentOutBReal | CurrentOutBImag | CurrentOutB | CurrentOutCReal | CurrentOutCImag | CurrentOutC | ActivePowerInA | ReactivePowerInA | PowerInA | ActivePowerInB | ReactivePowerInB | PowerInB | ActivePowerInC | ReactivePowerInC | PowerInC | ActivePowerOutA | ReactivePowerOutA | PowerOutA | ActivePowerOutB | ReactivePowerOutB | PowerOutB | ActivePowerOutC | ReactivePowerOutC | PowerOutC | Status | From | To | Length | Phases | Feeder | Comments
fuse_220386386 |  | 0 | GOOD | GOOD | GOOD | NONE | 140 | 0 | 0 | 0+0j | 0 | 0 | 0+0j | 0 | 0 | 0+0j | 0 | 0 | 0+0j | 0 | 0 | 0+0j | 0 | 0 | 0+0j | 0 | 0 | 0+0j | 0 | 0 | 0+0j | 0 | 0 | 0+0j | 0 | 0 | 0+0j | 0 | 0 | 0+0j | 0 | 0 | 0+0j | OPEN | node_intto1_8100303_200863028 | node_8100303_200863028 | 0 | AD | 8100303
fuse_220386396 |  | 0 | GOOD | GOOD | GOOD | NONE | 140 | 0 | 0 | 0+0j | 0 | 0 | 0+0j | 0 | 0 | 0+0j | 0 | 0 | 0+0j | 0 | 0 | 0+0j | 0 | 0 | 0+0j | 0 | 0 | 0+0j | 0 | 0 | 0+0j | 0 | 0 | 0+0j | 0 | 0 | 0+0j | 0 | 0 | 0+0j | 0 | 0 | 0+0j | OPEN | node_intto1_8100303_200862953 | node_8100303_200862953 | 0 | AD | 8100303
fuse_220386480 |  | 0 | GOOD | GOOD | GOOD | NONE | 140 | 0 | 0 | 0+0j | 0 | 0 | 0+0j | 0 | 0 | 0+0j | 0 | 0 | 0+0j | 0 | 0 | 0+0j | 0 | 0 | 0+0j | 0 | 0 | 0+0j | 0 | 0 | 0+0j | 0 | 0 | 0+0j | 0 | 0 | 0+0j | 0 | 0 | 0+0j | 0 | 0 | 0+0j | OPEN | node_intto1_8100303_200860922 | node_8100303_200860922 | 0 | ABCD | 8100303
fuse_220386505 |  | 0 | GOOD | GOOD | GOOD | NONE | 200 | 0 | 0 | 0+0j | 0 | 0 | 0+0j | 0 | 0 | 0+0j | 0 | 0 | 0+0j | 0 | 0 | 0+0j | 0 | 0 | 0+0j | 0 | 0 | 0+0j | 0 | 0 | 0+0j | 0 | 0 | 0+0j | 0 | 0 | 0+0j | 0 | 0 | 0+0j | 0 | 0 | 0+0j | OPEN | node_intto1_8100303_311894527 | node_8100303_311894527 | 0 | ABCD | 8100303
fuse_220386701 |  | 0 | GOOD | GOOD | GOOD | NONE | 50 | 0 | 0 | 0+0j | 0 | 0 | 0+0j | 0 | 0 | 0+0j | 0 | 0 | 0+0j | 0 | 0 | 0+0j | 0 | 0 | 0+0j | 0 | 0 | 0+0j | 0 | 0 | 0+0j | 0 | 0 | 0+0j | 0 | 0 | 0+0j | 0 | 0 | 0+0j | 0 | 0 | 0+0j | OPEN | node_intto1_8100303_200863970 | node_8100303_200863970 | 0 | ABCN | 8100303
fuse_220386706 |  | 0 | GOOD | GOOD | GOOD | NONE | 50 | 0 | 0 | 0+0j | 0 | 0 | 0+0j | 0 | 0 | 0+0j | 0 | 0 | 0+0j | 0 | 0 | 0+0j | 0 | 0 | 0+0j | 0 | 0 | 0+0j | 0 | 0 | 0+0j | 0 | 0 | 0+0j | 0 | 0 | 0+0j | 0 | 0 | 0+0j | 0 | 0 | 0+0j | OPEN | node_intto1_8100303_200863973 | node_8100303_200863973 | 0 | ABCD | 8100303
fuse_220386708 |  | 0 | GOOD | GOOD | GOOD | NONE | 50 | 0 | 0 | 0+0j | 0 | 0 | 0+0j | 0 | 0 | 0+0j | 0 | 0 | 0+0j | 0 | 0 | 0+0j | 0 | 0 | 0+0j | 0 | 0 | 0+0j | 0 | 0 | 0+0j | 0 | 0 | 0+0j | 0 | 0 | 0+0j | 0 | 0 | 0+0j | 0 | 0 | 0+0j | OPEN | node_intto1_8100303_200863971 | node_8100303_200863971 | 0 | ABCD | 8100303
fuse_220552502 |  | 0 | GOOD | GOOD | GOOD | NONE | 100 | 0 | 0 | 0+0j | 0 | 0 | 0+0j | 0 | 0 | 0+0j | 0 | 0 | 0+0j | 0 | 0 | 0+0j | 0 | 0 | 0+0j | 0 | 0 | 0+0j | 0 | 0 | 0+0j | 0 | 0 | 0+0j | 0 | 0 | 0+0j | 0 | 0 | 0+0j | 0 | 0 | 0+0j | OPEN | node_intto1_8100303_200983939 | node_8100303_200983939 | 0 | ABCD | 8100303
fuse_220583715 |  | 0 | GOOD | GOOD | GOOD | NONE | 50 | 0 | 0 | 0+0j | 0 | 0 | 0+0j | 0 | 0 | 0+0j | 0 | 0 | 0+0j | 0 | 0 | 0+0j | 0 | 0 | 0+0j | 0 | 0 | 0+0j | 0 | 0 | 0+0j | 0 | 0 | 0+0j | 0 | 0 | 0+0j | 0 | 0 | 0+0j | 0 | 0 | 0+0j | OPEN | node_intto1_8100303_200863972 | node_8100303_200863972 | 0 | ABCD | 8100303
fuse_220587519 |  | 0 | GOOD | GOOD | GOOD | NONE | 140 | 0 | 0 | 0+0j | 0 | 0 | 0+0j | 0 | 0 | 0+0j | 0 | 0 | 0+0j | 0 | 0 | 0+0j | 0 | 0 | 0+0j | 0 | 0 | 0+0j | 0 | 0 | 0+0j | 0 | 0 | 0+0j | 0 | 0 | 0+0j | 0 | 0 | 0+0j | 0 | 0 | 0+0j | OPEN | node_intto1_8100303_200865484 | node_8100303_200865484 | 0 | ABCD | 8100303
fuse_220587522 |  | 0 | GOOD | GOOD | GOOD | NONE | 140 | 0 | 0 | 0+0j | 0 | 0 | 0+0j | 0 | 0 | 0+0j | 0 | 0 | 0+0j | 0 | 0 | 0+0j | 0 | 0 | 0+0j | 0 | 0 | 0+0j | 0 | 0 | 0+0j | 0 | 0 | 0+0j | 0 | 0 | 0+0j | 0 | 0 | 0+0j | 0 | 0 | 0+0j | OPEN | node_intto1_8100303_200860955 | node_8100303_200860955 | 0 | AD | 8100303
fuse_220587524 |  | 0 | GOOD | GOOD | GOOD | NONE | 50 | 0 | 0 | 0+0j | 0 | 0 | 0+0j | 0 | 0 | 0+0j | 0 | 0 | 0+0j | 0 | 0 | 0+0j | 0 | 0 | 0+0j | 0 | 0 | 0+0j | 0 | 0 | 0+0j | 0 | 0 | 0+0j | 0 | 0 | 0+0j | 0 | 0 | 0+0j | 0 | 0 | 0+0j | OPEN | node_intto1_8100303_201013511 | node_8100303_201013511 | 0 | ABCN | 8100303
fuse_220652411 |  | 0 | GOOD | GOOD | GOOD | NONE | 15 | 0 | 0 | 0+0j | 0 | 0 | 0+0j | 0 | 0 | 0+0j | 0 | 0 | 0+0j | 0 | 0 | 0+0j | 0 | 0 | 0+0j | 0 | 0 | 0+0j | 0 | 0 | 0+0j | 0 | 0 | 0+0j | 0 | 0 | 0+0j | 0 | 0 | 0+0j | 0 | 0 | 0+0j | OPEN | node_intto1_8100303_200863622 | node_8100303_200863622 | 0 | ABCD | 8100303
fuse_311899745 |  | 0 | GOOD | GOOD | GOOD | NONE | 50 | 0 | 0 | 0+0j | 0 | 0 | 0+0j | 0 | 0 | 0+0j | 0 | 0 | 0+0j | 0 | 0 | 0+0j | 0 | 0 | 0+0j | 0 | 0 | 0+0j | 0 | 0 | 0+0j | 0 | 0 | 0+0j | 0 | 0 | 0+0j | 0 | 0 | 0+0j | 0 | 0 | 0+0j | OPEN | node_intto1_8100303_311899740 | node_8100303_311899740 | 0 | ABCN | 8100303
fuse_311919237 |  | 0 | GOOD | GOOD | GOOD | NONE | 300 | 0 | 0 | 0+0j | 0 | 0 | 0+0j | 0 | 0 | 0+0j | 0 | 0 | 0+0j | 0 | 0 | 0+0j | 0 | 0 | 0+0j | 0 | 0 | 0+0j | 0 | 0 | 0+0j | 0 | 0 | 0+0j | 0 | 0 | 0+0j | 0 | 0 | 0+0j | 0 | 0 | 0+0j | OPEN | node_intto1_8100303_200863561 | node_8100303_200863561 | 0 | ABCD | 8100303
fuse_311933029 |  | 0 | GOOD | GOOD | GOOD | NONE | 140 | 0 | 0 | 0+0j | 0 | 0 | 0+0j | 0 | 0 | 0+0j | 0 | 0 | 0+0j | 0 | 0 | 0+0j | 0 | 0 | 0+0j | 0 | 0 | 0+0j | 0 | 0 | 0+0j | 0 | 0 | 0+0j | 0 | 0 | 0+0j | 0 | 0 | 0+0j | 0 | 0 | 0+0j | OPEN | node_intto1_8100303_311933023 | node_8100303_311933023 | 0 | ABCN | 8100303
fuse_311935618 |  | 0 | GOOD | GOOD | GOOD | NONE | 40 | 0 | 0 | 0+0j | 0 | 0 | 0+0j | 0 | 0 | 0+0j | 0 | 0 | 0+0j | 0 | 0 | 0+0j | 0 | 0 | 0+0j | 0 | 0 | 0+0j | 0 | 0 | 0+0j | 0 | 0 | 0+0j | 0 | 0 | 0+0j | 0 | 0 | 0+0j | 0 | 0 | 0+0j | OPEN | node_intto1_8100303_311935530 | node_8100303_311935530 | 0 | ABCN | 8100303
fuse_312004303 |  | 0 | GOOD | GOOD | GOOD | NONE | 100 | 0 | 0 | 0+0j | 0 | 0 | 0+0j | 0 | 0 | 0+0j | 0 | 0 | 0+0j | 0 | 0 | 0+0j | 0 | 0 | 0+0j | 0 | 0 | 0+0j | 0 | 0 | 0+0j | 0 | 0 | 0+0j | 0 | 0 | 0+0j | 0 | 0 | 0+0j | 0 | 0 | 0+0j | OPEN | node_intto1_8100303_200865460 | node_8100303_200865460 | 0 | ABCD | 8100303
fuse_312005274 |  | 0 | GOOD | GOOD | GOOD | NONE | 100 | 0 | 0 | 0+0j | 0 | 0 | 0+0j | 0 | 0 | 0+0j | 0 | 0 | 0+0j | 0 | 0 | 0+0j | 0 | 0 | 0+0j | 0 | 0 | 0+0j | 0 | 0 | 0+0j | 0 | 0 | 0+0j | 0 | 0 | 0+0j | 0 | 0 | 0+0j | 0 | 0 | 0+0j | OPEN | node_intto1_8100303_312005279 | node_8100303_312005279 | 0 | ABCN | 8100303

## Generator
Name | GroupId | ColdStartupCost | ColdStartupTime | HotStartupCost | HotStartupStatus | ShutdownCost | CommitmentStatus | ConstructionTime | CalendarLife | YearOfInstallation | ReactivePower | ActivePower | MaxPowerOutput | MinPowerOutput | MinimumDowntime | MinimumUptime | NoLoadCost | NonSpinningReserve | SpinningReserve | OperatingReserve | RampUpLimit | RampDownLimit | StartupCapability | ShutdownCapability | ShutdownStatus | StartupStatus | CapitalCost | FixedOperatingCost | VariableOperatingCost | MaxReactivePower | MaxActivePower | OutputSchedule | PlanningStatus | UnitType | UnitSubtype | ParentNode | Phases | Feeder | Comments
generator_load_220332822 |  | 0 | 0 | 0 | 0 | 0 | False | 0 | 0 | 0 | 0 | 0 | 0 | 0 | 0 | 0 | 0 | 0 | 0 | 0 | 0 | 0 | 0 | 0 | False | False | 0 | 0 | 0.19 | 0.007651312666059348 | 0.017960902791956945 | OPTIMIZED | INSTALLED | natural_gas |  | node_1383445_271_15289032_735 | AN | 8100303
generator_load_220332834 |  | 0 | 0 | 0 | 0 | 0 | False | 0 | 0 | 0 | 0 | 0 | 0 | 0 | 0 | 0 | 0 | 0 | 0 | 0 | 0 | 0 | 0 | 0 | False | False | 0 | 0 | 0.19 | 0.00655321219265259 | 0.015383191315840292 | OPTIMIZED | INSTALLED | natural_gas |  | node_1383360_448_15289389_29 | AN | 8100303
generator_load_220332835 |  | 0 | 0 | 0 | 0 | 0 | False | 0 | 0 | 0 | 0 | 0 | 0 | 0 | 0 | 0 | 0 | 0 | 0 | 0 | 0 | 0 | 0 | 0 | False | False | 0 | 0 | 0.19 | 0.0020133479845149322 | 0.0047261889911252505 | OPTIMIZED | INSTALLED | natural_gas |  | node_1383703_526_15289207_329 | AN | 8100303
generator_load_220332836 |  | 0 | 0 | 0 | 0 | 0 | False | 0 | 0 | 0 | 0 | 0 | 0 | 0 | 0 | 0 | 0 | 0 | 0 | 0 | 0 | 0 | 0 | 0 | False | False | 0 | 0 | 0.19 | 0.005614370595837241 | 0.013179328773591946 | OPTIMIZED | INSTALLED | natural_gas |  | node_1384080_645_15289171_933 | AN | 8100303
generator_load_220347887 |  | 0 | 0 | 0 | 0 | 0 | False | 0 | 0 | 0 | 0 | 0 | 0 | 0 | 0 | 0 | 0 | 0 | 0 | 0 | 0 | 0 | 0 | 0 | False | False | 0 | 0 | 0.19 | 0.003448645196159357 | 0.008095444814876649 | OPTIMIZED | INSTALLED | natural_gas |  | node_1383140_913_15289890_141 | AN | 8100303
generator_load_220347891 |  | 0 | 0 | 0 | 0 | 0 | False | 0 | 0 | 0 | 0 | 0 | 0 | 0 | 0 | 0 | 0 | 0 | 0 | 0 | 0 | 0 | 0 | 0 | False | False | 0 | 0 | 0.19 | 0.0005259478213190392 | 0.001234624565552739 | OPTIMIZED | INSTALLED | natural_gas |  | node_1382802_829_15289185_417 | AN | 8100303
generator_load_220347895 |  | 0 | 0 | 0 | 0 | 0 | False | 0 | 0 | 0 | 0 | 0 | 0 | 0 | 0 | 0 | 0 | 0 | 0 | 0 | 0 | 0 | 0 | 0 | False | False | 0 | 0 | 0.19 | 0.003951981951901688 | 0.009276992062657963 | OPTIMIZED | INSTALLED | natural_gas |  | node_1383000_194_15288688_482 | AN | 8100303
generator_load_220347896 |  | 0 | 0 | 0 | 0 | 0 | False | 0 | 0 | 0 | 0 | 0 | 0 | 0 | 0 | 0 | 0 | 0 | 0 | 0 | 0 | 0 | 0 | 0 | False | False | 0 | 0 | 0.19 | 0.006976919510099216 | 0.016377814096687454 | OPTIMIZED | INSTALLED | natural_gas |  | node_1382450_629_15288914_654 | AN | 8100303
generator_load_220348698 |  | 0 | 0 | 0 | 0 | 0 | False | 0 | 0 | 0 | 0 | 0 | 0 | 0 | 0 | 0 | 0 | 0 | 0 | 0 | 0 | 0 | 0 | 0 | False | False | 0 | 0 | 0.19 | 0.0025088205792135445 | 0.005889274563159981 | OPTIMIZED | INSTALLED | natural_gas |  | node_1383053_242_15289219_804 | AN | 8100303
generator_load_220349593 |  | 0 | 0 | 0 | 0 | 0 | False | 0 | 0 | 0 | 0 | 0 | 0 | 0 | 0 | 0 | 0 | 0 | 0 | 0 | 0 | 0 | 0 | 0 | False | False | 0 | 0 | 0.19 | 0.002382986310149161 | 0.005593887751214652 | OPTIMIZED | INSTALLED | natural_gas |  | node_1380463_978_15291296_252 | AN | 8100303

## HeatPump
Name | GroupId | YearOfInstallation | ReactivePower | ActivePower | MaxPowerOutput | MinPowerOutput | RampUpLimit | RampDownLimit | CapitalCost | FixedOperatingCost | VariableOperatingCost | MaxReactivePower | MaxActivePower | OutputSchedule | PlanningStatus | UnitType | UnitSubtype | ParentNode | Phases | Feeder | Comments
heatpump_load_220332822 |  | 0 | 0 | 0 | 0 | 0 | 0 | 0 | 0 | 0 | 0.19 | 0.007651312666059348 | 0.017960902791956945 | OPTIMIZED | INSTALLED |  |  | node_1383445_271_15289032_735 | AN | 8100303
heatpump_load_220332834 |  | 0 | 0 | 0 | 0 | 0 | 0 | 0 | 0 | 0 | 0.19 | 0.00655321219265259 | 0.015383191315840292 | OPTIMIZED | INSTALLED |  |  | node_1383360_448_15289389_29 | AN | 8100303
heatpump_load_220332835 |  | 0 | 0 | 0 | 0 | 0 | 0 | 0 | 0 | 0 | 0.19 | 0.0020133479845149322 | 0.0047261889911252505 | OPTIMIZED | INSTALLED |  |  | node_1383703_526_15289207_329 | AN | 8100303
heatpump_load_220332836 |  | 0 | 0 | 0 | 0 | 0 | 0 | 0 | 0 | 0 | 0.19 | 0.005614370595837241 | 0.013179328773591946 | OPTIMIZED | INSTALLED |  |  | node_1384080_645_15289171_933 | AN | 8100303
heatpump_load_220347887 |  | 0 | 0 | 0 | 0 | 0 | 0 | 0 | 0 | 0 | 0.19 | 0.003448645196159357 | 0.008095444814876649 | OPTIMIZED | INSTALLED |  |  | node_1383140_913_15289890_141 | AN | 8100303
heatpump_load_220347891 |  | 0 | 0 | 0 | 0 | 0 | 0 | 0 | 0 | 0 | 0.19 | 0.0005259478213190392 | 0.001234624565552739 | OPTIMIZED | INSTALLED |  |  | node_1382802_829_15289185_417 | AN | 8100303
heatpump_load_220347895 |  | 0 | 0 | 0 | 0 | 0 | 0 | 0 | 0 | 0 | 0.19 | 0.003951981951901688 | 0.009276992062657963 | OPTIMIZED | INSTALLED |  |  | node_1383000_194_15288688_482 | AN | 8100303
heatpump_load_220347896 |  | 0 | 0 | 0 | 0 | 0 | 0 | 0 | 0 | 0 | 0.19 | 0.006976919510099216 | 0.016377814096687454 | OPTIMIZED | INSTALLED |  |  | node_1382450_629_15288914_654 | AN | 8100303
heatpump_load_220348698 |  | 0 | 0 | 0 | 0 | 0 | 0 | 0 | 0 | 0 | 0.19 | 0.0025088205792135445 | 0.005889274563159981 | OPTIMIZED | INSTALLED |  |  | node_1383053_242_15289219_804 | AN | 8100303
heatpump_load_220349593 |  | 0 | 0 | 0 | 0 | 0 | 0 | 0 | 0 | 0 | 0.19 | 0.002382986310149161 | 0.005593887751214652 | OPTIMIZED | INSTALLED |  |  | node_1380463_978_15291296_252 | AN | 8100303

## LineSpacing
Name | DistanceAB | DistanceAC | DistanceAE | DistanceAN | DistanceBC | DistanceBE | DistanceBN | DistanceCE | DistanceCN | DistanceNE | Feeder | Comments

## Load
Name | GroupId | PriorityLevel | LoadClass | BaseReactivePowerA | BaseReactivePowerB | BaseReactivePowerC | BaseActivePowerA | BaseActivePowerB | BaseActivePowerC | BasePowerA | BasePowerB | BasePowerC | ConstantCurrentAReal | ConstantCurrentAImag | ConstantCurrentA | ConstantCurrentBReal | ConstantCurrentBImag | ConstantCurrentB | ConstantCurrentCReal | ConstantCurrentCImag | ConstantCurrentC | ConstantResistanceA | ConstantReactanceA | ConstantImpedanceA | ConstantResistanceB | ConstantReactanceB | ConstantImpedanceB | ConstantResistanceC | ConstantReactanceC | ConstantImpedanceC | ConstantActivePowerA | ConstantReactivePowerA | ConstantPowerA | ConstantActivePowerB | ConstantReactivePowerB | ConstantPowerB | ConstantActivePowerC | ConstantReactivePowerC | ConstantPowerC | CurrentFractionA | CurrentFractionB | CurrentFractionC | CurrentPfA | CurrentPfB | CurrentPfC | ImpedanceFractionA | ImpedanceFractionB | ImpedanceFractionC | ImpedancePfA | ImpedancePfB | ImpedancePfC | PowerFractionA | PowerFractionB | PowerFractionC | PowerPfA | PowerPfB | PowerPfC | DemandResponseLowerBound | DemandResponseShortageCost | DemandResponseSurplusCost | DemandResponseUpperBound | ActivePowerA | ActivePowerB | ActivePowerC | ReactivePowerA | ReactivePowerB | ReactivePowerC | NominalVoltage | Status | ParentNode | Phases | Feeder | Comments
load_220331499 |  | 0 | C | 0 | 0 | 0 | 0 | 0 | 0 | 0 | 0 | 0 | 0 | 0 | 0+0j | 0 | 0 | 0+0j | 0 | 0 | 0+0j | 0 | 0 | 0+0j | 0 | 0 | 0+0j | 0 | 0 | 0+0j | 18666.667 | 7951.967 | 18666.667+7951.967j | 0 | 0 | 0+0j | 0 | 0 | 0+0j | 0 | 0 | 0 | 0 | 0 | 0 | 0 | 0 | 0 | 0 | 0 | 0 | 0 | 0 | 0 | 0 | 0 | 0 | 1 | 0 | 0 | 1 | 0 | 0 | 0 | 0 | 0 | 0 | 0 | OPEN | node_1383216_878_15290258_312 | AN | 8100303
load_220331500 |  | 0 | C | 0 | 0 | 0 | 0 | 0 | 0 | 0 | 0 | 0 | 0 | 0 | 0+0j | 0 | 0 | 0+0j | 0 | 0 | 0+0j | 0 | 0 | 0+0j | 0 | 0 | 0+0j | 0 | 0 | 0+0j | 0 | 0 | 0+0j | 18666.667 | 7951.967 | 18666.667+7951.967j | 0 | 0 | 0+0j | 0 | 0 | 0 | 0 | 0 | 0 | 0 | 0 | 0 | 0 | 0 | 0 | 0 | 0 | 0 | 0 | 0 | 0 | 1 | 0 | 0 | 1 | 0 | 0 | 0 | 0 | 0 | 0 | 0 | OPEN | node_1383227_37_15290226_294 | BN | 8100303
load_220331501 |  | 0 | C | 0 | 0 | 0 | 0 | 0 | 0 | 0 | 0 | 0 | 0 | 0 | 0+0j | 0 | 0 | 0+0j | 0 | 0 | 0+0j | 0 | 0 | 0+0j | 0 | 0 | 0+0j | 0 | 0 | 0+0j | 0 | 0 | 0+0j | 0 | 0 | 0+0j | 18666.667 | 7951.967 | 18666.667+7951.967j | 0 | 0 | 0 | 0 | 0 | 0 | 0 | 0 | 0 | 0 | 0 | 0 | 0 | 0 | 0 | 0 | 0 | 0 | 1 | 0 | 0 | 1 | 0 | 0 | 0 | 0 | 0 | 0 | 0 | OPEN | node_1383194_731_15290264_106 | CN | 8100303
load_220332822 |  | 0 | R | 0 | 0 | 0 | 0 | 0 | 0 | 0 | 0 | 0 | 0 | 0 | 0+0j | 0 | 0 | 0+0j | 0 | 0 | 0+0j | 0 | 0 | 0+0j | 0 | 0 | 0+0j | 0 | 0 | 0+0j | 56037.6 | 23871.918 | 56037.6+23871.918j | 0 | 0 | 0+0j | 0 | 0 | 0+0j | 0 | 0 | 0 | 0 | 0 | 0 | 0 | 0 | 0 | 0 | 0 | 0 | 0 | 0 | 0 | 0 | 0 | 0 | 1 | 0 | 0 | 1 | 0 | 0 | 0 | 0 | 0 | 0 | 0 | OPEN | node_1383445_271_15289032_735 | AN | 8100303
load_220332834 |  | 0 | R | 0 | 0 | 0 | 0 | 0 | 0 | 0 | 0 | 0 | 0 | 0 | 0+0j | 0 | 0 | 0+0j | 0 | 0 | 0+0j | 0 | 0 | 0+0j | 0 | 0 | 0+0j | 0 | 0 | 0+0j | 47995.2 | 20445.87 | 47995.2+20445.87j | 0 | 0 | 0+0j | 0 | 0 | 0+0j | 0 | 0 | 0 | 0 | 0 | 0 | 0 | 0 | 0 | 0 | 0 | 0 | 0 | 0 | 0 | 0 | 0 | 0 | 1 | 0 | 0 | 1 | 0 | 0 | 0 | 0 | 0 | 0 | 0 | OPEN | node_1383360_448_15289389_29 | AN | 8100303
load_220332835 |  | 0 | R | 0 | 0 | 0 | 0 | 0 | 0 | 0 | 0 | 0 | 0 | 0 | 0+0j | 0 | 0 | 0+0j | 0 | 0 | 0+0j | 0 | 0 | 0+0j | 0 | 0 | 0+0j | 0 | 0 | 0+0j | 14745.6 | 6281.599 | 14745.6+6281.599j | 0 | 0 | 0+0j | 0 | 0 | 0+0j | 0 | 0 | 0 | 0 | 0 | 0 | 0 | 0 | 0 | 0 | 0 | 0 | 0 | 0 | 0 | 0 | 0 | 0 | 1 | 0 | 0 | 1 | 0 | 0 | 0 | 0 | 0 | 0 | 0 | OPEN | node_1383703_526_15289207_329 | AN | 8100303
load_220332836 |  | 0 | R | 0 | 0 | 0 | 0 | 0 | 0 | 0 | 0 | 0 | 0 | 0 | 0+0j | 0 | 0 | 0+0j | 0 | 0 | 0+0j | 0 | 0 | 0+0j | 0 | 0 | 0+0j | 0 | 0 | 0+0j | 41119.2 | 17516.706 | 41119.2+17516.706j | 0 | 0 | 0+0j | 0 | 0 | 0+0j | 0 | 0 | 0 | 0 | 0 | 0 | 0 | 0 | 0 | 0 | 0 | 0 | 0 | 0 | 0 | 0 | 0 | 0 | 1 | 0 | 0 | 1 | 0 | 0 | 0 | 0 | 0 | 0 | 0 | OPEN | node_1384080_645_15289171_933 | AN | 8100303
load_220347879 |  | 0 | C | 0 | 0 | 0 | 0 | 0 | 0 | 0 | 0 | 0 | 0 | 0 | 0+0j | 0 | 0 | 0+0j | 0 | 0 | 0+0j | 0 | 0 | 0+0j | 0 | 0 | 0+0j | 0 | 0 | 0+0j | 2527.2 | 1076.583 | 2527.2+1076.583j | 0 | 0 | 0+0j | 0 | 0 | 0+0j | 0 | 0 | 0 | 0 | 0 | 0 | 0 | 0 | 0 | 0 | 0 | 0 | 0 | 0 | 0 | 0 | 0 | 0 | 1 | 0 | 0 | 1 | 0 | 0 | 0 | 0 | 0 | 0 | 0 | OPEN | node_1382419_264_15288683_4 | AN | 8100303
load_220347880 |  | 0 | C | 0 | 0 | 0 | 0 | 0 | 0 | 0 | 0 | 0 | 0 | 0 | 0+0j | 0 | 0 | 0+0j | 0 | 0 | 0+0j | 0 | 0 | 0+0j | 0 | 0 | 0+0j | 0 | 0 | 0+0j | 131000 | 55805.766 | 131000+55805.766j | 0 | 0 | 0+0j | 0 | 0 | 0+0j | 0 | 0 | 0 | 0 | 0 | 0 | 0 | 0 | 0 | 0 | 0 | 0 | 0 | 0 | 0 | 0 | 0 | 0 | 1 | 0 | 0 | 1 | 0 | 0 | 0 | 0 | 0 | 0 | 0 | OPEN | node_1382143_926_15288809_432 | AN | 8100303
load_220347881 |  | 0 | C | 0 | 0 | 0 | 0 | 0 | 0 | 0 | 0 | 0 | 0 | 0 | 0+0j | 0 | 0 | 0+0j | 0 | 0 | 0+0j | 0 | 0 | 0+0j | 0 | 0 | 0+0j | 0 | 0 | 0+0j | 0 | 0 | 0+0j | 0 | 0 | 0+0j | 0 | 0 | 0+0j | 0 | 0 | 0 | 0 | 0 | 0 | 0 | 0 | 0 | 0 | 0 | 0 | 0 | 0 | 0 | 0 | 0 | 0 | 1 | 0 | 0 | 1 | 0 | 0 | 0 | 0 | 0 | 0 | 0 | OPEN | node_1382357_892_15288482_355 | AN | 8100303
load_220347882 |  | 0 | C | 0 | 0 | 0 | 0 | 0 | 0 | 0 | 0 | 0 | 0 | 0 | 0+0j | 0 | 0 | 0+0j | 0 | 0 | 0+0j | 0 | 0 | 0+0j | 0 | 0 | 0+0j | 0 | 0 | 0+0j | 42000 | 17891.925 | 42000+17891.925j | 0 | 0 | 0+0j | 0 | 0 | 0+0j | 0 | 0 | 0 | 0 | 0 | 0 | 0 | 0 | 0 | 0 | 0 | 0 | 0 | 0 | 0 | 0 | 0 | 0 | 1 | 0 | 0 | 1 | 0 | 0 | 0 | 0 | 0 | 0 | 0 | OPEN | node_1382239_853_15288318_429 | AN | 8100303
load_220347887 |  | 0 | R | 0 | 0 | 0 | 0 | 0 | 0 | 0 | 0 | 0 | 0 | 0 | 0+0j | 0 | 0 | 0+0j | 0 | 0 | 0+0j | 0 | 0 | 0+0j | 0 | 0 | 0+0j | 0 | 0 | 0+0j | 25257.6 | 10759.693 | 25257.6+10759.693j | 0 | 0 | 0+0j | 0 | 0 | 0+0j | 0 | 0 | 0 | 0 | 0 | 0 | 0 | 0 | 0 | 0 | 0 | 0 | 0 | 0 | 0 | 0 | 0 | 0 | 1 | 0 | 0 | 1 | 0 | 0 | 0 | 0 | 0 | 0 | 0 | OPEN | node_1383140_913_15289890_141 | AN | 8100303
load_220347891 |  | 0 | R | 0 | 0 | 0 | 0 | 0 | 0 | 0 | 0 | 0 | 0 | 0 | 0+0j | 0 | 0 | 0+0j | 0 | 0 | 0+0j | 0 | 0 | 0+0j | 0 | 0 | 0+0j | 0 | 0 | 0+0j | 3852 | 1640.945 | 3852+1640.945j | 0 | 0 | 0+0j | 0 | 0 | 0+0j | 0 | 0 | 0 | 0 | 0 | 0 | 0 | 0 | 0 | 0 | 0 | 0 | 0 | 0 | 0 | 0 | 0 | 0 | 1 | 0 | 0 | 1 | 0 | 0 | 0 | 0 | 0 | 0 | 0 | OPEN | node_1382802_829_15289185_417 | AN | 8100303
load_220347892 |  | 0 | C | 0 | 0 | 0 | 0 | 0 | 0 | 0 | 0 | 0 | 0 | 0 | 0+0j | 0 | 0 | 0+0j | 0 | 0 | 0+0j | 0 | 0 | 0+0j | 0 | 0 | 0+0j | 0 | 0 | 0+0j | 14000 | 5963.975 | 14000+5963.975j | 0 | 0 | 0+0j | 0 | 0 | 0+0j | 0 | 0 | 0 | 0 | 0 | 0 | 0 | 0 | 0 | 0 | 0 | 0 | 0 | 0 | 0 | 0 | 0 | 0 | 1 | 0 | 0 | 1 | 0 | 0 | 0 | 0 | 0 | 0 | 0 | OPEN | node_1382859_344_15289369_785 | AN | 8100303
load_220347893 |  | 0 | C | 0 | 0 | 0 | 0 | 0 | 0 | 0 | 0 | 0 | 0 | 0 | 0+0j | 0 | 0 | 0+0j | 0 | 0 | 0+0j | 0 | 0 | 0+0j | 0 | 0 | 0+0j | 0 | 0 | 0+0j | 0 | 0 | 0+0j | 14000 | 5963.975 | 14000+5963.975j | 0 | 0 | 0+0j | 0 | 0 | 0 | 0 | 0 | 0 | 0 | 0 | 0 | 0 | 0 | 0 | 0 | 0 | 0 | 0 | 0 | 0 | 1 | 0 | 0 | 1 | 0 | 0 | 0 | 0 | 0 | 0 | 0 | OPEN | node_1382839_54_15289371_102 | BN | 8100303
load_220347894 |  | 0 | C | 0 | 0 | 0 | 0 | 0 | 0 | 0 | 0 | 0 | 0 | 0 | 0+0j | 0 | 0 | 0+0j | 0 | 0 | 0+0j | 0 | 0 | 0+0j | 0 | 0 | 0+0j | 0 | 0 | 0+0j | 0 | 0 | 0+0j | 0 | 0 | 0+0j | 14000 | 5963.975 | 14000+5963.975j | 0 | 0 | 0 | 0 | 0 | 0 | 0 | 0 | 0 | 0 | 0 | 0 | 0 | 0 | 0 | 0 | 0 | 0 | 1 | 0 | 0 | 1 | 0 | 0 | 0 | 0 | 0 | 0 | 0 | OPEN | node_1382878_185_15289361_631 | CN | 8100303
load_220347895 |  | 0 | R | 0 | 0 | 0 | 0 | 0 | 0 | 0 | 0 | 0 | 0 | 0 | 0+0j | 0 | 0 | 0+0j | 0 | 0 | 0+0j | 0 | 0 | 0+0j | 0 | 0 | 0+0j | 0 | 0 | 0+0j | 28944 | 12330.092 | 28944+12330.092j | 0 | 0 | 0+0j | 0 | 0 | 0+0j | 0 | 0 | 0 | 0 | 0 | 0 | 0 | 0 | 0 | 0 | 0 | 0 | 0 | 0 | 0 | 0 | 0 | 0 | 1 | 0 | 0 | 1 | 0 | 0 | 0 | 0 | 0 | 0 | 0 | OPEN | node_1383000_194_15288688_482 | AN | 8100303
load_220347896 |  | 0 | R | 0 | 0 | 0 | 0 | 0 | 0 | 0 | 0 | 0 | 0 | 0 | 0+0j | 0 | 0 | 0+0j | 0 | 0 | 0+0j | 0 | 0 | 0+0j | 0 | 0 | 0+0j | 0 | 0 | 0+0j | 51098.4 | 21767.827 | 51098.4+21767.827j | 0 | 0 | 0+0j | 0 | 0 | 0+0j | 0 | 0 | 0 | 0 | 0 | 0 | 0 | 0 | 0 | 0 | 0 | 0 | 0 | 0 | 0 | 0 | 0 | 0 | 1 | 0 | 0 | 1 | 0 | 0 | 0 | 0 | 0 | 0 | 0 | OPEN | node_1382450_629_15288914_654 | AN | 8100303
load_220348698 |  | 0 | R | 0 | 0 | 0 | 0 | 0 | 0 | 0 | 0 | 0 | 0 | 0 | 0+0j | 0 | 0 | 0+0j | 0 | 0 | 0+0j | 0 | 0 | 0+0j | 0 | 0 | 0+0j | 0 | 0 | 0+0j | 18374.4 | 7827.462 | 18374.4+7827.462j | 0 | 0 | 0+0j | 0 | 0 | 0+0j | 0 | 0 | 0 | 0 | 0 | 0 | 0 | 0 | 0 | 0 | 0 | 0 | 0 | 0 | 0 | 0 | 0 | 0 | 1 | 0 | 0 | 1 | 0 | 0 | 0 | 0 | 0 | 0 | 0 | OPEN | node_1383053_242_15289219_804 | AN | 8100303
load_220348928 |  | 0 | C | 0 | 0 | 0 | 0 | 0 | 0 | 0 | 0 | 0 | 0 | 0 | 0+0j | 0 | 0 | 0+0j | 0 | 0 | 0+0j | 0 | 0 | 0+0j | 0 | 0 | 0+0j | 0 | 0 | 0+0j | 5000 | 2129.991 | 5000+2129.991j | 0 | 0 | 0+0j | 0 | 0 | 0+0j | 0 | 0 | 0 | 0 | 0 | 0 | 0 | 0 | 0 | 0 | 0 | 0 | 0 | 0 | 0 | 0 | 0 | 0 | 1 | 0 | 0 | 1 | 0 | 0 | 0 | 0 | 0 | 0 | 0 | OPEN | node_1381271_753_15290273_838 | AN | 8100303
load_220348929 |  | 0 | C | 0 | 0 | 0 | 0 | 0 | 0 | 0 | 0 | 0 | 0 | 0 | 0+0j | 0 | 0 | 0+0j | 0 | 0 | 0+0j | 0 | 0 | 0+0j | 0 | 0 | 0+0j | 0 | 0 | 0+0j | 0 | 0 | 0+0j | 5000 | 2129.991 | 5000+2129.991j | 0 | 0 | 0+0j | 0 | 0 | 0 | 0 | 0 | 0 | 0 | 0 | 0 | 0 | 0 | 0 | 0 | 0 | 0 | 0 | 0 | 0 | 1 | 0 | 0 | 1 | 0 | 0 | 0 | 0 | 0 | 0 | 0 | OPEN | node_1381275_563_15290247_741 | BN | 8100303
load_220348930 |  | 0 | C | 0 | 0 | 0 | 0 | 0 | 0 | 0 | 0 | 0 | 0 | 0 | 0+0j | 0 | 0 | 0+0j | 0 | 0 | 0+0j | 0 | 0 | 0+0j | 0 | 0 | 0+0j | 0 | 0 | 0+0j | 0 | 0 | 0+0j | 0 | 0 | 0+0j | 5000 | 2129.991 | 5000+2129.991j | 0 | 0 | 0 | 0 | 0 | 0 | 0 | 0 | 0 | 0 | 0 | 0 | 0 | 0 | 0 | 0 | 0 | 0 | 1 | 0 | 0 | 1 | 0 | 0 | 0 | 0 | 0 | 0 | 0 | OPEN | node_1381273_111_15290300_415 | CN | 8100303
load_220348934 |  | 0 | C | 0 | 0 | 0 | 0 | 0 | 0 | 0 | 0 | 0 | 0 | 0 | 0+0j | 0 | 0 | 0+0j | 0 | 0 | 0+0j | 0 | 0 | 0+0j | 0 | 0 | 0+0j | 0 | 0 | 0+0j | 11333.333 | 4827.98 | 11333.333+4827.98j | 0 | 0 | 0+0j | 0 | 0 | 0+0j | 0 | 0 | 0 | 0 | 0 | 0 | 0 | 0 | 0 | 0 | 0 | 0 | 0 | 0 | 0 | 0 | 0 | 0 | 1 | 0 | 0 | 1 | 0 | 0 | 0 | 0 | 0 | 0 | 0 | OPEN | node_1381070_466_15289932_297 | AN | 8100303
load_220348935 |  | 0 | C | 0 | 0 | 0 | 0 | 0 | 0 | 0 | 0 | 0 | 0 | 0 | 0+0j | 0 | 0 | 0+0j | 0 | 0 | 0+0j | 0 | 0 | 0+0j | 0 | 0 | 0+0j | 0 | 0 | 0+0j | 0 | 0 | 0+0j | 11333.333 | 4827.98 | 11333.333+4827.98j | 0 | 0 | 0+0j | 0 | 0 | 0 | 0 | 0 | 0 | 0 | 0 | 0 | 0 | 0 | 0 | 0 | 0 | 0 | 0 | 0 | 0 | 1 | 0 | 0 | 1 | 0 | 0 | 0 | 0 | 0 | 0 | 0 | OPEN | node_1381066_76_15289906_106 | BN | 8100303
load_220348936 |  | 0 | C | 0 | 0 | 0 | 0 | 0 | 0 | 0 | 0 | 0 | 0 | 0 | 0+0j | 0 | 0 | 0+0j | 0 | 0 | 0+0j | 0 | 0 | 0+0j | 0 | 0 | 0+0j | 0 | 0 | 0+0j | 0 | 0 | 0+0j | 0 | 0 | 0+0j | 11333.333 | 4827.98 | 11333.333+4827.98j | 0 | 0 | 0 | 0 | 0 | 0 | 0 | 0 | 0 | 0 | 0 | 0 | 0 | 0 | 0 | 0 | 0 | 0 | 1 | 0 | 0 | 1 | 0 | 0 | 0 | 0 | 0 | 0 | 0 | OPEN | node_1381079_088_15289956_354 | CN | 8100303
load_220348937 |  | 0 | C | 0 | 0 | 0 | 0 | 0 | 0 | 0 | 0 | 0 | 0 | 0 | 0+0j | 0 | 0 | 0+0j | 0 | 0 | 0+0j | 0 | 0 | 0+0j | 0 | 0 | 0+0j | 0 | 0 | 0+0j | 0 | 0 | 0+0j | 0 | 0 | 0+0j | 0 | 0 | 0+0j | 0 | 0 | 0 | 0 | 0 | 0 | 0 | 0 | 0 | 0 | 0 | 0 | 0 | 0 | 0 | 0 | 0 | 0 | 1 | 0 | 0 | 1 | 0 | 0 | 0 | 0 | 0 | 0 | 0 | OPEN | node_1381175_886_15289704_743 | AN | 8100303
load_220348938 |  | 0 | C | 0 | 0 | 0 | 0 | 0 | 0 | 0 | 0 | 0 | 0 | 0 | 0+0j | 0 | 0 | 0+0j | 0 | 0 | 0+0j | 0 | 0 | 0+0j | 0 | 0 | 0+0j | 0 | 0 | 0+0j | 21666.667 | 9229.961 | 21666.667+9229.961j | 0 | 0 | 0+0j | 0 | 0 | 0+0j | 0 | 0 | 0 | 0 | 0 | 0 | 0 | 0 | 0 | 0 | 0 | 0 | 0 | 0 | 0 | 0 | 0 | 0 | 1 | 0 | 0 | 1 | 0 | 0 | 0 | 0 | 0 | 0 | 0 | OPEN | node_1380922_39_15289821_818 | AN | 8100303
load_220348939 |  | 0 | C | 0 | 0 | 0 | 0 | 0 | 0 | 0 | 0 | 0 | 0 | 0 | 0+0j | 0 | 0 | 0+0j | 0 | 0 | 0+0j | 0 | 0 | 0+0j | 0 | 0 | 0+0j | 0 | 0 | 0+0j | 0 | 0 | 0+0j | 21666.667 | 9229.961 | 21666.667+9229.961j | 0 | 0 | 0+0j | 0 | 0 | 0 | 0 | 0 | 0 | 0 | 0 | 0 | 0 | 0 | 0 | 0 | 0 | 0 | 0 | 0 | 0 | 1 | 0 | 0 | 1 | 0 | 0 | 0 | 0 | 0 | 0 | 0 | OPEN | node_1380919_609_15289795_429 | BN | 8100303
load_220348940 |  | 0 | C | 0 | 0 | 0 | 0 | 0 | 0 | 0 | 0 | 0 | 0 | 0 | 0+0j | 0 | 0 | 0+0j | 0 | 0 | 0+0j | 0 | 0 | 0+0j | 0 | 0 | 0+0j | 0 | 0 | 0+0j | 0 | 0 | 0+0j | 0 | 0 | 0+0j | 21666.667 | 9229.961 | 21666.667+9229.961j | 0 | 0 | 0 | 0 | 0 | 0 | 0 | 0 | 0 | 0 | 0 | 0 | 0 | 0 | 0 | 0 | 0 | 0 | 1 | 0 | 0 | 1 | 0 | 0 | 0 | 0 | 0 | 0 | 0 | OPEN | node_1380930_159_15289846_387 | CN | 8100303
load_220348951 |  | 0 | C | 0 | 0 | 0 | 0 | 0 | 0 | 0 | 0 | 0 | 0 | 0 | 0+0j | 0 | 0 | 0+0j | 0 | 0 | 0+0j | 0 | 0 | 0+0j | 0 | 0 | 0+0j | 0 | 0 | 0+0j | 20333.333 | 8661.964 | 20333.333+8661.964j | 0 | 0 | 0+0j | 0 | 0 | 0+0j | 0 | 0 | 0 | 0 | 0 | 0 | 0 | 0 | 0 | 0 | 0 | 0 | 0 | 0 | 0 | 0 | 0 | 0 | 1 | 0 | 0 | 1 | 0 | 0 | 0 | 0 | 0 | 0 | 0 | OPEN | node_1381961_53_15290457_891 | AN | 8100303
load_220348952 |  | 0 | C | 0 | 0 | 0 | 0 | 0 | 0 | 0 | 0 | 0 | 0 | 0 | 0+0j | 0 | 0 | 0+0j | 0 | 0 | 0+0j | 0 | 0 | 0+0j | 0 | 0 | 0+0j | 0 | 0 | 0+0j | 0 | 0 | 0+0j | 20333.333 | 8661.964 | 20333.333+8661.964j | 0 | 0 | 0+0j | 0 | 0 | 0 | 0 | 0 | 0 | 0 | 0 | 0 | 0 | 0 | 0 | 0 | 0 | 0 | 0 | 0 | 0 | 1 | 0 | 0 | 1 | 0 | 0 | 0 | 0 | 0 | 0 | 0 | OPEN | node_1381963_938_15290431_483 | BN | 8100303
load_220348953 |  | 0 | C | 0 | 0 | 0 | 0 | 0 | 0 | 0 | 0 | 0 | 0 | 0 | 0+0j | 0 | 0 | 0+0j | 0 | 0 | 0+0j | 0 | 0 | 0+0j | 0 | 0 | 0+0j | 0 | 0 | 0+0j | 0 | 0 | 0+0j | 0 | 0 | 0+0j | 20333.333 | 8661.964 | 20333.333+8661.964j | 0 | 0 | 0 | 0 | 0 | 0 | 0 | 0 | 0 | 0 | 0 | 0 | 0 | 0 | 0 | 0 | 0 | 0 | 1 | 0 | 0 | 1 | 0 | 0 | 0 | 0 | 0 | 0 | 0 | OPEN | node_1381964_3_15290484_282 | CN | 8100303
load_220349055 |  | 0 | C | 0 | 0 | 0 | 0 | 0 | 0 | 0 | 0 | 0 | 0 | 0 | 0+0j | 0 | 0 | 0+0j | 0 | 0 | 0+0j | 0 | 0 | 0+0j | 0 | 0 | 0+0j | 0 | 0 | 0+0j | 2000 | 851.996 | 2000+851.996j | 0 | 0 | 0+0j | 0 | 0 | 0+0j | 0 | 0 | 0 | 0 | 0 | 0 | 0 | 0 | 0 | 0 | 0 | 0 | 0 | 0 | 0 | 0 | 0 | 0 | 1 | 0 | 0 | 1 | 0 | 0 | 0 | 0 | 0 | 0 | 0 | OPEN | node_1382423_679_15289202_628 | AN | 8100303
load_220349088 |  | 0 | C | 0 | 0 | 0 | 0 | 0 | 0 | 0 | 0 | 0 | 0 | 0 | 0+0j | 0 | 0 | 0+0j | 0 | 0 | 0+0j | 0 | 0 | 0+0j | 0 | 0 | 0+0j | 0 | 0 | 0+0j | 0 | 0 | 0+0j | 0 | 0 | 0+0j | 0 | 0 | 0+0j | 0 | 0 | 0 | 0 | 0 | 0 | 0 | 0 | 0 | 0 | 0 | 0 | 0 | 0 | 0 | 0 | 0 | 0 | 1 | 0 | 0 | 1 | 0 | 0 | 0 | 0 | 0 | 0 | 0 | OPEN | node_1380803_947_15290318_541 | AN | 8100303
load_220349089 |  | 0 | C | 0 | 0 | 0 | 0 | 0 | 0 | 0 | 0 | 0 | 0 | 0 | 0+0j | 0 | 0 | 0+0j | 0 | 0 | 0+0j | 0 | 0 | 0+0j | 0 | 0 | 0+0j | 0 | 0 | 0+0j | 0 | 0 | 0+0j | 0 | 0 | 0+0j | 0 | 0 | 0+0j | 0 | 0 | 0 | 0 | 0 | 0 | 0 | 0 | 0 | 0 | 0 | 0 | 0 | 0 | 0 | 0 | 0 | 0 | 1 | 0 | 0 | 1 | 0 | 0 | 0 | 0 | 0 | 0 | 0 | OPEN | node_1380947_354_15290495_839 | AN | 8100303
load_220349496 |  | 0 | C | 0 | 0 | 0 | 0 | 0 | 0 | 0 | 0 | 0 | 0 | 0 | 0+0j | 0 | 0 | 0+0j | 0 | 0 | 0+0j | 0 | 0 | 0+0j | 0 | 0 | 0+0j | 0 | 0 | 0+0j | 2666.667 | 1135.995 | 2666.667+1135.995j | 0 | 0 | 0+0j | 0 | 0 | 0+0j | 0 | 0 | 0 | 0 | 0 | 0 | 0 | 0 | 0 | 0 | 0 | 0 | 0 | 0 | 0 | 0 | 0 | 0 | 1 | 0 | 0 | 1 | 0 | 0 | 0 | 0 | 0 | 0 | 0 | OPEN | node_1383102_759_15290308_124 | AN | 8100303
load_220349497 |  | 0 | C | 0 | 0 | 0 | 0 | 0 | 0 | 0 | 0 | 0 | 0 | 0 | 0+0j | 0 | 0 | 0+0j | 0 | 0 | 0+0j | 0 | 0 | 0+0j | 0 | 0 | 0+0j | 0 | 0 | 0+0j | 0 | 0 | 0+0j | 2666.667 | 1135.995 | 2666.667+1135.995j | 0 | 0 | 0+0j | 0 | 0 | 0 | 0 | 0 | 0 | 0 | 0 | 0 | 0 | 0 | 0 | 0 | 0 | 0 | 0 | 0 | 0 | 1 | 0 | 0 | 1 | 0 | 0 | 0 | 0 | 0 | 0 | 0 | OPEN | node_1383117_891_15290275_361 | BN | 8100303
load_220349498 |  | 0 | C | 0 | 0 | 0 | 0 | 0 | 0 | 0 | 0 | 0 | 0 | 0 | 0+0j | 0 | 0 | 0+0j | 0 | 0 | 0+0j | 0 | 0 | 0+0j | 0 | 0 | 0+0j | 0 | 0 | 0+0j | 0 | 0 | 0+0j | 0 | 0 | 0+0j | 2666.667 | 1135.995 | 2666.667+1135.995j | 0 | 0 | 0 | 0 | 0 | 0 | 0 | 0 | 0 | 0 | 0 | 0 | 0 | 0 | 0 | 0 | 0 | 0 | 1 | 0 | 0 | 1 | 0 | 0 | 0 | 0 | 0 | 0 | 0 | OPEN | node_1383071_624_15290295_292 | CN | 8100303
load_220349499 |  | 0 | C | 0 | 0 | 0 | 0 | 0 | 0 | 0 | 0 | 0 | 0 | 0 | 0+0j | 0 | 0 | 0+0j | 0 | 0 | 0+0j | 0 | 0 | 0+0j | 0 | 0 | 0+0j | 0 | 0 | 0+0j | 0 | 0 | 0+0j | 0 | 0 | 0+0j | 0 | 0 | 0+0j | 0 | 0 | 0 | 0 | 0 | 0 | 0 | 0 | 0 | 0 | 0 | 0 | 0 | 0 | 0 | 0 | 0 | 0 | 1 | 0 | 0 | 1 | 0 | 0 | 0 | 0 | 0 | 0 | 0 | OPEN | node_1383016_841_15290351_976 | AN | 8100303
load_220349500 |  | 0 | C | 0 | 0 | 0 | 0 | 0 | 0 | 0 | 0 | 0 | 0 | 0 | 0+0j | 0 | 0 | 0+0j | 0 | 0 | 0+0j | 0 | 0 | 0+0j | 0 | 0 | 0+0j | 0 | 0 | 0+0j | 0 | 0 | 0+0j | 0 | 0 | 0+0j | 0 | 0 | 0+0j | 0 | 0 | 0 | 0 | 0 | 0 | 0 | 0 | 0 | 0 | 0 | 0 | 0 | 0 | 0 | 0 | 0 | 0 | 1 | 0 | 0 | 1 | 0 | 0 | 0 | 0 | 0 | 0 | 0 | OPEN | node_1383033_68_15290338_057 | BN | 8100303
load_220349501 |  | 0 | C | 0 | 0 | 0 | 0 | 0 | 0 | 0 | 0 | 0 | 0 | 0 | 0+0j | 0 | 0 | 0+0j | 0 | 0 | 0+0j | 0 | 0 | 0+0j | 0 | 0 | 0+0j | 0 | 0 | 0+0j | 0 | 0 | 0+0j | 0 | 0 | 0+0j | 0 | 0 | 0+0j | 0 | 0 | 0 | 0 | 0 | 0 | 0 | 0 | 0 | 0 | 0 | 0 | 0 | 0 | 0 | 0 | 0 | 0 | 1 | 0 | 0 | 1 | 0 | 0 | 0 | 0 | 0 | 0 | 0 | OPEN | node_1382997_862_15290359_545 | CN | 8100303
load_220349593 |  | 0 | R | 0 | 0 | 0 | 0 | 0 | 0 | 0 | 0 | 0 | 0 | 0 | 0+0j | 0 | 0 | 0+0j | 0 | 0 | 0+0j | 0 | 0 | 0+0j | 0 | 0 | 0+0j | 0 | 0 | 0+0j | 17452.8 | 7434.862 | 17452.8+7434.862j | 0 | 0 | 0+0j | 0 | 0 | 0+0j | 0 | 0 | 0 | 0 | 0 | 0 | 0 | 0 | 0 | 0 | 0 | 0 | 0 | 0 | 0 | 0 | 0 | 0 | 1 | 0 | 0 | 1 | 0 | 0 | 0 | 0 | 0 | 0 | 0 | OPEN | node_1380463_978_15291296_252 | AN | 8100303
load_220349598 |  | 0 | C | 0 | 0 | 0 | 0 | 0 | 0 | 0 | 0 | 0 | 0 | 0 | 0+0j | 0 | 0 | 0+0j | 0 | 0 | 0+0j | 0 | 0 | 0+0j | 0 | 0 | 0+0j | 0 | 0 | 0+0j | 9500 | 4046.983 | 9500+4046.983j | 0 | 0 | 0+0j | 0 | 0 | 0+0j | 0 | 0 | 0 | 0 | 0 | 0 | 0 | 0 | 0 | 0 | 0 | 0 | 0 | 0 | 0 | 0 | 0 | 0 | 1 | 0 | 0 | 1 | 0 | 0 | 0 | 0 | 0 | 0 | 0 | OPEN | node_1380334_313_15291446_756 | AN | 8100303
load_220530009 |  | 0 | C | 0 | 0 | 0 | 0 | 0 | 0 | 0 | 0 | 0 | 0 | 0 | 0+0j | 0 | 0 | 0+0j | 0 | 0 | 0+0j | 0 | 0 | 0+0j | 0 | 0 | 0+0j | 0 | 0 | 0+0j | 41333.333 | 17607.926 | 41333.333+17607.926j | 41333.333 | 17607.926 | 41333.333+17607.926j | 41333.333 | 17607.926 | 41333.333+17607.926j | 0 | 0 | 0 | 0 | 0 | 0 | 0 | 0 | 0 | 0 | 0 | 0 | 0 | 0 | 0 | 0 | 0 | 0 | 1 | 0 | 0 | 1 | 0 | 0 | 0 | 0 | 0 | 0 | 0 | OPEN | node_1380884_246_15290657_754 | ABCN | 8100303
load_220530010 |  | 0 | C | 0 | 0 | 0 | 0 | 0 | 0 | 0 | 0 | 0 | 0 | 0 | 0+0j | 0 | 0 | 0+0j | 0 | 0 | 0+0j | 0 | 0 | 0+0j | 0 | 0 | 0+0j | 0 | 0 | 0+0j | 18666.667 | 7951.967 | 18666.667+7951.967j | 18666.667 | 7951.967 | 18666.667+7951.967j | 18666.667 | 7951.967 | 18666.667+7951.967j | 0 | 0 | 0 | 0 | 0 | 0 | 0 | 0 | 0 | 0 | 0 | 0 | 0 | 0 | 0 | 0 | 0 | 0 | 1 | 0 | 0 | 1 | 0 | 0 | 0 | 0 | 0 | 0 | 0 | OPEN | node_1380694_424_15290353_533 | ABCN | 8100303
load_220530011 |  | 0 | C | 0 | 0 | 0 | 0 | 0 | 0 | 0 | 0 | 0 | 0 | 0 | 0+0j | 0 | 0 | 0+0j | 0 | 0 | 0+0j | 0 | 0 | 0+0j | 0 | 0 | 0+0j | 0 | 0 | 0+0j | 41333.333 | 17607.926 | 41333.333+17607.926j | 41333.333 | 17607.926 | 41333.333+17607.926j | 41333.333 | 17607.926 | 41333.333+17607.926j | 0 | 0 | 0 | 0 | 0 | 0 | 0 | 0 | 0 | 0 | 0 | 0 | 0 | 0 | 0 | 0 | 0 | 0 | 1 | 0 | 0 | 1 | 0 | 0 | 0 | 0 | 0 | 0 | 0 | OPEN | node_1380685_865_15290494_922 | ABCN | 8100303
load_220530857 |  | 0 | C | 0 | 0 | 0 | 0 | 0 | 0 | 0 | 0 | 0 | 0 | 0 | 0+0j | 0 | 0 | 0+0j | 0 | 0 | 0+0j | 0 | 0 | 0+0j | 0 | 0 | 0+0j | 0 | 0 | 0+0j | 68000 | 28967.879 | 68000+28967.879j | 68000 | 28967.879 | 68000+28967.879j | 68000 | 28967.879 | 68000+28967.879j | 0 | 0 | 0 | 0 | 0 | 0 | 0 | 0 | 0 | 0 | 0 | 0 | 0 | 0 | 0 | 0 | 0 | 0 | 1 | 0 | 0 | 1 | 0 | 0 | 0 | 0 | 0 | 0 | 0 | OPEN | node_1380904_025_15290217_97 | ABCN | 8100303
load_220532166 |  | 0 | C | 0 | 0 | 0 | 0 | 0 | 0 | 0 | 0 | 0 | 0 | 0 | 0+0j | 0 | 0 | 0+0j | 0 | 0 | 0+0j | 0 | 0 | 0+0j | 0 | 0 | 0+0j | 0 | 0 | 0+0j | 19000 | 8093.966 | 19000+8093.966j | 19000 | 8093.966 | 19000+8093.966j | 19000 | 8093.966 | 19000+8093.966j | 0 | 0 | 0 | 0 | 0 | 0 | 0 | 0 | 0 | 0 | 0 | 0 | 0 | 0 | 0 | 0 | 0 | 0 | 1 | 0 | 0 | 1 | 0 | 0 | 0 | 0 | 0 | 0 | 0 | OPEN | node_1381852_299_15289916_572 | ABCN | 8100303
load_220540608 |  | 0 | C | 0 | 0 | 0 | 0 | 0 | 0 | 0 | 0 | 0 | 0 | 0 | 0+0j | 0 | 0 | 0+0j | 0 | 0 | 0+0j | 0 | 0 | 0+0j | 0 | 0 | 0+0j | 0 | 0 | 0+0j | 12000 | 5111.979 | 12000+5111.979j | 0 | 0 | 0+0j | 0 | 0 | 0+0j | 0 | 0 | 0 | 0 | 0 | 0 | 0 | 0 | 0 | 0 | 0 | 0 | 0 | 0 | 0 | 0 | 0 | 0 | 1 | 0 | 0 | 1 | 0 | 0 | 0 | 0 | 0 | 0 | 0 | OPEN | node_1382225_646_15290403_011 | AN | 8100303
load_220542175 |  | 0 | C | 0 | 0 | 0 | 0 | 0 | 0 | 0 | 0 | 0 | 0 | 0 | 0+0j | 0 | 0 | 0+0j | 0 | 0 | 0+0j | 0 | 0 | 0+0j | 0 | 0 | 0+0j | 0 | 0 | 0+0j | 118000 | 50267.79 | 118000+50267.79j | 118000 | 50267.79 | 118000+50267.79j | 118000 | 50267.79 | 118000+50267.79j | 0 | 0 | 0 | 0 | 0 | 0 | 0 | 0 | 0 | 0 | 0 | 0 | 0 | 0 | 0 | 0 | 0 | 0 | 1 | 0 | 0 | 1 | 0 | 0 | 0 | 0 | 0 | 0 | 0 | OPEN | node_1381839_982_15290061_489 | ABCN | 8100303
load_220551005 |  | 0 | C | 0 | 0 | 0 | 0 | 0 | 0 | 0 | 0 | 0 | 0 | 0 | 0+0j | 0 | 0 | 0+0j | 0 | 0 | 0+0j | 0 | 0 | 0+0j | 0 | 0 | 0+0j | 0 | 0 | 0+0j | 16333.333 | 6957.971 | 16333.333+6957.971j | 0 | 0 | 0+0j | 0 | 0 | 0+0j | 0 | 0 | 0 | 0 | 0 | 0 | 0 | 0 | 0 | 0 | 0 | 0 | 0 | 0 | 0 | 0 | 0 | 0 | 1 | 0 | 0 | 1 | 0 | 0 | 0 | 0 | 0 | 0 | 0 | OPEN | node_1382528_812_15290229_565 | AN | 8100303
load_220551006 |  | 0 | C | 0 | 0 | 0 | 0 | 0 | 0 | 0 | 0 | 0 | 0 | 0 | 0+0j | 0 | 0 | 0+0j | 0 | 0 | 0+0j | 0 | 0 | 0+0j | 0 | 0 | 0+0j | 0 | 0 | 0+0j | 0 | 0 | 0+0j | 16333.333 | 6957.971 | 16333.333+6957.971j | 0 | 0 | 0+0j | 0 | 0 | 0 | 0 | 0 | 0 | 0 | 0 | 0 | 0 | 0 | 0 | 0 | 0 | 0 | 0 | 0 | 0 | 1 | 0 | 0 | 1 | 0 | 0 | 0 | 0 | 0 | 0 | 0 | OPEN | node_1382513_101_15290213_171 | BN | 8100303
load_220551007 |  | 0 | C | 0 | 0 | 0 | 0 | 0 | 0 | 0 | 0 | 0 | 0 | 0 | 0+0j | 0 | 0 | 0+0j | 0 | 0 | 0+0j | 0 | 0 | 0+0j | 0 | 0 | 0+0j | 0 | 0 | 0+0j | 0 | 0 | 0+0j | 0 | 0 | 0+0j | 16333.333 | 6957.971 | 16333.333+6957.971j | 0 | 0 | 0 | 0 | 0 | 0 | 0 | 0 | 0 | 0 | 0 | 0 | 0 | 0 | 0 | 0 | 0 | 0 | 1 | 0 | 0 | 1 | 0 | 0 | 0 | 0 | 0 | 0 | 0 | OPEN | node_1382540_853_15290250_83 | CN | 8100303
load_220575607 |  | 0 | C | 0 | 0 | 0 | 0 | 0 | 0 | 0 | 0 | 0 | 0 | 0 | 0+0j | 0 | 0 | 0+0j | 0 | 0 | 0+0j | 0 | 0 | 0+0j | 0 | 0 | 0+0j | 0 | 0 | 0+0j | 9500 | 4046.983 | 9500+4046.983j | 0 | 0 | 0+0j | 0 | 0 | 0+0j | 0 | 0 | 0 | 0 | 0 | 0 | 0 | 0 | 0 | 0 | 0 | 0 | 0 | 0 | 0 | 0 | 0 | 0 | 1 | 0 | 0 | 1 | 0 | 0 | 0 | 0 | 0 | 0 | 0 | OPEN | node_1380353_438_15291439_876 | AN | 8100303
load_220594046 |  | 0 | C | 0 | 0 | 0 | 0 | 0 | 0 | 0 | 0 | 0 | 0 | 0 | 0+0j | 0 | 0 | 0+0j | 0 | 0 | 0+0j | 0 | 0 | 0+0j | 0 | 0 | 0+0j | 0 | 0 | 0+0j | 32000 | 13631.943 | 32000+13631.943j | 32000 | 13631.943 | 32000+13631.943j | 32000 | 13631.943 | 32000+13631.943j | 0 | 0 | 0 | 0 | 0 | 0 | 0 | 0 | 0 | 0 | 0 | 0 | 0 | 0 | 0 | 0 | 0 | 0 | 1 | 0 | 0 | 1 | 0 | 0 | 0 | 0 | 0 | 0 | 0 | OPEN | node_1381805_981_15288884_044 | ABCN | 8100303
load_220649920 |  | 0 | C | 0 | 0 | 0 | 0 | 0 | 0 | 0 | 0 | 0 | 0 | 0 | 0+0j | 0 | 0 | 0+0j | 0 | 0 | 0+0j | 0 | 0 | 0+0j | 0 | 0 | 0+0j | 0 | 0 | 0+0j | 0 | 0 | 0+0j | 0 | 0 | 0+0j | 0 | 0 | 0+0j | 0 | 0 | 0 | 0 | 0 | 0 | 0 | 0 | 0 | 0 | 0 | 0 | 0 | 0 | 0 | 0 | 0 | 0 | 1 | 0 | 0 | 1 | 0 | 0 | 0 | 0 | 0 | 0 | 0 | OPEN | node_1381952_588_15288875_123 | AN | 8100303
load_220652387 |  | 0 | C | 0 | 0 | 0 | 0 | 0 | 0 | 0 | 0 | 0 | 0 | 0 | 0+0j | 0 | 0 | 0+0j | 0 | 0 | 0+0j | 0 | 0 | 0+0j | 0 | 0 | 0+0j | 0 | 0 | 0+0j | 0 | 0 | 0+0j | 0 | 0 | 0+0j | 0 | 0 | 0+0j | 0 | 0 | 0 | 0 | 0 | 0 | 0 | 0 | 0 | 0 | 0 | 0 | 0 | 0 | 0 | 0 | 0 | 0 | 1 | 0 | 0 | 1 | 0 | 0 | 0 | 0 | 0 | 0 | 0 | OPEN | node_1382155_006_15290398_241 | AN | 8100303
load_220652388 |  | 0 | C | 0 | 0 | 0 | 0 | 0 | 0 | 0 | 0 | 0 | 0 | 0 | 0+0j | 0 | 0 | 0+0j | 0 | 0 | 0+0j | 0 | 0 | 0+0j | 0 | 0 | 0+0j | 0 | 0 | 0+0j | 0 | 0 | 0+0j | 0 | 0 | 0+0j | 0 | 0 | 0+0j | 0 | 0 | 0 | 0 | 0 | 0 | 0 | 0 | 0 | 0 | 0 | 0 | 0 | 0 | 0 | 0 | 0 | 0 | 1 | 0 | 0 | 1 | 0 | 0 | 0 | 0 | 0 | 0 | 0 | OPEN | node_1382136_448_15290401_569 | BN | 8100303
load_220652389 |  | 0 | C | 0 | 0 | 0 | 0 | 0 | 0 | 0 | 0 | 0 | 0 | 0 | 0+0j | 0 | 0 | 0+0j | 0 | 0 | 0+0j | 0 | 0 | 0+0j | 0 | 0 | 0+0j | 0 | 0 | 0+0j | 0 | 0 | 0+0j | 0 | 0 | 0+0j | 0 | 0 | 0+0j | 0 | 0 | 0 | 0 | 0 | 0 | 0 | 0 | 0 | 0 | 0 | 0 | 0 | 0 | 0 | 0 | 0 | 0 | 1 | 0 | 0 | 1 | 0 | 0 | 0 | 0 | 0 | 0 | 0 | OPEN | node_1382167_488_15290405_904 | CN | 8100303
load_220658887 |  | 0 | C | 0 | 0 | 0 | 0 | 0 | 0 | 0 | 0 | 0 | 0 | 0 | 0+0j | 0 | 0 | 0+0j | 0 | 0 | 0+0j | 0 | 0 | 0+0j | 0 | 0 | 0+0j | 0 | 0 | 0+0j | 426000 | 181475.24 | 426000+181475.24j | 0 | 0 | 0+0j | 0 | 0 | 0+0j | 0 | 0 | 0 | 0 | 0 | 0 | 0 | 0 | 0 | 0 | 0 | 0 | 0 | 0 | 0 | 0 | 0 | 0 | 1 | 0 | 0 | 1 | 0 | 0 | 0 | 0 | 0 | 0 | 0 | OPEN | node_1382311_615_15289672_19 | AN | 8100303
load_311899749 |  | 0 | C | 0 | 0 | 0 | 0 | 0 | 0 | 0 | 0 | 0 | 0 | 0 | 0+0j | 0 | 0 | 0+0j | 0 | 0 | 0+0j | 0 | 0 | 0+0j | 0 | 0 | 0+0j | 0 | 0 | 0+0j | 0 | 0 | 0+0j | 0 | 0 | 0+0j | 0 | 0 | 0+0j | 0 | 0 | 0 | 0 | 0 | 0 | 0 | 0 | 0 | 0 | 0 | 0 | 0 | 0 | 0 | 0 | 0 | 0 | 1 | 0 | 0 | 1 | 0 | 0 | 0 | 0 | 0 | 0 | 0 | OPEN | node_1382466_437_15288177_964 | ABCN | 8100303
load_311909735 |  | 0 | C | 0 | 0 | 0 | 0 | 0 | 0 | 0 | 0 | 0 | 0 | 0 | 0+0j | 0 | 0 | 0+0j | 0 | 0 | 0+0j | 0 | 0 | 0+0j | 0 | 0 | 0+0j | 0 | 0 | 0+0j | 271000 | 115445.517 | 271000+115445.517j | 0 | 0 | 0+0j | 0 | 0 | 0+0j | 0 | 0 | 0 | 0 | 0 | 0 | 0 | 0 | 0 | 0 | 0 | 0 | 0 | 0 | 0 | 0 | 0 | 0 | 1 | 0 | 0 | 1 | 0 | 0 | 0 | 0 | 0 | 0 | 0 | OPEN | node_1383058_524_15289861_534 | AN | 8100303
load_311932724 |  | 0 | C | 0 | 0 | 0 | 0 | 0 | 0 | 0 | 0 | 0 | 0 | 0 | 0+0j | 0 | 0 | 0+0j | 0 | 0 | 0+0j | 0 | 0 | 0+0j | 0 | 0 | 0+0j | 0 | 0 | 0+0j | 28087.2 | 11965.097 | 28087.2+11965.097j | 28087.2 | 11965.097 | 28087.2+11965.097j | 28087.2 | 11965.097 | 28087.2+11965.097j | 0 | 0 | 0 | 0 | 0 | 0 | 0 | 0 | 0 | 0 | 0 | 0 | 0 | 0 | 0 | 0 | 0 | 0 | 1 | 0 | 0 | 1 | 0 | 0 | 0 | 0 | 0 | 0 | 0 | OPEN | node_1381567_185_15290469_48 | ABCN | 8100303
load_311932726 |  | 0 | C | 0 | 0 | 0 | 0 | 0 | 0 | 0 | 0 | 0 | 0 | 0 | 0+0j | 0 | 0 | 0+0j | 0 | 0 | 0+0j | 0 | 0 | 0+0j | 0 | 0 | 0+0j | 0 | 0 | 0+0j | 34125.6 | 14537.445 | 34125.6+14537.445j | 34125.6 | 14537.445 | 34125.6+14537.445j | 34125.6 | 14537.445 | 34125.6+14537.445j | 0 | 0 | 0 | 0 | 0 | 0 | 0 | 0 | 0 | 0 | 0 | 0 | 0 | 0 | 0 | 0 | 0 | 0 | 1 | 0 | 0 | 1 | 0 | 0 | 0 | 0 | 0 | 0 | 0 | OPEN | node_1381879_779_15290398_675 | ABCN | 8100303
load_311932731 |  | 0 | C | 0 | 0 | 0 | 0 | 0 | 0 | 0 | 0 | 0 | 0 | 0 | 0+0j | 0 | 0 | 0+0j | 0 | 0 | 0+0j | 0 | 0 | 0+0j | 0 | 0 | 0+0j | 0 | 0 | 0+0j | 41848.8 | 17827.514 | 41848.8+17827.514j | 41848.8 | 17827.514 | 41848.8+17827.514j | 41848.8 | 17827.514 | 41848.8+17827.514j | 0 | 0 | 0 | 0 | 0 | 0 | 0 | 0 | 0 | 0 | 0 | 0 | 0 | 0 | 0 | 0 | 0 | 0 | 1 | 0 | 0 | 1 | 0 | 0 | 0 | 0 | 0 | 0 | 0 | OPEN | node_1381512_327_15290325_535 | ABCN | 8100303
load_311976490 |  | 0 | C | 0 | 0 | 0 | 0 | 0 | 0 | 0 | 0 | 0 | 0 | 0 | 0+0j | 0 | 0 | 0+0j | 0 | 0 | 0+0j | 0 | 0 | 0+0j | 0 | 0 | 0+0j | 0 | 0 | 0+0j | 9400.8 | 4004.724 | 9400.8+4004.724j | 9400.8 | 4004.724 | 9400.8+4004.724j | 9400.8 | 4004.724 | 9400.8+4004.724j | 0 | 0 | 0 | 0 | 0 | 0 | 0 | 0 | 0 | 0 | 0 | 0 | 0 | 0 | 0 | 0 | 0 | 0 | 1 | 0 | 0 | 1 | 0 | 0 | 0 | 0 | 0 | 0 | 0 | OPEN | node_1381548_59_15290258_734 | ABCN | 8100303
load_311976495 |  | 0 | C | 0 | 0 | 0 | 0 | 0 | 0 | 0 | 0 | 0 | 0 | 0 | 0+0j | 0 | 0 | 0+0j | 0 | 0 | 0+0j | 0 | 0 | 0+0j | 0 | 0 | 0+0j | 0 | 0 | 0+0j | 11604 | 4943.283 | 11604+4943.283j | 11604 | 4943.283 | 11604+4943.283j | 11604 | 4943.283 | 11604+4943.283j | 0 | 0 | 0 | 0 | 0 | 0 | 0 | 0 | 0 | 0 | 0 | 0 | 0 | 0 | 0 | 0 | 0 | 0 | 1 | 0 | 0 | 1 | 0 | 0 | 0 | 0 | 0 | 0 | 0 | OPEN | node_1381800_939_15290137_804 | ABCN | 8100303
load_311979733 |  | 0 | C | 0 | 0 | 0 | 0 | 0 | 0 | 0 | 0 | 0 | 0 | 0 | 0+0j | 0 | 0 | 0+0j | 0 | 0 | 0+0j | 0 | 0 | 0+0j | 0 | 0 | 0+0j | 0 | 0 | 0+0j | 1000 | 425.998 | 1000+425.998j | 0 | 0 | 0+0j | 0 | 0 | 0+0j | 0 | 0 | 0 | 0 | 0 | 0 | 0 | 0 | 0 | 0 | 0 | 0 | 0 | 0 | 0 | 0 | 0 | 0 | 1 | 0 | 0 | 1 | 0 | 0 | 0 | 0 | 0 | 0 | 0 | OPEN | node_1381472_264_15290409_914 | AN | 8100303
load_311980133 |  | 0 | C | 0 | 0 | 0 | 0 | 0 | 0 | 0 | 0 | 0 | 0 | 0 | 0+0j | 0 | 0 | 0+0j | 0 | 0 | 0+0j | 0 | 0 | 0+0j | 0 | 0 | 0+0j | 0 | 0 | 0+0j | 0 | 0 | 0+0j | 0 | 0 | 0+0j | 0 | 0 | 0+0j | 0 | 0 | 0 | 0 | 0 | 0 | 0 | 0 | 0 | 0 | 0 | 0 | 0 | 0 | 0 | 0 | 0 | 0 | 1 | 0 | 0 | 1 | 0 | 0 | 0 | 0 | 0 | 0 | 0 | OPEN | node_1380223_964_15291429_222 | AN | 8100303
load_311980134 |  | 0 | C | 0 | 0 | 0 | 0 | 0 | 0 | 0 | 0 | 0 | 0 | 0 | 0+0j | 0 | 0 | 0+0j | 0 | 0 | 0+0j | 0 | 0 | 0+0j | 0 | 0 | 0+0j | 0 | 0 | 0+0j | 0 | 0 | 0+0j | 0 | 0 | 0+0j | 0 | 0 | 0+0j | 0 | 0 | 0 | 0 | 0 | 0 | 0 | 0 | 0 | 0 | 0 | 0 | 0 | 0 | 0 | 0 | 0 | 0 | 1 | 0 | 0 | 1 | 0 | 0 | 0 | 0 | 0 | 0 | 0 | OPEN | node_1380240_168_15291423_318 | BN | 8100303
load_311984162 |  | 0 | C | 0 | 0 | 0 | 0 | 0 | 0 | 0 | 0 | 0 | 0 | 0 | 0+0j | 0 | 0 | 0+0j | 0 | 0 | 0+0j | 0 | 0 | 0+0j | 0 | 0 | 0+0j | 0 | 0 | 0+0j | 15648 | 6666.02 | 15648+6666.02j | 15648 | 6666.02 | 15648+6666.02j | 15648 | 6666.02 | 15648+6666.02j | 0 | 0 | 0 | 0 | 0 | 0 | 0 | 0 | 0 | 0 | 0 | 0 | 0 | 0 | 0 | 0 | 0 | 0 | 1 | 0 | 0 | 1 | 0 | 0 | 0 | 0 | 0 | 0 | 0 | OPEN | node_1381250_937_15289675_893 | ABCN | 8100303
load_311984169 |  | 0 | C | 0 | 0 | 0 | 0 | 0 | 0 | 0 | 0 | 0 | 0 | 0 | 0+0j | 0 | 0 | 0+0j | 0 | 0 | 0+0j | 0 | 0 | 0+0j | 0 | 0 | 0+0j | 0 | 0 | 0+0j | 24067.2 | 10252.584 | 24067.2+10252.584j | 24067.2 | 10252.584 | 24067.2+10252.584j | 24067.2 | 10252.584 | 24067.2+10252.584j | 0 | 0 | 0 | 0 | 0 | 0 | 0 | 0 | 0 | 0 | 0 | 0 | 0 | 0 | 0 | 0 | 0 | 0 | 1 | 0 | 0 | 1 | 0 | 0 | 0 | 0 | 0 | 0 | 0 | OPEN | node_1381696_814_15289620_201 | ABCN | 8100303
load_311990511 |  | 0 | C | 0 | 0 | 0 | 0 | 0 | 0 | 0 | 0 | 0 | 0 | 0 | 0+0j | 0 | 0 | 0+0j | 0 | 0 | 0+0j | 0 | 0 | 0+0j | 0 | 0 | 0+0j | 0 | 0 | 0+0j | 23076 | 9830.335 | 23076+9830.335j | 23076 | 9830.335 | 23076+9830.335j | 23076 | 9830.335 | 23076+9830.335j | 0 | 0 | 0 | 0 | 0 | 0 | 0 | 0 | 0 | 0 | 0 | 0 | 0 | 0 | 0 | 0 | 0 | 0 | 1 | 0 | 0 | 1 | 0 | 0 | 0 | 0 | 0 | 0 | 0 | OPEN | node_1382088_392_15289530_013 | ABCN | 8100303

## OverheadLineConductor
Name | Diameter | GeometricMeanRadius | RatingSummerContinuous | RatingSummerEmergency | RatingWinterContinuous | RatingWinterEmergency | Feeder | Comments
oh_cond_1/0_AAAC | 0.398 | 0.012 | 235 | 235 | 310 | 310 | 8100303
oh_cond_1/0_ACSR | 0.398 | 0.012 | 265 | 265 | 330 | 330 | 8100303
oh_cond_1/0_AL | 0.368 | 0.011 | 235 | 235 | 310 | 310 | 8100303
oh_cond_2/0_CU | 0.414 | 0.013 | 295 | 295 | 425 | 425 | 8100303
oh_cond_3_#7_CWD_30% | 0.311 | 0.005 | 125 | 125 | 195 | 195 | 8100303
oh_cond_4/0_AAAC | 0.563 | 0.017 | 365 | 365 | 480 | 480 | 8100303
oh_cond_4/0_AL | 0.522 | 0.016 | 365 | 365 | 480 | 480 | 8100303
oh_cond_477_ACSR | 0.849 | 0.028 | 695 | 695 | 880 | 880 | 8100303
oh_cond_477_MCM_AL | 0.792 | 0.025 | 605 | 605 | 810 | 810 | 8100303
oh_cond_WP-4/0-CU | 0.81 | 0.015 | 340 | 340 | 390 | 390 | 8100303

## OverheadLineConfiguration
Name | ConductorA | ConductorB | ConductorC | ConductorN | LineSpacing | Capacitance11 | Capacitance12 | Capacitance13 | Capacitance21 | Capacitance22 | Capacitance23 | Capacitance31 | Capacitance32 | Capacitance33 | Impedance11 | Impedance12 | Impedance13 | Impedance21 | Impedance22 | Impedance23 | Impedance31 | Impedance32 | Impedance33 | Feeder | Comments
bal_1P_1/0AC | oh_cond_1/0_ACSR | oh_cond_1/0_ACSR | oh_cond_1/0_ACSR |  |  | 12.796 | -3.172 | -3.172 | -3.172 | 12.796 | -3.172 | -3.172 | -3.172 | 12.796 | 0.983+1.218j | 0.095+0.781j | 0.095+0.781j | 0.095+0.781j | 0.983+1.218j | 0.095+0.781j | 0.095+0.781j | 0.095+0.781j | 0.983+1.218j | 8100303
bal_3P_1/0AA | oh_cond_1/0_AAAC | oh_cond_1/0_AAAC | oh_cond_1/0_AAAC |  |  | 12.796 | -3.172 | -3.172 | -3.172 | 12.796 | -3.172 | -3.172 | -3.172 | 12.796 | 0.972+1.499j | 0.095+0.781j | 0.095+0.781j | 0.095+0.781j | 0.972+1.499j | 0.095+0.781j | 0.095+0.781j | 0.095+0.781j | 0.972+1.499j | 8100303
bal_3P_1/0AC | oh_cond_1/0_ACSR | oh_cond_1/0_ACSR | oh_cond_1/0_ACSR |  |  | 12.796 | -3.172 | -3.172 | -3.172 | 12.796 | -3.172 | -3.172 | -3.172 | 12.796 | 0.983+1.497j | 0.095+0.781j | 0.095+0.781j | 0.095+0.781j | 0.983+1.497j | 0.095+0.781j | 0.095+0.781j | 0.095+0.781j | 0.983+1.497j | 8100303
bal_3P_1/0AL | oh_cond_1/0_AL | oh_cond_1/0_AL | oh_cond_1/0_AL |  |  | 12.637 | -3.111 | -3.111 | -3.111 | 12.637 | -3.111 | -3.111 | -3.111 | 12.637 | 0.98+1.509j | 0.095+0.781j | 0.095+0.781j | 0.095+0.781j | 0.98+1.509j | 0.095+0.781j | 0.095+0.781j | 0.095+0.781j | 0.98+1.509j | 8100303
bal_3P_4/0AA | oh_cond_4/0_AAAC | oh_cond_4/0_AAAC | oh_cond_4/0_AAAC |  |  | 13.554 | -3.469 | -3.469 | -3.469 | 13.554 | -3.469 | -3.469 | -3.469 | 13.554 | 0.534+1.457j | 0.095+0.781j | 0.095+0.781j | 0.095+0.781j | 0.534+1.457j | 0.095+0.781j | 0.095+0.781j | 0.095+0.781j | 0.534+1.457j | 8100303
bal_3P_4/0AL | oh_cond_4/0_AL | oh_cond_4/0_AL | oh_cond_4/0_AL |  |  | 13.381 | -3.4 | -3.4 | -3.4 | 13.381 | -3.4 | -3.4 | -3.4 | 13.381 | 0.537+1.466j | 0.095+0.781j | 0.095+0.781j | 0.095+0.781j | 0.537+1.466j | 0.095+0.781j | 0.095+0.781j | 0.095+0.781j | 0.537+1.466j | 8100303
bal_3P_477AC | oh_cond_477_ACSR | oh_cond_477_ACSR | oh_cond_477_ACSR |  |  | 15.098 | -4.212 | -4.212 | -4.212 | 15.098 | -4.212 | -4.212 | -4.212 | 15.098 | 0.291+1.395j | 0.095+0.806j | 0.095+0.806j | 0.095+0.806j | 0.291+1.395j | 0.095+0.806j | 0.095+0.806j | 0.095+0.806j | 0.291+1.395j | 8100303
bal_3P_477AL | oh_cond_477_MCM_AL | oh_cond_477_MCM_AL | oh_cond_477_MCM_AL |  |  | 14.305 | -3.735 | -3.735 | -3.735 | 14.305 | -3.735 | -3.735 | -3.735 | 14.305 | 0.293+1.41j | 0.095+0.775j | 0.095+0.775j | 0.095+0.775j | 0.293+1.41j | 0.095+0.775j | 0.095+0.775j | 0.095+0.775j | 0.293+1.41j | 8100303
bal_3P_DELTACUST | oh_cond_2/0_CU | oh_cond_2/0_CU | oh_cond_2/0_CU | oh_cond_3_#7_CWD_30% |  | 13.24 | -2.712 | -2.712 | -2.712 | 13.24 | -2.712 | -2.712 | -2.712 | 13.24 | 0.66+1.378j | 0.22+0.666j | 0.22+0.666j | 0.22+0.666j | 0.66+1.378j | 0.22+0.666j | 0.22+0.666j | 0.22+0.666j | 0.66+1.378j | 8100303
unb_TAPWIRE_OH | oh_cond_WP-4/0-CU | oh_cond_WP-4/0-CU | oh_cond_WP-4/0-CU | oh_cond_WP-4/0-CU |  | 14.911 | -4.341 | -1.953 | -4.341 | 15.781 | -3.724 | -1.953 | -3.724 | 14.818 | 0.365+1.097j | 0.093+0.433j | 0.094+0.34j | 0.093+0.433j | 0.368+1.078j | 0.095+0.401j | 0.094+0.34j | 0.095+0.401j | 0.368+1.077j | 8100303

## Recloser
Name | GroupId | RetryTime | MaximumNumberOfTries | Status | From | To | Length | Phases | Feeder | Comments

## RegulatorConfiguration
Name | CurrentTransducerPhase | PowerTransducerPhase | Regulation | Control | Type | CompensatorResistiveSettingA | CompensatorResistiveSettingB | CompensatorResistiveSettingC | CompensatorReactiveSettingA | CompensatorReactiveSettingB | CompensatorReactiveSettingC | BandCenter | BandWidth | CurrentTransducerRatio | PowerTransducerRatio | ConnectType | ControlLevel | DwellTime | TimeDelay | LowerTaps | RaiseTaps | TapPositionA | TapPositionB | TapPositionC | Feeder | Comments

## Sectionalizer
Name | GroupId | OperatingMode | PhaseAState | PhaseBState | PhaseCState | CurrentInAReal | CurrentInAImag | CurrentInA | CurrentInBReal | CurrentInBImag | CurrentInB | CurrentInCReal | CurrentInCImag | CurrentInC | CurrentOutAReal | CurrentOutAImag | CurrentOutA | CurrentOutBReal | CurrentOutBImag | CurrentOutB | CurrentOutCReal | CurrentOutCImag | CurrentOutC | ActivePowerInA | ReactivePowerInA | PowerInA | ActivePowerInB | ReactivePowerInB | PowerInB | ActivePowerInC | ReactivePowerInC | PowerInC | ActivePowerOutA | ReactivePowerOutA | PowerOutA | ActivePowerOutB | ReactivePowerOutB | PowerOutB | ActivePowerOutC | ReactivePowerOutC | PowerOutC | Status | From | To | Length | Phases | Feeder | Comments

## Solar
Name | GroupId | SpillageCost | CapitalCost | FixedOperatingCost | VariableOperatingCost | MaxReactivePower | MaxActivePower | OutputSchedule | PlanningStatus | UnitType | UnitSubtype | ParentNode | Phases | Feeder | Comments
solar_load_220332822 |  | 0 | 0 | 0 | 0.001 | 0.007651312666059348 | 0.017960902791956945 | OPTIMIZED | INSTALLED | solar_pv |  | node_1383445_271_15289032_735 | AN | 8100303
solar_load_220332834 |  | 0 | 0 | 0 | 0.001 | 0.00655321219265259 | 0.015383191315840292 | OPTIMIZED | INSTALLED | solar_pv |  | node_1383360_448_15289389_29 | AN | 8100303
solar_load_220332835 |  | 0 | 0 | 0 | 0.001 | 0.0020133479845149322 | 0.0047261889911252505 | OPTIMIZED | INSTALLED | solar_pv |  | node_1383703_526_15289207_329 | AN | 8100303
solar_load_220332836 |  | 0 | 0 | 0 | 0.001 | 0.005614370595837241 | 0.013179328773591946 | OPTIMIZED | INSTALLED | solar_pv |  | node_1384080_645_15289171_933 | AN | 8100303
solar_load_220347887 |  | 0 | 0 | 0 | 0.001 | 0.003448645196159357 | 0.008095444814876649 | OPTIMIZED | INSTALLED | solar_pv |  | node_1383140_913_15289890_141 | AN | 8100303
solar_load_220347891 |  | 0 | 0 | 0 | 0.001 | 0.0005259478213190392 | 0.001234624565552739 | OPTIMIZED | INSTALLED | solar_pv |  | node_1382802_829_15289185_417 | AN | 8100303
solar_load_220347895 |  | 0 | 0 | 0 | 0.001 | 0.003951981951901688 | 0.009276992062657963 | OPTIMIZED | INSTALLED | solar_pv |  | node_1383000_194_15288688_482 | AN | 8100303
solar_load_220347896 |  | 0 | 0 | 0 | 0.001 | 0.006976919510099216 | 0.016377814096687454 | OPTIMIZED | INSTALLED | solar_pv |  | node_1382450_629_15288914_654 | AN | 8100303
solar_load_220348698 |  | 0 | 0 | 0 | 0.001 | 0.0025088205792135445 | 0.005889274563159981 | OPTIMIZED | INSTALLED | solar_pv |  | node_1383053_242_15289219_804 | AN | 8100303
solar_load_220349593 |  | 0 | 0 | 0 | 0.001 | 0.002382986310149161 | 0.005593887751214652 | OPTIMIZED | INSTALLED | solar_pv |  | node_1380463_978_15291296_252 | AN | 8100303

## Storage
Name | GroupId | InitStateOfCharge | SpinningReserveCharge | SpinningReserveDischarge | NonSpinningReserveCharge | NonSpinningReserveDischarge | RegulationUpCharge | RegulationUpDischarge | RegulationDownCharge | RegulationDownDischarge | ChargeEfficiency | DischargeEfficiency | CommitmentStatus | ConstructionTime | CalendarLife | YearOfInstallation | DepthOfDischarge | ReactivePower | ReactivePowerA | ReactivePowerB | ReactivePowerC | ActivePower | ActivePowerA | ActivePowerB | ActivePowerC | Energy | MaxEnergy | PowerCharge | PowerDischarge | RampUpLimit | RampDownLimit | CapitalCost | FixedOperatingCost | VariableOperatingCost | MaxReactivePower | MaxActivePower | OutputSchedule | PlanningStatus | UnitType | UnitSubtype | ParentNode | Phases | Feeder | Comments
storage_load_220332822 |  | 0 | 0 | 0 | 0 | 0 | 0 | 0 | 0 | 0 | 0.92 | 0 | False | 0 | 0 | 0 | 0 | 0 | 0 | 0 | 0 | 0 | 0 | 0 | 0 | 0 | 0.053882708375870836 | 0 | 0 | 0 | 0 | 0 | 0 | 0.001 | 0.007651312666059348 | 0.017960902791956945 | OPTIMIZED | INSTALLED | li_ion |  | node_1383445_271_15289032_735 | AN | 8100303
storage_load_220332834 |  | 0 | 0 | 0 | 0 | 0 | 0 | 0 | 0 | 0 | 0.92 | 0 | False | 0 | 0 | 0 | 0 | 0 | 0 | 0 | 0 | 0 | 0 | 0 | 0 | 0 | 0.04614957394752088 | 0 | 0 | 0 | 0 | 0 | 0 | 0.001 | 0.00655321219265259 | 0.015383191315840292 | OPTIMIZED | INSTALLED | li_ion |  | node_1383360_448_15289389_29 | AN | 8100303
storage_load_220332835 |  | 0 | 0 | 0 | 0 | 0 | 0 | 0 | 0 | 0 | 0.92 | 0 | False | 0 | 0 | 0 | 0 | 0 | 0 | 0 | 0 | 0 | 0 | 0 | 0 | 0 | 0.014178566973375752 | 0 | 0 | 0 | 0 | 0 | 0 | 0.001 | 0.0020133479845149322 | 0.0047261889911252505 | OPTIMIZED | INSTALLED | li_ion |  | node_1383703_526_15289207_329 | AN | 8100303
storage_load_220332836 |  | 0 | 0 | 0 | 0 | 0 | 0 | 0 | 0 | 0 | 0.92 | 0 | False | 0 | 0 | 0 | 0 | 0 | 0 | 0 | 0 | 0 | 0 | 0 | 0 | 0 | 0.03953798632077584 | 0 | 0 | 0 | 0 | 0 | 0 | 0.001 | 0.005614370595837241 | 0.013179328773591946 | OPTIMIZED | INSTALLED | li_ion |  | node_1384080_645_15289171_933 | AN | 8100303
storage_load_220347887 |  | 0 | 0 | 0 | 0 | 0 | 0 | 0 | 0 | 0 | 0.92 | 0 | False | 0 | 0 | 0 | 0 | 0 | 0 | 0 | 0 | 0 | 0 | 0 | 0 | 0 | 0.024286334444629947 | 0 | 0 | 0 | 0 | 0 | 0 | 0.001 | 0.003448645196159357 | 0.008095444814876649 | OPTIMIZED | INSTALLED | li_ion |  | node_1383140_913_15289890_141 | AN | 8100303
storage_load_220347891 |  | 0 | 0 | 0 | 0 | 0 | 0 | 0 | 0 | 0 | 0.92 | 0 | False | 0 | 0 | 0 | 0 | 0 | 0 | 0 | 0 | 0 | 0 | 0 | 0 | 0 | 0.0037038736966582167 | 0 | 0 | 0 | 0 | 0 | 0 | 0.001 | 0.0005259478213190392 | 0.001234624565552739 | OPTIMIZED | INSTALLED | li_ion |  | node_1382802_829_15289185_417 | AN | 8100303
storage_load_220347895 |  | 0 | 0 | 0 | 0 | 0 | 0 | 0 | 0 | 0 | 0.92 | 0 | False | 0 | 0 | 0 | 0 | 0 | 0 | 0 | 0 | 0 | 0 | 0 | 0 | 0 | 0.02783097618797389 | 0 | 0 | 0 | 0 | 0 | 0 | 0.001 | 0.003951981951901688 | 0.009276992062657963 | OPTIMIZED | INSTALLED | li_ion |  | node_1383000_194_15288688_482 | AN | 8100303
storage_load_220347896 |  | 0 | 0 | 0 | 0 | 0 | 0 | 0 | 0 | 0 | 0.92 | 0 | False | 0 | 0 | 0 | 0 | 0 | 0 | 0 | 0 | 0 | 0 | 0 | 0 | 0 | 0.04913344229006236 | 0 | 0 | 0 | 0 | 0 | 0 | 0.001 | 0.006976919510099216 | 0.016377814096687454 | OPTIMIZED | INSTALLED | li_ion |  | node_1382450_629_15288914_654 | AN | 8100303
storage_load_220348698 |  | 0 | 0 | 0 | 0 | 0 | 0 | 0 | 0 | 0 | 0.92 | 0 | False | 0 | 0 | 0 | 0 | 0 | 0 | 0 | 0 | 0 | 0 | 0 | 0 | 0 | 0.017667823689479945 | 0 | 0 | 0 | 0 | 0 | 0 | 0.001 | 0.0025088205792135445 | 0.005889274563159981 | OPTIMIZED | INSTALLED | li_ion |  | node_1383053_242_15289219_804 | AN | 8100303
storage_load_220349593 |  | 0 | 0 | 0 | 0 | 0 | 0 | 0 | 0 | 0 | 0.92 | 0 | False | 0 | 0 | 0 | 0 | 0 | 0 | 0 | 0 | 0 | 0 | 0 | 0 | 0 | 0.016781663253643955 | 0 | 0 | 0 | 0 | 0 | 0 | 0.001 | 0.002382986310149161 | 0.005593887751214652 | OPTIMIZED | INSTALLED | li_ion |  | node_1380463_978_15291296_252 | AN | 8100303

## Switch
Name | GroupId | OperatingMode | PhaseAState | PhaseBState | PhaseCState | CurrentInAReal | CurrentInAImag | CurrentInA | CurrentInBReal | CurrentInBImag | CurrentInB | CurrentInCReal | CurrentInCImag | CurrentInC | CurrentOutAReal | CurrentOutAImag | CurrentOutA | CurrentOutBReal | CurrentOutBImag | CurrentOutB | CurrentOutCReal | CurrentOutCImag | CurrentOutC | ActivePowerInA | ReactivePowerInA | PowerInA | ActivePowerInB | ReactivePowerInB | PowerInB | ActivePowerInC | ReactivePowerInC | PowerInC | ActivePowerOutA | ReactivePowerOutA | PowerOutA | ActivePowerOutB | ReactivePowerOutB | PowerOutB | ActivePowerOutC | ReactivePowerOutC | PowerOutC | Status | From | To | Length | Phases | Feeder | Comments
switch_220416293 |  | INDIVIDUAL | CLOSED | CLOSED | CLOSED | 0 | 0 | 0+0j | 0 | 0 | 0+0j | 0 | 0 | 0+0j | 0 | 0 | 0+0j | 0 | 0 | 0+0j | 0 | 0 | 0+0j | 0 | 0 | 0+0j | 0 | 0 | 0+0j | 0 | 0 | 0+0j | 0 | 0 | 0+0j | 0 | 0 | 0+0j | 0 | 0 | 0+0j | OPEN | node_intto1_8100303_200863978 | node_8100303_200863978 | 0 | ABCD | 8100303
switch_220416772 |  | INDIVIDUAL | CLOSED | CLOSED | CLOSED | 0 | 0 | 0+0j | 0 | 0 | 0+0j | 0 | 0 | 0+0j | 0 | 0 | 0+0j | 0 | 0 | 0+0j | 0 | 0 | 0+0j | 0 | 0 | 0+0j | 0 | 0 | 0+0j | 0 | 0 | 0+0j | 0 | 0 | 0+0j | 0 | 0 | 0+0j | 0 | 0 | 0+0j | OPEN | node_intto1_8100303_200863545 | node_8100303_200863545 | 0 | ABCD | 8100303

## TransformerConfiguration
Name | ConnectType | NoLoadLoss | PowerRating | ReactanceResistanceRatio | FullLoadLoss | PowerARating | PowerBRating | PowerCRating | ShuntResistance | ShuntReactance | ShuntImpedance | Impedance | PrimaryVoltage | SecondaryVoltage | CoreCoilWeight | InstalledInsulationLife | InstallType | CoolantType | CoolingType | Feeder | Comments

## UndergroundLineConductor
Name | OuterDiameter | ConductorGMR | ConductorDiameter | ConductorResistance | NeutralGMR | NeutralDiameter | NeutralResistance | NeutralStrands | InsulationRelativePermittivity | ShieldGMR | ShieldResitance | RatingSummerContinuous | RatingSummerEmergency | RatingWinterContinuous | RatingWinterEmergency | Feeder | Comments
und_cond_1P_DELTACUST | 0 | 0 | 0 | 0 | 0 | 0 | 0 | 0 | 0 | 0 | 0 | 685 | 685 | 685 | 685 | 8100303
und_cond_3P_2ALURD | 0 | 0 | 0 | 0 | 0 | 0 | 0 | 0 | 0 | 0 | 0 | 125 | 125 | 140 | 140 | 8100303
und_cond_3P_4/0ALURD | 0 | 0 | 0 | 0 | 0 | 0 | 0 | 0 | 0 | 0 | 0 | 240 | 240 | 265 | 265 | 8100303
und_cond_3P_DELTACUST | 0 | 0 | 0 | 0 | 0 | 0 | 0 | 0 | 0 | 0 | 0 | 685 | 685 | 685 | 685 | 8100303
und_cond_TAPWIRE_UG | 0 | 0 | 0 | 0 | 0 | 0 | 0 | 0 | 0 | 0 | 0 | 99999999 | 99999999 | 99999999 | 99999999 | 8100303

## UndergroundLineConfiguration
Name | ConductorA | ConductorB | ConductorC | ConductorN | LineSpacing | Capacitance11 | Capacitance12 | Capacitance13 | Capacitance21 | Capacitance22 | Capacitance23 | Capacitance31 | Capacitance32 | Capacitance33 | Impedance11 | Impedance12 | Impedance13 | Impedance21 | Impedance22 | Impedance23 | Impedance31 | Impedance32 | Impedance33 | Feeder | Comments
und_1P_DELTACUST | und_cond_1P_DELTACUST | und_cond_1P_DELTACUST | und_cond_1P_DELTACUST |  |  | 324.124 | 0 | 0 | 0 | 324.124 | 0 | 0 | 0 | 324.124 | 0.179+0.233j | 0.061+-0.024j | 0.061+-0.024j | 0.061+-0.024j | 0.179+0.233j | 0.061+-0.024j | 0.061+-0.024j | 0.061+-0.024j | 0.179+0.233j | 8100303
und_3P_2ALURD | und_cond_3P_2ALURD | und_cond_3P_2ALURD | und_cond_3P_2ALURD |  |  | 401.498 | 0 | 0 | 0 | 401.498 | 0 | 0 | 0 | 401.498 | 2.125+0.49j | 0.384+0.067j | 0.384+0.067j | 0.384+0.067j | 2.125+0.49j | 0.384+0.067j | 0.384+0.067j | 0.384+0.067j | 2.125+0.49j | 8100303
und_3P_4/0ALURD | und_cond_3P_4/0ALURD | und_cond_3P_4/0ALURD | und_cond_3P_4/0ALURD |  |  | 617.704 | 0 | 0 | 0 | 617.704 | 0 | 0 | 0 | 617.704 | 0.72+0.337j | 0.14+0.016j | 0.14+0.016j | 0.14+0.016j | 0.72+0.337j | 0.14+0.016j | 0.14+0.016j | 0.14+0.016j | 0.72+0.337j | 8100303
und_3P_DELTACUST | und_cond_3P_DELTACUST | und_cond_3P_DELTACUST | und_cond_3P_DELTACUST |  |  | 324.124 | 0 | 0 | 0 | 324.124 | 0 | 0 | 0 | 324.124 | 0.179+0.233j | 0.061+-0.024j | 0.061+-0.024j | 0.061+-0.024j | 0.179+0.233j | 0.061+-0.024j | 0.061+-0.024j | 0.061+-0.024j | 0.179+0.233j | 8100303
und_TAPWIRE_UG | und_cond_TAPWIRE_UG | und_cond_TAPWIRE_UG | und_cond_TAPWIRE_UG |  |  | 0 | 0 | 0 | 0 | 0 | 0 | 0 | 0 | 0 | 0.001+0.001j | 0+0j | 0+0j | 0+0j | 0.001+0.001j | 0+0j | 0+0j | 0+0j | 0.001+0.001j | 8100303

## Regulator
Name | GroupId | Configuration | SenseNode | Status | From | To | Length | Phases | Feeder | Comments

## Transformer
Name | GroupId | Configuration | AgingConstant | AgingGranularity | Climate | UseThermalModel | Status | From | To | Length | Phases | Feeder | Comments

## OverheadLine
Name | GroupId | Configuration | Length | Status | From | To | Phases | Feeder | Comments
oh_line_8100303_200809976 |  | bal_3P_477AL | 52.800000000000004 | OPEN | node_8100303_200809977 | node_8100303_200809976 | ABCD | 8100303
oh_line_8100303_200809977 |  | bal_3P_477AL | 105.60000000000001 | OPEN | node_8100303_200809978 | node_8100303_200809977 | ABCD | 8100303
oh_line_8100303_200809978 |  | bal_3P_477AL | 105.60000000000001 | OPEN | node_8100303_200865079 | node_8100303_200809978 | ABCD | 8100303
oh_line_8100303_200810129 |  | bal_3P_477AL | 105.60000000000001 | OPEN | node_8100303_200917362 | node_8100303_200810129 | ABCD | 8100303
oh_line_8100303_200815533 |  | bal_1P_1/0AC | 211.20000000000002 | OPEN | node_8100303_200815534 | node_8100303_200815533 | AD | 8100303
oh_line_8100303_200815534 |  | bal_1P_1/0AC | 105.60000000000001 | OPEN | node_8100303_200862952 | node_8100303_200815534 | AD | 8100303
oh_line_8100303_200815577 |  | bal_1P_1/0AC | 211.20000000000002 | OPEN | node_8100303_200863028 | node_8100303_200815577 | AD | 8100303
oh_line_8100303_200815578 |  | bal_1P_1/0AC | 211.20000000000002 | OPEN | node_8100303_200815577 | node_8100303_200815578 | AD | 8100303
oh_line_8100303_200815579 |  | bal_1P_1/0AC | 211.20000000000002 | OPEN | node_8100303_200815578 | node_8100303_200815579 | AD | 8100303
oh_line_8100303_200815580 |  | bal_1P_1/0AC | 211.20000000000002 | OPEN | node_8100303_200815579 | node_8100303_200815580 | AD | 8100303
oh_line_8100303_200815581 |  | bal_1P_1/0AC | 158.4 | OPEN | node_8100303_200815580 | node_8100303_200815581 | AD | 8100303
oh_line_8100303_200860919 |  | bal_3P_477AL | 105.60000000000001 | OPEN | node_8100303_200860958 | node_8100303_200860919 | ABCD | 8100303
oh_line_8100303_200860920 |  | bal_3P_477AL | 105.60000000000001 | OPEN | node_8100303_200860919 | node_8100303_200860920 | ABCD | 8100303
oh_line_8100303_200860921 |  | bal_3P_1/0AC | 0 | OPEN | node_8100303_200860920 | node_8100303_200860921 | ABCD | 8100303
oh_line_8100303_200860922 |  | bal_3P_1/0AC | 264 | OPEN | node_8100303_200860921 | node_intto1_8100303_200860922 | ABCD | 8100303
oh_line_8100303_200860924 |  | bal_3P_477AL | 211.20000000000002 | OPEN | node_8100303_200860920 | node_8100303_200860924 | ABCD | 8100303
oh_line_8100303_200860926 |  | bal_3P_477AL | 0 | OPEN | node_8100303_311899735 | node_8100303_200860926 | ABCD | 8100303
oh_line_8100303_200860943 |  | bal_3P_477AL | 158.4 | OPEN | node_8100303_200810129 | node_8100303_200860943 | ABCD | 8100303
oh_line_8100303_200860944 |  | bal_3P_477AL | 158.4 | OPEN | node_8100303_200860943 | node_8100303_200860944 | ABCD | 8100303
oh_line_8100303_200860946 |  | bal_3P_477AL | 105.60000000000001 | OPEN | node_8100303_200860944 | node_8100303_200860946 | ABCD | 8100303
oh_line_8100303_200860947 |  | bal_3P_477AL | 52.800000000000004 | OPEN | node_8100303_200860946 | node_8100303_200860947 | ABCD | 8100303
oh_line_8100303_200860948 |  | bal_3P_477AL | 211.20000000000002 | OPEN | node_8100303_200860947 | node_8100303_200860948 | ABCD | 8100303
oh_line_8100303_200860949 |  | bal_3P_477AL | 105.60000000000001 | OPEN | node_8100303_200860948 | node_8100303_200860949 | ABCD | 8100303
oh_line_8100303_200860950 |  | bal_3P_477AL | 211.20000000000002 | OPEN | node_8100303_200860949 | node_8100303_200860950 | ABCD | 8100303
oh_line_8100303_200860951 |  | bal_3P_1/0AC | 105.60000000000001 | OPEN | node_8100303_200860950 | node_8100303_200860951 | ABCD | 8100303
oh_line_8100303_200860953 |  | bal_3P_477AL | 105.60000000000001 | OPEN | node_8100303_200860950 | node_8100303_200860953 | ABCD | 8100303
oh_line_8100303_200860954 |  | bal_3P_477AL | 158.4 | OPEN | node_8100303_200860953 | node_8100303_200860954 | ABCD | 8100303
oh_line_8100303_200860955 |  | bal_1P_1/0AC | 105.60000000000001 | OPEN | node_8100303_200860954 | node_intto1_8100303_200860955 | AD | 8100303
oh_line_8100303_200860956 |  | bal_1P_1/0AC | 211.20000000000002 | OPEN | node_8100303_200860955 | node_8100303_200860956 | AD | 8100303
oh_line_8100303_200860957 |  | bal_1P_1/0AC | 211.20000000000002 | OPEN | node_8100303_200860956 | node_8100303_200860957 | AD | 8100303
oh_line_8100303_200860958 |  | bal_3P_477AL | 158.4 | OPEN | node_8100303_200860954 | node_8100303_200860958 | ABCD | 8100303
oh_line_8100303_200862952 |  | bal_1P_1/0AC | 105.60000000000001 | OPEN | node_8100303_200862953 | node_8100303_200862952 | AD | 8100303
oh_line_8100303_200862953 |  | bal_1P_1/0AC | 158.4 | OPEN | node_8100303_200862954 | node_intto1_8100303_200862953 | AD | 8100303
oh_line_8100303_200862954 |  | bal_1P_1/0AC | 52.800000000000004 | OPEN | node_8100303_200860949 | node_8100303_200862954 | AD | 8100303
oh_line_8100303_200863027 |  | bal_1P_1/0AC | 52.800000000000004 | OPEN | node_8100303_200860947 | node_8100303_200863027 | AD | 8100303
oh_line_8100303_200863028 |  | bal_1P_1/0AC | 105.60000000000001 | OPEN | node_8100303_200863027 | node_intto1_8100303_200863028 | AD | 8100303
oh_line_8100303_200863544 |  | bal_3P_4/0AL | 52.800000000000004 | OPEN | node_8100303_200860948 | node_8100303_200863544 | ABCD | 8100303
oh_line_8100303_200863545 |  | bal_3P_4/0AL | 105.60000000000001 | OPEN | node_8100303_200863544 | node_intto1_8100303_200863545 | ABCD | 8100303
oh_line_8100303_200863546-1 |  | bal_3P_4/0AL | 0 | OPEN | node_1382646_392_15289492_313 | node_8100303_200863546 | ABCD | 8100303
oh_line_8100303_200863546-2 |  | bal_3P_4/0AL | 158.4 | OPEN | node_8100303_200863545 | node_1382646_392_15289492_313 | ABCD | 8100303
oh_line_8100303_200863547 |  | bal_3P_4/0AL | 158.4 | OPEN | node_8100303_200863546 | node_8100303_200863547 | ABCD | 8100303
oh_line_8100303_200863548 |  | bal_3P_4/0AL | 52.800000000000004 | OPEN | node_8100303_200863547 | node_8100303_200863548 | ABCD | 8100303
oh_line_8100303_200863553 |  | bal_3P_477AL | 158.4 | OPEN | node_8100303_200865124 | node_8100303_200863553 | ABCD | 8100303
oh_line_8100303_200863561 |  | bal_3P_477AC | 105.60000000000001 | OPEN | node_8100303_200863553 | node_intto1_8100303_200863561 | ABCD | 8100303
oh_line_8100303_200863562 |  | bal_3P_477AL | 105.60000000000001 | OPEN | node_8100303_200863561 | node_8100303_200863562 | ABCD | 8100303
oh_line_8100303_200863563 |  | bal_3P_1/0AC | 158.4 | OPEN | node_8100303_200863562 | node_8100303_200863563 | ABCD | 8100303
oh_line_8100303_200863565 |  | bal_3P_477AC | 158.4 | OPEN | node_8100303_200863562 | node_8100303_200863565 | ABCD | 8100303
oh_line_8100303_200863567 |  | bal_3P_477AC | 158.4 | OPEN | node_8100303_200863565 | node_8100303_200863567 | ABCD | 8100303
oh_line_8100303_200863568 |  | bal_3P_1/0AA | 52.800000000000004 | OPEN | node_8100303_200863565 | node_8100303_200863568 | ABCD | 8100303
oh_line_8100303_200863569-1 |  | bal_3P_477AC | 158.4 | OPEN | node_1381336_312_15290131_06 | node_8100303_200863569 | ABCD | 8100303
oh_line_8100303_200863569-2 |  | bal_3P_477AC | 0 | OPEN | node_8100303_200863567 | node_1381336_312_15290131_06 | ABCD | 8100303
oh_line_8100303_200863570 |  | bal_3P_477AC | 52.800000000000004 | OPEN | node_8100303_200863569 | node_8100303_200863570 | ABCD | 8100303
oh_line_8100303_200863574 |  | bal_3P_477AL | 158.4 | OPEN | node_8100303_200863569 | node_8100303_200863574 | ABCD | 8100303
oh_line_8100303_200863575 |  | bal_3P_1/0AC | 52.800000000000004 | OPEN | node_8100303_200863574 | node_8100303_200863575 | ABCD | 8100303
oh_line_8100303_200863576 |  | bal_3P_477AL | 158.4 | OPEN | node_8100303_200863574 | node_8100303_200863576 | ABCD | 8100303
oh_line_8100303_200863577 |  | bal_3P_1/0AC | 158.4 | OPEN | node_8100303_200863576 | node_8100303_200863577 | ABCD | 8100303
oh_line_8100303_200863622 |  | bal_3P_1/0AC | 105.60000000000001 | OPEN | node_8100303_201058017 | node_intto1_8100303_200863622 | ABCD | 8100303
oh_line_8100303_200863873 |  | bal_1P_1/0AC | 158.4 | OPEN | node_8100303_200860953 | node_8100303_200863873 | AD | 8100303
oh_line_8100303_200863874 |  | bal_1P_1/0AC | 158.4 | OPEN | node_8100303_200863873 | node_8100303_200863874 | AD | 8100303
oh_line_8100303_200863971 |  | bal_3P_1/0AL | 158.4 | OPEN | node_8100303_200863979 | node_intto1_8100303_200863971 | ABCD | 8100303
oh_line_8100303_200863972 |  | bal_3P_1/0AL | 158.4 | OPEN | node_8100303_200863979 | node_intto1_8100303_200863972 | ABCD | 8100303
oh_line_8100303_200863973 |  | bal_3P_1/0AL | 105.60000000000001 | OPEN | node_8100303_200863980 | node_intto1_8100303_200863973 | ABCD | 8100303
oh_line_8100303_200863975 |  | bal_3P_477AL | 158.4 | OPEN | node_8100303_200863569 | node_8100303_200863975 | ABCD | 8100303
oh_line_8100303_200863976 |  | bal_3P_477AL | 158.4 | OPEN | node_8100303_200863975 | node_8100303_200863976 | ABCD | 8100303
oh_line_8100303_200863977 |  | bal_3P_477AL | 158.4 | OPEN | node_8100303_200863976 | node_8100303_200863977 | ABCD | 8100303
oh_line_8100303_200863978 |  | bal_3P_1/0AC | 158.4 | OPEN | node_8100303_200863977 | node_intto1_8100303_200863978 | ABCD | 8100303
oh_line_8100303_200863979 |  | bal_3P_1/0AC | 52.800000000000004 | OPEN | node_8100303_200863978 | node_8100303_200863979 | ABCD | 8100303
oh_line_8100303_200863980 |  | bal_3P_1/0AC | 158.4 | OPEN | node_8100303_200863979 | node_8100303_200863980 | ABCD | 8100303
oh_line_8100303_200863981 |  | bal_3P_1/0AC | 211.20000000000002 | OPEN | node_8100303_200863980 | node_8100303_200863981 | ABCD | 8100303
oh_line_8100303_200863982 |  | bal_3P_477AL | 211.20000000000002 | OPEN | node_8100303_200863977 | node_8100303_200863982 | ABCD | 8100303
oh_line_8100303_200865079 |  | bal_3P_477AL | 105.60000000000001 | OPEN | node_8100303_200865080 | node_8100303_200865079 | ABCD | 8100303
oh_line_8100303_200865080 |  | bal_3P_477AL | 105.60000000000001 | OPEN | node_8100303_310051877 | node_8100303_200865080 | ABCD | 8100303
oh_line_8100303_200865106 |  | bal_3P_477AL | 105.60000000000001 | OPEN | node_8100303_310051953 | node_8100303_200865106 | ABCD | 8100303
oh_line_8100303_200865124 |  | bal_3P_477AL | 52.800000000000004 | OPEN | node_8100303_200865141 | node_8100303_200865124 | ABCD | 8100303
oh_line_8100303_200865141 |  | bal_3P_477AL | 158.4 | OPEN | node_8100303_200865152 | node_8100303_200865141 | ABCD | 8100303
oh_line_8100303_200865152 |  | bal_3P_477AL | 105.60000000000001 | OPEN | node_8100303_310051958 | node_8100303_200865152 | ABCD | 8100303
oh_line_8100303_200865181 |  | bal_3P_477AL | 158.4 | OPEN | node_8100303_310051961 | node_8100303_200865181 | ABCD | 8100303
oh_line_8100303_200865220 |  | bal_3P_477AL | 105.60000000000001 | OPEN | node_8100303_200865234 | node_8100303_200865220 | ABCD | 8100303
oh_line_8100303_200865234 |  | bal_3P_477AL | 158.4 | OPEN | node_8100303_310051973 | node_8100303_200865234 | ABCD | 8100303
oh_line_8100303_200865254 |  | bal_3P_477AL | 158.4 | OPEN | node_8100303_200865264 | node_8100303_200865254 | ABCD | 8100303
oh_line_8100303_200865264 |  | bal_3P_477AL | 105.60000000000001 | OPEN | node_8100303_200865277 | node_8100303_200865264 | ABCD | 8100303
oh_line_8100303_200865277 |  | bal_3P_477AL | 105.60000000000001 | OPEN | node_8100303_310051982 | node_8100303_200865277 | ABCD | 8100303
oh_line_8100303_200865295 |  | bal_3P_477AL | 52.800000000000004 | OPEN | node_8100303_200865297 | node_8100303_200865295 | ABCD | 8100303
oh_line_8100303_200865297 |  | bal_3P_477AL | 52.800000000000004 | OPEN | node_SOURCE_8100303 | node_8100303_200865297 | ABCD | 8100303
oh_line_8100303_200865458 |  | bal_3P_477AL | 52.800000000000004 | OPEN | node_8100303_200865459 | node_8100303_200865458 | ABCD | 8100303
oh_line_8100303_200865459 |  | bal_3P_477AL | 105.60000000000001 | OPEN | node_8100303_200865462 | node_8100303_200865459 | ABCD | 8100303
oh_line_8100303_200865460 |  | bal_3P_1/0AA | 105.60000000000001 | OPEN | node_8100303_200865459 | node_intto1_8100303_200865460 | ABCD | 8100303
oh_line_8100303_200865462 |  | bal_3P_477AL | 211.20000000000002 | OPEN | node_8100303_310051919 | node_8100303_200865462 | ABCD | 8100303
oh_line_8100303_200865483 |  | bal_3P_477AL | 105.60000000000001 | OPEN | node_8100303_200865492 | node_8100303_200865483 | ABCD | 8100303
oh_line_8100303_200865484 |  | bal_3P_1/0AC | 105.60000000000001 | OPEN | node_8100303_200865483 | node_intto1_8100303_200865484 | ABCD | 8100303
oh_line_8100303_200865492 |  | bal_3P_477AL | 158.4 | OPEN | node_8100303_200865508 | node_8100303_200865492 | ABCD | 8100303
oh_line_8100303_200865508 |  | bal_3P_477AL | 105.60000000000001 | OPEN | node_8100303_310051941 | node_8100303_200865508 | ABCD | 8100303
oh_line_8100303_200917362 |  | bal_3P_477AL | 105.60000000000001 | OPEN | node_8100303_200809976 | node_8100303_200917362 | ABCD | 8100303
oh_line_8100303_200967490 |  | bal_3P_DELTACUST | 264 | OPEN | node_8100303_200863548 | node_8100303_200967490 | ABCN | 8100303
oh_line_8100303_200978645 |  | bal_3P_DELTACUST | 211.20000000000002 | OPEN | node_8100303_200860922 | node_8100303_200978645 | ABCN | 8100303
oh_line_8100303_200982418 |  | bal_3P_1/0AA | 52.800000000000004 | OPEN | node_8100303_200865460 | node_8100303_200982418 | ABCD | 8100303
oh_line_8100303_200983939 |  | bal_3P_4/0AA | 52.800000000000004 | OPEN | node_8100303_200863982 | node_intto1_8100303_200983939 | ABCD | 8100303
oh_line_8100303_201058017 |  | bal_3P_1/0AC | 105.60000000000001 | OPEN | node_8100303_200865484 | node_8100303_201058017 | ABCD | 8100303
oh_line_8100303_201061083 |  | bal_3P_477AC | 52.800000000000004 | OPEN | node_8100303_200863570 | node_8100303_201061083 | ABCD | 8100303
oh_line_8100303_310051877 |  | bal_3P_477AL | 105.60000000000001 | OPEN | node_8100303_310051888 | node_8100303_310051877 | ABCD | 8100303
oh_line_8100303_310051888 |  | bal_3P_477AL | 158.4 | OPEN | node_8100303_200865458 | node_8100303_310051888 | ABCD | 8100303
oh_line_8100303_310051919 |  | bal_3P_477AL | 105.60000000000001 | OPEN | node_8100303_200865483 | node_8100303_310051919 | ABCD | 8100303
oh_line_8100303_310051941 |  | bal_3P_477AL | 158.4 | OPEN | node_8100303_310051943 | node_8100303_310051941 | ABCD | 8100303
oh_line_8100303_310051943 |  | bal_3P_477AL | 105.60000000000001 | OPEN | node_8100303_200865106 | node_8100303_310051943 | ABCD | 8100303
oh_line_8100303_310051953 |  | bal_3P_477AL | 52.800000000000004 | OPEN | node_8100303_200865124 | node_8100303_310051953 | ABCD | 8100303
oh_line_8100303_310051958 |  | bal_3P_477AL | 158.4 | OPEN | node_8100303_200865181 | node_8100303_310051958 | ABCD | 8100303
oh_line_8100303_310051961 |  | bal_3P_477AL | 105.60000000000001 | OPEN | node_8100303_310051968 | node_8100303_310051961 | ABCD | 8100303
oh_line_8100303_310051968 |  | bal_3P_477AL | 158.4 | OPEN | node_8100303_200865220 | node_8100303_310051968 | ABCD | 8100303
oh_line_8100303_310051973 |  | bal_3P_477AL | 52.800000000000004 | OPEN | node_8100303_200865254 | node_8100303_310051973 | ABCD | 8100303
oh_line_8100303_310051982 |  | bal_3P_477AL | 105.60000000000001 | OPEN | node_8100303_310051983 | node_8100303_310051982 | ABCD | 8100303
oh_line_8100303_310051983 |  | bal_3P_477AL | 158.4 | OPEN | node_8100303_200865295 | node_8100303_310051983 | ABCD | 8100303
oh_line_8100303_311894527 |  | bal_3P_1/0AC | 0 | OPEN | node_8100303_200860944 | node_intto1_8100303_311894527 | ABCD | 8100303
oh_line_8100303_311899735 |  | bal_3P_477AL | 158.4 | OPEN | node_8100303_200860924 | node_8100303_311899735 | ABCD | 8100303
oh_line_TAP_OH_893030 |  | unb_TAPWIRE_OH | 52.800000000000004 | OPEN | node_8100303_200815533 | node_1383445_271_15289032_735 | AN | 8100303
oh_line_TAP_OH_893042 |  | unb_TAPWIRE_OH | 52.800000000000004 | OPEN | node_8100303_200815577 | node_1383360_448_15289389_29 | AN | 8100303
oh_line_TAP_OH_893043 |  | unb_TAPWIRE_OH | 52.800000000000004 | OPEN | node_8100303_200815579 | node_1383703_526_15289207_329 | AN | 8100303
oh_line_TAP_OH_893044 |  | unb_TAPWIRE_OH | 52.800000000000004 | OPEN | node_8100303_200815581 | node_1384080_645_15289171_933 | AN | 8100303
oh_line_TAP_OH_904898 |  | unb_TAPWIRE_OH | 52.800000000000004 | OPEN | node_8100303_200860920 | node_1382419_264_15288683_4 | ABCN | 8100303
oh_line_TAP_OH_904899 |  | unb_TAPWIRE_OH | 52.800000000000004 | OPEN | node_8100303_200860922 | node_1382143_926_15288809_432 | ABCN | 8100303
oh_line_TAP_OH_904900 |  | unb_TAPWIRE_OH | 52.800000000000004 | OPEN | node_8100303_200860924 | node_1382357_892_15288482_355 | ABCN | 8100303
oh_line_TAP_OH_904901 |  | unb_TAPWIRE_OH | 52.800000000000004 | OPEN | node_8100303_200860926 | node_1382239_853_15288318_429 | ABCN | 8100303
oh_line_TAP_OH_904904 |  | unb_TAPWIRE_OH | 52.800000000000004 | OPEN | node_8100303_200860943 | node_1383140_913_15289890_141 | ABCN | 8100303
oh_line_TAP_OH_904905 |  | unb_TAPWIRE_OH | 52.800000000000004 | OPEN | node_8100303_200860950 | node_1382802_829_15289185_417 | ABCN | 8100303
oh_line_TAP_OH_904907 |  | unb_TAPWIRE_OH | 52.800000000000004 | OPEN | node_8100303_200860957 | node_1383000_194_15288688_482 | AN | 8100303
oh_line_TAP_OH_904908 |  | unb_TAPWIRE_OH | 52.800000000000004 | OPEN | node_8100303_200860958 | node_1382450_629_15288914_654 | ABCN | 8100303
oh_line_TAP_OH_905512 |  | unb_TAPWIRE_OH | 52.800000000000004 | OPEN | node_8100303_200862953 | node_1383053_242_15289219_804 | AN | 8100303
oh_line_TAP_OH_905689 |  | unb_TAPWIRE_OH | 52.800000000000004 | OPEN | node_8100303_200863576 | node_1381175_886_15289704_743 | ABCN | 8100303
oh_line_TAP_OH_905761 |  | unb_TAPWIRE_OH | 52.800000000000004 | OPEN | node_8100303_200863874 | node_1382423_679_15289202_628 | AN | 8100303
oh_line_TAP_OH_905787 |  | unb_TAPWIRE_OH | 52.800000000000004 | OPEN | node_8100303_200863971 | node_1380694_424_15290353_533 | ABCN | 8100303
oh_line_TAP_OH_905788 |  | unb_TAPWIRE_OH | 52.800000000000004 | OPEN | node_8100303_200863972 | node_1380685_865_15290494_922 | ABCN | 8100303
oh_line_TAP_OH_905789 |  | unb_TAPWIRE_OH | 52.800000000000004 | OPEN | node_8100303_200863973 | node_1380884_246_15290657_754 | ABCN | 8100303
oh_line_TAP_OH_905790 |  | unb_TAPWIRE_OH | 52.800000000000004 | OPEN | node_8100303_200863978 | node_1380803_947_15290318_541 | ABCN | 8100303
oh_line_TAP_OH_905791 |  | unb_TAPWIRE_OH | 52.800000000000004 | OPEN | node_8100303_200863980 | node_1380947_354_15290495_839 | ABCN | 8100303
oh_line_TAP_OH_906155 |  | unb_TAPWIRE_OH | 52.800000000000004 | OPEN | node_8100303_200865254 | node_1380463_978_15291296_252 | ABCN | 8100303
oh_line_TAP_OH_906214 |  | unb_TAPWIRE_OH | 52.800000000000004 | OPEN | node_8100303_200865484 | node_1382225_646_15290403_011 | ABCN | 8100303
oh_line_TAP_OH_925616 |  | unb_TAPWIRE_OH | 52.800000000000004 | OPEN | node_8100303_200978645 | node_1381952_588_15288875_123 | ABCN | 8100303
oh_line_TAP_OH_936798 |  | unb_TAPWIRE_OH | 52.800000000000004 | OPEN | node_8100303_200978331 | node_1381852_299_15289916_572 | ABCN | 8100303
oh_line_TAP_OH_2135332 |  | unb_TAPWIRE_OH | 52.800000000000004 | OPEN | node_8100303_200863622 | node_1381961_53_15290457_891 | ABCN | 8100303
oh_line_TAP_OH_2135333 |  | unb_TAPWIRE_OH | 105.60000000000001 | OPEN | node_8100303_200863622 | node_1381963_938_15290431_483 | ABCN | 8100303
oh_line_TAP_OH_2135334 |  | unb_TAPWIRE_OH | 105.60000000000001 | OPEN | node_8100303_200863622 | node_1381964_3_15290484_282 | ABCN | 8100303
oh_line_TAP_OH_2135343 |  | unb_TAPWIRE_OH | 52.800000000000004 | OPEN | node_8100303_200809978 | node_1383216_878_15290258_312 | ABCN | 8100303
oh_line_TAP_OH_2135344 |  | unb_TAPWIRE_OH | 52.800000000000004 | OPEN | node_8100303_200809978 | node_1383227_37_15290226_294 | ABCN | 8100303
oh_line_TAP_OH_2135345 |  | unb_TAPWIRE_OH | 52.800000000000004 | OPEN | node_8100303_200809978 | node_1383194_731_15290264_106 | ABCN | 8100303
oh_line_TAP_OH_2135370 |  | unb_TAPWIRE_OH | 105.60000000000001 | OPEN | node_8100303_200863577 | node_1380922_39_15289821_818 | ABCN | 8100303
oh_line_TAP_OH_2135371 |  | unb_TAPWIRE_OH | 52.800000000000004 | OPEN | node_8100303_200863577 | node_1380919_609_15289795_429 | ABCN | 8100303
oh_line_TAP_OH_2135372 |  | unb_TAPWIRE_OH | 105.60000000000001 | OPEN | node_8100303_200863577 | node_1380930_159_15289846_387 | ABCN | 8100303
oh_line_TAP_OH_2223322 |  | unb_TAPWIRE_OH | 52.800000000000004 | OPEN | node_8100303_200863568 | node_1381271_753_15290273_838 | ABCN | 8100303
oh_line_TAP_OH_2223323 |  | unb_TAPWIRE_OH | 105.60000000000001 | OPEN | node_8100303_200863568 | node_1381275_563_15290247_741 | ABCN | 8100303
oh_line_TAP_OH_2223324 |  | unb_TAPWIRE_OH | 52.800000000000004 | OPEN | node_8100303_200863568 | node_1381273_111_15290300_415 | ABCN | 8100303
oh_line_TAP_OH_2223331 |  | unb_TAPWIRE_OH | 105.60000000000001 | OPEN | node_8100303_200865264 | node_1380353_438_15291439_876 | ABCN | 8100303
oh_line_TAP_OH_2223332 |  | unb_TAPWIRE_OH | 105.60000000000001 | OPEN | node_8100303_200865264 | node_1380334_313_15291446_756 | ABCN | 8100303
oh_line_TAP_OH_2223347 |  | unb_TAPWIRE_OH | 105.60000000000001 | OPEN | node_8100303_200865080 | node_1383016_841_15290351_976 | ABCN | 8100303
oh_line_TAP_OH_2223348 |  | unb_TAPWIRE_OH | 105.60000000000001 | OPEN | node_8100303_200865080 | node_1382997_862_15290359_545 | ABCN | 8100303
oh_line_TAP_OH_2223349 |  | unb_TAPWIRE_OH | 105.60000000000001 | OPEN | node_8100303_200865080 | node_1383033_68_15290338_057 | ABCN | 8100303
oh_line_TAP_OH_2223350 |  | unb_TAPWIRE_OH | 105.60000000000001 | OPEN | node_8100303_200865079 | node_1383102_759_15290308_124 | ABCN | 8100303
oh_line_TAP_OH_2223351 |  | unb_TAPWIRE_OH | 52.800000000000004 | OPEN | node_8100303_200865079 | node_1383117_891_15290275_361 | ABCN | 8100303
oh_line_TAP_OH_2223352 |  | unb_TAPWIRE_OH | 52.800000000000004 | OPEN | node_8100303_200865079 | node_1383071_624_15290295_292 | ABCN | 8100303
oh_line_TAP_OH_2414534 |  | unb_TAPWIRE_OH | 105.60000000000001 | OPEN | node_8100303_200863575 | node_1381070_466_15289932_297 | ABCN | 8100303
oh_line_TAP_OH_2414535 |  | unb_TAPWIRE_OH | 52.800000000000004 | OPEN | node_8100303_200863575 | node_1381066_76_15289906_106 | ABCN | 8100303
oh_line_TAP_OH_2414536 |  | unb_TAPWIRE_OH | 105.60000000000001 | OPEN | node_8100303_200863575 | node_1381079_088_15289956_354 | ABCN | 8100303
oh_line_TAP_OH_2414540 |  | unb_TAPWIRE_OH | 105.60000000000001 | OPEN | node_8100303_200982418 | node_1382528_812_15290229_565 | ABCN | 8100303
oh_line_TAP_OH_2414541 |  | unb_TAPWIRE_OH | 105.60000000000001 | OPEN | node_8100303_200982418 | node_1382540_853_15290250_83 | ABCN | 8100303
oh_line_TAP_OH_2414542 |  | unb_TAPWIRE_OH | 105.60000000000001 | OPEN | node_8100303_200982418 | node_1382513_101_15290213_171 | ABCN | 8100303
oh_line_TAP_OH_2414543 |  | unb_TAPWIRE_OH | 105.60000000000001 | OPEN | node_8100303_200860951 | node_1382859_344_15289369_785 | ABCN | 8100303
oh_line_TAP_OH_2414544 |  | unb_TAPWIRE_OH | 105.60000000000001 | OPEN | node_8100303_200860951 | node_1382839_54_15289371_102 | ABCN | 8100303
oh_line_TAP_OH_2414545 |  | unb_TAPWIRE_OH | 105.60000000000001 | OPEN | node_8100303_200860951 | node_1382878_185_15289361_631 | ABCN | 8100303
oh_line_TAP_OH_2414546 |  | unb_TAPWIRE_OH | 52.800000000000004 | OPEN | node_8100303_201058017 | node_1382155_006_15290398_241 | ABCN | 8100303
oh_line_TAP_OH_2414547 |  | unb_TAPWIRE_OH | 52.800000000000004 | OPEN | node_8100303_201058017 | node_1382136_448_15290401_569 | ABCN | 8100303
oh_line_TAP_OH_2414548 |  | unb_TAPWIRE_OH | 52.800000000000004 | OPEN | node_8100303_201058017 | node_1382167_488_15290405_904 | ABCN | 8100303
oh_line_TAP_OH_3493748 |  | unb_TAPWIRE_OH | 52.800000000000004 | OPEN | node_8100303_200863562 | node_1381472_264_15290409_914 | ABCN | 8100303
oh_line_TAP_OH_3497758 |  | unb_TAPWIRE_OH | 52.800000000000004 | OPEN | node_8100303_200865277 | node_1380223_964_15291429_222 | ABCN | 8100303
oh_line_TAP_OH_3497759 |  | unb_TAPWIRE_OH | 52.800000000000004 | OPEN | node_8100303_200865277 | node_1380240_168_15291423_318 | ABCN | 8100303

## UndergroundLine
Name | GroupId | Configuration | NumParallelCables | Length | Status | From | To | Phases | Feeder | Comments
und_line_8100303_200863970 |  | und_3P_2ALURD | 0 | 105.60000000000001 | OPEN | node_8100303_200863976 | node_intto1_8100303_200863970 | ABCN | 8100303
und_line_8100303_200978331 |  | und_3P_4/0ALURD | 0 | 52.800000000000004 | OPEN | node_8100303_311922503 | node_8100303_200978331 | ABCN | 8100303
und_line_8100303_200983820 |  | und_3P_DELTACUST | 0 | 0 | OPEN | node_8100303_200967490 | node_8100303_200983820 | ABCN | 8100303
und_line_8100303_200983940 |  | und_3P_4/0ALURD | 0 | 211.20000000000002 | OPEN | node_8100303_200983939 | node_8100303_200983940 | ABCN | 8100303
und_line_8100303_200983988 |  | und_3P_4/0ALURD | 0 | 369.6 | OPEN | node_8100303_200983940 | node_8100303_200983988 | ABCN | 8100303
und_line_8100303_201013511 |  | und_3P_DELTACUST | 0 | 105.60000000000001 | OPEN | node_8100303_200978645 | node_intto1_8100303_201013511 | ABCN | 8100303
und_line_8100303_201045489 |  | und_3P_DELTACUST | 0 | 528 | OPEN | node_8100303_200863547 | node_8100303_201045489 | ABCN | 8100303
und_line_8100303_201045586 |  | und_3P_DELTACUST | 0 | 52.800000000000004 | OPEN | node_8100303_200863548 | node_8100303_201045586 | ABCN | 8100303
und_line_8100303_310051080 |  | und_3P_DELTACUST | 0 | 158.4 | OPEN | node_8100303_200978331 | node_8100303_310051080 | ABCN | 8100303
und_line_8100303_311894528 |  | und_1P_DELTACUST | 0 | 105.60000000000001 | OPEN | node_8100303_311894527 | node_8100303_311894528 | AN | 8100303
und_line_8100303_311899740 |  | und_3P_DELTACUST | 0 | 264 | OPEN | node_8100303_311899735 | node_intto1_8100303_311899740 | ABCN | 8100303
und_line_8100303_311922503 |  | und_3P_4/0ALURD | 0 | 475.2 | OPEN | node_8100303_200863570 | node_8100303_311922503 | ABCN | 8100303
und_line_8100303_311932720 |  | und_3P_4/0ALURD | 0 | 52.800000000000004 | OPEN | node_8100303_311933023 | node_8100303_311932720 | ABCN | 8100303
und_line_8100303_311932725 |  | und_3P_4/0ALURD | 0 | 316.8 | OPEN | node_8100303_311932720 | node_8100303_311932725 | ABCN | 8100303
und_line_8100303_311932730 |  | und_3P_4/0ALURD | 0 | 158.4 | OPEN | node_8100303_311932720 | node_8100303_311932730 | ABCN | 8100303
und_line_8100303_311933023 |  | und_3P_4/0ALURD | 0 | 52.800000000000004 | OPEN | node_8100303_311933028 | node_intto1_8100303_311933023 | ABCN | 8100303
und_line_8100303_311933028 |  | und_3P_4/0ALURD | 0 | 52.800000000000004 | OPEN | node_8100303_200863561 | node_8100303_311933028 | ABCN | 8100303
und_line_8100303_311935530 |  | und_3P_4/0ALURD | 0 | 158.4 | OPEN | node_8100303_200863565 | node_intto1_8100303_311935530 | ABCN | 8100303
und_line_8100303_311976485 |  | und_3P_4/0ALURD | 0 | 0 | OPEN | node_8100303_311935530 | node_8100303_311976485 | ABCN | 8100303
und_line_8100303_311976494 |  | und_3P_4/0ALURD | 0 | 264 | OPEN | node_8100303_311976485 | node_8100303_311976494 | ABCN | 8100303
und_line_8100303_311984158 |  | und_3P_4/0ALURD | 0 | 0 | OPEN | node_8100303_312005279 | node_8100303_311984158 | ABCN | 8100303
und_line_8100303_311984168 |  | und_3P_4/0ALURD | 0 | 0 | OPEN | node_8100303_312005282 | node_8100303_311984168 | ABCN | 8100303
und_line_8100303_311990510 |  | und_3P_4/0ALURD | 0 | 422.40000000000003 | OPEN | node_8100303_311984168 | node_8100303_311990510 | ABCN | 8100303
und_line_8100303_312005279 |  | und_3P_4/0ALURD | 0 | 264 | OPEN | node_8100303_201061083 | node_intto1_8100303_312005279 | ABCN | 8100303
und_line_8100303_312005282 |  | und_3P_4/0ALURD | 0 | 422.40000000000003 | OPEN | node_8100303_312005279 | node_8100303_312005282 | ABCN | 8100303
und_line_TAP_UG_59669 |  | und_TAPWIRE_UG | 0 | 52.800000000000004 | OPEN | node_8100303_200863970 | node_1380904_025_15290217_97 | ABCN | 8100303
und_line_TAP_UG_62424 |  | und_TAPWIRE_UG | 0 | 0 | OPEN | node_8100303_310051080 | node_1381839_982_15290061_489 | ABCN | 8100303
und_line_TAP_UG_62965 |  | und_TAPWIRE_UG | 0 | 0 | OPEN | node_8100303_200983820 | node_1382311_615_15289672_19 | ABCN | 8100303
und_line_TAP_UG_64387 |  | und_TAPWIRE_UG | 0 | 52.800000000000004 | OPEN | node_8100303_201013511 | node_1381805_981_15288884_044 | ABCN | 8100303
und_line_TAP_UG_1375428 |  | und_TAPWIRE_UG | 0 | 0 | OPEN | node_8100303_311894528 | node_1383058_524_15289861_534 | AN | 8100303
und_line_TAP_UG_1387093 |  | und_TAPWIRE_UG | 0 | 52.800000000000004 | OPEN | node_8100303_311899740 | node_1382466_437_15288177_964 | ABCN | 8100303
und_line_TAP_UG_1605152 |  | und_TAPWIRE_UG | 0 | 52.800000000000004 | OPEN | node_8100303_311932720 | node_1381567_185_15290469_48 | ABCN | 8100303
und_line_TAP_UG_1605154 |  | und_TAPWIRE_UG | 0 | 52.800000000000004 | OPEN | node_8100303_311932725 | node_1381879_779_15290398_675 | ABCN | 8100303
und_line_TAP_UG_1605156 |  | und_TAPWIRE_UG | 0 | 52.800000000000004 | OPEN | node_8100303_311932730 | node_1381512_327_15290325_535 | ABCN | 8100303
und_line_TAP_UG_1643950 |  | und_TAPWIRE_UG | 0 | 52.800000000000004 | OPEN | node_8100303_311976485 | node_1381548_59_15290258_734 | ABCN | 8100303
und_line_TAP_UG_1643952 |  | und_TAPWIRE_UG | 0 | 52.800000000000004 | OPEN | node_8100303_311976494 | node_1381800_939_15290137_804 | ABCN | 8100303
und_line_TAP_UG_1700368 |  | und_TAPWIRE_UG | 0 | 52.800000000000004 | OPEN | node_8100303_311984158 | node_1381250_937_15289675_893 | ABCN | 8100303
und_line_TAP_UG_1700372 |  | und_TAPWIRE_UG | 0 | 52.800000000000004 | OPEN | node_8100303_311984168 | node_1381696_814_15289620_201 | ABCN | 8100303
und_line_TAP_UG_1758787 |  | und_TAPWIRE_UG | 0 | 52.800000000000004 | OPEN | node_8100303_311990510 | node_1382088_392_15289530_013 | ABCN | 8100303