## Feeder
Name | Description | Comments
8100304

## Node
Name | GroupId | Latitude | Longitude | BusType | NominalVoltage | ConsistentPath | DistToSlack | Phases | Feeder | Comments
node_671T665_NO-220415587 |  | 42.0936532489119 | -75.93902437660624 | PQ | 2771.281 | False | -1 | ABCD | 8100304
node_1379795_539_15293662_009 |  | 42.10213715432238 | -75.96240502482782 | PQ | 2771.281 | False | -1 | AN | 8100304
node_1379838_154_15293969_638 |  | 42.10297975213868 | -75.96224289396115 | PQ | 2771.281 | False | -1 | AN | 8100304
node_1379963_755_15293251_241 |  | 42.101012058119466 | -75.96176503876964 | PQ | 2771.281 | False | -1 | AN | 8100304
node_1379993_553_15294168_106 |  | 42.1035233572715 | -75.96165167081082 | PQ | 2771.281 | False | -1 | ABCN | 8100304
node_1380029_36_15294318_865 |  | 42.10393628714543 | -75.9615154413155 | PQ | 2771.281 | False | -1 | ABCD | 8100304
node_1380135_838_15293925_134 |  | 42.10285785539546 | -75.9611103405195 | PQ | 2771.281 | False | -1 | AN | 8100304
node_1380152_471_15293084_736 |  | 42.10055599984992 | -75.96104705945167 | PQ | 2771.281 | False | -1 | ABCN | 8100304
node_1380230_229_15294308_487 |  | 42.10390786173645 | -75.96075122531037 | PQ | 2771.281 | False | -1 | ABCN | 8100304
node_1380247_289_15294322_218 |  | 42.10394547103407 | -75.96068631970002 | PQ | 2771.281 | False | -1 | ABCN | 8100304
node_1380250_026_15294787_466 |  | 42.105219788308574 | -75.9606759066487 | PQ | 2771.281 | False | -1 | AN | 8100304
node_1380288_472_15292776_175 |  | 42.0997108492796 | -75.96052963694788 | PQ | 7199.557 | False | -1 | AN | 8100304
node_1380291_363_15293538_138 |  | 42.10179787085397 | -75.96051863799597 | PQ | 2771.281 | False | -1 | AN | 8100304
node_1380363_549_15292969_505 |  | 42.10024038139727 | -75.96024400280315 | PQ | 2771.281 | False | -1 | ABCN | 8100304
node_1380372_487_15294234_403 |  | 42.10370494518235 | -75.96020999774188 | PQ | 2771.281 | False | -1 | ABCN | 8100304
node_1380378_465_15292952_091 |  | 42.100192684338886 | -75.9601872541464 | PQ | 2771.281 | False | -1 | ABCN | 8100304
node_1380428_425_15293267_728 |  | 42.10105721611887 | -75.95999717886542 | PQ | 2771.281 | False | -1 | AN | 8100304
node_1380490_161_15292900_874 |  | 42.10005240064535 | -75.95976230121236 | PQ | 2771.281 | False | -1 | ABCN | 8100304
node_1380490_331_15292912_827 |  | 42.100085139989496 | -75.95976165443899 | PQ | 2771.281 | False | -1 | ABCN | 8100304
node_1380492_28_15292922_682 |  | 42.10011213289809 | -75.95975423937249 | PQ | 2771.281 | False | -1 | ABCN | 8100304
node_1380665_566_15293402_01 |  | 42.10142501538346 | -75.95909496424957 | PQ | 2771.281 | False | -1 | AN | 8100304
node_1380667_51_15294391_593 |  | 42.10413548960678 | -75.95908756820582 | PQ | 2771.281 | False | -1 | ABCN | 8100304
node_1380727_029_15292869_578 |  | 42.09996668069938 | -75.95886112523846 | PQ | 2771.281 | False | -1 | ABCN | 8100304
node_1380771_054_15293051_634 |  | 42.10046533325829 | -75.95869362995732 | PQ | 2771.281 | False | -1 | AN | 8100304
node_1380861_999_15293333_281 |  | 42.10123676620891 | -75.95834762522496 | PQ | 2771.281 | False | -1 | AN | 8100304
node_1381012_279_15293577_532 |  | 42.1019057712742 | -75.9577758775623 | PQ | 2771.281 | False | -1 | AN | 8100304
node_1381026_734_15294312_678 |  | 42.1039193409125 | -75.95772088280276 | PQ | 2771.281 | False | -1 | ABCN | 8100304
node_1381076_513_15292895_643 |  | 42.10003807290259 | -75.9575314961452 | PQ | 2771.281 | False | -1 | AN | 8100304
node_1381111_33_15294012_546 |  | 42.10309727742759 | -75.95739903315364 | PQ | 2771.281 | False | -1 | ABCN | 8100304
node_1381294_641_15293468_457 |  | 42.10160701414528 | -75.9567016174244 | PQ | 2771.281 | False | -1 | ABCN | 8100304
node_1381309_22_15293002_868 |  | 42.10033176286958 | -75.95664615090075 | PQ | 2771.281 | False | -1 | AN | 8100304
node_1381436_6_15292722_678 |  | 42.09956432065135 | -75.95616152741613 | PQ | 2771.281 | False | -1 | ABCN | 8100304
node_1381549_1_15293648_984 |  | 42.102101478763316 | -75.95573351562449 | PQ | 2771.281 | False | -1 | AN | 8100304
node_1381589_727_15293037_421 |  | 42.10042640375957 | -75.95557894820173 | PQ | 2771.281 | False | -1 | ABCN | 8100304
node_1381589_844_15292826_012 |  | 42.09984735314423 | -75.95557850306948 | PQ | 2771.281 | False | -1 | ABCN | 8100304
node_1381589_987_15292811_941 |  | 42.09980881258442 | -75.95557795901892 | PQ | 2771.281 | False | -1 | ABCN | 8100304
node_1381590_647_15292797_551 |  | 42.09976939828156 | -75.95557544801642 | PQ | 2771.281 | False | -1 | ABCN | 8100304
node_1381652_568_15294291_761 |  | 42.10386204911451 | -75.95533986652174 | PQ | 2771.281 | False | -1 | AN | 8100304
node_1381682_514_15293379_1 |  | 42.10136226474561 | -75.95522593548962 | PQ | 2771.281 | False | -1 | ABCN | 8100304
node_1381871_319_15293013_292 |  | 42.10036031427285 | -75.95450761756676 | PQ | 2771.281 | False | -1 | AN | 8100304
node_1381908_784_15293984_863 |  | 42.10302145351193 | -75.95436508012877 | PQ | 2771.281 | False | -1 | AN | 8100304
node_1382015_719_15292775_702 |  | 42.09970955372955 | -75.95395824065375 | PQ | 2771.281 | False | -1 | ABCN | 8100304
node_1382035_11_15292781_46 |  | 42.09972532492871 | -75.95388446663907 | PQ | 2771.281 | False | -1 | ABCN | 8100304
node_1382123_018_15294355_511 |  | 42.104036660775925 | -75.9535500163228 | PQ | 2771.281 | False | -1 | AN | 8100304
node_1382131_077_15293797_384 |  | 42.10250794732102 | -75.95351935546032 | PQ | 2771.281 | False | -1 | AN | 8100304
node_1382183_282_15294785_727 |  | 42.10521502517635 | -75.95332073896626 | PQ | 2771.281 | False | -1 | AN | 8100304
node_1382184_362_15292896_607 |  | 42.10004071330482 | -75.95331663005305 | PQ | 2771.281 | False | -1 | ABCN | 8100304
node_1382198_362_15293360_111 |  | 42.10131025375206 | -75.95326336636342 | PQ | 2771.281 | False | -1 | ABCN | 8100304
node_1382360_219_15292615_108 |  | 42.099269685727144 | -75.95264757343399 | PQ | 2771.281 | False | -1 | ABCN | 8100304
node_1382381_317_15292800_586 |  | 42.09977771116614 | -75.95256730505372 | PQ | 2771.281 | False | -1 | ABCN | 8100304
node_1382399_839_15292810_27 |  | 42.09980423570464 | -75.95249683719234 | PQ | 2771.281 | False | -1 | ABCN | 8100304
node_1382419_565_15292813_204 |  | 42.099812271949574 | -75.95242178865367 | PQ | 2771.281 | False | -1 | ABCN | 8100304
node_1382529_422_15293810_884 |  | 42.10254492390815 | -75.9520038322857 | PQ | 2771.281 | False | -1 | AN | 8100304
node_1382551_158_15294093_762 |  | 42.10331972857572 | -75.951921136603 | PQ | 2771.281 | False | -1 | AN | 8100304
node_1382596_032_15292817_105 |  | 42.099822956813746 | -75.95175041125955 | PQ | 2771.281 | False | -1 | ABCN | 8100304
node_1382596_787_15292838_596 |  | 42.09988182080144 | -75.95174753882486 | PQ | 2771.281 | False | -1 | ABCN | 8100304
node_1382597_881_15292797_666 |  | 42.09976971326729 | -75.95174337664797 | PQ | 2771.281 | False | -1 | ABCN | 8100304
node_1382622_403_15292490_846 |  | 42.09892933130722 | -75.95165008149104 | PQ | 2771.281 | False | -1 | ABCN | 8100304
node_1382629_456_15292487_964 |  | 42.09892143749062 | -75.95162324800512 | PQ | 2771.281 | False | -1 | ABCN | 8100304
node_1382634_625_15292482_145 |  | 42.098905499212066 | -75.95160358229 | PQ | 2771.281 | False | -1 | ABCN | 8100304
node_1382652_637_15293519_361 |  | 42.10174644052979 | -75.95153505474875 | PQ | 2771.281 | False | -1 | AN | 8100304
node_1382687_814_15293233_626 |  | 42.10096381052079 | -75.95140122211946 | PQ | 2771.281 | False | -1 | AN | 8100304
node_1382758_335_15293015_042 |  | 42.10036510753414 | -75.95113292150116 | PQ | 2771.281 | False | -1 | ABCN | 8100304
node_1382763_401_15292826_22 |  | 42.09984792285757 | -75.95111364765461 | PQ | 2771.281 | False | -1 | ABCN | 8100304
node_1382983_345_15292784_112 |  | 42.099732588773826 | -75.95027685987236 | PQ | 2771.281 | False | -1 | AN | 8100304
node_1382987_964_15292369_042 |  | 42.09859570936515 | -75.95025928665933 | PQ | 2771.281 | False | -1 | ABCN | 8100304
node_1383003_691_15292352_959 |  | 42.09855165792436 | -75.95019945251315 | PQ | 2771.281 | False | -1 | ABCN | 8100304
node_1383205_209_15292169_372 |  | 42.09804881194657 | -75.94943276735555 | PQ | 2771.281 | False | -1 | ABCN | 8100304
node_1383296_88_15293265_172 |  | 42.10105021521837 | -75.94908400052041 | PQ | 2771.281 | False | -1 | ABCN | 8100304
node_1383350_179_15292345_867 |  | 42.09853223289059 | -75.94888122184945 | PQ | 2771.281 | False | -1 | ABCN | 8100304
node_1383433_826_15291970_554 |  | 42.097504248161485 | -75.94856298271758 | PQ | 2771.281 | False | -1 | ABCN | 8100304
node_1383436_907_15292834_231 |  | 42.09986986503827 | -75.94855126090131 | PQ | 2771.281 | False | -1 | ABCN | 8100304
node_1383596_729_15292281_807 |  | 42.09835677213717 | -75.94794321022962 | PQ | 2771.281 | False | -1 | AN | 8100304
node_1383601_962_15292522_585 |  | 42.09901626463305 | -75.94792330102335 | PQ | 2771.281 | False | -1 | AN | 8100304
node_1383626_647_15292905_61 |  | 42.10006537257992 | -75.94782938572489 | PQ | 2771.281 | False | -1 | ABCN | 8100304
node_1383627_198_15293711_85 |  | 42.10227366914303 | -75.94782728941824 | PQ | 2771.281 | False | -1 | ABCN | 8100304
node_1383630_989_15293727_759 |  | 42.102317243996694 | -75.947812866372 | PQ | 2771.281 | False | -1 | ABCN | 8100304
node_1383631_441_15293698_626 |  | 42.102237448521684 | -75.94781114671574 | PQ | 2771.281 | False | -1 | ABCN | 8100304
node_1383651_959_15294441_163 |  | 42.104271262156686 | -75.94773308497405 | PQ | 2771.281 | False | -1 | ABCN | 8100304
node_1383651_963_15294414_536 |  | 42.104198330631846 | -75.94773306975584 | PQ | 2771.281 | False | -1 | ABCN | 8100304
node_1383657_087_15294466_93 |  | 42.10434183813597 | -75.94771357524544 | PQ | 2771.281 | False | -1 | ABCN | 8100304
node_1383710_362_15292883_852 |  | 42.1000057772775 | -75.94751088788367 | PQ | 2771.281 | False | -1 | ABCD | 8100304
node_1383750_661_15294322_375 |  | 42.10394590105808 | -75.94735756835307 | PQ | 2771.281 | False | -1 | ABCN | 8100304
node_1383753_207_15292178_945 |  | 42.09807503245535 | -75.94734788197066 | PQ | 2771.281 | False | -1 | AN | 8100304
node_1383767_713_15294022_895 |  | 42.10312562340537 | -75.94729269317911 | PQ | 2771.281 | False | -1 | ABCN | 8100304
node_1383800_472_15293502_305 |  | 42.10169972403572 | -75.94716805994993 | PQ | 2771.281 | False | -1 | ABCN | 8100304
node_1383838_526_15291665_917 |  | 42.096669845452496 | -75.94702328163243 | PQ | 2771.281 | False | -1 | ABCN | 8100304
node_1383887_488_15293246_274 |  | 42.10099845347441 | -75.94683700329159 | PQ | 2771.281 | False | -1 | ABCN | 8100304
node_1383926_638_15292865_202 |  | 42.09995469480714 | -75.9466880551881 | PQ | 2771.281 | False | -1 | ABCN | 8100304
node_1384016_649_15291896_953 |  | 42.0973026545475 | -75.94634560390475 | PQ | 2771.281 | False | -1 | AN | 8100304
node_1384042_128_15294217_645 |  | 42.1036590449122 | -75.94624866779417 | PQ | 2771.281 | False | -1 | AN | 8100304
node_1384078_056_15294661_357 |  | 42.10487437494372 | -75.94611197794839 | PQ | 2771.281 | False | -1 | AN | 8100304
node_1384132_872_15291416_423 |  | 42.09598647977638 | -75.9459034277762 | PQ | 2771.281 | False | -1 | ABCN | 8100304
node_1384185_887_15293819_155 |  | 42.10256757823053 | -75.94570172959723 | PQ | 2771.281 | False | -1 | AN | 8100304
node_1384210_164_15293488_769 |  | 42.10166264884436 | -75.94560936655486 | PQ | 2771.281 | False | -1 | AN | 8100304
node_1384210_493_15292672_444 |  | 42.099426729401166 | -75.94560811485816 | PQ | 2771.281 | False | -1 | AN | 8100304
node_1384210_946_15291701_505 |  | 42.096767321214166 | -75.94560639139735 | PQ | 2771.281 | False | -1 | AN | 8100304
node_1384233_441_15293184_559 |  | 42.10082941569113 | -75.94552080806176 | PQ | 2771.281 | False | -1 | AN | 8100304
node_1384311_679_15292034_621 |  | 42.09767972808795 | -75.94522314773683 | PQ | 2771.281 | False | -1 | AN | 8100304
node_1384354_335_15292935_3 |  | 42.10014669368152 | -75.94506086088363 | PQ | 2771.281 | False | -1 | ABCD | 8100304
node_1384592_933_15291201_647 |  | 42.095398206926305 | -75.94415310303951 | PQ | 2771.281 | False | -1 | ABCN | 8100304
node_1384732_192_15292336_005 |  | 42.098505220808946 | -75.94362328531423 | PQ | 2771.281 | False | -1 | AN | 8100304
node_1384767_403_15291773_441 |  | 42.09696435438241 | -75.94348932333028 | PQ | 2771.281 | False | -1 | AN | 8100304
node_1384793_584_15291447_856 |  | 42.09607257496623 | -75.94338971642613 | PQ | 2771.281 | False | -1 | AN | 8100304
node_1384839_449_15291167_534 |  | 42.09530477119916 | -75.94321522077435 | PQ | 2771.281 | False | -1 | ABCN | 8100304
node_1385351_658_15290889_225 |  | 42.09454248105207 | -75.9412664964029 | PQ | 2771.281 | False | -1 | ABCN | 8100304
node_1386011_966_15290440_972 |  | 42.09331471319225 | -75.93875432209073 | PQ | 2771.281 | False | -1 | ABCN | 8100304
node_1386025_704_15290427_818 |  | 42.09327868430136 | -75.938702055193 | PQ | 2771.281 | False | -1 | ABCN | 8100304
node_1386041_753_15290419_406 |  | 42.093255643779074 | -75.93864099598194 | PQ | 2771.281 | False | -1 | ABCN | 8100304
node_1386119_316_15290514_12 |  | 42.09351506603632 | -75.93834590372776 | PQ | 2771.281 | False | -1 | ABCN | 8100304
node_1386180_522_15290454_846 |  | 42.09335271416779 | -75.93811304248581 | PQ | 2771.281 | False | -1 | ABCD | 8100304
node_1386442_158_15290346_921 |  | 42.09305710689629 | -75.93711763543585 | PQ | 2771.281 | False | -1 | ABCD | 8100304
node_1386529_621_15290314_329 |  | 42.09296783719795 | -75.93678487814401 | PQ | 2771.281 | False | -1 | ABCD | 8100304
node_1386607_412_15290316_189 |  | 42.092972931749955 | -75.9364889184526 | PQ | 2771.281 | False | -1 | ABCD | 8100304
node_8100304_200813561 |  | 42.096784497523636 | -75.94255628045178 | PQ | 2771.281 | False | -1 | AD | 8100304
node_8100304_200813562 |  | 42.09683293959177 | -75.94290608212431 | PQ | 2771.281 | False | -1 | AD | 8100304
node_8100304_200813564 |  | 42.097213683400874 | -75.94396143365239 | PQ | 2771.281 | False | -1 | AD | 8100304
node_8100304_200813565 |  | 42.09733523776827 | -75.94431371208648 | PQ | 2771.281 | False | -1 | AD | 8100304
node_8100304_200813566 |  | 42.09747328643254 | -75.9446549002595 | PQ | 2771.281 | False | -1 | AD | 8100304
node_8100304_200813567 |  | 42.097554944431934 | -75.94497527754805 | PQ | 2771.281 | False | -1 | AD | 8100304
node_8100304_200813569 |  | 42.09761587089149 | -75.94520034707313 | PQ | 2771.281 | False | -1 | AN | 8100304
node_8100304_200813570 |  | 42.09785375907999 | -75.94587325389602 | PQ | 2771.281 | False | -1 | AD | 8100304
node_8100304_200813753 |  | 42.092770272662456 | -75.935733239856 | PQ | 2771.281 | False | -1 | ABCD | 8100304
node_8100304_200813755 |  | 42.092840944506975 | -75.93604649502835 | PQ | 2771.281 | False | -1 | ABCD | 8100304
node_8100304_200813756 |  | 42.092869838286056 | -75.93618733563737 | PQ | 2771.281 | False | -1 | ABCD | 8100304
node_8100304_200813757 |  | 42.092892766509074 | -75.93632138512596 | PQ | 2771.281 | False | -1 | ABCN | 8100304
node_8100304_200813759 |  | 42.09297709503977 | -75.9368272798455 | PQ | 2771.281 | False | -1 | ABCD | 8100304
node_8100304_200813760 |  | 42.09306491580369 | -75.93714543147274 | PQ | 2771.281 | False | -1 | ABCD | 8100304
node_8100304_200813762 |  | 42.09324230481765 | -75.93775916233648 | PQ | 2771.281 | False | -1 | ABCD | 8100304
node_8100304_200813765 |  | 42.093535811271195 | -75.93870600431514 | PQ | 2771.281 | False | -1 | ABCD | 8100304
node_8100304_200813766 |  | 42.09338440721146 | -75.93863473369386 | PQ | 2771.281 | False | -1 | ABCN | 8100304
node_8100304_200813767 |  | 42.093663873517926 | -75.93905419285878 | PQ | 2771.281 | False | -1 | ABCD | 8100304
node_8100304_200813768 |  | 42.09380511860273 | -75.93948238346424 | PQ | 2771.281 | False | -1 | ABCD | 8100304
node_8100304_200813770 |  | 42.09396782380309 | -75.93997251974073 | PQ | 2771.281 | False | -1 | ABCD | 8100304
node_8100304_200813776 |  | 42.09410069848416 | -75.94036595959328 | PQ | 2771.281 | False | -1 | ABCD | 8100304
node_8100304_200813777 |  | 42.094203244146776 | -75.94067457702008 | PQ | 2771.281 | False | -1 | ABCD | 8100304
node_8100304_200813779 |  | 42.094334749324624 | -75.94102763538676 | PQ | 2771.281 | False | -1 | ABCD | 8100304
node_8100304_200813780 |  | 42.09435820069788 | -75.9410854873628 | PQ | 2771.281 | False | -1 | ABCD | 8100304
node_8100304_200813781 |  | 42.09445787040372 | -75.94133278306464 | PQ | 2771.281 | False | -1 | ABCN | 8100304
node_8100304_200813784 |  | 42.094589178373106 | -75.94159936402667 | PQ | 2771.281 | False | -1 | ABCD | 8100304
node_8100304_200813785 |  | 42.094690381922554 | -75.94189332632973 | PQ | 2771.281 | False | -1 | ABCD | 8100304
node_8100304_200813786 |  | 42.09483519593276 | -75.94227430247889 | PQ | 2771.281 | False | -1 | ABCD | 8100304
node_8100304_200813787 |  | 42.09498862137925 | -75.94260838755844 | PQ | 2771.281 | False | -1 | ABCD | 8100304
node_8100304_200813789 |  | 42.09510999497223 | -75.94301069201073 | PQ | 2771.281 | False | -1 | ABCD | 8100304
node_8100304_200813790 |  | 42.095201195670114 | -75.94330054540059 | PQ | 2771.281 | False | -1 | ABCN | 8100304
node_8100304_200813793 |  | 42.09537148517935 | -75.94373485372127 | PQ | 2771.281 | False | -1 | ABCD | 8100304
node_8100304_200813794 |  | 42.09547085359448 | -75.94411608097067 | PQ | 2771.281 | False | -1 | ABCN | 8100304
node_8100304_200813795 |  | 42.09563408742308 | -75.94459616182348 | PQ | 2771.281 | False | -1 | ABCD | 8100304
node_8100304_200813797 |  | 42.095772185389464 | -75.94498849074763 | PQ | 2771.281 | False | -1 | ABCD | 8100304
node_8100304_200813798 |  | 42.095858595565055 | -75.94526964693787 | PQ | 2771.281 | False | -1 | ABCD | 8100304
node_8100304_200813800 |  | 42.096040555980785 | -75.94587121846217 | PQ | 2771.281 | False | -1 | ABCN | 8100304
node_8100304_200813801 |  | 42.09616298683026 | -75.946246221469 | PQ | 2771.281 | False | -1 | ABCD | 8100304
node_8100304_200813803 |  | 42.09635080324178 | -75.94659134354593 | PQ | 2771.281 | False | -1 | ABCD | 8100304
node_8100304_200813804 |  | 42.096610151545846 | -75.94709583058224 | PQ | 2771.281 | False | -1 | ABCN | 8100304
node_8100304_200813806 |  | 42.09673404228575 | -75.94737185063099 | PQ | 2771.281 | False | -1 | ABCD | 8100304
node_8100304_200813809 |  | 42.09691105605583 | -75.94769539330453 | PQ | 2771.281 | False | -1 | ABCD | 8100304
node_8100304_200813811 |  | 42.09709752487618 | -75.94804401937134 | PQ | 2771.281 | False | -1 | ABCD | 8100304
node_8100304_200813812 |  | 42.09726277735254 | -75.9483474968521 | PQ | 2771.281 | False | -1 | ABCD | 8100304
node_8100304_200813814 |  | 42.09746209211316 | -75.94865485116854 | PQ | 2771.281 | False | -1 | ABCN | 8100304
node_8100304_200813816 |  | 42.09763404419931 | -75.94903683552324 | PQ | 2771.281 | False | -1 | ABCD | 8100304
node_8100304_200813818 |  | 42.09784782639201 | -75.94937123638037 | PQ | 2771.281 | False | -1 | ABCD | 8100304
node_8100304_200813820 |  | 42.09816448292811 | -75.94995573689215 | PQ | 2771.281 | False | -1 | ABCD | 8100304
node_8100304_200814289 |  | 42.098396249437194 | -75.94362811328725 | PQ | 2771.281 | False | -1 | AN | 8100304
node_8100304_200814290 |  | 42.09809914940717 | -75.94359230867417 | PQ | 2771.281 | False | -1 | AD | 8100304
node_8100304_200814291 |  | 42.09780670568813 | -75.94358419737515 | PQ | 2771.281 | False | -1 | AD | 8100304
node_8100304_200814294 |  | 42.09751325949272 | -75.9435890900255 | PQ | 2771.281 | False | -1 | AD | 8100304
node_8100304_200814295 |  | 42.09711532020111 | -75.94361559251564 | PQ | 2771.281 | False | -1 | AD | 8100304
node_8100304_200814296 |  | 42.09666214610536 | -75.94354413547146 | PQ | 2771.281 | False | -1 | AD | 8100304
node_8100304_200814297 |  | 42.0963457169068 | -75.94351574972943 | PQ | 2771.281 | False | -1 | AD | 8100304
node_8100304_200814299 |  | 42.096071577967884 | -75.94349942440856 | PQ | 2771.281 | False | -1 | AN | 8100304
node_8100304_200814345 |  | 42.104213222609935 | -75.94730203715208 | PQ | 2771.281 | False | -1 | ABCD | 8100304
node_8100304_200814346 |  | 42.10393744300615 | -75.94727385305117 | PQ | 2771.281 | False | -1 | ABCN | 8100304
node_8100304_200814347 |  | 42.10365058138226 | -75.94724525044984 | PQ | 2771.281 | False | -1 | ABCD | 8100304
node_8100304_200814349 |  | 42.10336207635449 | -75.94721062524704 | PQ | 2771.281 | False | -1 | ABCD | 8100304
node_8100304_200814350 |  | 42.10312172853819 | -75.94719341727074 | PQ | 2771.281 | False | -1 | ABCN | 8100304
node_8100304_200814351 |  | 42.10277695062285 | -75.9471671468581 | PQ | 2771.281 | False | -1 | ABCD | 8100304
node_8100304_200814356 |  | 42.10238462629446 | -75.94711410002779 | PQ | 2771.281 | False | -1 | ABCN | 8100304
node_8100304_200814357 |  | 42.10202381149632 | -75.94707717687723 | PQ | 2771.281 | False | -1 | ABCD | 8100304
node_8100304_200814358 |  | 42.101697623217774 | -75.94703951564411 | PQ | 2771.281 | False | -1 | ABCN | 8100304
node_8100304_200814360 |  | 42.10134010344439 | -75.94700601278333 | PQ | 2771.281 | False | -1 | ABCD | 8100304
node_8100304_200814361 |  | 42.10098521311721 | -75.94695736781651 | PQ | 2771.281 | False | -1 | ABCN | 8100304
node_8100304_200814362 |  | 42.1005598974561 | -75.94691982832897 | PQ | 2771.281 | False | -1 | ABCD | 8100304
node_8100304_200814363 |  | 42.100193541647904 | -75.94687534934359 | PQ | 2771.281 | False | -1 | ABCD | 8100304
node_8100304_200814364 |  | 42.09974865578568 | -75.94687870495602 | PQ | 2771.281 | False | -1 | AD | 8100304
node_8100304_200814365 |  | 42.09951022253489 | -75.94686145893424 | PQ | 2771.281 | False | -1 | AD | 8100304
node_8100304_200814366 |  | 42.09930716903047 | -75.94680396839038 | PQ | 2771.281 | False | -1 | AD | 8100304
node_8100304_200814369 |  | 42.099014281592375 | -75.94679404232136 | PQ | 2771.281 | False | -1 | AD | 8100304
node_8100304_200814370 |  | 42.098733919630796 | -75.94676392170489 | PQ | 2771.281 | False | -1 | AD | 8100304
node_8100304_200814373 |  | 42.09850538241032 | -75.94691701676706 | PQ | 2771.281 | False | -1 | AD | 8100304
node_8100304_200814375 |  | 42.09830102787783 | -75.94705120702399 | PQ | 2771.281 | False | -1 | AD | 8100304
node_8100304_200814376 |  | 42.09800062734504 | -75.94723736742378 | PQ | 2771.281 | False | -1 | AN | 8100304
node_8100304_200814391 |  | 42.098452166253935 | -75.9480057760422 | PQ | 2771.281 | False | -1 | AN | 8100304
node_8100304_200814393 |  | 42.098808404172296 | -75.94777730905463 | PQ | 2771.281 | False | -1 | AD | 8100304
node_8100304_200814395 |  | 42.099027102881585 | -75.94779268704274 | PQ | 2771.281 | False | -1 | AN | 8100304
node_8100304_200814396 |  | 42.09946806100855 | -75.9478255164983 | PQ | 2771.281 | False | -1 | AD | 8100304
node_8100304_200814397 |  | 42.09991354397418 | -75.94787971610704 | PQ | 2771.281 | False | -1 | AD | 8100304
node_8100304_200814399 |  | 42.10191452787783 | -75.94574537919088 | PQ | 2771.281 | False | -1 | AD | 8100304
node_8100304_200814400 |  | 42.10231022666217 | -75.94579790479796 | PQ | 2771.281 | False | -1 | AD | 8100304
node_8100304_200814401 |  | 42.10257724692331 | -75.94585113044208 | PQ | 2771.281 | False | -1 | AN | 8100304
node_8100304_200814406 |  | 42.09942400135074 | -75.94550880470885 | PQ | 2771.281 | False | -1 | AN | 8100304
node_8100304_200814407 |  | 42.09973907474111 | -75.9455116657299 | PQ | 2771.281 | False | -1 | AD | 8100304
node_8100304_200814408 |  | 42.100523493321326 | -75.94561020736026 | PQ | 2771.281 | False | -1 | AD | 8100304
node_8100304_200814409 |  | 42.10083383370854 | -75.94567132363956 | PQ | 2771.281 | False | -1 | AN | 8100304
node_8100304_200814410 |  | 42.10111270565061 | -75.94568055347605 | PQ | 2771.281 | False | -1 | AD | 8100304
node_8100304_200814411 |  | 42.101385992758516 | -75.94571648363926 | PQ | 2771.281 | False | -1 | AD | 8100304
node_8100304_200814412 |  | 42.1016609232703 | -75.94573262634177 | PQ | 2771.281 | False | -1 | AN | 8100304
node_8100304_200814454 |  | 42.09743730410476 | -75.94520899481358 | PQ | 2771.281 | False | -1 | AD | 8100304
node_8100304_200814455 |  | 42.09715502209965 | -75.94531750816755 | PQ | 2771.281 | False | -1 | AD | 8100304
node_8100304_200814456 |  | 42.09672960235629 | -75.94546013691473 | PQ | 2771.281 | False | -1 | AN | 8100304
node_8100304_200814457 |  | 42.09647765484766 | -75.94561054596514 | PQ | 2771.281 | False | -1 | AD | 8100304
node_8100304_200814458 |  | 42.096079104757614 | -75.94576594277963 | PQ | 2771.281 | False | -1 | AD | 8100304
node_8100304_200814477 |  | 42.104874218820356 | -75.94625978849166 | PQ | 2771.281 | False | -1 | AN | 8100304
node_8100304_200814478 |  | 42.104486789096505 | -75.94622097828466 | PQ | 2771.281 | False | -1 | AD | 8100304
node_8100304_200814479 |  | 42.104084623517934 | -75.94617873637424 | PQ | 2771.281 | False | -1 | AD | 8100304
node_8100304_200814480 |  | 42.10368532567912 | -75.94614583843679 | PQ | 2771.281 | False | -1 | AN | 8100304
node_8100304_200814481 |  | 42.103326302191206 | -75.94592997972548 | PQ | 2771.281 | False | -1 | AD | 8100304
node_8100304_200814698 |  | 42.10014538991445 | -75.94507818299641 | PQ | 2771.281 | False | -1 | ABCD | 8100304
node_8100304_200814699 |  | 42.10012887918355 | -75.94553521208526 | PQ | 2771.281 | False | -1 | ABCD | 8100304
node_8100304_200814700 |  | 42.10009628226774 | -75.94592893727898 | PQ | 2771.281 | False | -1 | ABCD | 8100304
node_8100304_200814701 |  | 42.10008360614588 | -75.94631198310294 | PQ | 2771.281 | False | -1 | ABCD | 8100304
node_8100304_200814702 |  | 42.10003317829806 | -75.94671397177765 | PQ | 2771.281 | False | -1 | ABCN | 8100304
node_8100304_200814703 |  | 42.10004008333333 | -75.94690726951187 | PQ | 2771.281 | False | -1 | ABCD | 8100304
node_8100304_200814704 |  | 42.100007111173646 | -75.94748901172542 | PQ | 2771.281 | False | -1 | ABCD | 8100304
node_8100304_200814705 |  | 42.099979321214164 | -75.94786775460416 | PQ | 2771.281 | False | -1 | ABCN | 8100304
node_8100304_200814708 |  | 42.09994266235179 | -75.94856461486921 | PQ | 2771.281 | False | -1 | ABCN | 8100304
node_8100304_200814709 |  | 42.09988174684827 | -75.94904114607756 | PQ | 2771.281 | False | -1 | ABCD | 8100304
node_8100304_200814710 |  | 42.09985913634999 | -75.94949612451435 | PQ | 2771.281 | False | -1 | AD | 8100304
node_8100304_200814711 |  | 42.099841628620744 | -75.94988690498695 | PQ | 2771.281 | False | -1 | AD | 8100304
node_8100304_200814712 |  | 42.09984379791385 | -75.95029194491018 | PQ | 2771.281 | False | -1 | AN | 8100304
node_8100304_200814840 |  | 42.103339230301664 | -75.94695477311392 | PQ | 2771.281 | False | -1 | AD | 8100304
node_8100304_200814841 |  | 42.10333516561609 | -75.94650077244627 | PQ | 2771.281 | False | -1 | AD | 8100304
node_8100304_200814842 |  | 42.103376349317124 | -75.94614312959771 | PQ | 2771.281 | False | -1 | AD | 8100304
node_8100304_200815125 |  | 42.10423500866727 | -75.94746406529593 | PQ | 2771.281 | False | -1 | ABCN | 8100304
node_8100304_200815259 |  | 42.10005024778628 | -75.94914590814597 | PQ | 2771.281 | False | -1 | ABCD | 8100304
node_8100304_200815260 |  | 42.10046233678523 | -75.94918119534033 | PQ | 2771.281 | False | -1 | ABCD | 8100304
node_8100304_200815261 |  | 42.10076532841813 | -75.94916710709442 | PQ | 2771.281 | False | -1 | ABCD | 8100304
node_8100304_200815262 |  | 42.101031507804294 | -75.94920139369235 | PQ | 2771.281 | False | -1 | ABCN | 8100304
node_8100304_200815300 |  | 42.09765471822002 | -75.94598969973521 | PQ | 2771.281 | False | -1 | AD | 8100304
node_8100304_200815301 |  | 42.0972631389014 | -75.94623616224075 | PQ | 2771.281 | False | -1 | AN | 8100304
node_8100304_200815365 |  | 42.09979337006603 | -75.94905160858802 | PQ | 2771.281 | False | -1 | ABCD | 8100304
node_8100304_200815366 |  | 42.0995228301816 | -75.94896887105529 | PQ | 2771.281 | False | -1 | ABCD | 8100304
node_8100304_200815367 |  | 42.09925231768723 | -75.94889331651154 | PQ | 2771.281 | False | -1 | ABCD | 8100304
node_8100304_200815369 |  | 42.098778913289806 | -75.94888746891934 | PQ | 2771.281 | False | -1 | ABCD | 8100304
node_8100304_200815372 |  | 42.09857746484316 | -75.9489772753046 | PQ | 2771.281 | False | -1 | ABCN | 8100304
node_8100304_200815373 |  | 42.098283993996695 | -75.94915860392683 | PQ | 2771.281 | False | -1 | ABCD | 8100304
node_8100304_200815376 |  | 42.09801411147381 | -75.94936816991367 | PQ | 2771.281 | False | -1 | ABCN | 8100304
node_8100304_200856489 |  | 42.09965583085697 | -75.96042721467728 | PQ | 7199.557 | False | -1 | AN | 8100304
node_8100304_200857221 |  | 42.10210173349092 | -75.96243498945778 | PQ | 2771.281 | False | -1 | AN | 8100304
node_8100304_200857222 |  | 42.10189388946421 | -75.96217144833061 | PQ | 2771.281 | False | -1 | AD | 8100304
node_8100304_200857224 |  | 42.101738626144375 | -75.96193308190587 | PQ | 2771.281 | False | -1 | AD | 8100304
node_8100304_200857225 |  | 42.10157453774576 | -75.96172024781121 | PQ | 2771.281 | False | -1 | ABCD | 8100304
node_8100304_200857226 |  | 42.101295580894494 | -75.96131640632102 | PQ | 2771.281 | False | -1 | ABCD | 8100304
node_8100304_200857227 |  | 42.10110061019811 | -75.9610433081661 | PQ | 2771.281 | False | -1 | ABCD | 8100304
node_8100304_200857229 |  | 42.10094425949272 | -75.96075864037688 | PQ | 2771.281 | False | -1 | ABCD | 8100304
node_8100304_200857231 |  | 42.10062409976737 | -75.96030625283814 | PQ | 2771.281 | False | -1 | ABCD | 8100304
node_8100304_200857232 |  | 42.100439874193306 | -75.96001923003293 | PQ | 2771.281 | False | -1 | ABCN | 8100304
node_8100304_200857235 |  | 42.09996065488519 | -75.95749650570566 | PQ | 2771.281 | False | -1 | AN | 8100304
node_8100304_200857244 |  | 42.09960409650307 | -75.95507835321932 | PQ | 2771.281 | False | -1 | ABCD | 8100304
node_8100304_200857245 |  | 42.0995568678148 | -75.95462192144471 | PQ | 2771.281 | False | -1 | ABCD | 8100304
node_8100304_200857246 |  | 42.09948357748011 | -75.95419014314929 | PQ | 2771.281 | False | -1 | ABCD | 8100304
node_8100304_200857247 |  | 42.099446998048926 | -75.9538612588886 | PQ | 2771.281 | False | -1 | ABCN | 8100304
node_8100304_200857248 |  | 42.09936809001201 | -75.95346713421719 | PQ | 2771.281 | False | -1 | ABCD | 8100304
node_8100304_200857616 |  | 42.1052081721822 | -75.95343160733621 | PQ | 2771.281 | False | -1 | AN | 8100304
node_8100304_200857617 |  | 42.10492743223773 | -75.95340420697244 | PQ | 2771.281 | False | -1 | AD | 8100304
node_8100304_200857618 |  | 42.10466339475462 | -75.9534021030567 | PQ | 2771.281 | False | -1 | AD | 8100304
node_8100304_200857620 |  | 42.104395906123365 | -75.95338978012165 | PQ | 2771.281 | False | -1 | AD | 8100304
node_8100304_200857621 |  | 42.104011620778934 | -75.95349048273599 | PQ | 2771.281 | False | -1 | AD | 8100304
node_8100304_200857623 |  | 42.10360534395168 | -75.95346141597965 | PQ | 2771.281 | False | -1 | AD | 8100304
node_8100304_200857624 |  | 42.10332372204713 | -75.95343797615166 | PQ | 2771.281 | False | -1 | AD | 8100304
node_8100304_200857625 |  | 42.10307462310521 | -75.95342812236909 | PQ | 2771.281 | False | -1 | AD | 8100304
node_8100304_200857626 |  | 42.102738968820354 | -75.95336981765169 | PQ | 2771.281 | False | -1 | AD | 8100304
node_8100304_200857627 |  | 42.10252615897494 | -75.95338036766678 | PQ | 2771.281 | False | -1 | AN | 8100304
node_8100304_200857628 |  | 42.102315003489416 | -75.95338368903829 | PQ | 2771.281 | False | -1 | AD | 8100304
node_8100304_200857629 |  | 42.101966894942215 | -75.95337709575442 | PQ | 2771.281 | False | -1 | AD | 8100304
node_8100304_200857630 |  | 42.101615625581566 | -75.95336687293056 | PQ | 2771.281 | False | -1 | ABCD | 8100304
node_8100304_200857632 |  | 42.1014170969158 | -75.95334360050275 | PQ | 2771.281 | False | -1 | ABCD | 8100304
node_8100304_200857633 |  | 42.10130560839711 | -75.9533548809913 | PQ | 2771.281 | False | -1 | ABCN | 8100304
node_8100304_200857635 |  | 42.100618780616834 | -75.95325145431968 | PQ | 2771.281 | False | -1 | ABCD | 8100304
node_8100304_200857636 |  | 42.10025316434039 | -75.95324859329865 | PQ | 2771.281 | False | -1 | ABCD | 8100304
node_8100304_200857639 |  | 42.099356112336785 | -75.95316871678695 | PQ | 2771.281 | False | -1 | ABCD | 8100304
node_8100304_200857727 |  | 42.10151651463305 | -75.96178079340812 | PQ | 2771.281 | False | -1 | ABCD | 8100304
node_8100304_200857728 |  | 42.10121648934414 | -75.96134073260897 | PQ | 2771.281 | False | -1 | AD | 8100304
node_8100304_200857729 |  | 42.10095830237881 | -75.96169124953677 | PQ | 2771.281 | False | -1 | AN | 8100304
node_8100304_200857733 |  | 42.10144727528891 | -75.96119104642293 | PQ | 2771.281 | False | -1 | AD | 8100304
node_8100304_200857734 |  | 42.101638312772025 | -75.96090275289826 | PQ | 2771.281 | False | -1 | AD | 8100304
node_8100304_200857735 |  | 42.10188375514033 | -75.96058579589949 | PQ | 2771.281 | False | -1 | AN | 8100304
node_8100304_200857738 |  | 42.10026092394567 | -75.95295924971839 | PQ | 2771.281 | False | -1 | ABCD | 8100304
node_8100304_200857740 |  | 42.10032220921507 | -75.95212853019223 | PQ | 2771.281 | False | -1 | ABCD | 8100304
node_8100304_200857742 |  | 42.100319114137776 | -75.95113777991055 | PQ | 2771.281 | False | -1 | ABCN | 8100304
node_8100304_200857746 |  | 42.10096783686028 | -75.95308213285492 | PQ | 2771.281 | False | -1 | AD | 8100304
node_8100304_200857747 |  | 42.10104982627945 | -75.9527019556611 | PQ | 2771.281 | False | -1 | AD | 8100304
node_8100304_200857748 |  | 42.101019009717845 | -75.95224687450147 | PQ | 2771.281 | False | -1 | AD | 8100304
node_8100304_200857749 |  | 42.10105382796788 | -75.95180932850938 | PQ | 2771.281 | False | -1 | AD | 8100304
node_8100304_200857753 |  | 42.10327661387513 | -75.95318973692162 | PQ | 2771.281 | False | -1 | AD | 8100304
node_8100304_200857754 |  | 42.10326589888189 | -75.95279554376833 | PQ | 2771.281 | False | -1 | AD | 8100304
node_8100304_200857755 |  | 42.103252976249436 | -75.95233291438296 | PQ | 2771.281 | False | -1 | AD | 8100304
node_8100304_200857756 |  | 42.1032456603632 | -75.95193183119098 | PQ | 2771.281 | False | -1 | AN | 8100304
node_8100304_200857760 |  | 42.10401230279154 | -75.95353383177024 | PQ | 2771.281 | False | -1 | AN | 8100304
node_8100304_200857761 |  | 42.10402099365901 | -75.9540103477604 | PQ | 2771.281 | False | -1 | AD | 8100304
node_8100304_200857762 |  | 42.1039955647231 | -75.95446154067069 | PQ | 2771.281 | False | -1 | AD | 8100304
node_8100304_200857763 |  | 42.10398736413778 | -75.95490417714969 | PQ | 2771.281 | False | -1 | AD | 8100304
node_8100304_200857765 |  | 42.10397316512832 | -75.95535325853514 | PQ | 2771.281 | False | -1 | AN | 8100304
node_8100304_200857766 |  | 42.1039591523713 | -75.95573892188898 | PQ | 2771.281 | False | -1 | AD | 8100304
node_8100304_200857771 |  | 42.103926360986044 | -75.95448345867896 | PQ | 2771.281 | False | -1 | AD | 8100304
node_8100304_200857772 |  | 42.10371900450248 | -75.95448878504793 | PQ | 2771.281 | False | -1 | AD | 8100304
node_8100304_200857773 |  | 42.10059146176647 | -75.95441066243345 | PQ | 2771.281 | False | -1 | AD | 8100304
node_8100304_200857774 |  | 42.100374107909346 | -75.95438550675374 | PQ | 2771.281 | False | -1 | AN | 8100304
node_8100304_200857778 |  | 42.103436988181 | -75.95444561482749 | PQ | 2771.281 | False | -1 | AD | 8100304
node_8100304_200857779 |  | 42.103017260093054 | -75.95443984332627 | PQ | 2771.281 | False | -1 | AN | 8100304
node_8100304_200857784 |  | 42.101046813372356 | -75.95442128093043 | PQ | 2771.281 | False | -1 | AD | 8100304
node_8100304_200857785 |  | 42.100808522549904 | -75.95442409249233 | PQ | 2771.281 | False | -1 | AD | 8100304
node_8100304_200857786 |  | 42.09978547351043 | -75.95546300075851 | PQ | 2771.281 | False | -1 | ABCN | 8100304
node_8100304_200857793 |  | 42.10007986192406 | -75.95548736128742 | PQ | 2771.281 | False | -1 | ABCD | 8100304
node_8100304_200857794 |  | 42.10042895651358 | -75.95551346429988 | PQ | 2771.281 | False | -1 | ABCN | 8100304
node_8100304_200857795 |  | 42.10064254149783 | -75.95550657426118 | PQ | 2771.281 | False | -1 | ABCD | 8100304
node_8100304_200857796 |  | 42.10086821645655 | -75.95554400722133 | PQ | 2771.281 | False | -1 | ABCD | 8100304
node_8100304_200857797 |  | 42.10118738192256 | -75.95556293104936 | PQ | 2771.281 | False | -1 | ABCD | 8100304
node_8100304_200857798 |  | 42.101564354119766 | -75.955593219066 | PQ | 2771.281 | False | -1 | AD | 8100304
node_8100304_200857799 |  | 42.1019281380009 | -75.9556250707524 | PQ | 2771.281 | False | -1 | AD | 8100304
node_8100304_200857800 |  | 42.10211610505778 | -75.95560199235659 | PQ | 2771.281 | False | -1 | AN | 8100304
node_8100304_200857803 |  | 42.10042973713042 | -75.95664314911139 | PQ | 2771.281 | False | -1 | AN | 8100304
node_8100304_200857804 |  | 42.10097402427585 | -75.95675742255294 | PQ | 2771.281 | False | -1 | AD | 8100304
node_8100304_200857805 |  | 42.10140460156836 | -75.9565062043608 | PQ | 2771.281 | False | -1 | ABCD | 8100304
node_8100304_200857806 |  | 42.10161083505928 | -75.95661307034494 | PQ | 2771.281 | False | -1 | ABCN | 8100304
node_8100304_200857807 |  | 42.1024216521837 | -75.95695598958787 | PQ | 2771.281 | False | -1 | ABCD | 8100304
node_8100304_200857808 |  | 42.10276184226325 | -75.95711763727678 | PQ | 2771.281 | False | -1 | ABCD | 8100304
node_8100304_200857811 |  | 42.1037135812697 | -75.95757293910027 | PQ | 2771.281 | False | -1 | ABCD | 8100304
node_8100304_200857812 |  | 42.10393126928561 | -75.95764977197256 | PQ | 2771.281 | False | -1 | ABCN | 8100304
node_8100304_200857822 |  | 42.10516828403122 | -75.96080227475234 | PQ | 2771.281 | False | -1 | AN | 8100304
node_8100304_200857823 |  | 42.10486470898994 | -75.96066927531933 | PQ | 2771.281 | False | -1 | AD | 8100304
node_8100304_200857825 |  | 42.1045979845415 | -75.96054400292589 | PQ | 2771.281 | False | -1 | AD | 8100304
node_8100304_200857826 |  | 42.10426450228876 | -75.96038081439451 | PQ | 2771.281 | False | -1 | AD | 8100304
node_8100304_200857828 |  | 42.1040563843614 | -75.9602848332258 | PQ | 2771.281 | False | -1 | AD | 8100304
node_8100304_200857829 |  | 42.10379161556356 | -75.96016077828811 | PQ | 2771.281 | False | -1 | ABCN | 8100304
node_8100304_200857843 |  | 42.10134032256491 | -75.95902795852803 | PQ | 2771.281 | False | -1 | AN | 8100304
node_8100304_200857845 |  | 42.101068503564456 | -75.95888692008243 | PQ | 2771.281 | False | -1 | AD | 8100304
node_8100304_200857847 |  | 42.10079370178598 | -75.95876054056515 | PQ | 2771.281 | False | -1 | AD | 8100304
node_8100304_200857870 |  | 42.10388064149032 | -75.9614918074555 | PQ | 2771.281 | False | -1 | ABCD | 8100304
node_8100304_200857871 |  | 42.10328260134324 | -75.96114528910898 | PQ | 2771.281 | False | -1 | AD | 8100304
node_8100304_200857900 |  | 42.10304619495722 | -75.96214006079921 | PQ | 2771.281 | False | -1 | AN | 8100304
node_8100304_200857921 |  | 42.100694330631846 | -75.95670094782373 | PQ | 2771.281 | False | -1 | AD | 8100304
node_8100304_200857923 |  | 42.10113963830106 | -75.95869755244762 | PQ | 2771.281 | False | -1 | AD | 8100304
node_8100304_200857924 |  | 42.101310776902295 | -75.95522006887467 | PQ | 2771.281 | False | -1 | ABCN | 8100304
node_8100304_200857925 |  | 42.10135541722948 | -75.95489260371085 | PQ | 2771.281 | False | -1 | ABCD | 8100304
node_8100304_200857926 |  | 42.10136635134324 | -75.95449937691306 | PQ | 2771.281 | False | -1 | ABCD | 8100304
node_8100304_200857927 |  | 42.101406579131016 | -75.95417095680737 | PQ | 2771.281 | False | -1 | ABCD | 8100304
node_8100304_200857928 |  | 42.10138773202762 | -75.9537782093828 | PQ | 2771.281 | False | -1 | ABCD | 8100304
node_8100304_200857929 |  | 42.1014260096428 | -75.95348571563576 | PQ | 2771.281 | False | -1 | ABCD | 8100304
node_8100304_200857930 |  | 42.10114020801441 | -75.95832926066568 | PQ | 2771.281 | False | -1 | AN | 8100304
node_8100304_200857931 |  | 42.1011649056356 | -75.9579447919403 | PQ | 2771.281 | False | -1 | AD | 8100304
node_8100304_200857932 |  | 42.101203659837914 | -75.95750254732988 | PQ | 2771.281 | False | -1 | AD | 8100304
node_8100304_200857933 |  | 42.10122134012457 | -75.95714812693456 | PQ | 2771.281 | False | -1 | AD | 8100304
node_8100304_200857934 |  | 42.101248653496924 | -75.95678620016353 | PQ | 2771.281 | False | -1 | AD | 8100304
node_8100304_200857935 |  | 42.10125532571664 | -75.95647938609308 | PQ | 2771.281 | False | -1 | ABCD | 8100304
node_8100304_200857936 |  | 42.10128006442293 | -75.95607020301571 | PQ | 2771.281 | False | -1 | ABCD | 8100304
node_8100304_200857937 |  | 42.10129551789734 | -75.9556029739303 | PQ | 2771.281 | False | -1 | ABCD | 8100304
node_8100304_200857940 |  | 42.10112368906648 | -75.96004443897633 | PQ | 2771.281 | False | -1 | AN | 8100304
node_8100304_200857941 |  | 42.10102604074741 | -75.960390390445 | PQ | 2771.281 | False | -1 | AD | 8100304
node_8100304_200857947 |  | 42.10198052971634 | -75.95779634984186 | PQ | 2771.281 | False | -1 | AN | 8100304
node_8100304_200857948 |  | 42.101998355170345 | -75.95730452054094 | PQ | 2771.281 | False | -1 | AD | 8100304
node_8100304_200857950 |  | 42.1020754965481 | -75.9567923216833 | PQ | 2771.281 | False | -1 | ABCD | 8100304
node_8100304_200857956 |  | 42.10388868595227 | -75.95974575522763 | PQ | 2771.281 | False | -1 | ABCD | 8100304
node_8100304_200857957 |  | 42.10394824016959 | -75.95946364790008 | PQ | 2771.281 | False | -1 | ABCD | 8100304
node_8100304_200857959 |  | 42.10404638150983 | -75.95905161141076 | PQ | 2771.281 | False | -1 | ABCN | 8100304
node_8100304_200857960 |  | 42.10412848870629 | -75.95881206557576 | PQ | 2771.281 | False | -1 | ABCD | 8100304
node_8100304_200857962 |  | 42.10421671484316 | -75.95839216888768 | PQ | 2771.281 | False | -1 | ABCD | 8100304
node_8100304_200857963 |  | 42.10435602071139 | -75.95788057875791 | PQ | 2771.281 | False | -1 | ABCD | 8100304
node_8100304_200857966 |  | 42.103265811233676 | -75.9624230736095 | PQ | 2771.281 | False | -1 | AD | 8100304
node_8100304_200857967 |  | 42.10335006307219 | -75.96205121316036 | PQ | 2771.281 | False | -1 | AD | 8100304
node_8100304_200857968 |  | 42.103443767221975 | -75.96156858706411 | PQ | 2771.281 | False | -1 | ABCN | 8100304
node_8100304_200857969 |  | 42.10352775063785 | -75.96126670368949 | PQ | 2771.281 | False | -1 | ABCD | 8100304
node_8100304_200857970 |  | 42.10362073442894 | -75.96086321221782 | PQ | 2771.281 | False | -1 | ABCD | 8100304
node_8100304_200857971 |  | 42.10370760201861 | -75.96052752161849 | PQ | 2771.281 | False | -1 | ABCN | 8100304
node_8100304_200859110 |  | 42.09927032117665 | -75.95302361508276 | PQ | 2771.281 | False | -1 | ABCD | 8100304
node_8100304_200859112 |  | 42.09905485997299 | -75.95232332311429 | PQ | 2771.281 | False | -1 | ABCD | 8100304
node_8100304_200859113 |  | 42.09955549009455 | -75.95248467404836 | PQ | 2771.281 | False | -1 | ABCN | 8100304
node_8100304_200859115 |  | 42.09895141043824 | -75.95199906138093 | PQ | 2771.281 | False | -1 | ABCD | 8100304
node_8100304_200859116 |  | 42.09919452191205 | -75.9515753677527 | PQ | 2771.281 | False | -1 | ABCD | 8100304
node_8100304_200859117 |  | 42.09935980725649 | -75.95124818032096 | PQ | 2771.281 | False | -1 | ABCD | 8100304
node_8100304_200859118 |  | 42.0998151259943 | -75.95123484537581 | PQ | 2771.281 | False | -1 | ABCN | 8100304
node_8100304_200859119 |  | 42.09980932203962 | -75.95164220987863 | PQ | 2771.281 | False | -1 | ABCN | 8100304
node_8100304_200859120 |  | 42.09883960693381 | -75.95166409364596 | PQ | 2771.281 | False | -1 | ABCN | 8100304
node_8100304_200859121 |  | 42.0987003503677 | -75.95122254146351 | PQ | 2771.281 | False | -1 | ABCD | 8100304
node_8100304_200859122 |  | 42.09856961211166 | -75.95071539504727 | PQ | 2771.281 | False | -1 | ABCD | 8100304
node_8100304_200859157 |  | 42.10172651699685 | -75.95313811299272 | PQ | 2771.281 | False | -1 | AD | 8100304
node_8100304_200859158 |  | 42.10176201178148 | -75.95267367644645 | PQ | 2771.281 | False | -1 | AD | 8100304
node_8100304_200859159 |  | 42.1017817134549 | -75.95229354490723 | PQ | 2771.281 | False | -1 | AD | 8100304
node_8100304_200859160 |  | 42.10180413496173 | -75.95191827938652 | PQ | 2771.281 | False | -1 | AD | 8100304
node_8100304_200859161 |  | 42.10182781367252 | -75.95150714077083 | PQ | 2771.281 | False | -1 | AN | 8100304
node_8100304_200859249 |  | 42.10255856142128 | -75.953189767358 | PQ | 2771.281 | False | -1 | AD | 8100304
node_8100304_200859250 |  | 42.10260542308269 | -75.95276649603473 | PQ | 2771.281 | False | -1 | AD | 8100304
node_8100304_200859251 |  | 42.102606373517936 | -75.95237985110718 | PQ | 2771.281 | False | -1 | AD | 8100304
node_8100304_200859252 |  | 42.102617702048626 | -75.95204091903189 | PQ | 2771.281 | False | -1 | AN | 8100304
node_8100304_200859444 |  | 42.0998878329206 | -75.95761442010084 | PQ | 2771.281 | False | -1 | ABCD | 8100304
node_8100304_200859445 |  | 42.09981646262944 | -75.95716441040538 | PQ | 2771.281 | False | -1 | ABCD | 8100304
node_8100304_200859447 |  | 42.099739137738254 | -75.95670936729124 | PQ | 2771.281 | False | -1 | ABCD | 8100304
node_8100304_200859448 |  | 42.09968374407173 | -75.95612662448123 | PQ | 2771.281 | False | -1 | ABCN | 8100304
node_8100304_200859449 |  | 42.099647778177996 | -75.95586669006674 | PQ | 2771.281 | False | -1 | ABCD | 8100304
node_8100304_200859450 |  | 42.0995633647381 | -75.95542466992472 | PQ | 2771.281 | False | -1 | ABCD | 8100304
node_8100304_200859451 |  | 42.099257368415124 | -75.95985620509718 | PQ | 2771.281 | False | -1 | ABCD | 8100304
node_8100304_200859452 |  | 42.09967209233829 | -75.95969244207886 | PQ | 2771.281 | False | -1 | ABCD | 8100304
node_8100304_200859453 |  | 42.100046750075045 | -75.95962510916608 | PQ | 2771.281 | False | -1 | ABCN | 8100304
node_8100304_200859454 |  | 42.10017761980339 | -75.9595394953941 | PQ | 2771.281 | False | -1 | ABCD | 8100304
node_8100304_200859455 |  | 42.10014254134774 | -75.95920442874085 | PQ | 2771.281 | False | -1 | ABCD | 8100304
node_8100304_200859456 |  | 42.100078380121566 | -75.9588100910147 | PQ | 2771.281 | False | -1 | ABCN | 8100304
node_8100304_200859457 |  | 42.100011805830704 | -75.95840865399963 | PQ | 2771.281 | False | -1 | ABCD | 8100304
node_8100304_200859458 |  | 42.099950882110164 | -75.95799836760297 | PQ | 2771.281 | False | -1 | ABCD | 8100304
node_8100304_200863542 |  | 42.09699242645955 | -75.96175459147739 | PQ | 2771.281 | False | -1 | ABCD | 8100304
node_8100304_200863543 |  | 42.09666659151283 | -75.9622210710666 | PQ | 2771.281 | False | -1 | ABCD | 8100304
node_8100304_200917354 |  | 42.09224866175146 | -75.93730332026699 | PQ | 2771.281 | False | -1 | ABCN | 8100304
node_8100304_200917355 |  | 42.09210291100105 | -75.93650476440025 | PQ | 2771.281 | False | -1 | ABCN | 8100304
node_8100304_200917356 |  | 42.092656351906044 | -75.93645589116048 | PQ | 2771.281 | False | -1 | ABCN | 8100304
node_8100304_200917438 |  | 42.10094562625694 | -75.96275269975732 | PQ | 2771.281 | False | -1 | AD | 8100304
node_8100304_200917465 |  | 42.10117330616839 | -75.96226835780934 | PQ | 2771.281 | False | -1 | ABCD | 8100304
node_8100304_200951518 |  | 42.10289765315924 | -75.96098017928024 | PQ | 2771.281 | False | -1 | AN | 8100304
node_8100304_200953665 |  | 42.10107944315624 | -75.95141513155154 | PQ | 2771.281 | False | -1 | AN | 8100304
node_8100304_200953668 |  | 42.10054071893291 | -75.95863093859464 | PQ | 2771.281 | False | -1 | AN | 8100304
node_8100304_200954367 |  | 42.1002763856371 | -75.94506447520543 | PQ | 2771.281 | False | -1 | ABCD | 8100304
node_8100304_200954370 |  | 42.0935069530992 | -75.93906160792528 | PQ | 2771.281 | False | -1 | ABCD | 8100304
node_8100304_200958660 |  | 42.09703943876632 | -75.94341947180588 | PQ | 2771.281 | False | -1 | AN | 8100304
node_8100304_200962892 |  | 42.103405380046524 | -75.95741453288731 | PQ | 2771.281 | False | -1 | ABCD | 8100304
node_8100304_200962893 |  | 42.10312056993847 | -75.95728568421757 | PQ | 2771.281 | False | -1 | ABCN | 8100304
node_8100304_200968268 |  | 42.09838868430136 | -75.95035171818358 | PQ | 2771.281 | False | -1 | ABCN | 8100304
node_8100304_200978885 |  | 42.09917362877083 | -75.95269069039074 | PQ | 2771.281 | False | -1 | ABCN | 8100304
node_8100304_200986672 |  | 42.10003499425934 | -75.95325272123459 | PQ | 2771.281 | False | -1 | ABCN | 8100304
node_8100304_201014716 |  | 42.10093598221522 | -75.95327176300364 | PQ | 2771.281 | False | -1 | ABCD | 8100304
node_8100304_201027231 |  | 42.100624310670874 | -75.96094370126194 | PQ | 2771.281 | False | -1 | ABCN | 8100304
node_8100304_201052398 |  | 42.0996693012907 | -75.9531761889217 | PQ | 2771.281 | False | -1 | ABCD | 8100304
node_8100304_201054989 |  | 42.100885606408525 | -75.96067600176242 | PQ | 2771.281 | False | -1 | ABCN | 8100304
node_8100304_201059651 |  | 42.100282803129225 | -75.95968461612104 | PQ | 2771.281 | False | -1 | ABCD | 8100304
node_8100304_201062680 |  | 42.093429458389615 | -75.93838603411335 | PQ | 2771.281 | False | -1 | ABCN | 8100304
node_8100304_311895981 |  | 42.09275882361548 | -75.93568726568276 | PQ | 2771.281 | False | -1 | ABCD | 8100304
node_8100304_311908837 |  | 42.09966915338436 | -75.95983886776621 | PQ | 7199.557 | False | -1 | AN | 8100304
node_8100304_311912248 |  | 42.10226893613988 | -75.94777175441271 | PQ | 2771.281 | False | -1 | ABCN | 8100304
node_220386468 |  | 42.099670410588324 | -75.95977624868995 | PQ | 2771.281 | False | -1 | AD | 8100304
node_220465278 |  | 42.09966993947921 | -75.95979969993158 | PQ | 7199.557 | False | -1 | AN | 8100304
node_220620507 |  | 42.099669545062284 | -75.95981933140575 | PQ | 7199.557 | False | -1 | AD | 8100304
node_310015574 |  | 42.093519177285 | -75.93865694084789 | PQ | 2771.281 | False | -1 | ABCD | 8100304
node_SOURCE_8100304 |  | 42.09638904798889 | -75.9623008562691 | SWING | 2771.281 | False | -1 | ABCN | 8100304
node_intto1_671T665_NO-220415587 |  | 42.0936532489119 | -75.93902437660624 | PQ | 2771.281 | False | -1 | ABCD | 8100304
node_intto1_1380029_36_15294318_865 |  | 42.10393628714543 | -75.9615154413155 | PQ | 2771.281 | False | -1 | ABCD | 8100304
node_intto1_1384354_335_15292935_3 |  | 42.10014669368152 | -75.94506086088363 | PQ | 2771.281 | False | -1 | ABCD | 8100304
node_intto1_1386607_412_15290316_189 |  | 42.092972931749955 | -75.9364889184526 | PQ | 2771.281 | False | -1 | ABCD | 8100304
node_intto1_8100304_200813755 |  | 42.092840944506975 | -75.93604649502835 | PQ | 2771.281 | False | -1 | ABCD | 8100304
node_intto1_8100304_200813779 |  | 42.094334749324624 | -75.94102763538676 | PQ | 2771.281 | False | -1 | ABCD | 8100304
node_intto1_8100304_200813780 |  | 42.09435820069788 | -75.9410854873628 | PQ | 2771.281 | False | -1 | ABCD | 8100304
node_intto1_8100304_200814362 |  | 42.1005598974561 | -75.94691982832897 | PQ | 2771.281 | False | -1 | ABCD | 8100304
node_intto1_8100304_200814364 |  | 42.09974865578568 | -75.94687870495602 | PQ | 2771.281 | False | -1 | AD | 8100304
node_intto1_8100304_200814408 |  | 42.100523493321326 | -75.94561020736026 | PQ | 2771.281 | False | -1 | AD | 8100304
node_intto1_8100304_200814457 |  | 42.09647765484766 | -75.94561054596514 | PQ | 2771.281 | False | -1 | AD | 8100304
node_intto1_8100304_200814840 |  | 42.103339230301664 | -75.94695477311392 | PQ | 2771.281 | False | -1 | AD | 8100304
node_intto1_8100304_200857760 |  | 42.10401230279154 | -75.95353383177024 | PQ | 2771.281 | False | -1 | AD | 8100304
node_intto1_8100304_200857926 |  | 42.10136635134324 | -75.95449937691306 | PQ | 2771.281 | False | -1 | ABCD | 8100304
node_intto1_8100304_200857932 |  | 42.101203659837914 | -75.95750254732988 | PQ | 2771.281 | False | -1 | AD | 8100304
node_intto1_8100304_200857935 |  | 42.10125532571664 | -75.95647938609308 | PQ | 2771.281 | False | -1 | ABCD | 8100304
node_intto1_8100304_200859113 |  | 42.09955549009455 | -75.95248467404836 | PQ | 2771.281 | False | -1 | ABCD | 8100304
node_intto1_8100304_200859116 |  | 42.09919452191205 | -75.9515753677527 | PQ | 2771.281 | False | -1 | ABCD | 8100304
node_intto1_8100304_200917465 |  | 42.10117330616839 | -75.96226835780934 | PQ | 2771.281 | False | -1 | ABCD | 8100304
node_intto1_8100304_200954370 |  | 42.0935069530992 | -75.93906160792528 | PQ | 2771.281 | False | -1 | ABCD | 8100304
node_intto1_8100304_200986672 |  | 42.10003499425934 | -75.95325272123459 | PQ | 2771.281 | False | -1 | ABCD | 8100304
node_intto1_8100304_201027231 |  | 42.100624310670874 | -75.96094370126194 | PQ | 2771.281 | False | -1 | ABCN | 8100304
node_intto1_8100304_201059651 |  | 42.100282803129225 | -75.95968461612104 | PQ | 2771.281 | False | -1 | ABCD | 8100304
node_intto1_8100304_311895981 |  | 42.09275882361548 | -75.93568726568276 | PQ | 2771.281 | False | -1 | ABCD | 8100304
node_intto1_8100304_311912248 |  | 42.10226893613988 | -75.94777175441271 | PQ | 2771.281 | False | -1 | ABCN | 8100304
node_intto1_220386468 |  | 42.099670410588324 | -75.95977624868995 | PQ | 2771.281 | False | -1 | AD | 8100304
node_intto1_220465278 |  | 42.09966993947921 | -75.95979969993158 | PQ | 2771.281 | False | -1 | AD | 8100304
node_intto1_220620507 |  | 42.099669545062284 | -75.95981933140575 | PQ | 7199.557 | False | -1 | AD | 8100304
node_intto1_310015574 |  | 42.093519177285 | -75.93865694084789 | PQ | 2771.281 | False | -1 | ABCD | 8100304

## Capacitor
Name | GroupId | NominalVoltage | RemoteSense | RemoteSenseB | ParticipatingPhases | PhasesConnected | SwitchA | SwitchB | SwitchC | Control | ControlLevel | VoltageSetHigh | VoltageSetLow | ReactivePowerSetHigh | ReactivePowerSetLow | CapacitorA | CapacitorB | CapacitorC | TimeDelay | DwellTime | LockoutTime | CurrentSetHigh | CurrentSetLow | Status | ParentNode | Phases | Feeder | Comments
cap_220368882 |  | 0 |  |  |  |  | CLOSED | CLOSED | CLOSED | MANUAL | BANK | 0 | 0 | 0 | 0 | 100000 | 100000 | 100000 | 0 | 0 | 0 | 0 | 0 | OPEN | node_1383710_362_15292883_852 | ABCN | 8100304
cap_220616112 |  | 0 |  |  |  |  | CLOSED | CLOSED | CLOSED | MANUAL | BANK | 0 | 0 | 0 | 0 | 200000 | 200000 | 200000 | 0 | 0 | 0 | 0 | 0 | OPEN | node_1386529_621_15290314_329 | ABCN | 8100304
cap_220616113 |  | 0 |  |  |  |  | CLOSED | CLOSED | CLOSED | MANUAL | BANK | 0 | 0 | 0 | 0 | 200000 | 200000 | 200000 | 0 | 0 | 0 | 0 | 0 | OPEN | node_1386442_158_15290346_921 | ABCN | 8100304

## EVChargingStation
Name | GroupId | ServiceCharge | ServiceDischarge | ChargeEfficiency | DischargeEfficiency | CommitmentStatus | ConstructionTime | CalendarLife | YearOfInstallation | DepthOfDischarge | ReactivePower | ReactivePowerA | ReactivePowerB | ReactivePowerC | ActivePower | ActivePowerA | ActivePowerB | ActivePowerC | Energy | MaxEnergy | PowerCharge | PowerDischarge | RampUpLimit | RampDownLimit | CapitalCost | FixedOperatingCost | VariableOperatingCost | MaxReactivePower | MaxActivePower | OutputSchedule | PlanningStatus | UnitType | UnitSubtype | ParentNode | Phases | Feeder | Comments
evchargingstation_load_220332396 |  | 0 | 0 | 0.92 | 0 | False | 0 | 0 | 0 | 0 | 0 | 0 | 0 | 0 | 0 | 0 | 0 | 0 | 0 | 0.06577407544840067 | 0 | 0 | 0 | 0 | 0 | 0 | 0.001 | 0.004669939817390275 | 0.010962345908066778 | OPTIMIZED | INSTALLED |  |  | node_1385351_658_15290889_225 | AN | 8100304
evchargingstation_load_220332398 |  | 0 | 0 | 0.92 | 0 | False | 0 | 0 | 0 | 0 | 0 | 0 | 0 | 0 | 0 | 0 | 0 | 0 | 0 | 0.05516601935160808 | 0 | 0 | 0 | 0 | 0 | 0 | 0.001 | 0.0039167710831300795 | 0.009194336558601347 | OPTIMIZED | INSTALLED |  |  | node_1384592_933_15291201_647 | AN | 8100304
evchargingstation_load_220332399 |  | 0 | 0 | 0.92 | 0 | False | 0 | 0 | 0 | 0 | 0 | 0 | 0 | 0 | 0 | 0 | 0 | 0 | 0 | 0.09103528296294174 | 0 | 0 | 0 | 0 | 0 | 0 | 0.001 | 0.006463478002676982 | 0.01517254716049029 | OPTIMIZED | INSTALLED |  |  | node_1384132_872_15291416_423 | AN | 8100304
evchargingstation_load_220332488 |  | 0 | 0 | 0.92 | 0 | False | 0 | 0 | 0 | 0 | 0 | 0 | 0 | 0 | 0 | 0 | 0 | 0 | 0 | 0.10295386739075829 | 0 | 0 | 0 | 0 | 0 | 0 | 0.001 | 0.007309693914023931 | 0.017158977898459715 | OPTIMIZED | INSTALLED |  |  | node_1384732_192_15292336_005 | AN | 8100304
evchargingstation_load_220332489 |  | 0 | 0 | 0.92 | 0 | False | 0 | 0 | 0 | 0 | 0 | 0 | 0 | 0 | 0 | 0 | 0 | 0 | 0 | 0.06221397880113079 | 0 | 0 | 0 | 0 | 0 | 0 | 0.001 | 0.004417173910908254 | 0.010368996466855131 | OPTIMIZED | INSTALLED |  |  | node_1384793_584_15291447_856 | AN | 8100304
evchargingstation_load_220332501 |  | 0 | 0 | 0.92 | 0 | False | 0 | 0 | 0 | 0 | 0 | 0 | 0 | 0 | 0 | 0 | 0 | 0 | 0 | 0.1601733917649945 | 0 | 0 | 0 | 0 | 0 | 0 | 0.001 | 0.01137226318492871 | 0.026695565294165752 | OPTIMIZED | INSTALLED |  |  | node_1383750_661_15294322_375 | AN | 8100304
evchargingstation_load_220332503 |  | 0 | 0 | 0.92 | 0 | False | 0 | 0 | 0 | 0 | 0 | 0 | 0 | 0 | 0 | 0 | 0 | 0 | 0 | 0.03339267463931982 | 0 | 0 | 0 | 0 | 0 | 0 | 0.001 | 0.0023708700580080608 | 0.00556544577321997 | OPTIMIZED | INSTALLED |  |  | node_1383800_472_15293502_305 | AN | 8100304
evchargingstation_load_220332505 |  | 0 | 0 | 0.92 | 0 | False | 0 | 0 | 0 | 0 | 0 | 0 | 0 | 0 | 0 | 0 | 0 | 0 | 0 | 0.08920879859608154 | 0 | 0 | 0 | 0 | 0 | 0 | 0.001 | 0.006333798185914391 | 0.014868133099346923 | OPTIMIZED | INSTALLED |  |  | node_1383753_207_15292178_945 | AN | 8100304
evchargingstation_load_220332507 |  | 0 | 0 | 0.92 | 0 | False | 0 | 0 | 0 | 0 | 0 | 0 | 0 | 0 | 0 | 0 | 0 | 0 | 0 | 0.054773892764372556 | 0 | 0 | 0 | 0 | 0 | 0 | 0.001 | 0.0038889299998889435 | 0.009128982127395427 | OPTIMIZED | INSTALLED |  |  | node_1383596_729_15292281_807 | AN | 8100304
evchargingstation_load_220332508 |  | 0 | 0 | 0.92 | 0 | False | 0 | 0 | 0 | 0 | 0 | 0 | 0 | 0 | 0 | 0 | 0 | 0 | 0 | 0.05589867692249551 | 0 | 0 | 0 | 0 | 0 | 0 | 0.001 | 0.003968789484020845 | 0.009316446153749252 | OPTIMIZED | INSTALLED |  |  | node_1383601_962_15292522_585 | AN | 8100304
evchargingstation_load_220332509 |  | 0 | 0 | 0.92 | 0 | False | 0 | 0 | 0 | 0 | 0 | 0 | 0 | 0 | 0 | 0 | 0 | 0 | 0 | 0.05649718592406552 | 0 | 0 | 0 | 0 | 0 | 0 | 0.001 | 0.004011283479811194 | 0.00941619765401092 | OPTIMIZED | INSTALLED |  |  | node_1384185_887_15293819_155 | AN | 8100304
evchargingstation_load_220332510 |  | 0 | 0 | 0.92 | 0 | False | 0 | 0 | 0 | 0 | 0 | 0 | 0 | 0 | 0 | 0 | 0 | 0 | 0 | 0.1033356748572771 | 0 | 0 | 0 | 0 | 0 | 0 | 0.001 | 0.007336802148599352 | 0.01722261247621285 | OPTIMIZED | INSTALLED |  |  | node_1384210_493_15292672_444 | AN | 8100304
evchargingstation_load_220332511 |  | 0 | 0 | 0.92 | 0 | False | 0 | 0 | 0 | 0 | 0 | 0 | 0 | 0 | 0 | 0 | 0 | 0 | 0 | 0.04765369946983279 | 0 | 0 | 0 | 0 | 0 | 0 | 0.001 | 0.0033833984257934362 | 0.007942283244972132 | OPTIMIZED | INSTALLED |  |  | node_1384233_441_15293184_559 | AN | 8100304
evchargingstation_load_220332512 |  | 0 | 0 | 0.92 | 0 | False | 0 | 0 | 0 | 0 | 0 | 0 | 0 | 0 | 0 | 0 | 0 | 0 | 0 | 0.051141562272085606 | 0 | 0 | 0 | 0 | 0 | 0 | 0.001 | 0.003631035824826659 | 0.008523593712014268 | OPTIMIZED | INSTALLED |  |  | node_1384210_164_15293488_769 | AN | 8100304
evchargingstation_load_220332522 |  | 0 | 0 | 0.92 | 0 | False | 0 | 0 | 0 | 0 | 0 | 0 | 0 | 0 | 0 | 0 | 0 | 0 | 0 | 0.07333799093375958 | 0 | 0 | 0 | 0 | 0 | 0 | 0.001 | 0.0052069755237128205 | 0.012222998488959929 | OPTIMIZED | INSTALLED |  |  | node_1384210_946_15291701_505 | AN | 8100304
evchargingstation_load_220332525 |  | 0 | 0 | 0.92 | 0 | False | 0 | 0 | 0 | 0 | 0 | 0 | 0 | 0 | 0 | 0 | 0 | 0 | 0 | 0.13216729813980477 | 0 | 0 | 0 | 0 | 0 | 0 | 0.001 | 0.009383838850165261 | 0.022027883023300797 | OPTIMIZED | INSTALLED |  |  | node_1384078_056_15294661_357 | AN | 8100304
evchargingstation_load_220332526 |  | 0 | 0 | 0.92 | 0 | False | 0 | 0 | 0 | 0 | 0 | 0 | 0 | 0 | 0 | 0 | 0 | 0 | 0 | 0.0377163862196273 | 0 | 0 | 0 | 0 | 0 | 0 | 0.001 | 0.002677852194772388 | 0.006286064369937883 | OPTIMIZED | INSTALLED |  |  | node_1384042_128_15294217_645 | AN | 8100304
evchargingstation_load_220332567 |  | 0 | 0 | 0.92 | 0 | False | 0 | 0 | 0 | 0 | 0 | 0 | 0 | 0 | 0 | 0 | 0 | 0 | 0 | 0.05420634112495272 | 0 | 0 | 0 | 0 | 0 | 0 | 0.001 | 0.00384863407235867 | 0.00903439018749212 | OPTIMIZED | INSTALLED |  |  | node_1383626_647_15292905_61 | AN | 8100304
evchargingstation_load_220332732 |  | 0 | 0 | 0.92 | 0 | False | 0 | 0 | 0 | 0 | 0 | 0 | 0 | 0 | 0 | 0 | 0 | 0 | 0 | 0.09226325832823193 | 0 | 0 | 0 | 0 | 0 | 0 | 0.001 | 0.006550663823649223 | 0.015377209721371988 | OPTIMIZED | INSTALLED |  |  | node_1383296_88_15293265_172 | AN | 8100304
evchargingstation_load_220332741 |  | 0 | 0 | 0.92 | 0 | False | 0 | 0 | 0 | 0 | 0 | 0 | 0 | 0 | 0 | 0 | 0 | 0 | 0 | 0.10460492670543417 | 0 | 0 | 0 | 0 | 0 | 0 | 0.001 | 0.007426918647628849 | 0.017434154450905695 | OPTIMIZED | INSTALLED |  |  | node_1384016_649_15291896_953 | AN | 8100304
evchargingstation_load_220332774 |  | 0 | 0 | 0.92 | 0 | False | 0 | 0 | 0 | 0 | 0 | 0 | 0 | 0 | 0 | 0 | 0 | 0 | 0 | 0.1607615816458478 | 0 | 0 | 0 | 0 | 0 | 0 | 0.001 | 0.01141402457092188 | 0.026793596940974634 | OPTIMIZED | INSTALLED |  |  | node_1383350_179_15292345_867 | AN | 8100304
evchargingstation_load_220332775 |  | 0 | 0 | 0.92 | 0 | False | 0 | 0 | 0 | 0 | 0 | 0 | 0 | 0 | 0 | 0 | 0 | 0 | 0 | 0.01340453781102486 | 0 | 0 | 0 | 0 | 0 | 0 | 0.001 | 0.0009517181715913752 | 0.00223408963517081 | OPTIMIZED | INSTALLED |  |  | node_1383205_209_15292169_372 | AN | 8100304
evchargingstation_load_220346943 |  | 0 | 0 | 0.92 | 0 | False | 0 | 0 | 0 | 0 | 0 | 0 | 0 | 0 | 0 | 0 | 0 | 0 | 0 | 0.06423652646160874 | 0 | 0 | 0 | 0 | 0 | 0 | 0.001 | 0.004560774269291412 | 0.010706087743601456 | OPTIMIZED | INSTALLED |  |  | node_1379795_539_15293662_009 | AN | 8100304
evchargingstation_load_220347051 |  | 0 | 0 | 0.92 | 0 | False | 0 | 0 | 0 | 0 | 0 | 0 | 0 | 0 | 0 | 0 | 0 | 0 | 0 | 0.07925084710444259 | 0 | 0 | 0 | 0 | 0 | 0 | 0.001 | 0.005626786496430448 | 0.0132084745174071 | OPTIMIZED | INSTALLED |  |  | node_1382131_077_15293797_384 | AN | 8100304
evchargingstation_load_220347052 |  | 0 | 0 | 0.92 | 0 | False | 0 | 0 | 0 | 0 | 0 | 0 | 0 | 0 | 0 | 0 | 0 | 0 | 0 | 0.08042722686614917 | 0 | 0 | 0 | 0 | 0 | 0 | 0.001 | 0.005710309268416786 | 0.013404537811024861 | OPTIMIZED | INSTALLED |  |  | node_1382198_362_15293360_111 | AN | 8100304
evchargingstation_load_220347068 |  | 0 | 0 | 0.92 | 0 | False | 0 | 0 | 0 | 0 | 0 | 0 | 0 | 0 | 0 | 0 | 0 | 0 | 0 | 0.11071384616973498 | 0 | 0 | 0 | 0 | 0 | 0 | 0.001 | 0.007860650161967046 | 0.01845230769495583 | OPTIMIZED | INSTALLED |  |  | node_1382758_335_15293015_042 | AN | 8100304
evchargingstation_load_220347070 |  | 0 | 0 | 0.92 | 0 | False | 0 | 0 | 0 | 0 | 0 | 0 | 0 | 0 | 0 | 0 | 0 | 0 | 0 | 0.05060496799481595 | 0 | 0 | 0 | 0 | 0 | 0 | 0.001 | 0.0035929377266879273 | 0.008434161332469325 | OPTIMIZED | INSTALLED |  |  | node_1382551_158_15294093_762 | AN | 8100304
evchargingstation_load_220347071 |  | 0 | 0 | 0.92 | 0 | False | 0 | 0 | 0 | 0 | 0 | 0 | 0 | 0 | 0 | 0 | 0 | 0 | 0 | 0.12488199891379742 | 0 | 0 | 0 | 0 | 0 | 0 | 0.001 | 0.008866584802709262 | 0.020813666485632903 | OPTIMIZED | INSTALLED |  |  | node_1382123_018_15294355_511 | AN | 8100304
evchargingstation_load_220347074 |  | 0 | 0 | 0.92 | 0 | False | 0 | 0 | 0 | 0 | 0 | 0 | 0 | 0 | 0 | 0 | 0 | 0 | 0 | 0.07327607620945922 | 0 | 0 | 0 | 0 | 0 | 0 | 0.001 | 0.0052025796260612035 | 0.012212679368243204 | OPTIMIZED | INSTALLED |  |  | node_1381908_784_15293984_863 | AN | 8100304
evchargingstation_load_220347079 |  | 0 | 0 | 0.92 | 0 | False | 0 | 0 | 0 | 0 | 0 | 0 | 0 | 0 | 0 | 0 | 0 | 0 | 0 | 0.11828808077581061 | 0 | 0 | 0 | 0 | 0 | 0 | 0.001 | 0.00839841847808677 | 0.01971468012930177 | OPTIMIZED | INSTALLED |  |  | node_1381549_1_15293648_984 | AN | 8100304
evchargingstation_load_220347080 |  | 0 | 0 | 0.92 | 0 | False | 0 | 0 | 0 | 0 | 0 | 0 | 0 | 0 | 0 | 0 | 0 | 0 | 0 | 0.0642158882201753 | 0 | 0 | 0 | 0 | 0 | 0 | 0.001 | 0.004559309049697051 | 0.010702648036695881 | OPTIMIZED | INSTALLED |  |  | node_1381309_22_15293002_868 | AN | 8100304
evchargingstation_load_220347081 |  | 0 | 0 | 0.92 | 0 | False | 0 | 0 | 0 | 0 | 0 | 0 | 0 | 0 | 0 | 0 | 0 | 0 | 0 | 0.09835153955109927 | 0 | 0 | 0 | 0 | 0 | 0 | 0.001 | 0.0069829301183930576 | 0.016391923258516544 | OPTIMIZED | INSTALLED |  |  | node_1381294_641_15293468_457 | AN | 8100304
evchargingstation_load_220347084 |  | 0 | 0 | 0.92 | 0 | False | 0 | 0 | 0 | 0 | 0 | 0 | 0 | 0 | 0 | 0 | 0 | 0 | 0 | 0.15272298660751957 | 0 | 0 | 0 | 0 | 0 | 0 | 0.001 | 0.01084328666411222 | 0.025453831101253262 | OPTIMIZED | INSTALLED |  |  | node_1380250_026_15294787_466 | AN | 8100304
evchargingstation_load_220347087 |  | 0 | 0 | 0.92 | 0 | False | 0 | 0 | 0 | 0 | 0 | 0 | 0 | 0 | 0 | 0 | 0 | 0 | 0 | 0.06285376428556769 | 0 | 0 | 0 | 0 | 0 | 0 | 0.001 | 0.00446259858475586 | 0.010475627380927947 | OPTIMIZED | INSTALLED |  |  | node_1380665_566_15293402_01 | AN | 8100304
evchargingstation_load_220347089 |  | 0 | 0 | 0.92 | 0 | False | 0 | 0 | 0 | 0 | 0 | 0 | 0 | 0 | 0 | 0 | 0 | 0 | 0 | 0.08856901311164463 | 0 | 0 | 0 | 0 | 0 | 0 | 0.001 | 0.0062883735120667856 | 0.014761502185274104 | OPTIMIZED | INSTALLED |  |  | node_1380135_838_15293925_134 | AN | 8100304
evchargingstation_load_220347094 |  | 0 | 0 | 0.92 | 0 | False | 0 | 0 | 0 | 0 | 0 | 0 | 0 | 0 | 0 | 0 | 0 | 0 | 0 | 0.07004619142512451 | 0 | 0 | 0 | 0 | 0 | 0 | 0.001 | 0.004973258666300165 | 0.011674365237520752 | OPTIMIZED | INSTALLED |  |  | node_1379838_154_15293969_638 | AN | 8100304
evchargingstation_load_220347096 |  | 0 | 0 | 0.92 | 0 | False | 0 | 0 | 0 | 0 | 0 | 0 | 0 | 0 | 0 | 0 | 0 | 0 | 0 | 0.11925807812318268 | 0 | 0 | 0 | 0 | 0 | 0 | 0.001 | 0.008467288098655362 | 0.019876346353863778 | OPTIMIZED | INSTALLED |  |  | node_1381682_514_15293379_1 | AN | 8100304
evchargingstation_load_220347097 |  | 0 | 0 | 0.92 | 0 | False | 0 | 0 | 0 | 0 | 0 | 0 | 0 | 0 | 0 | 0 | 0 | 0 | 0 | 0.09779430703239614 | 0 | 0 | 0 | 0 | 0 | 0 | 0.001 | 0.006943366800659965 | 0.016299051172066023 | OPTIMIZED | INSTALLED |  |  | node_1380861_999_15293333_281 | AN | 8100304
evchargingstation_load_220347098 |  | 0 | 0 | 0.92 | 0 | False | 0 | 0 | 0 | 0 | 0 | 0 | 0 | 0 | 0 | 0 | 0 | 0 | 0 | 0.08762997312642272 | 0 | 0 | 0 | 0 | 0 | 0 | 0.001 | 0.0062217019597582725 | 0.014604995521070453 | OPTIMIZED | INSTALLED |  |  | node_1380428_425_15293267_728 | AN | 8100304
evchargingstation_load_220347099 |  | 0 | 0 | 0.92 | 0 | False | 0 | 0 | 0 | 0 | 0 | 0 | 0 | 0 | 0 | 0 | 0 | 0 | 0 | 0.07197586699915197 | 0 | 0 | 0 | 0 | 0 | 0 | 0.001 | 0.00511026505877163 | 0.011995977833191994 | OPTIMIZED | INSTALLED |  |  | node_1381012_279_15293577_532 | AN | 8100304
evchargingstation_load_220347100 |  | 0 | 0 | 0.92 | 0 | False | 0 | 0 | 0 | 0 | 0 | 0 | 0 | 0 | 0 | 0 | 0 | 0 | 0 | 0.18094578176776052 | 0 | 0 | 0 | 0 | 0 | 0 | 0.001 | 0.012847096760090599 | 0.030157630294626755 | OPTIMIZED | INSTALLED |  |  | node_1380667_51_15294391_593 | AN | 8100304
evchargingstation_load_220347101 |  | 0 | 0 | 0.92 | 0 | False | 0 | 0 | 0 | 0 | 0 | 0 | 0 | 0 | 0 | 0 | 0 | 0 | 0 | 0.07193459051628506 | 0 | 0 | 0 | 0 | 0 | 0 | 0.001 | 0.005107334619582908 | 0.011989098419380844 | OPTIMIZED | INSTALLED |  |  | node_1379993_553_15294168_106 | AN | 8100304
evchargingstation_load_220347528 |  | 0 | 0 | 0.92 | 0 | False | 0 | 0 | 0 | 0 | 0 | 0 | 0 | 0 | 0 | 0 | 0 | 0 | 0 | 0.09239740689754936 | 0 | 0 | 0 | 0 | 0 | 0 | 0.001 | 0.006560188467618173 | 0.015399567816258225 | OPTIMIZED | INSTALLED |  |  | node_1382529_422_15293810_884 | AN | 8100304
evchargingstation_load_220347611 |  | 0 | 0 | 0.92 | 0 | False | 0 | 0 | 0 | 0 | 0 | 0 | 0 | 0 | 0 | 0 | 0 | 0 | 0 | 0.029657152939865622 | 0 | 0 | 0 | 0 | 0 | 0 | 0.001 | 0.002105649068368367 | 0.004942858823310937 | OPTIMIZED | INSTALLED |  |  | node_1380727_029_15292869_578 | AN | 8100304
evchargingstation_load_220486439 |  | 0 | 0 | 0.92 | 0 | False | 0 | 0 | 0 | 0 | 0 | 0 | 0 | 0 | 0 | 0 | 0 | 0 | 0 | 0.09509069740461439 | 0 | 0 | 0 | 0 | 0 | 0 | 0.001 | 0.006751411329240478 | 0.01584844956743573 | OPTIMIZED | INSTALLED |  |  | node_1381589_727_15293037_421 | AN | 8100304
evchargingstation_load_220512713 |  | 0 | 0 | 0.92 | 0 | False | 0 | 0 | 0 | 0 | 0 | 0 | 0 | 0 | 0 | 0 | 0 | 0 | 0 | 0.13053687706656233 | 0 | 0 | 0 | 0 | 0 | 0 | 0.001 | 0.009268079575023238 | 0.02175614617776039 | OPTIMIZED | INSTALLED |  |  | node_1380771_054_15293051_634 | AN | 8100304
evchargingstation_load_220521261 |  | 0 | 0 | 0.92 | 0 | False | 0 | 0 | 0 | 0 | 0 | 0 | 0 | 0 | 0 | 0 | 0 | 0 | 0 | 0.07669170516669496 | 0 | 0 | 0 | 0 | 0 | 0 | 0.001 | 0.005445088278777093 | 0.012781950861115828 | OPTIMIZED | INSTALLED |  |  | node_1383926_638_15292865_202 | AN | 8100304
evchargingstation_load_220529402 |  | 0 | 0 | 0.92 | 0 | False | 0 | 0 | 0 | 0 | 0 | 0 | 0 | 0 | 0 | 0 | 0 | 0 | 0 | 0.0629053598891513 | 0 | 0 | 0 | 0 | 0 | 0 | 0.001 | 0.004466261872610297 | 0.010484226648191883 | OPTIMIZED | INSTALLED |  |  | node_1384839_449_15291167_534 | AN | 8100304
evchargingstation_load_220546506 |  | 0 | 0 | 0.92 | 0 | False | 0 | 0 | 0 | 0 | 0 | 0 | 0 | 0 | 0 | 0 | 0 | 0 | 0 | 0.1330341042800096 | 0 | 0 | 0 | 0 | 0 | 0 | 0.001 | 0.009445381895024977 | 0.022172350713334937 | OPTIMIZED | INSTALLED |  |  | node_1381111_33_15294012_546 | AN | 8100304
evchargingstation_load_220554304 |  | 0 | 0 | 0.92 | 0 | False | 0 | 0 | 0 | 0 | 0 | 0 | 0 | 0 | 0 | 0 | 0 | 0 | 0 | 0.08424530153133715 | 0 | 0 | 0 | 0 | 0 | 0 | 0.001 | 0.005981391375302458 | 0.014040883588556192 | OPTIMIZED | INSTALLED |  |  | node_1382652_637_15293519_361 | AN | 8100304
evchargingstation_load_220594053 |  | 0 | 0 | 0.92 | 0 | False | 0 | 0 | 0 | 0 | 0 | 0 | 0 | 0 | 0 | 0 | 0 | 0 | 0 | 0.04193690659276754 | 0 | 0 | 0 | 0 | 0 | 0 | 0.001 | 0.002977507994696377 | 0.006989484432127923 | OPTIMIZED | INSTALLED |  |  | node_1382183_282_15294785_727 | AN | 8100304
evchargingstation_load_220613537 |  | 0 | 0 | 0.92 | 0 | False | 0 | 0 | 0 | 0 | 0 | 0 | 0 | 0 | 0 | 0 | 0 | 0 | 0 | 0.14622194055598328 | 0 | 0 | 0 | 0 | 0 | 0 | 0.001 | 0.010381714305401423 | 0.024370323425997212 | OPTIMIZED | INSTALLED |  |  | node_1384767_403_15291773_441 | AN | 8100304
evchargingstation_load_220617552 |  | 0 | 0 | 0.92 | 0 | False | 0 | 0 | 0 | 0 | 0 | 0 | 0 | 0 | 0 | 0 | 0 | 0 | 0 | 0.09417229566082591 | 0 | 0 | 0 | 0 | 0 | 0 | 0.001 | 0.006686204996526326 | 0.015695382610137653 | OPTIMIZED | INSTALLED |  |  | node_1383887_488_15293246_274 | AN | 8100304
evchargingstation_load_220621808 |  | 0 | 0 | 0.92 | 0 | False | 0 | 0 | 0 | 0 | 0 | 0 | 0 | 0 | 0 | 0 | 0 | 0 | 0 | 0.12480976506878036 | 0 | 0 | 0 | 0 | 0 | 0 | 0.001 | 0.008861456295260464 | 0.020801627511463392 | OPTIMIZED | INSTALLED |  |  | node_1381026_734_15294312_678 | AN | 8100304
evchargingstation_load_310064919 |  | 0 | 0 | 0.92 | 0 | False | 0 | 0 | 0 | 0 | 0 | 0 | 0 | 0 | 0 | 0 | 0 | 0 | 0 | 0.13368420888516325 | 0 | 0 | 0 | 0 | 0 | 0 | 0.001 | 0.009491539178669763 | 0.022280701480860542 | OPTIMIZED | INSTALLED |  |  | node_1381652_568_15294291_761 | AN | 8100304

## Fuse
Name | GroupId | MeanReplacementTime | PhaseAStatus | PhaseBStatus | PhaseCStatus | RepairDistributionType | CurrentLimit | CurrentInAReal | CurrentInAImag | CurrentInA | CurrentInBReal | CurrentInBImag | CurrentInB | CurrentInCReal | CurrentInCImag | CurrentInC | CurrentOutAReal | CurrentOutAImag | CurrentOutA | CurrentOutBReal | CurrentOutBImag | CurrentOutB | CurrentOutCReal | CurrentOutCImag | CurrentOutC | ActivePowerInA | ReactivePowerInA | PowerInA | ActivePowerInB | ReactivePowerInB | PowerInB | ActivePowerInC | ReactivePowerInC | PowerInC | ActivePowerOutA | ReactivePowerOutA | PowerOutA | ActivePowerOutB | ReactivePowerOutB | PowerOutB | ActivePowerOutC | ReactivePowerOutC | PowerOutC | Status | From | To | Length | Phases | Feeder | Comments
fuse_220382444 |  | 0 | GOOD | GOOD | GOOD | NONE | 40 | 0 | 0 | 0+0j | 0 | 0 | 0+0j | 0 | 0 | 0+0j | 0 | 0 | 0+0j | 0 | 0 | 0+0j | 0 | 0 | 0+0j | 0 | 0 | 0+0j | 0 | 0 | 0+0j | 0 | 0 | 0+0j | 0 | 0 | 0+0j | 0 | 0 | 0+0j | 0 | 0 | 0+0j | OPEN | node_intto1_8100304_311912248 | node_8100304_311912248 | 0 | ABCN | 8100304
fuse_220382458 |  | 0 | GOOD | GOOD | GOOD | NONE | 100 | 0 | 0 | 0+0j | 0 | 0 | 0+0j | 0 | 0 | 0+0j | 0 | 0 | 0+0j | 0 | 0 | 0+0j | 0 | 0 | 0+0j | 0 | 0 | 0+0j | 0 | 0 | 0+0j | 0 | 0 | 0+0j | 0 | 0 | 0+0j | 0 | 0 | 0+0j | 0 | 0 | 0+0j | OPEN | node_intto1_8100304_200814364 | node_8100304_200814364 | 0 | AD | 8100304
fuse_220382459 |  | 0 | GOOD | GOOD | GOOD | NONE | 100 | 0 | 0 | 0+0j | 0 | 0 | 0+0j | 0 | 0 | 0+0j | 0 | 0 | 0+0j | 0 | 0 | 0+0j | 0 | 0 | 0+0j | 0 | 0 | 0+0j | 0 | 0 | 0+0j | 0 | 0 | 0+0j | 0 | 0 | 0+0j | 0 | 0 | 0+0j | 0 | 0 | 0+0j | OPEN | node_intto1_8100304_200814408 | node_8100304_200814408 | 0 | AD | 8100304
fuse_220382463 |  | 0 | GOOD | GOOD | GOOD | NONE | 80 | 0 | 0 | 0+0j | 0 | 0 | 0+0j | 0 | 0 | 0+0j | 0 | 0 | 0+0j | 0 | 0 | 0+0j | 0 | 0 | 0+0j | 0 | 0 | 0+0j | 0 | 0 | 0+0j | 0 | 0 | 0+0j | 0 | 0 | 0+0j | 0 | 0 | 0+0j | 0 | 0 | 0+0j | OPEN | node_intto1_8100304_200814840 | node_8100304_200814840 | 0 | AD | 8100304
fuse_220382468 |  | 0 | GOOD | GOOD | GOOD | NONE | 140 | 0 | 0 | 0+0j | 0 | 0 | 0+0j | 0 | 0 | 0+0j | 0 | 0 | 0+0j | 0 | 0 | 0+0j | 0 | 0 | 0+0j | 0 | 0 | 0+0j | 0 | 0 | 0+0j | 0 | 0 | 0+0j | 0 | 0 | 0+0j | 0 | 0 | 0+0j | 0 | 0 | 0+0j | OPEN | node_intto1_8100304_200814457 | node_8100304_200814457 | 0 | AD | 8100304
fuse_220382469 |  | 0 | GOOD | GOOD | GOOD | NONE | 140 | 0 | 0 | 0+0j | 0 | 0 | 0+0j | 0 | 0 | 0+0j | 0 | 0 | 0+0j | 0 | 0 | 0+0j | 0 | 0 | 0+0j | 0 | 0 | 0+0j | 0 | 0 | 0+0j | 0 | 0 | 0+0j | 0 | 0 | 0+0j | 0 | 0 | 0+0j | 0 | 0 | 0+0j | OPEN | node_intto1_8100304_200814362 | node_8100304_200814362 | 0 | ABCD | 8100304
fuse_220386420 |  | 0 | GOOD | GOOD | GOOD | NONE | 140 | 0 | 0 | 0+0j | 0 | 0 | 0+0j | 0 | 0 | 0+0j | 0 | 0 | 0+0j | 0 | 0 | 0+0j | 0 | 0 | 0+0j | 0 | 0 | 0+0j | 0 | 0 | 0+0j | 0 | 0 | 0+0j | 0 | 0 | 0+0j | 0 | 0 | 0+0j | 0 | 0 | 0+0j | OPEN | node_intto1_8100304_200857932 | node_8100304_200857932 | 0 | AD | 8100304
fuse_220386446 |  | 0 | GOOD | GOOD | GOOD | NONE | 140 | 0 | 0 | 0+0j | 0 | 0 | 0+0j | 0 | 0 | 0+0j | 0 | 0 | 0+0j | 0 | 0 | 0+0j | 0 | 0 | 0+0j | 0 | 0 | 0+0j | 0 | 0 | 0+0j | 0 | 0 | 0+0j | 0 | 0 | 0+0j | 0 | 0 | 0+0j | 0 | 0 | 0+0j | OPEN | node_intto1_8100304_200857926 | node_8100304_200857926 | 0 | ABCD | 8100304
fuse_220386448 |  | 0 | GOOD | GOOD | GOOD | NONE | 140 | 0 | 0 | 0+0j | 0 | 0 | 0+0j | 0 | 0 | 0+0j | 0 | 0 | 0+0j | 0 | 0 | 0+0j | 0 | 0 | 0+0j | 0 | 0 | 0+0j | 0 | 0 | 0+0j | 0 | 0 | 0+0j | 0 | 0 | 0+0j | 0 | 0 | 0+0j | 0 | 0 | 0+0j | OPEN | node_intto1_8100304_200917465 | node_8100304_200917465 | 0 | ABCD | 8100304
fuse_220386451 |  | 0 | GOOD | GOOD | GOOD | NONE | 80 | 0 | 0 | 0+0j | 0 | 0 | 0+0j | 0 | 0 | 0+0j | 0 | 0 | 0+0j | 0 | 0 | 0+0j | 0 | 0 | 0+0j | 0 | 0 | 0+0j | 0 | 0 | 0+0j | 0 | 0 | 0+0j | 0 | 0 | 0+0j | 0 | 0 | 0+0j | 0 | 0 | 0+0j | OPEN | node_intto1_8100304_200857760 | node_8100304_200857760 | 0 | AD | 8100304
fuse_220386459 |  | 0 | GOOD | GOOD | GOOD | NONE | 200 | 0 | 0 | 0+0j | 0 | 0 | 0+0j | 0 | 0 | 0+0j | 0 | 0 | 0+0j | 0 | 0 | 0+0j | 0 | 0 | 0+0j | 0 | 0 | 0+0j | 0 | 0 | 0+0j | 0 | 0 | 0+0j | 0 | 0 | 0+0j | 0 | 0 | 0+0j | 0 | 0 | 0+0j | OPEN | node_intto1_8100304_200857935 | node_8100304_200857935 | 0 | ABCD | 8100304
fuse_220386468 |  | 0 | GOOD | GOOD | GOOD | NONE | 30 | 0 | 0 | 0+0j | 0 | 0 | 0+0j | 0 | 0 | 0+0j | 0 | 0 | 0+0j | 0 | 0 | 0+0j | 0 | 0 | 0+0j | 0 | 0 | 0+0j | 0 | 0 | 0+0j | 0 | 0 | 0+0j | 0 | 0 | 0+0j | 0 | 0 | 0+0j | 0 | 0 | 0+0j | OPEN | node_intto1_220386468 | node_220386468 | 0 | AD | 8100304
fuse_220386506 |  | 0 | GOOD | GOOD | GOOD | NONE | 30 | 0 | 0 | 0+0j | 0 | 0 | 0+0j | 0 | 0 | 0+0j | 0 | 0 | 0+0j | 0 | 0 | 0+0j | 0 | 0 | 0+0j | 0 | 0 | 0+0j | 0 | 0 | 0+0j | 0 | 0 | 0+0j | 0 | 0 | 0+0j | 0 | 0 | 0+0j | 0 | 0 | 0+0j | OPEN | node_intto1_8100304_200859116 | node_8100304_200859116 | 0 | ABCD | 8100304
fuse_220386516 |  | 0 | GOOD | GOOD | GOOD | NONE | 30 | 0 | 0 | 0+0j | 0 | 0 | 0+0j | 0 | 0 | 0+0j | 0 | 0 | 0+0j | 0 | 0 | 0+0j | 0 | 0 | 0+0j | 0 | 0 | 0+0j | 0 | 0 | 0+0j | 0 | 0 | 0+0j | 0 | 0 | 0+0j | 0 | 0 | 0+0j | 0 | 0 | 0+0j | OPEN | node_intto1_8100304_200859113 | node_8100304_200859113 | 0 | ABCD | 8100304
fuse_220634341 |  | 0 | GOOD | GOOD | GOOD | NONE | 140 | 0 | 0 | 0+0j | 0 | 0 | 0+0j | 0 | 0 | 0+0j | 0 | 0 | 0+0j | 0 | 0 | 0+0j | 0 | 0 | 0+0j | 0 | 0 | 0+0j | 0 | 0 | 0+0j | 0 | 0 | 0+0j | 0 | 0 | 0+0j | 0 | 0 | 0+0j | 0 | 0 | 0+0j | OPEN | node_intto1_8100304_200986672 | node_8100304_200986672 | 0 | ABCD | 8100304
fuse_220636776 |  | 0 | GOOD | GOOD | GOOD | NONE | 50 | 0 | 0 | 0+0j | 0 | 0 | 0+0j | 0 | 0 | 0+0j | 0 | 0 | 0+0j | 0 | 0 | 0+0j | 0 | 0 | 0+0j | 0 | 0 | 0+0j | 0 | 0 | 0+0j | 0 | 0 | 0+0j | 0 | 0 | 0+0j | 0 | 0 | 0+0j | 0 | 0 | 0+0j | OPEN | node_intto1_8100304_201027231 | node_8100304_201027231 | 0 | ABCN | 8100304
fuse_310033401 |  | 0 | GOOD | GOOD | GOOD | NONE | 100 | 0 | 0 | 0+0j | 0 | 0 | 0+0j | 0 | 0 | 0+0j | 0 | 0 | 0+0j | 0 | 0 | 0+0j | 0 | 0 | 0+0j | 0 | 0 | 0+0j | 0 | 0 | 0+0j | 0 | 0 | 0+0j | 0 | 0 | 0+0j | 0 | 0 | 0+0j | 0 | 0 | 0+0j | OPEN | node_intto1_8100304_200954370 | node_8100304_200954370 | 0 | ABCD | 8100304

## Generator
Name | GroupId | ColdStartupCost | ColdStartupTime | HotStartupCost | HotStartupStatus | ShutdownCost | CommitmentStatus | ConstructionTime | CalendarLife | YearOfInstallation | ReactivePower | ActivePower | MaxPowerOutput | MinPowerOutput | MinimumDowntime | MinimumUptime | NoLoadCost | NonSpinningReserve | SpinningReserve | OperatingReserve | RampUpLimit | RampDownLimit | StartupCapability | ShutdownCapability | ShutdownStatus | StartupStatus | CapitalCost | FixedOperatingCost | VariableOperatingCost | MaxReactivePower | MaxActivePower | OutputSchedule | PlanningStatus | UnitType | UnitSubtype | ParentNode | Phases | Feeder | Comments
generator_load_220332396 |  | 0 | 0 | 0 | 0 | 0 | False | 0 | 0 | 0 | 0 | 0 | 0 | 0 | 0 | 0 | 0 | 0 | 0 | 0 | 0 | 0 | 0 | 0 | False | False | 0 | 0 | 0.19 | 0.004669939817390275 | 0.010962345908066778 | OPTIMIZED | INSTALLED | natural_gas |  | node_1385351_658_15290889_225 | AN | 8100304
generator_load_220332398 |  | 0 | 0 | 0 | 0 | 0 | False | 0 | 0 | 0 | 0 | 0 | 0 | 0 | 0 | 0 | 0 | 0 | 0 | 0 | 0 | 0 | 0 | 0 | False | False | 0 | 0 | 0.19 | 0.0039167710831300795 | 0.009194336558601347 | OPTIMIZED | INSTALLED | natural_gas |  | node_1384592_933_15291201_647 | AN | 8100304
generator_load_220332399 |  | 0 | 0 | 0 | 0 | 0 | False | 0 | 0 | 0 | 0 | 0 | 0 | 0 | 0 | 0 | 0 | 0 | 0 | 0 | 0 | 0 | 0 | 0 | False | False | 0 | 0 | 0.19 | 0.006463478002676982 | 0.01517254716049029 | OPTIMIZED | INSTALLED | natural_gas |  | node_1384132_872_15291416_423 | AN | 8100304
generator_load_220332488 |  | 0 | 0 | 0 | 0 | 0 | False | 0 | 0 | 0 | 0 | 0 | 0 | 0 | 0 | 0 | 0 | 0 | 0 | 0 | 0 | 0 | 0 | 0 | False | False | 0 | 0 | 0.19 | 0.007309693914023931 | 0.017158977898459715 | OPTIMIZED | INSTALLED | natural_gas |  | node_1384732_192_15292336_005 | AN | 8100304
generator_load_220332489 |  | 0 | 0 | 0 | 0 | 0 | False | 0 | 0 | 0 | 0 | 0 | 0 | 0 | 0 | 0 | 0 | 0 | 0 | 0 | 0 | 0 | 0 | 0 | False | False | 0 | 0 | 0.19 | 0.004417173910908254 | 0.010368996466855131 | OPTIMIZED | INSTALLED | natural_gas |  | node_1384793_584_15291447_856 | AN | 8100304
generator_load_220332501 |  | 0 | 0 | 0 | 0 | 0 | False | 0 | 0 | 0 | 0 | 0 | 0 | 0 | 0 | 0 | 0 | 0 | 0 | 0 | 0 | 0 | 0 | 0 | False | False | 0 | 0 | 0.19 | 0.01137226318492871 | 0.026695565294165752 | OPTIMIZED | INSTALLED | natural_gas |  | node_1383750_661_15294322_375 | AN | 8100304
generator_load_220332503 |  | 0 | 0 | 0 | 0 | 0 | False | 0 | 0 | 0 | 0 | 0 | 0 | 0 | 0 | 0 | 0 | 0 | 0 | 0 | 0 | 0 | 0 | 0 | False | False | 0 | 0 | 0.19 | 0.0023708700580080608 | 0.00556544577321997 | OPTIMIZED | INSTALLED | natural_gas |  | node_1383800_472_15293502_305 | AN | 8100304
generator_load_220332505 |  | 0 | 0 | 0 | 0 | 0 | False | 0 | 0 | 0 | 0 | 0 | 0 | 0 | 0 | 0 | 0 | 0 | 0 | 0 | 0 | 0 | 0 | 0 | False | False | 0 | 0 | 0.19 | 0.006333798185914391 | 0.014868133099346923 | OPTIMIZED | INSTALLED | natural_gas |  | node_1383753_207_15292178_945 | AN | 8100304
generator_load_220332507 |  | 0 | 0 | 0 | 0 | 0 | False | 0 | 0 | 0 | 0 | 0 | 0 | 0 | 0 | 0 | 0 | 0 | 0 | 0 | 0 | 0 | 0 | 0 | False | False | 0 | 0 | 0.19 | 0.0038889299998889435 | 0.009128982127395427 | OPTIMIZED | INSTALLED | natural_gas |  | node_1383596_729_15292281_807 | AN | 8100304
generator_load_220332508 |  | 0 | 0 | 0 | 0 | 0 | False | 0 | 0 | 0 | 0 | 0 | 0 | 0 | 0 | 0 | 0 | 0 | 0 | 0 | 0 | 0 | 0 | 0 | False | False | 0 | 0 | 0.19 | 0.003968789484020845 | 0.009316446153749252 | OPTIMIZED | INSTALLED | natural_gas |  | node_1383601_962_15292522_585 | AN | 8100304
generator_load_220332509 |  | 0 | 0 | 0 | 0 | 0 | False | 0 | 0 | 0 | 0 | 0 | 0 | 0 | 0 | 0 | 0 | 0 | 0 | 0 | 0 | 0 | 0 | 0 | False | False | 0 | 0 | 0.19 | 0.004011283479811194 | 0.00941619765401092 | OPTIMIZED | INSTALLED | natural_gas |  | node_1384185_887_15293819_155 | AN | 8100304
generator_load_220332510 |  | 0 | 0 | 0 | 0 | 0 | False | 0 | 0 | 0 | 0 | 0 | 0 | 0 | 0 | 0 | 0 | 0 | 0 | 0 | 0 | 0 | 0 | 0 | False | False | 0 | 0 | 0.19 | 0.007336802148599352 | 0.01722261247621285 | OPTIMIZED | INSTALLED | natural_gas |  | node_1384210_493_15292672_444 | AN | 8100304
generator_load_220332511 |  | 0 | 0 | 0 | 0 | 0 | False | 0 | 0 | 0 | 0 | 0 | 0 | 0 | 0 | 0 | 0 | 0 | 0 | 0 | 0 | 0 | 0 | 0 | False | False | 0 | 0 | 0.19 | 0.0033833984257934362 | 0.007942283244972132 | OPTIMIZED | INSTALLED | natural_gas |  | node_1384233_441_15293184_559 | AN | 8100304
generator_load_220332512 |  | 0 | 0 | 0 | 0 | 0 | False | 0 | 0 | 0 | 0 | 0 | 0 | 0 | 0 | 0 | 0 | 0 | 0 | 0 | 0 | 0 | 0 | 0 | False | False | 0 | 0 | 0.19 | 0.003631035824826659 | 0.008523593712014268 | OPTIMIZED | INSTALLED | natural_gas |  | node_1384210_164_15293488_769 | AN | 8100304
generator_load_220332522 |  | 0 | 0 | 0 | 0 | 0 | False | 0 | 0 | 0 | 0 | 0 | 0 | 0 | 0 | 0 | 0 | 0 | 0 | 0 | 0 | 0 | 0 | 0 | False | False | 0 | 0 | 0.19 | 0.0052069755237128205 | 0.012222998488959929 | OPTIMIZED | INSTALLED | natural_gas |  | node_1384210_946_15291701_505 | AN | 8100304
generator_load_220332525 |  | 0 | 0 | 0 | 0 | 0 | False | 0 | 0 | 0 | 0 | 0 | 0 | 0 | 0 | 0 | 0 | 0 | 0 | 0 | 0 | 0 | 0 | 0 | False | False | 0 | 0 | 0.19 | 0.009383838850165261 | 0.022027883023300797 | OPTIMIZED | INSTALLED | natural_gas |  | node_1384078_056_15294661_357 | AN | 8100304
generator_load_220332526 |  | 0 | 0 | 0 | 0 | 0 | False | 0 | 0 | 0 | 0 | 0 | 0 | 0 | 0 | 0 | 0 | 0 | 0 | 0 | 0 | 0 | 0 | 0 | False | False | 0 | 0 | 0.19 | 0.002677852194772388 | 0.006286064369937883 | OPTIMIZED | INSTALLED | natural_gas |  | node_1384042_128_15294217_645 | AN | 8100304
generator_load_220332567 |  | 0 | 0 | 0 | 0 | 0 | False | 0 | 0 | 0 | 0 | 0 | 0 | 0 | 0 | 0 | 0 | 0 | 0 | 0 | 0 | 0 | 0 | 0 | False | False | 0 | 0 | 0.19 | 0.00384863407235867 | 0.00903439018749212 | OPTIMIZED | INSTALLED | natural_gas |  | node_1383626_647_15292905_61 | AN | 8100304
generator_load_220332732 |  | 0 | 0 | 0 | 0 | 0 | False | 0 | 0 | 0 | 0 | 0 | 0 | 0 | 0 | 0 | 0 | 0 | 0 | 0 | 0 | 0 | 0 | 0 | False | False | 0 | 0 | 0.19 | 0.006550663823649223 | 0.015377209721371988 | OPTIMIZED | INSTALLED | natural_gas |  | node_1383296_88_15293265_172 | AN | 8100304
generator_load_220332741 |  | 0 | 0 | 0 | 0 | 0 | False | 0 | 0 | 0 | 0 | 0 | 0 | 0 | 0 | 0 | 0 | 0 | 0 | 0 | 0 | 0 | 0 | 0 | False | False | 0 | 0 | 0.19 | 0.007426918647628849 | 0.017434154450905695 | OPTIMIZED | INSTALLED | natural_gas |  | node_1384016_649_15291896_953 | AN | 8100304
generator_load_220332774 |  | 0 | 0 | 0 | 0 | 0 | False | 0 | 0 | 0 | 0 | 0 | 0 | 0 | 0 | 0 | 0 | 0 | 0 | 0 | 0 | 0 | 0 | 0 | False | False | 0 | 0 | 0.19 | 0.01141402457092188 | 0.026793596940974634 | OPTIMIZED | INSTALLED | natural_gas |  | node_1383350_179_15292345_867 | AN | 8100304
generator_load_220332775 |  | 0 | 0 | 0 | 0 | 0 | False | 0 | 0 | 0 | 0 | 0 | 0 | 0 | 0 | 0 | 0 | 0 | 0 | 0 | 0 | 0 | 0 | 0 | False | False | 0 | 0 | 0.19 | 0.0009517181715913752 | 0.00223408963517081 | OPTIMIZED | INSTALLED | natural_gas |  | node_1383205_209_15292169_372 | AN | 8100304
generator_load_220346943 |  | 0 | 0 | 0 | 0 | 0 | False | 0 | 0 | 0 | 0 | 0 | 0 | 0 | 0 | 0 | 0 | 0 | 0 | 0 | 0 | 0 | 0 | 0 | False | False | 0 | 0 | 0.19 | 0.004560774269291412 | 0.010706087743601456 | OPTIMIZED | INSTALLED | natural_gas |  | node_1379795_539_15293662_009 | AN | 8100304
generator_load_220347051 |  | 0 | 0 | 0 | 0 | 0 | False | 0 | 0 | 0 | 0 | 0 | 0 | 0 | 0 | 0 | 0 | 0 | 0 | 0 | 0 | 0 | 0 | 0 | False | False | 0 | 0 | 0.19 | 0.005626786496430448 | 0.0132084745174071 | OPTIMIZED | INSTALLED | natural_gas |  | node_1382131_077_15293797_384 | AN | 8100304
generator_load_220347052 |  | 0 | 0 | 0 | 0 | 0 | False | 0 | 0 | 0 | 0 | 0 | 0 | 0 | 0 | 0 | 0 | 0 | 0 | 0 | 0 | 0 | 0 | 0 | False | False | 0 | 0 | 0.19 | 0.005710309268416786 | 0.013404537811024861 | OPTIMIZED | INSTALLED | natural_gas |  | node_1382198_362_15293360_111 | AN | 8100304
generator_load_220347068 |  | 0 | 0 | 0 | 0 | 0 | False | 0 | 0 | 0 | 0 | 0 | 0 | 0 | 0 | 0 | 0 | 0 | 0 | 0 | 0 | 0 | 0 | 0 | False | False | 0 | 0 | 0.19 | 0.007860650161967046 | 0.01845230769495583 | OPTIMIZED | INSTALLED | natural_gas |  | node_1382758_335_15293015_042 | AN | 8100304
generator_load_220347070 |  | 0 | 0 | 0 | 0 | 0 | False | 0 | 0 | 0 | 0 | 0 | 0 | 0 | 0 | 0 | 0 | 0 | 0 | 0 | 0 | 0 | 0 | 0 | False | False | 0 | 0 | 0.19 | 0.0035929377266879273 | 0.008434161332469325 | OPTIMIZED | INSTALLED | natural_gas |  | node_1382551_158_15294093_762 | AN | 8100304
generator_load_220347071 |  | 0 | 0 | 0 | 0 | 0 | False | 0 | 0 | 0 | 0 | 0 | 0 | 0 | 0 | 0 | 0 | 0 | 0 | 0 | 0 | 0 | 0 | 0 | False | False | 0 | 0 | 0.19 | 0.008866584802709262 | 0.020813666485632903 | OPTIMIZED | INSTALLED | natural_gas |  | node_1382123_018_15294355_511 | AN | 8100304
generator_load_220347074 |  | 0 | 0 | 0 | 0 | 0 | False | 0 | 0 | 0 | 0 | 0 | 0 | 0 | 0 | 0 | 0 | 0 | 0 | 0 | 0 | 0 | 0 | 0 | False | False | 0 | 0 | 0.19 | 0.0052025796260612035 | 0.012212679368243204 | OPTIMIZED | INSTALLED | natural_gas |  | node_1381908_784_15293984_863 | AN | 8100304
generator_load_220347079 |  | 0 | 0 | 0 | 0 | 0 | False | 0 | 0 | 0 | 0 | 0 | 0 | 0 | 0 | 0 | 0 | 0 | 0 | 0 | 0 | 0 | 0 | 0 | False | False | 0 | 0 | 0.19 | 0.00839841847808677 | 0.01971468012930177 | OPTIMIZED | INSTALLED | natural_gas |  | node_1381549_1_15293648_984 | AN | 8100304
generator_load_220347080 |  | 0 | 0 | 0 | 0 | 0 | False | 0 | 0 | 0 | 0 | 0 | 0 | 0 | 0 | 0 | 0 | 0 | 0 | 0 | 0 | 0 | 0 | 0 | False | False | 0 | 0 | 0.19 | 0.004559309049697051 | 0.010702648036695881 | OPTIMIZED | INSTALLED | natural_gas |  | node_1381309_22_15293002_868 | AN | 8100304
generator_load_220347081 |  | 0 | 0 | 0 | 0 | 0 | False | 0 | 0 | 0 | 0 | 0 | 0 | 0 | 0 | 0 | 0 | 0 | 0 | 0 | 0 | 0 | 0 | 0 | False | False | 0 | 0 | 0.19 | 0.0069829301183930576 | 0.016391923258516544 | OPTIMIZED | INSTALLED | natural_gas |  | node_1381294_641_15293468_457 | AN | 8100304
generator_load_220347084 |  | 0 | 0 | 0 | 0 | 0 | False | 0 | 0 | 0 | 0 | 0 | 0 | 0 | 0 | 0 | 0 | 0 | 0 | 0 | 0 | 0 | 0 | 0 | False | False | 0 | 0 | 0.19 | 0.01084328666411222 | 0.025453831101253262 | OPTIMIZED | INSTALLED | natural_gas |  | node_1380250_026_15294787_466 | AN | 8100304
generator_load_220347087 |  | 0 | 0 | 0 | 0 | 0 | False | 0 | 0 | 0 | 0 | 0 | 0 | 0 | 0 | 0 | 0 | 0 | 0 | 0 | 0 | 0 | 0 | 0 | False | False | 0 | 0 | 0.19 | 0.00446259858475586 | 0.010475627380927947 | OPTIMIZED | INSTALLED | natural_gas |  | node_1380665_566_15293402_01 | AN | 8100304
generator_load_220347089 |  | 0 | 0 | 0 | 0 | 0 | False | 0 | 0 | 0 | 0 | 0 | 0 | 0 | 0 | 0 | 0 | 0 | 0 | 0 | 0 | 0 | 0 | 0 | False | False | 0 | 0 | 0.19 | 0.0062883735120667856 | 0.014761502185274104 | OPTIMIZED | INSTALLED | natural_gas |  | node_1380135_838_15293925_134 | AN | 8100304
generator_load_220347094 |  | 0 | 0 | 0 | 0 | 0 | False | 0 | 0 | 0 | 0 | 0 | 0 | 0 | 0 | 0 | 0 | 0 | 0 | 0 | 0 | 0 | 0 | 0 | False | False | 0 | 0 | 0.19 | 0.004973258666300165 | 0.011674365237520752 | OPTIMIZED | INSTALLED | natural_gas |  | node_1379838_154_15293969_638 | AN | 8100304
generator_load_220347096 |  | 0 | 0 | 0 | 0 | 0 | False | 0 | 0 | 0 | 0 | 0 | 0 | 0 | 0 | 0 | 0 | 0 | 0 | 0 | 0 | 0 | 0 | 0 | False | False | 0 | 0 | 0.19 | 0.008467288098655362 | 0.019876346353863778 | OPTIMIZED | INSTALLED | natural_gas |  | node_1381682_514_15293379_1 | AN | 8100304
generator_load_220347097 |  | 0 | 0 | 0 | 0 | 0 | False | 0 | 0 | 0 | 0 | 0 | 0 | 0 | 0 | 0 | 0 | 0 | 0 | 0 | 0 | 0 | 0 | 0 | False | False | 0 | 0 | 0.19 | 0.006943366800659965 | 0.016299051172066023 | OPTIMIZED | INSTALLED | natural_gas |  | node_1380861_999_15293333_281 | AN | 8100304
generator_load_220347098 |  | 0 | 0 | 0 | 0 | 0 | False | 0 | 0 | 0 | 0 | 0 | 0 | 0 | 0 | 0 | 0 | 0 | 0 | 0 | 0 | 0 | 0 | 0 | False | False | 0 | 0 | 0.19 | 0.0062217019597582725 | 0.014604995521070453 | OPTIMIZED | INSTALLED | natural_gas |  | node_1380428_425_15293267_728 | AN | 8100304
generator_load_220347099 |  | 0 | 0 | 0 | 0 | 0 | False | 0 | 0 | 0 | 0 | 0 | 0 | 0 | 0 | 0 | 0 | 0 | 0 | 0 | 0 | 0 | 0 | 0 | False | False | 0 | 0 | 0.19 | 0.00511026505877163 | 0.011995977833191994 | OPTIMIZED | INSTALLED | natural_gas |  | node_1381012_279_15293577_532 | AN | 8100304
generator_load_220347100 |  | 0 | 0 | 0 | 0 | 0 | False | 0 | 0 | 0 | 0 | 0 | 0 | 0 | 0 | 0 | 0 | 0 | 0 | 0 | 0 | 0 | 0 | 0 | False | False | 0 | 0 | 0.19 | 0.012847096760090599 | 0.030157630294626755 | OPTIMIZED | INSTALLED | natural_gas |  | node_1380667_51_15294391_593 | AN | 8100304
generator_load_220347101 |  | 0 | 0 | 0 | 0 | 0 | False | 0 | 0 | 0 | 0 | 0 | 0 | 0 | 0 | 0 | 0 | 0 | 0 | 0 | 0 | 0 | 0 | 0 | False | False | 0 | 0 | 0.19 | 0.005107334619582908 | 0.011989098419380844 | OPTIMIZED | INSTALLED | natural_gas |  | node_1379993_553_15294168_106 | AN | 8100304
generator_load_220347528 |  | 0 | 0 | 0 | 0 | 0 | False | 0 | 0 | 0 | 0 | 0 | 0 | 0 | 0 | 0 | 0 | 0 | 0 | 0 | 0 | 0 | 0 | 0 | False | False | 0 | 0 | 0.19 | 0.006560188467618173 | 0.015399567816258225 | OPTIMIZED | INSTALLED | natural_gas |  | node_1382529_422_15293810_884 | AN | 8100304
generator_load_220347611 |  | 0 | 0 | 0 | 0 | 0 | False | 0 | 0 | 0 | 0 | 0 | 0 | 0 | 0 | 0 | 0 | 0 | 0 | 0 | 0 | 0 | 0 | 0 | False | False | 0 | 0 | 0.19 | 0.002105649068368367 | 0.004942858823310937 | OPTIMIZED | INSTALLED | natural_gas |  | node_1380727_029_15292869_578 | AN | 8100304
generator_load_220486439 |  | 0 | 0 | 0 | 0 | 0 | False | 0 | 0 | 0 | 0 | 0 | 0 | 0 | 0 | 0 | 0 | 0 | 0 | 0 | 0 | 0 | 0 | 0 | False | False | 0 | 0 | 0.19 | 0.006751411329240478 | 0.01584844956743573 | OPTIMIZED | INSTALLED | natural_gas |  | node_1381589_727_15293037_421 | AN | 8100304
generator_load_220512713 |  | 0 | 0 | 0 | 0 | 0 | False | 0 | 0 | 0 | 0 | 0 | 0 | 0 | 0 | 0 | 0 | 0 | 0 | 0 | 0 | 0 | 0 | 0 | False | False | 0 | 0 | 0.19 | 0.009268079575023238 | 0.02175614617776039 | OPTIMIZED | INSTALLED | natural_gas |  | node_1380771_054_15293051_634 | AN | 8100304
generator_load_220521261 |  | 0 | 0 | 0 | 0 | 0 | False | 0 | 0 | 0 | 0 | 0 | 0 | 0 | 0 | 0 | 0 | 0 | 0 | 0 | 0 | 0 | 0 | 0 | False | False | 0 | 0 | 0.19 | 0.005445088278777093 | 0.012781950861115828 | OPTIMIZED | INSTALLED | natural_gas |  | node_1383926_638_15292865_202 | AN | 8100304
generator_load_220529402 |  | 0 | 0 | 0 | 0 | 0 | False | 0 | 0 | 0 | 0 | 0 | 0 | 0 | 0 | 0 | 0 | 0 | 0 | 0 | 0 | 0 | 0 | 0 | False | False | 0 | 0 | 0.19 | 0.004466261872610297 | 0.010484226648191883 | OPTIMIZED | INSTALLED | natural_gas |  | node_1384839_449_15291167_534 | AN | 8100304
generator_load_220546506 |  | 0 | 0 | 0 | 0 | 0 | False | 0 | 0 | 0 | 0 | 0 | 0 | 0 | 0 | 0 | 0 | 0 | 0 | 0 | 0 | 0 | 0 | 0 | False | False | 0 | 0 | 0.19 | 0.009445381895024977 | 0.022172350713334937 | OPTIMIZED | INSTALLED | natural_gas |  | node_1381111_33_15294012_546 | AN | 8100304
generator_load_220554304 |  | 0 | 0 | 0 | 0 | 0 | False | 0 | 0 | 0 | 0 | 0 | 0 | 0 | 0 | 0 | 0 | 0 | 0 | 0 | 0 | 0 | 0 | 0 | False | False | 0 | 0 | 0.19 | 0.005981391375302458 | 0.014040883588556192 | OPTIMIZED | INSTALLED | natural_gas |  | node_1382652_637_15293519_361 | AN | 8100304
generator_load_220594053 |  | 0 | 0 | 0 | 0 | 0 | False | 0 | 0 | 0 | 0 | 0 | 0 | 0 | 0 | 0 | 0 | 0 | 0 | 0 | 0 | 0 | 0 | 0 | False | False | 0 | 0 | 0.19 | 0.002977507994696377 | 0.006989484432127923 | OPTIMIZED | INSTALLED | natural_gas |  | node_1382183_282_15294785_727 | AN | 8100304
generator_load_220613537 |  | 0 | 0 | 0 | 0 | 0 | False | 0 | 0 | 0 | 0 | 0 | 0 | 0 | 0 | 0 | 0 | 0 | 0 | 0 | 0 | 0 | 0 | 0 | False | False | 0 | 0 | 0.19 | 0.010381714305401423 | 0.024370323425997212 | OPTIMIZED | INSTALLED | natural_gas |  | node_1384767_403_15291773_441 | AN | 8100304
generator_load_220617552 |  | 0 | 0 | 0 | 0 | 0 | False | 0 | 0 | 0 | 0 | 0 | 0 | 0 | 0 | 0 | 0 | 0 | 0 | 0 | 0 | 0 | 0 | 0 | False | False | 0 | 0 | 0.19 | 0.006686204996526326 | 0.015695382610137653 | OPTIMIZED | INSTALLED | natural_gas |  | node_1383887_488_15293246_274 | AN | 8100304
generator_load_220621808 |  | 0 | 0 | 0 | 0 | 0 | False | 0 | 0 | 0 | 0 | 0 | 0 | 0 | 0 | 0 | 0 | 0 | 0 | 0 | 0 | 0 | 0 | 0 | False | False | 0 | 0 | 0.19 | 0.008861456295260464 | 0.020801627511463392 | OPTIMIZED | INSTALLED | natural_gas |  | node_1381026_734_15294312_678 | AN | 8100304
generator_load_310064919 |  | 0 | 0 | 0 | 0 | 0 | False | 0 | 0 | 0 | 0 | 0 | 0 | 0 | 0 | 0 | 0 | 0 | 0 | 0 | 0 | 0 | 0 | 0 | False | False | 0 | 0 | 0.19 | 0.009491539178669763 | 0.022280701480860542 | OPTIMIZED | INSTALLED | natural_gas |  | node_1381652_568_15294291_761 | AN | 8100304

## HeatPump
Name | GroupId | YearOfInstallation | ReactivePower | ActivePower | MaxPowerOutput | MinPowerOutput | RampUpLimit | RampDownLimit | CapitalCost | FixedOperatingCost | VariableOperatingCost | MaxReactivePower | MaxActivePower | OutputSchedule | PlanningStatus | UnitType | UnitSubtype | ParentNode | Phases | Feeder | Comments
heatpump_load_220332396 |  | 0 | 0 | 0 | 0 | 0 | 0 | 0 | 0 | 0 | 0.19 | 0.004669939817390275 | 0.010962345908066778 | OPTIMIZED | INSTALLED |  |  | node_1385351_658_15290889_225 | AN | 8100304
heatpump_load_220332398 |  | 0 | 0 | 0 | 0 | 0 | 0 | 0 | 0 | 0 | 0.19 | 0.0039167710831300795 | 0.009194336558601347 | OPTIMIZED | INSTALLED |  |  | node_1384592_933_15291201_647 | AN | 8100304
heatpump_load_220332399 |  | 0 | 0 | 0 | 0 | 0 | 0 | 0 | 0 | 0 | 0.19 | 0.006463478002676982 | 0.01517254716049029 | OPTIMIZED | INSTALLED |  |  | node_1384132_872_15291416_423 | AN | 8100304
heatpump_load_220332488 |  | 0 | 0 | 0 | 0 | 0 | 0 | 0 | 0 | 0 | 0.19 | 0.007309693914023931 | 0.017158977898459715 | OPTIMIZED | INSTALLED |  |  | node_1384732_192_15292336_005 | AN | 8100304
heatpump_load_220332489 |  | 0 | 0 | 0 | 0 | 0 | 0 | 0 | 0 | 0 | 0.19 | 0.004417173910908254 | 0.010368996466855131 | OPTIMIZED | INSTALLED |  |  | node_1384793_584_15291447_856 | AN | 8100304
heatpump_load_220332501 |  | 0 | 0 | 0 | 0 | 0 | 0 | 0 | 0 | 0 | 0.19 | 0.01137226318492871 | 0.026695565294165752 | OPTIMIZED | INSTALLED |  |  | node_1383750_661_15294322_375 | AN | 8100304
heatpump_load_220332503 |  | 0 | 0 | 0 | 0 | 0 | 0 | 0 | 0 | 0 | 0.19 | 0.0023708700580080608 | 0.00556544577321997 | OPTIMIZED | INSTALLED |  |  | node_1383800_472_15293502_305 | AN | 8100304
heatpump_load_220332505 |  | 0 | 0 | 0 | 0 | 0 | 0 | 0 | 0 | 0 | 0.19 | 0.006333798185914391 | 0.014868133099346923 | OPTIMIZED | INSTALLED |  |  | node_1383753_207_15292178_945 | AN | 8100304
heatpump_load_220332507 |  | 0 | 0 | 0 | 0 | 0 | 0 | 0 | 0 | 0 | 0.19 | 0.0038889299998889435 | 0.009128982127395427 | OPTIMIZED | INSTALLED |  |  | node_1383596_729_15292281_807 | AN | 8100304
heatpump_load_220332508 |  | 0 | 0 | 0 | 0 | 0 | 0 | 0 | 0 | 0 | 0.19 | 0.003968789484020845 | 0.009316446153749252 | OPTIMIZED | INSTALLED |  |  | node_1383601_962_15292522_585 | AN | 8100304
heatpump_load_220332509 |  | 0 | 0 | 0 | 0 | 0 | 0 | 0 | 0 | 0 | 0.19 | 0.004011283479811194 | 0.00941619765401092 | OPTIMIZED | INSTALLED |  |  | node_1384185_887_15293819_155 | AN | 8100304
heatpump_load_220332510 |  | 0 | 0 | 0 | 0 | 0 | 0 | 0 | 0 | 0 | 0.19 | 0.007336802148599352 | 0.01722261247621285 | OPTIMIZED | INSTALLED |  |  | node_1384210_493_15292672_444 | AN | 8100304
heatpump_load_220332511 |  | 0 | 0 | 0 | 0 | 0 | 0 | 0 | 0 | 0 | 0.19 | 0.0033833984257934362 | 0.007942283244972132 | OPTIMIZED | INSTALLED |  |  | node_1384233_441_15293184_559 | AN | 8100304
heatpump_load_220332512 |  | 0 | 0 | 0 | 0 | 0 | 0 | 0 | 0 | 0 | 0.19 | 0.003631035824826659 | 0.008523593712014268 | OPTIMIZED | INSTALLED |  |  | node_1384210_164_15293488_769 | AN | 8100304
heatpump_load_220332522 |  | 0 | 0 | 0 | 0 | 0 | 0 | 0 | 0 | 0 | 0.19 | 0.0052069755237128205 | 0.012222998488959929 | OPTIMIZED | INSTALLED |  |  | node_1384210_946_15291701_505 | AN | 8100304
heatpump_load_220332525 |  | 0 | 0 | 0 | 0 | 0 | 0 | 0 | 0 | 0 | 0.19 | 0.009383838850165261 | 0.022027883023300797 | OPTIMIZED | INSTALLED |  |  | node_1384078_056_15294661_357 | AN | 8100304
heatpump_load_220332526 |  | 0 | 0 | 0 | 0 | 0 | 0 | 0 | 0 | 0 | 0.19 | 0.002677852194772388 | 0.006286064369937883 | OPTIMIZED | INSTALLED |  |  | node_1384042_128_15294217_645 | AN | 8100304
heatpump_load_220332567 |  | 0 | 0 | 0 | 0 | 0 | 0 | 0 | 0 | 0 | 0.19 | 0.00384863407235867 | 0.00903439018749212 | OPTIMIZED | INSTALLED |  |  | node_1383626_647_15292905_61 | AN | 8100304
heatpump_load_220332732 |  | 0 | 0 | 0 | 0 | 0 | 0 | 0 | 0 | 0 | 0.19 | 0.006550663823649223 | 0.015377209721371988 | OPTIMIZED | INSTALLED |  |  | node_1383296_88_15293265_172 | AN | 8100304
heatpump_load_220332741 |  | 0 | 0 | 0 | 0 | 0 | 0 | 0 | 0 | 0 | 0.19 | 0.007426918647628849 | 0.017434154450905695 | OPTIMIZED | INSTALLED |  |  | node_1384016_649_15291896_953 | AN | 8100304
heatpump_load_220332774 |  | 0 | 0 | 0 | 0 | 0 | 0 | 0 | 0 | 0 | 0.19 | 0.01141402457092188 | 0.026793596940974634 | OPTIMIZED | INSTALLED |  |  | node_1383350_179_15292345_867 | AN | 8100304
heatpump_load_220332775 |  | 0 | 0 | 0 | 0 | 0 | 0 | 0 | 0 | 0 | 0.19 | 0.0009517181715913752 | 0.00223408963517081 | OPTIMIZED | INSTALLED |  |  | node_1383205_209_15292169_372 | AN | 8100304
heatpump_load_220346943 |  | 0 | 0 | 0 | 0 | 0 | 0 | 0 | 0 | 0 | 0.19 | 0.004560774269291412 | 0.010706087743601456 | OPTIMIZED | INSTALLED |  |  | node_1379795_539_15293662_009 | AN | 8100304
heatpump_load_220347051 |  | 0 | 0 | 0 | 0 | 0 | 0 | 0 | 0 | 0 | 0.19 | 0.005626786496430448 | 0.0132084745174071 | OPTIMIZED | INSTALLED |  |  | node_1382131_077_15293797_384 | AN | 8100304
heatpump_load_220347052 |  | 0 | 0 | 0 | 0 | 0 | 0 | 0 | 0 | 0 | 0.19 | 0.005710309268416786 | 0.013404537811024861 | OPTIMIZED | INSTALLED |  |  | node_1382198_362_15293360_111 | AN | 8100304
heatpump_load_220347068 |  | 0 | 0 | 0 | 0 | 0 | 0 | 0 | 0 | 0 | 0.19 | 0.007860650161967046 | 0.01845230769495583 | OPTIMIZED | INSTALLED |  |  | node_1382758_335_15293015_042 | AN | 8100304
heatpump_load_220347070 |  | 0 | 0 | 0 | 0 | 0 | 0 | 0 | 0 | 0 | 0.19 | 0.0035929377266879273 | 0.008434161332469325 | OPTIMIZED | INSTALLED |  |  | node_1382551_158_15294093_762 | AN | 8100304
heatpump_load_220347071 |  | 0 | 0 | 0 | 0 | 0 | 0 | 0 | 0 | 0 | 0.19 | 0.008866584802709262 | 0.020813666485632903 | OPTIMIZED | INSTALLED |  |  | node_1382123_018_15294355_511 | AN | 8100304
heatpump_load_220347074 |  | 0 | 0 | 0 | 0 | 0 | 0 | 0 | 0 | 0 | 0.19 | 0.0052025796260612035 | 0.012212679368243204 | OPTIMIZED | INSTALLED |  |  | node_1381908_784_15293984_863 | AN | 8100304
heatpump_load_220347079 |  | 0 | 0 | 0 | 0 | 0 | 0 | 0 | 0 | 0 | 0.19 | 0.00839841847808677 | 0.01971468012930177 | OPTIMIZED | INSTALLED |  |  | node_1381549_1_15293648_984 | AN | 8100304
heatpump_load_220347080 |  | 0 | 0 | 0 | 0 | 0 | 0 | 0 | 0 | 0 | 0.19 | 0.004559309049697051 | 0.010702648036695881 | OPTIMIZED | INSTALLED |  |  | node_1381309_22_15293002_868 | AN | 8100304
heatpump_load_220347081 |  | 0 | 0 | 0 | 0 | 0 | 0 | 0 | 0 | 0 | 0.19 | 0.0069829301183930576 | 0.016391923258516544 | OPTIMIZED | INSTALLED |  |  | node_1381294_641_15293468_457 | AN | 8100304
heatpump_load_220347084 |  | 0 | 0 | 0 | 0 | 0 | 0 | 0 | 0 | 0 | 0.19 | 0.01084328666411222 | 0.025453831101253262 | OPTIMIZED | INSTALLED |  |  | node_1380250_026_15294787_466 | AN | 8100304
heatpump_load_220347087 |  | 0 | 0 | 0 | 0 | 0 | 0 | 0 | 0 | 0 | 0.19 | 0.00446259858475586 | 0.010475627380927947 | OPTIMIZED | INSTALLED |  |  | node_1380665_566_15293402_01 | AN | 8100304
heatpump_load_220347089 |  | 0 | 0 | 0 | 0 | 0 | 0 | 0 | 0 | 0 | 0.19 | 0.0062883735120667856 | 0.014761502185274104 | OPTIMIZED | INSTALLED |  |  | node_1380135_838_15293925_134 | AN | 8100304
heatpump_load_220347094 |  | 0 | 0 | 0 | 0 | 0 | 0 | 0 | 0 | 0 | 0.19 | 0.004973258666300165 | 0.011674365237520752 | OPTIMIZED | INSTALLED |  |  | node_1379838_154_15293969_638 | AN | 8100304
heatpump_load_220347096 |  | 0 | 0 | 0 | 0 | 0 | 0 | 0 | 0 | 0 | 0.19 | 0.008467288098655362 | 0.019876346353863778 | OPTIMIZED | INSTALLED |  |  | node_1381682_514_15293379_1 | AN | 8100304
heatpump_load_220347097 |  | 0 | 0 | 0 | 0 | 0 | 0 | 0 | 0 | 0 | 0.19 | 0.006943366800659965 | 0.016299051172066023 | OPTIMIZED | INSTALLED |  |  | node_1380861_999_15293333_281 | AN | 8100304
heatpump_load_220347098 |  | 0 | 0 | 0 | 0 | 0 | 0 | 0 | 0 | 0 | 0.19 | 0.0062217019597582725 | 0.014604995521070453 | OPTIMIZED | INSTALLED |  |  | node_1380428_425_15293267_728 | AN | 8100304
heatpump_load_220347099 |  | 0 | 0 | 0 | 0 | 0 | 0 | 0 | 0 | 0 | 0.19 | 0.00511026505877163 | 0.011995977833191994 | OPTIMIZED | INSTALLED |  |  | node_1381012_279_15293577_532 | AN | 8100304
heatpump_load_220347100 |  | 0 | 0 | 0 | 0 | 0 | 0 | 0 | 0 | 0 | 0.19 | 0.012847096760090599 | 0.030157630294626755 | OPTIMIZED | INSTALLED |  |  | node_1380667_51_15294391_593 | AN | 8100304
heatpump_load_220347101 |  | 0 | 0 | 0 | 0 | 0 | 0 | 0 | 0 | 0 | 0.19 | 0.005107334619582908 | 0.011989098419380844 | OPTIMIZED | INSTALLED |  |  | node_1379993_553_15294168_106 | AN | 8100304
heatpump_load_220347528 |  | 0 | 0 | 0 | 0 | 0 | 0 | 0 | 0 | 0 | 0.19 | 0.006560188467618173 | 0.015399567816258225 | OPTIMIZED | INSTALLED |  |  | node_1382529_422_15293810_884 | AN | 8100304
heatpump_load_220347611 |  | 0 | 0 | 0 | 0 | 0 | 0 | 0 | 0 | 0 | 0.19 | 0.002105649068368367 | 0.004942858823310937 | OPTIMIZED | INSTALLED |  |  | node_1380727_029_15292869_578 | AN | 8100304
heatpump_load_220486439 |  | 0 | 0 | 0 | 0 | 0 | 0 | 0 | 0 | 0 | 0.19 | 0.006751411329240478 | 0.01584844956743573 | OPTIMIZED | INSTALLED |  |  | node_1381589_727_15293037_421 | AN | 8100304
heatpump_load_220512713 |  | 0 | 0 | 0 | 0 | 0 | 0 | 0 | 0 | 0 | 0.19 | 0.009268079575023238 | 0.02175614617776039 | OPTIMIZED | INSTALLED |  |  | node_1380771_054_15293051_634 | AN | 8100304
heatpump_load_220521261 |  | 0 | 0 | 0 | 0 | 0 | 0 | 0 | 0 | 0 | 0.19 | 0.005445088278777093 | 0.012781950861115828 | OPTIMIZED | INSTALLED |  |  | node_1383926_638_15292865_202 | AN | 8100304
heatpump_load_220529402 |  | 0 | 0 | 0 | 0 | 0 | 0 | 0 | 0 | 0 | 0.19 | 0.004466261872610297 | 0.010484226648191883 | OPTIMIZED | INSTALLED |  |  | node_1384839_449_15291167_534 | AN | 8100304
heatpump_load_220546506 |  | 0 | 0 | 0 | 0 | 0 | 0 | 0 | 0 | 0 | 0.19 | 0.009445381895024977 | 0.022172350713334937 | OPTIMIZED | INSTALLED |  |  | node_1381111_33_15294012_546 | AN | 8100304
heatpump_load_220554304 |  | 0 | 0 | 0 | 0 | 0 | 0 | 0 | 0 | 0 | 0.19 | 0.005981391375302458 | 0.014040883588556192 | OPTIMIZED | INSTALLED |  |  | node_1382652_637_15293519_361 | AN | 8100304
heatpump_load_220594053 |  | 0 | 0 | 0 | 0 | 0 | 0 | 0 | 0 | 0 | 0.19 | 0.002977507994696377 | 0.006989484432127923 | OPTIMIZED | INSTALLED |  |  | node_1382183_282_15294785_727 | AN | 8100304
heatpump_load_220613537 |  | 0 | 0 | 0 | 0 | 0 | 0 | 0 | 0 | 0 | 0.19 | 0.010381714305401423 | 0.024370323425997212 | OPTIMIZED | INSTALLED |  |  | node_1384767_403_15291773_441 | AN | 8100304
heatpump_load_220617552 |  | 0 | 0 | 0 | 0 | 0 | 0 | 0 | 0 | 0 | 0.19 | 0.006686204996526326 | 0.015695382610137653 | OPTIMIZED | INSTALLED |  |  | node_1383887_488_15293246_274 | AN | 8100304
heatpump_load_220621808 |  | 0 | 0 | 0 | 0 | 0 | 0 | 0 | 0 | 0 | 0.19 | 0.008861456295260464 | 0.020801627511463392 | OPTIMIZED | INSTALLED |  |  | node_1381026_734_15294312_678 | AN | 8100304
heatpump_load_310064919 |  | 0 | 0 | 0 | 0 | 0 | 0 | 0 | 0 | 0 | 0.19 | 0.009491539178669763 | 0.022280701480860542 | OPTIMIZED | INSTALLED |  |  | node_1381652_568_15294291_761 | AN | 8100304

## LineSpacing
Name | DistanceAB | DistanceAC | DistanceAE | DistanceAN | DistanceBC | DistanceBE | DistanceBN | DistanceCE | DistanceCN | DistanceNE | Feeder | Comments

## Load
Name | GroupId | PriorityLevel | LoadClass | BaseReactivePowerA | BaseReactivePowerB | BaseReactivePowerC | BaseActivePowerA | BaseActivePowerB | BaseActivePowerC | BasePowerA | BasePowerB | BasePowerC | ConstantCurrentAReal | ConstantCurrentAImag | ConstantCurrentA | ConstantCurrentBReal | ConstantCurrentBImag | ConstantCurrentB | ConstantCurrentCReal | ConstantCurrentCImag | ConstantCurrentC | ConstantResistanceA | ConstantReactanceA | ConstantImpedanceA | ConstantResistanceB | ConstantReactanceB | ConstantImpedanceB | ConstantResistanceC | ConstantReactanceC | ConstantImpedanceC | ConstantActivePowerA | ConstantReactivePowerA | ConstantPowerA | ConstantActivePowerB | ConstantReactivePowerB | ConstantPowerB | ConstantActivePowerC | ConstantReactivePowerC | ConstantPowerC | CurrentFractionA | CurrentFractionB | CurrentFractionC | CurrentPfA | CurrentPfB | CurrentPfC | ImpedanceFractionA | ImpedanceFractionB | ImpedanceFractionC | ImpedancePfA | ImpedancePfB | ImpedancePfC | PowerFractionA | PowerFractionB | PowerFractionC | PowerPfA | PowerPfB | PowerPfC | DemandResponseLowerBound | DemandResponseShortageCost | DemandResponseSurplusCost | DemandResponseUpperBound | ActivePowerA | ActivePowerB | ActivePowerC | ReactivePowerA | ReactivePowerB | ReactivePowerC | NominalVoltage | Status | ParentNode | Phases | Feeder | Comments
load_220332363 |  | 0 | C | 0 | 0 | 0 | 0 | 0 | 0 | 0 | 0 | 0 | 0 | 0 | 0+0j | 0 | 0 | 0+0j | 0 | 0 | 0+0j | 0 | 0 | 0+0j | 0 | 0 | 0+0j | 0 | 0 | 0+0j | 3110.4 | 1325.025 | 3110.4+1325.025j | 0 | 0 | 0+0j | 0 | 0 | 0+0j | 0 | 0 | 0 | 0 | 0 | 0 | 0 | 0 | 0 | 0 | 0 | 0 | 0 | 0 | 0 | 0 | 0 | 0 | 1 | 0 | 0 | 1 | 0 | 0 | 0 | 0 | 0 | 0 | 0 | OPEN | node_1384311_679_15292034_621 | AN | 8100304
load_220332396 |  | 0 | R | 0 | 0 | 0 | 0 | 0 | 0 | 0 | 0 | 0 | 0 | 0 | 0+0j | 0 | 0 | 0+0j | 0 | 0 | 0+0j | 0 | 0 | 0+0j | 0 | 0 | 0+0j | 0 | 0 | 0+0j | 45892.8 | 19550.251 | 45892.8+19550.251j | 0 | 0 | 0+0j | 0 | 0 | 0+0j | 0 | 0 | 0 | 0 | 0 | 0 | 0 | 0 | 0 | 0 | 0 | 0 | 0 | 0 | 0 | 0 | 0 | 0 | 1 | 0 | 0 | 1 | 0 | 0 | 0 | 0 | 0 | 0 | 0 | OPEN | node_1385351_658_15290889_225 | AN | 8100304
load_220332398 |  | 0 | R | 0 | 0 | 0 | 0 | 0 | 0 | 0 | 0 | 0 | 0 | 0 | 0+0j | 0 | 0 | 0+0j | 0 | 0 | 0+0j | 0 | 0 | 0+0j | 0 | 0 | 0+0j | 0 | 0 | 0+0j | 38491.2 | 16397.183 | 38491.2+16397.183j | 0 | 0 | 0+0j | 0 | 0 | 0+0j | 0 | 0 | 0 | 0 | 0 | 0 | 0 | 0 | 0 | 0 | 0 | 0 | 0 | 0 | 0 | 0 | 0 | 0 | 1 | 0 | 0 | 1 | 0 | 0 | 0 | 0 | 0 | 0 | 0 | OPEN | node_1384592_933_15291201_647 | AN | 8100304
load_220332399 |  | 0 | R | 0 | 0 | 0 | 0 | 0 | 0 | 0 | 0 | 0 | 0 | 0 | 0+0j | 0 | 0 | 0+0j | 0 | 0 | 0+0j | 0 | 0 | 0+0j | 0 | 0 | 0+0j | 0 | 0 | 0+0j | 63518.4 | 27058.725 | 63518.4+27058.725j | 0 | 0 | 0+0j | 0 | 0 | 0+0j | 0 | 0 | 0 | 0 | 0 | 0 | 0 | 0 | 0 | 0 | 0 | 0 | 0 | 0 | 0 | 0 | 0 | 0 | 1 | 0 | 0 | 1 | 0 | 0 | 0 | 0 | 0 | 0 | 0 | OPEN | node_1384132_872_15291416_423 | AN | 8100304
load_220332400 |  | 0 | C | 0 | 0 | 0 | 0 | 0 | 0 | 0 | 0 | 0 | 0 | 0 | 0+0j | 0 | 0 | 0+0j | 0 | 0 | 0+0j | 0 | 0 | 0+0j | 0 | 0 | 0+0j | 0 | 0 | 0+0j | 3160.8 | 1346.495 | 3160.8+1346.495j | 0 | 0 | 0+0j | 0 | 0 | 0+0j | 0 | 0 | 0 | 0 | 0 | 0 | 0 | 0 | 0 | 0 | 0 | 0 | 0 | 0 | 0 | 0 | 0 | 0 | 1 | 0 | 0 | 1 | 0 | 0 | 0 | 0 | 0 | 0 | 0 | OPEN | node_1383838_526_15291665_917 | AN | 8100304
load_220332401 |  | 0 | C | 0 | 0 | 0 | 0 | 0 | 0 | 0 | 0 | 0 | 0 | 0 | 0+0j | 0 | 0 | 0+0j | 0 | 0 | 0+0j | 0 | 0 | 0+0j | 0 | 0 | 0+0j | 0 | 0 | 0+0j | 7.2 | 3.067 | 7.2+3.067j | 0 | 0 | 0+0j | 0 | 0 | 0+0j | 0 | 0 | 0 | 0 | 0 | 0 | 0 | 0 | 0 | 0 | 0 | 0 | 0 | 0 | 0 | 0 | 0 | 0 | 1 | 0 | 0 | 1 | 0 | 0 | 0 | 0 | 0 | 0 | 0 | OPEN | node_1383433_826_15291970_554 | AN | 8100304
load_220332488 |  | 0 | R | 0 | 0 | 0 | 0 | 0 | 0 | 0 | 0 | 0 | 0 | 0 | 0+0j | 0 | 0 | 0+0j | 0 | 0 | 0+0j | 0 | 0 | 0+0j | 0 | 0 | 0+0j | 0 | 0 | 0+0j | 71834.4 | 30601.326 | 71834.4+30601.326j | 0 | 0 | 0+0j | 0 | 0 | 0+0j | 0 | 0 | 0 | 0 | 0 | 0 | 0 | 0 | 0 | 0 | 0 | 0 | 0 | 0 | 0 | 0 | 0 | 0 | 1 | 0 | 0 | 1 | 0 | 0 | 0 | 0 | 0 | 0 | 0 | OPEN | node_1384732_192_15292336_005 | AN | 8100304
load_220332489 |  | 0 | R | 0 | 0 | 0 | 0 | 0 | 0 | 0 | 0 | 0 | 0 | 0 | 0+0j | 0 | 0 | 0+0j | 0 | 0 | 0+0j | 0 | 0 | 0+0j | 0 | 0 | 0+0j | 0 | 0 | 0+0j | 43408.8 | 18492.071 | 43408.8+18492.071j | 0 | 0 | 0+0j | 0 | 0 | 0+0j | 0 | 0 | 0 | 0 | 0 | 0 | 0 | 0 | 0 | 0 | 0 | 0 | 0 | 0 | 0 | 0 | 0 | 0 | 1 | 0 | 0 | 1 | 0 | 0 | 0 | 0 | 0 | 0 | 0 | OPEN | node_1384793_584_15291447_856 | AN | 8100304
load_220332501 |  | 0 | R | 0 | 0 | 0 | 0 | 0 | 0 | 0 | 0 | 0 | 0 | 0 | 0+0j | 0 | 0 | 0+0j | 0 | 0 | 0+0j | 0 | 0 | 0+0j | 0 | 0 | 0+0j | 0 | 0 | 0+0j | 111758.4 | 47608.879 | 111758.4+47608.879j | 0 | 0 | 0+0j | 0 | 0 | 0+0j | 0 | 0 | 0 | 0 | 0 | 0 | 0 | 0 | 0 | 0 | 0 | 0 | 0 | 0 | 0 | 0 | 0 | 0 | 1 | 0 | 0 | 1 | 0 | 0 | 0 | 0 | 0 | 0 | 0 | OPEN | node_1383750_661_15294322_375 | AN | 8100304
load_220332502 |  | 0 | C | 0 | 0 | 0 | 0 | 0 | 0 | 0 | 0 | 0 | 0 | 0 | 0+0j | 0 | 0 | 0+0j | 0 | 0 | 0+0j | 0 | 0 | 0+0j | 0 | 0 | 0+0j | 0 | 0 | 0+0j | 2880 | 1226.875 | 2880+1226.875j | 0 | 0 | 0+0j | 0 | 0 | 0+0j | 0 | 0 | 0 | 0 | 0 | 0 | 0 | 0 | 0 | 0 | 0 | 0 | 0 | 0 | 0 | 0 | 0 | 0 | 1 | 0 | 0 | 1 | 0 | 0 | 0 | 0 | 0 | 0 | 0 | OPEN | node_1383767_713_15294022_895 | AN | 8100304
load_220332503 |  | 0 | R | 0 | 0 | 0 | 0 | 0 | 0 | 0 | 0 | 0 | 0 | 0 | 0+0j | 0 | 0 | 0+0j | 0 | 0 | 0+0j | 0 | 0 | 0+0j | 0 | 0 | 0+0j | 0 | 0 | 0+0j | 23299.2 | 9925.418 | 23299.2+9925.418j | 0 | 0 | 0+0j | 0 | 0 | 0+0j | 0 | 0 | 0 | 0 | 0 | 0 | 0 | 0 | 0 | 0 | 0 | 0 | 0 | 0 | 0 | 0 | 0 | 0 | 1 | 0 | 0 | 1 | 0 | 0 | 0 | 0 | 0 | 0 | 0 | OPEN | node_1383800_472_15293502_305 | AN | 8100304
load_220332505 |  | 0 | R | 0 | 0 | 0 | 0 | 0 | 0 | 0 | 0 | 0 | 0 | 0 | 0+0j | 0 | 0 | 0+0j | 0 | 0 | 0+0j | 0 | 0 | 0+0j | 0 | 0 | 0+0j | 0 | 0 | 0+0j | 62244 | 26515.833 | 62244+26515.833j | 0 | 0 | 0+0j | 0 | 0 | 0+0j | 0 | 0 | 0 | 0 | 0 | 0 | 0 | 0 | 0 | 0 | 0 | 0 | 0 | 0 | 0 | 0 | 0 | 0 | 1 | 0 | 0 | 1 | 0 | 0 | 0 | 0 | 0 | 0 | 0 | OPEN | node_1383753_207_15292178_945 | AN | 8100304
load_220332507 |  | 0 | R | 0 | 0 | 0 | 0 | 0 | 0 | 0 | 0 | 0 | 0 | 0 | 0+0j | 0 | 0 | 0+0j | 0 | 0 | 0+0j | 0 | 0 | 0+0j | 0 | 0 | 0+0j | 0 | 0 | 0+0j | 38217.6 | 16280.629 | 38217.6+16280.629j | 0 | 0 | 0+0j | 0 | 0 | 0+0j | 0 | 0 | 0 | 0 | 0 | 0 | 0 | 0 | 0 | 0 | 0 | 0 | 0 | 0 | 0 | 0 | 0 | 0 | 1 | 0 | 0 | 1 | 0 | 0 | 0 | 0 | 0 | 0 | 0 | OPEN | node_1383596_729_15292281_807 | AN | 8100304
load_220332508 |  | 0 | R | 0 | 0 | 0 | 0 | 0 | 0 | 0 | 0 | 0 | 0 | 0 | 0+0j | 0 | 0 | 0+0j | 0 | 0 | 0+0j | 0 | 0 | 0+0j | 0 | 0 | 0+0j | 0 | 0 | 0+0j | 39002.4 | 16614.953 | 39002.4+16614.953j | 0 | 0 | 0+0j | 0 | 0 | 0+0j | 0 | 0 | 0 | 0 | 0 | 0 | 0 | 0 | 0 | 0 | 0 | 0 | 0 | 0 | 0 | 0 | 0 | 0 | 1 | 0 | 0 | 1 | 0 | 0 | 0 | 0 | 0 | 0 | 0 | OPEN | node_1383601_962_15292522_585 | AN | 8100304
load_220332509 |  | 0 | R | 0 | 0 | 0 | 0 | 0 | 0 | 0 | 0 | 0 | 0 | 0 | 0+0j | 0 | 0 | 0+0j | 0 | 0 | 0+0j | 0 | 0 | 0+0j | 0 | 0 | 0+0j | 0 | 0 | 0+0j | 39420 | 16792.85 | 39420+16792.85j | 0 | 0 | 0+0j | 0 | 0 | 0+0j | 0 | 0 | 0 | 0 | 0 | 0 | 0 | 0 | 0 | 0 | 0 | 0 | 0 | 0 | 0 | 0 | 0 | 0 | 1 | 0 | 0 | 1 | 0 | 0 | 0 | 0 | 0 | 0 | 0 | OPEN | node_1384185_887_15293819_155 | AN | 8100304
load_220332510 |  | 0 | R | 0 | 0 | 0 | 0 | 0 | 0 | 0 | 0 | 0 | 0 | 0 | 0+0j | 0 | 0 | 0+0j | 0 | 0 | 0+0j | 0 | 0 | 0+0j | 0 | 0 | 0+0j | 0 | 0 | 0+0j | 72100.8 | 30714.812 | 72100.8+30714.812j | 0 | 0 | 0+0j | 0 | 0 | 0+0j | 0 | 0 | 0 | 0 | 0 | 0 | 0 | 0 | 0 | 0 | 0 | 0 | 0 | 0 | 0 | 0 | 0 | 0 | 1 | 0 | 0 | 1 | 0 | 0 | 0 | 0 | 0 | 0 | 0 | OPEN | node_1384210_493_15292672_444 | AN | 8100304
load_220332511 |  | 0 | R | 0 | 0 | 0 | 0 | 0 | 0 | 0 | 0 | 0 | 0 | 0 | 0+0j | 0 | 0 | 0+0j | 0 | 0 | 0+0j | 0 | 0 | 0+0j | 0 | 0 | 0+0j | 0 | 0 | 0+0j | 33249.6 | 14164.27 | 33249.6+14164.27j | 0 | 0 | 0+0j | 0 | 0 | 0+0j | 0 | 0 | 0 | 0 | 0 | 0 | 0 | 0 | 0 | 0 | 0 | 0 | 0 | 0 | 0 | 0 | 0 | 0 | 1 | 0 | 0 | 1 | 0 | 0 | 0 | 0 | 0 | 0 | 0 | OPEN | node_1384233_441_15293184_559 | AN | 8100304
load_220332512 |  | 0 | R | 0 | 0 | 0 | 0 | 0 | 0 | 0 | 0 | 0 | 0 | 0 | 0+0j | 0 | 0 | 0+0j | 0 | 0 | 0+0j | 0 | 0 | 0+0j | 0 | 0 | 0+0j | 0 | 0 | 0+0j | 35683.2 | 15200.98 | 35683.2+15200.98j | 0 | 0 | 0+0j | 0 | 0 | 0+0j | 0 | 0 | 0 | 0 | 0 | 0 | 0 | 0 | 0 | 0 | 0 | 0 | 0 | 0 | 0 | 0 | 0 | 0 | 1 | 0 | 0 | 1 | 0 | 0 | 0 | 0 | 0 | 0 | 0 | OPEN | node_1384210_164_15293488_769 | AN | 8100304
load_220332522 |  | 0 | R | 0 | 0 | 0 | 0 | 0 | 0 | 0 | 0 | 0 | 0 | 0 | 0+0j | 0 | 0 | 0+0j | 0 | 0 | 0+0j | 0 | 0 | 0+0j | 0 | 0 | 0+0j | 0 | 0 | 0+0j | 51170.4 | 21798.499 | 51170.4+21798.499j | 0 | 0 | 0+0j | 0 | 0 | 0+0j | 0 | 0 | 0 | 0 | 0 | 0 | 0 | 0 | 0 | 0 | 0 | 0 | 0 | 0 | 0 | 0 | 0 | 0 | 1 | 0 | 0 | 1 | 0 | 0 | 0 | 0 | 0 | 0 | 0 | OPEN | node_1384210_946_15291701_505 | AN | 8100304
load_220332525 |  | 0 | R | 0 | 0 | 0 | 0 | 0 | 0 | 0 | 0 | 0 | 0 | 0 | 0+0j | 0 | 0 | 0+0j | 0 | 0 | 0+0j | 0 | 0 | 0+0j | 0 | 0 | 0+0j | 0 | 0 | 0+0j | 92217.6 | 39284.533 | 92217.6+39284.533j | 0 | 0 | 0+0j | 0 | 0 | 0+0j | 0 | 0 | 0 | 0 | 0 | 0 | 0 | 0 | 0 | 0 | 0 | 0 | 0 | 0 | 0 | 0 | 0 | 0 | 1 | 0 | 0 | 1 | 0 | 0 | 0 | 0 | 0 | 0 | 0 | OPEN | node_1384078_056_15294661_357 | AN | 8100304
load_220332526 |  | 0 | R | 0 | 0 | 0 | 0 | 0 | 0 | 0 | 0 | 0 | 0 | 0 | 0+0j | 0 | 0 | 0+0j | 0 | 0 | 0+0j | 0 | 0 | 0+0j | 0 | 0 | 0+0j | 0 | 0 | 0+0j | 26316 | 11210.569 | 26316+11210.569j | 0 | 0 | 0+0j | 0 | 0 | 0+0j | 0 | 0 | 0 | 0 | 0 | 0 | 0 | 0 | 0 | 0 | 0 | 0 | 0 | 0 | 0 | 0 | 0 | 0 | 1 | 0 | 0 | 1 | 0 | 0 | 0 | 0 | 0 | 0 | 0 | OPEN | node_1384042_128_15294217_645 | AN | 8100304
load_220332567 |  | 0 | R | 0 | 0 | 0 | 0 | 0 | 0 | 0 | 0 | 0 | 0 | 0 | 0+0j | 0 | 0 | 0+0j | 0 | 0 | 0+0j | 0 | 0 | 0+0j | 0 | 0 | 0+0j | 0 | 0 | 0+0j | 37821.6 | 16111.934 | 37821.6+16111.934j | 0 | 0 | 0+0j | 0 | 0 | 0+0j | 0 | 0 | 0 | 0 | 0 | 0 | 0 | 0 | 0 | 0 | 0 | 0 | 0 | 0 | 0 | 0 | 0 | 0 | 1 | 0 | 0 | 1 | 0 | 0 | 0 | 0 | 0 | 0 | 0 | OPEN | node_1383626_647_15292905_61 | AN | 8100304
load_220332569 |  | 0 | C | 0 | 0 | 0 | 0 | 0 | 0 | 0 | 0 | 0 | 0 | 0 | 0+0j | 0 | 0 | 0+0j | 0 | 0 | 0+0j | 0 | 0 | 0+0j | 0 | 0 | 0+0j | 0 | 0 | 0+0j | 2311.2 | 984.567 | 2311.2+984.567j | 0 | 0 | 0+0j | 0 | 0 | 0+0j | 0 | 0 | 0 | 0 | 0 | 0 | 0 | 0 | 0 | 0 | 0 | 0 | 0 | 0 | 0 | 0 | 0 | 0 | 1 | 0 | 0 | 1 | 0 | 0 | 0 | 0 | 0 | 0 | 0 | OPEN | node_1383436_907_15292834_231 | AN | 8100304
load_220332570 |  | 0 | C | 0 | 0 | 0 | 0 | 0 | 0 | 0 | 0 | 0 | 0 | 0 | 0+0j | 0 | 0 | 0+0j | 0 | 0 | 0+0j | 0 | 0 | 0+0j | 0 | 0 | 0+0j | 0 | 0 | 0+0j | 10000 | 4259.982 | 10000+4259.982j | 0 | 0 | 0+0j | 0 | 0 | 0+0j | 0 | 0 | 0 | 0 | 0 | 0 | 0 | 0 | 0 | 0 | 0 | 0 | 0 | 0 | 0 | 0 | 0 | 0 | 1 | 0 | 0 | 1 | 0 | 0 | 0 | 0 | 0 | 0 | 0 | OPEN | node_1382983_345_15292784_112 | AN | 8100304
load_220332693 |  | 0 | C | 0 | 0 | 0 | 0 | 0 | 0 | 0 | 0 | 0 | 0 | 0 | 0+0j | 0 | 0 | 0+0j | 0 | 0 | 0+0j | 0 | 0 | 0+0j | 0 | 0 | 0+0j | 0 | 0 | 0+0j | 56666.667 | 24139.899 | 56666.667+24139.899j | 0 | 0 | 0+0j | 0 | 0 | 0+0j | 0 | 0 | 0 | 0 | 0 | 0 | 0 | 0 | 0 | 0 | 0 | 0 | 0 | 0 | 0 | 0 | 0 | 0 | 1 | 0 | 0 | 1 | 0 | 0 | 0 | 0 | 0 | 0 | 0 | OPEN | node_1383651_959_15294441_163 | AN | 8100304
load_220332694 |  | 0 | C | 0 | 0 | 0 | 0 | 0 | 0 | 0 | 0 | 0 | 0 | 0 | 0+0j | 0 | 0 | 0+0j | 0 | 0 | 0+0j | 0 | 0 | 0+0j | 0 | 0 | 0+0j | 0 | 0 | 0+0j | 0 | 0 | 0+0j | 56666.667 | 24139.899 | 56666.667+24139.899j | 0 | 0 | 0+0j | 0 | 0 | 0 | 0 | 0 | 0 | 0 | 0 | 0 | 0 | 0 | 0 | 0 | 0 | 0 | 0 | 0 | 0 | 1 | 0 | 0 | 1 | 0 | 0 | 0 | 0 | 0 | 0 | 0 | OPEN | node_1383651_963_15294414_536 | BN | 8100304
load_220332695 |  | 0 | C | 0 | 0 | 0 | 0 | 0 | 0 | 0 | 0 | 0 | 0 | 0 | 0+0j | 0 | 0 | 0+0j | 0 | 0 | 0+0j | 0 | 0 | 0+0j | 0 | 0 | 0+0j | 0 | 0 | 0+0j | 0 | 0 | 0+0j | 0 | 0 | 0+0j | 56666.667 | 24139.899 | 56666.667+24139.899j | 0 | 0 | 0 | 0 | 0 | 0 | 0 | 0 | 0 | 0 | 0 | 0 | 0 | 0 | 0 | 0 | 0 | 0 | 1 | 0 | 0 | 1 | 0 | 0 | 0 | 0 | 0 | 0 | 0 | OPEN | node_1383657_087_15294466_93 | CN | 8100304
load_220332732 |  | 0 | R | 0 | 0 | 0 | 0 | 0 | 0 | 0 | 0 | 0 | 0 | 0 | 0+0j | 0 | 0 | 0+0j | 0 | 0 | 0+0j | 0 | 0 | 0+0j | 0 | 0 | 0+0j | 0 | 0 | 0+0j | 64375.2 | 27423.72 | 64375.2+27423.72j | 0 | 0 | 0+0j | 0 | 0 | 0+0j | 0 | 0 | 0 | 0 | 0 | 0 | 0 | 0 | 0 | 0 | 0 | 0 | 0 | 0 | 0 | 0 | 0 | 0 | 1 | 0 | 0 | 1 | 0 | 0 | 0 | 0 | 0 | 0 | 0 | OPEN | node_1383296_88_15293265_172 | AN | 8100304
load_220332741 |  | 0 | R | 0 | 0 | 0 | 0 | 0 | 0 | 0 | 0 | 0 | 0 | 0 | 0+0j | 0 | 0 | 0+0j | 0 | 0 | 0+0j | 0 | 0 | 0+0j | 0 | 0 | 0+0j | 0 | 0 | 0+0j | 72986.4 | 31092.076 | 72986.4+31092.076j | 0 | 0 | 0+0j | 0 | 0 | 0+0j | 0 | 0 | 0 | 0 | 0 | 0 | 0 | 0 | 0 | 0 | 0 | 0 | 0 | 0 | 0 | 0 | 0 | 0 | 1 | 0 | 0 | 1 | 0 | 0 | 0 | 0 | 0 | 0 | 0 | OPEN | node_1384016_649_15291896_953 | AN | 8100304
load_220332774 |  | 0 | R | 0 | 0 | 0 | 0 | 0 | 0 | 0 | 0 | 0 | 0 | 0 | 0+0j | 0 | 0 | 0+0j | 0 | 0 | 0+0j | 0 | 0 | 0+0j | 0 | 0 | 0+0j | 0 | 0 | 0+0j | 112168.8 | 47783.709 | 112168.8+47783.709j | 0 | 0 | 0+0j | 0 | 0 | 0+0j | 0 | 0 | 0 | 0 | 0 | 0 | 0 | 0 | 0 | 0 | 0 | 0 | 0 | 0 | 0 | 0 | 0 | 0 | 1 | 0 | 0 | 1 | 0 | 0 | 0 | 0 | 0 | 0 | 0 | OPEN | node_1383350_179_15292345_867 | AN | 8100304
load_220332775 |  | 0 | R | 0 | 0 | 0 | 0 | 0 | 0 | 0 | 0 | 0 | 0 | 0 | 0+0j | 0 | 0 | 0+0j | 0 | 0 | 0+0j | 0 | 0 | 0+0j | 0 | 0 | 0+0j | 0 | 0 | 0+0j | 9352.8 | 3984.276 | 9352.8+3984.276j | 0 | 0 | 0+0j | 0 | 0 | 0+0j | 0 | 0 | 0 | 0 | 0 | 0 | 0 | 0 | 0 | 0 | 0 | 0 | 0 | 0 | 0 | 0 | 0 | 0 | 1 | 0 | 0 | 1 | 0 | 0 | 0 | 0 | 0 | 0 | 0 | OPEN | node_1383205_209_15292169_372 | AN | 8100304
load_220346868 |  | 0 | C | 0 | 0 | 0 | 0 | 0 | 0 | 0 | 0 | 0 | 0 | 0 | 0+0j | 0 | 0 | 0+0j | 0 | 0 | 0+0j | 0 | 0 | 0+0j | 0 | 0 | 0+0j | 0 | 0 | 0+0j | 18000 | 7667.968 | 18000+7667.968j | 0 | 0 | 0+0j | 0 | 0 | 0+0j | 0 | 0 | 0 | 0 | 0 | 0 | 0 | 0 | 0 | 0 | 0 | 0 | 0 | 0 | 0 | 0 | 0 | 0 | 1 | 0 | 0 | 1 | 0 | 0 | 0 | 0 | 0 | 0 | 0 | OPEN | node_1380288_472_15292776_175 | AN | 8100304
load_220346943 |  | 0 | R | 0 | 0 | 0 | 0 | 0 | 0 | 0 | 0 | 0 | 0 | 0 | 0+0j | 0 | 0 | 0+0j | 0 | 0 | 0+0j | 0 | 0 | 0+0j | 0 | 0 | 0+0j | 0 | 0 | 0+0j | 44820 | 19093.24 | 44820+19093.24j | 0 | 0 | 0+0j | 0 | 0 | 0+0j | 0 | 0 | 0 | 0 | 0 | 0 | 0 | 0 | 0 | 0 | 0 | 0 | 0 | 0 | 0 | 0 | 0 | 0 | 1 | 0 | 0 | 1 | 0 | 0 | 0 | 0 | 0 | 0 | 0 | OPEN | node_1379795_539_15293662_009 | AN | 8100304
load_220346944 |  | 0 | C | 0 | 0 | 0 | 0 | 0 | 0 | 0 | 0 | 0 | 0 | 0 | 0+0j | 0 | 0 | 0+0j | 0 | 0 | 0+0j | 0 | 0 | 0+0j | 0 | 0 | 0+0j | 0 | 0 | 0+0j | 12000 | 5111.979 | 12000+5111.979j | 0 | 0 | 0+0j | 0 | 0 | 0+0j | 0 | 0 | 0 | 0 | 0 | 0 | 0 | 0 | 0 | 0 | 0 | 0 | 0 | 0 | 0 | 0 | 0 | 0 | 1 | 0 | 0 | 1 | 0 | 0 | 0 | 0 | 0 | 0 | 0 | OPEN | node_1380363_549_15292969_505 | AN | 8100304
load_220346945 |  | 0 | C | 0 | 0 | 0 | 0 | 0 | 0 | 0 | 0 | 0 | 0 | 0 | 0+0j | 0 | 0 | 0+0j | 0 | 0 | 0+0j | 0 | 0 | 0+0j | 0 | 0 | 0+0j | 0 | 0 | 0+0j | 12000 | 5111.979 | 12000+5111.979j | 0 | 0 | 0+0j | 0 | 0 | 0+0j | 0 | 0 | 0 | 0 | 0 | 0 | 0 | 0 | 0 | 0 | 0 | 0 | 0 | 0 | 0 | 0 | 0 | 0 | 1 | 0 | 0 | 1 | 0 | 0 | 0 | 0 | 0 | 0 | 0 | OPEN | node_1380378_465_15292952_091 | AN | 8100304
load_220346946 |  | 0 | C | 0 | 0 | 0 | 0 | 0 | 0 | 0 | 0 | 0 | 0 | 0 | 0+0j | 0 | 0 | 0+0j | 0 | 0 | 0+0j | 0 | 0 | 0+0j | 0 | 0 | 0+0j | 0 | 0 | 0+0j | 20815.2 | 8867.238 | 20815.2+8867.238j | 0 | 0 | 0+0j | 0 | 0 | 0+0j | 0 | 0 | 0 | 0 | 0 | 0 | 0 | 0 | 0 | 0 | 0 | 0 | 0 | 0 | 0 | 0 | 0 | 0 | 1 | 0 | 0 | 1 | 0 | 0 | 0 | 0 | 0 | 0 | 0 | OPEN | node_1381076_513_15292895_643 | AN | 8100304
load_220347051 |  | 0 | R | 0 | 0 | 0 | 0 | 0 | 0 | 0 | 0 | 0 | 0 | 0 | 0+0j | 0 | 0 | 0+0j | 0 | 0 | 0+0j | 0 | 0 | 0+0j | 0 | 0 | 0+0j | 0 | 0 | 0+0j | 55296 | 23555.997 | 55296+23555.997j | 0 | 0 | 0+0j | 0 | 0 | 0+0j | 0 | 0 | 0 | 0 | 0 | 0 | 0 | 0 | 0 | 0 | 0 | 0 | 0 | 0 | 0 | 0 | 0 | 0 | 1 | 0 | 0 | 1 | 0 | 0 | 0 | 0 | 0 | 0 | 0 | OPEN | node_1382131_077_15293797_384 | AN | 8100304
load_220347052 |  | 0 | R | 0 | 0 | 0 | 0 | 0 | 0 | 0 | 0 | 0 | 0 | 0 | 0+0j | 0 | 0 | 0+0j | 0 | 0 | 0+0j | 0 | 0 | 0+0j | 0 | 0 | 0+0j | 0 | 0 | 0+0j | 56116.8 | 23905.657 | 56116.8+23905.657j | 0 | 0 | 0+0j | 0 | 0 | 0+0j | 0 | 0 | 0 | 0 | 0 | 0 | 0 | 0 | 0 | 0 | 0 | 0 | 0 | 0 | 0 | 0 | 0 | 0 | 1 | 0 | 0 | 1 | 0 | 0 | 0 | 0 | 0 | 0 | 0 | OPEN | node_1382198_362_15293360_111 | AN | 8100304
load_220347053 |  | 0 | C | 0 | 0 | 0 | 0 | 0 | 0 | 0 | 0 | 0 | 0 | 0 | 0+0j | 0 | 0 | 0+0j | 0 | 0 | 0+0j | 0 | 0 | 0+0j | 0 | 0 | 0+0j | 0 | 0 | 0+0j | 26000 | 11075.954 | 26000+11075.954j | 0 | 0 | 0+0j | 0 | 0 | 0+0j | 0 | 0 | 0 | 0 | 0 | 0 | 0 | 0 | 0 | 0 | 0 | 0 | 0 | 0 | 0 | 0 | 0 | 0 | 1 | 0 | 0 | 1 | 0 | 0 | 0 | 0 | 0 | 0 | 0 | OPEN | node_1382184_362_15292896_607 | AN | 8100304
load_220347066 |  | 0 | C | 0 | 0 | 0 | 0 | 0 | 0 | 0 | 0 | 0 | 0 | 0 | 0+0j | 0 | 0 | 0+0j | 0 | 0 | 0+0j | 0 | 0 | 0+0j | 0 | 0 | 0+0j | 0 | 0 | 0+0j | 15912 | 6778.484 | 15912+6778.484j | 0 | 0 | 0+0j | 0 | 0 | 0+0j | 0 | 0 | 0 | 0 | 0 | 0 | 0 | 0 | 0 | 0 | 0 | 0 | 0 | 0 | 0 | 0 | 0 | 0 | 1 | 0 | 0 | 1 | 0 | 0 | 0 | 0 | 0 | 0 | 0 | OPEN | node_1379963_755_15293251_241 | AN | 8100304
load_220347067 |  | 0 | C | 0 | 0 | 0 | 0 | 0 | 0 | 0 | 0 | 0 | 0 | 0 | 0+0j | 0 | 0 | 0+0j | 0 | 0 | 0+0j | 0 | 0 | 0+0j | 0 | 0 | 0+0j | 0 | 0 | 0+0j | 4730.4 | 2015.142 | 4730.4+2015.142j | 0 | 0 | 0+0j | 0 | 0 | 0+0j | 0 | 0 | 0 | 0 | 0 | 0 | 0 | 0 | 0 | 0 | 0 | 0 | 0 | 0 | 0 | 0 | 0 | 0 | 1 | 0 | 0 | 1 | 0 | 0 | 0 | 0 | 0 | 0 | 0 | OPEN | node_1380291_363_15293538_138 | AN | 8100304
load_220347068 |  | 0 | R | 0 | 0 | 0 | 0 | 0 | 0 | 0 | 0 | 0 | 0 | 0 | 0+0j | 0 | 0 | 0+0j | 0 | 0 | 0+0j | 0 | 0 | 0+0j | 0 | 0 | 0+0j | 0 | 0 | 0+0j | 77248.8 | 32907.851 | 77248.8+32907.851j | 0 | 0 | 0+0j | 0 | 0 | 0+0j | 0 | 0 | 0 | 0 | 0 | 0 | 0 | 0 | 0 | 0 | 0 | 0 | 0 | 0 | 0 | 0 | 0 | 0 | 1 | 0 | 0 | 1 | 0 | 0 | 0 | 0 | 0 | 0 | 0 | OPEN | node_1382758_335_15293015_042 | AN | 8100304
load_220347069 |  | 0 | C | 0 | 0 | 0 | 0 | 0 | 0 | 0 | 0 | 0 | 0 | 0 | 0+0j | 0 | 0 | 0+0j | 0 | 0 | 0+0j | 0 | 0 | 0+0j | 0 | 0 | 0+0j | 0 | 0 | 0+0j | 3513.6 | 1496.787 | 3513.6+1496.787j | 0 | 0 | 0+0j | 0 | 0 | 0+0j | 0 | 0 | 0 | 0 | 0 | 0 | 0 | 0 | 0 | 0 | 0 | 0 | 0 | 0 | 0 | 0 | 0 | 0 | 1 | 0 | 0 | 1 | 0 | 0 | 0 | 0 | 0 | 0 | 0 | OPEN | node_1382687_814_15293233_626 | AN | 8100304
load_220347070 |  | 0 | R | 0 | 0 | 0 | 0 | 0 | 0 | 0 | 0 | 0 | 0 | 0 | 0+0j | 0 | 0 | 0+0j | 0 | 0 | 0+0j | 0 | 0 | 0+0j | 0 | 0 | 0+0j | 0 | 0 | 0+0j | 35308.8 | 15041.486 | 35308.8+15041.486j | 0 | 0 | 0+0j | 0 | 0 | 0+0j | 0 | 0 | 0 | 0 | 0 | 0 | 0 | 0 | 0 | 0 | 0 | 0 | 0 | 0 | 0 | 0 | 0 | 0 | 1 | 0 | 0 | 1 | 0 | 0 | 0 | 0 | 0 | 0 | 0 | OPEN | node_1382551_158_15294093_762 | AN | 8100304
load_220347071 |  | 0 | R | 0 | 0 | 0 | 0 | 0 | 0 | 0 | 0 | 0 | 0 | 0 | 0+0j | 0 | 0 | 0+0j | 0 | 0 | 0+0j | 0 | 0 | 0+0j | 0 | 0 | 0+0j | 0 | 0 | 0+0j | 87134.4 | 37119.099 | 87134.4+37119.099j | 0 | 0 | 0+0j | 0 | 0 | 0+0j | 0 | 0 | 0 | 0 | 0 | 0 | 0 | 0 | 0 | 0 | 0 | 0 | 0 | 0 | 0 | 0 | 0 | 0 | 1 | 0 | 0 | 1 | 0 | 0 | 0 | 0 | 0 | 0 | 0 | OPEN | node_1382123_018_15294355_511 | AN | 8100304
load_220347073 |  | 0 | C | 0 | 0 | 0 | 0 | 0 | 0 | 0 | 0 | 0 | 0 | 0 | 0+0j | 0 | 0 | 0+0j | 0 | 0 | 0+0j | 0 | 0 | 0+0j | 0 | 0 | 0+0j | 0 | 0 | 0+0j | 18432 | 7851.999 | 18432+7851.999j | 0 | 0 | 0+0j | 0 | 0 | 0+0j | 0 | 0 | 0 | 0 | 0 | 0 | 0 | 0 | 0 | 0 | 0 | 0 | 0 | 0 | 0 | 0 | 0 | 0 | 1 | 0 | 0 | 1 | 0 | 0 | 0 | 0 | 0 | 0 | 0 | OPEN | node_1381871_319_15293013_292 | AN | 8100304
load_220347074 |  | 0 | R | 0 | 0 | 0 | 0 | 0 | 0 | 0 | 0 | 0 | 0 | 0 | 0+0j | 0 | 0 | 0+0j | 0 | 0 | 0+0j | 0 | 0 | 0+0j | 0 | 0 | 0+0j | 0 | 0 | 0+0j | 51127.2 | 21780.096 | 51127.2+21780.096j | 0 | 0 | 0+0j | 0 | 0 | 0+0j | 0 | 0 | 0 | 0 | 0 | 0 | 0 | 0 | 0 | 0 | 0 | 0 | 0 | 0 | 0 | 0 | 0 | 0 | 1 | 0 | 0 | 1 | 0 | 0 | 0 | 0 | 0 | 0 | 0 | OPEN | node_1381908_784_15293984_863 | AN | 8100304
load_220347075 |  | 0 | C | 0 | 0 | 0 | 0 | 0 | 0 | 0 | 0 | 0 | 0 | 0 | 0+0j | 0 | 0 | 0+0j | 0 | 0 | 0+0j | 0 | 0 | 0+0j | 0 | 0 | 0+0j | 0 | 0 | 0+0j | 4666.667 | 1987.992 | 4666.667+1987.992j | 0 | 0 | 0+0j | 0 | 0 | 0+0j | 0 | 0 | 0 | 0 | 0 | 0 | 0 | 0 | 0 | 0 | 0 | 0 | 0 | 0 | 0 | 0 | 0 | 0 | 1 | 0 | 0 | 1 | 0 | 0 | 0 | 0 | 0 | 0 | 0 | OPEN | node_1381589_844_15292826_012 | AN | 8100304
load_220347076 |  | 0 | C | 0 | 0 | 0 | 0 | 0 | 0 | 0 | 0 | 0 | 0 | 0 | 0+0j | 0 | 0 | 0+0j | 0 | 0 | 0+0j | 0 | 0 | 0+0j | 0 | 0 | 0+0j | 0 | 0 | 0+0j | 0 | 0 | 0+0j | 4666.667 | 1987.992 | 4666.667+1987.992j | 0 | 0 | 0+0j | 0 | 0 | 0 | 0 | 0 | 0 | 0 | 0 | 0 | 0 | 0 | 0 | 0 | 0 | 0 | 0 | 0 | 0 | 1 | 0 | 0 | 1 | 0 | 0 | 0 | 0 | 0 | 0 | 0 | OPEN | node_1381589_987_15292811_941 | BN | 8100304
load_220347077 |  | 0 | C | 0 | 0 | 0 | 0 | 0 | 0 | 0 | 0 | 0 | 0 | 0 | 0+0j | 0 | 0 | 0+0j | 0 | 0 | 0+0j | 0 | 0 | 0+0j | 0 | 0 | 0+0j | 0 | 0 | 0+0j | 0 | 0 | 0+0j | 0 | 0 | 0+0j | 4666.667 | 1987.992 | 4666.667+1987.992j | 0 | 0 | 0 | 0 | 0 | 0 | 0 | 0 | 0 | 0 | 0 | 0 | 0 | 0 | 0 | 0 | 0 | 0 | 1 | 0 | 0 | 1 | 0 | 0 | 0 | 0 | 0 | 0 | 0 | OPEN | node_1381590_647_15292797_551 | CN | 8100304
load_220347079 |  | 0 | R | 0 | 0 | 0 | 0 | 0 | 0 | 0 | 0 | 0 | 0 | 0 | 0+0j | 0 | 0 | 0+0j | 0 | 0 | 0+0j | 0 | 0 | 0+0j | 0 | 0 | 0+0j | 0 | 0 | 0+0j | 82533.6 | 35159.166 | 82533.6+35159.166j | 0 | 0 | 0+0j | 0 | 0 | 0+0j | 0 | 0 | 0 | 0 | 0 | 0 | 0 | 0 | 0 | 0 | 0 | 0 | 0 | 0 | 0 | 0 | 0 | 0 | 1 | 0 | 0 | 1 | 0 | 0 | 0 | 0 | 0 | 0 | 0 | OPEN | node_1381549_1_15293648_984 | AN | 8100304
load_220347080 |  | 0 | R | 0 | 0 | 0 | 0 | 0 | 0 | 0 | 0 | 0 | 0 | 0 | 0+0j | 0 | 0 | 0+0j | 0 | 0 | 0+0j | 0 | 0 | 0+0j | 0 | 0 | 0+0j | 0 | 0 | 0+0j | 44805.6 | 19087.106 | 44805.6+19087.106j | 0 | 0 | 0+0j | 0 | 0 | 0+0j | 0 | 0 | 0 | 0 | 0 | 0 | 0 | 0 | 0 | 0 | 0 | 0 | 0 | 0 | 0 | 0 | 0 | 0 | 1 | 0 | 0 | 1 | 0 | 0 | 0 | 0 | 0 | 0 | 0 | OPEN | node_1381309_22_15293002_868 | AN | 8100304
load_220347081 |  | 0 | R | 0 | 0 | 0 | 0 | 0 | 0 | 0 | 0 | 0 | 0 | 0 | 0+0j | 0 | 0 | 0+0j | 0 | 0 | 0+0j | 0 | 0 | 0+0j | 0 | 0 | 0+0j | 0 | 0 | 0+0j | 68623.2 | 29233.361 | 68623.2+29233.361j | 0 | 0 | 0+0j | 0 | 0 | 0+0j | 0 | 0 | 0 | 0 | 0 | 0 | 0 | 0 | 0 | 0 | 0 | 0 | 0 | 0 | 0 | 0 | 0 | 0 | 1 | 0 | 0 | 1 | 0 | 0 | 0 | 0 | 0 | 0 | 0 | OPEN | node_1381294_641_15293468_457 | AN | 8100304
load_220347084 |  | 0 | R | 0 | 0 | 0 | 0 | 0 | 0 | 0 | 0 | 0 | 0 | 0 | 0+0j | 0 | 0 | 0+0j | 0 | 0 | 0+0j | 0 | 0 | 0+0j | 0 | 0 | 0+0j | 0 | 0 | 0+0j | 106560 | 45394.37 | 106560+45394.37j | 0 | 0 | 0+0j | 0 | 0 | 0+0j | 0 | 0 | 0 | 0 | 0 | 0 | 0 | 0 | 0 | 0 | 0 | 0 | 0 | 0 | 0 | 0 | 0 | 0 | 1 | 0 | 0 | 1 | 0 | 0 | 0 | 0 | 0 | 0 | 0 | OPEN | node_1380250_026_15294787_466 | AN | 8100304
load_220347085 |  | 0 | C | 0 | 0 | 0 | 0 | 0 | 0 | 0 | 0 | 0 | 0 | 0 | 0+0j | 0 | 0 | 0+0j | 0 | 0 | 0+0j | 0 | 0 | 0+0j | 0 | 0 | 0+0j | 0 | 0 | 0+0j | 4000 | 1703.993 | 4000+1703.993j | 0 | 0 | 0+0j | 0 | 0 | 0+0j | 0 | 0 | 0 | 0 | 0 | 0 | 0 | 0 | 0 | 0 | 0 | 0 | 0 | 0 | 0 | 0 | 0 | 0 | 1 | 0 | 0 | 1 | 0 | 0 | 0 | 0 | 0 | 0 | 0 | OPEN | node_1380372_487_15294234_403 | AN | 8100304
load_220347087 |  | 0 | R | 0 | 0 | 0 | 0 | 0 | 0 | 0 | 0 | 0 | 0 | 0 | 0+0j | 0 | 0 | 0+0j | 0 | 0 | 0+0j | 0 | 0 | 0+0j | 0 | 0 | 0+0j | 0 | 0 | 0+0j | 43855.2 | 18682.237 | 43855.2+18682.237j | 0 | 0 | 0+0j | 0 | 0 | 0+0j | 0 | 0 | 0 | 0 | 0 | 0 | 0 | 0 | 0 | 0 | 0 | 0 | 0 | 0 | 0 | 0 | 0 | 0 | 1 | 0 | 0 | 1 | 0 | 0 | 0 | 0 | 0 | 0 | 0 | OPEN | node_1380665_566_15293402_01 | AN | 8100304
load_220347089 |  | 0 | R | 0 | 0 | 0 | 0 | 0 | 0 | 0 | 0 | 0 | 0 | 0 | 0+0j | 0 | 0 | 0+0j | 0 | 0 | 0+0j | 0 | 0 | 0+0j | 0 | 0 | 0+0j | 0 | 0 | 0+0j | 61797.6 | 26325.667 | 61797.6+26325.667j | 0 | 0 | 0+0j | 0 | 0 | 0+0j | 0 | 0 | 0 | 0 | 0 | 0 | 0 | 0 | 0 | 0 | 0 | 0 | 0 | 0 | 0 | 0 | 0 | 0 | 1 | 0 | 0 | 1 | 0 | 0 | 0 | 0 | 0 | 0 | 0 | OPEN | node_1380135_838_15293925_134 | AN | 8100304
load_220347094 |  | 0 | R | 0 | 0 | 0 | 0 | 0 | 0 | 0 | 0 | 0 | 0 | 0 | 0+0j | 0 | 0 | 0+0j | 0 | 0 | 0+0j | 0 | 0 | 0+0j | 0 | 0 | 0+0j | 0 | 0 | 0+0j | 48873.6 | 20820.066 | 48873.6+20820.066j | 0 | 0 | 0+0j | 0 | 0 | 0+0j | 0 | 0 | 0 | 0 | 0 | 0 | 0 | 0 | 0 | 0 | 0 | 0 | 0 | 0 | 0 | 0 | 0 | 0 | 1 | 0 | 0 | 1 | 0 | 0 | 0 | 0 | 0 | 0 | 0 | OPEN | node_1379838_154_15293969_638 | AN | 8100304
load_220347096 |  | 0 | R | 0 | 0 | 0 | 0 | 0 | 0 | 0 | 0 | 0 | 0 | 0 | 0+0j | 0 | 0 | 0+0j | 0 | 0 | 0+0j | 0 | 0 | 0+0j | 0 | 0 | 0+0j | 0 | 0 | 0+0j | 83210.4 | 35447.482 | 83210.4+35447.482j | 0 | 0 | 0+0j | 0 | 0 | 0+0j | 0 | 0 | 0 | 0 | 0 | 0 | 0 | 0 | 0 | 0 | 0 | 0 | 0 | 0 | 0 | 0 | 0 | 0 | 1 | 0 | 0 | 1 | 0 | 0 | 0 | 0 | 0 | 0 | 0 | OPEN | node_1381682_514_15293379_1 | AN | 8100304
load_220347097 |  | 0 | R | 0 | 0 | 0 | 0 | 0 | 0 | 0 | 0 | 0 | 0 | 0 | 0+0j | 0 | 0 | 0+0j | 0 | 0 | 0+0j | 0 | 0 | 0+0j | 0 | 0 | 0+0j | 0 | 0 | 0+0j | 68234.4 | 29067.733 | 68234.4+29067.733j | 0 | 0 | 0+0j | 0 | 0 | 0+0j | 0 | 0 | 0 | 0 | 0 | 0 | 0 | 0 | 0 | 0 | 0 | 0 | 0 | 0 | 0 | 0 | 0 | 0 | 1 | 0 | 0 | 1 | 0 | 0 | 0 | 0 | 0 | 0 | 0 | OPEN | node_1380861_999_15293333_281 | AN | 8100304
load_220347098 |  | 0 | R | 0 | 0 | 0 | 0 | 0 | 0 | 0 | 0 | 0 | 0 | 0 | 0+0j | 0 | 0 | 0+0j | 0 | 0 | 0+0j | 0 | 0 | 0+0j | 0 | 0 | 0+0j | 0 | 0 | 0+0j | 61142.4 | 26046.553 | 61142.4+26046.553j | 0 | 0 | 0+0j | 0 | 0 | 0+0j | 0 | 0 | 0 | 0 | 0 | 0 | 0 | 0 | 0 | 0 | 0 | 0 | 0 | 0 | 0 | 0 | 0 | 0 | 1 | 0 | 0 | 1 | 0 | 0 | 0 | 0 | 0 | 0 | 0 | OPEN | node_1380428_425_15293267_728 | AN | 8100304
load_220347099 |  | 0 | R | 0 | 0 | 0 | 0 | 0 | 0 | 0 | 0 | 0 | 0 | 0 | 0+0j | 0 | 0 | 0+0j | 0 | 0 | 0+0j | 0 | 0 | 0+0j | 0 | 0 | 0+0j | 0 | 0 | 0+0j | 50220 | 21393.63 | 50220+21393.63j | 0 | 0 | 0+0j | 0 | 0 | 0+0j | 0 | 0 | 0 | 0 | 0 | 0 | 0 | 0 | 0 | 0 | 0 | 0 | 0 | 0 | 0 | 0 | 0 | 0 | 1 | 0 | 0 | 1 | 0 | 0 | 0 | 0 | 0 | 0 | 0 | OPEN | node_1381012_279_15293577_532 | AN | 8100304
load_220347100 |  | 0 | R | 0 | 0 | 0 | 0 | 0 | 0 | 0 | 0 | 0 | 0 | 0 | 0+0j | 0 | 0 | 0+0j | 0 | 0 | 0+0j | 0 | 0 | 0+0j | 0 | 0 | 0+0j | 0 | 0 | 0+0j | 126252 | 53783.127 | 126252+53783.127j | 0 | 0 | 0+0j | 0 | 0 | 0+0j | 0 | 0 | 0 | 0 | 0 | 0 | 0 | 0 | 0 | 0 | 0 | 0 | 0 | 0 | 0 | 0 | 0 | 0 | 1 | 0 | 0 | 1 | 0 | 0 | 0 | 0 | 0 | 0 | 0 | OPEN | node_1380667_51_15294391_593 | AN | 8100304
load_220347101 |  | 0 | R | 0 | 0 | 0 | 0 | 0 | 0 | 0 | 0 | 0 | 0 | 0 | 0+0j | 0 | 0 | 0+0j | 0 | 0 | 0+0j | 0 | 0 | 0+0j | 0 | 0 | 0+0j | 0 | 0 | 0+0j | 50191.2 | 21381.362 | 50191.2+21381.362j | 0 | 0 | 0+0j | 0 | 0 | 0+0j | 0 | 0 | 0 | 0 | 0 | 0 | 0 | 0 | 0 | 0 | 0 | 0 | 0 | 0 | 0 | 0 | 0 | 0 | 1 | 0 | 0 | 1 | 0 | 0 | 0 | 0 | 0 | 0 | 0 | OPEN | node_1379993_553_15294168_106 | AN | 8100304
load_220347102 |  | 0 | C | 0 | 0 | 0 | 0 | 0 | 0 | 0 | 0 | 0 | 0 | 0 | 0+0j | 0 | 0 | 0+0j | 0 | 0 | 0+0j | 0 | 0 | 0+0j | 0 | 0 | 0+0j | 0 | 0 | 0+0j | 0 | 0 | 0+0j | 0 | 0 | 0+0j | 0 | 0 | 0+0j | 0 | 0 | 0 | 0 | 0 | 0 | 0 | 0 | 0 | 0 | 0 | 0 | 0 | 0 | 0 | 0 | 0 | 0 | 1 | 0 | 0 | 1 | 0 | 0 | 0 | 0 | 0 | 0 | 0 | OPEN | node_1380247_289_15294322_218 | AN | 8100304
load_220347103 |  | 0 | C | 0 | 0 | 0 | 0 | 0 | 0 | 0 | 0 | 0 | 0 | 0 | 0+0j | 0 | 0 | 0+0j | 0 | 0 | 0+0j | 0 | 0 | 0+0j | 0 | 0 | 0+0j | 0 | 0 | 0+0j | 0 | 0 | 0+0j | 0 | 0 | 0+0j | 0 | 0 | 0+0j | 0 | 0 | 0 | 0 | 0 | 0 | 0 | 0 | 0 | 0 | 0 | 0 | 0 | 0 | 0 | 0 | 0 | 0 | 1 | 0 | 0 | 1 | 0 | 0 | 0 | 0 | 0 | 0 | 0 | OPEN | node_1380230_229_15294308_487 | AN | 8100304
load_220347475 |  | 0 | C | 0 | 0 | 0 | 0 | 0 | 0 | 0 | 0 | 0 | 0 | 0 | 0+0j | 0 | 0 | 0+0j | 0 | 0 | 0+0j | 0 | 0 | 0+0j | 0 | 0 | 0+0j | 0 | 0 | 0+0j | 8000 | 3407.986 | 8000+3407.986j | 0 | 0 | 0+0j | 0 | 0 | 0+0j | 0 | 0 | 0 | 0 | 0 | 0 | 0 | 0 | 0 | 0 | 0 | 0 | 0 | 0 | 0 | 0 | 0 | 0 | 1 | 0 | 0 | 1 | 0 | 0 | 0 | 0 | 0 | 0 | 0 | OPEN | node_1382399_839_15292810_27 | AN | 8100304
load_220347476 |  | 0 | C | 0 | 0 | 0 | 0 | 0 | 0 | 0 | 0 | 0 | 0 | 0 | 0+0j | 0 | 0 | 0+0j | 0 | 0 | 0+0j | 0 | 0 | 0+0j | 0 | 0 | 0+0j | 0 | 0 | 0+0j | 0 | 0 | 0+0j | 8000 | 3407.986 | 8000+3407.986j | 0 | 0 | 0+0j | 0 | 0 | 0 | 0 | 0 | 0 | 0 | 0 | 0 | 0 | 0 | 0 | 0 | 0 | 0 | 0 | 0 | 0 | 1 | 0 | 0 | 1 | 0 | 0 | 0 | 0 | 0 | 0 | 0 | OPEN | node_1382381_317_15292800_586 | BN | 8100304
load_220347477 |  | 0 | C | 0 | 0 | 0 | 0 | 0 | 0 | 0 | 0 | 0 | 0 | 0 | 0+0j | 0 | 0 | 0+0j | 0 | 0 | 0+0j | 0 | 0 | 0+0j | 0 | 0 | 0+0j | 0 | 0 | 0+0j | 0 | 0 | 0+0j | 0 | 0 | 0+0j | 8000 | 3407.986 | 8000+3407.986j | 0 | 0 | 0 | 0 | 0 | 0 | 0 | 0 | 0 | 0 | 0 | 0 | 0 | 0 | 0 | 0 | 0 | 0 | 1 | 0 | 0 | 1 | 0 | 0 | 0 | 0 | 0 | 0 | 0 | OPEN | node_1382419_565_15292813_204 | CN | 8100304
load_220347478 |  | 0 | C | 0 | 0 | 0 | 0 | 0 | 0 | 0 | 0 | 0 | 0 | 0 | 0+0j | 0 | 0 | 0+0j | 0 | 0 | 0+0j | 0 | 0 | 0+0j | 0 | 0 | 0+0j | 0 | 0 | 0+0j | 9000 | 3833.984 | 9000+3833.984j | 0 | 0 | 0+0j | 0 | 0 | 0+0j | 0 | 0 | 0 | 0 | 0 | 0 | 0 | 0 | 0 | 0 | 0 | 0 | 0 | 0 | 0 | 0 | 0 | 0 | 1 | 0 | 0 | 1 | 0 | 0 | 0 | 0 | 0 | 0 | 0 | OPEN | node_1382763_401_15292826_22 | AN | 8100304
load_220347482 |  | 0 | C | 0 | 0 | 0 | 0 | 0 | 0 | 0 | 0 | 0 | 0 | 0 | 0+0j | 0 | 0 | 0+0j | 0 | 0 | 0+0j | 0 | 0 | 0+0j | 0 | 0 | 0+0j | 0 | 0 | 0+0j | 14666.667 | 6247.974 | 14666.667+6247.974j | 0 | 0 | 0+0j | 0 | 0 | 0+0j | 0 | 0 | 0 | 0 | 0 | 0 | 0 | 0 | 0 | 0 | 0 | 0 | 0 | 0 | 0 | 0 | 0 | 0 | 1 | 0 | 0 | 1 | 0 | 0 | 0 | 0 | 0 | 0 | 0 | OPEN | node_1382629_456_15292487_964 | AN | 8100304
load_220347483 |  | 0 | C | 0 | 0 | 0 | 0 | 0 | 0 | 0 | 0 | 0 | 0 | 0 | 0+0j | 0 | 0 | 0+0j | 0 | 0 | 0+0j | 0 | 0 | 0+0j | 0 | 0 | 0+0j | 0 | 0 | 0+0j | 0 | 0 | 0+0j | 14666.667 | 6247.974 | 14666.667+6247.974j | 0 | 0 | 0+0j | 0 | 0 | 0 | 0 | 0 | 0 | 0 | 0 | 0 | 0 | 0 | 0 | 0 | 0 | 0 | 0 | 0 | 0 | 1 | 0 | 0 | 1 | 0 | 0 | 0 | 0 | 0 | 0 | 0 | OPEN | node_1382634_625_15292482_145 | BN | 8100304
load_220347484 |  | 0 | C | 0 | 0 | 0 | 0 | 0 | 0 | 0 | 0 | 0 | 0 | 0 | 0+0j | 0 | 0 | 0+0j | 0 | 0 | 0+0j | 0 | 0 | 0+0j | 0 | 0 | 0+0j | 0 | 0 | 0+0j | 0 | 0 | 0+0j | 0 | 0 | 0+0j | 14666.667 | 6247.974 | 14666.667+6247.974j | 0 | 0 | 0 | 0 | 0 | 0 | 0 | 0 | 0 | 0 | 0 | 0 | 0 | 0 | 0 | 0 | 0 | 0 | 1 | 0 | 0 | 1 | 0 | 0 | 0 | 0 | 0 | 0 | 0 | OPEN | node_1382622_403_15292490_846 | CN | 8100304
load_220347528 |  | 0 | R | 0 | 0 | 0 | 0 | 0 | 0 | 0 | 0 | 0 | 0 | 0 | 0+0j | 0 | 0 | 0+0j | 0 | 0 | 0+0j | 0 | 0 | 0+0j | 0 | 0 | 0+0j | 0 | 0 | 0+0j | 64468.8 | 27463.594 | 64468.8+27463.594j | 0 | 0 | 0+0j | 0 | 0 | 0+0j | 0 | 0 | 0 | 0 | 0 | 0 | 0 | 0 | 0 | 0 | 0 | 0 | 0 | 0 | 0 | 0 | 0 | 0 | 1 | 0 | 0 | 1 | 0 | 0 | 0 | 0 | 0 | 0 | 0 | OPEN | node_1382529_422_15293810_884 | AN | 8100304
load_220347606 |  | 0 | C | 0 | 0 | 0 | 0 | 0 | 0 | 0 | 0 | 0 | 0 | 0 | 0+0j | 0 | 0 | 0+0j | 0 | 0 | 0+0j | 0 | 0 | 0+0j | 0 | 0 | 0+0j | 0 | 0 | 0+0j | 0 | 0 | 0+0j | 0 | 0 | 0+0j | 0 | 0 | 0+0j | 0 | 0 | 0 | 0 | 0 | 0 | 0 | 0 | 0 | 0 | 0 | 0 | 0 | 0 | 0 | 0 | 0 | 0 | 1 | 0 | 0 | 1 | 0 | 0 | 0 | 0 | 0 | 0 | 0 | OPEN | node_1381436_6_15292722_678 | AN | 8100304
load_220347611 |  | 0 | R | 0 | 0 | 0 | 0 | 0 | 0 | 0 | 0 | 0 | 0 | 0 | 0+0j | 0 | 0 | 0+0j | 0 | 0 | 0+0j | 0 | 0 | 0+0j | 0 | 0 | 0+0j | 0 | 0 | 0+0j | 20692.8 | 8815.096 | 20692.8+8815.096j | 0 | 0 | 0+0j | 0 | 0 | 0+0j | 0 | 0 | 0 | 0 | 0 | 0 | 0 | 0 | 0 | 0 | 0 | 0 | 0 | 0 | 0 | 0 | 0 | 0 | 1 | 0 | 0 | 1 | 0 | 0 | 0 | 0 | 0 | 0 | 0 | OPEN | node_1380727_029_15292869_578 | AN | 8100304
load_220486439 |  | 0 | R | 0 | 0 | 0 | 0 | 0 | 0 | 0 | 0 | 0 | 0 | 0 | 0+0j | 0 | 0 | 0+0j | 0 | 0 | 0+0j | 0 | 0 | 0+0j | 0 | 0 | 0+0j | 0 | 0 | 0+0j | 66348 | 28264.13 | 66348+28264.13j | 0 | 0 | 0+0j | 0 | 0 | 0+0j | 0 | 0 | 0 | 0 | 0 | 0 | 0 | 0 | 0 | 0 | 0 | 0 | 0 | 0 | 0 | 0 | 0 | 0 | 1 | 0 | 0 | 1 | 0 | 0 | 0 | 0 | 0 | 0 | 0 | OPEN | node_1381589_727_15293037_421 | AN | 8100304
load_220512713 |  | 0 | R | 0 | 0 | 0 | 0 | 0 | 0 | 0 | 0 | 0 | 0 | 0 | 0+0j | 0 | 0 | 0+0j | 0 | 0 | 0+0j | 0 | 0 | 0+0j | 0 | 0 | 0+0j | 0 | 0 | 0+0j | 91080 | 38799.918 | 91080+38799.918j | 0 | 0 | 0+0j | 0 | 0 | 0+0j | 0 | 0 | 0 | 0 | 0 | 0 | 0 | 0 | 0 | 0 | 0 | 0 | 0 | 0 | 0 | 0 | 0 | 0 | 1 | 0 | 0 | 1 | 0 | 0 | 0 | 0 | 0 | 0 | 0 | OPEN | node_1380771_054_15293051_634 | AN | 8100304
load_220521261 |  | 0 | R | 0 | 0 | 0 | 0 | 0 | 0 | 0 | 0 | 0 | 0 | 0 | 0+0j | 0 | 0 | 0+0j | 0 | 0 | 0+0j | 0 | 0 | 0+0j | 0 | 0 | 0+0j | 0 | 0 | 0+0j | 53510.4 | 22795.335 | 53510.4+22795.335j | 0 | 0 | 0+0j | 0 | 0 | 0+0j | 0 | 0 | 0 | 0 | 0 | 0 | 0 | 0 | 0 | 0 | 0 | 0 | 0 | 0 | 0 | 0 | 0 | 0 | 1 | 0 | 0 | 1 | 0 | 0 | 0 | 0 | 0 | 0 | 0 | OPEN | node_1383926_638_15292865_202 | AN | 8100304
load_220529402 |  | 0 | R | 0 | 0 | 0 | 0 | 0 | 0 | 0 | 0 | 0 | 0 | 0 | 0+0j | 0 | 0 | 0+0j | 0 | 0 | 0+0j | 0 | 0 | 0+0j | 0 | 0 | 0+0j | 0 | 0 | 0+0j | 43891.2 | 18697.573 | 43891.2+18697.573j | 0 | 0 | 0+0j | 0 | 0 | 0+0j | 0 | 0 | 0 | 0 | 0 | 0 | 0 | 0 | 0 | 0 | 0 | 0 | 0 | 0 | 0 | 0 | 0 | 0 | 1 | 0 | 0 | 1 | 0 | 0 | 0 | 0 | 0 | 0 | 0 | OPEN | node_1384839_449_15291167_534 | AN | 8100304
load_220529898 |  | 0 | C | 0 | 0 | 0 | 0 | 0 | 0 | 0 | 0 | 0 | 0 | 0 | 0+0j | 0 | 0 | 0+0j | 0 | 0 | 0+0j | 0 | 0 | 0+0j | 0 | 0 | 0+0j | 0 | 0 | 0+0j | 66000 | 28115.882 | 66000+28115.882j | 66000 | 28115.882 | 66000+28115.882j | 66000 | 28115.882 | 66000+28115.882j | 0 | 0 | 0 | 0 | 0 | 0 | 0 | 0 | 0 | 0 | 0 | 0 | 0 | 0 | 0 | 0 | 0 | 0 | 1 | 0 | 0 | 1 | 0 | 0 | 0 | 0 | 0 | 0 | 0 | OPEN | node_1380152_471_15293084_736 | ABCN | 8100304
load_220546506 |  | 0 | R | 0 | 0 | 0 | 0 | 0 | 0 | 0 | 0 | 0 | 0 | 0 | 0+0j | 0 | 0 | 0+0j | 0 | 0 | 0+0j | 0 | 0 | 0+0j | 0 | 0 | 0+0j | 0 | 0 | 0+0j | 92822.4 | 39542.177 | 92822.4+39542.177j | 0 | 0 | 0+0j | 0 | 0 | 0+0j | 0 | 0 | 0 | 0 | 0 | 0 | 0 | 0 | 0 | 0 | 0 | 0 | 0 | 0 | 0 | 0 | 0 | 0 | 1 | 0 | 0 | 1 | 0 | 0 | 0 | 0 | 0 | 0 | 0 | OPEN | node_1381111_33_15294012_546 | AN | 8100304
load_220554304 |  | 0 | R | 0 | 0 | 0 | 0 | 0 | 0 | 0 | 0 | 0 | 0 | 0 | 0+0j | 0 | 0 | 0+0j | 0 | 0 | 0+0j | 0 | 0 | 0+0j | 0 | 0 | 0+0j | 0 | 0 | 0+0j | 58780.8 | 25040.516 | 58780.8+25040.516j | 0 | 0 | 0+0j | 0 | 0 | 0+0j | 0 | 0 | 0 | 0 | 0 | 0 | 0 | 0 | 0 | 0 | 0 | 0 | 0 | 0 | 0 | 0 | 0 | 0 | 1 | 0 | 0 | 1 | 0 | 0 | 0 | 0 | 0 | 0 | 0 | OPEN | node_1382652_637_15293519_361 | AN | 8100304
load_220594053 |  | 0 | R | 0 | 0 | 0 | 0 | 0 | 0 | 0 | 0 | 0 | 0 | 0 | 0+0j | 0 | 0 | 0+0j | 0 | 0 | 0+0j | 0 | 0 | 0+0j | 0 | 0 | 0+0j | 0 | 0 | 0+0j | 29260.8 | 12465.049 | 29260.8+12465.049j | 0 | 0 | 0+0j | 0 | 0 | 0+0j | 0 | 0 | 0 | 0 | 0 | 0 | 0 | 0 | 0 | 0 | 0 | 0 | 0 | 0 | 0 | 0 | 0 | 0 | 1 | 0 | 0 | 1 | 0 | 0 | 0 | 0 | 0 | 0 | 0 | OPEN | node_1382183_282_15294785_727 | AN | 8100304
load_220613537 |  | 0 | R | 0 | 0 | 0 | 0 | 0 | 0 | 0 | 0 | 0 | 0 | 0 | 0+0j | 0 | 0 | 0+0j | 0 | 0 | 0+0j | 0 | 0 | 0+0j | 0 | 0 | 0+0j | 0 | 0 | 0+0j | 102024 | 43462.042 | 102024+43462.042j | 0 | 0 | 0+0j | 0 | 0 | 0+0j | 0 | 0 | 0 | 0 | 0 | 0 | 0 | 0 | 0 | 0 | 0 | 0 | 0 | 0 | 0 | 0 | 0 | 0 | 1 | 0 | 0 | 1 | 0 | 0 | 0 | 0 | 0 | 0 | 0 | OPEN | node_1384767_403_15291773_441 | AN | 8100304
load_220617552 |  | 0 | R | 0 | 0 | 0 | 0 | 0 | 0 | 0 | 0 | 0 | 0 | 0 | 0+0j | 0 | 0 | 0+0j | 0 | 0 | 0+0j | 0 | 0 | 0+0j | 0 | 0 | 0+0j | 0 | 0 | 0+0j | 65707.2 | 27991.15 | 65707.2+27991.15j | 0 | 0 | 0+0j | 0 | 0 | 0+0j | 0 | 0 | 0 | 0 | 0 | 0 | 0 | 0 | 0 | 0 | 0 | 0 | 0 | 0 | 0 | 0 | 0 | 0 | 1 | 0 | 0 | 1 | 0 | 0 | 0 | 0 | 0 | 0 | 0 | OPEN | node_1383887_488_15293246_274 | AN | 8100304
load_220621808 |  | 0 | R | 0 | 0 | 0 | 0 | 0 | 0 | 0 | 0 | 0 | 0 | 0 | 0+0j | 0 | 0 | 0+0j | 0 | 0 | 0+0j | 0 | 0 | 0+0j | 0 | 0 | 0+0j | 0 | 0 | 0+0j | 87084 | 37097.629 | 87084+37097.629j | 0 | 0 | 0+0j | 0 | 0 | 0+0j | 0 | 0 | 0 | 0 | 0 | 0 | 0 | 0 | 0 | 0 | 0 | 0 | 0 | 0 | 0 | 0 | 0 | 0 | 1 | 0 | 0 | 1 | 0 | 0 | 0 | 0 | 0 | 0 | 0 | OPEN | node_1381026_734_15294312_678 | AN | 8100304
load_220623414 |  | 0 | C | 0 | 0 | 0 | 0 | 0 | 0 | 0 | 0 | 0 | 0 | 0 | 0+0j | 0 | 0 | 0+0j | 0 | 0 | 0+0j | 0 | 0 | 0+0j | 0 | 0 | 0+0j | 0 | 0 | 0+0j | 31333.333 | 13347.944 | 31333.333+13347.944j | 0 | 0 | 0+0j | 0 | 0 | 0+0j | 0 | 0 | 0 | 0 | 0 | 0 | 0 | 0 | 0 | 0 | 0 | 0 | 0 | 0 | 0 | 0 | 0 | 0 | 1 | 0 | 0 | 1 | 0 | 0 | 0 | 0 | 0 | 0 | 0 | OPEN | node_1380490_331_15292912_827 | AN | 8100304
load_220623415 |  | 0 | C | 0 | 0 | 0 | 0 | 0 | 0 | 0 | 0 | 0 | 0 | 0 | 0+0j | 0 | 0 | 0+0j | 0 | 0 | 0+0j | 0 | 0 | 0+0j | 0 | 0 | 0+0j | 0 | 0 | 0+0j | 0 | 0 | 0+0j | 31333.333 | 13347.944 | 31333.333+13347.944j | 0 | 0 | 0+0j | 0 | 0 | 0 | 0 | 0 | 0 | 0 | 0 | 0 | 0 | 0 | 0 | 0 | 0 | 0 | 0 | 0 | 0 | 1 | 0 | 0 | 1 | 0 | 0 | 0 | 0 | 0 | 0 | 0 | OPEN | node_1380490_161_15292900_874 | BN | 8100304
load_220623416 |  | 0 | C | 0 | 0 | 0 | 0 | 0 | 0 | 0 | 0 | 0 | 0 | 0 | 0+0j | 0 | 0 | 0+0j | 0 | 0 | 0+0j | 0 | 0 | 0+0j | 0 | 0 | 0+0j | 0 | 0 | 0+0j | 0 | 0 | 0+0j | 0 | 0 | 0+0j | 31333.333 | 13347.944 | 31333.333+13347.944j | 0 | 0 | 0 | 0 | 0 | 0 | 0 | 0 | 0 | 0 | 0 | 0 | 0 | 0 | 0 | 0 | 0 | 0 | 1 | 0 | 0 | 1 | 0 | 0 | 0 | 0 | 0 | 0 | 0 | OPEN | node_1380492_28_15292922_682 | CN | 8100304
load_310005607 |  | 0 | C | 0 | 0 | 0 | 0 | 0 | 0 | 0 | 0 | 0 | 0 | 0 | 0+0j | 0 | 0 | 0+0j | 0 | 0 | 0+0j | 0 | 0 | 0+0j | 0 | 0 | 0+0j | 0 | 0 | 0+0j | 0 | 0 | 0+0j | 1500 | 638.997 | 1500+638.997j | 0 | 0 | 0+0j | 0 | 0 | 0 | 0 | 0 | 0 | 0 | 0 | 0 | 0 | 0 | 0 | 0 | 0 | 0 | 0 | 0 | 0 | 1 | 0 | 0 | 1 | 0 | 0 | 0 | 0 | 0 | 0 | 0 | OPEN | node_1383003_691_15292352_959 | BN | 8100304
load_310005608 |  | 0 | C | 0 | 0 | 0 | 0 | 0 | 0 | 0 | 0 | 0 | 0 | 0 | 0+0j | 0 | 0 | 0+0j | 0 | 0 | 0+0j | 0 | 0 | 0+0j | 0 | 0 | 0+0j | 0 | 0 | 0+0j | 1500 | 638.997 | 1500+638.997j | 0 | 0 | 0+0j | 0 | 0 | 0+0j | 0 | 0 | 0 | 0 | 0 | 0 | 0 | 0 | 0 | 0 | 0 | 0 | 0 | 0 | 0 | 0 | 0 | 0 | 1 | 0 | 0 | 1 | 0 | 0 | 0 | 0 | 0 | 0 | 0 | OPEN | node_1382987_964_15292369_042 | AN | 8100304
load_310017187 |  | 0 | C | 0 | 0 | 0 | 0 | 0 | 0 | 0 | 0 | 0 | 0 | 0 | 0+0j | 0 | 0 | 0+0j | 0 | 0 | 0+0j | 0 | 0 | 0+0j | 0 | 0 | 0+0j | 0 | 0 | 0+0j | 4500 | 1916.992 | 4500+1916.992j | 0 | 0 | 0+0j | 0 | 0 | 0+0j | 0 | 0 | 0 | 0 | 0 | 0 | 0 | 0 | 0 | 0 | 0 | 0 | 0 | 0 | 0 | 0 | 0 | 0 | 1 | 0 | 0 | 1 | 0 | 0 | 0 | 0 | 0 | 0 | 0 | OPEN | node_1382035_11_15292781_46 | AN | 8100304
load_310049192 |  | 0 | C | 0 | 0 | 0 | 0 | 0 | 0 | 0 | 0 | 0 | 0 | 0 | 0+0j | 0 | 0 | 0+0j | 0 | 0 | 0+0j | 0 | 0 | 0+0j | 0 | 0 | 0+0j | 0 | 0 | 0+0j | 0 | 0 | 0+0j | 4500 | 1916.992 | 4500+1916.992j | 0 | 0 | 0+0j | 0 | 0 | 0 | 0 | 0 | 0 | 0 | 0 | 0 | 0 | 0 | 0 | 0 | 0 | 0 | 0 | 0 | 0 | 1 | 0 | 0 | 1 | 0 | 0 | 0 | 0 | 0 | 0 | 0 | OPEN | node_1382015_719_15292775_702 | BN | 8100304
load_310050351 |  | 0 | C | 0 | 0 | 0 | 0 | 0 | 0 | 0 | 0 | 0 | 0 | 0 | 0+0j | 0 | 0 | 0+0j | 0 | 0 | 0+0j | 0 | 0 | 0+0j | 0 | 0 | 0+0j | 0 | 0 | 0+0j | 33333.333 | 14199.94 | 33333.333+14199.94j | 0 | 0 | 0+0j | 0 | 0 | 0+0j | 0 | 0 | 0 | 0 | 0 | 0 | 0 | 0 | 0 | 0 | 0 | 0 | 0 | 0 | 0 | 0 | 0 | 0 | 1 | 0 | 0 | 1 | 0 | 0 | 0 | 0 | 0 | 0 | 0 | OPEN | node_1382596_787_15292838_596 | AN | 8100304
load_310050353 |  | 0 | C | 0 | 0 | 0 | 0 | 0 | 0 | 0 | 0 | 0 | 0 | 0 | 0+0j | 0 | 0 | 0+0j | 0 | 0 | 0+0j | 0 | 0 | 0+0j | 0 | 0 | 0+0j | 0 | 0 | 0+0j | 0 | 0 | 0+0j | 33333.333 | 14199.94 | 33333.333+14199.94j | 0 | 0 | 0+0j | 0 | 0 | 0 | 0 | 0 | 0 | 0 | 0 | 0 | 0 | 0 | 0 | 0 | 0 | 0 | 0 | 0 | 0 | 1 | 0 | 0 | 1 | 0 | 0 | 0 | 0 | 0 | 0 | 0 | OPEN | node_1382596_032_15292817_105 | BN | 8100304
load_310050356 |  | 0 | C | 0 | 0 | 0 | 0 | 0 | 0 | 0 | 0 | 0 | 0 | 0 | 0+0j | 0 | 0 | 0+0j | 0 | 0 | 0+0j | 0 | 0 | 0+0j | 0 | 0 | 0+0j | 0 | 0 | 0+0j | 0 | 0 | 0+0j | 0 | 0 | 0+0j | 33333.333 | 14199.94 | 33333.333+14199.94j | 0 | 0 | 0 | 0 | 0 | 0 | 0 | 0 | 0 | 0 | 0 | 0 | 0 | 0 | 0 | 0 | 0 | 0 | 1 | 0 | 0 | 1 | 0 | 0 | 0 | 0 | 0 | 0 | 0 | OPEN | node_1382597_881_15292797_666 | CN | 8100304
load_310064919 |  | 0 | R | 0 | 0 | 0 | 0 | 0 | 0 | 0 | 0 | 0 | 0 | 0 | 0+0j | 0 | 0 | 0+0j | 0 | 0 | 0+0j | 0 | 0 | 0+0j | 0 | 0 | 0+0j | 0 | 0 | 0+0j | 93276 | 39735.41 | 93276+39735.41j | 0 | 0 | 0+0j | 0 | 0 | 0+0j | 0 | 0 | 0 | 0 | 0 | 0 | 0 | 0 | 0 | 0 | 0 | 0 | 0 | 0 | 0 | 0 | 0 | 0 | 1 | 0 | 0 | 1 | 0 | 0 | 0 | 0 | 0 | 0 | 0 | OPEN | node_1381652_568_15294291_761 | AN | 8100304
load_311912442 |  | 0 | C | 0 | 0 | 0 | 0 | 0 | 0 | 0 | 0 | 0 | 0 | 0 | 0+0j | 0 | 0 | 0+0j | 0 | 0 | 0+0j | 0 | 0 | 0+0j | 0 | 0 | 0+0j | 0 | 0 | 0+0j | 2234.4 | 951.85 | 2234.4+951.85j | 0 | 0 | 0+0j | 0 | 0 | 0+0j | 0 | 0 | 0 | 0 | 0 | 0 | 0 | 0 | 0 | 0 | 0 | 0 | 0 | 0 | 0 | 0 | 0 | 0 | 1 | 0 | 0 | 1 | 0 | 0 | 0 | 0 | 0 | 0 | 0 | OPEN | node_1383630_989_15293727_759 | AN | 8100304
load_311912444 |  | 0 | C | 0 | 0 | 0 | 0 | 0 | 0 | 0 | 0 | 0 | 0 | 0 | 0+0j | 0 | 0 | 0+0j | 0 | 0 | 0+0j | 0 | 0 | 0+0j | 0 | 0 | 0+0j | 0 | 0 | 0+0j | 0 | 0 | 0+0j | 2234.4 | 951.85 | 2234.4+951.85j | 0 | 0 | 0+0j | 0 | 0 | 0 | 0 | 0 | 0 | 0 | 0 | 0 | 0 | 0 | 0 | 0 | 0 | 0 | 0 | 0 | 0 | 1 | 0 | 0 | 1 | 0 | 0 | 0 | 0 | 0 | 0 | 0 | OPEN | node_1383627_198_15293711_85 | BN | 8100304
load_311912445 |  | 0 | C | 0 | 0 | 0 | 0 | 0 | 0 | 0 | 0 | 0 | 0 | 0 | 0+0j | 0 | 0 | 0+0j | 0 | 0 | 0+0j | 0 | 0 | 0+0j | 0 | 0 | 0+0j | 0 | 0 | 0+0j | 0 | 0 | 0+0j | 0 | 0 | 0+0j | 2234.4 | 951.85 | 2234.4+951.85j | 0 | 0 | 0 | 0 | 0 | 0 | 0 | 0 | 0 | 0 | 0 | 0 | 0 | 0 | 0 | 0 | 0 | 0 | 1 | 0 | 0 | 1 | 0 | 0 | 0 | 0 | 0 | 0 | 0 | OPEN | node_1383631_441_15293698_626 | CN | 8100304
load_312040682 |  | 0 | C | 0 | 0 | 0 | 0 | 0 | 0 | 0 | 0 | 0 | 0 | 0 | 0+0j | 0 | 0 | 0+0j | 0 | 0 | 0+0j | 0 | 0 | 0+0j | 0 | 0 | 0+0j | 0 | 0 | 0+0j | 1000 | 425.998 | 1000+425.998j | 0 | 0 | 0+0j | 0 | 0 | 0+0j | 0 | 0 | 0 | 0 | 0 | 0 | 0 | 0 | 0 | 0 | 0 | 0 | 0 | 0 | 0 | 0 | 0 | 0 | 1 | 0 | 0 | 1 | 0 | 0 | 0 | 0 | 0 | 0 | 0 | OPEN | node_1382360_219_15292615_108 | AN | 8100304
load_312126189 |  | 0 | C | 0 | 0 | 0 | 0 | 0 | 0 | 0 | 0 | 0 | 0 | 0 | 0+0j | 0 | 0 | 0+0j | 0 | 0 | 0+0j | 0 | 0 | 0+0j | 0 | 0 | 0+0j | 0 | 0 | 0+0j | 0 | 0 | 0+0j | 0 | 0 | 0+0j | 0 | 0 | 0+0j | 0 | 0 | 0 | 0 | 0 | 0 | 0 | 0 | 0 | 0 | 0 | 0 | 0 | 0 | 0 | 0 | 0 | 0 | 1 | 0 | 0 | 1 | 0 | 0 | 0 | 0 | 0 | 0 | 0 | OPEN | node_1386011_966_15290440_972 | AN | 8100304
load_312126190 |  | 0 | C | 0 | 0 | 0 | 0 | 0 | 0 | 0 | 0 | 0 | 0 | 0 | 0+0j | 0 | 0 | 0+0j | 0 | 0 | 0+0j | 0 | 0 | 0+0j | 0 | 0 | 0+0j | 0 | 0 | 0+0j | 0 | 0 | 0+0j | 0 | 0 | 0+0j | 0 | 0 | 0+0j | 0 | 0 | 0 | 0 | 0 | 0 | 0 | 0 | 0 | 0 | 0 | 0 | 0 | 0 | 0 | 0 | 0 | 0 | 1 | 0 | 0 | 1 | 0 | 0 | 0 | 0 | 0 | 0 | 0 | OPEN | node_1386025_704_15290427_818 | BN | 8100304
load_312126191 |  | 0 | C | 0 | 0 | 0 | 0 | 0 | 0 | 0 | 0 | 0 | 0 | 0 | 0+0j | 0 | 0 | 0+0j | 0 | 0 | 0+0j | 0 | 0 | 0+0j | 0 | 0 | 0+0j | 0 | 0 | 0+0j | 0 | 0 | 0+0j | 0 | 0 | 0+0j | 0 | 0 | 0+0j | 0 | 0 | 0 | 0 | 0 | 0 | 0 | 0 | 0 | 0 | 0 | 0 | 0 | 0 | 0 | 0 | 0 | 0 | 1 | 0 | 0 | 1 | 0 | 0 | 0 | 0 | 0 | 0 | 0 | OPEN | node_1386041_753_15290419_406 | CN | 8100304
load_312126192 |  | 0 | C | 0 | 0 | 0 | 0 | 0 | 0 | 0 | 0 | 0 | 0 | 0 | 0+0j | 0 | 0 | 0+0j | 0 | 0 | 0+0j | 0 | 0 | 0+0j | 0 | 0 | 0+0j | 0 | 0 | 0+0j | 0 | 0 | 0+0j | 0 | 0 | 0+0j | 0 | 0 | 0+0j | 0 | 0 | 0 | 0 | 0 | 0 | 0 | 0 | 0 | 0 | 0 | 0 | 0 | 0 | 0 | 0 | 0 | 0 | 1 | 0 | 0 | 1 | 0 | 0 | 0 | 0 | 0 | 0 | 0 | OPEN | node_1386119_316_15290514_12 | AN | 8100304

## OverheadLineConductor
Name | Diameter | GeometricMeanRadius | RatingSummerContinuous | RatingSummerEmergency | RatingWinterContinuous | RatingWinterEmergency | Feeder | Comments
oh_cond_1/0_AAAC | 0.398 | 0.012 | 235 | 235 | 310 | 310 | 8100304
oh_cond_1/0_ACSR | 0.398 | 0.012 | 265 | 265 | 330 | 330 | 8100304
oh_cond_2/0_CU | 0.414 | 0.013 | 295 | 295 | 425 | 425 | 8100304
oh_cond_2_CU | 0.292 | 0.009 | 190 | 190 | 270 | 270 | 8100304
oh_cond_4/0_AL | 0.522 | 0.016 | 365 | 365 | 480 | 480 | 8100304
oh_cond_4_CU | 0.232 | 0.007 | 140 | 140 | 200 | 200 | 8100304
oh_cond_336_5_MCM_AL | 0.666 | 0.021 | 490 | 490 | 644 | 644 | 8100304
oh_cond_477_ACSR | 0.849 | 0.028 | 695 | 695 | 880 | 880 | 8100304
oh_cond_477_MCM_AL | 0.792 | 0.025 | 605 | 605 | 810 | 810 | 8100304
oh_cond_WP-4/0-CU | 0.81 | 0.015 | 340 | 340 | 390 | 390 | 8100304

## OverheadLineConfiguration
Name | ConductorA | ConductorB | ConductorC | ConductorN | LineSpacing | Capacitance11 | Capacitance12 | Capacitance13 | Capacitance21 | Capacitance22 | Capacitance23 | Capacitance31 | Capacitance32 | Capacitance33 | Impedance11 | Impedance12 | Impedance13 | Impedance21 | Impedance22 | Impedance23 | Impedance31 | Impedance32 | Impedance33 | Feeder | Comments
bal_1P_1/0AA | oh_cond_1/0_AAAC | oh_cond_1/0_AAAC | oh_cond_1/0_AAAC |  |  | 12.796 | -3.172 | -3.172 | -3.172 | 12.796 | -3.172 | -3.172 | -3.172 | 12.796 | 0.972+1.499j | 0.095+0.781j | 0.095+0.781j | 0.095+0.781j | 0.972+1.499j | 0.095+0.781j | 0.095+0.781j | 0.095+0.781j | 0.972+1.499j | 8100304
bal_1P_1/0AC | oh_cond_1/0_ACSR | oh_cond_1/0_ACSR | oh_cond_1/0_ACSR |  |  | 12.796 | -3.172 | -3.172 | -3.172 | 12.796 | -3.172 | -3.172 | -3.172 | 12.796 | 0.983+1.218j | 0.095+0.781j | 0.095+0.781j | 0.095+0.781j | 0.983+1.218j | 0.095+0.781j | 0.095+0.781j | 0.095+0.781j | 0.983+1.218j | 8100304
bal_1P_2/0CU | oh_cond_2/0_CU | oh_cond_2/0_CU | oh_cond_2/0_CU |  |  | 12.878 | -3.204 | -3.204 | -3.204 | 12.878 | -3.204 | -3.204 | -3.204 | 12.878 | 0.535+1.487j | 0.095+0.781j | 0.095+0.781j | 0.095+0.781j | 0.535+1.487j | 0.095+0.781j | 0.095+0.781j | 0.095+0.781j | 0.535+1.487j | 8100304
bal_1P_2CU | oh_cond_2_CU | oh_cond_2_CU | oh_cond_2_CU |  |  | 12.191 | -2.94 | -2.94 | -2.94 | 12.191 | -2.94 | -2.94 | -2.94 | 12.191 | 0.968+1.536j | 0.095+0.781j | 0.095+0.781j | 0.095+0.781j | 0.968+1.536j | 0.095+0.781j | 0.095+0.781j | 0.095+0.781j | 0.968+1.536j | 8100304
bal_1P_4CU | oh_cond_4_CU | oh_cond_4_CU | oh_cond_4_CU |  |  | 11.78 | -2.785 | -2.785 | -2.785 | 11.78 | -2.785 | -2.785 | -2.785 | 11.78 | 1.483+1.565j | 0.095+0.781j | 0.095+0.781j | 0.095+0.781j | 1.483+1.565j | 0.095+0.781j | 0.095+0.781j | 0.095+0.781j | 1.483+1.565j | 8100304
bal_1P_477AL | oh_cond_477_MCM_AL | oh_cond_477_MCM_AL | oh_cond_477_MCM_AL |  |  | 14.4 | -3.806 | -3.806 | -3.806 | 14.4 | -3.806 | -3.806 | -3.806 | 14.4 | 0.293+1.41j | 0.095+0.781j | 0.095+0.781j | 0.095+0.781j | 0.293+1.41j | 0.095+0.781j | 0.095+0.781j | 0.095+0.781j | 0.293+1.41j | 8100304
bal_3P_1/0AA | oh_cond_1/0_AAAC | oh_cond_1/0_AAAC | oh_cond_1/0_AAAC |  |  | 12.796 | -3.172 | -3.172 | -3.172 | 12.796 | -3.172 | -3.172 | -3.172 | 12.796 | 0.972+1.499j | 0.095+0.781j | 0.095+0.781j | 0.095+0.781j | 0.972+1.499j | 0.095+0.781j | 0.095+0.781j | 0.095+0.781j | 0.972+1.499j | 8100304
bal_3P_1/0AC | oh_cond_1/0_ACSR | oh_cond_1/0_ACSR | oh_cond_1/0_ACSR |  |  | 12.796 | -3.172 | -3.172 | -3.172 | 12.796 | -3.172 | -3.172 | -3.172 | 12.796 | 0.983+1.497j | 0.095+0.781j | 0.095+0.781j | 0.095+0.781j | 0.983+1.497j | 0.095+0.781j | 0.095+0.781j | 0.095+0.781j | 0.983+1.497j | 8100304
bal_3P_2/0CU | oh_cond_2/0_CU | oh_cond_2/0_CU | oh_cond_2/0_CU |  |  | 12.878 | -3.204 | -3.204 | -3.204 | 12.878 | -3.204 | -3.204 | -3.204 | 12.878 | 0.535+1.487j | 0.095+0.781j | 0.095+0.781j | 0.095+0.781j | 0.535+1.487j | 0.095+0.781j | 0.095+0.781j | 0.095+0.781j | 0.535+1.487j | 8100304
bal_3P_2CU | oh_cond_2_CU | oh_cond_2_CU | oh_cond_2_CU |  |  | 12.191 | -2.94 | -2.94 | -2.94 | 12.191 | -2.94 | -2.94 | -2.94 | 12.191 | 0.968+1.536j | 0.095+0.781j | 0.095+0.781j | 0.095+0.781j | 0.968+1.536j | 0.095+0.781j | 0.095+0.781j | 0.095+0.781j | 0.968+1.536j | 8100304
bal_3P_4/0AL | oh_cond_4/0_AL | oh_cond_4/0_AL | oh_cond_4/0_AL |  |  | 13.381 | -3.4 | -3.4 | -3.4 | 13.381 | -3.4 | -3.4 | -3.4 | 13.381 | 0.537+1.466j | 0.095+0.781j | 0.095+0.781j | 0.095+0.781j | 0.537+1.466j | 0.095+0.781j | 0.095+0.781j | 0.095+0.781j | 0.537+1.466j | 8100304
bal_3P_4CU | oh_cond_4_CU | oh_cond_4_CU | oh_cond_4_CU |  |  | 11.78 | -2.785 | -2.785 | -2.785 | 11.78 | -2.785 | -2.785 | -2.785 | 11.78 | 1.483+1.565j | 0.095+0.781j | 0.095+0.781j | 0.095+0.781j | 1.483+1.565j | 0.095+0.781j | 0.095+0.781j | 0.095+0.781j | 1.483+1.565j | 8100304
bal_3P_336AL | oh_cond_336_5_MCM_AL | oh_cond_336_5_MCM_AL | oh_cond_336_5_MCM_AL |  |  | 13.957 | -3.628 | -3.628 | -3.628 | 13.957 | -3.628 | -3.628 | -3.628 | 13.957 | 0.374+1.431j | 0.095+0.781j | 0.095+0.781j | 0.095+0.781j | 0.374+1.431j | 0.095+0.781j | 0.095+0.781j | 0.095+0.781j | 0.374+1.431j | 8100304
bal_3P_477AC | oh_cond_477_ACSR | oh_cond_477_ACSR | oh_cond_477_ACSR |  |  | 15.098 | -4.212 | -4.212 | -4.212 | 15.098 | -4.212 | -4.212 | -4.212 | 15.098 | 0.291+1.395j | 0.095+0.806j | 0.095+0.806j | 0.095+0.806j | 0.291+1.395j | 0.095+0.806j | 0.095+0.806j | 0.095+0.806j | 0.291+1.395j | 8100304
bal_3P_477AL | oh_cond_477_MCM_AL | oh_cond_477_MCM_AL | oh_cond_477_MCM_AL |  |  | 14.305 | -3.735 | -3.735 | -3.735 | 14.305 | -3.735 | -3.735 | -3.735 | 14.305 | 0.293+1.41j | 0.095+0.775j | 0.095+0.775j | 0.095+0.775j | 0.293+1.41j | 0.095+0.775j | 0.095+0.775j | 0.095+0.775j | 0.293+1.41j | 8100304
unb_TAPWIRE_OH | oh_cond_WP-4/0-CU | oh_cond_WP-4/0-CU | oh_cond_WP-4/0-CU | oh_cond_WP-4/0-CU |  | 14.911 | -4.341 | -1.953 | -4.341 | 15.781 | -3.724 | -1.953 | -3.724 | 14.818 | 0.365+1.097j | 0.093+0.433j | 0.094+0.34j | 0.093+0.433j | 0.368+1.078j | 0.095+0.401j | 0.094+0.34j | 0.095+0.401j | 0.368+1.077j | 8100304

## Recloser
Name | GroupId | RetryTime | MaximumNumberOfTries | Status | From | To | Length | Phases | Feeder | Comments

## RegulatorConfiguration
Name | CurrentTransducerPhase | PowerTransducerPhase | Regulation | Control | Type | CompensatorResistiveSettingA | CompensatorResistiveSettingB | CompensatorResistiveSettingC | CompensatorReactiveSettingA | CompensatorReactiveSettingB | CompensatorReactiveSettingC | BandCenter | BandWidth | CurrentTransducerRatio | PowerTransducerRatio | ConnectType | ControlLevel | DwellTime | TimeDelay | LowerTaps | RaiseTaps | TapPositionA | TapPositionB | TapPositionC | Feeder | Comments
config_regulator_220370557 | A | A | 0.1 | MANUAL | TYPEA | 0 | 0 | 0 | 0 | 0 | 0 | 123 | 3 | 400 | 40 | UNKNOWN | INDIVIDUAL | 0 | 0 | 16 | 16 | -1 | -1 | -1 | 8100304

## Sectionalizer
Name | GroupId | OperatingMode | PhaseAState | PhaseBState | PhaseCState | CurrentInAReal | CurrentInAImag | CurrentInA | CurrentInBReal | CurrentInBImag | CurrentInB | CurrentInCReal | CurrentInCImag | CurrentInC | CurrentOutAReal | CurrentOutAImag | CurrentOutA | CurrentOutBReal | CurrentOutBImag | CurrentOutB | CurrentOutCReal | CurrentOutCImag | CurrentOutC | ActivePowerInA | ReactivePowerInA | PowerInA | ActivePowerInB | ReactivePowerInB | PowerInB | ActivePowerInC | ReactivePowerInC | PowerInC | ActivePowerOutA | ReactivePowerOutA | PowerOutA | ActivePowerOutB | ReactivePowerOutB | PowerOutB | ActivePowerOutC | ReactivePowerOutC | PowerOutC | Status | From | To | Length | Phases | Feeder | Comments

## Solar
Name | GroupId | SpillageCost | CapitalCost | FixedOperatingCost | VariableOperatingCost | MaxReactivePower | MaxActivePower | OutputSchedule | PlanningStatus | UnitType | UnitSubtype | ParentNode | Phases | Feeder | Comments
solar_load_220332396 |  | 0 | 0 | 0 | 0.001 | 0.004669939817390275 | 0.010962345908066778 | OPTIMIZED | INSTALLED | solar_pv |  | node_1385351_658_15290889_225 | AN | 8100304
solar_load_220332398 |  | 0 | 0 | 0 | 0.001 | 0.0039167710831300795 | 0.009194336558601347 | OPTIMIZED | INSTALLED | solar_pv |  | node_1384592_933_15291201_647 | AN | 8100304
solar_load_220332399 |  | 0 | 0 | 0 | 0.001 | 0.006463478002676982 | 0.01517254716049029 | OPTIMIZED | INSTALLED | solar_pv |  | node_1384132_872_15291416_423 | AN | 8100304
solar_load_220332488 |  | 0 | 0 | 0 | 0.001 | 0.007309693914023931 | 0.017158977898459715 | OPTIMIZED | INSTALLED | solar_pv |  | node_1384732_192_15292336_005 | AN | 8100304
solar_load_220332489 |  | 0 | 0 | 0 | 0.001 | 0.004417173910908254 | 0.010368996466855131 | OPTIMIZED | INSTALLED | solar_pv |  | node_1384793_584_15291447_856 | AN | 8100304
solar_load_220332501 |  | 0 | 0 | 0 | 0.001 | 0.01137226318492871 | 0.026695565294165752 | OPTIMIZED | INSTALLED | solar_pv |  | node_1383750_661_15294322_375 | AN | 8100304
solar_load_220332503 |  | 0 | 0 | 0 | 0.001 | 0.0023708700580080608 | 0.00556544577321997 | OPTIMIZED | INSTALLED | solar_pv |  | node_1383800_472_15293502_305 | AN | 8100304
solar_load_220332505 |  | 0 | 0 | 0 | 0.001 | 0.006333798185914391 | 0.014868133099346923 | OPTIMIZED | INSTALLED | solar_pv |  | node_1383753_207_15292178_945 | AN | 8100304
solar_load_220332507 |  | 0 | 0 | 0 | 0.001 | 0.0038889299998889435 | 0.009128982127395427 | OPTIMIZED | INSTALLED | solar_pv |  | node_1383596_729_15292281_807 | AN | 8100304
solar_load_220332508 |  | 0 | 0 | 0 | 0.001 | 0.003968789484020845 | 0.009316446153749252 | OPTIMIZED | INSTALLED | solar_pv |  | node_1383601_962_15292522_585 | AN | 8100304
solar_load_220332509 |  | 0 | 0 | 0 | 0.001 | 0.004011283479811194 | 0.00941619765401092 | OPTIMIZED | INSTALLED | solar_pv |  | node_1384185_887_15293819_155 | AN | 8100304
solar_load_220332510 |  | 0 | 0 | 0 | 0.001 | 0.007336802148599352 | 0.01722261247621285 | OPTIMIZED | INSTALLED | solar_pv |  | node_1384210_493_15292672_444 | AN | 8100304
solar_load_220332511 |  | 0 | 0 | 0 | 0.001 | 0.0033833984257934362 | 0.007942283244972132 | OPTIMIZED | INSTALLED | solar_pv |  | node_1384233_441_15293184_559 | AN | 8100304
solar_load_220332512 |  | 0 | 0 | 0 | 0.001 | 0.003631035824826659 | 0.008523593712014268 | OPTIMIZED | INSTALLED | solar_pv |  | node_1384210_164_15293488_769 | AN | 8100304
solar_load_220332522 |  | 0 | 0 | 0 | 0.001 | 0.0052069755237128205 | 0.012222998488959929 | OPTIMIZED | INSTALLED | solar_pv |  | node_1384210_946_15291701_505 | AN | 8100304
solar_load_220332525 |  | 0 | 0 | 0 | 0.001 | 0.009383838850165261 | 0.022027883023300797 | OPTIMIZED | INSTALLED | solar_pv |  | node_1384078_056_15294661_357 | AN | 8100304
solar_load_220332526 |  | 0 | 0 | 0 | 0.001 | 0.002677852194772388 | 0.006286064369937883 | OPTIMIZED | INSTALLED | solar_pv |  | node_1384042_128_15294217_645 | AN | 8100304
solar_load_220332567 |  | 0 | 0 | 0 | 0.001 | 0.00384863407235867 | 0.00903439018749212 | OPTIMIZED | INSTALLED | solar_pv |  | node_1383626_647_15292905_61 | AN | 8100304
solar_load_220332732 |  | 0 | 0 | 0 | 0.001 | 0.006550663823649223 | 0.015377209721371988 | OPTIMIZED | INSTALLED | solar_pv |  | node_1383296_88_15293265_172 | AN | 8100304
solar_load_220332741 |  | 0 | 0 | 0 | 0.001 | 0.007426918647628849 | 0.017434154450905695 | OPTIMIZED | INSTALLED | solar_pv |  | node_1384016_649_15291896_953 | AN | 8100304
solar_load_220332774 |  | 0 | 0 | 0 | 0.001 | 0.01141402457092188 | 0.026793596940974634 | OPTIMIZED | INSTALLED | solar_pv |  | node_1383350_179_15292345_867 | AN | 8100304
solar_load_220332775 |  | 0 | 0 | 0 | 0.001 | 0.0009517181715913752 | 0.00223408963517081 | OPTIMIZED | INSTALLED | solar_pv |  | node_1383205_209_15292169_372 | AN | 8100304
solar_load_220346943 |  | 0 | 0 | 0 | 0.001 | 0.004560774269291412 | 0.010706087743601456 | OPTIMIZED | INSTALLED | solar_pv |  | node_1379795_539_15293662_009 | AN | 8100304
solar_load_220347051 |  | 0 | 0 | 0 | 0.001 | 0.005626786496430448 | 0.0132084745174071 | OPTIMIZED | INSTALLED | solar_pv |  | node_1382131_077_15293797_384 | AN | 8100304
solar_load_220347052 |  | 0 | 0 | 0 | 0.001 | 0.005710309268416786 | 0.013404537811024861 | OPTIMIZED | INSTALLED | solar_pv |  | node_1382198_362_15293360_111 | AN | 8100304
solar_load_220347068 |  | 0 | 0 | 0 | 0.001 | 0.007860650161967046 | 0.01845230769495583 | OPTIMIZED | INSTALLED | solar_pv |  | node_1382758_335_15293015_042 | AN | 8100304
solar_load_220347070 |  | 0 | 0 | 0 | 0.001 | 0.0035929377266879273 | 0.008434161332469325 | OPTIMIZED | INSTALLED | solar_pv |  | node_1382551_158_15294093_762 | AN | 8100304
solar_load_220347071 |  | 0 | 0 | 0 | 0.001 | 0.008866584802709262 | 0.020813666485632903 | OPTIMIZED | INSTALLED | solar_pv |  | node_1382123_018_15294355_511 | AN | 8100304
solar_load_220347074 |  | 0 | 0 | 0 | 0.001 | 0.0052025796260612035 | 0.012212679368243204 | OPTIMIZED | INSTALLED | solar_pv |  | node_1381908_784_15293984_863 | AN | 8100304
solar_load_220347079 |  | 0 | 0 | 0 | 0.001 | 0.00839841847808677 | 0.01971468012930177 | OPTIMIZED | INSTALLED | solar_pv |  | node_1381549_1_15293648_984 | AN | 8100304
solar_load_220347080 |  | 0 | 0 | 0 | 0.001 | 0.004559309049697051 | 0.010702648036695881 | OPTIMIZED | INSTALLED | solar_pv |  | node_1381309_22_15293002_868 | AN | 8100304
solar_load_220347081 |  | 0 | 0 | 0 | 0.001 | 0.0069829301183930576 | 0.016391923258516544 | OPTIMIZED | INSTALLED | solar_pv |  | node_1381294_641_15293468_457 | AN | 8100304
solar_load_220347084 |  | 0 | 0 | 0 | 0.001 | 0.01084328666411222 | 0.025453831101253262 | OPTIMIZED | INSTALLED | solar_pv |  | node_1380250_026_15294787_466 | AN | 8100304
solar_load_220347087 |  | 0 | 0 | 0 | 0.001 | 0.00446259858475586 | 0.010475627380927947 | OPTIMIZED | INSTALLED | solar_pv |  | node_1380665_566_15293402_01 | AN | 8100304
solar_load_220347089 |  | 0 | 0 | 0 | 0.001 | 0.0062883735120667856 | 0.014761502185274104 | OPTIMIZED | INSTALLED | solar_pv |  | node_1380135_838_15293925_134 | AN | 8100304
solar_load_220347094 |  | 0 | 0 | 0 | 0.001 | 0.004973258666300165 | 0.011674365237520752 | OPTIMIZED | INSTALLED | solar_pv |  | node_1379838_154_15293969_638 | AN | 8100304
solar_load_220347096 |  | 0 | 0 | 0 | 0.001 | 0.008467288098655362 | 0.019876346353863778 | OPTIMIZED | INSTALLED | solar_pv |  | node_1381682_514_15293379_1 | AN | 8100304
solar_load_220347097 |  | 0 | 0 | 0 | 0.001 | 0.006943366800659965 | 0.016299051172066023 | OPTIMIZED | INSTALLED | solar_pv |  | node_1380861_999_15293333_281 | AN | 8100304
solar_load_220347098 |  | 0 | 0 | 0 | 0.001 | 0.0062217019597582725 | 0.014604995521070453 | OPTIMIZED | INSTALLED | solar_pv |  | node_1380428_425_15293267_728 | AN | 8100304
solar_load_220347099 |  | 0 | 0 | 0 | 0.001 | 0.00511026505877163 | 0.011995977833191994 | OPTIMIZED | INSTALLED | solar_pv |  | node_1381012_279_15293577_532 | AN | 8100304
solar_load_220347100 |  | 0 | 0 | 0 | 0.001 | 0.012847096760090599 | 0.030157630294626755 | OPTIMIZED | INSTALLED | solar_pv |  | node_1380667_51_15294391_593 | AN | 8100304
solar_load_220347101 |  | 0 | 0 | 0 | 0.001 | 0.005107334619582908 | 0.011989098419380844 | OPTIMIZED | INSTALLED | solar_pv |  | node_1379993_553_15294168_106 | AN | 8100304
solar_load_220347528 |  | 0 | 0 | 0 | 0.001 | 0.006560188467618173 | 0.015399567816258225 | OPTIMIZED | INSTALLED | solar_pv |  | node_1382529_422_15293810_884 | AN | 8100304
solar_load_220347611 |  | 0 | 0 | 0 | 0.001 | 0.002105649068368367 | 0.004942858823310937 | OPTIMIZED | INSTALLED | solar_pv |  | node_1380727_029_15292869_578 | AN | 8100304
solar_load_220486439 |  | 0 | 0 | 0 | 0.001 | 0.006751411329240478 | 0.01584844956743573 | OPTIMIZED | INSTALLED | solar_pv |  | node_1381589_727_15293037_421 | AN | 8100304
solar_load_220512713 |  | 0 | 0 | 0 | 0.001 | 0.009268079575023238 | 0.02175614617776039 | OPTIMIZED | INSTALLED | solar_pv |  | node_1380771_054_15293051_634 | AN | 8100304
solar_load_220521261 |  | 0 | 0 | 0 | 0.001 | 0.005445088278777093 | 0.012781950861115828 | OPTIMIZED | INSTALLED | solar_pv |  | node_1383926_638_15292865_202 | AN | 8100304
solar_load_220529402 |  | 0 | 0 | 0 | 0.001 | 0.004466261872610297 | 0.010484226648191883 | OPTIMIZED | INSTALLED | solar_pv |  | node_1384839_449_15291167_534 | AN | 8100304
solar_load_220546506 |  | 0 | 0 | 0 | 0.001 | 0.009445381895024977 | 0.022172350713334937 | OPTIMIZED | INSTALLED | solar_pv |  | node_1381111_33_15294012_546 | AN | 8100304
solar_load_220554304 |  | 0 | 0 | 0 | 0.001 | 0.005981391375302458 | 0.014040883588556192 | OPTIMIZED | INSTALLED | solar_pv |  | node_1382652_637_15293519_361 | AN | 8100304
solar_load_220594053 |  | 0 | 0 | 0 | 0.001 | 0.002977507994696377 | 0.006989484432127923 | OPTIMIZED | INSTALLED | solar_pv |  | node_1382183_282_15294785_727 | AN | 8100304
solar_load_220613537 |  | 0 | 0 | 0 | 0.001 | 0.010381714305401423 | 0.024370323425997212 | OPTIMIZED | INSTALLED | solar_pv |  | node_1384767_403_15291773_441 | AN | 8100304
solar_load_220617552 |  | 0 | 0 | 0 | 0.001 | 0.006686204996526326 | 0.015695382610137653 | OPTIMIZED | INSTALLED | solar_pv |  | node_1383887_488_15293246_274 | AN | 8100304
solar_load_220621808 |  | 0 | 0 | 0 | 0.001 | 0.008861456295260464 | 0.020801627511463392 | OPTIMIZED | INSTALLED | solar_pv |  | node_1381026_734_15294312_678 | AN | 8100304
solar_load_310064919 |  | 0 | 0 | 0 | 0.001 | 0.009491539178669763 | 0.022280701480860542 | OPTIMIZED | INSTALLED | solar_pv |  | node_1381652_568_15294291_761 | AN | 8100304

## Storage
Name | GroupId | InitStateOfCharge | SpinningReserveCharge | SpinningReserveDischarge | NonSpinningReserveCharge | NonSpinningReserveDischarge | RegulationUpCharge | RegulationUpDischarge | RegulationDownCharge | RegulationDownDischarge | ChargeEfficiency | DischargeEfficiency | CommitmentStatus | ConstructionTime | CalendarLife | YearOfInstallation | DepthOfDischarge | ReactivePower | ReactivePowerA | ReactivePowerB | ReactivePowerC | ActivePower | ActivePowerA | ActivePowerB | ActivePowerC | Energy | MaxEnergy | PowerCharge | PowerDischarge | RampUpLimit | RampDownLimit | CapitalCost | FixedOperatingCost | VariableOperatingCost | MaxReactivePower | MaxActivePower | OutputSchedule | PlanningStatus | UnitType | UnitSubtype | ParentNode | Phases | Feeder | Comments
storage_load_220332396 |  | 0 | 0 | 0 | 0 | 0 | 0 | 0 | 0 | 0 | 0.92 | 0 | False | 0 | 0 | 0 | 0 | 0 | 0 | 0 | 0 | 0 | 0 | 0 | 0 | 0 | 0.03288703772420033 | 0 | 0 | 0 | 0 | 0 | 0 | 0.001 | 0.004669939817390275 | 0.010962345908066778 | OPTIMIZED | INSTALLED | li_ion |  | node_1385351_658_15290889_225 | AN | 8100304
storage_load_220332398 |  | 0 | 0 | 0 | 0 | 0 | 0 | 0 | 0 | 0 | 0.92 | 0 | False | 0 | 0 | 0 | 0 | 0 | 0 | 0 | 0 | 0 | 0 | 0 | 0 | 0 | 0.02758300967580404 | 0 | 0 | 0 | 0 | 0 | 0 | 0.001 | 0.0039167710831300795 | 0.009194336558601347 | OPTIMIZED | INSTALLED | li_ion |  | node_1384592_933_15291201_647 | AN | 8100304
storage_load_220332399 |  | 0 | 0 | 0 | 0 | 0 | 0 | 0 | 0 | 0 | 0.92 | 0 | False | 0 | 0 | 0 | 0 | 0 | 0 | 0 | 0 | 0 | 0 | 0 | 0 | 0 | 0.04551764148147087 | 0 | 0 | 0 | 0 | 0 | 0 | 0.001 | 0.006463478002676982 | 0.01517254716049029 | OPTIMIZED | INSTALLED | li_ion |  | node_1384132_872_15291416_423 | AN | 8100304
storage_load_220332488 |  | 0 | 0 | 0 | 0 | 0 | 0 | 0 | 0 | 0 | 0.92 | 0 | False | 0 | 0 | 0 | 0 | 0 | 0 | 0 | 0 | 0 | 0 | 0 | 0 | 0 | 0.051476933695379146 | 0 | 0 | 0 | 0 | 0 | 0 | 0.001 | 0.007309693914023931 | 0.017158977898459715 | OPTIMIZED | INSTALLED | li_ion |  | node_1384732_192_15292336_005 | AN | 8100304
storage_load_220332489 |  | 0 | 0 | 0 | 0 | 0 | 0 | 0 | 0 | 0 | 0.92 | 0 | False | 0 | 0 | 0 | 0 | 0 | 0 | 0 | 0 | 0 | 0 | 0 | 0 | 0 | 0.031106989400565395 | 0 | 0 | 0 | 0 | 0 | 0 | 0.001 | 0.004417173910908254 | 0.010368996466855131 | OPTIMIZED | INSTALLED | li_ion |  | node_1384793_584_15291447_856 | AN | 8100304
storage_load_220332501 |  | 0 | 0 | 0 | 0 | 0 | 0 | 0 | 0 | 0 | 0.92 | 0 | False | 0 | 0 | 0 | 0 | 0 | 0 | 0 | 0 | 0 | 0 | 0 | 0 | 0 | 0.08008669588249726 | 0 | 0 | 0 | 0 | 0 | 0 | 0.001 | 0.01137226318492871 | 0.026695565294165752 | OPTIMIZED | INSTALLED | li_ion |  | node_1383750_661_15294322_375 | AN | 8100304
storage_load_220332503 |  | 0 | 0 | 0 | 0 | 0 | 0 | 0 | 0 | 0 | 0.92 | 0 | False | 0 | 0 | 0 | 0 | 0 | 0 | 0 | 0 | 0 | 0 | 0 | 0 | 0 | 0.01669633731965991 | 0 | 0 | 0 | 0 | 0 | 0 | 0.001 | 0.0023708700580080608 | 0.00556544577321997 | OPTIMIZED | INSTALLED | li_ion |  | node_1383800_472_15293502_305 | AN | 8100304
storage_load_220332505 |  | 0 | 0 | 0 | 0 | 0 | 0 | 0 | 0 | 0 | 0.92 | 0 | False | 0 | 0 | 0 | 0 | 0 | 0 | 0 | 0 | 0 | 0 | 0 | 0 | 0 | 0.04460439929804077 | 0 | 0 | 0 | 0 | 0 | 0 | 0.001 | 0.006333798185914391 | 0.014868133099346923 | OPTIMIZED | INSTALLED | li_ion |  | node_1383753_207_15292178_945 | AN | 8100304
storage_load_220332507 |  | 0 | 0 | 0 | 0 | 0 | 0 | 0 | 0 | 0 | 0.92 | 0 | False | 0 | 0 | 0 | 0 | 0 | 0 | 0 | 0 | 0 | 0 | 0 | 0 | 0 | 0.027386946382186278 | 0 | 0 | 0 | 0 | 0 | 0 | 0.001 | 0.0038889299998889435 | 0.009128982127395427 | OPTIMIZED | INSTALLED | li_ion |  | node_1383596_729_15292281_807 | AN | 8100304
storage_load_220332508 |  | 0 | 0 | 0 | 0 | 0 | 0 | 0 | 0 | 0 | 0.92 | 0 | False | 0 | 0 | 0 | 0 | 0 | 0 | 0 | 0 | 0 | 0 | 0 | 0 | 0 | 0.027949338461247756 | 0 | 0 | 0 | 0 | 0 | 0 | 0.001 | 0.003968789484020845 | 0.009316446153749252 | OPTIMIZED | INSTALLED | li_ion |  | node_1383601_962_15292522_585 | AN | 8100304
storage_load_220332509 |  | 0 | 0 | 0 | 0 | 0 | 0 | 0 | 0 | 0 | 0.92 | 0 | False | 0 | 0 | 0 | 0 | 0 | 0 | 0 | 0 | 0 | 0 | 0 | 0 | 0 | 0.02824859296203276 | 0 | 0 | 0 | 0 | 0 | 0 | 0.001 | 0.004011283479811194 | 0.00941619765401092 | OPTIMIZED | INSTALLED | li_ion |  | node_1384185_887_15293819_155 | AN | 8100304
storage_load_220332510 |  | 0 | 0 | 0 | 0 | 0 | 0 | 0 | 0 | 0 | 0.92 | 0 | False | 0 | 0 | 0 | 0 | 0 | 0 | 0 | 0 | 0 | 0 | 0 | 0 | 0 | 0.05166783742863855 | 0 | 0 | 0 | 0 | 0 | 0 | 0.001 | 0.007336802148599352 | 0.01722261247621285 | OPTIMIZED | INSTALLED | li_ion |  | node_1384210_493_15292672_444 | AN | 8100304
storage_load_220332511 |  | 0 | 0 | 0 | 0 | 0 | 0 | 0 | 0 | 0 | 0.92 | 0 | False | 0 | 0 | 0 | 0 | 0 | 0 | 0 | 0 | 0 | 0 | 0 | 0 | 0 | 0.023826849734916396 | 0 | 0 | 0 | 0 | 0 | 0 | 0.001 | 0.0033833984257934362 | 0.007942283244972132 | OPTIMIZED | INSTALLED | li_ion |  | node_1384233_441_15293184_559 | AN | 8100304
storage_load_220332512 |  | 0 | 0 | 0 | 0 | 0 | 0 | 0 | 0 | 0 | 0.92 | 0 | False | 0 | 0 | 0 | 0 | 0 | 0 | 0 | 0 | 0 | 0 | 0 | 0 | 0 | 0.025570781136042803 | 0 | 0 | 0 | 0 | 0 | 0 | 0.001 | 0.003631035824826659 | 0.008523593712014268 | OPTIMIZED | INSTALLED | li_ion |  | node_1384210_164_15293488_769 | AN | 8100304
storage_load_220332522 |  | 0 | 0 | 0 | 0 | 0 | 0 | 0 | 0 | 0 | 0.92 | 0 | False | 0 | 0 | 0 | 0 | 0 | 0 | 0 | 0 | 0 | 0 | 0 | 0 | 0 | 0.03666899546687979 | 0 | 0 | 0 | 0 | 0 | 0 | 0.001 | 0.0052069755237128205 | 0.012222998488959929 | OPTIMIZED | INSTALLED | li_ion |  | node_1384210_946_15291701_505 | AN | 8100304
storage_load_220332525 |  | 0 | 0 | 0 | 0 | 0 | 0 | 0 | 0 | 0 | 0.92 | 0 | False | 0 | 0 | 0 | 0 | 0 | 0 | 0 | 0 | 0 | 0 | 0 | 0 | 0 | 0.06608364906990238 | 0 | 0 | 0 | 0 | 0 | 0 | 0.001 | 0.009383838850165261 | 0.022027883023300797 | OPTIMIZED | INSTALLED | li_ion |  | node_1384078_056_15294661_357 | AN | 8100304
storage_load_220332526 |  | 0 | 0 | 0 | 0 | 0 | 0 | 0 | 0 | 0 | 0.92 | 0 | False | 0 | 0 | 0 | 0 | 0 | 0 | 0 | 0 | 0 | 0 | 0 | 0 | 0 | 0.01885819310981365 | 0 | 0 | 0 | 0 | 0 | 0 | 0.001 | 0.002677852194772388 | 0.006286064369937883 | OPTIMIZED | INSTALLED | li_ion |  | node_1384042_128_15294217_645 | AN | 8100304
storage_load_220332567 |  | 0 | 0 | 0 | 0 | 0 | 0 | 0 | 0 | 0 | 0.92 | 0 | False | 0 | 0 | 0 | 0 | 0 | 0 | 0 | 0 | 0 | 0 | 0 | 0 | 0 | 0.02710317056247636 | 0 | 0 | 0 | 0 | 0 | 0 | 0.001 | 0.00384863407235867 | 0.00903439018749212 | OPTIMIZED | INSTALLED | li_ion |  | node_1383626_647_15292905_61 | AN | 8100304
storage_load_220332732 |  | 0 | 0 | 0 | 0 | 0 | 0 | 0 | 0 | 0 | 0.92 | 0 | False | 0 | 0 | 0 | 0 | 0 | 0 | 0 | 0 | 0 | 0 | 0 | 0 | 0 | 0.046131629164115964 | 0 | 0 | 0 | 0 | 0 | 0 | 0.001 | 0.006550663823649223 | 0.015377209721371988 | OPTIMIZED | INSTALLED | li_ion |  | node_1383296_88_15293265_172 | AN | 8100304
storage_load_220332741 |  | 0 | 0 | 0 | 0 | 0 | 0 | 0 | 0 | 0 | 0.92 | 0 | False | 0 | 0 | 0 | 0 | 0 | 0 | 0 | 0 | 0 | 0 | 0 | 0 | 0 | 0.052302463352717085 | 0 | 0 | 0 | 0 | 0 | 0 | 0.001 | 0.007426918647628849 | 0.017434154450905695 | OPTIMIZED | INSTALLED | li_ion |  | node_1384016_649_15291896_953 | AN | 8100304
storage_load_220332774 |  | 0 | 0 | 0 | 0 | 0 | 0 | 0 | 0 | 0 | 0.92 | 0 | False | 0 | 0 | 0 | 0 | 0 | 0 | 0 | 0 | 0 | 0 | 0 | 0 | 0 | 0.0803807908229239 | 0 | 0 | 0 | 0 | 0 | 0 | 0.001 | 0.01141402457092188 | 0.026793596940974634 | OPTIMIZED | INSTALLED | li_ion |  | node_1383350_179_15292345_867 | AN | 8100304
storage_load_220332775 |  | 0 | 0 | 0 | 0 | 0 | 0 | 0 | 0 | 0 | 0.92 | 0 | False | 0 | 0 | 0 | 0 | 0 | 0 | 0 | 0 | 0 | 0 | 0 | 0 | 0 | 0.00670226890551243 | 0 | 0 | 0 | 0 | 0 | 0 | 0.001 | 0.0009517181715913752 | 0.00223408963517081 | OPTIMIZED | INSTALLED | li_ion |  | node_1383205_209_15292169_372 | AN | 8100304
storage_load_220346943 |  | 0 | 0 | 0 | 0 | 0 | 0 | 0 | 0 | 0 | 0.92 | 0 | False | 0 | 0 | 0 | 0 | 0 | 0 | 0 | 0 | 0 | 0 | 0 | 0 | 0 | 0.03211826323080437 | 0 | 0 | 0 | 0 | 0 | 0 | 0.001 | 0.004560774269291412 | 0.010706087743601456 | OPTIMIZED | INSTALLED | li_ion |  | node_1379795_539_15293662_009 | AN | 8100304
storage_load_220347051 |  | 0 | 0 | 0 | 0 | 0 | 0 | 0 | 0 | 0 | 0.92 | 0 | False | 0 | 0 | 0 | 0 | 0 | 0 | 0 | 0 | 0 | 0 | 0 | 0 | 0 | 0.039625423552221296 | 0 | 0 | 0 | 0 | 0 | 0 | 0.001 | 0.005626786496430448 | 0.0132084745174071 | OPTIMIZED | INSTALLED | li_ion |  | node_1382131_077_15293797_384 | AN | 8100304
storage_load_220347052 |  | 0 | 0 | 0 | 0 | 0 | 0 | 0 | 0 | 0 | 0.92 | 0 | False | 0 | 0 | 0 | 0 | 0 | 0 | 0 | 0 | 0 | 0 | 0 | 0 | 0 | 0.040213613433074585 | 0 | 0 | 0 | 0 | 0 | 0 | 0.001 | 0.005710309268416786 | 0.013404537811024861 | OPTIMIZED | INSTALLED | li_ion |  | node_1382198_362_15293360_111 | AN | 8100304
storage_load_220347068 |  | 0 | 0 | 0 | 0 | 0 | 0 | 0 | 0 | 0 | 0.92 | 0 | False | 0 | 0 | 0 | 0 | 0 | 0 | 0 | 0 | 0 | 0 | 0 | 0 | 0 | 0.05535692308486749 | 0 | 0 | 0 | 0 | 0 | 0 | 0.001 | 0.007860650161967046 | 0.01845230769495583 | OPTIMIZED | INSTALLED | li_ion |  | node_1382758_335_15293015_042 | AN | 8100304
storage_load_220347070 |  | 0 | 0 | 0 | 0 | 0 | 0 | 0 | 0 | 0 | 0.92 | 0 | False | 0 | 0 | 0 | 0 | 0 | 0 | 0 | 0 | 0 | 0 | 0 | 0 | 0 | 0.025302483997407976 | 0 | 0 | 0 | 0 | 0 | 0 | 0.001 | 0.0035929377266879273 | 0.008434161332469325 | OPTIMIZED | INSTALLED | li_ion |  | node_1382551_158_15294093_762 | AN | 8100304
storage_load_220347071 |  | 0 | 0 | 0 | 0 | 0 | 0 | 0 | 0 | 0 | 0.92 | 0 | False | 0 | 0 | 0 | 0 | 0 | 0 | 0 | 0 | 0 | 0 | 0 | 0 | 0 | 0.06244099945689871 | 0 | 0 | 0 | 0 | 0 | 0 | 0.001 | 0.008866584802709262 | 0.020813666485632903 | OPTIMIZED | INSTALLED | li_ion |  | node_1382123_018_15294355_511 | AN | 8100304
storage_load_220347074 |  | 0 | 0 | 0 | 0 | 0 | 0 | 0 | 0 | 0 | 0.92 | 0 | False | 0 | 0 | 0 | 0 | 0 | 0 | 0 | 0 | 0 | 0 | 0 | 0 | 0 | 0.03663803810472961 | 0 | 0 | 0 | 0 | 0 | 0 | 0.001 | 0.0052025796260612035 | 0.012212679368243204 | OPTIMIZED | INSTALLED | li_ion |  | node_1381908_784_15293984_863 | AN | 8100304
storage_load_220347079 |  | 0 | 0 | 0 | 0 | 0 | 0 | 0 | 0 | 0 | 0.92 | 0 | False | 0 | 0 | 0 | 0 | 0 | 0 | 0 | 0 | 0 | 0 | 0 | 0 | 0 | 0.05914404038790531 | 0 | 0 | 0 | 0 | 0 | 0 | 0.001 | 0.00839841847808677 | 0.01971468012930177 | OPTIMIZED | INSTALLED | li_ion |  | node_1381549_1_15293648_984 | AN | 8100304
storage_load_220347080 |  | 0 | 0 | 0 | 0 | 0 | 0 | 0 | 0 | 0 | 0.92 | 0 | False | 0 | 0 | 0 | 0 | 0 | 0 | 0 | 0 | 0 | 0 | 0 | 0 | 0 | 0.03210794411008765 | 0 | 0 | 0 | 0 | 0 | 0 | 0.001 | 0.004559309049697051 | 0.010702648036695881 | OPTIMIZED | INSTALLED | li_ion |  | node_1381309_22_15293002_868 | AN | 8100304
storage_load_220347081 |  | 0 | 0 | 0 | 0 | 0 | 0 | 0 | 0 | 0 | 0.92 | 0 | False | 0 | 0 | 0 | 0 | 0 | 0 | 0 | 0 | 0 | 0 | 0 | 0 | 0 | 0.04917576977554963 | 0 | 0 | 0 | 0 | 0 | 0 | 0.001 | 0.0069829301183930576 | 0.016391923258516544 | OPTIMIZED | INSTALLED | li_ion |  | node_1381294_641_15293468_457 | AN | 8100304
storage_load_220347084 |  | 0 | 0 | 0 | 0 | 0 | 0 | 0 | 0 | 0 | 0.92 | 0 | False | 0 | 0 | 0 | 0 | 0 | 0 | 0 | 0 | 0 | 0 | 0 | 0 | 0 | 0.07636149330375978 | 0 | 0 | 0 | 0 | 0 | 0 | 0.001 | 0.01084328666411222 | 0.025453831101253262 | OPTIMIZED | INSTALLED | li_ion |  | node_1380250_026_15294787_466 | AN | 8100304
storage_load_220347087 |  | 0 | 0 | 0 | 0 | 0 | 0 | 0 | 0 | 0 | 0.92 | 0 | False | 0 | 0 | 0 | 0 | 0 | 0 | 0 | 0 | 0 | 0 | 0 | 0 | 0 | 0.031426882142783844 | 0 | 0 | 0 | 0 | 0 | 0 | 0.001 | 0.00446259858475586 | 0.010475627380927947 | OPTIMIZED | INSTALLED | li_ion |  | node_1380665_566_15293402_01 | AN | 8100304
storage_load_220347089 |  | 0 | 0 | 0 | 0 | 0 | 0 | 0 | 0 | 0 | 0.92 | 0 | False | 0 | 0 | 0 | 0 | 0 | 0 | 0 | 0 | 0 | 0 | 0 | 0 | 0 | 0.04428450655582231 | 0 | 0 | 0 | 0 | 0 | 0 | 0.001 | 0.0062883735120667856 | 0.014761502185274104 | OPTIMIZED | INSTALLED | li_ion |  | node_1380135_838_15293925_134 | AN | 8100304
storage_load_220347094 |  | 0 | 0 | 0 | 0 | 0 | 0 | 0 | 0 | 0 | 0.92 | 0 | False | 0 | 0 | 0 | 0 | 0 | 0 | 0 | 0 | 0 | 0 | 0 | 0 | 0 | 0.035023095712562256 | 0 | 0 | 0 | 0 | 0 | 0 | 0.001 | 0.004973258666300165 | 0.011674365237520752 | OPTIMIZED | INSTALLED | li_ion |  | node_1379838_154_15293969_638 | AN | 8100304
storage_load_220347096 |  | 0 | 0 | 0 | 0 | 0 | 0 | 0 | 0 | 0 | 0.92 | 0 | False | 0 | 0 | 0 | 0 | 0 | 0 | 0 | 0 | 0 | 0 | 0 | 0 | 0 | 0.05962903906159134 | 0 | 0 | 0 | 0 | 0 | 0 | 0.001 | 0.008467288098655362 | 0.019876346353863778 | OPTIMIZED | INSTALLED | li_ion |  | node_1381682_514_15293379_1 | AN | 8100304
storage_load_220347097 |  | 0 | 0 | 0 | 0 | 0 | 0 | 0 | 0 | 0 | 0.92 | 0 | False | 0 | 0 | 0 | 0 | 0 | 0 | 0 | 0 | 0 | 0 | 0 | 0 | 0 | 0.04889715351619807 | 0 | 0 | 0 | 0 | 0 | 0 | 0.001 | 0.006943366800659965 | 0.016299051172066023 | OPTIMIZED | INSTALLED | li_ion |  | node_1380861_999_15293333_281 | AN | 8100304
storage_load_220347098 |  | 0 | 0 | 0 | 0 | 0 | 0 | 0 | 0 | 0 | 0.92 | 0 | False | 0 | 0 | 0 | 0 | 0 | 0 | 0 | 0 | 0 | 0 | 0 | 0 | 0 | 0.04381498656321136 | 0 | 0 | 0 | 0 | 0 | 0 | 0.001 | 0.0062217019597582725 | 0.014604995521070453 | OPTIMIZED | INSTALLED | li_ion |  | node_1380428_425_15293267_728 | AN | 8100304
storage_load_220347099 |  | 0 | 0 | 0 | 0 | 0 | 0 | 0 | 0 | 0 | 0.92 | 0 | False | 0 | 0 | 0 | 0 | 0 | 0 | 0 | 0 | 0 | 0 | 0 | 0 | 0 | 0.035987933499575984 | 0 | 0 | 0 | 0 | 0 | 0 | 0.001 | 0.00511026505877163 | 0.011995977833191994 | OPTIMIZED | INSTALLED | li_ion |  | node_1381012_279_15293577_532 | AN | 8100304
storage_load_220347100 |  | 0 | 0 | 0 | 0 | 0 | 0 | 0 | 0 | 0 | 0.92 | 0 | False | 0 | 0 | 0 | 0 | 0 | 0 | 0 | 0 | 0 | 0 | 0 | 0 | 0 | 0.09047289088388026 | 0 | 0 | 0 | 0 | 0 | 0 | 0.001 | 0.012847096760090599 | 0.030157630294626755 | OPTIMIZED | INSTALLED | li_ion |  | node_1380667_51_15294391_593 | AN | 8100304
storage_load_220347101 |  | 0 | 0 | 0 | 0 | 0 | 0 | 0 | 0 | 0 | 0.92 | 0 | False | 0 | 0 | 0 | 0 | 0 | 0 | 0 | 0 | 0 | 0 | 0 | 0 | 0 | 0.03596729525814253 | 0 | 0 | 0 | 0 | 0 | 0 | 0.001 | 0.005107334619582908 | 0.011989098419380844 | OPTIMIZED | INSTALLED | li_ion |  | node_1379993_553_15294168_106 | AN | 8100304
storage_load_220347528 |  | 0 | 0 | 0 | 0 | 0 | 0 | 0 | 0 | 0 | 0.92 | 0 | False | 0 | 0 | 0 | 0 | 0 | 0 | 0 | 0 | 0 | 0 | 0 | 0 | 0 | 0.04619870344877468 | 0 | 0 | 0 | 0 | 0 | 0 | 0.001 | 0.006560188467618173 | 0.015399567816258225 | OPTIMIZED | INSTALLED | li_ion |  | node_1382529_422_15293810_884 | AN | 8100304
storage_load_220347611 |  | 0 | 0 | 0 | 0 | 0 | 0 | 0 | 0 | 0 | 0.92 | 0 | False | 0 | 0 | 0 | 0 | 0 | 0 | 0 | 0 | 0 | 0 | 0 | 0 | 0 | 0.014828576469932811 | 0 | 0 | 0 | 0 | 0 | 0 | 0.001 | 0.002105649068368367 | 0.004942858823310937 | OPTIMIZED | INSTALLED | li_ion |  | node_1380727_029_15292869_578 | AN | 8100304
storage_load_220486439 |  | 0 | 0 | 0 | 0 | 0 | 0 | 0 | 0 | 0 | 0.92 | 0 | False | 0 | 0 | 0 | 0 | 0 | 0 | 0 | 0 | 0 | 0 | 0 | 0 | 0 | 0.04754534870230719 | 0 | 0 | 0 | 0 | 0 | 0 | 0.001 | 0.006751411329240478 | 0.01584844956743573 | OPTIMIZED | INSTALLED | li_ion |  | node_1381589_727_15293037_421 | AN | 8100304
storage_load_220512713 |  | 0 | 0 | 0 | 0 | 0 | 0 | 0 | 0 | 0 | 0.92 | 0 | False | 0 | 0 | 0 | 0 | 0 | 0 | 0 | 0 | 0 | 0 | 0 | 0 | 0 | 0.06526843853328117 | 0 | 0 | 0 | 0 | 0 | 0 | 0.001 | 0.009268079575023238 | 0.02175614617776039 | OPTIMIZED | INSTALLED | li_ion |  | node_1380771_054_15293051_634 | AN | 8100304
storage_load_220521261 |  | 0 | 0 | 0 | 0 | 0 | 0 | 0 | 0 | 0 | 0.92 | 0 | False | 0 | 0 | 0 | 0 | 0 | 0 | 0 | 0 | 0 | 0 | 0 | 0 | 0 | 0.03834585258334748 | 0 | 0 | 0 | 0 | 0 | 0 | 0.001 | 0.005445088278777093 | 0.012781950861115828 | OPTIMIZED | INSTALLED | li_ion |  | node_1383926_638_15292865_202 | AN | 8100304
storage_load_220529402 |  | 0 | 0 | 0 | 0 | 0 | 0 | 0 | 0 | 0 | 0.92 | 0 | False | 0 | 0 | 0 | 0 | 0 | 0 | 0 | 0 | 0 | 0 | 0 | 0 | 0 | 0.03145267994457565 | 0 | 0 | 0 | 0 | 0 | 0 | 0.001 | 0.004466261872610297 | 0.010484226648191883 | OPTIMIZED | INSTALLED | li_ion |  | node_1384839_449_15291167_534 | AN | 8100304
storage_load_220546506 |  | 0 | 0 | 0 | 0 | 0 | 0 | 0 | 0 | 0 | 0.92 | 0 | False | 0 | 0 | 0 | 0 | 0 | 0 | 0 | 0 | 0 | 0 | 0 | 0 | 0 | 0.0665170521400048 | 0 | 0 | 0 | 0 | 0 | 0 | 0.001 | 0.009445381895024977 | 0.022172350713334937 | OPTIMIZED | INSTALLED | li_ion |  | node_1381111_33_15294012_546 | AN | 8100304
storage_load_220554304 |  | 0 | 0 | 0 | 0 | 0 | 0 | 0 | 0 | 0 | 0.92 | 0 | False | 0 | 0 | 0 | 0 | 0 | 0 | 0 | 0 | 0 | 0 | 0 | 0 | 0 | 0.042122650765668575 | 0 | 0 | 0 | 0 | 0 | 0 | 0.001 | 0.005981391375302458 | 0.014040883588556192 | OPTIMIZED | INSTALLED | li_ion |  | node_1382652_637_15293519_361 | AN | 8100304
storage_load_220594053 |  | 0 | 0 | 0 | 0 | 0 | 0 | 0 | 0 | 0 | 0.92 | 0 | False | 0 | 0 | 0 | 0 | 0 | 0 | 0 | 0 | 0 | 0 | 0 | 0 | 0 | 0.02096845329638377 | 0 | 0 | 0 | 0 | 0 | 0 | 0.001 | 0.002977507994696377 | 0.006989484432127923 | OPTIMIZED | INSTALLED | li_ion |  | node_1382183_282_15294785_727 | AN | 8100304
storage_load_220613537 |  | 0 | 0 | 0 | 0 | 0 | 0 | 0 | 0 | 0 | 0.92 | 0 | False | 0 | 0 | 0 | 0 | 0 | 0 | 0 | 0 | 0 | 0 | 0 | 0 | 0 | 0.07311097027799164 | 0 | 0 | 0 | 0 | 0 | 0 | 0.001 | 0.010381714305401423 | 0.024370323425997212 | OPTIMIZED | INSTALLED | li_ion |  | node_1384767_403_15291773_441 | AN | 8100304
storage_load_220617552 |  | 0 | 0 | 0 | 0 | 0 | 0 | 0 | 0 | 0 | 0.92 | 0 | False | 0 | 0 | 0 | 0 | 0 | 0 | 0 | 0 | 0 | 0 | 0 | 0 | 0 | 0.047086147830412955 | 0 | 0 | 0 | 0 | 0 | 0 | 0.001 | 0.006686204996526326 | 0.015695382610137653 | OPTIMIZED | INSTALLED | li_ion |  | node_1383887_488_15293246_274 | AN | 8100304
storage_load_220621808 |  | 0 | 0 | 0 | 0 | 0 | 0 | 0 | 0 | 0 | 0.92 | 0 | False | 0 | 0 | 0 | 0 | 0 | 0 | 0 | 0 | 0 | 0 | 0 | 0 | 0 | 0.06240488253439018 | 0 | 0 | 0 | 0 | 0 | 0 | 0.001 | 0.008861456295260464 | 0.020801627511463392 | OPTIMIZED | INSTALLED | li_ion |  | node_1381026_734_15294312_678 | AN | 8100304
storage_load_310064919 |  | 0 | 0 | 0 | 0 | 0 | 0 | 0 | 0 | 0 | 0.92 | 0 | False | 0 | 0 | 0 | 0 | 0 | 0 | 0 | 0 | 0 | 0 | 0 | 0 | 0 | 0.06684210444258162 | 0 | 0 | 0 | 0 | 0 | 0 | 0.001 | 0.009491539178669763 | 0.022280701480860542 | OPTIMIZED | INSTALLED | li_ion |  | node_1381652_568_15294291_761 | AN | 8100304

## Switch
Name | GroupId | OperatingMode | PhaseAState | PhaseBState | PhaseCState | CurrentInAReal | CurrentInAImag | CurrentInA | CurrentInBReal | CurrentInBImag | CurrentInB | CurrentInCReal | CurrentInCImag | CurrentInC | CurrentOutAReal | CurrentOutAImag | CurrentOutA | CurrentOutBReal | CurrentOutBImag | CurrentOutB | CurrentOutCReal | CurrentOutCImag | CurrentOutC | ActivePowerInA | ReactivePowerInA | PowerInA | ActivePowerInB | ReactivePowerInB | PowerInB | ActivePowerInC | ReactivePowerInC | PowerInC | ActivePowerOutA | ReactivePowerOutA | PowerOutA | ActivePowerOutB | ReactivePowerOutB | PowerOutB | ActivePowerOutC | ReactivePowerOutC | PowerOutC | Status | From | To | Length | Phases | Feeder | Comments
switch_671T665_NO-220415587 |  | INDIVIDUAL | CLOSED | CLOSED | CLOSED | 0 | 0 | 0+0j | 0 | 0 | 0+0j | 0 | 0 | 0+0j | 0 | 0 | 0+0j | 0 | 0 | 0+0j | 0 | 0 | 0+0j | 0 | 0 | 0+0j | 0 | 0 | 0+0j | 0 | 0 | 0+0j | 0 | 0 | 0+0j | 0 | 0 | 0+0j | 0 | 0 | 0+0j | OPEN | node_intto1_671T665_NO-220415587 | node_671T665_NO-220415587 | 0 | ABCD | 8100304
switch_671T692_NO-220415551 |  | INDIVIDUAL | CLOSED | CLOSED | CLOSED | 0 | 0 | 0+0j | 0 | 0 | 0+0j | 0 | 0 | 0+0j | 0 | 0 | 0+0j | 0 | 0 | 0+0j | 0 | 0 | 0+0j | 0 | 0 | 0+0j | 0 | 0 | 0+0j | 0 | 0 | 0+0j | 0 | 0 | 0+0j | 0 | 0 | 0+0j | 0 | 0 | 0+0j | OPEN | node_intto1_1384354_335_15292935_3 | node_1384354_335_15292935_3 | 0 | ABCD | 8100304
switch_671T722_NO-220416703 |  | INDIVIDUAL | CLOSED | CLOSED | CLOSED | 0 | 0 | 0+0j | 0 | 0 | 0+0j | 0 | 0 | 0+0j | 0 | 0 | 0+0j | 0 | 0 | 0+0j | 0 | 0 | 0+0j | 0 | 0 | 0+0j | 0 | 0 | 0+0j | 0 | 0 | 0+0j | 0 | 0 | 0+0j | 0 | 0 | 0+0j | 0 | 0 | 0+0j | OPEN | node_intto1_1380029_36_15294318_865 | node_1380029_36_15294318_865 | 0 | ABCD | 8100304
switch_692T665_NO-220415626 |  | INDIVIDUAL | CLOSED | CLOSED | CLOSED | 0 | 0 | 0+0j | 0 | 0 | 0+0j | 0 | 0 | 0+0j | 0 | 0 | 0+0j | 0 | 0 | 0+0j | 0 | 0 | 0+0j | 0 | 0 | 0+0j | 0 | 0 | 0+0j | 0 | 0 | 0+0j | 0 | 0 | 0+0j | 0 | 0 | 0+0j | 0 | 0 | 0+0j | OPEN | node_intto1_1386607_412_15290316_189 | node_1386607_412_15290316_189 | 0 | ABCD | 8100304
switch_220416624 |  | INDIVIDUAL | CLOSED | CLOSED | CLOSED | 0 | 0 | 0+0j | 0 | 0 | 0+0j | 0 | 0 | 0+0j | 0 | 0 | 0+0j | 0 | 0 | 0+0j | 0 | 0 | 0+0j | 0 | 0 | 0+0j | 0 | 0 | 0+0j | 0 | 0 | 0+0j | 0 | 0 | 0+0j | 0 | 0 | 0+0j | 0 | 0 | 0+0j | OPEN | node_intto1_8100304_201059651 | node_8100304_201059651 | 0 | ABCD | 8100304
switch_220620507 |  | INDIVIDUAL | CLOSED | CLOSED | CLOSED | 0 | 0 | 0+0j | 0 | 0 | 0+0j | 0 | 0 | 0+0j | 0 | 0 | 0+0j | 0 | 0 | 0+0j | 0 | 0 | 0+0j | 0 | 0 | 0+0j | 0 | 0 | 0+0j | 0 | 0 | 0+0j | 0 | 0 | 0+0j | 0 | 0 | 0+0j | 0 | 0 | 0+0j | OPEN | node_intto1_220620507 | node_220620507 | 0 | AD | 8100304
switch_220622849 |  | INDIVIDUAL | CLOSED | CLOSED | CLOSED | 0 | 0 | 0+0j | 0 | 0 | 0+0j | 0 | 0 | 0+0j | 0 | 0 | 0+0j | 0 | 0 | 0+0j | 0 | 0 | 0+0j | 0 | 0 | 0+0j | 0 | 0 | 0+0j | 0 | 0 | 0+0j | 0 | 0 | 0+0j | 0 | 0 | 0+0j | 0 | 0 | 0+0j | OPEN | node_intto1_8100304_200813780 | node_8100304_200813780 | 0 | ABCD | 8100304
switch_310015574 |  | INDIVIDUAL | CLOSED | CLOSED | CLOSED | 0 | 0 | 0+0j | 0 | 0 | 0+0j | 0 | 0 | 0+0j | 0 | 0 | 0+0j | 0 | 0 | 0+0j | 0 | 0 | 0+0j | 0 | 0 | 0+0j | 0 | 0 | 0+0j | 0 | 0 | 0+0j | 0 | 0 | 0+0j | 0 | 0 | 0+0j | 0 | 0 | 0+0j | OPEN | node_intto1_310015574 | node_310015574 | 0 | ABCD | 8100304
switch_310016286 |  | INDIVIDUAL | CLOSED | CLOSED | CLOSED | 0 | 0 | 0+0j | 0 | 0 | 0+0j | 0 | 0 | 0+0j | 0 | 0 | 0+0j | 0 | 0 | 0+0j | 0 | 0 | 0+0j | 0 | 0 | 0+0j | 0 | 0 | 0+0j | 0 | 0 | 0+0j | 0 | 0 | 0+0j | 0 | 0 | 0+0j | 0 | 0 | 0+0j | OPEN | node_intto1_8100304_200813755 | node_8100304_200813755 | 0 | ABCD | 8100304
switch_311895982 |  | INDIVIDUAL | CLOSED | CLOSED | CLOSED | 0 | 0 | 0+0j | 0 | 0 | 0+0j | 0 | 0 | 0+0j | 0 | 0 | 0+0j | 0 | 0 | 0+0j | 0 | 0 | 0+0j | 0 | 0 | 0+0j | 0 | 0 | 0+0j | 0 | 0 | 0+0j | 0 | 0 | 0+0j | 0 | 0 | 0+0j | 0 | 0 | 0+0j | OPEN | node_intto1_8100304_311895981 | node_8100304_311895981 | 0 | ABCD | 8100304

## TransformerConfiguration
Name | ConnectType | NoLoadLoss | PowerRating | ReactanceResistanceRatio | FullLoadLoss | PowerARating | PowerBRating | PowerCRating | ShuntResistance | ShuntReactance | ShuntImpedance | Impedance | PrimaryVoltage | SecondaryVoltage | CoreCoilWeight | InstalledInsulationLife | InstallType | CoolantType | CoolingType | Feeder | Comments
config_transformer_220465278 | UNKNOWN | 0 | 100 | 10 | 0 | 0 | 0 | 0 | 0 | 0 | 0+0j | 0.004+0.04j | 4800 | 12470 | 0 | 0 | UNKNOWN | UNKNOWN | UNKNOWN | 8100304

## UndergroundLineConductor
Name | OuterDiameter | ConductorGMR | ConductorDiameter | ConductorResistance | NeutralGMR | NeutralDiameter | NeutralResistance | NeutralStrands | InsulationRelativePermittivity | ShieldGMR | ShieldResitance | RatingSummerContinuous | RatingSummerEmergency | RatingWinterContinuous | RatingWinterEmergency | Feeder | Comments
und_cond_1P_2ALURD_2AL(N) | 0 | 0 | 0 | 0 | 0 | 0 | 0 | 0 | 0 | 0 | 0 | 125 | 125 | 140 | 140 | 8100304
und_cond_3P_2ALURD | 0 | 0 | 0 | 0 | 0 | 0 | 0 | 0 | 0 | 0 | 0 | 125 | 125 | 140 | 140 | 8100304
und_cond_3P_DELTACUST | 0 | 0 | 0 | 0 | 0 | 0 | 0 | 0 | 0 | 0 | 0 | 685 | 685 | 685 | 685 | 8100304
und_cond_TAPWIRE_UG | 0 | 0 | 0 | 0 | 0 | 0 | 0 | 0 | 0 | 0 | 0 | 99999999 | 99999999 | 99999999 | 99999999 | 8100304

## UndergroundLineConfiguration
Name | ConductorA | ConductorB | ConductorC | ConductorN | LineSpacing | Capacitance11 | Capacitance12 | Capacitance13 | Capacitance21 | Capacitance22 | Capacitance23 | Capacitance31 | Capacitance32 | Capacitance33 | Impedance11 | Impedance12 | Impedance13 | Impedance21 | Impedance22 | Impedance23 | Impedance31 | Impedance32 | Impedance33 | Feeder | Comments
und_1P_2ALURD_2AL(N) | und_cond_1P_2ALURD_2AL(N) | und_cond_1P_2ALURD_2AL(N) | und_cond_1P_2ALURD_2AL(N) |  |  | 401.497 | 0 | 0 | 0 | 401.497 | 0 | 0 | 0 | 401.497 | 2.379+0.823j | 0+0j | 0+0j | 0+0j | 2.379+0.823j | 0+0j | 0+0j | 0+0j | 2.379+0.823j | 8100304
und_3P_2ALURD | und_cond_3P_2ALURD | und_cond_3P_2ALURD | und_cond_3P_2ALURD |  |  | 401.498 | 0 | 0 | 0 | 401.498 | 0 | 0 | 0 | 401.498 | 2.125+0.49j | 0.384+0.067j | 0.384+0.067j | 0.384+0.067j | 2.125+0.49j | 0.384+0.067j | 0.384+0.067j | 0.384+0.067j | 2.125+0.49j | 8100304
und_3P_DELTACUST | und_cond_3P_DELTACUST | und_cond_3P_DELTACUST | und_cond_3P_DELTACUST |  |  | 324.124 | 0 | 0 | 0 | 324.124 | 0 | 0 | 0 | 324.124 | 0.179+0.233j | 0.061+-0.024j | 0.061+-0.024j | 0.061+-0.024j | 0.179+0.233j | 0.061+-0.024j | 0.061+-0.024j | 0.061+-0.024j | 0.179+0.233j | 8100304
und_TAPWIRE_UG | und_cond_TAPWIRE_UG | und_cond_TAPWIRE_UG | und_cond_TAPWIRE_UG |  |  | 0 | 0 | 0 | 0 | 0 | 0 | 0 | 0 | 0 | 0.001+0.001j | 0+0j | 0+0j | 0+0j | 0.001+0.001j | 0+0j | 0+0j | 0+0j | 0.001+0.001j | 8100304

## Regulator
Name | GroupId | Configuration | SenseNode | Status | From | To | Length | Phases | Feeder | Comments
regulator_220370557 |  | config_regulator_220370557 |  | OPEN | node_intto1_8100304_200813779 | node_8100304_200813779 | 0 | ABCD | 8100304

## Transformer
Name | GroupId | Configuration | AgingConstant | AgingGranularity | Climate | UseThermalModel | Status | From | To | Length | Phases | Feeder | Comments
transformer_220465278 |  | config_transformer_220465278 | 0 | 0 |  | False | OPEN | node_intto1_220465278 | node_220465278 | 0 | AD | 8100304

## OverheadLine
Name | GroupId | Configuration | Length | Status | From | To | Phases | Feeder | Comments
oh_line_8100304_200813561 |  | bal_1P_4CU | 105.60000000000001 | OPEN | node_8100304_200813562 | node_8100304_200813561 | AD | 8100304
oh_line_8100304_200813562 |  | bal_1P_4CU | 158.4 | OPEN | node_8100304_200958660 | node_8100304_200813562 | AD | 8100304
oh_line_8100304_200813564 |  | bal_1P_4CU | 105.60000000000001 | OPEN | node_8100304_200813565 | node_8100304_200813564 | AD | 8100304
oh_line_8100304_200813565 |  | bal_1P_4CU | 105.60000000000001 | OPEN | node_8100304_200813566 | node_8100304_200813565 | AD | 8100304
oh_line_8100304_200813566 |  | bal_1P_4CU | 105.60000000000001 | OPEN | node_8100304_200813567 | node_8100304_200813566 | AD | 8100304
oh_line_8100304_200813567 |  | bal_1P_1/0AA | 52.800000000000004 | OPEN | node_8100304_200814454 | node_8100304_200813567 | AD | 8100304
oh_line_8100304_200813569 |  | bal_1P_4CU | 52.800000000000004 | OPEN | node_8100304_200813567 | node_8100304_200813569 | AD | 8100304
oh_line_8100304_200813570 |  | bal_1P_1/0AA | 211.20000000000002 | OPEN | node_8100304_200813569 | node_8100304_200813570 | AD | 8100304
oh_line_8100304_200813753 |  | bal_3P_477AL | 105.60000000000001 | OPEN | node_8100304_200813755 | node_8100304_200813753 | ABCD | 8100304
oh_line_8100304_200813755 |  | bal_3P_477AL | 52.800000000000004 | OPEN | node_8100304_200813756 | node_intto1_8100304_200813755 | ABCD | 8100304
oh_line_8100304_200813756 |  | bal_3P_477AL | 52.800000000000004 | OPEN | node_8100304_200813757 | node_8100304_200813756 | ABCD | 8100304
oh_line_8100304_200813757-1 |  | bal_3P_477AL | 52.800000000000004 | OPEN | node_8100304_200813757 | node_intto1_1386607_412_15290316_189 | ABCD | 8100304
oh_line_8100304_200813757-2 |  | bal_3P_477AL | 105.60000000000001 | OPEN | node_1386529_621_15290314_329 | node_8100304_200813757 | ABCD | 8100304
oh_line_8100304_200813757-3 |  | bal_3P_477AL | 0 | OPEN | node_8100304_200813759 | node_1386529_621_15290314_329 | ABCD | 8100304
oh_line_8100304_200813759-1 |  | bal_3P_477AL | 105.60000000000001 | OPEN | node_1386442_158_15290346_921 | node_8100304_200813759 | ABCD | 8100304
oh_line_8100304_200813759-2 |  | bal_3P_477AL | 0 | OPEN | node_8100304_200813760 | node_1386442_158_15290346_921 | ABCD | 8100304
oh_line_8100304_200813760 |  | bal_3P_477AL | 158.4 | OPEN | node_8100304_200813762 | node_8100304_200813760 | ABCD | 8100304
oh_line_8100304_200813762 |  | bal_3P_477AL | 105.60000000000001 | OPEN | node_1386180_522_15290454_846 | node_8100304_200813762 | ABCD | 8100304
oh_line_8100304_200813765-1 |  | bal_3P_477AL | 105.60000000000001 | OPEN | node_310015574 | node_8100304_201062680 | ABCD | 8100304
oh_line_8100304_200813765-2 |  | bal_3P_477AL | 0 | OPEN | node_8100304_200813765 | node_intto1_310015574 | ABCD | 8100304
oh_line_8100304_200813765-3 |  | bal_3P_477AL | 105.60000000000001 | OPEN | node_671T665_NO-220415587 | node_8100304_200813765 | ABCD | 8100304
oh_line_8100304_200813765-4 |  | bal_3P_477AL | 0 | OPEN | node_8100304_200813767 | node_intto1_671T665_NO-220415587 | ABCD | 8100304
oh_line_8100304_200813766 |  | bal_3P_1/0AA | 52.800000000000004 | OPEN | node_8100304_200813765 | node_8100304_200813766 | ABCD | 8100304
oh_line_8100304_200813767 |  | bal_3P_477AL | 105.60000000000001 | OPEN | node_8100304_200813768 | node_8100304_200813767 | ABCD | 8100304
oh_line_8100304_200813768 |  | bal_3P_477AL | 158.4 | OPEN | node_8100304_200813770 | node_8100304_200813768 | ABCD | 8100304
oh_line_8100304_200813770 |  | bal_3P_477AL | 105.60000000000001 | OPEN | node_8100304_200813776 | node_8100304_200813770 | ABCD | 8100304
oh_line_8100304_200813776 |  | bal_3P_477AL | 105.60000000000001 | OPEN | node_8100304_200813777 | node_8100304_200813776 | ABCD | 8100304
oh_line_8100304_200813777 |  | bal_3P_477AL | 105.60000000000001 | OPEN | node_8100304_200813779 | node_8100304_200813777 | ABCD | 8100304
oh_line_8100304_200813779 |  | bal_3P_477AL | 0 | OPEN | node_8100304_200813780 | node_intto1_8100304_200813779 | ABCD | 8100304
oh_line_8100304_200813780 |  | bal_3P_477AL | 52.800000000000004 | OPEN | node_8100304_200813781 | node_intto1_8100304_200813780 | ABCD | 8100304
oh_line_8100304_200813781 |  | bal_3P_477AL | 105.60000000000001 | OPEN | node_8100304_200813784 | node_8100304_200813781 | ABCD | 8100304
oh_line_8100304_200813784 |  | bal_3P_477AL | 105.60000000000001 | OPEN | node_8100304_200813785 | node_8100304_200813784 | ABCD | 8100304
oh_line_8100304_200813785 |  | bal_3P_477AL | 105.60000000000001 | OPEN | node_8100304_200813786 | node_8100304_200813785 | ABCD | 8100304
oh_line_8100304_200813786 |  | bal_3P_477AL | 105.60000000000001 | OPEN | node_8100304_200813787 | node_8100304_200813786 | ABCD | 8100304
oh_line_8100304_200813787 |  | bal_3P_477AL | 105.60000000000001 | OPEN | node_8100304_200813789 | node_8100304_200813787 | ABCD | 8100304
oh_line_8100304_200813789 |  | bal_3P_477AL | 105.60000000000001 | OPEN | node_8100304_200813790 | node_8100304_200813789 | ABCD | 8100304
oh_line_8100304_200813790 |  | bal_3P_477AL | 158.4 | OPEN | node_8100304_200813793 | node_8100304_200813790 | ABCD | 8100304
oh_line_8100304_200813793 |  | bal_3P_477AL | 105.60000000000001 | OPEN | node_8100304_200813794 | node_8100304_200813793 | ABCD | 8100304
oh_line_8100304_200813794 |  | bal_3P_477AL | 158.4 | OPEN | node_8100304_200813795 | node_8100304_200813794 | ABCD | 8100304
oh_line_8100304_200813795 |  | bal_3P_477AL | 105.60000000000001 | OPEN | node_8100304_200813797 | node_8100304_200813795 | ABCD | 8100304
oh_line_8100304_200813797 |  | bal_3P_477AL | 105.60000000000001 | OPEN | node_8100304_200813798 | node_8100304_200813797 | ABCD | 8100304
oh_line_8100304_200813798 |  | bal_3P_477AL | 158.4 | OPEN | node_8100304_200813800 | node_8100304_200813798 | ABCD | 8100304
oh_line_8100304_200813800 |  | bal_3P_477AL | 105.60000000000001 | OPEN | node_8100304_200813801 | node_8100304_200813800 | ABCD | 8100304
oh_line_8100304_200813801 |  | bal_3P_477AL | 105.60000000000001 | OPEN | node_8100304_200813803 | node_8100304_200813801 | ABCD | 8100304
oh_line_8100304_200813803 |  | bal_3P_477AL | 158.4 | OPEN | node_8100304_200813804 | node_8100304_200813803 | ABCD | 8100304
oh_line_8100304_200813804 |  | bal_3P_477AL | 105.60000000000001 | OPEN | node_8100304_200813806 | node_8100304_200813804 | ABCD | 8100304
oh_line_8100304_200813806 |  | bal_3P_477AL | 105.60000000000001 | OPEN | node_8100304_200813809 | node_8100304_200813806 | ABCD | 8100304
oh_line_8100304_200813809 |  | bal_3P_477AL | 105.60000000000001 | OPEN | node_8100304_200813811 | node_8100304_200813809 | ABCD | 8100304
oh_line_8100304_200813811 |  | bal_3P_477AL | 105.60000000000001 | OPEN | node_8100304_200813812 | node_8100304_200813811 | ABCD | 8100304
oh_line_8100304_200813812 |  | bal_3P_477AL | 105.60000000000001 | OPEN | node_8100304_200813814 | node_8100304_200813812 | ABCD | 8100304
oh_line_8100304_200813814 |  | bal_3P_477AL | 105.60000000000001 | OPEN | node_8100304_200813816 | node_8100304_200813814 | ABCD | 8100304
oh_line_8100304_200813816 |  | bal_3P_477AL | 105.60000000000001 | OPEN | node_8100304_200813818 | node_8100304_200813816 | ABCD | 8100304
oh_line_8100304_200813818 |  | bal_3P_477AL | 211.20000000000002 | OPEN | node_8100304_200813820 | node_8100304_200813818 | ABCD | 8100304
oh_line_8100304_200813820 |  | bal_3P_477AL | 158.4 | OPEN | node_8100304_200968268 | node_8100304_200813820 | ABCD | 8100304
oh_line_8100304_200814289 |  | bal_1P_1/0AC | 105.60000000000001 | OPEN | node_8100304_200814290 | node_8100304_200814289 | AD | 8100304
oh_line_8100304_200814290 |  | bal_1P_1/0AC | 105.60000000000001 | OPEN | node_8100304_200814291 | node_8100304_200814290 | AD | 8100304
oh_line_8100304_200814291 |  | bal_1P_1/0AC | 105.60000000000001 | OPEN | node_8100304_200814294 | node_8100304_200814291 | AD | 8100304
oh_line_8100304_200814294 |  | bal_1P_1/0AC | 158.4 | OPEN | node_8100304_200814295 | node_8100304_200814294 | AD | 8100304
oh_line_8100304_200814295 |  | bal_1P_4CU | 105.60000000000001 | OPEN | node_8100304_200813564 | node_8100304_200814295 | AD | 8100304
oh_line_8100304_200814296 |  | bal_1P_1/0AC | 158.4 | OPEN | node_8100304_200814295 | node_8100304_200814296 | AD | 8100304
oh_line_8100304_200814297 |  | bal_1P_1/0AC | 105.60000000000001 | OPEN | node_8100304_200814296 | node_8100304_200814297 | AD | 8100304
oh_line_8100304_200814299 |  | bal_1P_1/0AC | 105.60000000000001 | OPEN | node_8100304_200814297 | node_8100304_200814299 | AD | 8100304
oh_line_8100304_200814345 |  | bal_3P_4/0AL | 105.60000000000001 | OPEN | node_8100304_200814346 | node_8100304_200814345 | ABCD | 8100304
oh_line_8100304_200814346 |  | bal_3P_4/0AL | 105.60000000000001 | OPEN | node_8100304_200814347 | node_8100304_200814346 | ABCD | 8100304
oh_line_8100304_200814347 |  | bal_3P_4/0AL | 105.60000000000001 | OPEN | node_8100304_200814349 | node_8100304_200814347 | ABCD | 8100304
oh_line_8100304_200814349 |  | bal_3P_4/0AL | 105.60000000000001 | OPEN | node_8100304_200814350 | node_8100304_200814349 | ABCD | 8100304
oh_line_8100304_200814350 |  | bal_3P_4/0AL | 105.60000000000001 | OPEN | node_8100304_200814351 | node_8100304_200814350 | ABCD | 8100304
oh_line_8100304_200814351 |  | bal_3P_4/0AL | 158.4 | OPEN | node_8100304_200814356 | node_8100304_200814351 | ABCD | 8100304
oh_line_8100304_200814356 |  | bal_3P_4CU | 158.4 | OPEN | node_8100304_200814357 | node_8100304_200814356 | ABCD | 8100304
oh_line_8100304_200814357 |  | bal_3P_4CU | 105.60000000000001 | OPEN | node_8100304_200814358 | node_8100304_200814357 | ABCD | 8100304
oh_line_8100304_200814358 |  | bal_3P_4CU | 105.60000000000001 | OPEN | node_8100304_200814360 | node_8100304_200814358 | ABCD | 8100304
oh_line_8100304_200814360 |  | bal_3P_4CU | 105.60000000000001 | OPEN | node_8100304_200814361 | node_8100304_200814360 | ABCD | 8100304
oh_line_8100304_200814361 |  | bal_3P_4CU | 158.4 | OPEN | node_8100304_200814362 | node_8100304_200814361 | ABCD | 8100304
oh_line_8100304_200814362 |  | bal_3P_4CU | 158.4 | OPEN | node_8100304_200814363 | node_intto1_8100304_200814362 | ABCD | 8100304
oh_line_8100304_200814363 |  | bal_3P_4CU | 52.800000000000004 | OPEN | node_8100304_200814703 | node_8100304_200814363 | ABCD | 8100304
oh_line_8100304_200814364 |  | bal_1P_1/0AC | 105.60000000000001 | OPEN | node_8100304_200814703 | node_intto1_8100304_200814364 | AD | 8100304
oh_line_8100304_200814365 |  | bal_1P_1/0AC | 105.60000000000001 | OPEN | node_8100304_200814364 | node_8100304_200814365 | AD | 8100304
oh_line_8100304_200814366 |  | bal_1P_1/0AC | 52.800000000000004 | OPEN | node_8100304_200814365 | node_8100304_200814366 | AD | 8100304
oh_line_8100304_200814369 |  | bal_1P_1/0AC | 105.60000000000001 | OPEN | node_8100304_200814366 | node_8100304_200814369 | AD | 8100304
oh_line_8100304_200814370 |  | bal_1P_1/0AC | 105.60000000000001 | OPEN | node_8100304_200814369 | node_8100304_200814370 | AD | 8100304
oh_line_8100304_200814373 |  | bal_1P_1/0AC | 105.60000000000001 | OPEN | node_8100304_200814370 | node_8100304_200814373 | AD | 8100304
oh_line_8100304_200814375 |  | bal_1P_1/0AC | 105.60000000000001 | OPEN | node_8100304_200814373 | node_8100304_200814375 | AD | 8100304
oh_line_8100304_200814376 |  | bal_1P_1/0AC | 105.60000000000001 | OPEN | node_8100304_200814375 | node_8100304_200814376 | AD | 8100304
oh_line_8100304_200814391 |  | bal_1P_1/0AC | 158.4 | OPEN | node_8100304_200814393 | node_8100304_200814391 | AD | 8100304
oh_line_8100304_200814393 |  | bal_1P_1/0AC | 105.60000000000001 | OPEN | node_8100304_200814395 | node_8100304_200814393 | AD | 8100304
oh_line_8100304_200814395 |  | bal_1P_1/0AC | 158.4 | OPEN | node_8100304_200814396 | node_8100304_200814395 | AD | 8100304
oh_line_8100304_200814396 |  | bal_1P_1/0AC | 158.4 | OPEN | node_8100304_200814397 | node_8100304_200814396 | AD | 8100304
oh_line_8100304_200814397 |  | bal_1P_1/0AC | 0 | OPEN | node_8100304_200814705 | node_8100304_200814397 | AD | 8100304
oh_line_8100304_200814399 |  | bal_1P_1/0AC | 105.60000000000001 | OPEN | node_8100304_200814412 | node_8100304_200814399 | AD | 8100304
oh_line_8100304_200814400 |  | bal_1P_1/0AC | 158.4 | OPEN | node_8100304_200814399 | node_8100304_200814400 | AD | 8100304
oh_line_8100304_200814401 |  | bal_1P_1/0AC | 105.60000000000001 | OPEN | node_8100304_200814400 | node_8100304_200814401 | AD | 8100304
oh_line_8100304_200814406 |  | bal_1P_1/0AC | 105.60000000000001 | OPEN | node_8100304_200814407 | node_8100304_200814406 | AD | 8100304
oh_line_8100304_200814407 |  | bal_1P_1/0AC | 158.4 | OPEN | node_8100304_200814699 | node_8100304_200814407 | AD | 8100304
oh_line_8100304_200814408 |  | bal_1P_4CU | 158.4 | OPEN | node_8100304_200814699 | node_intto1_8100304_200814408 | AD | 8100304
oh_line_8100304_200814409 |  | bal_1P_4CU | 105.60000000000001 | OPEN | node_8100304_200814408 | node_8100304_200814409 | AD | 8100304
oh_line_8100304_200814410 |  | bal_1P_4CU | 105.60000000000001 | OPEN | node_8100304_200814409 | node_8100304_200814410 | AD | 8100304
oh_line_8100304_200814411 |  | bal_1P_4CU | 105.60000000000001 | OPEN | node_8100304_200814410 | node_8100304_200814411 | AD | 8100304
oh_line_8100304_200814412 |  | bal_1P_4CU | 105.60000000000001 | OPEN | node_8100304_200814411 | node_8100304_200814412 | AD | 8100304
oh_line_8100304_200814454 |  | bal_1P_1/0AA | 105.60000000000001 | OPEN | node_8100304_200814455 | node_8100304_200814454 | AD | 8100304
oh_line_8100304_200814455 |  | bal_1P_1/0AA | 158.4 | OPEN | node_8100304_200814456 | node_8100304_200814455 | AD | 8100304
oh_line_8100304_200814456 |  | bal_1P_1/0AA | 105.60000000000001 | OPEN | node_8100304_200814457 | node_8100304_200814456 | AD | 8100304
oh_line_8100304_200814457 |  | bal_1P_1/0AA | 158.4 | OPEN | node_8100304_200814458 | node_intto1_8100304_200814457 | AD | 8100304
oh_line_8100304_200814458 |  | bal_1P_1/0AA | 52.800000000000004 | OPEN | node_8100304_200813800 | node_8100304_200814458 | AD | 8100304
oh_line_8100304_200814477 |  | bal_1P_4CU | 158.4 | OPEN | node_8100304_200814478 | node_8100304_200814477 | AD | 8100304
oh_line_8100304_200814478 |  | bal_1P_4CU | 158.4 | OPEN | node_8100304_200814479 | node_8100304_200814478 | AD | 8100304
oh_line_8100304_200814479 |  | bal_1P_4CU | 158.4 | OPEN | node_8100304_200814480 | node_8100304_200814479 | AD | 8100304
oh_line_8100304_200814480 |  | bal_1P_4CU | 158.4 | OPEN | node_8100304_200814481 | node_8100304_200814480 | AD | 8100304
oh_line_8100304_200814481 |  | bal_1P_4CU | 52.800000000000004 | OPEN | node_8100304_200814842 | node_8100304_200814481 | AD | 8100304
oh_line_8100304_200814697 |  | bal_3P_4/0AL | 0 | OPEN | node_8100304_200814698 | node_intto1_1384354_335_15292935_3 | ABCD | 8100304
oh_line_8100304_200814698 |  | bal_3P_4/0AL | 105.60000000000001 | OPEN | node_8100304_200814699 | node_8100304_200814698 | ABCD | 8100304
oh_line_8100304_200814699 |  | bal_3P_4/0AL | 105.60000000000001 | OPEN | node_8100304_200814700 | node_8100304_200814699 | ABCD | 8100304
oh_line_8100304_200814700 |  | bal_3P_4/0AL | 105.60000000000001 | OPEN | node_8100304_200814701 | node_8100304_200814700 | ABCD | 8100304
oh_line_8100304_200814701 |  | bal_3P_4/0AL | 105.60000000000001 | OPEN | node_8100304_200814702 | node_8100304_200814701 | ABCD | 8100304
oh_line_8100304_200814702 |  | bal_3P_4/0AL | 52.800000000000004 | OPEN | node_8100304_200814703 | node_8100304_200814702 | ABCD | 8100304
oh_line_8100304_200814703 |  | bal_3P_1/0AA | 158.4 | OPEN | node_8100304_200814704 | node_8100304_200814703 | ABCD | 8100304
oh_line_8100304_200814704-1 |  | bal_3P_1/0AA | 0 | OPEN | node_1383710_362_15292883_852 | node_8100304_200814704 | ABCD | 8100304
oh_line_8100304_200814704-2 |  | bal_3P_1/0AA | 105.60000000000001 | OPEN | node_8100304_200814705 | node_1383710_362_15292883_852 | ABCD | 8100304
oh_line_8100304_200814705 |  | bal_3P_1/0AA | 211.20000000000002 | OPEN | node_8100304_200814708 | node_8100304_200814705 | ABCD | 8100304
oh_line_8100304_200814708 |  | bal_3P_1/0AA | 105.60000000000001 | OPEN | node_8100304_200814709 | node_8100304_200814708 | ABCD | 8100304
oh_line_8100304_200814709 |  | bal_3P_1/0AA | 52.800000000000004 | OPEN | node_8100304_200815365 | node_8100304_200814709 | ABCD | 8100304
oh_line_8100304_200814710 |  | bal_1P_1/0AC | 105.60000000000001 | OPEN | node_8100304_200814709 | node_8100304_200814710 | AD | 8100304
oh_line_8100304_200814711 |  | bal_1P_1/0AC | 105.60000000000001 | OPEN | node_8100304_200814710 | node_8100304_200814711 | AD | 8100304
oh_line_8100304_200814712 |  | bal_1P_1/0AC | 105.60000000000001 | OPEN | node_8100304_200814711 | node_8100304_200814712 | AD | 8100304
oh_line_8100304_200814840 |  | bal_1P_4CU | 52.800000000000004 | OPEN | node_8100304_200814349 | node_intto1_8100304_200814840 | AD | 8100304
oh_line_8100304_200814841 |  | bal_1P_4CU | 105.60000000000001 | OPEN | node_8100304_200814840 | node_8100304_200814841 | AD | 8100304
oh_line_8100304_200814842 |  | bal_1P_4CU | 105.60000000000001 | OPEN | node_8100304_200814841 | node_8100304_200814842 | AD | 8100304
oh_line_8100304_200815125 |  | bal_3P_4/0AL | 52.800000000000004 | OPEN | node_8100304_200814345 | node_8100304_200815125 | ABCD | 8100304
oh_line_8100304_200815259 |  | bal_3P_1/0AC | 52.800000000000004 | OPEN | node_8100304_200814709 | node_8100304_200815259 | ABCD | 8100304
oh_line_8100304_200815260 |  | bal_3P_1/0AC | 158.4 | OPEN | node_8100304_200815259 | node_8100304_200815260 | ABCD | 8100304
oh_line_8100304_200815261 |  | bal_3P_1/0AC | 105.60000000000001 | OPEN | node_8100304_200815260 | node_8100304_200815261 | ABCD | 8100304
oh_line_8100304_200815262 |  | bal_3P_1/0AC | 105.60000000000001 | OPEN | node_8100304_200815261 | node_8100304_200815262 | ABCD | 8100304
oh_line_8100304_200815300 |  | bal_1P_1/0AA | 52.800000000000004 | OPEN | node_8100304_200813570 | node_8100304_200815300 | AD | 8100304
oh_line_8100304_200815301 |  | bal_1P_1/0AA | 158.4 | OPEN | node_8100304_200815300 | node_8100304_200815301 | AD | 8100304
oh_line_8100304_200815365 |  | bal_3P_4CU | 105.60000000000001 | OPEN | node_8100304_200815366 | node_8100304_200815365 | ABCD | 8100304
oh_line_8100304_200815366 |  | bal_3P_4CU | 105.60000000000001 | OPEN | node_8100304_200815367 | node_8100304_200815366 | ABCD | 8100304
oh_line_8100304_200815367 |  | bal_3P_4CU | 158.4 | OPEN | node_8100304_200815369 | node_8100304_200815367 | ABCD | 8100304
oh_line_8100304_200815369 |  | bal_3P_4CU | 52.800000000000004 | OPEN | node_8100304_200815372 | node_8100304_200815369 | ABCD | 8100304
oh_line_8100304_200815372 |  | bal_3P_1/0AC | 105.60000000000001 | OPEN | node_8100304_200815373 | node_8100304_200815372 | ABCD | 8100304
oh_line_8100304_200815373 |  | bal_3P_1/0AC | 105.60000000000001 | OPEN | node_8100304_200815376 | node_8100304_200815373 | ABCD | 8100304
oh_line_8100304_200815376 |  | bal_3P_1/0AC | 52.800000000000004 | OPEN | node_8100304_200813818 | node_8100304_200815376 | ABCD | 8100304
oh_line_8100304_200857221 |  | bal_1P_1/0AC | 105.60000000000001 | OPEN | node_8100304_200857222 | node_8100304_200857221 | AD | 8100304
oh_line_8100304_200857222 |  | bal_1P_1/0AC | 105.60000000000001 | OPEN | node_8100304_200857224 | node_8100304_200857222 | AD | 8100304
oh_line_8100304_200857224 |  | bal_1P_1/0AC | 105.60000000000001 | OPEN | node_8100304_200857225 | node_8100304_200857224 | AD | 8100304
oh_line_8100304_200857225 |  | bal_3P_4/0AL | 158.4 | OPEN | node_8100304_200857226 | node_8100304_200857225 | ABCD | 8100304
oh_line_8100304_200857226 |  | bal_3P_4/0AL | 105.60000000000001 | OPEN | node_8100304_200857227 | node_8100304_200857226 | ABCD | 8100304
oh_line_8100304_200857227 |  | bal_3P_4/0AL | 105.60000000000001 | OPEN | node_8100304_200857229 | node_8100304_200857227 | ABCD | 8100304
oh_line_8100304_200857229 |  | bal_3P_4/0AL | 52.800000000000004 | OPEN | node_8100304_201054989 | node_8100304_200857229 | ABCD | 8100304
oh_line_8100304_200857231 |  | bal_3P_4/0AL | 105.60000000000001 | OPEN | node_8100304_200857232 | node_8100304_200857231 | ABCD | 8100304
oh_line_8100304_200857232 |  | bal_3P_4/0AL | 105.60000000000001 | OPEN | node_8100304_201059651 | node_8100304_200857232 | ABCD | 8100304
oh_line_8100304_200857235 |  | bal_1P_1/0AC | 52.800000000000004 | OPEN | node_8100304_200859444 | node_8100304_200857235 | AD | 8100304
oh_line_8100304_200857244 |  | bal_3P_477AL | 105.60000000000001 | OPEN | node_8100304_200859450 | node_8100304_200857244 | ABCD | 8100304
oh_line_8100304_200857245 |  | bal_3P_477AL | 105.60000000000001 | OPEN | node_8100304_200857244 | node_8100304_200857245 | ABCD | 8100304
oh_line_8100304_200857246 |  | bal_3P_477AL | 105.60000000000001 | OPEN | node_8100304_200857245 | node_8100304_200857246 | ABCD | 8100304
oh_line_8100304_200857247 |  | bal_3P_477AL | 105.60000000000001 | OPEN | node_8100304_200857246 | node_8100304_200857247 | ABCD | 8100304
oh_line_8100304_200857248 |  | bal_3P_477AL | 105.60000000000001 | OPEN | node_8100304_200857247 | node_8100304_200857248 | ABCD | 8100304
oh_line_8100304_200857616 |  | bal_1P_1/0AC | 105.60000000000001 | OPEN | node_8100304_200857617 | node_8100304_200857616 | AD | 8100304
oh_line_8100304_200857617 |  | bal_1P_1/0AC | 105.60000000000001 | OPEN | node_8100304_200857618 | node_8100304_200857617 | AD | 8100304
oh_line_8100304_200857618 |  | bal_1P_1/0AC | 105.60000000000001 | OPEN | node_8100304_200857620 | node_8100304_200857618 | AD | 8100304
oh_line_8100304_200857620 |  | bal_1P_1/0AC | 158.4 | OPEN | node_8100304_200857621 | node_8100304_200857620 | AD | 8100304
oh_line_8100304_200857621 |  | bal_1P_4CU | 158.4 | OPEN | node_8100304_200857623 | node_8100304_200857621 | AD | 8100304
oh_line_8100304_200857623 |  | bal_1P_2CU | 105.60000000000001 | OPEN | node_8100304_200857624 | node_8100304_200857623 | AD | 8100304
oh_line_8100304_200857624 |  | bal_1P_2CU | 105.60000000000001 | OPEN | node_8100304_200857625 | node_8100304_200857624 | AD | 8100304
oh_line_8100304_200857625 |  | bal_1P_2CU | 105.60000000000001 | OPEN | node_8100304_200857626 | node_8100304_200857625 | AD | 8100304
oh_line_8100304_200857626 |  | bal_1P_2CU | 52.800000000000004 | OPEN | node_8100304_200857627 | node_8100304_200857626 | AD | 8100304
oh_line_8100304_200857627 |  | bal_1P_1/0AC | 52.800000000000004 | OPEN | node_8100304_200857628 | node_8100304_200857627 | AD | 8100304
oh_line_8100304_200857628 |  | bal_1P_1/0AC | 105.60000000000001 | OPEN | node_8100304_200857629 | node_8100304_200857628 | AD | 8100304
oh_line_8100304_200857629 |  | bal_1P_1/0AC | 105.60000000000001 | OPEN | node_8100304_200857630 | node_8100304_200857629 | AD | 8100304
oh_line_8100304_200857630 |  | bal_3P_1/0AC | 52.800000000000004 | OPEN | node_8100304_200857632 | node_8100304_200857630 | ABCD | 8100304
oh_line_8100304_200857632 |  | bal_3P_1/0AC | 52.800000000000004 | OPEN | node_8100304_200857633 | node_8100304_200857632 | ABCD | 8100304
oh_line_8100304_200857633 |  | bal_3P_1/0AC | 158.4 | OPEN | node_8100304_201014716 | node_8100304_200857633 | ABCD | 8100304
oh_line_8100304_200857635 |  | bal_3P_1/0AC | 158.4 | OPEN | node_8100304_200857636 | node_8100304_200857635 | ABCD | 8100304
oh_line_8100304_200857636 |  | bal_3P_1/0AC | 105.60000000000001 | OPEN | node_8100304_200986672 | node_8100304_200857636 | ABCD | 8100304
oh_line_8100304_200857639 |  | bal_3P_477AL | 105.60000000000001 | OPEN | node_8100304_200857248 | node_8100304_200857639 | ABCD | 8100304
oh_line_8100304_200857727 |  | bal_3P_1/0AC | 52.800000000000004 | OPEN | node_8100304_200857225 | node_8100304_200857727 | ABCD | 8100304
oh_line_8100304_200857728 |  | bal_1P_1/0AA | 52.800000000000004 | OPEN | node_8100304_200857226 | node_8100304_200857728 | AD | 8100304
oh_line_8100304_200857729 |  | bal_1P_1/0AA | 158.4 | OPEN | node_8100304_200857728 | node_8100304_200857729 | AD | 8100304
oh_line_8100304_200857733 |  | bal_1P_1/0AA | 52.800000000000004 | OPEN | node_8100304_200857226 | node_8100304_200857733 | AD | 8100304
oh_line_8100304_200857734 |  | bal_1P_1/0AA | 105.60000000000001 | OPEN | node_8100304_200857733 | node_8100304_200857734 | AD | 8100304
oh_line_8100304_200857735 |  | bal_1P_1/0AA | 105.60000000000001 | OPEN | node_8100304_200857734 | node_8100304_200857735 | AD | 8100304
oh_line_8100304_200857738 |  | bal_3P_1/0AA | 52.800000000000004 | OPEN | node_8100304_200857636 | node_8100304_200857738 | ABCD | 8100304
oh_line_8100304_200857740 |  | bal_3P_1/0AA | 211.20000000000002 | OPEN | node_8100304_200857738 | node_8100304_200857740 | ABCD | 8100304
oh_line_8100304_200857742 |  | bal_3P_1/0AA | 264 | OPEN | node_8100304_200857740 | node_8100304_200857742 | ABCD | 8100304
oh_line_8100304_200857746 |  | bal_1P_1/0AA | 52.800000000000004 | OPEN | node_8100304_201014716 | node_8100304_200857746 | AD | 8100304
oh_line_8100304_200857747 |  | bal_1P_1/0AA | 105.60000000000001 | OPEN | node_8100304_200857746 | node_8100304_200857747 | AD | 8100304
oh_line_8100304_200857748 |  | bal_1P_1/0AA | 105.60000000000001 | OPEN | node_8100304_200857747 | node_8100304_200857748 | AD | 8100304
oh_line_8100304_200857749 |  | bal_1P_1/0AA | 105.60000000000001 | OPEN | node_8100304_200857748 | node_8100304_200857749 | AD | 8100304
oh_line_8100304_200857753 |  | bal_1P_1/0AC | 52.800000000000004 | OPEN | node_8100304_200857624 | node_8100304_200857753 | AD | 8100304
oh_line_8100304_200857754 |  | bal_1P_1/0AC | 105.60000000000001 | OPEN | node_8100304_200857753 | node_8100304_200857754 | AD | 8100304
oh_line_8100304_200857755 |  | bal_1P_1/0AC | 105.60000000000001 | OPEN | node_8100304_200857754 | node_8100304_200857755 | AD | 8100304
oh_line_8100304_200857756 |  | bal_1P_1/0AC | 105.60000000000001 | OPEN | node_8100304_200857755 | node_8100304_200857756 | AD | 8100304
oh_line_8100304_200857760 |  | bal_1P_4CU | 0 | OPEN | node_8100304_200857621 | node_intto1_8100304_200857760 | AD | 8100304
oh_line_8100304_200857761 |  | bal_1P_4CU | 105.60000000000001 | OPEN | node_8100304_200857760 | node_8100304_200857761 | AD | 8100304
oh_line_8100304_200857762 |  | bal_1P_4CU | 105.60000000000001 | OPEN | node_8100304_200857761 | node_8100304_200857762 | AD | 8100304
oh_line_8100304_200857763 |  | bal_1P_1/0AC | 105.60000000000001 | OPEN | node_8100304_200857762 | node_8100304_200857763 | AD | 8100304
oh_line_8100304_200857765 |  | bal_1P_1/0AC | 105.60000000000001 | OPEN | node_8100304_200857763 | node_8100304_200857765 | AD | 8100304
oh_line_8100304_200857766 |  | bal_1P_1/0AC | 105.60000000000001 | OPEN | node_8100304_200857765 | node_8100304_200857766 | AD | 8100304
oh_line_8100304_200857771 |  | bal_1P_1/0AC | 0 | OPEN | node_8100304_200857762 | node_8100304_200857771 | AD | 8100304
oh_line_8100304_200857772 |  | bal_1P_1/0AC | 52.800000000000004 | OPEN | node_8100304_200857771 | node_8100304_200857772 | AD | 8100304
oh_line_8100304_200857773 |  | bal_1P_2CU | 105.60000000000001 | OPEN | node_8100304_200857785 | node_8100304_200857773 | AD | 8100304
oh_line_8100304_200857774 |  | bal_1P_2CU | 105.60000000000001 | OPEN | node_8100304_200857773 | node_8100304_200857774 | AD | 8100304
oh_line_8100304_200857778 |  | bal_1P_1/0AC | 105.60000000000001 | OPEN | node_8100304_200857772 | node_8100304_200857778 | AD | 8100304
oh_line_8100304_200857779 |  | bal_1P_1/0AC | 158.4 | OPEN | node_8100304_200857778 | node_8100304_200857779 | AD | 8100304
oh_line_8100304_200857784 |  | bal_1P_2CU | 105.60000000000001 | OPEN | node_8100304_200857926 | node_8100304_200857784 | AD | 8100304
oh_line_8100304_200857785 |  | bal_1P_2CU | 105.60000000000001 | OPEN | node_8100304_200857784 | node_8100304_200857785 | AD | 8100304
oh_line_8100304_200857786 |  | bal_3P_477AL | 105.60000000000001 | OPEN | node_8100304_200859450 | node_8100304_200857786 | ABCD | 8100304
oh_line_8100304_200857793 |  | bal_3P_477AL | 105.60000000000001 | OPEN | node_8100304_200857786 | node_8100304_200857793 | ABCD | 8100304
oh_line_8100304_200857794 |  | bal_3P_477AL | 105.60000000000001 | OPEN | node_8100304_200857793 | node_8100304_200857794 | ABCD | 8100304
oh_line_8100304_200857795 |  | bal_3P_477AL | 52.800000000000004 | OPEN | node_8100304_200857794 | node_8100304_200857795 | ABCD | 8100304
oh_line_8100304_200857796 |  | bal_3P_477AL | 105.60000000000001 | OPEN | node_8100304_200857795 | node_8100304_200857796 | ABCD | 8100304
oh_line_8100304_200857797 |  | bal_3P_477AL | 105.60000000000001 | OPEN | node_8100304_200857796 | node_8100304_200857797 | ABCD | 8100304
oh_line_8100304_200857798 |  | bal_1P_4CU | 105.60000000000001 | OPEN | node_8100304_200857937 | node_8100304_200857798 | AD | 8100304
oh_line_8100304_200857799 |  | bal_1P_4CU | 158.4 | OPEN | node_8100304_200857798 | node_8100304_200857799 | AD | 8100304
oh_line_8100304_200857800 |  | bal_1P_4CU | 52.800000000000004 | OPEN | node_8100304_200857799 | node_8100304_200857800 | AD | 8100304
oh_line_8100304_200857803 |  | bal_1P_1/0AC | 105.60000000000001 | OPEN | node_8100304_200857921 | node_8100304_200857803 | AD | 8100304
oh_line_8100304_200857804 |  | bal_1P_1/0AC | 105.60000000000001 | OPEN | node_8100304_200857934 | node_8100304_200857804 | AD | 8100304
oh_line_8100304_200857805 |  | bal_3P_336AL | 52.800000000000004 | OPEN | node_8100304_200857935 | node_8100304_200857805 | ABCD | 8100304
oh_line_8100304_200857806 |  | bal_3P_336AL | 105.60000000000001 | OPEN | node_8100304_200857805 | node_8100304_200857806 | ABCD | 8100304
oh_line_8100304_200857807 |  | bal_3P_336AL | 158.4 | OPEN | node_8100304_200857950 | node_8100304_200857807 | ABCD | 8100304
oh_line_8100304_200857808 |  | bal_3P_336AL | 105.60000000000001 | OPEN | node_8100304_200857807 | node_8100304_200857808 | ABCD | 8100304
oh_line_8100304_200857811 |  | bal_3P_336AL | 105.60000000000001 | OPEN | node_8100304_200962892 | node_8100304_200857811 | ABCD | 8100304
oh_line_8100304_200857812 |  | bal_3P_336AL | 105.60000000000001 | OPEN | node_8100304_200857811 | node_8100304_200857812 | ABCD | 8100304
oh_line_8100304_200857822 |  | bal_1P_1/0AC | 105.60000000000001 | OPEN | node_8100304_200857823 | node_8100304_200857822 | AD | 8100304
oh_line_8100304_200857823 |  | bal_1P_1/0AC | 105.60000000000001 | OPEN | node_8100304_200857825 | node_8100304_200857823 | AD | 8100304
oh_line_8100304_200857825 |  | bal_1P_1/0AC | 105.60000000000001 | OPEN | node_8100304_200857826 | node_8100304_200857825 | AD | 8100304
oh_line_8100304_200857826 |  | bal_1P_1/0AC | 105.60000000000001 | OPEN | node_8100304_200857828 | node_8100304_200857826 | AD | 8100304
oh_line_8100304_200857828 |  | bal_1P_1/0AC | 105.60000000000001 | OPEN | node_8100304_200857829 | node_8100304_200857828 | AD | 8100304
oh_line_8100304_200857829 |  | bal_3P_2/0CU | 105.60000000000001 | OPEN | node_8100304_200857956 | node_8100304_200857829 | ABCD | 8100304
oh_line_8100304_200857843 |  | bal_1P_2CU | 105.60000000000001 | OPEN | node_8100304_200857845 | node_8100304_200857843 | AD | 8100304
oh_line_8100304_200857845 |  | bal_1P_2CU | 52.800000000000004 | OPEN | node_8100304_200857923 | node_8100304_200857845 | AD | 8100304
oh_line_8100304_200857847 |  | bal_1P_2CU | 105.60000000000001 | OPEN | node_8100304_200857923 | node_8100304_200857847 | AD | 8100304
oh_line_8100304_200857869 |  | bal_3P_2/0CU | 0 | OPEN | node_8100304_200857870 | node_intto1_1380029_36_15294318_865 | ABCD | 8100304
oh_line_8100304_200857870 |  | bal_3P_2/0CU | 158.4 | OPEN | node_8100304_200857969 | node_8100304_200857870 | ABCD | 8100304
oh_line_8100304_200857871 |  | bal_1P_2/0CU | 105.60000000000001 | OPEN | node_8100304_200857969 | node_8100304_200857871 | AD | 8100304
oh_line_8100304_200857900 |  | bal_1P_1/0AA | 105.60000000000001 | OPEN | node_8100304_200857966 | node_8100304_200857900 | AD | 8100304
oh_line_8100304_200857921 |  | bal_1P_1/0AC | 105.60000000000001 | OPEN | node_8100304_200857804 | node_8100304_200857921 | AD | 8100304
oh_line_8100304_200857923 |  | bal_1P_2CU | 105.60000000000001 | OPEN | node_8100304_200857930 | node_8100304_200857923 | AD | 8100304
oh_line_8100304_200857924 |  | bal_3P_2CU | 105.60000000000001 | OPEN | node_8100304_200857937 | node_8100304_200857924 | ABCD | 8100304
oh_line_8100304_200857925 |  | bal_3P_2CU | 105.60000000000001 | OPEN | node_8100304_200857924 | node_8100304_200857925 | ABCD | 8100304
oh_line_8100304_200857926 |  | bal_3P_2CU | 105.60000000000001 | OPEN | node_8100304_200857925 | node_intto1_8100304_200857926 | ABCD | 8100304
oh_line_8100304_200857927 |  | bal_3P_2CU | 105.60000000000001 | OPEN | node_8100304_200857926 | node_8100304_200857927 | ABCD | 8100304
oh_line_8100304_200857928 |  | bal_3P_2CU | 105.60000000000001 | OPEN | node_8100304_200857927 | node_8100304_200857928 | ABCD | 8100304
oh_line_8100304_200857929 |  | bal_3P_2CU | 105.60000000000001 | OPEN | node_8100304_200857928 | node_8100304_200857929 | ABCD | 8100304
oh_line_8100304_200857930 |  | bal_1P_2CU | 105.60000000000001 | OPEN | node_8100304_200857931 | node_8100304_200857930 | AD | 8100304
oh_line_8100304_200857931 |  | bal_1P_2CU | 105.60000000000001 | OPEN | node_8100304_200857932 | node_8100304_200857931 | AD | 8100304
oh_line_8100304_200857932 |  | bal_1P_2CU | 105.60000000000001 | OPEN | node_8100304_200857933 | node_intto1_8100304_200857932 | AD | 8100304
oh_line_8100304_200857933 |  | bal_1P_2CU | 105.60000000000001 | OPEN | node_8100304_200857934 | node_8100304_200857933 | AD | 8100304
oh_line_8100304_200857934 |  | bal_1P_2CU | 105.60000000000001 | OPEN | node_8100304_200857935 | node_8100304_200857934 | AD | 8100304
oh_line_8100304_200857935 |  | bal_3P_477AL | 105.60000000000001 | OPEN | node_8100304_200857936 | node_intto1_8100304_200857935 | ABCD | 8100304
oh_line_8100304_200857936 |  | bal_3P_477AL | 105.60000000000001 | OPEN | node_8100304_200857937 | node_8100304_200857936 | ABCD | 8100304
oh_line_8100304_200857937 |  | bal_3P_477AL | 52.800000000000004 | OPEN | node_8100304_200857797 | node_8100304_200857937 | ABCD | 8100304
oh_line_8100304_200857940 |  | bal_1P_1/0AA | 105.60000000000001 | OPEN | node_8100304_200857941 | node_8100304_200857940 | AD | 8100304
oh_line_8100304_200857941 |  | bal_1P_1/0AA | 105.60000000000001 | OPEN | node_8100304_200857229 | node_8100304_200857941 | AD | 8100304
oh_line_8100304_200857947 |  | bal_1P_1/0AA | 158.4 | OPEN | node_8100304_200857948 | node_8100304_200857947 | AD | 8100304
oh_line_8100304_200857948 |  | bal_1P_1/0AA | 158.4 | OPEN | node_8100304_200857950 | node_8100304_200857948 | AD | 8100304
oh_line_8100304_200857950 |  | bal_3P_336AL | 158.4 | OPEN | node_8100304_200857806 | node_8100304_200857950 | ABCD | 8100304
oh_line_8100304_200857956 |  | bal_3P_2/0CU | 105.60000000000001 | OPEN | node_8100304_200857957 | node_8100304_200857956 | ABCD | 8100304
oh_line_8100304_200857957 |  | bal_3P_2/0CU | 105.60000000000001 | OPEN | node_8100304_200857959 | node_8100304_200857957 | ABCD | 8100304
oh_line_8100304_200857959 |  | bal_3P_2/0CU | 52.800000000000004 | OPEN | node_8100304_200857960 | node_8100304_200857959 | ABCD | 8100304
oh_line_8100304_200857960 |  | bal_3P_336AL | 105.60000000000001 | OPEN | node_8100304_200857962 | node_8100304_200857960 | ABCD | 8100304
oh_line_8100304_200857962 |  | bal_3P_336AL | 158.4 | OPEN | node_8100304_200857963 | node_8100304_200857962 | ABCD | 8100304
oh_line_8100304_200857963 |  | bal_3P_336AL | 158.4 | OPEN | node_8100304_200857812 | node_8100304_200857963 | ABCD | 8100304
oh_line_8100304_200857966 |  | bal_1P_1/0AA | 105.60000000000001 | OPEN | node_8100304_200857967 | node_8100304_200857966 | AD | 8100304
oh_line_8100304_200857967 |  | bal_1P_1/0AA | 158.4 | OPEN | node_8100304_200857968 | node_8100304_200857967 | AD | 8100304
oh_line_8100304_200857968 |  | bal_3P_1/0AA | 105.60000000000001 | OPEN | node_8100304_200857969 | node_8100304_200857968 | ABCD | 8100304
oh_line_8100304_200857969 |  | bal_3P_2/0CU | 105.60000000000001 | OPEN | node_8100304_200857970 | node_8100304_200857969 | ABCD | 8100304
oh_line_8100304_200857970 |  | bal_3P_2/0CU | 105.60000000000001 | OPEN | node_8100304_200857971 | node_8100304_200857970 | ABCD | 8100304
oh_line_8100304_200857971 |  | bal_3P_2/0CU | 105.60000000000001 | OPEN | node_8100304_200857829 | node_8100304_200857971 | ABCD | 8100304
oh_line_8100304_200859110 |  | bal_3P_477AL | 52.800000000000004 | OPEN | node_8100304_200857639 | node_8100304_200859110 | ABCD | 8100304
oh_line_8100304_200859112 |  | bal_3P_477AL | 105.60000000000001 | OPEN | node_8100304_200978885 | node_8100304_200859112 | ABCD | 8100304
oh_line_8100304_200859113 |  | bal_3P_1/0AC | 211.20000000000002 | OPEN | node_8100304_200859112 | node_intto1_8100304_200859113 | ABCD | 8100304
oh_line_8100304_200859115 |  | bal_3P_477AL | 105.60000000000001 | OPEN | node_8100304_200859112 | node_8100304_200859115 | ABCD | 8100304
oh_line_8100304_200859116 |  | bal_3P_1/0AC | 158.4 | OPEN | node_8100304_200859115 | node_intto1_8100304_200859116 | ABCD | 8100304
oh_line_8100304_200859117 |  | bal_3P_1/0AC | 105.60000000000001 | OPEN | node_8100304_200859116 | node_8100304_200859117 | ABCD | 8100304
oh_line_8100304_200859118 |  | bal_3P_1/0AC | 158.4 | OPEN | node_8100304_200859117 | node_8100304_200859118 | ABCD | 8100304
oh_line_8100304_200859119 |  | bal_3P_1/0AC | 105.60000000000001 | OPEN | node_8100304_200859118 | node_8100304_200859119 | ABCD | 8100304
oh_line_8100304_200859120 |  | bal_3P_477AL | 105.60000000000001 | OPEN | node_8100304_200859115 | node_8100304_200859120 | ABCD | 8100304
oh_line_8100304_200859121 |  | bal_3P_477AL | 105.60000000000001 | OPEN | node_8100304_200859120 | node_8100304_200859121 | ABCD | 8100304
oh_line_8100304_200859122 |  | bal_3P_477AL | 158.4 | OPEN | node_8100304_200859121 | node_8100304_200859122 | ABCD | 8100304
oh_line_8100304_200859157 |  | bal_1P_4CU | 52.800000000000004 | OPEN | node_8100304_200857630 | node_8100304_200859157 | AD | 8100304
oh_line_8100304_200859158 |  | bal_1P_4CU | 105.60000000000001 | OPEN | node_8100304_200859157 | node_8100304_200859158 | AD | 8100304
oh_line_8100304_200859159 |  | bal_1P_4CU | 105.60000000000001 | OPEN | node_8100304_200859158 | node_8100304_200859159 | AD | 8100304
oh_line_8100304_200859160 |  | bal_1P_4CU | 105.60000000000001 | OPEN | node_8100304_200859159 | node_8100304_200859160 | AD | 8100304
oh_line_8100304_200859161 |  | bal_1P_4CU | 105.60000000000001 | OPEN | node_8100304_200859160 | node_8100304_200859161 | AD | 8100304
oh_line_8100304_200859249 |  | bal_1P_1/0AC | 52.800000000000004 | OPEN | node_8100304_200857627 | node_8100304_200859249 | AD | 8100304
oh_line_8100304_200859250 |  | bal_1P_1/0AC | 105.60000000000001 | OPEN | node_8100304_200859249 | node_8100304_200859250 | AD | 8100304
oh_line_8100304_200859251 |  | bal_1P_1/0AC | 105.60000000000001 | OPEN | node_8100304_200859250 | node_8100304_200859251 | AD | 8100304
oh_line_8100304_200859252 |  | bal_1P_1/0AC | 105.60000000000001 | OPEN | node_8100304_200859251 | node_8100304_200859252 | AD | 8100304
oh_line_8100304_200859444 |  | bal_3P_477AL | 105.60000000000001 | OPEN | node_8100304_200859458 | node_8100304_200859444 | ABCD | 8100304
oh_line_8100304_200859445 |  | bal_3P_477AL | 105.60000000000001 | OPEN | node_8100304_200859444 | node_8100304_200859445 | ABCD | 8100304
oh_line_8100304_200859447 |  | bal_3P_477AL | 105.60000000000001 | OPEN | node_8100304_200859445 | node_8100304_200859447 | ABCD | 8100304
oh_line_8100304_200859448 |  | bal_3P_477AL | 158.4 | OPEN | node_8100304_200859447 | node_8100304_200859448 | ABCD | 8100304
oh_line_8100304_200859449 |  | bal_3P_477AL | 52.800000000000004 | OPEN | node_8100304_200859448 | node_8100304_200859449 | ABCD | 8100304
oh_line_8100304_200859450 |  | bal_3P_477AL | 105.60000000000001 | OPEN | node_8100304_200859449 | node_8100304_200859450 | ABCD | 8100304
oh_line_8100304_200859451 |  | bal_3P_477AC | 950.4 | OPEN | node_8100304_200863542 | node_8100304_200859451 | ABCD | 8100304
oh_line_8100304_200859452 |  | bal_3P_477AL | 158.4 | OPEN | node_8100304_200859451 | node_8100304_200859452 | ABCD | 8100304
oh_line_8100304_200859453 |  | bal_3P_477AL | 158.4 | OPEN | node_8100304_200859452 | node_8100304_200859453 | ABCD | 8100304
oh_line_8100304_200859454 |  | bal_3P_477AL | 52.800000000000004 | OPEN | node_8100304_200859453 | node_8100304_200859454 | ABCD | 8100304
oh_line_8100304_200859455 |  | bal_3P_477AL | 105.60000000000001 | OPEN | node_8100304_200859454 | node_8100304_200859455 | ABCD | 8100304
oh_line_8100304_200859456 |  | bal_3P_477AL | 105.60000000000001 | OPEN | node_8100304_200859455 | node_8100304_200859456 | ABCD | 8100304
oh_line_8100304_200859457 |  | bal_3P_477AL | 105.60000000000001 | OPEN | node_8100304_200859456 | node_8100304_200859457 | ABCD | 8100304
oh_line_8100304_200859458 |  | bal_3P_477AL | 105.60000000000001 | OPEN | node_8100304_200859457 | node_8100304_200859458 | ABCD | 8100304
oh_line_8100304_200863542 |  | bal_3P_477AL | 158.4 | OPEN | node_8100304_200863543 | node_8100304_200863542 | ABCD | 8100304
oh_line_8100304_200863543 |  | bal_3P_477AL | 105.60000000000001 | OPEN | node_SOURCE_8100304 | node_8100304_200863543 | ABCD | 8100304
oh_line_8100304_200917438 |  | bal_1P_1/0AC | 158.4 | OPEN | node_8100304_200917465 | node_8100304_200917438 | AD | 8100304
oh_line_8100304_200917465 |  | bal_3P_1/0AC | 158.4 | OPEN | node_8100304_200857727 | node_intto1_8100304_200917465 | ABCD | 8100304
oh_line_8100304_200951518 |  | bal_1P_1/0AA | 158.4 | OPEN | node_8100304_200857871 | node_8100304_200951518 | AD | 8100304
oh_line_8100304_200953665 |  | bal_1P_1/0AA | 105.60000000000001 | OPEN | node_8100304_200857749 | node_8100304_200953665 | AD | 8100304
oh_line_8100304_200953668 |  | bal_1P_2CU | 105.60000000000001 | OPEN | node_8100304_200857847 | node_8100304_200953668 | AD | 8100304
oh_line_8100304_200954367 |  | bal_3P_4/0AL | 52.800000000000004 | OPEN | node_8100304_200814698 | node_8100304_200954367 | ABCD | 8100304
oh_line_8100304_200954370 |  | bal_3P_477AL | 52.800000000000004 | OPEN | node_8100304_200813767 | node_intto1_8100304_200954370 | ABCD | 8100304
oh_line_8100304_200958660 |  | bal_1P_4CU | 52.800000000000004 | OPEN | node_8100304_200814295 | node_8100304_200958660 | AD | 8100304
oh_line_8100304_200962892 |  | bal_3P_336AL | 105.60000000000001 | OPEN | node_8100304_200962893 | node_8100304_200962892 | ABCD | 8100304
oh_line_8100304_200962893 |  | bal_3P_336AL | 158.4 | OPEN | node_8100304_200857808 | node_8100304_200962893 | ABCD | 8100304
oh_line_8100304_200968268 |  | bal_3P_477AL | 105.60000000000001 | OPEN | node_8100304_200859122 | node_8100304_200968268 | ABCD | 8100304
oh_line_8100304_200978885 |  | bal_3P_477AL | 105.60000000000001 | OPEN | node_8100304_200859110 | node_8100304_200978885 | ABCD | 8100304
oh_line_8100304_200986672 |  | bal_3P_1/0AC | 158.4 | OPEN | node_8100304_201052398 | node_intto1_8100304_200986672 | ABCD | 8100304
oh_line_8100304_201014716 |  | bal_3P_1/0AC | 105.60000000000001 | OPEN | node_8100304_200857635 | node_8100304_201014716 | ABCD | 8100304
oh_line_8100304_201052398 |  | bal_3P_1/0AC | 105.60000000000001 | OPEN | node_8100304_200857639 | node_8100304_201052398 | ABCD | 8100304
oh_line_8100304_201054989 |  | bal_3P_4/0AL | 158.4 | OPEN | node_8100304_200857231 | node_8100304_201054989 | ABCD | 8100304
oh_line_8100304_201059651 |  | bal_3P_4/0AL | 52.800000000000004 | OPEN | node_8100304_200859454 | node_intto1_8100304_201059651 | ABCD | 8100304
oh_line_8100304_201062680 |  | bal_3P_477AL | 52.800000000000004 | OPEN | node_8100304_201062680 | node_1386180_522_15290454_846 | ABCD | 8100304
oh_line_8100304_311895981 |  | bal_3P_477AL | 0 | OPEN | node_8100304_200813753 | node_intto1_8100304_311895981 | ABCD | 8100304
oh_line_8100304_311908837-1 |  | bal_1P_477AL | 0 | OPEN | node_8100304_200859452 | node_intto1_220386468 | AD | 8100304
oh_line_8100304_311908837-2 |  | bal_1P_477AL | 0 | OPEN | node_220386468 | node_intto1_220465278 | AD | 8100304
oh_line_8100304_311908837-3 |  | bal_1P_477AL | 0 | OPEN | node_220465278 | node_intto1_220620507 | AD | 8100304
oh_line_8100304_311908837-4 |  | bal_1P_477AL | 0 | OPEN | node_220620507 | node_8100304_311908837 | AD | 8100304
oh_line_TAP_OH_892713 |  | unb_TAPWIRE_OH | 0 | OPEN | node_8100304_200813569 | node_1384311_679_15292034_621 | AN | 8100304
oh_line_TAP_OH_892740 |  | unb_TAPWIRE_OH | 52.800000000000004 | OPEN | node_8100304_200813781 | node_1385351_658_15290889_225 | ABCN | 8100304
oh_line_TAP_OH_892741 |  | unb_TAPWIRE_OH | 52.800000000000004 | OPEN | node_8100304_200813790 | node_1384839_449_15291167_534 | ABCN | 8100304
oh_line_TAP_OH_892742 |  | unb_TAPWIRE_OH | 52.800000000000004 | OPEN | node_8100304_200813794 | node_1384592_933_15291201_647 | ABCN | 8100304
oh_line_TAP_OH_892743 |  | unb_TAPWIRE_OH | 0 | OPEN | node_8100304_200813800 | node_1384132_872_15291416_423 | ABCN | 8100304
oh_line_TAP_OH_892744 |  | unb_TAPWIRE_OH | 52.800000000000004 | OPEN | node_8100304_200813804 | node_1383838_526_15291665_917 | ABCN | 8100304
oh_line_TAP_OH_892745 |  | unb_TAPWIRE_OH | 52.800000000000004 | OPEN | node_8100304_200813814 | node_1383433_826_15291970_554 | ABCN | 8100304
oh_line_TAP_OH_892809 |  | unb_TAPWIRE_OH | 52.800000000000004 | OPEN | node_8100304_200814289 | node_1384732_192_15292336_005 | AN | 8100304
oh_line_TAP_OH_892810 |  | unb_TAPWIRE_OH | 52.800000000000004 | OPEN | node_8100304_200814299 | node_1384793_584_15291447_856 | AN | 8100304
oh_line_TAP_OH_892817 |  | unb_TAPWIRE_OH | 0 | OPEN | node_8100304_200814346 | node_1383750_661_15294322_375 | ABCN | 8100304
oh_line_TAP_OH_892818 |  | unb_TAPWIRE_OH | 52.800000000000004 | OPEN | node_8100304_200814350 | node_1383767_713_15294022_895 | ABCN | 8100304
oh_line_TAP_OH_892819 |  | unb_TAPWIRE_OH | 52.800000000000004 | OPEN | node_8100304_200814358 | node_1383800_472_15293502_305 | ABCN | 8100304
oh_line_TAP_OH_892820 |  | unb_TAPWIRE_OH | 52.800000000000004 | OPEN | node_8100304_200814361 | node_1383887_488_15293246_274 | ABCN | 8100304
oh_line_TAP_OH_892821 |  | unb_TAPWIRE_OH | 52.800000000000004 | OPEN | node_8100304_200814376 | node_1383753_207_15292178_945 | AN | 8100304
oh_line_TAP_OH_892823 |  | unb_TAPWIRE_OH | 52.800000000000004 | OPEN | node_8100304_200814391 | node_1383596_729_15292281_807 | AN | 8100304
oh_line_TAP_OH_892824 |  | unb_TAPWIRE_OH | 52.800000000000004 | OPEN | node_8100304_200814395 | node_1383601_962_15292522_585 | AN | 8100304
oh_line_TAP_OH_892825 |  | unb_TAPWIRE_OH | 52.800000000000004 | OPEN | node_8100304_200814401 | node_1384185_887_15293819_155 | AN | 8100304
oh_line_TAP_OH_892826 |  | unb_TAPWIRE_OH | 52.800000000000004 | OPEN | node_8100304_200814406 | node_1384210_493_15292672_444 | AN | 8100304
oh_line_TAP_OH_892827 |  | unb_TAPWIRE_OH | 52.800000000000004 | OPEN | node_8100304_200814409 | node_1384233_441_15293184_559 | AN | 8100304
oh_line_TAP_OH_892828 |  | unb_TAPWIRE_OH | 52.800000000000004 | OPEN | node_8100304_200814412 | node_1384210_164_15293488_769 | AN | 8100304
oh_line_TAP_OH_892838 |  | unb_TAPWIRE_OH | 52.800000000000004 | OPEN | node_8100304_200814456 | node_1384210_946_15291701_505 | AN | 8100304
oh_line_TAP_OH_892841 |  | unb_TAPWIRE_OH | 52.800000000000004 | OPEN | node_8100304_200814477 | node_1384078_056_15294661_357 | AN | 8100304
oh_line_TAP_OH_892842 |  | unb_TAPWIRE_OH | 52.800000000000004 | OPEN | node_8100304_200814480 | node_1384042_128_15294217_645 | AN | 8100304
oh_line_TAP_OH_892874 |  | unb_TAPWIRE_OH | 52.800000000000004 | OPEN | node_8100304_200814702 | node_1383926_638_15292865_202 | ABCN | 8100304
oh_line_TAP_OH_892875 |  | unb_TAPWIRE_OH | 52.800000000000004 | OPEN | node_8100304_200814705 | node_1383626_647_15292905_61 | ABCN | 8100304
oh_line_TAP_OH_892877 |  | unb_TAPWIRE_OH | 52.800000000000004 | OPEN | node_8100304_200814708 | node_1383436_907_15292834_231 | ABCN | 8100304
oh_line_TAP_OH_892878 |  | unb_TAPWIRE_OH | 52.800000000000004 | OPEN | node_8100304_200814712 | node_1382983_345_15292784_112 | AN | 8100304
oh_line_TAP_OH_892973 |  | unb_TAPWIRE_OH | 52.800000000000004 | OPEN | node_8100304_200815262 | node_1383296_88_15293265_172 | ABCN | 8100304
oh_line_TAP_OH_892980 |  | unb_TAPWIRE_OH | 52.800000000000004 | OPEN | node_8100304_200815301 | node_1384016_649_15291896_953 | AN | 8100304
oh_line_TAP_OH_892996 |  | unb_TAPWIRE_OH | 52.800000000000004 | OPEN | node_8100304_200815372 | node_1383350_179_15292345_867 | ABCN | 8100304
oh_line_TAP_OH_892997 |  | unb_TAPWIRE_OH | 0 | OPEN | node_8100304_200815376 | node_1383205_209_15292169_372 | ABCN | 8100304
oh_line_TAP_OH_904391 |  | unb_TAPWIRE_OH | 0 | OPEN | node_8100304_200857221 | node_1379795_539_15293662_009 | AN | 8100304
oh_line_TAP_OH_904393 |  | unb_TAPWIRE_OH | 52.800000000000004 | OPEN | node_8100304_200857235 | node_1381076_513_15292895_643 | AN | 8100304
oh_line_TAP_OH_904459 |  | unb_TAPWIRE_OH | 52.800000000000004 | OPEN | node_8100304_200857616 | node_1382183_282_15294785_727 | AN | 8100304
oh_line_TAP_OH_904460 |  | unb_TAPWIRE_OH | 52.800000000000004 | OPEN | node_8100304_200857627 | node_1382131_077_15293797_384 | AN | 8100304
oh_line_TAP_OH_904461 |  | unb_TAPWIRE_OH | 0 | OPEN | node_8100304_200857633 | node_1382198_362_15293360_111 | ABCN | 8100304
oh_line_TAP_OH_904472 |  | unb_TAPWIRE_OH | 52.800000000000004 | OPEN | node_8100304_200857729 | node_1379963_755_15293251_241 | AN | 8100304
oh_line_TAP_OH_904473 |  | unb_TAPWIRE_OH | 52.800000000000004 | OPEN | node_8100304_200857735 | node_1380291_363_15293538_138 | AN | 8100304
oh_line_TAP_OH_904474 |  | unb_TAPWIRE_OH | 0 | OPEN | node_8100304_200857742 | node_1382758_335_15293015_042 | ABCN | 8100304
oh_line_TAP_OH_904475 |  | unb_TAPWIRE_OH | 52.800000000000004 | OPEN | node_8100304_200857756 | node_1382551_158_15294093_762 | AN | 8100304
oh_line_TAP_OH_904476 |  | unb_TAPWIRE_OH | 0 | OPEN | node_8100304_200857760 | node_1382123_018_15294355_511 | AN | 8100304
oh_line_TAP_OH_904478 |  | unb_TAPWIRE_OH | 52.800000000000004 | OPEN | node_8100304_200857774 | node_1381871_319_15293013_292 | AN | 8100304
oh_line_TAP_OH_904479 |  | unb_TAPWIRE_OH | 0 | OPEN | node_8100304_200857779 | node_1381908_784_15293984_863 | AN | 8100304
oh_line_TAP_OH_904481 |  | unb_TAPWIRE_OH | 0 | OPEN | node_8100304_200857794 | node_1381589_727_15293037_421 | ABCN | 8100304
oh_line_TAP_OH_904482 |  | unb_TAPWIRE_OH | 52.800000000000004 | OPEN | node_8100304_200857800 | node_1381549_1_15293648_984 | AN | 8100304
oh_line_TAP_OH_904483 |  | unb_TAPWIRE_OH | 52.800000000000004 | OPEN | node_8100304_200857803 | node_1381309_22_15293002_868 | AN | 8100304
oh_line_TAP_OH_904484 |  | unb_TAPWIRE_OH | 0 | OPEN | node_8100304_200857806 | node_1381294_641_15293468_457 | ABCN | 8100304
oh_line_TAP_OH_904485 |  | unb_TAPWIRE_OH | 0 | OPEN | node_8100304_200857812 | node_1381026_734_15294312_678 | ABCN | 8100304
oh_line_TAP_OH_904486 |  | unb_TAPWIRE_OH | 52.800000000000004 | OPEN | node_8100304_200857822 | node_1380250_026_15294787_466 | AN | 8100304
oh_line_TAP_OH_904487 |  | unb_TAPWIRE_OH | 52.800000000000004 | OPEN | node_8100304_200857829 | node_1380372_487_15294234_403 | ABCN | 8100304
oh_line_TAP_OH_904489 |  | unb_TAPWIRE_OH | 52.800000000000004 | OPEN | node_8100304_200857843 | node_1380665_566_15293402_01 | AN | 8100304
oh_line_TAP_OH_904492 |  | unb_TAPWIRE_OH | 52.800000000000004 | OPEN | node_8100304_200857900 | node_1379838_154_15293969_638 | AN | 8100304
oh_line_TAP_OH_904495 |  | unb_TAPWIRE_OH | 0 | OPEN | node_8100304_200857924 | node_1381682_514_15293379_1 | ABCN | 8100304
oh_line_TAP_OH_904496 |  | unb_TAPWIRE_OH | 52.800000000000004 | OPEN | node_8100304_200857930 | node_1380861_999_15293333_281 | AN | 8100304
oh_line_TAP_OH_904497 |  | unb_TAPWIRE_OH | 52.800000000000004 | OPEN | node_8100304_200857940 | node_1380428_425_15293267_728 | AN | 8100304
oh_line_TAP_OH_904498 |  | unb_TAPWIRE_OH | 52.800000000000004 | OPEN | node_8100304_200857947 | node_1381012_279_15293577_532 | AN | 8100304
oh_line_TAP_OH_904499 |  | unb_TAPWIRE_OH | 52.800000000000004 | OPEN | node_8100304_200857959 | node_1380667_51_15294391_593 | ABCN | 8100304
oh_line_TAP_OH_904500 |  | unb_TAPWIRE_OH | 52.800000000000004 | OPEN | node_8100304_200857968 | node_1379993_553_15294168_106 | ABCN | 8100304
oh_line_TAP_OH_904740 |  | unb_TAPWIRE_OH | 52.800000000000004 | OPEN | node_8100304_200859118 | node_1382763_401_15292826_22 | ABCN | 8100304
oh_line_TAP_OH_904750 |  | unb_TAPWIRE_OH | 52.800000000000004 | OPEN | node_8100304_200859161 | node_1382652_637_15293519_361 | AN | 8100304
oh_line_TAP_OH_904778 |  | unb_TAPWIRE_OH | 52.800000000000004 | OPEN | node_8100304_200859252 | node_1382529_422_15293810_884 | AN | 8100304
oh_line_TAP_OH_904816 |  | unb_TAPWIRE_OH | 52.800000000000004 | OPEN | node_8100304_200859448 | node_1381436_6_15292722_678 | ABCN | 8100304
oh_line_TAP_OH_904818 |  | unb_TAPWIRE_OH | 52.800000000000004 | OPEN | node_8100304_200859456 | node_1380727_029_15292869_578 | ABCN | 8100304
oh_line_TAP_OH_920965 |  | unb_TAPWIRE_OH | 52.800000000000004 | OPEN | node_8100304_200951518 | node_1380135_838_15293925_134 | AN | 8100304
oh_line_TAP_OH_921306 |  | unb_TAPWIRE_OH | 52.800000000000004 | OPEN | node_8100304_200953665 | node_1382687_814_15293233_626 | AN | 8100304
oh_line_TAP_OH_921309 |  | unb_TAPWIRE_OH | 52.800000000000004 | OPEN | node_8100304_200953668 | node_1380771_054_15293051_634 | AN | 8100304
oh_line_TAP_OH_921794 |  | unb_TAPWIRE_OH | 52.800000000000004 | OPEN | node_8100304_200958660 | node_1384767_403_15291773_441 | AN | 8100304
oh_line_TAP_OH_922656 |  | unb_TAPWIRE_OH | 52.800000000000004 | OPEN | node_8100304_200962893 | node_1381111_33_15294012_546 | ABCN | 8100304
oh_line_TAP_OH_927157 |  | unb_TAPWIRE_OH | 0 | OPEN | node_8100304_200986672 | node_1382184_362_15292896_607 | ABCN | 8100304
oh_line_TAP_OH_2135335 |  | unb_TAPWIRE_OH | 52.800000000000004 | OPEN | node_8100304_200815125 | node_1383651_959_15294441_163 | ABCN | 8100304
oh_line_TAP_OH_2135336 |  | unb_TAPWIRE_OH | 52.800000000000004 | OPEN | node_8100304_200815125 | node_1383651_963_15294414_536 | ABCN | 8100304
oh_line_TAP_OH_2135337 |  | unb_TAPWIRE_OH | 52.800000000000004 | OPEN | node_8100304_200815125 | node_1383657_087_15294466_93 | ABCN | 8100304
oh_line_TAP_OH_2135359 |  | unb_TAPWIRE_OH | 105.60000000000001 | OPEN | node_8100304_200859113 | node_1382399_839_15292810_27 | ABCN | 8100304
oh_line_TAP_OH_2135360 |  | unb_TAPWIRE_OH | 105.60000000000001 | OPEN | node_8100304_200859113 | node_1382381_317_15292800_586 | ABCN | 8100304
oh_line_TAP_OH_2135361 |  | unb_TAPWIRE_OH | 105.60000000000001 | OPEN | node_8100304_200859113 | node_1382419_565_15292813_204 | ABCN | 8100304
oh_line_TAP_OH_2135367 |  | unb_TAPWIRE_OH | 52.800000000000004 | OPEN | node_8100304_200857786 | node_1381589_987_15292811_941 | ABCN | 8100304
oh_line_TAP_OH_2135368 |  | unb_TAPWIRE_OH | 52.800000000000004 | OPEN | node_8100304_200857786 | node_1381590_647_15292797_551 | ABCN | 8100304
oh_line_TAP_OH_2135369 |  | unb_TAPWIRE_OH | 52.800000000000004 | OPEN | node_8100304_200857786 | node_1381589_844_15292826_012 | ABCN | 8100304
oh_line_TAP_OH_2135373 |  | unb_TAPWIRE_OH | 52.800000000000004 | OPEN | node_8100304_200859120 | node_1382629_456_15292487_964 | ABCN | 8100304
oh_line_TAP_OH_2135374 |  | unb_TAPWIRE_OH | 52.800000000000004 | OPEN | node_8100304_200859120 | node_1382634_625_15292482_145 | ABCN | 8100304
oh_line_TAP_OH_2135375 |  | unb_TAPWIRE_OH | 52.800000000000004 | OPEN | node_8100304_200859120 | node_1382622_403_15292490_846 | ABCN | 8100304
oh_line_TAP_OH_2135419 |  | unb_TAPWIRE_OH | 105.60000000000001 | OPEN | node_8100304_200857247 | node_1382035_11_15292781_46 | ABCN | 8100304
oh_line_TAP_OH_2223325 |  | unb_TAPWIRE_OH | 52.800000000000004 | OPEN | node_8100304_200859453 | node_1380490_331_15292912_827 | ABCN | 8100304
oh_line_TAP_OH_2223326 |  | unb_TAPWIRE_OH | 52.800000000000004 | OPEN | node_8100304_200859453 | node_1380490_161_15292900_874 | ABCN | 8100304
oh_line_TAP_OH_2223327 |  | unb_TAPWIRE_OH | 52.800000000000004 | OPEN | node_8100304_200859453 | node_1380492_28_15292922_682 | ABCN | 8100304
oh_line_TAP_OH_2223345 |  | unb_TAPWIRE_OH | 52.800000000000004 | OPEN | node_8100304_200968268 | node_1383003_691_15292352_959 | ABCN | 8100304
oh_line_TAP_OH_2223346 |  | unb_TAPWIRE_OH | 105.60000000000001 | OPEN | node_8100304_200968268 | node_1382987_964_15292369_042 | ABCN | 8100304
oh_line_TAP_OH_2223353 |  | unb_TAPWIRE_OH | 105.60000000000001 | OPEN | node_8100304_200857971 | node_1380247_289_15294322_218 | ABCN | 8100304
oh_line_TAP_OH_2223354 |  | unb_TAPWIRE_OH | 105.60000000000001 | OPEN | node_8100304_200857971 | node_1380230_229_15294308_487 | ABCN | 8100304
oh_line_TAP_OH_2223358 |  | unb_TAPWIRE_OH | 105.60000000000001 | OPEN | node_8100304_200857232 | node_1380363_549_15292969_505 | ABCN | 8100304
oh_line_TAP_OH_2223359 |  | unb_TAPWIRE_OH | 105.60000000000001 | OPEN | node_8100304_200857232 | node_1380378_465_15292952_091 | ABCN | 8100304
oh_line_TAP_OH_2329724 |  | unb_TAPWIRE_OH | 52.800000000000004 | OPEN | node_8100304_200857765 | node_1381652_568_15294291_761 | AN | 8100304
oh_line_TAP_OH_2450534 |  | unb_TAPWIRE_OH | 105.60000000000001 | OPEN | node_8100304_200857247 | node_1382015_719_15292775_702 | ABCN | 8100304
oh_line_TAP_OH_2470551 |  | unb_TAPWIRE_OH | 52.800000000000004 | OPEN | node_8100304_200859119 | node_1382596_787_15292838_596 | ABCN | 8100304
oh_line_TAP_OH_2470552 |  | unb_TAPWIRE_OH | 52.800000000000004 | OPEN | node_8100304_200859119 | node_1382596_032_15292817_105 | ABCN | 8100304
oh_line_TAP_OH_2470553 |  | unb_TAPWIRE_OH | 52.800000000000004 | OPEN | node_8100304_200859119 | node_1382597_881_15292797_666 | ABCN | 8100304
oh_line_TAP_OH_4217516 |  | unb_TAPWIRE_OH | 52.800000000000004 | OPEN | node_8100304_200978885 | node_1382360_219_15292615_108 | ABCN | 8100304
oh_line_TAP_OH_5367605 |  | unb_TAPWIRE_OH | 52.800000000000004 | OPEN | node_8100304_200813766 | node_1386025_704_15290427_818 | ABCN | 8100304
oh_line_TAP_OH_5367606 |  | unb_TAPWIRE_OH | 52.800000000000004 | OPEN | node_8100304_200813766 | node_1386011_966_15290440_972 | ABCN | 8100304
oh_line_TAP_OH_5367607 |  | unb_TAPWIRE_OH | 52.800000000000004 | OPEN | node_8100304_200813766 | node_1386041_753_15290419_406 | ABCN | 8100304
oh_line_TAP_OH_5367608 |  | unb_TAPWIRE_OH | 52.800000000000004 | OPEN | node_8100304_201062680 | node_1386119_316_15290514_12 | ABCN | 8100304

## UndergroundLine
Name | GroupId | Configuration | NumParallelCables | Length | Status | From | To | Phases | Feeder | Comments
und_line_8100304_200856489 |  | und_1P_2ALURD_2AL(N) | 0 | 158.4 | OPEN | node_8100304_311908837 | node_8100304_200856489 | AN | 8100304
und_line_8100304_200917354 |  | und_3P_2ALURD | 0 | 369.6 | OPEN | node_8100304_200813757 | node_8100304_200917354 | ABCN | 8100304
und_line_8100304_200917355 |  | und_3P_2ALURD | 0 | 211.20000000000002 | OPEN | node_8100304_200917354 | node_8100304_200917355 | ABCN | 8100304
und_line_8100304_200917356 |  | und_3P_2ALURD | 0 | 211.20000000000002 | OPEN | node_8100304_200917355 | node_8100304_200917356 | ABCN | 8100304
und_line_8100304_201027231 |  | und_3P_DELTACUST | 0 | 105.60000000000001 | OPEN | node_8100304_201054989 | node_intto1_8100304_201027231 | ABCN | 8100304
und_line_8100304_311912248 |  | und_3P_DELTACUST | 0 | 158.4 | OPEN | node_8100304_200814356 | node_intto1_8100304_311912248 | ABCN | 8100304
und_line_TAP_UG_59451 |  | und_TAPWIRE_UG | 0 | 52.800000000000004 | OPEN | node_8100304_200856489 | node_1380288_472_15292776_175 | AN | 8100304
und_line_TAP_UG_65320 |  | und_TAPWIRE_UG | 0 | 52.800000000000004 | OPEN | node_8100304_201027231 | node_1380152_471_15293084_736 | ABCN | 8100304
und_line_TAP_UG_1449683 |  | und_TAPWIRE_UG | 0 | 0 | OPEN | node_8100304_311912248 | node_1383630_989_15293727_759 | ABCN | 8100304
und_line_TAP_UG_1449684 |  | und_TAPWIRE_UG | 0 | 0 | OPEN | node_8100304_311912248 | node_1383627_198_15293711_85 | ABCN | 8100304
und_line_TAP_UG_1449685 |  | und_TAPWIRE_UG | 0 | 0 | OPEN | node_8100304_311912248 | node_1383631_441_15293698_626 | ABCN | 8100304