## Feeder
Name | Description | Comments
8101603

## Node
Name | GroupId | Latitude | Longitude | BusType | NominalVoltage | ConsistentPath | DistToSlack | Phases | Feeder | Comments
node_1397278_622_15295557_199 |  | 42.107328091963076 | -75.8958897743534 | PQ | 2771.281 | False | -1 | ABCN | 8101603
node_1397279_989_15295549_036 |  | 42.1073057334534 | -75.89588457353456 | PQ | 2771.281 | False | -1 | ABCN | 8101603
node_1397280_312_15295567_541 |  | 42.10735641876782 | -75.89588334466515 | PQ | 2771.281 | False | -1 | ABCN | 8101603
node_1397382_328_15295257_894 |  | 42.1065082936365 | -75.89549521976794 | PQ | 2771.281 | False | -1 | ABCN | 8101603
node_1397385_333_15295284_239 |  | 42.10658045276152 | -75.89548378709742 | PQ | 2771.281 | False | -1 | ABCN | 8101603
node_1397489_086_15295415_57 |  | 42.10694016921807 | -75.89508905369813 | PQ | 2771.281 | False | -1 | ABCN | 8101603
node_1397489_567_15295388_954 |  | 42.1068672678223 | -75.89508722370994 | PQ | 2771.281 | False | -1 | ABCN | 8101603
node_1397622_699_15295032_267 |  | 42.10589029982741 | -75.89458071645798 | PQ | 2771.281 | False | -1 | ABCN | 8101603
node_1397642_519_15295031_603 |  | 42.105888481127124 | -75.89450531029166 | PQ | 2771.281 | False | -1 | ABCN | 8101603
node_1397661_824_15295037_851 |  | 42.10590559443944 | -75.89443186346821 | PQ | 2771.281 | False | -1 | ABCN | 8101603
node_1397880_242_15295338_561 |  | 42.10672924107009 | -75.89360088142814 | PQ | 2771.281 | False | -1 | ABCN | 8101603
node_1397899_444_15295345_37 |  | 42.10674789096503 | -75.89352782647327 | PQ | 2771.281 | False | -1 | ABCN | 8101603
node_1397964_704_15295346_389 |  | 42.10675068201261 | -75.89327954158863 | PQ | 2771.281 | False | -1 | ABCN | 8101603
node_1397968_281_15295320_229 |  | 42.10667902960378 | -75.89326593271592 | PQ | 2771.281 | False | -1 | ABCN | 8101603
node_1397980_72_15295137_13 |  | 42.10617752026115 | -75.8932186079277 | PQ | 2771.281 | False | -1 | ABCN | 8101603
node_1397982_732_15295163_637 |  | 42.10625012310521 | -75.89321095317457 | PQ | 2771.281 | False | -1 | ABCN | 8101603
node_1397983_883_15295110_871 |  | 42.10610559669068 | -75.89320657413838 | PQ | 2771.281 | False | -1 | ABCN | 8101603
node_1398025_621_15294555_451 |  | 42.10458429772625 | -75.8930477798614 | PQ | 2771.281 | False | -1 | ABCN | 8101603
node_1398027_377_15294581_988 |  | 42.10465698274051 | -75.8930410990729 | PQ | 2771.281 | False | -1 | ABCN | 8101603
node_1398029_038_15294529_251 |  | 42.104512535757166 | -75.89303477971659 | PQ | 2771.281 | False | -1 | ABCN | 8101603
node_1398159_745_15294808_806 |  | 42.10527823870629 | -75.89253749849658 | PQ | 2771.281 | False | -1 | ABCN | 8101603
node_1398161_337_15294756_064 |  | 42.10513377802791 | -75.89253144165416 | PQ | 2771.281 | False | -1 | ABCN | 8101603
node_1398163_128_15294782_598 |  | 42.10520645482515 | -75.89252462770644 | PQ | 2771.281 | False | -1 | ABCN | 8101603
node_1398234_556_15294753_145 |  | 42.10512578286808 | -75.89225287636195 | PQ | 2771.281 | False | -1 | ABCN | 8101603
node_1398241_356_15294728_19 |  | 42.10505743096203 | -75.89222700542699 | PQ | 2771.281 | False | -1 | ABCN | 8101603
node_1398243_103_15294701_681 |  | 42.10498482263995 | -75.89222035887944 | PQ | 2771.281 | False | -1 | ABCN | 8101603
node_1398272_594_15294997_892 |  | 42.10579614648057 | -75.89210815891724 | PQ | 2771.281 | False | -1 | ABCN | 8101603
node_1398273_831_15295024_477 |  | 42.105868962967136 | -75.89210345268981 | PQ | 2771.281 | False | -1 | ABCN | 8101603
node_1398274_448_15294935_987 |  | 42.10562658828606 | -75.8921011052829 | PQ | 2771.281 | False | -1 | ABCN | 8101603
node_1398276_52_15294971_825 |  | 42.10572474879934 | -75.89209322225685 | PQ | 2771.281 | False | -1 | ABCN | 8101603
node_1398277_353_15294909_671 |  | 42.10555450859223 | -75.89209005306732 | PQ | 2771.281 | False | -1 | ABCN | 8101603
node_1398282_29_15295396_542 |  | 42.106888051403274 | -75.89207127000762 | PQ | 2771.281 | False | -1 | ABCN | 8101603
node_1398340_428_15294659_683 |  | 42.104869789846916 | -75.8918500811228 | PQ | 2771.281 | False | -1 | ABCN | 8101603
node_1398363_841_15295126_212 |  | 42.106147615788686 | -75.891761005211 | PQ | 2771.281 | False | -1 | ABCN | 8101603
node_1398429_218_15294557_809 |  | 42.104590756303466 | -75.89151227519407 | PQ | 2771.281 | False | -1 | ABCN | 8101603
node_1398442_149_15294547_185 |  | 42.104561657098905 | -75.89146307856761 | PQ | 2771.281 | False | -1 | ABCN | 8101603
node_1398478_695_15294397_748 |  | 42.104152348191505 | -75.89132403751039 | PQ | 2771.281 | False | -1 | ABCN | 8101603
node_1398496_966_15294408_25 |  | 42.10418111323728 | -75.89125452459088 | PQ | 2771.281 | False | -1 | ABCN | 8101603
node_1398516_61_15294412_06 |  | 42.10419154885187 | -75.89117978802523 | PQ | 2771.281 | False | -1 | ABCN | 8101603
node_1398689_442_15294814_301 |  | 42.10529328954676 | -75.89052224016768 | PQ | 2771.281 | False | -1 | ABCN | 8101603
node_1398730_776_15294980_835 |  | 42.10574942724749 | -75.8903649829286 | PQ | 2771.281 | False | -1 | AN | 8101603
node_1398812_764_15294474_501 |  | 42.104362575153836 | -75.89005305554394 | PQ | 2771.281 | False | -1 | ABCN | 8101603
node_1398816_246_15294448_317 |  | 42.104290857008856 | -75.89003980810342 | PQ | 2771.281 | False | -1 | ABCN | 8101603
node_1398987_311_15295075_492 |  | 42.10600869338136 | -75.88938898288443 | PQ | 2771.281 | False | -1 | ABCN | 8101603
node_1399010_91_15294739_277 |  | 42.10508779832658 | -75.88929919932646 | PQ | 2771.281 | False | -1 | ABCN | 8101603
node_1399011_963_15294754_148 |  | 42.10512853009155 | -75.88929519313609 | PQ | 2771.281 | False | -1 | ABCN | 8101603
node_1399012_142_15294724_37 |  | 42.10504696795738 | -75.88929451212177 | PQ | 2771.281 | False | -1 | ABCN | 8101603
node_1399092_357_15295021_382 |  | 42.105860485742156 | -75.88898933020295 | PQ | 2771.281 | False | -1 | ABCN | 8101603
node_1399094_456_15295036_964 |  | 42.10590316494072 | -75.88898134445405 | PQ | 2771.281 | False | -1 | ABCN | 8101603
node_1399094_869_15295045_629 |  | 42.10592689843164 | -75.88897977317521 | PQ | 2771.281 | False | -1 | ABCN | 8101603
node_1399140_32_15295077_972 |  | 42.106015486117364 | -75.88880685260683 | PQ | 2771.281 | False | -1 | ABCN | 8101603
node_1399181_08_15294315_51 |  | 42.10392709777878 | -75.88865177917904 | PQ | 2771.281 | False | -1 | ABCD | 8101603
node_1399291_747_15294217_092 |  | 42.103657530241634 | -75.88823074112618 | PQ | 2771.281 | False | -1 | ABCN | 8101603
node_1399311_431_15294214_027 |  | 42.103649135186856 | -75.88815585237856 | PQ | 2771.281 | False | -1 | ABCN | 8101603
node_1399331_067_15294217_912 |  | 42.10365977622693 | -75.8880811462493 | PQ | 2771.281 | False | -1 | ABCN | 8101603
node_1399361_362_15295709_156 |  | 42.10774430316674 | -75.8879658874295 | PQ | 2771.281 | False | -1 | ABCD | 8101603
node_1399426_155_15295269_274 |  | 42.10653946352994 | -75.88771937926936 | PQ | 2771.281 | False | -1 | ABCN | 8101603
node_1399449_889_15294973_613 |  | 42.105729646142876 | -75.88762908209725 | PQ | 2771.281 | False | -1 | ABCN | 8101603
node_1399481_373_15294581_336 |  | 42.1046551969083 | -75.88750929966838 | PQ | 2771.281 | False | -1 | ABCN | 8101603
node_1399750_734_15294887_764 |  | 42.10549450517785 | -75.8864845024754 | PQ | 2771.281 | False | -1 | AN | 8101603
node_1399813_244_15294566_647 |  | 42.104614963642504 | -75.88624668010121 | PQ | 2771.281 | False | -1 | ABCN | 8101603
node_1399815_399_15294513_946 |  | 42.104470615263395 | -75.88623848129755 | PQ | 2771.281 | False | -1 | ABCN | 8101603
node_1399816_906_15294540_509 |  | 42.10454337149182 | -75.88623274784182 | PQ | 2771.281 | False | -1 | ABCN | 8101603
node_1400042_998_15294680_76 |  | 42.10492751988594 | -75.88537256969073 | PQ | 2771.281 | False | -1 | ABCN | 8101603
node_1400056_132_15294684_024 |  | 42.104936460003 | -75.88532260074076 | PQ | 2771.281 | False | -1 | ABCN | 8101603
node_1400145_035_15294572_904 |  | 42.10463210160588 | -75.88498436489799 | PQ | 2771.281 | False | -1 | ABCN | 8101603
node_1400148_228_15294520_307 |  | 42.104488038083446 | -75.8849722169722 | PQ | 2771.281 | False | -1 | ABCN | 8101603
node_1400149_211_15294546_909 |  | 42.10456090113313 | -75.88496847710027 | PQ | 2771.281 | False | -1 | ABCN | 8101603
node_1400327_627_15294314_191 |  | 42.10392348502926 | -75.88428968463967 | PQ | 2771.281 | False | -1 | ABCN | 8101603
node_1400419_85_15294249_714 |  | 42.10374688211016 | -75.88393881769335 | PQ | 2771.281 | False | -1 | ABCN | 8101603
node_1400439_569_15294247_05 |  | 42.10373958539697 | -75.8838637957865 | PQ | 2771.281 | False | -1 | ABCN | 8101603
node_1400459_16_15294251_335 |  | 42.10375132203963 | -75.88378926086197 | PQ | 2771.281 | False | -1 | ABCN | 8101603
node_1400539_64_15294254_122 |  | 42.103758955650605 | -75.8834830707376 | PQ | 2771.281 | False | -1 | ABCN | 8101603
node_1400559_374_15294251_669 |  | 42.10375223686778 | -75.88340799176251 | PQ | 2771.281 | False | -1 | ABCN | 8101603
node_1400578_941_15294256_161 |  | 42.10376454048477 | -75.88333354814716 | PQ | 2771.281 | False | -1 | ABCN | 8101603
node_1400918_486_15294799_096 |  | 42.105251642953625 | -75.88204173246898 | PQ | 2771.281 | False | -1 | AN | 8101603
node_1400984_178_15294516_533 |  | 42.104477701073094 | -75.88179180401906 | PQ | 2771.281 | False | -1 | ABCN | 8101603
node_1400987_935_15294490_42 |  | 42.10440617739757 | -75.88177751032748 | PQ | 2771.281 | False | -1 | ABCN | 8101603
node_1401134_575_15294265_111 |  | 42.103789054592525 | -75.88121961122414 | PQ | 2771.281 | False | -1 | ABCN | 8101603
node_1401154_299_15294262_522 |  | 42.10378196330482 | -75.88114457029455 | PQ | 2771.281 | False | -1 | ABCN | 8101603
node_1401173_881_15294266_88 |  | 42.103793899894946 | -75.88107006961096 | PQ | 2771.281 | False | -1 | ABCN | 8101603
node_1401224_057_15294265_747 |  | 42.10379079660063 | -75.88087917254732 | PQ | 2771.281 | False | -1 | ABCN | 8101603
node_1401243_716_15294262_414 |  | 42.10378166749212 | -75.88080437891344 | PQ | 2771.281 | False | -1 | ABCN | 8101603
node_1401263_379_15294266_032 |  | 42.10379157721747 | -75.88072957006136 | PQ | 2771.281 | False | -1 | ABCN | 8101603
node_1401459_252_15294267_565 |  | 42.10379577611436 | -75.87998436158433 | PQ | 2771.281 | False | -1 | ABCN | 8101603
node_1401478_983_15294265_065 |  | 42.10378892859823 | -75.87990929402291 | PQ | 2771.281 | False | -1 | ABCN | 8101603
node_1401498_555_15294269_512 |  | 42.10380110895993 | -75.87983483138481 | PQ | 2771.281 | False | -1 | ABCN | 8101603
node_1401552_596_15294822_952 |  | 42.105316984691584 | -75.8796292297383 | PQ | 2771.281 | False | -1 | AN | 8101603
node_1401780_506_15295446_253 |  | 42.107024210153085 | -75.87876213491666 | PQ | 2771.281 | False | -1 | AN | 8101603
node_1401789_63_15294249_831 |  | 42.10374720257391 | -75.87872742220921 | PQ | 2771.281 | False | -1 | ABCN | 8101603
node_1401811_067_15294482_769 |  | 42.10438522125919 | -75.87864586408675 | PQ | 2771.281 | False | -1 | ABCN | 8101603
node_1401813_537_15295111_159 |  | 42.10610638552454 | -75.87863646685008 | PQ | 2771.281 | False | -1 | AN | 8101603
node_1401998_057_15294278_186 |  | 42.103824867101906 | -75.87793445142078 | PQ | 2771.281 | False | -1 | ABCN | 8101603
node_1402017_712_15294281_88 |  | 42.10383498499175 | -75.8778596730051 | PQ | 2771.281 | False | -1 | ABCN | 8101603
node_1402194_855_15294640_699 |  | 42.1048177925484 | -75.87718572373569 | PQ | 2771.281 | False | -1 | AN | 8101603
node_1402247_673_15294547_394 |  | 42.10456222955125 | -75.87698477505293 | PQ | 2771.281 | False | -1 | ABCN | 8101603
node_1402265_264_15294535_249 |  | 42.10452896431787 | -75.87691784922691 | PQ | 2771.281 | False | -1 | ABCN | 8101603
node_1402279_887_15294517_384 |  | 42.10448003196758 | -75.87686221530309 | PQ | 2771.281 | False | -1 | ABCN | 8101603
node_1402324_223_15294689_885 |  | 42.10495251331982 | -75.87669353680714 | PQ | 2771.281 | False | -1 | AN | 8101603
node_1402372_435_15295020_27 |  | 42.10585743996698 | -75.87651011187826 | PQ | 2771.281 | False | -1 | AN | 8101603
node_1402482_944_15294285_154 |  | 42.10384395249887 | -75.8760896749442 | PQ | 2771.281 | False | -1 | ABCN | 8101603
node_1402502_654_15294282_382 |  | 42.10383635997298 | -75.8760146872783 | PQ | 2771.281 | False | -1 | ABCN | 8101603
node_1402522_257_15294286_558 |  | 42.10384779806394 | -75.87594010669916 | PQ | 2771.281 | False | -1 | ABCN | 8101603
node_1402559_475_15294288_372 |  | 42.10385276662164 | -75.87579850898484 | PQ | 2771.281 | False | -1 | ABCN | 8101603
node_1402579_079_15294284_522 |  | 42.1038422214468 | -75.87572392460116 | PQ | 2771.281 | False | -1 | ABCN | 8101603
node_1402598_788_15294287_622 |  | 42.1038507123668 | -75.87564894073982 | PQ | 2771.281 | False | -1 | ABCN | 8101603
node_1402659_503_15295460_944 |  | 42.10706444889689 | -75.87541794753156 | PQ | 2771.281 | False | -1 | AN | 8101603
node_1402669_15294789_007 |  | 42.105224009117514 | -75.87538181572724 | PQ | 2771.281 | False | -1 | AN | 8101603
node_1402680_383_15294523_959 |  | 42.10449804093502 | -75.87533850854302 | PQ | 2771.281 | False | -1 | ABCN | 8101603
node_1402684_116_15294576_55 |  | 42.10464208802342 | -75.87532430616064 | PQ | 2771.281 | False | -1 | ABCN | 8101603
node_1402684_826_15294549_946 |  | 42.10456921949572 | -75.87532160493066 | PQ | 2771.281 | False | -1 | ABCN | 8101603
node_1402684_944_15294911_277 |  | 42.105558907436595 | -75.87532115599386 | PQ | 2771.281 | False | -1 | AN | 8101603
node_1402933_431_15294316_791 |  | 42.10393060644604 | -75.8743757749621 | PQ | 2771.281 | False | -1 | ABCN | 8101603
node_1402952_987_15294319_939 |  | 42.10393922883836 | -75.8743013731968 | PQ | 2771.281 | False | -1 | ABCN | 8101603
node_1402969_108_15294326_423 |  | 42.103956988556206 | -75.8742400400582 | PQ | 2771.281 | False | -1 | ABCN | 8101603
node_1403405_844_15294206_82 |  | 42.103629395167346 | -75.87257845643296 | PQ | 2771.281 | False | -1 | ABCN | 8101603
node_1403425_531_15294203_783 |  | 42.10362107680474 | -75.87250355627171 | PQ | 2771.281 | False | -1 | ABCN | 8101603
node_1404510_007_15293967_505 |  | 42.102973909837914 | -75.86837761390939 | PQ | 2771.281 | False | -1 | AN | 8101603
node_1404686_645_15294049_943 |  | 42.10319970805193 | -75.86770558593737 | PQ | 2771.281 | False | -1 | AN | 8101603
node_8101603_200805604 |  | 42.10598752360048 | -75.88896019876927 | PQ | 2771.281 | False | -1 | ABCN | 8101603
node_8101603_200807763 |  | 42.103829515195855 | -75.87868482267116 | PQ | 2771.281 | False | -1 | ABCN | 8101603
node_8101603_200807797 |  | 42.10390209064986 | -75.89162622905349 | PQ | 2771.281 | False | -1 | ABCD | 8101603
node_8101603_200807798 |  | 42.10391219210566 | -75.89117791999155 | PQ | 2771.281 | False | -1 | ABCN | 8101603
node_8101603_200807800 |  | 42.10389195906499 | -75.89075286053011 | PQ | 2771.281 | False | -1 | ABCD | 8101603
node_8101603_200807801 |  | 42.103887217844814 | -75.89029426777152 | PQ | 2771.281 | False | -1 | ABCD | 8101603
node_8101603_200807802 |  | 42.10389118118715 | -75.88989654019198 | PQ | 2771.281 | False | -1 | ABCD | 8101603
node_8101603_200807803 |  | 42.103895588248534 | -75.88947838598746 | PQ | 2771.281 | False | -1 | ABCD | 8101603
node_8101603_200807804 |  | 42.103899444769624 | -75.88902756211846 | PQ | 2771.281 | False | -1 | ABCD | 8101603
node_8101603_200807805 |  | 42.1039284234579 | -75.88863373800645 | PQ | 2771.281 | False | -1 | ABCD | 8101603
node_8101603_200807806 |  | 42.10408626966081 | -75.88862681753135 | PQ | 2771.281 | False | -1 | ABCD | 8101603
node_8101603_200807808 |  | 42.103928938391114 | -75.88815413272229 | PQ | 2771.281 | False | -1 | ABCN | 8101603
node_8101603_200807809 |  | 42.10393706502327 | -75.88784063025425 | PQ | 2771.281 | False | -1 | ABCD | 8101603
node_8101603_200807810 |  | 42.10395073814348 | -75.88753764736491 | PQ | 2771.281 | False | -1 | ABCD | 8101603
node_8101603_200807811 |  | 42.10395428515684 | -75.8873463660418 | PQ | 2771.281 | False | -1 | ABCD | 8101603
node_8101603_200807812 |  | 42.103959530354196 | -75.88701794213156 | PQ | 2771.281 | False | -1 | ABCD | 8101603
node_8101603_200807814 |  | 42.103971634023715 | -75.88647921795648 | PQ | 2771.281 | False | -1 | ABCD | 8101603
node_8101603_200807815 |  | 42.103988517259495 | -75.88600104698739 | PQ | 2771.281 | False | -1 | ABCD | 8101603
node_8101603_200807817 |  | 42.10399988139727 | -75.88557235418142 | PQ | 2771.281 | False | -1 | ABCD | 8101603
node_8101603_200807818 |  | 42.103999878658264 | -75.88518909910727 | PQ | 2771.281 | False | -1 | ABCD | 8101603
node_8101603_200807820 |  | 42.10401676737205 | -75.88475104711011 | PQ | 2771.281 | False | -1 | ABCD | 8101603
node_8101603_200807821 |  | 42.104019777540145 | -75.88428344517888 | PQ | 2771.281 | False | -1 | ABCN | 8101603
node_8101603_200807822 |  | 42.104031722347294 | -75.88385482465935 | PQ | 2771.281 | False | -1 | ABCN | 8101603
node_8101603_200807823 |  | 42.10403130327931 | -75.88342384531929 | PQ | 2771.281 | False | -1 | ABCN | 8101603
node_8101603_200807828 |  | 42.1040511638151 | -75.88202273254998 | PQ | 2771.281 | False | -1 | ABCD | 8101603
node_8101603_200807830 |  | 42.10405989302867 | -75.88153040485311 | PQ | 2771.281 | False | -1 | ABCD | 8101603
node_8101603_200807832 |  | 42.10406211162389 | -75.88115439744529 | PQ | 2771.281 | False | -1 | ABCN | 8101603
node_8101603_200807833 |  | 42.10405468343839 | -75.88081992430172 | PQ | 2771.281 | False | -1 | ABCN | 8101603
node_8101603_200807841 |  | 42.10407941940567 | -75.88035668238393 | PQ | 2771.281 | False | -1 | ABCD | 8101603
node_8101603_200807842 |  | 42.10408054513733 | -75.87991974131518 | PQ | 2771.281 | False | -1 | ABCN | 8101603
node_8101603_200807844 |  | 42.10409173397869 | -75.879609666746 | PQ | 2771.281 | False | -1 | ABCD | 8101603
node_8101603_200807845 |  | 42.10409497422332 | -75.87933125363577 | PQ | 2771.281 | False | -1 | ABCD | 8101603
node_8101603_200807847 |  | 42.10410057001351 | -75.87896326241324 | PQ | 2771.281 | False | -1 | ABCD | 8101603
node_8101603_200807848 |  | 42.104097266771724 | -75.87848927264379 | PQ | 2771.281 | False | -1 | ABCN | 8101603
node_8101603_200807849 |  | 42.10410507567912 | -75.87819095413184 | PQ | 2771.281 | False | -1 | ABCD | 8101603
node_8101603_200807850 |  | 42.10409988252289 | -75.87792434273341 | PQ | 2771.281 | False | -1 | ABCN | 8101603
node_8101603_200807852 |  | 42.10410317480864 | -75.87721855319126 | PQ | 2771.281 | False | -1 | ABCD | 8101603
node_8101603_200807853 |  | 42.104341484804145 | -75.87711920499645 | PQ | 2771.281 | False | -1 | ABCN | 8101603
node_8101603_200807854 |  | 42.10410439914453 | -75.87684192944644 | PQ | 2771.281 | False | -1 | ABCD | 8101603
node_8101603_200807857 |  | 42.10411403770824 | -75.87649103967283 | PQ | 2771.281 | False | -1 | ABCD | 8101603
node_8101603_200807858 |  | 42.10411284076242 | -75.87623945243942 | PQ | 2771.281 | False | -1 | ABCD | 8101603
node_8101603_200807861 |  | 42.104103544574514 | -75.87603327250143 | PQ | 2771.281 | False | -1 | ABCN | 8101603
node_8101603_200807863 |  | 42.104102259980486 | -75.87571589319768 | PQ | 2771.281 | False | -1 | ABCN | 8101603
node_8101603_200807864 |  | 42.104103799302116 | -75.875289578235 | PQ | 2771.281 | False | -1 | ABCD | 8101603
node_8101603_200807865 |  | 42.10408261856521 | -75.87488750966475 | PQ | 2771.281 | False | -1 | ABCD | 8101603
node_8101603_200807866 |  | 42.10408037257992 | -75.87446015225558 | PQ | 2771.281 | False | -1 | ABCD | 8101603
node_8101603_200807867 |  | 42.10406946585622 | -75.87431796103157 | PQ | 2771.281 | False | -1 | ABCN | 8101603
node_8101603_200807873 |  | 42.10403312197959 | -75.87375391758115 | PQ | 2771.281 | False | -1 | ABCD | 8101603
node_8101603_200807874 |  | 42.10397630676872 | -75.87305610998335 | PQ | 2771.281 | False | -1 | ABCD | 8101603
node_8101603_200807875 |  | 42.103895440342185 | -75.8725223012859 | PQ | 2771.281 | False | -1 | ABCN | 8101603
node_8101603_200807877 |  | 42.10382076954825 | -75.8720095355504 | PQ | 2771.281 | False | -1 | ABCD | 8101603
node_8101603_200807879 |  | 42.10368549275852 | -75.8714770508361 | PQ | 2771.281 | False | -1 | AD | 8101603
node_8101603_200807880 |  | 42.10345841816749 | -75.87048531898074 | PQ | 2771.281 | False | -1 | AD | 8101603
node_8101603_200807883 |  | 42.103229839861925 | -75.86944598460504 | PQ | 2771.281 | False | -1 | AD | 8101603
node_8101603_200807884 |  | 42.10306535156836 | -75.86838454199359 | PQ | 2771.281 | False | -1 | AN | 8101603
node_8101603_200807886 |  | 42.103160222534896 | -75.86785495634582 | PQ | 2771.281 | False | -1 | AN | 8101603
node_8101603_200807890 |  | 42.1043727861699 | -75.87565944890487 | PQ | 2771.281 | False | -1 | ABCD | 8101603
node_8101603_200807891 |  | 42.10462200015008 | -75.87558607817242 | PQ | 2771.281 | False | -1 | ABCN | 8101603
node_8101603_200807901 |  | 42.10484811334984 | -75.87556339164517 | PQ | 2771.281 | False | -1 | AD | 8101603
node_8101603_200807913 |  | 42.10524206738706 | -75.8755117068435 | PQ | 2771.281 | False | -1 | AN | 8101603
node_8101603_200807918 |  | 42.10556788042173 | -75.87546158571155 | PQ | 2771.281 | False | -1 | AN | 8101603
node_8101603_200807920 |  | 42.10586179498724 | -75.87541251463522 | PQ | 2771.281 | False | -1 | AD | 8101603
node_8101603_200807921 |  | 42.10612867555906 | -75.8753758654122 | PQ | 2771.281 | False | -1 | AD | 8101603
node_8101603_200807922 |  | 42.10639243640252 | -75.87533084618082 | PQ | 2771.281 | False | -1 | AD | 8101603
node_8101603_200807923 |  | 42.10675997546151 | -75.87526642755276 | PQ | 2771.281 | False | -1 | AD | 8101603
node_8101603_200807924 |  | 42.10707846987093 | -75.87524748089746 | PQ | 2771.281 | False | -1 | AN | 8101603
node_8101603_200807926 |  | 42.104396960640855 | -75.87656342122249 | PQ | 2771.281 | False | -1 | AD | 8101603
node_8101603_200807935 |  | 42.10463704551253 | -75.8765721032039 | PQ | 2771.281 | False | -1 | AD | 8101603
node_8101603_200807936 |  | 42.10498811492571 | -75.87657587351221 | PQ | 2771.281 | False | -1 | AN | 8101603
node_8101603_200807938 |  | 42.10525469968483 | -75.87658174012716 | PQ | 2771.281 | False | -1 | AD | 8101603
node_8101603_200807939 |  | 42.10557815991295 | -75.87661630826173 | PQ | 2771.281 | False | -1 | AD | 8101603
node_8101603_200807940 |  | 42.10585412303017 | -75.87663350101984 | PQ | 2771.281 | False | -1 | AN | 8101603
node_8101603_200807941 |  | 42.10620591554105 | -75.87665686856138 | PQ | 2771.281 | False | -1 | AD | 8101603
node_8101603_200807943 |  | 42.10436707260243 | -75.87730244350242 | PQ | 2771.281 | False | -1 | AD | 8101603
node_8101603_200807944 |  | 42.10481087929612 | -75.87729974607699 | PQ | 2771.281 | False | -1 | AN | 8101603
node_8101603_200807946 |  | 42.104415917304514 | -75.87853915408913 | PQ | 2771.281 | False | -1 | ABCN | 8101603
node_8101603_200807950 |  | 42.10481731596128 | -75.87857772080497 | PQ | 2771.281 | False | -1 | AD | 8101603
node_8101603_200807951 |  | 42.105179261969084 | -75.87863422216601 | PQ | 2771.281 | False | -1 | AD | 8101603
node_8101603_200807952 |  | 42.105519810858475 | -75.87867274703181 | PQ | 2771.281 | False | -1 | AD | 8101603
node_8101603_200807953 |  | 42.10583826692181 | -75.87872906957904 | PQ | 2771.281 | False | -1 | AD | 8101603
node_8101603_200807954 |  | 42.10609857113913 | -75.87875774066227 | PQ | 2771.281 | False | -1 | AN | 8101603
node_8101603_200807955 |  | 42.106394277014864 | -75.87878372192915 | PQ | 2771.281 | False | -1 | AD | 8101603
node_8101603_200807958 |  | 42.10673041610386 | -75.8788437843483 | PQ | 2771.281 | False | -1 | AD | 8101603
node_8101603_200807959 |  | 42.107032635336935 | -75.87888524632613 | PQ | 2771.281 | False | -1 | AN | 8101603
node_8101603_200807971 |  | 42.104389707751764 | -75.87964241630603 | PQ | 2771.281 | False | -1 | AD | 8101603
node_8101603_200807982 |  | 42.1047413550953 | -75.87967126620306 | PQ | 2771.281 | False | -1 | AD | 8101603
node_8101603_200807990 |  | 42.10504758971184 | -75.87970142486503 | PQ | 2771.281 | False | -1 | AD | 8101603
node_8101603_200807991 |  | 42.105313415766176 | -75.87975829526737 | PQ | 2771.281 | False | -1 | AN | 8101603
node_8101603_200807992 |  | 42.10552319627045 | -75.87978922244828 | PQ | 2771.281 | False | -1 | AD | 8101603
node_8101603_200808050 |  | 42.10470372662464 | -75.8820963467736 | PQ | 2771.281 | False | -1 | AD | 8101603
node_8101603_200808061 |  | 42.104976323502925 | -75.88213237205053 | PQ | 2771.281 | False | -1 | AD | 8101603
node_8101603_200808070 |  | 42.10525077194958 | -75.88218365737454 | PQ | 2771.281 | False | -1 | AN | 8101603
node_8101603_200808095 |  | 42.104036230751916 | -75.87162930889745 | PQ | 2771.281 | False | -1 | ABCD | 8101603
node_8101603_200808295 |  | 42.10430088451148 | -75.88523109372198 | PQ | 2771.281 | False | -1 | ABCD | 8101603
node_8101603_200808349 |  | 42.1042214834534 | -75.8864688087097 | PQ | 2771.281 | False | -1 | ABCD | 8101603
node_8101603_200808361 |  | 42.10453553245535 | -75.88651549433366 | PQ | 2771.281 | False | -1 | ABCN | 8101603
node_8101603_200808372 |  | 42.104952003864625 | -75.88655458988184 | PQ | 2771.281 | False | -1 | AD | 8101603
node_8101603_200808378 |  | 42.10522864899445 | -75.88656703456247 | PQ | 2771.281 | False | -1 | AD | 8101603
node_8101603_200808379 |  | 42.10547747403572 | -75.8866066969885 | PQ | 2771.281 | False | -1 | AN | 8101603
node_8101603_200808387 |  | 42.1067875189104 | -75.88786650118921 | PQ | 2771.281 | False | -1 | ABCD | 8101603
node_8101603_200808389 |  | 42.10706179479964 | -75.8878963440736 | PQ | 2771.281 | False | -1 | ABCD | 8101603
node_8101603_200808390 |  | 42.107287653271804 | -75.88791312974493 | PQ | 2771.281 | False | -1 | ABCD | 8101603
node_8101603_200808392 |  | 42.107496250525294 | -75.88794016106742 | PQ | 2771.281 | False | -1 | ABCD | 8101603
node_8101603_200808402 |  | 42.104357121791985 | -75.8875949172449 | PQ | 2771.281 | False | -1 | ABCD | 8101603
node_8101603_200808421 |  | 42.10462553894642 | -75.88762686404503 | PQ | 2771.281 | False | -1 | ABCN | 8101603
node_8101603_200808432 |  | 42.104902879783886 | -75.88766819666817 | PQ | 2771.281 | False | -1 | ABCD | 8101603
node_8101603_200808433 |  | 42.10516350994297 | -75.88770622313803 | PQ | 2771.281 | False | -1 | ABCD | 8101603
node_8101603_200808444 |  | 42.10538730594327 | -75.88773998470815 | PQ | 2771.281 | False | -1 | ABCD | 8101603
node_8101603_200808449 |  | 42.10570326403272 | -75.88773050757595 | PQ | 2771.281 | False | -1 | ABCN | 8101603
node_8101603_200808451 |  | 42.1059552772775 | -75.88779459140366 | PQ | 2771.281 | False | -1 | ABCD | 8101603
node_8101603_200808452 |  | 42.10624791546601 | -75.88782202220382 | PQ | 2771.281 | False | -1 | ABCD | 8101603
node_8101603_200808454 |  | 42.10417197043374 | -75.88905291563472 | PQ | 2771.281 | False | -1 | ABCD | 8101603
node_8101603_200808470 |  | 42.104339992045624 | -75.88908289548289 | PQ | 2771.281 | False | -1 | ABCD | 8101603
node_8101603_200808484 |  | 42.10464244957227 | -75.8890961353143 | PQ | 2771.281 | False | -1 | ABCD | 8101603
node_8101603_200808488 |  | 42.104905224373404 | -75.88913385361566 | PQ | 2771.281 | False | -1 | ABCD | 8101603
node_8101603_200808489 |  | 42.10525848773076 | -75.8891354401127 | PQ | 2771.281 | False | -1 | ABCD | 8101603
node_8101603_200808491 |  | 42.10546755061534 | -75.88919033595396 | PQ | 2771.281 | False | -1 | ABCD | 8101603
node_8101603_200808492 |  | 42.105725334946726 | -75.88924828684827 | PQ | 2771.281 | False | -1 | ABCD | 8101603
node_8101603_200808493 |  | 42.10600500120066 | -75.88926191474371 | PQ | 2771.281 | False | -1 | ABCN | 8101603
node_8101603_200808494 |  | 42.10601257729251 | -75.88910089100088 | PQ | 2771.281 | False | -1 | ABCN | 8101603
node_8101603_200808496 |  | 42.10411370354945 | -75.89030777772595 | PQ | 2771.281 | False | -1 | ABCD | 8101603
node_8101603_200808499 |  | 42.10429252780279 | -75.89034378398013 | PQ | 2771.281 | False | -1 | ABCN | 8101603
node_8101603_200808500 |  | 42.10470066715444 | -75.89038819067909 | PQ | 2771.281 | False | -1 | ABCD | 8101603
node_8101603_200808501 |  | 42.10495194360648 | -75.89041564811109 | PQ | 2771.281 | False | -1 | ABCD | 8101603
node_8101603_200808503 |  | 42.105548606033324 | -75.89047538714355 | PQ | 2771.281 | False | -1 | AD | 8101603
node_8101603_200808504 |  | 42.10575651305718 | -75.89049475990838 | PQ | 2771.281 | False | -1 | AN | 8101603
node_8101603_200808509 |  | 42.10419002048627 | -75.89166662195298 | PQ | 2771.281 | False | -1 | ABCD | 8101603
node_8101603_200808510 |  | 42.106931952198714 | -75.89197517089788 | PQ | 2771.281 | False | -1 | ABCN | 8101603
node_8101603_200808511 |  | 42.1071057887213 | -75.89197229465864 | PQ | 2771.281 | False | -1 | ABCD | 8101603
node_8101603_200808522 |  | 42.10455809639051 | -75.89168329729237 | PQ | 2771.281 | False | -1 | ABCD | 8101603
node_8101603_200808523 |  | 42.104474359485216 | -75.89154621938258 | PQ | 2771.281 | False | -1 | ABCN | 8101603
node_8101603_200808534 |  | 42.10487418321327 | -75.89171901440082 | PQ | 2771.281 | False | -1 | ABCN | 8101603
node_8101603_200808536 |  | 42.10513742638451 | -75.89176852680488 | PQ | 2771.281 | False | -1 | ABCD | 8101603
node_8101603_200808537 |  | 42.105357379558754 | -75.8917935303026 | PQ | 2771.281 | False | -1 | ABCD | 8101603
node_8101603_200808538 |  | 42.10563140893741 | -75.8918387207387 | PQ | 2771.281 | False | -1 | ABCN | 8101603
node_8101603_200808539 |  | 42.10580697103407 | -75.89180501243227 | PQ | 2771.281 | False | -1 | ABCN | 8101603
node_8101603_200808542 |  | 42.10660608712292 | -75.89190743470287 | PQ | 2771.281 | False | -1 | ABCD | 8101603
node_8101603_200808543 |  | 42.106780033205766 | -75.89300537055081 | PQ | 2771.281 | False | -1 | ABCN | 8101603
node_8101603_200808545 |  | 42.10462375311422 | -75.89281604096148 | PQ | 2771.281 | False | -1 | ABCN | 8101603
node_8101603_200808546 |  | 42.104937876069336 | -75.89279672906945 | PQ | 2771.281 | False | -1 | ABCD | 8101603
node_8101603_200808547 |  | 42.10501877810296 | -75.89254677779222 | PQ | 2771.281 | False | -1 | ABCN | 8101603
node_8101603_200808548 |  | 42.10517708719796 | -75.89279784760693 | PQ | 2771.281 | False | -1 | ABCN | 8101603
node_8101603_200808550 |  | 42.105522004802644 | -75.89291889314616 | PQ | 2771.281 | False | -1 | ABCD | 8101603
node_8101603_200808552 |  | 42.10584978170494 | -75.89289406085314 | PQ | 2771.281 | False | -1 | ABCD | 8101603
node_8101603_200808553 |  | 42.10621402847816 | -75.89294659026476 | PQ | 2771.281 | False | -1 | ABCN | 8101603
node_8101603_200808554 |  | 42.10643021825754 | -75.89297988007078 | PQ | 2771.281 | False | -1 | ABCD | 8101603
node_8101603_200808619 |  | 42.106918016133875 | -75.89571993166538 | PQ | 2771.281 | False | -1 | ABCD | 8101603
node_8101603_200808627 |  | 42.1070469219946 | -75.89367906491542 | PQ | 2771.281 | False | -1 | ABCN | 8101603
node_8101603_200808639 |  | 42.10713387449347 | -75.89200002982274 | PQ | 2771.281 | False | -1 | ABCD | 8101603
node_8101603_200808998 |  | 42.106598434338885 | -75.89577869673323 | PQ | 2771.281 | False | -1 | ABCN | 8101603
node_8101603_200808999 |  | 42.10633965574816 | -75.89597209338572 | PQ | 2771.281 | False | -1 | ABCD | 8101603
node_8101603_200809000 |  | 42.105954225499026 | -75.89657256919983 | PQ | 2771.281 | False | -1 | ABCD | 8101603
node_8101603_200809004 |  | 42.10703124118265 | -75.89573378022467 | PQ | 2771.281 | False | -1 | ABCD | 8101603
node_8101603_200809663 |  | 42.10661470403723 | -75.89459889459434 | PQ | 2771.281 | False | -1 | ABCD | 8101603
node_8101603_200809664 |  | 42.10617606858772 | -75.8945613474977 | PQ | 2771.281 | False | -1 | ABCN | 8101603
node_8101603_200917142 |  | 42.10707280834459 | -75.89305380626743 | PQ | 2771.281 | False | -1 | ABCD | 8101603
node_8101603_200940734 |  | 42.10404117739757 | -75.88297994192537 | PQ | 2771.281 | False | -1 | ABCD | 8101603
node_8101603_200947029 |  | 42.104387491895544 | -75.88206816267268 | PQ | 2771.281 | False | -1 | ABCN | 8101603
node_8101603_200947030 |  | 42.106519449609785 | -75.88783771596951 | PQ | 2771.281 | False | -1 | ABCN | 8101603
node_8101603_200948176 |  | 42.10454738687528 | -75.88523832236558 | PQ | 2771.281 | False | -1 | ABCN | 8101603
node_8101603_200948177 |  | 42.10476628279304 | -75.88526154533426 | PQ | 2771.281 | False | -1 | ABCN | 8101603
node_8101603_200955864 |  | 42.10621762205463 | -75.89191797710887 | PQ | 2771.281 | False | -1 | ABCN | 8101603
node_8101603_200955919 |  | 42.10526959714093 | -75.8904471383653 | PQ | 2771.281 | False | -1 | ABCN | 8101603
node_8101603_200957213 |  | 42.10700048487919 | -75.89410873168599 | PQ | 2771.281 | False | -1 | ABCD | 8101603
node_8101603_200957214 |  | 42.10711527116164 | -75.89435528550074 | PQ | 2771.281 | False | -1 | ABCD | 8101603
node_8101603_200957239 |  | 42.107088650757916 | -75.8949164374937 | PQ | 2771.281 | False | -1 | ABCD | 8101603
node_8101603_200957240 |  | 42.10708195936515 | -75.89534489822216 | PQ | 2771.281 | False | -1 | ABCD | 8101603
node_8101603_200957241 |  | 42.10687137907099 | -75.89537531939804 | PQ | 2771.281 | False | -1 | ABCN | 8101603
node_8101603_201038472 |  | 42.107342512832055 | -75.89570838485838 | PQ | 2771.281 | False | -1 | ABCD | 8101603
node_8101603_311890828 |  | 42.10732896296714 | -75.8958512494876 | PQ | 2771.281 | False | -1 | ABCN | 8101603
node_8101603_311902258 |  | 42.10439594173045 | -75.878602671039 | PQ | 2771.281 | False | -1 | ABCN | 8101603
node_8101603_311998328 |  | 42.105863400045024 | -75.8892550170959 | PQ | 2771.281 | False | -1 | ABCD | 8101603
node_8101603_311998332 |  | 42.105920650757916 | -75.88909676686949 | PQ | 2771.281 | False | -1 | ABCN | 8101603
node_8101603_312006232 |  | 42.105984371004055 | -75.88909932352658 | PQ | 2771.281 | False | -1 | ABCD | 8101603
node_8101603_312127765 |  | 42.10511124148282 | -75.88913478192568 | PQ | 2771.281 | False | -1 | ABCN | 8101603
node_8101603_500000084 |  | 42.10766056626145 | -75.89567512548875 | PQ | 2771.281 | False | -1 | ABCN | 8101603
node_SOURCE_8101603 |  | 42.10762864040222 | -75.89550772532135 | SWING | 2771.281 | False | -1 | ABCN | 8101603
node_intto1_1399361_362_15295709_156 |  | 42.10774430316674 | -75.8879658874295 | PQ | 2771.281 | False | -1 | ABCD | 8101603
node_intto1_8101603_200805604 |  | 42.10598752360048 | -75.88896019876927 | PQ | 2771.281 | False | -1 | ABCN | 8101603
node_intto1_8101603_200807763 |  | 42.103829515195855 | -75.87868482267116 | PQ | 2771.281 | False | -1 | ABCN | 8101603
node_intto1_8101603_200807861 |  | 42.104103544574514 | -75.87603327250143 | PQ | 2771.281 | False | -1 | ABCD | 8101603
node_intto1_8101603_200807883 |  | 42.103229839861925 | -75.86944598460504 | PQ | 2771.281 | False | -1 | AD | 8101603
node_intto1_8101603_200807913 |  | 42.10524206738706 | -75.8755117068435 | PQ | 2771.281 | False | -1 | AD | 8101603
node_intto1_8101603_200807946 |  | 42.104415917304514 | -75.87853915408913 | PQ | 2771.281 | False | -1 | ABCD | 8101603
node_intto1_8101603_200807982 |  | 42.1047413550953 | -75.87967126620306 | PQ | 2771.281 | False | -1 | AD | 8101603
node_intto1_8101603_200808510 |  | 42.106931952198714 | -75.89197517089788 | PQ | 2771.281 | False | -1 | ABCD | 8101603
node_intto1_8101603_200808547 |  | 42.10501877810296 | -75.89254677779222 | PQ | 2771.281 | False | -1 | ABCD | 8101603
node_intto1_8101603_200809664 |  | 42.10617606858772 | -75.8945613474977 | PQ | 2771.281 | False | -1 | ABCD | 8101603
node_intto1_8101603_200947029 |  | 42.104387491895544 | -75.88206816267268 | PQ | 2771.281 | False | -1 | ABCD | 8101603
node_intto1_8101603_200957214 |  | 42.10711527116164 | -75.89435528550074 | PQ | 2771.281 | False | -1 | ABCD | 8101603
node_intto1_8101603_200957239 |  | 42.107088650757916 | -75.8949164374937 | PQ | 2771.281 | False | -1 | ABCD | 8101603
node_intto1_8101603_311902258 |  | 42.10439594173045 | -75.878602671039 | PQ | 2771.281 | False | -1 | ABCN | 8101603

## Capacitor
Name | GroupId | NominalVoltage | RemoteSense | RemoteSenseB | ParticipatingPhases | PhasesConnected | SwitchA | SwitchB | SwitchC | Control | ControlLevel | VoltageSetHigh | VoltageSetLow | ReactivePowerSetHigh | ReactivePowerSetLow | CapacitorA | CapacitorB | CapacitorC | TimeDelay | DwellTime | LockoutTime | CurrentSetHigh | CurrentSetLow | Status | ParentNode | Phases | Feeder | Comments
cap_220368725 |  | 0 |  |  |  |  | CLOSED | CLOSED | CLOSED | MANUAL | BANK | 0 | 0 | 0 | 0 | 200000 | 200000 | 200000 | 0 | 0 | 0 | 0 | 0 | OPEN | node_1399181_08_15294315_51 | ABCN | 8101603

## EVChargingStation
Name | GroupId | ServiceCharge | ServiceDischarge | ChargeEfficiency | DischargeEfficiency | CommitmentStatus | ConstructionTime | CalendarLife | YearOfInstallation | DepthOfDischarge | ReactivePower | ReactivePowerA | ReactivePowerB | ReactivePowerC | ActivePower | ActivePowerA | ActivePowerB | ActivePowerC | Energy | MaxEnergy | PowerCharge | PowerDischarge | RampUpLimit | RampDownLimit | CapitalCost | FixedOperatingCost | VariableOperatingCost | MaxReactivePower | MaxActivePower | OutputSchedule | PlanningStatus | UnitType | UnitSubtype | ParentNode | Phases | Feeder | Comments
evchargingstation_load_220330766 |  | 0 | 0 | 0.92 | 0 | False | 0 | 0 | 0 | 0 | 0 | 0 | 0 | 0 | 0 | 0 | 0 | 0 | 0 | 0.05768649102660159 | 0 | 0 | 0 | 0 | 0 | 0 | 0.001 | 0.004095723751038676 | 0.009614415171100265 | OPTIMIZED | INSTALLED |  |  | node_1401998_057_15294278_186 | AN | 8101603
evchargingstation_load_220330778 |  | 0 | 0 | 0.92 | 0 | False | 0 | 0 | 0 | 0 | 0 | 0 | 0 | 0 | 0 | 0 | 0 | 0 | 0 | 0.002481707165446476 | 0 | 0 | 0 | 0 | 0 | 0 | 0.001 | 0.00017620031241169783 | 0.000413617860907746 | OPTIMIZED | INSTALLED |  |  | node_1402969_108_15294326_423 | BN | 8101603
evchargingstation_load_220330792 |  | 0 | 0 | 0.92 | 0 | False | 0 | 0 | 0 | 0 | 0 | 0 | 0 | 0 | 0 | 0 | 0 | 0 | 0 | 0.1679464522885835 | 0 | 0 | 0 | 0 | 0 | 0 | 0.001 | 0.011924148243669318 | 0.027991075381430582 | OPTIMIZED | INSTALLED |  |  | node_1402669_15294789_007 | AN | 8101603
evchargingstation_load_220330794 |  | 0 | 0 | 0.92 | 0 | False | 0 | 0 | 0 | 0 | 0 | 0 | 0 | 0 | 0 | 0 | 0 | 0 | 0 | 0.09111913471997451 | 0 | 0 | 0 | 0 | 0 | 0 | 0.001 | 0.006469431512098131 | 0.015186522453329085 | OPTIMIZED | INSTALLED |  |  | node_1402684_944_15294911_277 | AN | 8101603
evchargingstation_load_220330795 |  | 0 | 0 | 0.92 | 0 | False | 0 | 0 | 0 | 0 | 0 | 0 | 0 | 0 | 0 | 0 | 0 | 0 | 0 | 0.28124254465722864 | 0 | 0 | 0 | 0 | 0 | 0 | 0.001 | 0.019968137230023053 | 0.04687375744287144 | OPTIMIZED | INSTALLED |  |  | node_1402659_503_15295460_944 | AN | 8101603
evchargingstation_load_220330803 |  | 0 | 0 | 0.92 | 0 | False | 0 | 0 | 0 | 0 | 0 | 0 | 0 | 0 | 0 | 0 | 0 | 0 | 0 | 0.11994917966324634 | 0 | 0 | 0 | 0 | 0 | 0 | 0.001 | 0.008516355902690412 | 0.01999152994387439 | OPTIMIZED | INSTALLED |  |  | node_1402324_223_15294689_885 | AN | 8101603
evchargingstation_load_220330804 |  | 0 | 0 | 0.92 | 0 | False | 0 | 0 | 0 | 0 | 0 | 0 | 0 | 0 | 0 | 0 | 0 | 0 | 0 | 0.10264763254527554 | 0 | 0 | 0 | 0 | 0 | 0 | 0.001 | 0.007287951190869494 | 0.01710793875754592 | OPTIMIZED | INSTALLED |  |  | node_1402372_435_15295020_27 | AN | 8101603
evchargingstation_load_220330805 |  | 0 | 0 | 0.92 | 0 | False | 0 | 0 | 0 | 0 | 0 | 0 | 0 | 0 | 0 | 0 | 0 | 0 | 0 | 0.05412233711877953 | 0 | 0 | 0 | 0 | 0 | 0 | 0.001 | 0.003842670045858312 | 0.009020389519796588 | OPTIMIZED | INSTALLED |  |  | node_1402194_855_15294640_699 | AN | 8101603
evchargingstation_load_220330806 |  | 0 | 0 | 0.92 | 0 | False | 0 | 0 | 0 | 0 | 0 | 0 | 0 | 0 | 0 | 0 | 0 | 0 | 0 | 0.30199384074277047 | 0 | 0 | 0 | 0 | 0 | 0 | 0.001 | 0.021441472814781506 | 0.050332306790461745 | OPTIMIZED | INSTALLED |  |  | node_1401813_537_15295111_159 | AN | 8101603
evchargingstation_load_220330807 |  | 0 | 0 | 0.92 | 0 | False | 0 | 0 | 0 | 0 | 0 | 0 | 0 | 0 | 0 | 0 | 0 | 0 | 0 | 0.11780188693853377 | 0 | 0 | 0 | 0 | 0 | 0 | 0.001 | 0.008363899097055823 | 0.019633647823088962 | OPTIMIZED | INSTALLED |  |  | node_1401780_506_15295446_253 | AN | 8101603
evchargingstation_load_220330816 |  | 0 | 0 | 0.92 | 0 | False | 0 | 0 | 0 | 0 | 0 | 0 | 0 | 0 | 0 | 0 | 0 | 0 | 0 | 0.23581498299753112 | 0 | 0 | 0 | 0 | 0 | 0 | 0.001 | 0.016742793878694553 | 0.03930249716625519 | OPTIMIZED | INSTALLED |  |  | node_1401552_596_15294822_952 | AN | 8101603
evchargingstation_load_220330834 |  | 0 | 0 | 0.92 | 0 | False | 0 | 0 | 0 | 0 | 0 | 0 | 0 | 0 | 0 | 0 | 0 | 0 | 0 | 0.2620225146950474 | 0 | 0 | 0 | 0 | 0 | 0 | 0.001 | 0.018603520562203196 | 0.043670419115841234 | OPTIMIZED | INSTALLED |  |  | node_1400918_486_15294799_096 | AN | 8101603
evchargingstation_load_220330898 |  | 0 | 0 | 0.92 | 0 | False | 0 | 0 | 0 | 0 | 0 | 0 | 0 | 0 | 0 | 0 | 0 | 0 | 0 | 0.009428140460691459 | 0 | 0 | 0 | 0 | 0 | 0 | 0.001 | 0.0006693952022190874 | 0.0015713567434485765 | OPTIMIZED | INSTALLED |  |  | node_1399816_906_15294540_509 | AN | 8101603
evchargingstation_load_220330904 |  | 0 | 0 | 0.92 | 0 | False | 0 | 0 | 0 | 0 | 0 | 0 | 0 | 0 | 0 | 0 | 0 | 0 | 0 | 0.12258929366904048 | 0 | 0 | 0 | 0 | 0 | 0 | 0.001 | 0.008703803589676793 | 0.02043154894484008 | OPTIMIZED | INSTALLED |  |  | node_1399750_734_15294887_764 | AN | 8101603
evchargingstation_load_220330935 |  | 0 | 0 | 0.92 | 0 | False | 0 | 0 | 0 | 0 | 0 | 0 | 0 | 0 | 0 | 0 | 0 | 0 | 0 | 0.06207788065623916 | 0 | 0 | 0 | 0 | 0 | 0 | 0.001 | 0.004407511029497939 | 0.010346313442706527 | OPTIMIZED | INSTALLED |  |  | node_1399449_889_15294973_613 | AN | 8101603
evchargingstation_load_220330962 |  | 0 | 0 | 0.92 | 0 | False | 0 | 0 | 0 | 0 | 0 | 0 | 0 | 0 | 0 | 0 | 0 | 0 | 0 | 0.010366847662751592 | 0 | 0 | 0 | 0 | 0 | 0 | 0.001 | 0.000736043006140356 | 0.001727807943791932 | OPTIMIZED | INSTALLED |  |  | node_1398816_246_15294448_317 | AN | 8101603
evchargingstation_load_220330963 |  | 0 | 0 | 0.92 | 0 | False | 0 | 0 | 0 | 0 | 0 | 0 | 0 | 0 | 0 | 0 | 0 | 0 | 0 | 0.010366847662751592 | 0 | 0 | 0 | 0 | 0 | 0 | 0.001 | 0.000736043006140356 | 0.001727807943791932 | OPTIMIZED | INSTALLED |  |  | node_1398812_764_15294474_501 | AN | 8101603
evchargingstation_load_220330965 |  | 0 | 0 | 0.92 | 0 | False | 0 | 0 | 0 | 0 | 0 | 0 | 0 | 0 | 0 | 0 | 0 | 0 | 0 | 0.1881873263330051 | 0 | 0 | 0 | 0 | 0 | 0 | 0.001 | 0.01336124418944824 | 0.03136455438883418 | OPTIMIZED | INSTALLED |  |  | node_1398730_776_15294980_835 | AN | 8101603
evchargingstation_load_220330969 |  | 0 | 0 | 0.92 | 0 | False | 0 | 0 | 0 | 0 | 0 | 0 | 0 | 0 | 0 | 0 | 0 | 0 | 0 | 0.10683661343446886 | 0 | 0 | 0 | 0 | 0 | 0 | 0.001 | 0.0075853677746972195 | 0.017806102239078143 | OPTIMIZED | INSTALLED |  |  | node_1398282_29_15295396_542 | AN | 8101603
evchargingstation_load_220330990 |  | 0 | 0 | 0.92 | 0 | False | 0 | 0 | 0 | 0 | 0 | 0 | 0 | 0 | 0 | 0 | 0 | 0 | 0 | 0.010278843862558455 | 0 | 0 | 0 | 0 | 0 | 0 | 0.001 | 0.0007297947363266433 | 0.0017131406437597423 | OPTIMIZED | INSTALLED |  |  | node_1398340_428_15294659_683 | AN | 8101603
evchargingstation_load_220330997 |  | 0 | 0 | 0.92 | 0 | False | 0 | 0 | 0 | 0 | 0 | 0 | 0 | 0 | 0 | 0 | 0 | 0 | 0 | 0.007964343917478939 | 0 | 0 | 0 | 0 | 0 | 0 | 0.001 | 0.0005654659735909993 | 0.0013273906529131564 | OPTIMIZED | INSTALLED |  |  | node_1397964_704_15295346_389 | AN | 8101603
evchargingstation_load_220330998 |  | 0 | 0 | 0.92 | 0 | False | 0 | 0 | 0 | 0 | 0 | 0 | 0 | 0 | 0 | 0 | 0 | 0 | 0 | 0.007964343917478939 | 0 | 0 | 0 | 0 | 0 | 0 | 0.001 | 0.0005654659735909993 | 0.0013273906529131564 | OPTIMIZED | INSTALLED |  |  | node_1397968_281_15295320_229 | AN | 8101603
evchargingstation_load_220331008 |  | 0 | 0 | 0.92 | 0 | False | 0 | 0 | 0 | 0 | 0 | 0 | 0 | 0 | 0 | 0 | 0 | 0 | 0 | 0.0351956531572421 | 0 | 0 | 0 | 0 | 0 | 0 | 0.001 | 0.0024988809440841665 | 0.005865942192873684 | OPTIMIZED | INSTALLED |  |  | node_1397980_72_15295137_13 | AN | 8101603
evchargingstation_load_220331010 |  | 0 | 0 | 0.92 | 0 | False | 0 | 0 | 0 | 0 | 0 | 0 | 0 | 0 | 0 | 0 | 0 | 0 | 0 | 0.0351956531572421 | 0 | 0 | 0 | 0 | 0 | 0 | 0.001 | 0.0024988809440841665 | 0.005865942192873684 | OPTIMIZED | INSTALLED |  |  | node_1397982_732_15295163_637 | CN | 8101603
evchargingstation_load_220331164 |  | 0 | 0 | 0.92 | 0 | False | 0 | 0 | 0 | 0 | 0 | 0 | 0 | 0 | 0 | 0 | 0 | 0 | 0 | 0.03971611502716293 | 0 | 0 | 0 | 0 | 0 | 0 | 0.001 | 0.0028198324330885424 | 0.006619352504527155 | OPTIMIZED | INSTALLED |  |  | node_1397382_328_15295257_894 | AN | 8101603
evchargingstation_load_220331165 |  | 0 | 0 | 0.92 | 0 | False | 0 | 0 | 0 | 0 | 0 | 0 | 0 | 0 | 0 | 0 | 0 | 0 | 0 | 0.03971611502716293 | 0 | 0 | 0 | 0 | 0 | 0 | 0.001 | 0.0028198324330885424 | 0.006619352504527155 | OPTIMIZED | INSTALLED |  |  | node_1397385_333_15295284_239 | AN | 8101603
evchargingstation_load_220450423 |  | 0 | 0 | 0.92 | 0 | False | 0 | 0 | 0 | 0 | 0 | 0 | 0 | 0 | 0 | 0 | 0 | 0 | 0 | 0.026585948038346824 | 0 | 0 | 0 | 0 | 0 | 0 | 0.001 | 0.0018875943251926068 | 0.00443099133972447 | OPTIMIZED | INSTALLED |  |  | node_1400056_132_15294684_024 | AN | 8101603
evchargingstation_load_220535579 |  | 0 | 0 | 0.92 | 0 | False | 0 | 0 | 0 | 0 | 0 | 0 | 0 | 0 | 0 | 0 | 0 | 0 | 0 | 0.2476426937434888 | 0 | 0 | 0 | 0 | 0 | 0 | 0.001 | 0.01758255751186254 | 0.041273782290581464 | OPTIMIZED | INSTALLED |  |  | node_1398363_841_15295126_212 | AN | 8101603
evchargingstation_load_310016882 |  | 0 | 0 | 0.92 | 0 | False | 0 | 0 | 0 | 0 | 0 | 0 | 0 | 0 | 0 | 0 | 0 | 0 | 0 | 0.19505162274806984 | 0 | 0 | 0 | 0 | 0 | 0 | 0.001 | 0.013848607197792831 | 0.03250860379134497 | OPTIMIZED | INSTALLED |  |  | node_1398689_442_15294814_301 | AN | 8101603

## Fuse
Name | GroupId | MeanReplacementTime | PhaseAStatus | PhaseBStatus | PhaseCStatus | RepairDistributionType | CurrentLimit | CurrentInAReal | CurrentInAImag | CurrentInA | CurrentInBReal | CurrentInBImag | CurrentInB | CurrentInCReal | CurrentInCImag | CurrentInC | CurrentOutAReal | CurrentOutAImag | CurrentOutA | CurrentOutBReal | CurrentOutBImag | CurrentOutB | CurrentOutCReal | CurrentOutCImag | CurrentOutC | ActivePowerInA | ReactivePowerInA | PowerInA | ActivePowerInB | ReactivePowerInB | PowerInB | ActivePowerInC | ReactivePowerInC | PowerInC | ActivePowerOutA | ReactivePowerOutA | PowerOutA | ActivePowerOutB | ReactivePowerOutB | PowerOutB | ActivePowerOutC | ReactivePowerOutC | PowerOutC | Status | From | To | Length | Phases | Feeder | Comments
fuse_220383257 |  | 0 | GOOD | GOOD | GOOD | NONE | 100 | 0 | 0 | 0+0j | 0 | 0 | 0+0j | 0 | 0 | 0+0j | 0 | 0 | 0+0j | 0 | 0 | 0+0j | 0 | 0 | 0+0j | 0 | 0 | 0+0j | 0 | 0 | 0+0j | 0 | 0 | 0+0j | 0 | 0 | 0+0j | 0 | 0 | 0+0j | 0 | 0 | 0+0j | OPEN | node_intto1_8101603_200807982 | node_8101603_200807982 | 0 | AD | 8101603
fuse_220383258 |  | 0 | GOOD | GOOD | GOOD | NONE | 100 | 0 | 0 | 0+0j | 0 | 0 | 0+0j | 0 | 0 | 0+0j | 0 | 0 | 0+0j | 0 | 0 | 0+0j | 0 | 0 | 0+0j | 0 | 0 | 0+0j | 0 | 0 | 0+0j | 0 | 0 | 0+0j | 0 | 0 | 0+0j | 0 | 0 | 0+0j | 0 | 0 | 0+0j | OPEN | node_intto1_8101603_200947029 | node_8101603_200947029 | 0 | ABCD | 8101603
fuse_220383264 |  | 0 | GOOD | GOOD | GOOD | NONE | 100 | 0 | 0 | 0+0j | 0 | 0 | 0+0j | 0 | 0 | 0+0j | 0 | 0 | 0+0j | 0 | 0 | 0+0j | 0 | 0 | 0+0j | 0 | 0 | 0+0j | 0 | 0 | 0+0j | 0 | 0 | 0+0j | 0 | 0 | 0+0j | 0 | 0 | 0+0j | 0 | 0 | 0+0j | OPEN | node_intto1_8101603_200807913 | node_8101603_200807913 | 0 | AD | 8101603
fuse_220383265 |  | 0 | GOOD | GOOD | GOOD | NONE | 80 | 0 | 0 | 0+0j | 0 | 0 | 0+0j | 0 | 0 | 0+0j | 0 | 0 | 0+0j | 0 | 0 | 0+0j | 0 | 0 | 0+0j | 0 | 0 | 0+0j | 0 | 0 | 0+0j | 0 | 0 | 0+0j | 0 | 0 | 0+0j | 0 | 0 | 0+0j | 0 | 0 | 0+0j | OPEN | node_intto1_8101603_200807883 | node_8101603_200807883 | 0 | AD | 8101603
fuse_220383266 |  | 0 | GOOD | GOOD | GOOD | NONE | 40 | 0 | 0 | 0+0j | 0 | 0 | 0+0j | 0 | 0 | 0+0j | 0 | 0 | 0+0j | 0 | 0 | 0+0j | 0 | 0 | 0+0j | 0 | 0 | 0+0j | 0 | 0 | 0+0j | 0 | 0 | 0+0j | 0 | 0 | 0+0j | 0 | 0 | 0+0j | 0 | 0 | 0+0j | OPEN | node_intto1_8101603_200807861 | node_8101603_200807861 | 0 | ABCD | 8101603
fuse_220383273 |  | 0 | GOOD | GOOD | GOOD | NONE | 75 | 0 | 0 | 0+0j | 0 | 0 | 0+0j | 0 | 0 | 0+0j | 0 | 0 | 0+0j | 0 | 0 | 0+0j | 0 | 0 | 0+0j | 0 | 0 | 0+0j | 0 | 0 | 0+0j | 0 | 0 | 0+0j | 0 | 0 | 0+0j | 0 | 0 | 0+0j | 0 | 0 | 0+0j | OPEN | node_intto1_8101603_200808547 | node_8101603_200808547 | 0 | ABCD | 8101603
fuse_220383275 |  | 0 | GOOD | GOOD | GOOD | NONE | 100 | 0 | 0 | 0+0j | 0 | 0 | 0+0j | 0 | 0 | 0+0j | 0 | 0 | 0+0j | 0 | 0 | 0+0j | 0 | 0 | 0+0j | 0 | 0 | 0+0j | 0 | 0 | 0+0j | 0 | 0 | 0+0j | 0 | 0 | 0+0j | 0 | 0 | 0+0j | 0 | 0 | 0+0j | OPEN | node_intto1_8101603_200805604 | node_8101603_200805604 | 0 | ABCN | 8101603
fuse_220383294 |  | 0 | GOOD | GOOD | GOOD | NONE | 75 | 0 | 0 | 0+0j | 0 | 0 | 0+0j | 0 | 0 | 0+0j | 0 | 0 | 0+0j | 0 | 0 | 0+0j | 0 | 0 | 0+0j | 0 | 0 | 0+0j | 0 | 0 | 0+0j | 0 | 0 | 0+0j | 0 | 0 | 0+0j | 0 | 0 | 0+0j | 0 | 0 | 0+0j | OPEN | node_intto1_8101603_200807763 | node_8101603_200807763 | 0 | ABCN | 8101603
fuse_220383344 |  | 0 | GOOD | GOOD | GOOD | NONE | 75 | 0 | 0 | 0+0j | 0 | 0 | 0+0j | 0 | 0 | 0+0j | 0 | 0 | 0+0j | 0 | 0 | 0+0j | 0 | 0 | 0+0j | 0 | 0 | 0+0j | 0 | 0 | 0+0j | 0 | 0 | 0+0j | 0 | 0 | 0+0j | 0 | 0 | 0+0j | 0 | 0 | 0+0j | OPEN | node_intto1_8101603_200809664 | node_8101603_200809664 | 0 | ABCD | 8101603
fuse_220475184 |  | 0 | GOOD | GOOD | GOOD | NONE | 300 | 0 | 0 | 0+0j | 0 | 0 | 0+0j | 0 | 0 | 0+0j | 0 | 0 | 0+0j | 0 | 0 | 0+0j | 0 | 0 | 0+0j | 0 | 0 | 0+0j | 0 | 0 | 0+0j | 0 | 0 | 0+0j | 0 | 0 | 0+0j | 0 | 0 | 0+0j | 0 | 0 | 0+0j | OPEN | node_intto1_8101603_200957239 | node_8101603_200957239 | 0 | ABCD | 8101603
fuse_311902316 |  | 0 | GOOD | GOOD | GOOD | NONE | 30 | 0 | 0 | 0+0j | 0 | 0 | 0+0j | 0 | 0 | 0+0j | 0 | 0 | 0+0j | 0 | 0 | 0+0j | 0 | 0 | 0+0j | 0 | 0 | 0+0j | 0 | 0 | 0+0j | 0 | 0 | 0+0j | 0 | 0 | 0+0j | 0 | 0 | 0+0j | 0 | 0 | 0+0j | OPEN | node_intto1_8101603_311902258 | node_8101603_311902258 | 0 | ABCN | 8101603
fuse_311902318 |  | 0 | GOOD | GOOD | GOOD | NONE | 100 | 0 | 0 | 0+0j | 0 | 0 | 0+0j | 0 | 0 | 0+0j | 0 | 0 | 0+0j | 0 | 0 | 0+0j | 0 | 0 | 0+0j | 0 | 0 | 0+0j | 0 | 0 | 0+0j | 0 | 0 | 0+0j | 0 | 0 | 0+0j | 0 | 0 | 0+0j | 0 | 0 | 0+0j | OPEN | node_intto1_8101603_200807946 | node_8101603_200807946 | 0 | ABCD | 8101603

## Generator
Name | GroupId | ColdStartupCost | ColdStartupTime | HotStartupCost | HotStartupStatus | ShutdownCost | CommitmentStatus | ConstructionTime | CalendarLife | YearOfInstallation | ReactivePower | ActivePower | MaxPowerOutput | MinPowerOutput | MinimumDowntime | MinimumUptime | NoLoadCost | NonSpinningReserve | SpinningReserve | OperatingReserve | RampUpLimit | RampDownLimit | StartupCapability | ShutdownCapability | ShutdownStatus | StartupStatus | CapitalCost | FixedOperatingCost | VariableOperatingCost | MaxReactivePower | MaxActivePower | OutputSchedule | PlanningStatus | UnitType | UnitSubtype | ParentNode | Phases | Feeder | Comments
generator_load_220330766 |  | 0 | 0 | 0 | 0 | 0 | False | 0 | 0 | 0 | 0 | 0 | 0 | 0 | 0 | 0 | 0 | 0 | 0 | 0 | 0 | 0 | 0 | 0 | False | False | 0 | 0 | 0.19 | 0.004095723751038676 | 0.009614415171100265 | OPTIMIZED | INSTALLED | natural_gas |  | node_1401998_057_15294278_186 | AN | 8101603
generator_load_220330778 |  | 0 | 0 | 0 | 0 | 0 | False | 0 | 0 | 0 | 0 | 0 | 0 | 0 | 0 | 0 | 0 | 0 | 0 | 0 | 0 | 0 | 0 | 0 | False | False | 0 | 0 | 0.19 | 0.00017620031241169783 | 0.000413617860907746 | OPTIMIZED | INSTALLED | natural_gas |  | node_1402969_108_15294326_423 | BN | 8101603
generator_load_220330792 |  | 0 | 0 | 0 | 0 | 0 | False | 0 | 0 | 0 | 0 | 0 | 0 | 0 | 0 | 0 | 0 | 0 | 0 | 0 | 0 | 0 | 0 | 0 | False | False | 0 | 0 | 0.19 | 0.011924148243669318 | 0.027991075381430582 | OPTIMIZED | INSTALLED | natural_gas |  | node_1402669_15294789_007 | AN | 8101603
generator_load_220330794 |  | 0 | 0 | 0 | 0 | 0 | False | 0 | 0 | 0 | 0 | 0 | 0 | 0 | 0 | 0 | 0 | 0 | 0 | 0 | 0 | 0 | 0 | 0 | False | False | 0 | 0 | 0.19 | 0.006469431512098131 | 0.015186522453329085 | OPTIMIZED | INSTALLED | natural_gas |  | node_1402684_944_15294911_277 | AN | 8101603
generator_load_220330795 |  | 0 | 0 | 0 | 0 | 0 | False | 0 | 0 | 0 | 0 | 0 | 0 | 0 | 0 | 0 | 0 | 0 | 0 | 0 | 0 | 0 | 0 | 0 | False | False | 0 | 0 | 0.19 | 0.019968137230023053 | 0.04687375744287144 | OPTIMIZED | INSTALLED | natural_gas |  | node_1402659_503_15295460_944 | AN | 8101603
generator_load_220330803 |  | 0 | 0 | 0 | 0 | 0 | False | 0 | 0 | 0 | 0 | 0 | 0 | 0 | 0 | 0 | 0 | 0 | 0 | 0 | 0 | 0 | 0 | 0 | False | False | 0 | 0 | 0.19 | 0.008516355902690412 | 0.01999152994387439 | OPTIMIZED | INSTALLED | natural_gas |  | node_1402324_223_15294689_885 | AN | 8101603
generator_load_220330804 |  | 0 | 0 | 0 | 0 | 0 | False | 0 | 0 | 0 | 0 | 0 | 0 | 0 | 0 | 0 | 0 | 0 | 0 | 0 | 0 | 0 | 0 | 0 | False | False | 0 | 0 | 0.19 | 0.007287951190869494 | 0.01710793875754592 | OPTIMIZED | INSTALLED | natural_gas |  | node_1402372_435_15295020_27 | AN | 8101603
generator_load_220330805 |  | 0 | 0 | 0 | 0 | 0 | False | 0 | 0 | 0 | 0 | 0 | 0 | 0 | 0 | 0 | 0 | 0 | 0 | 0 | 0 | 0 | 0 | 0 | False | False | 0 | 0 | 0.19 | 0.003842670045858312 | 0.009020389519796588 | OPTIMIZED | INSTALLED | natural_gas |  | node_1402194_855_15294640_699 | AN | 8101603
generator_load_220330806 |  | 0 | 0 | 0 | 0 | 0 | False | 0 | 0 | 0 | 0 | 0 | 0 | 0 | 0 | 0 | 0 | 0 | 0 | 0 | 0 | 0 | 0 | 0 | False | False | 0 | 0 | 0.19 | 0.021441472814781506 | 0.050332306790461745 | OPTIMIZED | INSTALLED | natural_gas |  | node_1401813_537_15295111_159 | AN | 8101603
generator_load_220330807 |  | 0 | 0 | 0 | 0 | 0 | False | 0 | 0 | 0 | 0 | 0 | 0 | 0 | 0 | 0 | 0 | 0 | 0 | 0 | 0 | 0 | 0 | 0 | False | False | 0 | 0 | 0.19 | 0.008363899097055823 | 0.019633647823088962 | OPTIMIZED | INSTALLED | natural_gas |  | node_1401780_506_15295446_253 | AN | 8101603
generator_load_220330816 |  | 0 | 0 | 0 | 0 | 0 | False | 0 | 0 | 0 | 0 | 0 | 0 | 0 | 0 | 0 | 0 | 0 | 0 | 0 | 0 | 0 | 0 | 0 | False | False | 0 | 0 | 0.19 | 0.016742793878694553 | 0.03930249716625519 | OPTIMIZED | INSTALLED | natural_gas |  | node_1401552_596_15294822_952 | AN | 8101603
generator_load_220330834 |  | 0 | 0 | 0 | 0 | 0 | False | 0 | 0 | 0 | 0 | 0 | 0 | 0 | 0 | 0 | 0 | 0 | 0 | 0 | 0 | 0 | 0 | 0 | False | False | 0 | 0 | 0.19 | 0.018603520562203196 | 0.043670419115841234 | OPTIMIZED | INSTALLED | natural_gas |  | node_1400918_486_15294799_096 | AN | 8101603
generator_load_220330898 |  | 0 | 0 | 0 | 0 | 0 | False | 0 | 0 | 0 | 0 | 0 | 0 | 0 | 0 | 0 | 0 | 0 | 0 | 0 | 0 | 0 | 0 | 0 | False | False | 0 | 0 | 0.19 | 0.0006693952022190874 | 0.0015713567434485765 | OPTIMIZED | INSTALLED | natural_gas |  | node_1399816_906_15294540_509 | AN | 8101603
generator_load_220330904 |  | 0 | 0 | 0 | 0 | 0 | False | 0 | 0 | 0 | 0 | 0 | 0 | 0 | 0 | 0 | 0 | 0 | 0 | 0 | 0 | 0 | 0 | 0 | False | False | 0 | 0 | 0.19 | 0.008703803589676793 | 0.02043154894484008 | OPTIMIZED | INSTALLED | natural_gas |  | node_1399750_734_15294887_764 | AN | 8101603
generator_load_220330935 |  | 0 | 0 | 0 | 0 | 0 | False | 0 | 0 | 0 | 0 | 0 | 0 | 0 | 0 | 0 | 0 | 0 | 0 | 0 | 0 | 0 | 0 | 0 | False | False | 0 | 0 | 0.19 | 0.004407511029497939 | 0.010346313442706527 | OPTIMIZED | INSTALLED | natural_gas |  | node_1399449_889_15294973_613 | AN | 8101603
generator_load_220330962 |  | 0 | 0 | 0 | 0 | 0 | False | 0 | 0 | 0 | 0 | 0 | 0 | 0 | 0 | 0 | 0 | 0 | 0 | 0 | 0 | 0 | 0 | 0 | False | False | 0 | 0 | 0.19 | 0.000736043006140356 | 0.001727807943791932 | OPTIMIZED | INSTALLED | natural_gas |  | node_1398816_246_15294448_317 | AN | 8101603
generator_load_220330963 |  | 0 | 0 | 0 | 0 | 0 | False | 0 | 0 | 0 | 0 | 0 | 0 | 0 | 0 | 0 | 0 | 0 | 0 | 0 | 0 | 0 | 0 | 0 | False | False | 0 | 0 | 0.19 | 0.000736043006140356 | 0.001727807943791932 | OPTIMIZED | INSTALLED | natural_gas |  | node_1398812_764_15294474_501 | AN | 8101603
generator_load_220330965 |  | 0 | 0 | 0 | 0 | 0 | False | 0 | 0 | 0 | 0 | 0 | 0 | 0 | 0 | 0 | 0 | 0 | 0 | 0 | 0 | 0 | 0 | 0 | False | False | 0 | 0 | 0.19 | 0.01336124418944824 | 0.03136455438883418 | OPTIMIZED | INSTALLED | natural_gas |  | node_1398730_776_15294980_835 | AN | 8101603
generator_load_220330969 |  | 0 | 0 | 0 | 0 | 0 | False | 0 | 0 | 0 | 0 | 0 | 0 | 0 | 0 | 0 | 0 | 0 | 0 | 0 | 0 | 0 | 0 | 0 | False | False | 0 | 0 | 0.19 | 0.0075853677746972195 | 0.017806102239078143 | OPTIMIZED | INSTALLED | natural_gas |  | node_1398282_29_15295396_542 | AN | 8101603
generator_load_220330990 |  | 0 | 0 | 0 | 0 | 0 | False | 0 | 0 | 0 | 0 | 0 | 0 | 0 | 0 | 0 | 0 | 0 | 0 | 0 | 0 | 0 | 0 | 0 | False | False | 0 | 0 | 0.19 | 0.0007297947363266433 | 0.0017131406437597423 | OPTIMIZED | INSTALLED | natural_gas |  | node_1398340_428_15294659_683 | AN | 8101603
generator_load_220330997 |  | 0 | 0 | 0 | 0 | 0 | False | 0 | 0 | 0 | 0 | 0 | 0 | 0 | 0 | 0 | 0 | 0 | 0 | 0 | 0 | 0 | 0 | 0 | False | False | 0 | 0 | 0.19 | 0.0005654659735909993 | 0.0013273906529131564 | OPTIMIZED | INSTALLED | natural_gas |  | node_1397964_704_15295346_389 | AN | 8101603
generator_load_220330998 |  | 0 | 0 | 0 | 0 | 0 | False | 0 | 0 | 0 | 0 | 0 | 0 | 0 | 0 | 0 | 0 | 0 | 0 | 0 | 0 | 0 | 0 | 0 | False | False | 0 | 0 | 0.19 | 0.0005654659735909993 | 0.0013273906529131564 | OPTIMIZED | INSTALLED | natural_gas |  | node_1397968_281_15295320_229 | AN | 8101603
generator_load_220331008 |  | 0 | 0 | 0 | 0 | 0 | False | 0 | 0 | 0 | 0 | 0 | 0 | 0 | 0 | 0 | 0 | 0 | 0 | 0 | 0 | 0 | 0 | 0 | False | False | 0 | 0 | 0.19 | 0.0024988809440841665 | 0.005865942192873684 | OPTIMIZED | INSTALLED | natural_gas |  | node_1397980_72_15295137_13 | AN | 8101603
generator_load_220331010 |  | 0 | 0 | 0 | 0 | 0 | False | 0 | 0 | 0 | 0 | 0 | 0 | 0 | 0 | 0 | 0 | 0 | 0 | 0 | 0 | 0 | 0 | 0 | False | False | 0 | 0 | 0.19 | 0.0024988809440841665 | 0.005865942192873684 | OPTIMIZED | INSTALLED | natural_gas |  | node_1397982_732_15295163_637 | CN | 8101603
generator_load_220331164 |  | 0 | 0 | 0 | 0 | 0 | False | 0 | 0 | 0 | 0 | 0 | 0 | 0 | 0 | 0 | 0 | 0 | 0 | 0 | 0 | 0 | 0 | 0 | False | False | 0 | 0 | 0.19 | 0.0028198324330885424 | 0.006619352504527155 | OPTIMIZED | INSTALLED | natural_gas |  | node_1397382_328_15295257_894 | AN | 8101603
generator_load_220331165 |  | 0 | 0 | 0 | 0 | 0 | False | 0 | 0 | 0 | 0 | 0 | 0 | 0 | 0 | 0 | 0 | 0 | 0 | 0 | 0 | 0 | 0 | 0 | False | False | 0 | 0 | 0.19 | 0.0028198324330885424 | 0.006619352504527155 | OPTIMIZED | INSTALLED | natural_gas |  | node_1397385_333_15295284_239 | AN | 8101603
generator_load_220450423 |  | 0 | 0 | 0 | 0 | 0 | False | 0 | 0 | 0 | 0 | 0 | 0 | 0 | 0 | 0 | 0 | 0 | 0 | 0 | 0 | 0 | 0 | 0 | False | False | 0 | 0 | 0.19 | 0.0018875943251926068 | 0.00443099133972447 | OPTIMIZED | INSTALLED | natural_gas |  | node_1400056_132_15294684_024 | AN | 8101603
generator_load_220535579 |  | 0 | 0 | 0 | 0 | 0 | False | 0 | 0 | 0 | 0 | 0 | 0 | 0 | 0 | 0 | 0 | 0 | 0 | 0 | 0 | 0 | 0 | 0 | False | False | 0 | 0 | 0.19 | 0.01758255751186254 | 0.041273782290581464 | OPTIMIZED | INSTALLED | natural_gas |  | node_1398363_841_15295126_212 | AN | 8101603
generator_load_310016882 |  | 0 | 0 | 0 | 0 | 0 | False | 0 | 0 | 0 | 0 | 0 | 0 | 0 | 0 | 0 | 0 | 0 | 0 | 0 | 0 | 0 | 0 | 0 | False | False | 0 | 0 | 0.19 | 0.013848607197792831 | 0.03250860379134497 | OPTIMIZED | INSTALLED | natural_gas |  | node_1398689_442_15294814_301 | AN | 8101603

## HeatPump
Name | GroupId | YearOfInstallation | ReactivePower | ActivePower | MaxPowerOutput | MinPowerOutput | RampUpLimit | RampDownLimit | CapitalCost | FixedOperatingCost | VariableOperatingCost | MaxReactivePower | MaxActivePower | OutputSchedule | PlanningStatus | UnitType | UnitSubtype | ParentNode | Phases | Feeder | Comments
heatpump_load_220330766 |  | 0 | 0 | 0 | 0 | 0 | 0 | 0 | 0 | 0 | 0.19 | 0.004095723751038676 | 0.009614415171100265 | OPTIMIZED | INSTALLED |  |  | node_1401998_057_15294278_186 | AN | 8101603
heatpump_load_220330778 |  | 0 | 0 | 0 | 0 | 0 | 0 | 0 | 0 | 0 | 0.19 | 0.00017620031241169783 | 0.000413617860907746 | OPTIMIZED | INSTALLED |  |  | node_1402969_108_15294326_423 | BN | 8101603
heatpump_load_220330792 |  | 0 | 0 | 0 | 0 | 0 | 0 | 0 | 0 | 0 | 0.19 | 0.011924148243669318 | 0.027991075381430582 | OPTIMIZED | INSTALLED |  |  | node_1402669_15294789_007 | AN | 8101603
heatpump_load_220330794 |  | 0 | 0 | 0 | 0 | 0 | 0 | 0 | 0 | 0 | 0.19 | 0.006469431512098131 | 0.015186522453329085 | OPTIMIZED | INSTALLED |  |  | node_1402684_944_15294911_277 | AN | 8101603
heatpump_load_220330795 |  | 0 | 0 | 0 | 0 | 0 | 0 | 0 | 0 | 0 | 0.19 | 0.019968137230023053 | 0.04687375744287144 | OPTIMIZED | INSTALLED |  |  | node_1402659_503_15295460_944 | AN | 8101603
heatpump_load_220330803 |  | 0 | 0 | 0 | 0 | 0 | 0 | 0 | 0 | 0 | 0.19 | 0.008516355902690412 | 0.01999152994387439 | OPTIMIZED | INSTALLED |  |  | node_1402324_223_15294689_885 | AN | 8101603
heatpump_load_220330804 |  | 0 | 0 | 0 | 0 | 0 | 0 | 0 | 0 | 0 | 0.19 | 0.007287951190869494 | 0.01710793875754592 | OPTIMIZED | INSTALLED |  |  | node_1402372_435_15295020_27 | AN | 8101603
heatpump_load_220330805 |  | 0 | 0 | 0 | 0 | 0 | 0 | 0 | 0 | 0 | 0.19 | 0.003842670045858312 | 0.009020389519796588 | OPTIMIZED | INSTALLED |  |  | node_1402194_855_15294640_699 | AN | 8101603
heatpump_load_220330806 |  | 0 | 0 | 0 | 0 | 0 | 0 | 0 | 0 | 0 | 0.19 | 0.021441472814781506 | 0.050332306790461745 | OPTIMIZED | INSTALLED |  |  | node_1401813_537_15295111_159 | AN | 8101603
heatpump_load_220330807 |  | 0 | 0 | 0 | 0 | 0 | 0 | 0 | 0 | 0 | 0.19 | 0.008363899097055823 | 0.019633647823088962 | OPTIMIZED | INSTALLED |  |  | node_1401780_506_15295446_253 | AN | 8101603
heatpump_load_220330816 |  | 0 | 0 | 0 | 0 | 0 | 0 | 0 | 0 | 0 | 0.19 | 0.016742793878694553 | 0.03930249716625519 | OPTIMIZED | INSTALLED |  |  | node_1401552_596_15294822_952 | AN | 8101603
heatpump_load_220330834 |  | 0 | 0 | 0 | 0 | 0 | 0 | 0 | 0 | 0 | 0.19 | 0.018603520562203196 | 0.043670419115841234 | OPTIMIZED | INSTALLED |  |  | node_1400918_486_15294799_096 | AN | 8101603
heatpump_load_220330898 |  | 0 | 0 | 0 | 0 | 0 | 0 | 0 | 0 | 0 | 0.19 | 0.0006693952022190874 | 0.0015713567434485765 | OPTIMIZED | INSTALLED |  |  | node_1399816_906_15294540_509 | AN | 8101603
heatpump_load_220330904 |  | 0 | 0 | 0 | 0 | 0 | 0 | 0 | 0 | 0 | 0.19 | 0.008703803589676793 | 0.02043154894484008 | OPTIMIZED | INSTALLED |  |  | node_1399750_734_15294887_764 | AN | 8101603
heatpump_load_220330935 |  | 0 | 0 | 0 | 0 | 0 | 0 | 0 | 0 | 0 | 0.19 | 0.004407511029497939 | 0.010346313442706527 | OPTIMIZED | INSTALLED |  |  | node_1399449_889_15294973_613 | AN | 8101603
heatpump_load_220330962 |  | 0 | 0 | 0 | 0 | 0 | 0 | 0 | 0 | 0 | 0.19 | 0.000736043006140356 | 0.001727807943791932 | OPTIMIZED | INSTALLED |  |  | node_1398816_246_15294448_317 | AN | 8101603
heatpump_load_220330963 |  | 0 | 0 | 0 | 0 | 0 | 0 | 0 | 0 | 0 | 0.19 | 0.000736043006140356 | 0.001727807943791932 | OPTIMIZED | INSTALLED |  |  | node_1398812_764_15294474_501 | AN | 8101603
heatpump_load_220330965 |  | 0 | 0 | 0 | 0 | 0 | 0 | 0 | 0 | 0 | 0.19 | 0.01336124418944824 | 0.03136455438883418 | OPTIMIZED | INSTALLED |  |  | node_1398730_776_15294980_835 | AN | 8101603
heatpump_load_220330969 |  | 0 | 0 | 0 | 0 | 0 | 0 | 0 | 0 | 0 | 0.19 | 0.0075853677746972195 | 0.017806102239078143 | OPTIMIZED | INSTALLED |  |  | node_1398282_29_15295396_542 | AN | 8101603
heatpump_load_220330990 |  | 0 | 0 | 0 | 0 | 0 | 0 | 0 | 0 | 0 | 0.19 | 0.0007297947363266433 | 0.0017131406437597423 | OPTIMIZED | INSTALLED |  |  | node_1398340_428_15294659_683 | AN | 8101603
heatpump_load_220330997 |  | 0 | 0 | 0 | 0 | 0 | 0 | 0 | 0 | 0 | 0.19 | 0.0005654659735909993 | 0.0013273906529131564 | OPTIMIZED | INSTALLED |  |  | node_1397964_704_15295346_389 | AN | 8101603
heatpump_load_220330998 |  | 0 | 0 | 0 | 0 | 0 | 0 | 0 | 0 | 0 | 0.19 | 0.0005654659735909993 | 0.0013273906529131564 | OPTIMIZED | INSTALLED |  |  | node_1397968_281_15295320_229 | AN | 8101603
heatpump_load_220331008 |  | 0 | 0 | 0 | 0 | 0 | 0 | 0 | 0 | 0 | 0.19 | 0.0024988809440841665 | 0.005865942192873684 | OPTIMIZED | INSTALLED |  |  | node_1397980_72_15295137_13 | AN | 8101603
heatpump_load_220331010 |  | 0 | 0 | 0 | 0 | 0 | 0 | 0 | 0 | 0 | 0.19 | 0.0024988809440841665 | 0.005865942192873684 | OPTIMIZED | INSTALLED |  |  | node_1397982_732_15295163_637 | CN | 8101603
heatpump_load_220331164 |  | 0 | 0 | 0 | 0 | 0 | 0 | 0 | 0 | 0 | 0.19 | 0.0028198324330885424 | 0.006619352504527155 | OPTIMIZED | INSTALLED |  |  | node_1397382_328_15295257_894 | AN | 8101603
heatpump_load_220331165 |  | 0 | 0 | 0 | 0 | 0 | 0 | 0 | 0 | 0 | 0.19 | 0.0028198324330885424 | 0.006619352504527155 | OPTIMIZED | INSTALLED |  |  | node_1397385_333_15295284_239 | AN | 8101603
heatpump_load_220450423 |  | 0 | 0 | 0 | 0 | 0 | 0 | 0 | 0 | 0 | 0.19 | 0.0018875943251926068 | 0.00443099133972447 | OPTIMIZED | INSTALLED |  |  | node_1400056_132_15294684_024 | AN | 8101603
heatpump_load_220535579 |  | 0 | 0 | 0 | 0 | 0 | 0 | 0 | 0 | 0 | 0.19 | 0.01758255751186254 | 0.041273782290581464 | OPTIMIZED | INSTALLED |  |  | node_1398363_841_15295126_212 | AN | 8101603
heatpump_load_310016882 |  | 0 | 0 | 0 | 0 | 0 | 0 | 0 | 0 | 0 | 0.19 | 0.013848607197792831 | 0.03250860379134497 | OPTIMIZED | INSTALLED |  |  | node_1398689_442_15294814_301 | AN | 8101603

## LineSpacing
Name | DistanceAB | DistanceAC | DistanceAE | DistanceAN | DistanceBC | DistanceBE | DistanceBN | DistanceCE | DistanceCN | DistanceNE | Feeder | Comments

## Load
Name | GroupId | PriorityLevel | LoadClass | BaseReactivePowerA | BaseReactivePowerB | BaseReactivePowerC | BaseActivePowerA | BaseActivePowerB | BaseActivePowerC | BasePowerA | BasePowerB | BasePowerC | ConstantCurrentAReal | ConstantCurrentAImag | ConstantCurrentA | ConstantCurrentBReal | ConstantCurrentBImag | ConstantCurrentB | ConstantCurrentCReal | ConstantCurrentCImag | ConstantCurrentC | ConstantResistanceA | ConstantReactanceA | ConstantImpedanceA | ConstantResistanceB | ConstantReactanceB | ConstantImpedanceB | ConstantResistanceC | ConstantReactanceC | ConstantImpedanceC | ConstantActivePowerA | ConstantReactivePowerA | ConstantPowerA | ConstantActivePowerB | ConstantReactivePowerB | ConstantPowerB | ConstantActivePowerC | ConstantReactivePowerC | ConstantPowerC | CurrentFractionA | CurrentFractionB | CurrentFractionC | CurrentPfA | CurrentPfB | CurrentPfC | ImpedanceFractionA | ImpedanceFractionB | ImpedanceFractionC | ImpedancePfA | ImpedancePfB | ImpedancePfC | PowerFractionA | PowerFractionB | PowerFractionC | PowerPfA | PowerPfB | PowerPfC | DemandResponseLowerBound | DemandResponseShortageCost | DemandResponseSurplusCost | DemandResponseUpperBound | ActivePowerA | ActivePowerB | ActivePowerC | ReactivePowerA | ReactivePowerB | ReactivePowerC | NominalVoltage | Status | ParentNode | Phases | Feeder | Comments
load_220330678 |  | 0 | C | 0 | 0 | 0 | 0 | 0 | 0 | 0 | 0 | 0 | 0 | 0 | 0+0j | 0 | 0 | 0+0j | 0 | 0 | 0+0j | 0 | 0 | 0+0j | 0 | 0 | 0+0j | 0 | 0 | 0+0j | 111333.333 | 47427.801 | 111333.333+47427.801j | 111333.333 | 47427.801 | 111333.333+47427.801j | 111333.333 | 47427.801 | 111333.333+47427.801j | 0 | 0 | 0 | 0 | 0 | 0 | 0 | 0 | 0 | 0 | 0 | 0 | 0 | 0 | 0 | 0 | 0 | 0 | 1 | 0 | 0 | 1 | 0 | 0 | 0 | 0 | 0 | 0 | 0 | OPEN | node_1399140_32_15295077_972 | ABCN | 8101603
load_220330744 |  | 0 | C | 0 | 0 | 0 | 0 | 0 | 0 | 0 | 0 | 0 | 0 | 0 | 0+0j | 0 | 0 | 0+0j | 0 | 0 | 0+0j | 0 | 0 | 0+0j | 0 | 0 | 0+0j | 0 | 0 | 0+0j | 3666.667 | 1561.994 | 3666.667+1561.994j | 0 | 0 | 0+0j | 0 | 0 | 0+0j | 0 | 0 | 0 | 0 | 0 | 0 | 0 | 0 | 0 | 0 | 0 | 0 | 0 | 0 | 0 | 0 | 0 | 0 | 1 | 0 | 0 | 1 | 0 | 0 | 0 | 0 | 0 | 0 | 0 | OPEN | node_1399311_431_15294214_027 | AN | 8101603
load_220330745 |  | 0 | C | 0 | 0 | 0 | 0 | 0 | 0 | 0 | 0 | 0 | 0 | 0 | 0+0j | 0 | 0 | 0+0j | 0 | 0 | 0+0j | 0 | 0 | 0+0j | 0 | 0 | 0+0j | 0 | 0 | 0+0j | 0 | 0 | 0+0j | 3666.667 | 1561.994 | 3666.667+1561.994j | 0 | 0 | 0+0j | 0 | 0 | 0 | 0 | 0 | 0 | 0 | 0 | 0 | 0 | 0 | 0 | 0 | 0 | 0 | 0 | 0 | 0 | 1 | 0 | 0 | 1 | 0 | 0 | 0 | 0 | 0 | 0 | 0 | OPEN | node_1399331_067_15294217_912 | BN | 8101603
load_220330746 |  | 0 | C | 0 | 0 | 0 | 0 | 0 | 0 | 0 | 0 | 0 | 0 | 0 | 0+0j | 0 | 0 | 0+0j | 0 | 0 | 0+0j | 0 | 0 | 0+0j | 0 | 0 | 0+0j | 0 | 0 | 0+0j | 0 | 0 | 0+0j | 0 | 0 | 0+0j | 3666.667 | 1561.994 | 3666.667+1561.994j | 0 | 0 | 0 | 0 | 0 | 0 | 0 | 0 | 0 | 0 | 0 | 0 | 0 | 0 | 0 | 0 | 0 | 0 | 1 | 0 | 0 | 1 | 0 | 0 | 0 | 0 | 0 | 0 | 0 | OPEN | node_1399291_747_15294217_092 | CN | 8101603
load_220330749 |  | 0 | C | 0 | 0 | 0 | 0 | 0 | 0 | 0 | 0 | 0 | 0 | 0 | 0+0j | 0 | 0 | 0+0j | 0 | 0 | 0+0j | 0 | 0 | 0+0j | 0 | 0 | 0+0j | 0 | 0 | 0+0j | 0 | 0 | 0+0j | 0 | 0 | 0+0j | 0 | 0 | 0+0j | 0 | 0 | 0 | 0 | 0 | 0 | 0 | 0 | 0 | 0 | 0 | 0 | 0 | 0 | 0 | 0 | 0 | 0 | 1 | 0 | 0 | 1 | 0 | 0 | 0 | 0 | 0 | 0 | 0 | OPEN | node_1400327_627_15294314_191 | AN | 8101603
load_220330750 |  | 0 | C | 0 | 0 | 0 | 0 | 0 | 0 | 0 | 0 | 0 | 0 | 0 | 0+0j | 0 | 0 | 0+0j | 0 | 0 | 0+0j | 0 | 0 | 0+0j | 0 | 0 | 0+0j | 0 | 0 | 0+0j | 0 | 0 | 0+0j | 0 | 0 | 0+0j | 0 | 0 | 0+0j | 0 | 0 | 0 | 0 | 0 | 0 | 0 | 0 | 0 | 0 | 0 | 0 | 0 | 0 | 0 | 0 | 0 | 0 | 1 | 0 | 0 | 1 | 0 | 0 | 0 | 0 | 0 | 0 | 0 | OPEN | node_1400439_569_15294247_05 | AN | 8101603
load_220330751 |  | 0 | C | 0 | 0 | 0 | 0 | 0 | 0 | 0 | 0 | 0 | 0 | 0 | 0+0j | 0 | 0 | 0+0j | 0 | 0 | 0+0j | 0 | 0 | 0+0j | 0 | 0 | 0+0j | 0 | 0 | 0+0j | 0 | 0 | 0+0j | 0 | 0 | 0+0j | 0 | 0 | 0+0j | 0 | 0 | 0 | 0 | 0 | 0 | 0 | 0 | 0 | 0 | 0 | 0 | 0 | 0 | 0 | 0 | 0 | 0 | 1 | 0 | 0 | 1 | 0 | 0 | 0 | 0 | 0 | 0 | 0 | OPEN | node_1400459_16_15294251_335 | BN | 8101603
load_220330752 |  | 0 | C | 0 | 0 | 0 | 0 | 0 | 0 | 0 | 0 | 0 | 0 | 0 | 0+0j | 0 | 0 | 0+0j | 0 | 0 | 0+0j | 0 | 0 | 0+0j | 0 | 0 | 0+0j | 0 | 0 | 0+0j | 0 | 0 | 0+0j | 0 | 0 | 0+0j | 0 | 0 | 0+0j | 0 | 0 | 0 | 0 | 0 | 0 | 0 | 0 | 0 | 0 | 0 | 0 | 0 | 0 | 0 | 0 | 0 | 0 | 1 | 0 | 0 | 1 | 0 | 0 | 0 | 0 | 0 | 0 | 0 | OPEN | node_1400419_85_15294249_714 | CN | 8101603
load_220330754 |  | 0 | C | 0 | 0 | 0 | 0 | 0 | 0 | 0 | 0 | 0 | 0 | 0 | 0+0j | 0 | 0 | 0+0j | 0 | 0 | 0+0j | 0 | 0 | 0+0j | 0 | 0 | 0+0j | 0 | 0 | 0+0j | 2333.333 | 993.996 | 2333.333+993.996j | 0 | 0 | 0+0j | 0 | 0 | 0+0j | 0 | 0 | 0 | 0 | 0 | 0 | 0 | 0 | 0 | 0 | 0 | 0 | 0 | 0 | 0 | 0 | 0 | 0 | 1 | 0 | 0 | 1 | 0 | 0 | 0 | 0 | 0 | 0 | 0 | OPEN | node_1400559_374_15294251_669 | AN | 8101603
load_220330755 |  | 0 | C | 0 | 0 | 0 | 0 | 0 | 0 | 0 | 0 | 0 | 0 | 0 | 0+0j | 0 | 0 | 0+0j | 0 | 0 | 0+0j | 0 | 0 | 0+0j | 0 | 0 | 0+0j | 0 | 0 | 0+0j | 0 | 0 | 0+0j | 2333.333 | 993.996 | 2333.333+993.996j | 0 | 0 | 0+0j | 0 | 0 | 0 | 0 | 0 | 0 | 0 | 0 | 0 | 0 | 0 | 0 | 0 | 0 | 0 | 0 | 0 | 0 | 1 | 0 | 0 | 1 | 0 | 0 | 0 | 0 | 0 | 0 | 0 | OPEN | node_1400578_941_15294256_161 | BN | 8101603
load_220330756 |  | 0 | C | 0 | 0 | 0 | 0 | 0 | 0 | 0 | 0 | 0 | 0 | 0 | 0+0j | 0 | 0 | 0+0j | 0 | 0 | 0+0j | 0 | 0 | 0+0j | 0 | 0 | 0+0j | 0 | 0 | 0+0j | 8000 | 3407.986 | 8000+3407.986j | 0 | 0 | 0+0j | 0 | 0 | 0+0j | 0 | 0 | 0 | 0 | 0 | 0 | 0 | 0 | 0 | 0 | 0 | 0 | 0 | 0 | 0 | 0 | 0 | 0 | 1 | 0 | 0 | 1 | 0 | 0 | 0 | 0 | 0 | 0 | 0 | OPEN | node_1401154_299_15294262_522 | AN | 8101603
load_220330757 |  | 0 | C | 0 | 0 | 0 | 0 | 0 | 0 | 0 | 0 | 0 | 0 | 0 | 0+0j | 0 | 0 | 0+0j | 0 | 0 | 0+0j | 0 | 0 | 0+0j | 0 | 0 | 0+0j | 0 | 0 | 0+0j | 0 | 0 | 0+0j | 8000 | 3407.986 | 8000+3407.986j | 0 | 0 | 0+0j | 0 | 0 | 0 | 0 | 0 | 0 | 0 | 0 | 0 | 0 | 0 | 0 | 0 | 0 | 0 | 0 | 0 | 0 | 1 | 0 | 0 | 1 | 0 | 0 | 0 | 0 | 0 | 0 | 0 | OPEN | node_1401173_881_15294266_88 | BN | 8101603
load_220330758 |  | 0 | C | 0 | 0 | 0 | 0 | 0 | 0 | 0 | 0 | 0 | 0 | 0 | 0+0j | 0 | 0 | 0+0j | 0 | 0 | 0+0j | 0 | 0 | 0+0j | 0 | 0 | 0+0j | 0 | 0 | 0+0j | 0 | 0 | 0+0j | 0 | 0 | 0+0j | 8000 | 3407.986 | 8000+3407.986j | 0 | 0 | 0 | 0 | 0 | 0 | 0 | 0 | 0 | 0 | 0 | 0 | 0 | 0 | 0 | 0 | 0 | 0 | 1 | 0 | 0 | 1 | 0 | 0 | 0 | 0 | 0 | 0 | 0 | OPEN | node_1401134_575_15294265_111 | CN | 8101603
load_220330759 |  | 0 | C | 0 | 0 | 0 | 0 | 0 | 0 | 0 | 0 | 0 | 0 | 0 | 0+0j | 0 | 0 | 0+0j | 0 | 0 | 0+0j | 0 | 0 | 0+0j | 0 | 0 | 0+0j | 0 | 0 | 0+0j | 0 | 0 | 0+0j | 0 | 0 | 0+0j | 0 | 0 | 0+0j | 0 | 0 | 0 | 0 | 0 | 0 | 0 | 0 | 0 | 0 | 0 | 0 | 0 | 0 | 0 | 0 | 0 | 0 | 1 | 0 | 0 | 1 | 0 | 0 | 0 | 0 | 0 | 0 | 0 | OPEN | node_1401243_716_15294262_414 | AN | 8101603
load_220330760 |  | 0 | C | 0 | 0 | 0 | 0 | 0 | 0 | 0 | 0 | 0 | 0 | 0 | 0+0j | 0 | 0 | 0+0j | 0 | 0 | 0+0j | 0 | 0 | 0+0j | 0 | 0 | 0+0j | 0 | 0 | 0+0j | 0 | 0 | 0+0j | 0 | 0 | 0+0j | 0 | 0 | 0+0j | 0 | 0 | 0 | 0 | 0 | 0 | 0 | 0 | 0 | 0 | 0 | 0 | 0 | 0 | 0 | 0 | 0 | 0 | 1 | 0 | 0 | 1 | 0 | 0 | 0 | 0 | 0 | 0 | 0 | OPEN | node_1401263_379_15294266_032 | BN | 8101603
load_220330761 |  | 0 | C | 0 | 0 | 0 | 0 | 0 | 0 | 0 | 0 | 0 | 0 | 0 | 0+0j | 0 | 0 | 0+0j | 0 | 0 | 0+0j | 0 | 0 | 0+0j | 0 | 0 | 0+0j | 0 | 0 | 0+0j | 0 | 0 | 0+0j | 0 | 0 | 0+0j | 0 | 0 | 0+0j | 0 | 0 | 0 | 0 | 0 | 0 | 0 | 0 | 0 | 0 | 0 | 0 | 0 | 0 | 0 | 0 | 0 | 0 | 1 | 0 | 0 | 1 | 0 | 0 | 0 | 0 | 0 | 0 | 0 | OPEN | node_1401224_057_15294265_747 | CN | 8101603
load_220330762 |  | 0 | C | 0 | 0 | 0 | 0 | 0 | 0 | 0 | 0 | 0 | 0 | 0 | 0+0j | 0 | 0 | 0+0j | 0 | 0 | 0+0j | 0 | 0 | 0+0j | 0 | 0 | 0+0j | 0 | 0 | 0+0j | 19666.667 | 8377.965 | 19666.667+8377.965j | 0 | 0 | 0+0j | 0 | 0 | 0+0j | 0 | 0 | 0 | 0 | 0 | 0 | 0 | 0 | 0 | 0 | 0 | 0 | 0 | 0 | 0 | 0 | 0 | 0 | 1 | 0 | 0 | 1 | 0 | 0 | 0 | 0 | 0 | 0 | 0 | OPEN | node_1401478_983_15294265_065 | AN | 8101603
load_220330763 |  | 0 | C | 0 | 0 | 0 | 0 | 0 | 0 | 0 | 0 | 0 | 0 | 0 | 0+0j | 0 | 0 | 0+0j | 0 | 0 | 0+0j | 0 | 0 | 0+0j | 0 | 0 | 0+0j | 0 | 0 | 0+0j | 0 | 0 | 0+0j | 19666.667 | 8377.965 | 19666.667+8377.965j | 0 | 0 | 0+0j | 0 | 0 | 0 | 0 | 0 | 0 | 0 | 0 | 0 | 0 | 0 | 0 | 0 | 0 | 0 | 0 | 0 | 0 | 1 | 0 | 0 | 1 | 0 | 0 | 0 | 0 | 0 | 0 | 0 | OPEN | node_1401498_555_15294269_512 | BN | 8101603
load_220330764 |  | 0 | C | 0 | 0 | 0 | 0 | 0 | 0 | 0 | 0 | 0 | 0 | 0 | 0+0j | 0 | 0 | 0+0j | 0 | 0 | 0+0j | 0 | 0 | 0+0j | 0 | 0 | 0+0j | 0 | 0 | 0+0j | 0 | 0 | 0+0j | 0 | 0 | 0+0j | 19666.667 | 8377.965 | 19666.667+8377.965j | 0 | 0 | 0 | 0 | 0 | 0 | 0 | 0 | 0 | 0 | 0 | 0 | 0 | 0 | 0 | 0 | 0 | 0 | 1 | 0 | 0 | 1 | 0 | 0 | 0 | 0 | 0 | 0 | 0 | OPEN | node_1401459_252_15294267_565 | CN | 8101603
load_220330766 |  | 0 | R | 0 | 0 | 0 | 0 | 0 | 0 | 0 | 0 | 0 | 0 | 0 | 0+0j | 0 | 0 | 0+0j | 0 | 0 | 0+0j | 0 | 0 | 0+0j | 0 | 0 | 0+0j | 0 | 0 | 0+0j | 23598 | 10052.706 | 23598+10052.706j | 0 | 0 | 0+0j | 0 | 0 | 0+0j | 0 | 0 | 0 | 0 | 0 | 0 | 0 | 0 | 0 | 0 | 0 | 0 | 0 | 0 | 0 | 0 | 0 | 0 | 1 | 0 | 0 | 1 | 0 | 0 | 0 | 0 | 0 | 0 | 0 | OPEN | node_1401998_057_15294278_186 | AN | 8101603
load_220330767 |  | 0 | C | 0 | 0 | 0 | 0 | 0 | 0 | 0 | 0 | 0 | 0 | 0 | 0+0j | 0 | 0 | 0+0j | 0 | 0 | 0+0j | 0 | 0 | 0+0j | 0 | 0 | 0+0j | 0 | 0 | 0+0j | 5500 | 2342.99 | 5500+2342.99j | 0 | 0 | 0+0j | 0 | 0 | 0+0j | 0 | 0 | 0 | 0 | 0 | 0 | 0 | 0 | 0 | 0 | 0 | 0 | 0 | 0 | 0 | 0 | 0 | 0 | 1 | 0 | 0 | 1 | 0 | 0 | 0 | 0 | 0 | 0 | 0 | OPEN | node_1402017_712_15294281_88 | AN | 8101603
load_220330768 |  | 0 | C | 0 | 0 | 0 | 0 | 0 | 0 | 0 | 0 | 0 | 0 | 0 | 0+0j | 0 | 0 | 0+0j | 0 | 0 | 0+0j | 0 | 0 | 0+0j | 0 | 0 | 0+0j | 0 | 0 | 0+0j | 5666.667 | 2413.99 | 5666.667+2413.99j | 0 | 0 | 0+0j | 0 | 0 | 0+0j | 0 | 0 | 0 | 0 | 0 | 0 | 0 | 0 | 0 | 0 | 0 | 0 | 0 | 0 | 0 | 0 | 0 | 0 | 1 | 0 | 0 | 1 | 0 | 0 | 0 | 0 | 0 | 0 | 0 | OPEN | node_1402247_673_15294547_394 | AN | 8101603
load_220330769 |  | 0 | C | 0 | 0 | 0 | 0 | 0 | 0 | 0 | 0 | 0 | 0 | 0 | 0+0j | 0 | 0 | 0+0j | 0 | 0 | 0+0j | 0 | 0 | 0+0j | 0 | 0 | 0+0j | 0 | 0 | 0+0j | 0 | 0 | 0+0j | 5666.667 | 2413.99 | 5666.667+2413.99j | 0 | 0 | 0+0j | 0 | 0 | 0 | 0 | 0 | 0 | 0 | 0 | 0 | 0 | 0 | 0 | 0 | 0 | 0 | 0 | 0 | 0 | 1 | 0 | 0 | 1 | 0 | 0 | 0 | 0 | 0 | 0 | 0 | OPEN | node_1402279_887_15294517_384 | BN | 8101603
load_220330774 |  | 0 | C | 0 | 0 | 0 | 0 | 0 | 0 | 0 | 0 | 0 | 0 | 0 | 0+0j | 0 | 0 | 0+0j | 0 | 0 | 0+0j | 0 | 0 | 0+0j | 0 | 0 | 0+0j | 0 | 0 | 0+0j | 14333.333 | 6105.974 | 14333.333+6105.974j | 0 | 0 | 0+0j | 0 | 0 | 0+0j | 0 | 0 | 0 | 0 | 0 | 0 | 0 | 0 | 0 | 0 | 0 | 0 | 0 | 0 | 0 | 0 | 0 | 0 | 1 | 0 | 0 | 1 | 0 | 0 | 0 | 0 | 0 | 0 | 0 | OPEN | node_1402502_654_15294282_382 | AN | 8101603
load_220330775 |  | 0 | C | 0 | 0 | 0 | 0 | 0 | 0 | 0 | 0 | 0 | 0 | 0 | 0+0j | 0 | 0 | 0+0j | 0 | 0 | 0+0j | 0 | 0 | 0+0j | 0 | 0 | 0+0j | 0 | 0 | 0+0j | 0 | 0 | 0+0j | 14333.333 | 6105.974 | 14333.333+6105.974j | 0 | 0 | 0+0j | 0 | 0 | 0 | 0 | 0 | 0 | 0 | 0 | 0 | 0 | 0 | 0 | 0 | 0 | 0 | 0 | 0 | 0 | 1 | 0 | 0 | 1 | 0 | 0 | 0 | 0 | 0 | 0 | 0 | OPEN | node_1402522_257_15294286_558 | BN | 8101603
load_220330776 |  | 0 | C | 0 | 0 | 0 | 0 | 0 | 0 | 0 | 0 | 0 | 0 | 0 | 0+0j | 0 | 0 | 0+0j | 0 | 0 | 0+0j | 0 | 0 | 0+0j | 0 | 0 | 0+0j | 0 | 0 | 0+0j | 0 | 0 | 0+0j | 0 | 0 | 0+0j | 14333.333 | 6105.974 | 14333.333+6105.974j | 0 | 0 | 0 | 0 | 0 | 0 | 0 | 0 | 0 | 0 | 0 | 0 | 0 | 0 | 0 | 0 | 0 | 0 | 1 | 0 | 0 | 1 | 0 | 0 | 0 | 0 | 0 | 0 | 0 | OPEN | node_1402482_944_15294285_154 | CN | 8101603
load_220330777 |  | 0 | C | 0 | 0 | 0 | 0 | 0 | 0 | 0 | 0 | 0 | 0 | 0 | 0+0j | 0 | 0 | 0+0j | 0 | 0 | 0+0j | 0 | 0 | 0+0j | 0 | 0 | 0+0j | 0 | 0 | 0+0j | 22666.667 | 9655.96 | 22666.667+9655.96j | 0 | 0 | 0+0j | 0 | 0 | 0+0j | 0 | 0 | 0 | 0 | 0 | 0 | 0 | 0 | 0 | 0 | 0 | 0 | 0 | 0 | 0 | 0 | 0 | 0 | 1 | 0 | 0 | 1 | 0 | 0 | 0 | 0 | 0 | 0 | 0 | OPEN | node_1402952_987_15294319_939 | AN | 8101603
load_220330778 |  | 0 | R | 0 | 0 | 0 | 0 | 0 | 0 | 0 | 0 | 0 | 0 | 0 | 0+0j | 0 | 0 | 0+0j | 0 | 0 | 0+0j | 0 | 0 | 0+0j | 0 | 0 | 0+0j | 0 | 0 | 0+0j | 0 | 0 | 0+0j | 1015.2 | 432.473 | 1015.2+432.473j | 0 | 0 | 0+0j | 0 | 0 | 0 | 0 | 0 | 0 | 0 | 0 | 0 | 0 | 0 | 0 | 0 | 0 | 0 | 0 | 0 | 0 | 1 | 0 | 0 | 1 | 0 | 0 | 0 | 0 | 0 | 0 | 0 | OPEN | node_1402969_108_15294326_423 | BN | 8101603
load_220330779 |  | 0 | C | 0 | 0 | 0 | 0 | 0 | 0 | 0 | 0 | 0 | 0 | 0 | 0+0j | 0 | 0 | 0+0j | 0 | 0 | 0+0j | 0 | 0 | 0+0j | 0 | 0 | 0+0j | 0 | 0 | 0+0j | 0 | 0 | 0+0j | 0 | 0 | 0+0j | 22666.667 | 9655.96 | 22666.667+9655.96j | 0 | 0 | 0 | 0 | 0 | 0 | 0 | 0 | 0 | 0 | 0 | 0 | 0 | 0 | 0 | 0 | 0 | 0 | 1 | 0 | 0 | 1 | 0 | 0 | 0 | 0 | 0 | 0 | 0 | OPEN | node_1402933_431_15294316_791 | CN | 8101603
load_220330780 |  | 0 | C | 0 | 0 | 0 | 0 | 0 | 0 | 0 | 0 | 0 | 0 | 0 | 0+0j | 0 | 0 | 0+0j | 0 | 0 | 0+0j | 0 | 0 | 0+0j | 0 | 0 | 0+0j | 0 | 0 | 0+0j | 12000 | 5111.979 | 12000+5111.979j | 0 | 0 | 0+0j | 0 | 0 | 0+0j | 0 | 0 | 0 | 0 | 0 | 0 | 0 | 0 | 0 | 0 | 0 | 0 | 0 | 0 | 0 | 0 | 0 | 0 | 1 | 0 | 0 | 1 | 0 | 0 | 0 | 0 | 0 | 0 | 0 | OPEN | node_1403405_844_15294206_82 | AN | 8101603
load_220330781 |  | 0 | C | 0 | 0 | 0 | 0 | 0 | 0 | 0 | 0 | 0 | 0 | 0 | 0+0j | 0 | 0 | 0+0j | 0 | 0 | 0+0j | 0 | 0 | 0+0j | 0 | 0 | 0+0j | 0 | 0 | 0+0j | 12000 | 5111.979 | 12000+5111.979j | 0 | 0 | 0+0j | 0 | 0 | 0+0j | 0 | 0 | 0 | 0 | 0 | 0 | 0 | 0 | 0 | 0 | 0 | 0 | 0 | 0 | 0 | 0 | 0 | 0 | 1 | 0 | 0 | 1 | 0 | 0 | 0 | 0 | 0 | 0 | 0 | OPEN | node_1403425_531_15294203_783 | AN | 8101603
load_220330782 |  | 0 | C | 0 | 0 | 0 | 0 | 0 | 0 | 0 | 0 | 0 | 0 | 0 | 0+0j | 0 | 0 | 0+0j | 0 | 0 | 0+0j | 0 | 0 | 0+0j | 0 | 0 | 0+0j | 0 | 0 | 0+0j | 0 | 0 | 0+0j | 0 | 0 | 0+0j | 0 | 0 | 0+0j | 0 | 0 | 0 | 0 | 0 | 0 | 0 | 0 | 0 | 0 | 0 | 0 | 0 | 0 | 0 | 0 | 0 | 0 | 1 | 0 | 0 | 1 | 0 | 0 | 0 | 0 | 0 | 0 | 0 | OPEN | node_1404510_007_15293967_505 | AN | 8101603
load_220330783 |  | 0 | C | 0 | 0 | 0 | 0 | 0 | 0 | 0 | 0 | 0 | 0 | 0 | 0+0j | 0 | 0 | 0+0j | 0 | 0 | 0+0j | 0 | 0 | 0+0j | 0 | 0 | 0+0j | 0 | 0 | 0+0j | 0 | 0 | 0+0j | 0 | 0 | 0+0j | 0 | 0 | 0+0j | 0 | 0 | 0 | 0 | 0 | 0 | 0 | 0 | 0 | 0 | 0 | 0 | 0 | 0 | 0 | 0 | 0 | 0 | 1 | 0 | 0 | 1 | 0 | 0 | 0 | 0 | 0 | 0 | 0 | OPEN | node_1404686_645_15294049_943 | AN | 8101603
load_220330792 |  | 0 | R | 0 | 0 | 0 | 0 | 0 | 0 | 0 | 0 | 0 | 0 | 0 | 0+0j | 0 | 0 | 0+0j | 0 | 0 | 0+0j | 0 | 0 | 0+0j | 0 | 0 | 0+0j | 0 | 0 | 0+0j | 68702.4 | 29267.1 | 68702.4+29267.1j | 0 | 0 | 0+0j | 0 | 0 | 0+0j | 0 | 0 | 0 | 0 | 0 | 0 | 0 | 0 | 0 | 0 | 0 | 0 | 0 | 0 | 0 | 0 | 0 | 0 | 1 | 0 | 0 | 1 | 0 | 0 | 0 | 0 | 0 | 0 | 0 | OPEN | node_1402669_15294789_007 | AN | 8101603
load_220330794 |  | 0 | R | 0 | 0 | 0 | 0 | 0 | 0 | 0 | 0 | 0 | 0 | 0 | 0+0j | 0 | 0 | 0+0j | 0 | 0 | 0+0j | 0 | 0 | 0+0j | 0 | 0 | 0+0j | 0 | 0 | 0+0j | 37274.4 | 15878.828 | 37274.4+15878.828j | 0 | 0 | 0+0j | 0 | 0 | 0+0j | 0 | 0 | 0 | 0 | 0 | 0 | 0 | 0 | 0 | 0 | 0 | 0 | 0 | 0 | 0 | 0 | 0 | 0 | 1 | 0 | 0 | 1 | 0 | 0 | 0 | 0 | 0 | 0 | 0 | OPEN | node_1402684_944_15294911_277 | AN | 8101603
load_220330795 |  | 0 | R | 0 | 0 | 0 | 0 | 0 | 0 | 0 | 0 | 0 | 0 | 0 | 0+0j | 0 | 0 | 0+0j | 0 | 0 | 0+0j | 0 | 0 | 0+0j | 0 | 0 | 0+0j | 0 | 0 | 0+0j | 115048.8 | 49010.584 | 115048.8+49010.584j | 0 | 0 | 0+0j | 0 | 0 | 0+0j | 0 | 0 | 0 | 0 | 0 | 0 | 0 | 0 | 0 | 0 | 0 | 0 | 0 | 0 | 0 | 0 | 0 | 0 | 1 | 0 | 0 | 1 | 0 | 0 | 0 | 0 | 0 | 0 | 0 | OPEN | node_1402659_503_15295460_944 | AN | 8101603
load_220330803 |  | 0 | R | 0 | 0 | 0 | 0 | 0 | 0 | 0 | 0 | 0 | 0 | 0 | 0+0j | 0 | 0 | 0+0j | 0 | 0 | 0+0j | 0 | 0 | 0+0j | 0 | 0 | 0+0j | 0 | 0 | 0+0j | 49068 | 20902.88 | 49068+20902.88j | 0 | 0 | 0+0j | 0 | 0 | 0+0j | 0 | 0 | 0 | 0 | 0 | 0 | 0 | 0 | 0 | 0 | 0 | 0 | 0 | 0 | 0 | 0 | 0 | 0 | 1 | 0 | 0 | 1 | 0 | 0 | 0 | 0 | 0 | 0 | 0 | OPEN | node_1402324_223_15294689_885 | AN | 8101603
load_220330804 |  | 0 | R | 0 | 0 | 0 | 0 | 0 | 0 | 0 | 0 | 0 | 0 | 0 | 0+0j | 0 | 0 | 0+0j | 0 | 0 | 0+0j | 0 | 0 | 0+0j | 0 | 0 | 0+0j | 0 | 0 | 0+0j | 41990.4 | 17887.835 | 41990.4+17887.835j | 0 | 0 | 0+0j | 0 | 0 | 0+0j | 0 | 0 | 0 | 0 | 0 | 0 | 0 | 0 | 0 | 0 | 0 | 0 | 0 | 0 | 0 | 0 | 0 | 0 | 1 | 0 | 0 | 1 | 0 | 0 | 0 | 0 | 0 | 0 | 0 | OPEN | node_1402372_435_15295020_27 | AN | 8101603
load_220330805 |  | 0 | R | 0 | 0 | 0 | 0 | 0 | 0 | 0 | 0 | 0 | 0 | 0 | 0+0j | 0 | 0 | 0+0j | 0 | 0 | 0+0j | 0 | 0 | 0+0j | 0 | 0 | 0+0j | 0 | 0 | 0+0j | 22140 | 9431.601 | 22140+9431.601j | 0 | 0 | 0+0j | 0 | 0 | 0+0j | 0 | 0 | 0 | 0 | 0 | 0 | 0 | 0 | 0 | 0 | 0 | 0 | 0 | 0 | 0 | 0 | 0 | 0 | 1 | 0 | 0 | 1 | 0 | 0 | 0 | 0 | 0 | 0 | 0 | OPEN | node_1402194_855_15294640_699 | AN | 8101603
load_220330806 |  | 0 | R | 0 | 0 | 0 | 0 | 0 | 0 | 0 | 0 | 0 | 0 | 0 | 0+0j | 0 | 0 | 0+0j | 0 | 0 | 0+0j | 0 | 0 | 0+0j | 0 | 0 | 0+0j | 0 | 0 | 0+0j | 123537.6 | 52626.797 | 123537.6+52626.797j | 0 | 0 | 0+0j | 0 | 0 | 0+0j | 0 | 0 | 0 | 0 | 0 | 0 | 0 | 0 | 0 | 0 | 0 | 0 | 0 | 0 | 0 | 0 | 0 | 0 | 1 | 0 | 0 | 1 | 0 | 0 | 0 | 0 | 0 | 0 | 0 | OPEN | node_1401813_537_15295111_159 | AN | 8101603
load_220330807 |  | 0 | R | 0 | 0 | 0 | 0 | 0 | 0 | 0 | 0 | 0 | 0 | 0 | 0+0j | 0 | 0 | 0+0j | 0 | 0 | 0+0j | 0 | 0 | 0+0j | 0 | 0 | 0+0j | 0 | 0 | 0+0j | 48189.6 | 20528.684 | 48189.6+20528.684j | 0 | 0 | 0+0j | 0 | 0 | 0+0j | 0 | 0 | 0 | 0 | 0 | 0 | 0 | 0 | 0 | 0 | 0 | 0 | 0 | 0 | 0 | 0 | 0 | 0 | 1 | 0 | 0 | 1 | 0 | 0 | 0 | 0 | 0 | 0 | 0 | OPEN | node_1401780_506_15295446_253 | AN | 8101603
load_220330816 |  | 0 | R | 0 | 0 | 0 | 0 | 0 | 0 | 0 | 0 | 0 | 0 | 0 | 0+0j | 0 | 0 | 0+0j | 0 | 0 | 0+0j | 0 | 0 | 0+0j | 0 | 0 | 0+0j | 0 | 0 | 0+0j | 96465.6 | 41094.174 | 96465.6+41094.174j | 0 | 0 | 0+0j | 0 | 0 | 0+0j | 0 | 0 | 0 | 0 | 0 | 0 | 0 | 0 | 0 | 0 | 0 | 0 | 0 | 0 | 0 | 0 | 0 | 0 | 1 | 0 | 0 | 1 | 0 | 0 | 0 | 0 | 0 | 0 | 0 | OPEN | node_1401552_596_15294822_952 | AN | 8101603
load_220330826 |  | 0 | C | 0 | 0 | 0 | 0 | 0 | 0 | 0 | 0 | 0 | 0 | 0 | 0+0j | 0 | 0 | 0+0j | 0 | 0 | 0+0j | 0 | 0 | 0+0j | 0 | 0 | 0+0j | 0 | 0 | 0+0j | 7000 | 2981.988 | 7000+2981.988j | 0 | 0 | 0+0j | 0 | 0 | 0+0j | 0 | 0 | 0 | 0 | 0 | 0 | 0 | 0 | 0 | 0 | 0 | 0 | 0 | 0 | 0 | 0 | 0 | 0 | 1 | 0 | 0 | 1 | 0 | 0 | 0 | 0 | 0 | 0 | 0 | OPEN | node_1400984_178_15294516_533 | AN | 8101603
load_220330834 |  | 0 | R | 0 | 0 | 0 | 0 | 0 | 0 | 0 | 0 | 0 | 0 | 0 | 0+0j | 0 | 0 | 0+0j | 0 | 0 | 0+0j | 0 | 0 | 0+0j | 0 | 0 | 0+0j | 0 | 0 | 0+0j | 107186.4 | 45661.215 | 107186.4+45661.215j | 0 | 0 | 0+0j | 0 | 0 | 0+0j | 0 | 0 | 0 | 0 | 0 | 0 | 0 | 0 | 0 | 0 | 0 | 0 | 0 | 0 | 0 | 0 | 0 | 0 | 1 | 0 | 0 | 1 | 0 | 0 | 0 | 0 | 0 | 0 | 0 | OPEN | node_1400918_486_15294799_096 | AN | 8101603
load_220330898 |  | 0 | R | 0 | 0 | 0 | 0 | 0 | 0 | 0 | 0 | 0 | 0 | 0 | 0+0j | 0 | 0 | 0+0j | 0 | 0 | 0+0j | 0 | 0 | 0+0j | 0 | 0 | 0+0j | 0 | 0 | 0+0j | 3856.8 | 1642.99 | 3856.8+1642.99j | 0 | 0 | 0+0j | 0 | 0 | 0+0j | 0 | 0 | 0 | 0 | 0 | 0 | 0 | 0 | 0 | 0 | 0 | 0 | 0 | 0 | 0 | 0 | 0 | 0 | 1 | 0 | 0 | 1 | 0 | 0 | 0 | 0 | 0 | 0 | 0 | OPEN | node_1399816_906_15294540_509 | AN | 8101603
load_220330899 |  | 0 | C | 0 | 0 | 0 | 0 | 0 | 0 | 0 | 0 | 0 | 0 | 0 | 0+0j | 0 | 0 | 0+0j | 0 | 0 | 0+0j | 0 | 0 | 0+0j | 0 | 0 | 0+0j | 0 | 0 | 0+0j | 0 | 0 | 0+0j | 35000 | 14909.938 | 35000+14909.938j | 0 | 0 | 0+0j | 0 | 0 | 0 | 0 | 0 | 0 | 0 | 0 | 0 | 0 | 0 | 0 | 0 | 0 | 0 | 0 | 0 | 0 | 1 | 0 | 0 | 1 | 0 | 0 | 0 | 0 | 0 | 0 | 0 | OPEN | node_1399813_244_15294566_647 | BN | 8101603
load_220330900 |  | 0 | C | 0 | 0 | 0 | 0 | 0 | 0 | 0 | 0 | 0 | 0 | 0 | 0+0j | 0 | 0 | 0+0j | 0 | 0 | 0+0j | 0 | 0 | 0+0j | 0 | 0 | 0+0j | 0 | 0 | 0+0j | 0 | 0 | 0+0j | 0 | 0 | 0+0j | 35000 | 14909.938 | 35000+14909.938j | 0 | 0 | 0 | 0 | 0 | 0 | 0 | 0 | 0 | 0 | 0 | 0 | 0 | 0 | 0 | 0 | 0 | 0 | 1 | 0 | 0 | 1 | 0 | 0 | 0 | 0 | 0 | 0 | 0 | OPEN | node_1399815_399_15294513_946 | CN | 8101603
load_220330904 |  | 0 | R | 0 | 0 | 0 | 0 | 0 | 0 | 0 | 0 | 0 | 0 | 0 | 0+0j | 0 | 0 | 0+0j | 0 | 0 | 0+0j | 0 | 0 | 0+0j | 0 | 0 | 0+0j | 0 | 0 | 0+0j | 50148 | 21362.959 | 50148+21362.959j | 0 | 0 | 0+0j | 0 | 0 | 0+0j | 0 | 0 | 0 | 0 | 0 | 0 | 0 | 0 | 0 | 0 | 0 | 0 | 0 | 0 | 0 | 0 | 0 | 0 | 1 | 0 | 0 | 1 | 0 | 0 | 0 | 0 | 0 | 0 | 0 | OPEN | node_1399750_734_15294887_764 | AN | 8101603
load_220330921 |  | 0 | C | 0 | 0 | 0 | 0 | 0 | 0 | 0 | 0 | 0 | 0 | 0 | 0+0j | 0 | 0 | 0+0j | 0 | 0 | 0+0j | 0 | 0 | 0+0j | 0 | 0 | 0+0j | 0 | 0 | 0+0j | 40000 | 17039.929 | 40000+17039.929j | 0 | 0 | 0+0j | 0 | 0 | 0+0j | 0 | 0 | 0 | 0 | 0 | 0 | 0 | 0 | 0 | 0 | 0 | 0 | 0 | 0 | 0 | 0 | 0 | 0 | 1 | 0 | 0 | 1 | 0 | 0 | 0 | 0 | 0 | 0 | 0 | OPEN | node_1399481_373_15294581_336 | AN | 8101603
load_220330935 |  | 0 | R | 0 | 0 | 0 | 0 | 0 | 0 | 0 | 0 | 0 | 0 | 0 | 0+0j | 0 | 0 | 0+0j | 0 | 0 | 0+0j | 0 | 0 | 0+0j | 0 | 0 | 0+0j | 0 | 0 | 0+0j | 25394.4 | 10817.969 | 25394.4+10817.969j | 0 | 0 | 0+0j | 0 | 0 | 0+0j | 0 | 0 | 0 | 0 | 0 | 0 | 0 | 0 | 0 | 0 | 0 | 0 | 0 | 0 | 0 | 0 | 0 | 0 | 1 | 0 | 0 | 1 | 0 | 0 | 0 | 0 | 0 | 0 | 0 | OPEN | node_1399449_889_15294973_613 | AN | 8101603
load_220330958 |  | 0 | C | 0 | 0 | 0 | 0 | 0 | 0 | 0 | 0 | 0 | 0 | 0 | 0+0j | 0 | 0 | 0+0j | 0 | 0 | 0+0j | 0 | 0 | 0+0j | 0 | 0 | 0+0j | 0 | 0 | 0+0j | 0 | 0 | 0+0j | 0 | 0 | 0+0j | 0 | 0 | 0+0j | 0 | 0 | 0 | 0 | 0 | 0 | 0 | 0 | 0 | 0 | 0 | 0 | 0 | 0 | 0 | 0 | 0 | 0 | 1 | 0 | 0 | 1 | 0 | 0 | 0 | 0 | 0 | 0 | 0 | OPEN | node_1399010_91_15294739_277 | BN | 8101603
load_220330959 |  | 0 | C | 0 | 0 | 0 | 0 | 0 | 0 | 0 | 0 | 0 | 0 | 0 | 0+0j | 0 | 0 | 0+0j | 0 | 0 | 0+0j | 0 | 0 | 0+0j | 0 | 0 | 0+0j | 0 | 0 | 0+0j | 0 | 0 | 0+0j | 0 | 0 | 0+0j | 0 | 0 | 0+0j | 0 | 0 | 0 | 0 | 0 | 0 | 0 | 0 | 0 | 0 | 0 | 0 | 0 | 0 | 0 | 0 | 0 | 0 | 1 | 0 | 0 | 1 | 0 | 0 | 0 | 0 | 0 | 0 | 0 | OPEN | node_1399012_142_15294724_37 | BN | 8101603
load_220330960 |  | 0 | C | 0 | 0 | 0 | 0 | 0 | 0 | 0 | 0 | 0 | 0 | 0 | 0+0j | 0 | 0 | 0+0j | 0 | 0 | 0+0j | 0 | 0 | 0+0j | 0 | 0 | 0+0j | 0 | 0 | 0+0j | 0 | 0 | 0+0j | 0 | 0 | 0+0j | 0 | 0 | 0+0j | 0 | 0 | 0 | 0 | 0 | 0 | 0 | 0 | 0 | 0 | 0 | 0 | 0 | 0 | 0 | 0 | 0 | 0 | 1 | 0 | 0 | 1 | 0 | 0 | 0 | 0 | 0 | 0 | 0 | OPEN | node_1399011_963_15294754_148 | CN | 8101603
load_220330961 |  | 0 | C | 0 | 0 | 0 | 0 | 0 | 0 | 0 | 0 | 0 | 0 | 0 | 0+0j | 0 | 0 | 0+0j | 0 | 0 | 0+0j | 0 | 0 | 0+0j | 0 | 0 | 0+0j | 0 | 0 | 0+0j | 3009.6 | 1282.084 | 3009.6+1282.084j | 0 | 0 | 0+0j | 0 | 0 | 0+0j | 0 | 0 | 0 | 0 | 0 | 0 | 0 | 0 | 0 | 0 | 0 | 0 | 0 | 0 | 0 | 0 | 0 | 0 | 1 | 0 | 0 | 1 | 0 | 0 | 0 | 0 | 0 | 0 | 0 | OPEN | node_1398987_311_15295075_492 | AN | 8101603
load_220330962 |  | 0 | R | 0 | 0 | 0 | 0 | 0 | 0 | 0 | 0 | 0 | 0 | 0 | 0+0j | 0 | 0 | 0+0j | 0 | 0 | 0+0j | 0 | 0 | 0+0j | 0 | 0 | 0+0j | 0 | 0 | 0+0j | 4240.8 | 1806.573 | 4240.8+1806.573j | 0 | 0 | 0+0j | 0 | 0 | 0+0j | 0 | 0 | 0 | 0 | 0 | 0 | 0 | 0 | 0 | 0 | 0 | 0 | 0 | 0 | 0 | 0 | 0 | 0 | 1 | 0 | 0 | 1 | 0 | 0 | 0 | 0 | 0 | 0 | 0 | OPEN | node_1398816_246_15294448_317 | AN | 8101603
load_220330963 |  | 0 | R | 0 | 0 | 0 | 0 | 0 | 0 | 0 | 0 | 0 | 0 | 0 | 0+0j | 0 | 0 | 0+0j | 0 | 0 | 0+0j | 0 | 0 | 0+0j | 0 | 0 | 0+0j | 0 | 0 | 0+0j | 4240.8 | 1806.573 | 4240.8+1806.573j | 0 | 0 | 0+0j | 0 | 0 | 0+0j | 0 | 0 | 0 | 0 | 0 | 0 | 0 | 0 | 0 | 0 | 0 | 0 | 0 | 0 | 0 | 0 | 0 | 0 | 1 | 0 | 0 | 1 | 0 | 0 | 0 | 0 | 0 | 0 | 0 | OPEN | node_1398812_764_15294474_501 | AN | 8101603
load_220330965 |  | 0 | R | 0 | 0 | 0 | 0 | 0 | 0 | 0 | 0 | 0 | 0 | 0 | 0+0j | 0 | 0 | 0+0j | 0 | 0 | 0+0j | 0 | 0 | 0+0j | 0 | 0 | 0+0j | 0 | 0 | 0+0j | 76982.4 | 32794.365 | 76982.4+32794.365j | 0 | 0 | 0+0j | 0 | 0 | 0+0j | 0 | 0 | 0 | 0 | 0 | 0 | 0 | 0 | 0 | 0 | 0 | 0 | 0 | 0 | 0 | 0 | 0 | 0 | 1 | 0 | 0 | 1 | 0 | 0 | 0 | 0 | 0 | 0 | 0 | OPEN | node_1398730_776_15294980_835 | AN | 8101603
load_220330969 |  | 0 | R | 0 | 0 | 0 | 0 | 0 | 0 | 0 | 0 | 0 | 0 | 0 | 0+0j | 0 | 0 | 0+0j | 0 | 0 | 0+0j | 0 | 0 | 0+0j | 0 | 0 | 0+0j | 0 | 0 | 0+0j | 43704 | 18617.826 | 43704+18617.826j | 0 | 0 | 0+0j | 0 | 0 | 0+0j | 0 | 0 | 0 | 0 | 0 | 0 | 0 | 0 | 0 | 0 | 0 | 0 | 0 | 0 | 0 | 0 | 0 | 0 | 1 | 0 | 0 | 1 | 0 | 0 | 0 | 0 | 0 | 0 | 0 | OPEN | node_1398282_29_15295396_542 | AN | 8101603
load_220330982 |  | 0 | C | 0 | 0 | 0 | 0 | 0 | 0 | 0 | 0 | 0 | 0 | 0 | 0+0j | 0 | 0 | 0+0j | 0 | 0 | 0+0j | 0 | 0 | 0+0j | 0 | 0 | 0+0j | 0 | 0 | 0+0j | 17500 | 7454.969 | 17500+7454.969j | 0 | 0 | 0+0j | 0 | 0 | 0+0j | 0 | 0 | 0 | 0 | 0 | 0 | 0 | 0 | 0 | 0 | 0 | 0 | 0 | 0 | 0 | 0 | 0 | 0 | 1 | 0 | 0 | 1 | 0 | 0 | 0 | 0 | 0 | 0 | 0 | OPEN | node_1398429_218_15294557_809 | AN | 8101603
load_220330983 |  | 0 | C | 0 | 0 | 0 | 0 | 0 | 0 | 0 | 0 | 0 | 0 | 0 | 0+0j | 0 | 0 | 0+0j | 0 | 0 | 0+0j | 0 | 0 | 0+0j | 0 | 0 | 0+0j | 0 | 0 | 0+0j | 17500 | 7454.969 | 17500+7454.969j | 0 | 0 | 0+0j | 0 | 0 | 0+0j | 0 | 0 | 0 | 0 | 0 | 0 | 0 | 0 | 0 | 0 | 0 | 0 | 0 | 0 | 0 | 0 | 0 | 0 | 1 | 0 | 0 | 1 | 0 | 0 | 0 | 0 | 0 | 0 | 0 | OPEN | node_1398442_149_15294547_185 | AN | 8101603
load_220330990 |  | 0 | R | 0 | 0 | 0 | 0 | 0 | 0 | 0 | 0 | 0 | 0 | 0 | 0+0j | 0 | 0 | 0+0j | 0 | 0 | 0+0j | 0 | 0 | 0+0j | 0 | 0 | 0+0j | 0 | 0 | 0+0j | 4204.8 | 1791.237 | 4204.8+1791.237j | 0 | 0 | 0+0j | 0 | 0 | 0+0j | 0 | 0 | 0 | 0 | 0 | 0 | 0 | 0 | 0 | 0 | 0 | 0 | 0 | 0 | 0 | 0 | 0 | 0 | 1 | 0 | 0 | 1 | 0 | 0 | 0 | 0 | 0 | 0 | 0 | OPEN | node_1398340_428_15294659_683 | AN | 8101603
load_220330991 |  | 0 | C | 0 | 0 | 0 | 0 | 0 | 0 | 0 | 0 | 0 | 0 | 0 | 0+0j | 0 | 0 | 0+0j | 0 | 0 | 0+0j | 0 | 0 | 0+0j | 0 | 0 | 0+0j | 0 | 0 | 0+0j | 5500 | 2342.99 | 5500+2342.99j | 0 | 0 | 0+0j | 0 | 0 | 0+0j | 0 | 0 | 0 | 0 | 0 | 0 | 0 | 0 | 0 | 0 | 0 | 0 | 0 | 0 | 0 | 0 | 0 | 0 | 1 | 0 | 0 | 1 | 0 | 0 | 0 | 0 | 0 | 0 | 0 | OPEN | node_1398274_448_15294935_987 | AN | 8101603
load_220330992 |  | 0 | C | 0 | 0 | 0 | 0 | 0 | 0 | 0 | 0 | 0 | 0 | 0 | 0+0j | 0 | 0 | 0+0j | 0 | 0 | 0+0j | 0 | 0 | 0+0j | 0 | 0 | 0+0j | 0 | 0 | 0+0j | 5500 | 2342.99 | 5500+2342.99j | 0 | 0 | 0+0j | 0 | 0 | 0+0j | 0 | 0 | 0 | 0 | 0 | 0 | 0 | 0 | 0 | 0 | 0 | 0 | 0 | 0 | 0 | 0 | 0 | 0 | 1 | 0 | 0 | 1 | 0 | 0 | 0 | 0 | 0 | 0 | 0 | OPEN | node_1398277_353_15294909_671 | AN | 8101603
load_220330993 |  | 0 | C | 0 | 0 | 0 | 0 | 0 | 0 | 0 | 0 | 0 | 0 | 0 | 0+0j | 0 | 0 | 0+0j | 0 | 0 | 0+0j | 0 | 0 | 0+0j | 0 | 0 | 0+0j | 0 | 0 | 0+0j | 6333.333 | 2697.989 | 6333.333+2697.989j | 0 | 0 | 0+0j | 0 | 0 | 0+0j | 0 | 0 | 0 | 0 | 0 | 0 | 0 | 0 | 0 | 0 | 0 | 0 | 0 | 0 | 0 | 0 | 0 | 0 | 1 | 0 | 0 | 1 | 0 | 0 | 0 | 0 | 0 | 0 | 0 | OPEN | node_1398272_594_15294997_892 | AN | 8101603
load_220330994 |  | 0 | C | 0 | 0 | 0 | 0 | 0 | 0 | 0 | 0 | 0 | 0 | 0 | 0+0j | 0 | 0 | 0+0j | 0 | 0 | 0+0j | 0 | 0 | 0+0j | 0 | 0 | 0+0j | 0 | 0 | 0+0j | 0 | 0 | 0+0j | 6333.333 | 2697.989 | 6333.333+2697.989j | 0 | 0 | 0+0j | 0 | 0 | 0 | 0 | 0 | 0 | 0 | 0 | 0 | 0 | 0 | 0 | 0 | 0 | 0 | 0 | 0 | 0 | 1 | 0 | 0 | 1 | 0 | 0 | 0 | 0 | 0 | 0 | 0 | OPEN | node_1398276_52_15294971_825 | BN | 8101603
load_220330995 |  | 0 | C | 0 | 0 | 0 | 0 | 0 | 0 | 0 | 0 | 0 | 0 | 0 | 0+0j | 0 | 0 | 0+0j | 0 | 0 | 0+0j | 0 | 0 | 0+0j | 0 | 0 | 0+0j | 0 | 0 | 0+0j | 0 | 0 | 0+0j | 0 | 0 | 0+0j | 6333.333 | 2697.989 | 6333.333+2697.989j | 0 | 0 | 0 | 0 | 0 | 0 | 0 | 0 | 0 | 0 | 0 | 0 | 0 | 0 | 0 | 0 | 0 | 0 | 1 | 0 | 0 | 1 | 0 | 0 | 0 | 0 | 0 | 0 | 0 | OPEN | node_1398273_831_15295024_477 | CN | 8101603
load_220330997 |  | 0 | R | 0 | 0 | 0 | 0 | 0 | 0 | 0 | 0 | 0 | 0 | 0 | 0+0j | 0 | 0 | 0+0j | 0 | 0 | 0+0j | 0 | 0 | 0+0j | 0 | 0 | 0+0j | 0 | 0 | 0+0j | 3258 | 1387.902 | 3258+1387.902j | 0 | 0 | 0+0j | 0 | 0 | 0+0j | 0 | 0 | 0 | 0 | 0 | 0 | 0 | 0 | 0 | 0 | 0 | 0 | 0 | 0 | 0 | 0 | 0 | 0 | 1 | 0 | 0 | 1 | 0 | 0 | 0 | 0 | 0 | 0 | 0 | OPEN | node_1397964_704_15295346_389 | AN | 8101603
load_220330998 |  | 0 | R | 0 | 0 | 0 | 0 | 0 | 0 | 0 | 0 | 0 | 0 | 0 | 0+0j | 0 | 0 | 0+0j | 0 | 0 | 0+0j | 0 | 0 | 0+0j | 0 | 0 | 0+0j | 0 | 0 | 0+0j | 3258 | 1387.902 | 3258+1387.902j | 0 | 0 | 0+0j | 0 | 0 | 0+0j | 0 | 0 | 0 | 0 | 0 | 0 | 0 | 0 | 0 | 0 | 0 | 0 | 0 | 0 | 0 | 0 | 0 | 0 | 1 | 0 | 0 | 1 | 0 | 0 | 0 | 0 | 0 | 0 | 0 | OPEN | node_1397968_281_15295320_229 | AN | 8101603
load_220330999 |  | 0 | C | 0 | 0 | 0 | 0 | 0 | 0 | 0 | 0 | 0 | 0 | 0 | 0+0j | 0 | 0 | 0+0j | 0 | 0 | 0+0j | 0 | 0 | 0+0j | 0 | 0 | 0+0j | 0 | 0 | 0+0j | 12333.333 | 5253.978 | 12333.333+5253.978j | 0 | 0 | 0+0j | 0 | 0 | 0+0j | 0 | 0 | 0 | 0 | 0 | 0 | 0 | 0 | 0 | 0 | 0 | 0 | 0 | 0 | 0 | 0 | 0 | 0 | 1 | 0 | 0 | 1 | 0 | 0 | 0 | 0 | 0 | 0 | 0 | OPEN | node_1398025_621_15294555_451 | AN | 8101603
load_220331000 |  | 0 | C | 0 | 0 | 0 | 0 | 0 | 0 | 0 | 0 | 0 | 0 | 0 | 0+0j | 0 | 0 | 0+0j | 0 | 0 | 0+0j | 0 | 0 | 0+0j | 0 | 0 | 0+0j | 0 | 0 | 0+0j | 0 | 0 | 0+0j | 12333.333 | 5253.978 | 12333.333+5253.978j | 0 | 0 | 0+0j | 0 | 0 | 0 | 0 | 0 | 0 | 0 | 0 | 0 | 0 | 0 | 0 | 0 | 0 | 0 | 0 | 0 | 0 | 1 | 0 | 0 | 1 | 0 | 0 | 0 | 0 | 0 | 0 | 0 | OPEN | node_1398029_038_15294529_251 | BN | 8101603
load_220331001 |  | 0 | C | 0 | 0 | 0 | 0 | 0 | 0 | 0 | 0 | 0 | 0 | 0 | 0+0j | 0 | 0 | 0+0j | 0 | 0 | 0+0j | 0 | 0 | 0+0j | 0 | 0 | 0+0j | 0 | 0 | 0+0j | 0 | 0 | 0+0j | 0 | 0 | 0+0j | 12333.333 | 5253.978 | 12333.333+5253.978j | 0 | 0 | 0 | 0 | 0 | 0 | 0 | 0 | 0 | 0 | 0 | 0 | 0 | 0 | 0 | 0 | 0 | 0 | 1 | 0 | 0 | 1 | 0 | 0 | 0 | 0 | 0 | 0 | 0 | OPEN | node_1398027_377_15294581_988 | CN | 8101603
load_220331002 |  | 0 | C | 0 | 0 | 0 | 0 | 0 | 0 | 0 | 0 | 0 | 0 | 0 | 0+0j | 0 | 0 | 0+0j | 0 | 0 | 0+0j | 0 | 0 | 0+0j | 0 | 0 | 0+0j | 0 | 0 | 0+0j | 29333.333 | 12495.948 | 29333.333+12495.948j | 0 | 0 | 0+0j | 0 | 0 | 0+0j | 0 | 0 | 0 | 0 | 0 | 0 | 0 | 0 | 0 | 0 | 0 | 0 | 0 | 0 | 0 | 0 | 0 | 0 | 1 | 0 | 0 | 1 | 0 | 0 | 0 | 0 | 0 | 0 | 0 | OPEN | node_1398241_356_15294728_19 | AN | 8101603
load_220331003 |  | 0 | C | 0 | 0 | 0 | 0 | 0 | 0 | 0 | 0 | 0 | 0 | 0 | 0+0j | 0 | 0 | 0+0j | 0 | 0 | 0+0j | 0 | 0 | 0+0j | 0 | 0 | 0+0j | 0 | 0 | 0+0j | 0 | 0 | 0+0j | 29333.333 | 12495.948 | 29333.333+12495.948j | 0 | 0 | 0+0j | 0 | 0 | 0 | 0 | 0 | 0 | 0 | 0 | 0 | 0 | 0 | 0 | 0 | 0 | 0 | 0 | 0 | 0 | 1 | 0 | 0 | 1 | 0 | 0 | 0 | 0 | 0 | 0 | 0 | OPEN | node_1398234_556_15294753_145 | BN | 8101603
load_220331004 |  | 0 | C | 0 | 0 | 0 | 0 | 0 | 0 | 0 | 0 | 0 | 0 | 0 | 0+0j | 0 | 0 | 0+0j | 0 | 0 | 0+0j | 0 | 0 | 0+0j | 0 | 0 | 0+0j | 0 | 0 | 0+0j | 0 | 0 | 0+0j | 0 | 0 | 0+0j | 29333.333 | 12495.948 | 29333.333+12495.948j | 0 | 0 | 0 | 0 | 0 | 0 | 0 | 0 | 0 | 0 | 0 | 0 | 0 | 0 | 0 | 0 | 0 | 0 | 1 | 0 | 0 | 1 | 0 | 0 | 0 | 0 | 0 | 0 | 0 | OPEN | node_1398243_103_15294701_681 | CN | 8101603
load_220331005 |  | 0 | C | 0 | 0 | 0 | 0 | 0 | 0 | 0 | 0 | 0 | 0 | 0 | 0+0j | 0 | 0 | 0+0j | 0 | 0 | 0+0j | 0 | 0 | 0+0j | 0 | 0 | 0+0j | 0 | 0 | 0+0j | 17000 | 7241.97 | 17000+7241.97j | 0 | 0 | 0+0j | 0 | 0 | 0+0j | 0 | 0 | 0 | 0 | 0 | 0 | 0 | 0 | 0 | 0 | 0 | 0 | 0 | 0 | 0 | 0 | 0 | 0 | 1 | 0 | 0 | 1 | 0 | 0 | 0 | 0 | 0 | 0 | 0 | OPEN | node_1398163_128_15294782_598 | AN | 8101603
load_220331006 |  | 0 | C | 0 | 0 | 0 | 0 | 0 | 0 | 0 | 0 | 0 | 0 | 0 | 0+0j | 0 | 0 | 0+0j | 0 | 0 | 0+0j | 0 | 0 | 0+0j | 0 | 0 | 0+0j | 0 | 0 | 0+0j | 0 | 0 | 0+0j | 17000 | 7241.97 | 17000+7241.97j | 0 | 0 | 0+0j | 0 | 0 | 0 | 0 | 0 | 0 | 0 | 0 | 0 | 0 | 0 | 0 | 0 | 0 | 0 | 0 | 0 | 0 | 1 | 0 | 0 | 1 | 0 | 0 | 0 | 0 | 0 | 0 | 0 | OPEN | node_1398159_745_15294808_806 | BN | 8101603
load_220331007 |  | 0 | C | 0 | 0 | 0 | 0 | 0 | 0 | 0 | 0 | 0 | 0 | 0 | 0+0j | 0 | 0 | 0+0j | 0 | 0 | 0+0j | 0 | 0 | 0+0j | 0 | 0 | 0+0j | 0 | 0 | 0+0j | 0 | 0 | 0+0j | 0 | 0 | 0+0j | 17000 | 7241.97 | 17000+7241.97j | 0 | 0 | 0 | 0 | 0 | 0 | 0 | 0 | 0 | 0 | 0 | 0 | 0 | 0 | 0 | 0 | 0 | 0 | 1 | 0 | 0 | 1 | 0 | 0 | 0 | 0 | 0 | 0 | 0 | OPEN | node_1398161_337_15294756_064 | CN | 8101603
load_220331008 |  | 0 | R | 0 | 0 | 0 | 0 | 0 | 0 | 0 | 0 | 0 | 0 | 0 | 0+0j | 0 | 0 | 0+0j | 0 | 0 | 0+0j | 0 | 0 | 0+0j | 0 | 0 | 0+0j | 0 | 0 | 0+0j | 14397.6 | 6133.352 | 14397.6+6133.352j | 0 | 0 | 0+0j | 0 | 0 | 0+0j | 0 | 0 | 0 | 0 | 0 | 0 | 0 | 0 | 0 | 0 | 0 | 0 | 0 | 0 | 0 | 0 | 0 | 0 | 1 | 0 | 0 | 1 | 0 | 0 | 0 | 0 | 0 | 0 | 0 | OPEN | node_1397980_72_15295137_13 | AN | 8101603
load_220331009 |  | 0 | C | 0 | 0 | 0 | 0 | 0 | 0 | 0 | 0 | 0 | 0 | 0 | 0+0j | 0 | 0 | 0+0j | 0 | 0 | 0+0j | 0 | 0 | 0+0j | 0 | 0 | 0+0j | 0 | 0 | 0+0j | 0 | 0 | 0+0j | 13333.333 | 5679.976 | 13333.333+5679.976j | 0 | 0 | 0+0j | 0 | 0 | 0 | 0 | 0 | 0 | 0 | 0 | 0 | 0 | 0 | 0 | 0 | 0 | 0 | 0 | 0 | 0 | 1 | 0 | 0 | 1 | 0 | 0 | 0 | 0 | 0 | 0 | 0 | OPEN | node_1397983_883_15295110_871 | BN | 8101603
load_220331010 |  | 0 | R | 0 | 0 | 0 | 0 | 0 | 0 | 0 | 0 | 0 | 0 | 0 | 0+0j | 0 | 0 | 0+0j | 0 | 0 | 0+0j | 0 | 0 | 0+0j | 0 | 0 | 0+0j | 0 | 0 | 0+0j | 0 | 0 | 0+0j | 0 | 0 | 0+0j | 14397.6 | 6133.352 | 14397.6+6133.352j | 0 | 0 | 0 | 0 | 0 | 0 | 0 | 0 | 0 | 0 | 0 | 0 | 0 | 0 | 0 | 0 | 0 | 0 | 1 | 0 | 0 | 1 | 0 | 0 | 0 | 0 | 0 | 0 | 0 | OPEN | node_1397982_732_15295163_637 | CN | 8101603
load_220331030 |  | 0 | C | 0 | 0 | 0 | 0 | 0 | 0 | 0 | 0 | 0 | 0 | 0 | 0+0j | 0 | 0 | 0+0j | 0 | 0 | 0+0j | 0 | 0 | 0+0j | 0 | 0 | 0+0j | 0 | 0 | 0+0j | 0 | 0 | 0+0j | 0 | 0 | 0+0j | 0 | 0 | 0+0j | 0 | 0 | 0 | 0 | 0 | 0 | 0 | 0 | 0 | 0 | 0 | 0 | 0 | 0 | 0 | 0 | 0 | 0 | 1 | 0 | 0 | 1 | 0 | 0 | 0 | 0 | 0 | 0 | 0 | OPEN | node_1397489_567_15295388_954 | AN | 8101603
load_220331031 |  | 0 | C | 0 | 0 | 0 | 0 | 0 | 0 | 0 | 0 | 0 | 0 | 0 | 0+0j | 0 | 0 | 0+0j | 0 | 0 | 0+0j | 0 | 0 | 0+0j | 0 | 0 | 0+0j | 0 | 0 | 0+0j | 0 | 0 | 0+0j | 0 | 0 | 0+0j | 0 | 0 | 0+0j | 0 | 0 | 0 | 0 | 0 | 0 | 0 | 0 | 0 | 0 | 0 | 0 | 0 | 0 | 0 | 0 | 0 | 0 | 1 | 0 | 0 | 1 | 0 | 0 | 0 | 0 | 0 | 0 | 0 | OPEN | node_1397489_086_15295415_57 | AN | 8101603
load_220331032 |  | 0 | C | 0 | 0 | 0 | 0 | 0 | 0 | 0 | 0 | 0 | 0 | 0 | 0+0j | 0 | 0 | 0+0j | 0 | 0 | 0+0j | 0 | 0 | 0+0j | 0 | 0 | 0+0j | 0 | 0 | 0+0j | 6500 | 2768.988 | 6500+2768.988j | 0 | 0 | 0+0j | 0 | 0 | 0+0j | 0 | 0 | 0 | 0 | 0 | 0 | 0 | 0 | 0 | 0 | 0 | 0 | 0 | 0 | 0 | 0 | 0 | 0 | 1 | 0 | 0 | 1 | 0 | 0 | 0 | 0 | 0 | 0 | 0 | OPEN | node_1397880_242_15295338_561 | AN | 8101603
load_220331033 |  | 0 | C | 0 | 0 | 0 | 0 | 0 | 0 | 0 | 0 | 0 | 0 | 0 | 0+0j | 0 | 0 | 0+0j | 0 | 0 | 0+0j | 0 | 0 | 0+0j | 0 | 0 | 0+0j | 0 | 0 | 0+0j | 6500 | 2768.988 | 6500+2768.988j | 0 | 0 | 0+0j | 0 | 0 | 0+0j | 0 | 0 | 0 | 0 | 0 | 0 | 0 | 0 | 0 | 0 | 0 | 0 | 0 | 0 | 0 | 0 | 0 | 0 | 1 | 0 | 0 | 1 | 0 | 0 | 0 | 0 | 0 | 0 | 0 | OPEN | node_1397899_444_15295345_37 | AN | 8101603
load_220331164 |  | 0 | R | 0 | 0 | 0 | 0 | 0 | 0 | 0 | 0 | 0 | 0 | 0 | 0+0j | 0 | 0 | 0+0j | 0 | 0 | 0+0j | 0 | 0 | 0+0j | 0 | 0 | 0+0j | 0 | 0 | 0+0j | 16246.8 | 6921.108 | 16246.8+6921.108j | 0 | 0 | 0+0j | 0 | 0 | 0+0j | 0 | 0 | 0 | 0 | 0 | 0 | 0 | 0 | 0 | 0 | 0 | 0 | 0 | 0 | 0 | 0 | 0 | 0 | 1 | 0 | 0 | 1 | 0 | 0 | 0 | 0 | 0 | 0 | 0 | OPEN | node_1397382_328_15295257_894 | AN | 8101603
load_220331165 |  | 0 | R | 0 | 0 | 0 | 0 | 0 | 0 | 0 | 0 | 0 | 0 | 0 | 0+0j | 0 | 0 | 0+0j | 0 | 0 | 0+0j | 0 | 0 | 0+0j | 0 | 0 | 0+0j | 0 | 0 | 0+0j | 16246.8 | 6921.108 | 16246.8+6921.108j | 0 | 0 | 0+0j | 0 | 0 | 0+0j | 0 | 0 | 0 | 0 | 0 | 0 | 0 | 0 | 0 | 0 | 0 | 0 | 0 | 0 | 0 | 0 | 0 | 0 | 1 | 0 | 0 | 1 | 0 | 0 | 0 | 0 | 0 | 0 | 0 | OPEN | node_1397385_333_15295284_239 | AN | 8101603
load_220331440 |  | 0 | C | 0 | 0 | 0 | 0 | 0 | 0 | 0 | 0 | 0 | 0 | 0 | 0+0j | 0 | 0 | 0+0j | 0 | 0 | 0+0j | 0 | 0 | 0+0j | 0 | 0 | 0+0j | 0 | 0 | 0+0j | 22333.333 | 9513.96 | 22333.333+9513.96j | 0 | 0 | 0+0j | 0 | 0 | 0+0j | 0 | 0 | 0 | 0 | 0 | 0 | 0 | 0 | 0 | 0 | 0 | 0 | 0 | 0 | 0 | 0 | 0 | 0 | 1 | 0 | 0 | 1 | 0 | 0 | 0 | 0 | 0 | 0 | 0 | OPEN | node_1397622_699_15295032_267 | AN | 8101603
load_220331441 |  | 0 | C | 0 | 0 | 0 | 0 | 0 | 0 | 0 | 0 | 0 | 0 | 0 | 0+0j | 0 | 0 | 0+0j | 0 | 0 | 0+0j | 0 | 0 | 0+0j | 0 | 0 | 0+0j | 0 | 0 | 0+0j | 0 | 0 | 0+0j | 22333.333 | 9513.96 | 22333.333+9513.96j | 0 | 0 | 0+0j | 0 | 0 | 0 | 0 | 0 | 0 | 0 | 0 | 0 | 0 | 0 | 0 | 0 | 0 | 0 | 0 | 0 | 0 | 1 | 0 | 0 | 1 | 0 | 0 | 0 | 0 | 0 | 0 | 0 | OPEN | node_1397661_824_15295037_851 | BN | 8101603
load_220331442 |  | 0 | C | 0 | 0 | 0 | 0 | 0 | 0 | 0 | 0 | 0 | 0 | 0 | 0+0j | 0 | 0 | 0+0j | 0 | 0 | 0+0j | 0 | 0 | 0+0j | 0 | 0 | 0+0j | 0 | 0 | 0+0j | 0 | 0 | 0+0j | 0 | 0 | 0+0j | 22333.333 | 9513.96 | 22333.333+9513.96j | 0 | 0 | 0 | 0 | 0 | 0 | 0 | 0 | 0 | 0 | 0 | 0 | 0 | 0 | 0 | 0 | 0 | 0 | 1 | 0 | 0 | 1 | 0 | 0 | 0 | 0 | 0 | 0 | 0 | OPEN | node_1397642_519_15295031_603 | CN | 8101603
load_220425711 |  | 0 | C | 0 | 0 | 0 | 0 | 0 | 0 | 0 | 0 | 0 | 0 | 0 | 0+0j | 0 | 0 | 0+0j | 0 | 0 | 0+0j | 0 | 0 | 0+0j | 0 | 0 | 0+0j | 0 | 0 | 0+0j | 0 | 0 | 0+0j | 0 | 0 | 0+0j | 2333.333 | 993.996 | 2333.333+993.996j | 0 | 0 | 0 | 0 | 0 | 0 | 0 | 0 | 0 | 0 | 0 | 0 | 0 | 0 | 0 | 0 | 0 | 0 | 1 | 0 | 0 | 1 | 0 | 0 | 0 | 0 | 0 | 0 | 0 | OPEN | node_1400539_64_15294254_122 | CN | 8101603
load_220439690 |  | 0 | C | 0 | 0 | 0 | 0 | 0 | 0 | 0 | 0 | 0 | 0 | 0 | 0+0j | 0 | 0 | 0+0j | 0 | 0 | 0+0j | 0 | 0 | 0+0j | 0 | 0 | 0+0j | 0 | 0 | 0+0j | 15333.333 | 6531.973 | 15333.333+6531.973j | 0 | 0 | 0+0j | 0 | 0 | 0+0j | 0 | 0 | 0 | 0 | 0 | 0 | 0 | 0 | 0 | 0 | 0 | 0 | 0 | 0 | 0 | 0 | 0 | 0 | 1 | 0 | 0 | 1 | 0 | 0 | 0 | 0 | 0 | 0 | 0 | OPEN | node_1400149_211_15294546_909 | AN | 8101603
load_220439701 |  | 0 | C | 0 | 0 | 0 | 0 | 0 | 0 | 0 | 0 | 0 | 0 | 0 | 0+0j | 0 | 0 | 0+0j | 0 | 0 | 0+0j | 0 | 0 | 0+0j | 0 | 0 | 0+0j | 0 | 0 | 0+0j | 0 | 0 | 0+0j | 0 | 0 | 0+0j | 5666.667 | 2413.99 | 5666.667+2413.99j | 0 | 0 | 0 | 0 | 0 | 0 | 0 | 0 | 0 | 0 | 0 | 0 | 0 | 0 | 0 | 0 | 0 | 0 | 1 | 0 | 0 | 1 | 0 | 0 | 0 | 0 | 0 | 0 | 0 | OPEN | node_1402265_264_15294535_249 | CN | 8101603
load_220439709 |  | 0 | C | 0 | 0 | 0 | 0 | 0 | 0 | 0 | 0 | 0 | 0 | 0 | 0+0j | 0 | 0 | 0+0j | 0 | 0 | 0+0j | 0 | 0 | 0+0j | 0 | 0 | 0+0j | 0 | 0 | 0+0j | 0 | 0 | 0+0j | 15333.333 | 6531.973 | 15333.333+6531.973j | 0 | 0 | 0+0j | 0 | 0 | 0 | 0 | 0 | 0 | 0 | 0 | 0 | 0 | 0 | 0 | 0 | 0 | 0 | 0 | 0 | 0 | 1 | 0 | 0 | 1 | 0 | 0 | 0 | 0 | 0 | 0 | 0 | OPEN | node_1400145_035_15294572_904 | BN | 8101603
load_220439823 |  | 0 | C | 0 | 0 | 0 | 0 | 0 | 0 | 0 | 0 | 0 | 0 | 0 | 0+0j | 0 | 0 | 0+0j | 0 | 0 | 0+0j | 0 | 0 | 0+0j | 0 | 0 | 0+0j | 0 | 0 | 0+0j | 0 | 0 | 0+0j | 0 | 0 | 0+0j | 15333.333 | 6531.973 | 15333.333+6531.973j | 0 | 0 | 0 | 0 | 0 | 0 | 0 | 0 | 0 | 0 | 0 | 0 | 0 | 0 | 0 | 0 | 0 | 0 | 1 | 0 | 0 | 1 | 0 | 0 | 0 | 0 | 0 | 0 | 0 | OPEN | node_1400148_228_15294520_307 | CN | 8101603
load_220450423 |  | 0 | R | 0 | 0 | 0 | 0 | 0 | 0 | 0 | 0 | 0 | 0 | 0 | 0+0j | 0 | 0 | 0+0j | 0 | 0 | 0+0j | 0 | 0 | 0+0j | 0 | 0 | 0+0j | 0 | 0 | 0+0j | 10875.6 | 4632.986 | 10875.6+4632.986j | 0 | 0 | 0+0j | 0 | 0 | 0+0j | 0 | 0 | 0 | 0 | 0 | 0 | 0 | 0 | 0 | 0 | 0 | 0 | 0 | 0 | 0 | 0 | 0 | 0 | 1 | 0 | 0 | 1 | 0 | 0 | 0 | 0 | 0 | 0 | 0 | OPEN | node_1400056_132_15294684_024 | AN | 8101603
load_220518088 |  | 0 | C | 0 | 0 | 0 | 0 | 0 | 0 | 0 | 0 | 0 | 0 | 0 | 0+0j | 0 | 0 | 0+0j | 0 | 0 | 0+0j | 0 | 0 | 0+0j | 0 | 0 | 0+0j | 0 | 0 | 0+0j | 21000 | 8945.963 | 21000+8945.963j | 0 | 0 | 0+0j | 0 | 0 | 0+0j | 0 | 0 | 0 | 0 | 0 | 0 | 0 | 0 | 0 | 0 | 0 | 0 | 0 | 0 | 0 | 0 | 0 | 0 | 1 | 0 | 0 | 1 | 0 | 0 | 0 | 0 | 0 | 0 | 0 | OPEN | node_1402598_788_15294287_622 | AN | 8101603
load_220518089 |  | 0 | C | 0 | 0 | 0 | 0 | 0 | 0 | 0 | 0 | 0 | 0 | 0 | 0+0j | 0 | 0 | 0+0j | 0 | 0 | 0+0j | 0 | 0 | 0+0j | 0 | 0 | 0+0j | 0 | 0 | 0+0j | 0 | 0 | 0+0j | 21000 | 8945.963 | 21000+8945.963j | 0 | 0 | 0+0j | 0 | 0 | 0 | 0 | 0 | 0 | 0 | 0 | 0 | 0 | 0 | 0 | 0 | 0 | 0 | 0 | 0 | 0 | 1 | 0 | 0 | 1 | 0 | 0 | 0 | 0 | 0 | 0 | 0 | OPEN | node_1402559_475_15294288_372 | BN | 8101603
load_220529945 |  | 0 | C | 0 | 0 | 0 | 0 | 0 | 0 | 0 | 0 | 0 | 0 | 0 | 0+0j | 0 | 0 | 0+0j | 0 | 0 | 0+0j | 0 | 0 | 0+0j | 0 | 0 | 0+0j | 0 | 0 | 0+0j | 12000 | 5111.979 | 12000+5111.979j | 12000 | 5111.979 | 12000+5111.979j | 12000 | 5111.979 | 12000+5111.979j | 0 | 0 | 0 | 0 | 0 | 0 | 0 | 0 | 0 | 0 | 0 | 0 | 0 | 0 | 0 | 0 | 0 | 0 | 1 | 0 | 0 | 1 | 0 | 0 | 0 | 0 | 0 | 0 | 0 | OPEN | node_1401789_63_15294249_831 | ABCN | 8101603
load_220535579 |  | 0 | R | 0 | 0 | 0 | 0 | 0 | 0 | 0 | 0 | 0 | 0 | 0 | 0+0j | 0 | 0 | 0+0j | 0 | 0 | 0+0j | 0 | 0 | 0+0j | 0 | 0 | 0+0j | 0 | 0 | 0+0j | 101304 | 43155.323 | 101304+43155.323j | 0 | 0 | 0+0j | 0 | 0 | 0+0j | 0 | 0 | 0 | 0 | 0 | 0 | 0 | 0 | 0 | 0 | 0 | 0 | 0 | 0 | 0 | 0 | 0 | 0 | 1 | 0 | 0 | 1 | 0 | 0 | 0 | 0 | 0 | 0 | 0 | OPEN | node_1398363_841_15295126_212 | AN | 8101603
load_220543234 |  | 0 | C | 0 | 0 | 0 | 0 | 0 | 0 | 0 | 0 | 0 | 0 | 0 | 0+0j | 0 | 0 | 0+0j | 0 | 0 | 0+0j | 0 | 0 | 0+0j | 0 | 0 | 0+0j | 0 | 0 | 0+0j | 9000 | 3833.984 | 9000+3833.984j | 0 | 0 | 0+0j | 0 | 0 | 0+0j | 0 | 0 | 0 | 0 | 0 | 0 | 0 | 0 | 0 | 0 | 0 | 0 | 0 | 0 | 0 | 0 | 0 | 0 | 1 | 0 | 0 | 1 | 0 | 0 | 0 | 0 | 0 | 0 | 0 | OPEN | node_1399426_155_15295269_274 | AN | 8101603
load_220543238 |  | 0 | C | 0 | 0 | 0 | 0 | 0 | 0 | 0 | 0 | 0 | 0 | 0 | 0+0j | 0 | 0 | 0+0j | 0 | 0 | 0+0j | 0 | 0 | 0+0j | 0 | 0 | 0+0j | 0 | 0 | 0+0j | 7000 | 2981.988 | 7000+2981.988j | 0 | 0 | 0+0j | 0 | 0 | 0+0j | 0 | 0 | 0 | 0 | 0 | 0 | 0 | 0 | 0 | 0 | 0 | 0 | 0 | 0 | 0 | 0 | 0 | 0 | 1 | 0 | 0 | 1 | 0 | 0 | 0 | 0 | 0 | 0 | 0 | OPEN | node_1400987_935_15294490_42 | AN | 8101603
load_220543633 |  | 0 | C | 0 | 0 | 0 | 0 | 0 | 0 | 0 | 0 | 0 | 0 | 0 | 0+0j | 0 | 0 | 0+0j | 0 | 0 | 0+0j | 0 | 0 | 0+0j | 0 | 0 | 0+0j | 0 | 0 | 0+0j | 0 | 0 | 0+0j | 0 | 0 | 0+0j | 21000 | 8945.963 | 21000+8945.963j | 0 | 0 | 0 | 0 | 0 | 0 | 0 | 0 | 0 | 0 | 0 | 0 | 0 | 0 | 0 | 0 | 0 | 0 | 1 | 0 | 0 | 1 | 0 | 0 | 0 | 0 | 0 | 0 | 0 | OPEN | node_1402579_079_15294284_522 | CN | 8101603
load_220594945 |  | 0 | C | 0 | 0 | 0 | 0 | 0 | 0 | 0 | 0 | 0 | 0 | 0 | 0+0j | 0 | 0 | 0+0j | 0 | 0 | 0+0j | 0 | 0 | 0+0j | 0 | 0 | 0+0j | 0 | 0 | 0+0j | 5333.333 | 2271.99 | 5333.333+2271.99j | 0 | 0 | 0+0j | 0 | 0 | 0+0j | 0 | 0 | 0 | 0 | 0 | 0 | 0 | 0 | 0 | 0 | 0 | 0 | 0 | 0 | 0 | 0 | 0 | 0 | 1 | 0 | 0 | 1 | 0 | 0 | 0 | 0 | 0 | 0 | 0 | OPEN | node_1402684_826_15294549_946 | AN | 8101603
load_220594946 |  | 0 | C | 0 | 0 | 0 | 0 | 0 | 0 | 0 | 0 | 0 | 0 | 0 | 0+0j | 0 | 0 | 0+0j | 0 | 0 | 0+0j | 0 | 0 | 0+0j | 0 | 0 | 0+0j | 0 | 0 | 0+0j | 0 | 0 | 0+0j | 5333.333 | 2271.99 | 5333.333+2271.99j | 0 | 0 | 0+0j | 0 | 0 | 0 | 0 | 0 | 0 | 0 | 0 | 0 | 0 | 0 | 0 | 0 | 0 | 0 | 0 | 0 | 0 | 1 | 0 | 0 | 1 | 0 | 0 | 0 | 0 | 0 | 0 | 0 | OPEN | node_1402684_116_15294576_55 | BN | 8101603
load_220594947 |  | 0 | C | 0 | 0 | 0 | 0 | 0 | 0 | 0 | 0 | 0 | 0 | 0 | 0+0j | 0 | 0 | 0+0j | 0 | 0 | 0+0j | 0 | 0 | 0+0j | 0 | 0 | 0+0j | 0 | 0 | 0+0j | 0 | 0 | 0+0j | 0 | 0 | 0+0j | 5333.333 | 2271.99 | 5333.333+2271.99j | 0 | 0 | 0 | 0 | 0 | 0 | 0 | 0 | 0 | 0 | 0 | 0 | 0 | 0 | 0 | 0 | 0 | 0 | 1 | 0 | 0 | 1 | 0 | 0 | 0 | 0 | 0 | 0 | 0 | OPEN | node_1402680_383_15294523_959 | CN | 8101603
load_310016882 |  | 0 | R | 0 | 0 | 0 | 0 | 0 | 0 | 0 | 0 | 0 | 0 | 0 | 0+0j | 0 | 0 | 0+0j | 0 | 0 | 0+0j | 0 | 0 | 0+0j | 0 | 0 | 0+0j | 0 | 0 | 0+0j | 79790.4 | 33990.568 | 79790.4+33990.568j | 0 | 0 | 0+0j | 0 | 0 | 0+0j | 0 | 0 | 0 | 0 | 0 | 0 | 0 | 0 | 0 | 0 | 0 | 0 | 0 | 0 | 0 | 0 | 0 | 0 | 1 | 0 | 0 | 1 | 0 | 0 | 0 | 0 | 0 | 0 | 0 | OPEN | node_1398689_442_15294814_301 | AN | 8101603
load_310017132 |  | 0 | C | 0 | 0 | 0 | 0 | 0 | 0 | 0 | 0 | 0 | 0 | 0 | 0+0j | 0 | 0 | 0+0j | 0 | 0 | 0+0j | 0 | 0 | 0+0j | 0 | 0 | 0+0j | 0 | 0 | 0+0j | 13000 | 5537.977 | 13000+5537.977j | 0 | 0 | 0+0j | 0 | 0 | 0+0j | 0 | 0 | 0 | 0 | 0 | 0 | 0 | 0 | 0 | 0 | 0 | 0 | 0 | 0 | 0 | 0 | 0 | 0 | 1 | 0 | 0 | 1 | 0 | 0 | 0 | 0 | 0 | 0 | 0 | OPEN | node_1398516_61_15294412_06 | AN | 8101603
load_310017133 |  | 0 | C | 0 | 0 | 0 | 0 | 0 | 0 | 0 | 0 | 0 | 0 | 0 | 0+0j | 0 | 0 | 0+0j | 0 | 0 | 0+0j | 0 | 0 | 0+0j | 0 | 0 | 0+0j | 0 | 0 | 0+0j | 0 | 0 | 0+0j | 13000 | 5537.977 | 13000+5537.977j | 0 | 0 | 0+0j | 0 | 0 | 0 | 0 | 0 | 0 | 0 | 0 | 0 | 0 | 0 | 0 | 0 | 0 | 0 | 0 | 0 | 0 | 1 | 0 | 0 | 1 | 0 | 0 | 0 | 0 | 0 | 0 | 0 | OPEN | node_1398478_695_15294397_748 | BN | 8101603
load_310049190 |  | 0 | C | 0 | 0 | 0 | 0 | 0 | 0 | 0 | 0 | 0 | 0 | 0 | 0+0j | 0 | 0 | 0+0j | 0 | 0 | 0+0j | 0 | 0 | 0+0j | 0 | 0 | 0+0j | 0 | 0 | 0+0j | 5500 | 2342.99 | 5500+2342.99j | 0 | 0 | 0+0j | 0 | 0 | 0+0j | 0 | 0 | 0 | 0 | 0 | 0 | 0 | 0 | 0 | 0 | 0 | 0 | 0 | 0 | 0 | 0 | 0 | 0 | 1 | 0 | 0 | 1 | 0 | 0 | 0 | 0 | 0 | 0 | 0 | OPEN | node_1400042_998_15294680_76 | AN | 8101603
load_310061357 |  | 0 | C | 0 | 0 | 0 | 0 | 0 | 0 | 0 | 0 | 0 | 0 | 0 | 0+0j | 0 | 0 | 0+0j | 0 | 0 | 0+0j | 0 | 0 | 0+0j | 0 | 0 | 0+0j | 0 | 0 | 0+0j | 0 | 0 | 0+0j | 0 | 0 | 0+0j | 13000 | 5537.977 | 13000+5537.977j | 0 | 0 | 0 | 0 | 0 | 0 | 0 | 0 | 0 | 0 | 0 | 0 | 0 | 0 | 0 | 0 | 0 | 0 | 1 | 0 | 0 | 1 | 0 | 0 | 0 | 0 | 0 | 0 | 0 | OPEN | node_1398496_966_15294408_25 | CN | 8101603
load_311894977 |  | 0 | C | 0 | 0 | 0 | 0 | 0 | 0 | 0 | 0 | 0 | 0 | 0 | 0+0j | 0 | 0 | 0+0j | 0 | 0 | 0+0j | 0 | 0 | 0+0j | 0 | 0 | 0+0j | 0 | 0 | 0+0j | 0 | 0 | 0+0j | 0 | 0 | 0+0j | 0 | 0 | 0+0j | 0 | 0 | 0 | 0 | 0 | 0 | 0 | 0 | 0 | 0 | 0 | 0 | 0 | 0 | 0 | 0 | 0 | 0 | 1 | 0 | 0 | 1 | 0 | 0 | 0 | 0 | 0 | 0 | 0 | OPEN | node_1397280_312_15295567_541 | AN | 8101603
load_311894978 |  | 0 | C | 0 | 0 | 0 | 0 | 0 | 0 | 0 | 0 | 0 | 0 | 0 | 0+0j | 0 | 0 | 0+0j | 0 | 0 | 0+0j | 0 | 0 | 0+0j | 0 | 0 | 0+0j | 0 | 0 | 0+0j | 0 | 0 | 0+0j | 0 | 0 | 0+0j | 0 | 0 | 0+0j | 0 | 0 | 0 | 0 | 0 | 0 | 0 | 0 | 0 | 0 | 0 | 0 | 0 | 0 | 0 | 0 | 0 | 0 | 1 | 0 | 0 | 1 | 0 | 0 | 0 | 0 | 0 | 0 | 0 | OPEN | node_1397278_622_15295557_199 | BN | 8101603
load_311894979 |  | 0 | C | 0 | 0 | 0 | 0 | 0 | 0 | 0 | 0 | 0 | 0 | 0 | 0+0j | 0 | 0 | 0+0j | 0 | 0 | 0+0j | 0 | 0 | 0+0j | 0 | 0 | 0+0j | 0 | 0 | 0+0j | 0 | 0 | 0+0j | 0 | 0 | 0+0j | 0 | 0 | 0+0j | 0 | 0 | 0 | 0 | 0 | 0 | 0 | 0 | 0 | 0 | 0 | 0 | 0 | 0 | 0 | 0 | 0 | 0 | 1 | 0 | 0 | 1 | 0 | 0 | 0 | 0 | 0 | 0 | 0 | OPEN | node_1397279_989_15295549_036 | CN | 8101603
load_311902259 |  | 0 | C | 0 | 0 | 0 | 0 | 0 | 0 | 0 | 0 | 0 | 0 | 0 | 0+0j | 0 | 0 | 0+0j | 0 | 0 | 0+0j | 0 | 0 | 0+0j | 0 | 0 | 0+0j | 0 | 0 | 0+0j | 666.667 | 283.999 | 666.667+283.999j | 666.667 | 283.999 | 666.667+283.999j | 666.667 | 283.999 | 666.667+283.999j | 0 | 0 | 0 | 0 | 0 | 0 | 0 | 0 | 0 | 0 | 0 | 0 | 0 | 0 | 0 | 0 | 0 | 0 | 1 | 0 | 0 | 1 | 0 | 0 | 0 | 0 | 0 | 0 | 0 | OPEN | node_1401811_067_15294482_769 | ABCN | 8101603
load_311902259-L-1 |  | 0 | C | 0 | 0 | 0 | 0 | 0 | 0 | 0 | 0 | 0 | 0 | 0 | 0+0j | 0 | 0 | 0+0j | 0 | 0 | 0+0j | 0 | 0 | 0+0j | 0 | 0 | 0+0j | 0 | 0 | 0+0j | 0 | 0 | 0+0j | 0 | 0 | 0+0j | 0 | 0 | 0+0j | 0 | 0 | 0 | 0 | 0 | 0 | 0 | 0 | 0 | 0 | 0 | 0 | 0 | 0 | 0 | 0 | 0 | 0 | 1 | 0 | 0 | 1 | 0 | 0 | 0 | 0 | 0 | 0 | 0 | OPEN | node_1401811_067_15294482_769 | ABCN | 8101603
load_312007986 |  | 0 | C | 0 | 0 | 0 | 0 | 0 | 0 | 0 | 0 | 0 | 0 | 0 | 0+0j | 0 | 0 | 0+0j | 0 | 0 | 0+0j | 0 | 0 | 0+0j | 0 | 0 | 0+0j | 0 | 0 | 0+0j | 0 | 0 | 0+0j | 0 | 0 | 0+0j | 0 | 0 | 0+0j | 0 | 0 | 0 | 0 | 0 | 0 | 0 | 0 | 0 | 0 | 0 | 0 | 0 | 0 | 0 | 0 | 0 | 0 | 1 | 0 | 0 | 1 | 0 | 0 | 0 | 0 | 0 | 0 | 0 | OPEN | node_1399094_869_15295045_629 | AN | 8101603
load_312007987 |  | 0 | C | 0 | 0 | 0 | 0 | 0 | 0 | 0 | 0 | 0 | 0 | 0 | 0+0j | 0 | 0 | 0+0j | 0 | 0 | 0+0j | 0 | 0 | 0+0j | 0 | 0 | 0+0j | 0 | 0 | 0+0j | 0 | 0 | 0+0j | 0 | 0 | 0+0j | 0 | 0 | 0+0j | 0 | 0 | 0 | 0 | 0 | 0 | 0 | 0 | 0 | 0 | 0 | 0 | 0 | 0 | 0 | 0 | 0 | 0 | 1 | 0 | 0 | 1 | 0 | 0 | 0 | 0 | 0 | 0 | 0 | OPEN | node_1399094_456_15295036_964 | BN | 8101603
load_312007992 |  | 0 | C | 0 | 0 | 0 | 0 | 0 | 0 | 0 | 0 | 0 | 0 | 0 | 0+0j | 0 | 0 | 0+0j | 0 | 0 | 0+0j | 0 | 0 | 0+0j | 0 | 0 | 0+0j | 0 | 0 | 0+0j | 0 | 0 | 0+0j | 0 | 0 | 0+0j | 0 | 0 | 0+0j | 0 | 0 | 0 | 0 | 0 | 0 | 0 | 0 | 0 | 0 | 0 | 0 | 0 | 0 | 0 | 0 | 0 | 0 | 1 | 0 | 0 | 1 | 0 | 0 | 0 | 0 | 0 | 0 | 0 | OPEN | node_1399092_357_15295021_382 | CN | 8101603

## OverheadLineConductor
Name | Diameter | GeometricMeanRadius | RatingSummerContinuous | RatingSummerEmergency | RatingWinterContinuous | RatingWinterEmergency | Feeder | Comments
oh_cond_1/0_AAAC | 0.398 | 0.012 | 235 | 235 | 310 | 310 | 8101603
oh_cond_1/0_ACSR | 0.398 | 0.012 | 265 | 265 | 330 | 330 | 8101603
oh_cond_2/0_CU | 0.414 | 0.013 | 295 | 295 | 425 | 425 | 8101603
oh_cond_2_CU | 0.292 | 0.009 | 190 | 190 | 270 | 270 | 8101603
oh_cond_4/0_AL | 0.522 | 0.016 | 365 | 365 | 480 | 480 | 8101603
oh_cond_4_CU | 0.232 | 0.007 | 140 | 140 | 200 | 200 | 8101603
oh_cond_336_5_MCM_AL | 0.666 | 0.021 | 490 | 490 | 644 | 644 | 8101603
oh_cond_477_MCM_AL | 0.792 | 0.025 | 605 | 605 | 810 | 810 | 8101603
oh_cond_WP-4/0-CU | 0.81 | 0.015 | 340 | 340 | 390 | 390 | 8101603

## OverheadLineConfiguration
Name | ConductorA | ConductorB | ConductorC | ConductorN | LineSpacing | Capacitance11 | Capacitance12 | Capacitance13 | Capacitance21 | Capacitance22 | Capacitance23 | Capacitance31 | Capacitance32 | Capacitance33 | Impedance11 | Impedance12 | Impedance13 | Impedance21 | Impedance22 | Impedance23 | Impedance31 | Impedance32 | Impedance33 | Feeder | Comments
bal_1P_1/0AA | oh_cond_1/0_AAAC | oh_cond_1/0_AAAC | oh_cond_1/0_AAAC |  |  | 12.796 | -3.172 | -3.172 | -3.172 | 12.796 | -3.172 | -3.172 | -3.172 | 12.796 | 0.972+1.499j | 0.095+0.781j | 0.095+0.781j | 0.095+0.781j | 0.972+1.499j | 0.095+0.781j | 0.095+0.781j | 0.095+0.781j | 0.972+1.499j | 8101603
bal_1P_1/0AC | oh_cond_1/0_ACSR | oh_cond_1/0_ACSR | oh_cond_1/0_ACSR |  |  | 12.796 | -3.172 | -3.172 | -3.172 | 12.796 | -3.172 | -3.172 | -3.172 | 12.796 | 0.983+1.218j | 0.095+0.781j | 0.095+0.781j | 0.095+0.781j | 0.983+1.218j | 0.095+0.781j | 0.095+0.781j | 0.095+0.781j | 0.983+1.218j | 8101603
bal_1P_4/0AL | oh_cond_4/0_AL | oh_cond_4/0_AL | oh_cond_4/0_AL |  |  | 13.381 | -3.4 | -3.4 | -3.4 | 13.381 | -3.4 | -3.4 | -3.4 | 13.381 | 0.537+1.466j | 0.095+0.781j | 0.095+0.781j | 0.095+0.781j | 0.537+1.466j | 0.095+0.781j | 0.095+0.781j | 0.095+0.781j | 0.537+1.466j | 8101603
bal_1P_4CU | oh_cond_4_CU | oh_cond_4_CU | oh_cond_4_CU |  |  | 11.78 | -2.785 | -2.785 | -2.785 | 11.78 | -2.785 | -2.785 | -2.785 | 11.78 | 1.483+1.565j | 0.095+0.781j | 0.095+0.781j | 0.095+0.781j | 1.483+1.565j | 0.095+0.781j | 0.095+0.781j | 0.095+0.781j | 1.483+1.565j | 8101603
bal_3P_1/0AA | oh_cond_1/0_AAAC | oh_cond_1/0_AAAC | oh_cond_1/0_AAAC |  |  | 12.796 | -3.172 | -3.172 | -3.172 | 12.796 | -3.172 | -3.172 | -3.172 | 12.796 | 0.972+1.499j | 0.095+0.781j | 0.095+0.781j | 0.095+0.781j | 0.972+1.499j | 0.095+0.781j | 0.095+0.781j | 0.095+0.781j | 0.972+1.499j | 8101603
bal_3P_1/0AC | oh_cond_1/0_ACSR | oh_cond_1/0_ACSR | oh_cond_1/0_ACSR |  |  | 12.796 | -3.172 | -3.172 | -3.172 | 12.796 | -3.172 | -3.172 | -3.172 | 12.796 | 0.983+1.497j | 0.095+0.781j | 0.095+0.781j | 0.095+0.781j | 0.983+1.497j | 0.095+0.781j | 0.095+0.781j | 0.095+0.781j | 0.983+1.497j | 8101603
bal_3P_2/0CU | oh_cond_2/0_CU | oh_cond_2/0_CU | oh_cond_2/0_CU |  |  | 12.878 | -3.204 | -3.204 | -3.204 | 12.878 | -3.204 | -3.204 | -3.204 | 12.878 | 0.535+1.487j | 0.095+0.781j | 0.095+0.781j | 0.095+0.781j | 0.535+1.487j | 0.095+0.781j | 0.095+0.781j | 0.095+0.781j | 0.535+1.487j | 8101603
bal_3P_2CU | oh_cond_2_CU | oh_cond_2_CU | oh_cond_2_CU |  |  | 12.191 | -2.94 | -2.94 | -2.94 | 12.191 | -2.94 | -2.94 | -2.94 | 12.191 | 0.968+1.536j | 0.095+0.781j | 0.095+0.781j | 0.095+0.781j | 0.968+1.536j | 0.095+0.781j | 0.095+0.781j | 0.095+0.781j | 0.968+1.536j | 8101603
bal_3P_4CU | oh_cond_4_CU | oh_cond_4_CU | oh_cond_4_CU |  |  | 11.78 | -2.785 | -2.785 | -2.785 | 11.78 | -2.785 | -2.785 | -2.785 | 11.78 | 1.483+1.565j | 0.095+0.781j | 0.095+0.781j | 0.095+0.781j | 1.483+1.565j | 0.095+0.781j | 0.095+0.781j | 0.095+0.781j | 1.483+1.565j | 8101603
bal_3P_336AL | oh_cond_336_5_MCM_AL | oh_cond_336_5_MCM_AL | oh_cond_336_5_MCM_AL |  |  | 13.957 | -3.628 | -3.628 | -3.628 | 13.957 | -3.628 | -3.628 | -3.628 | 13.957 | 0.374+1.431j | 0.095+0.781j | 0.095+0.781j | 0.095+0.781j | 0.374+1.431j | 0.095+0.781j | 0.095+0.781j | 0.095+0.781j | 0.374+1.431j | 8101603
bal_3P_477AL | oh_cond_477_MCM_AL | oh_cond_477_MCM_AL | oh_cond_477_MCM_AL |  |  | 14.305 | -3.735 | -3.735 | -3.735 | 14.305 | -3.735 | -3.735 | -3.735 | 14.305 | 0.293+1.41j | 0.095+0.775j | 0.095+0.775j | 0.095+0.775j | 0.293+1.41j | 0.095+0.775j | 0.095+0.775j | 0.095+0.775j | 0.293+1.41j | 8101603
unb_3P_2-1/0AC_1/0AA | oh_cond_1/0_ACSR | oh_cond_1/0_ACSR | oh_cond_1/0_AAAC |  |  | 12.809 | -3.176 | -3.176 | -3.176 | 12.809 | -3.176 | -3.176 | -3.176 | 12.809 | 0.983+1.497j | 0.095+0.781j | 0.095+0.781j | 0.095+0.781j | 0.983+1.497j | 0.095+0.781j | 0.095+0.781j | 0.095+0.781j | 0.972+1.499j | 8101603
unb_TAPWIRE_OH | oh_cond_WP-4/0-CU | oh_cond_WP-4/0-CU | oh_cond_WP-4/0-CU | oh_cond_WP-4/0-CU |  | 14.911 | -4.341 | -1.953 | -4.341 | 15.781 | -3.724 | -1.953 | -3.724 | 14.818 | 0.365+1.097j | 0.093+0.433j | 0.094+0.34j | 0.093+0.433j | 0.368+1.078j | 0.095+0.401j | 0.094+0.34j | 0.095+0.401j | 0.368+1.077j | 8101603

## Recloser
Name | GroupId | RetryTime | MaximumNumberOfTries | Status | From | To | Length | Phases | Feeder | Comments

## RegulatorConfiguration
Name | CurrentTransducerPhase | PowerTransducerPhase | Regulation | Control | Type | CompensatorResistiveSettingA | CompensatorResistiveSettingB | CompensatorResistiveSettingC | CompensatorReactiveSettingA | CompensatorReactiveSettingB | CompensatorReactiveSettingC | BandCenter | BandWidth | CurrentTransducerRatio | PowerTransducerRatio | ConnectType | ControlLevel | DwellTime | TimeDelay | LowerTaps | RaiseTaps | TapPositionA | TapPositionB | TapPositionC | Feeder | Comments

## Sectionalizer
Name | GroupId | OperatingMode | PhaseAState | PhaseBState | PhaseCState | CurrentInAReal | CurrentInAImag | CurrentInA | CurrentInBReal | CurrentInBImag | CurrentInB | CurrentInCReal | CurrentInCImag | CurrentInC | CurrentOutAReal | CurrentOutAImag | CurrentOutA | CurrentOutBReal | CurrentOutBImag | CurrentOutB | CurrentOutCReal | CurrentOutCImag | CurrentOutC | ActivePowerInA | ReactivePowerInA | PowerInA | ActivePowerInB | ReactivePowerInB | PowerInB | ActivePowerInC | ReactivePowerInC | PowerInC | ActivePowerOutA | ReactivePowerOutA | PowerOutA | ActivePowerOutB | ReactivePowerOutB | PowerOutB | ActivePowerOutC | ReactivePowerOutC | PowerOutC | Status | From | To | Length | Phases | Feeder | Comments

## Solar
Name | GroupId | SpillageCost | CapitalCost | FixedOperatingCost | VariableOperatingCost | MaxReactivePower | MaxActivePower | OutputSchedule | PlanningStatus | UnitType | UnitSubtype | ParentNode | Phases | Feeder | Comments
solar_load_220330766 |  | 0 | 0 | 0 | 0.001 | 0.004095723751038676 | 0.009614415171100265 | OPTIMIZED | INSTALLED | solar_pv |  | node_1401998_057_15294278_186 | AN | 8101603
solar_load_220330778 |  | 0 | 0 | 0 | 0.001 | 0.00017620031241169783 | 0.000413617860907746 | OPTIMIZED | INSTALLED | solar_pv |  | node_1402969_108_15294326_423 | BN | 8101603
solar_load_220330792 |  | 0 | 0 | 0 | 0.001 | 0.011924148243669318 | 0.027991075381430582 | OPTIMIZED | INSTALLED | solar_pv |  | node_1402669_15294789_007 | AN | 8101603
solar_load_220330794 |  | 0 | 0 | 0 | 0.001 | 0.006469431512098131 | 0.015186522453329085 | OPTIMIZED | INSTALLED | solar_pv |  | node_1402684_944_15294911_277 | AN | 8101603
solar_load_220330795 |  | 0 | 0 | 0 | 0.001 | 0.019968137230023053 | 0.04687375744287144 | OPTIMIZED | INSTALLED | solar_pv |  | node_1402659_503_15295460_944 | AN | 8101603
solar_load_220330803 |  | 0 | 0 | 0 | 0.001 | 0.008516355902690412 | 0.01999152994387439 | OPTIMIZED | INSTALLED | solar_pv |  | node_1402324_223_15294689_885 | AN | 8101603
solar_load_220330804 |  | 0 | 0 | 0 | 0.001 | 0.007287951190869494 | 0.01710793875754592 | OPTIMIZED | INSTALLED | solar_pv |  | node_1402372_435_15295020_27 | AN | 8101603
solar_load_220330805 |  | 0 | 0 | 0 | 0.001 | 0.003842670045858312 | 0.009020389519796588 | OPTIMIZED | INSTALLED | solar_pv |  | node_1402194_855_15294640_699 | AN | 8101603
solar_load_220330806 |  | 0 | 0 | 0 | 0.001 | 0.021441472814781506 | 0.050332306790461745 | OPTIMIZED | INSTALLED | solar_pv |  | node_1401813_537_15295111_159 | AN | 8101603
solar_load_220330807 |  | 0 | 0 | 0 | 0.001 | 0.008363899097055823 | 0.019633647823088962 | OPTIMIZED | INSTALLED | solar_pv |  | node_1401780_506_15295446_253 | AN | 8101603
solar_load_220330816 |  | 0 | 0 | 0 | 0.001 | 0.016742793878694553 | 0.03930249716625519 | OPTIMIZED | INSTALLED | solar_pv |  | node_1401552_596_15294822_952 | AN | 8101603
solar_load_220330834 |  | 0 | 0 | 0 | 0.001 | 0.018603520562203196 | 0.043670419115841234 | OPTIMIZED | INSTALLED | solar_pv |  | node_1400918_486_15294799_096 | AN | 8101603
solar_load_220330898 |  | 0 | 0 | 0 | 0.001 | 0.0006693952022190874 | 0.0015713567434485765 | OPTIMIZED | INSTALLED | solar_pv |  | node_1399816_906_15294540_509 | AN | 8101603
solar_load_220330904 |  | 0 | 0 | 0 | 0.001 | 0.008703803589676793 | 0.02043154894484008 | OPTIMIZED | INSTALLED | solar_pv |  | node_1399750_734_15294887_764 | AN | 8101603
solar_load_220330935 |  | 0 | 0 | 0 | 0.001 | 0.004407511029497939 | 0.010346313442706527 | OPTIMIZED | INSTALLED | solar_pv |  | node_1399449_889_15294973_613 | AN | 8101603
solar_load_220330962 |  | 0 | 0 | 0 | 0.001 | 0.000736043006140356 | 0.001727807943791932 | OPTIMIZED | INSTALLED | solar_pv |  | node_1398816_246_15294448_317 | AN | 8101603
solar_load_220330963 |  | 0 | 0 | 0 | 0.001 | 0.000736043006140356 | 0.001727807943791932 | OPTIMIZED | INSTALLED | solar_pv |  | node_1398812_764_15294474_501 | AN | 8101603
solar_load_220330965 |  | 0 | 0 | 0 | 0.001 | 0.01336124418944824 | 0.03136455438883418 | OPTIMIZED | INSTALLED | solar_pv |  | node_1398730_776_15294980_835 | AN | 8101603
solar_load_220330969 |  | 0 | 0 | 0 | 0.001 | 0.0075853677746972195 | 0.017806102239078143 | OPTIMIZED | INSTALLED | solar_pv |  | node_1398282_29_15295396_542 | AN | 8101603
solar_load_220330990 |  | 0 | 0 | 0 | 0.001 | 0.0007297947363266433 | 0.0017131406437597423 | OPTIMIZED | INSTALLED | solar_pv |  | node_1398340_428_15294659_683 | AN | 8101603
solar_load_220330997 |  | 0 | 0 | 0 | 0.001 | 0.0005654659735909993 | 0.0013273906529131564 | OPTIMIZED | INSTALLED | solar_pv |  | node_1397964_704_15295346_389 | AN | 8101603
solar_load_220330998 |  | 0 | 0 | 0 | 0.001 | 0.0005654659735909993 | 0.0013273906529131564 | OPTIMIZED | INSTALLED | solar_pv |  | node_1397968_281_15295320_229 | AN | 8101603
solar_load_220331008 |  | 0 | 0 | 0 | 0.001 | 0.0024988809440841665 | 0.005865942192873684 | OPTIMIZED | INSTALLED | solar_pv |  | node_1397980_72_15295137_13 | AN | 8101603
solar_load_220331010 |  | 0 | 0 | 0 | 0.001 | 0.0024988809440841665 | 0.005865942192873684 | OPTIMIZED | INSTALLED | solar_pv |  | node_1397982_732_15295163_637 | CN | 8101603
solar_load_220331164 |  | 0 | 0 | 0 | 0.001 | 0.0028198324330885424 | 0.006619352504527155 | OPTIMIZED | INSTALLED | solar_pv |  | node_1397382_328_15295257_894 | AN | 8101603
solar_load_220331165 |  | 0 | 0 | 0 | 0.001 | 0.0028198324330885424 | 0.006619352504527155 | OPTIMIZED | INSTALLED | solar_pv |  | node_1397385_333_15295284_239 | AN | 8101603
solar_load_220450423 |  | 0 | 0 | 0 | 0.001 | 0.0018875943251926068 | 0.00443099133972447 | OPTIMIZED | INSTALLED | solar_pv |  | node_1400056_132_15294684_024 | AN | 8101603
solar_load_220535579 |  | 0 | 0 | 0 | 0.001 | 0.01758255751186254 | 0.041273782290581464 | OPTIMIZED | INSTALLED | solar_pv |  | node_1398363_841_15295126_212 | AN | 8101603
solar_load_310016882 |  | 0 | 0 | 0 | 0.001 | 0.013848607197792831 | 0.03250860379134497 | OPTIMIZED | INSTALLED | solar_pv |  | node_1398689_442_15294814_301 | AN | 8101603

## Storage
Name | GroupId | InitStateOfCharge | SpinningReserveCharge | SpinningReserveDischarge | NonSpinningReserveCharge | NonSpinningReserveDischarge | RegulationUpCharge | RegulationUpDischarge | RegulationDownCharge | RegulationDownDischarge | ChargeEfficiency | DischargeEfficiency | CommitmentStatus | ConstructionTime | CalendarLife | YearOfInstallation | DepthOfDischarge | ReactivePower | ReactivePowerA | ReactivePowerB | ReactivePowerC | ActivePower | ActivePowerA | ActivePowerB | ActivePowerC | Energy | MaxEnergy | PowerCharge | PowerDischarge | RampUpLimit | RampDownLimit | CapitalCost | FixedOperatingCost | VariableOperatingCost | MaxReactivePower | MaxActivePower | OutputSchedule | PlanningStatus | UnitType | UnitSubtype | ParentNode | Phases | Feeder | Comments
storage_load_220330766 |  | 0 | 0 | 0 | 0 | 0 | 0 | 0 | 0 | 0 | 0.92 | 0 | False | 0 | 0 | 0 | 0 | 0 | 0 | 0 | 0 | 0 | 0 | 0 | 0 | 0 | 0.028843245513300794 | 0 | 0 | 0 | 0 | 0 | 0 | 0.001 | 0.004095723751038676 | 0.009614415171100265 | OPTIMIZED | INSTALLED | li_ion |  | node_1401998_057_15294278_186 | AN | 8101603
storage_load_220330778 |  | 0 | 0 | 0 | 0 | 0 | 0 | 0 | 0 | 0 | 0.92 | 0 | False | 0 | 0 | 0 | 0 | 0 | 0 | 0 | 0 | 0 | 0 | 0 | 0 | 0 | 0.001240853582723238 | 0 | 0 | 0 | 0 | 0 | 0 | 0.001 | 0.00017620031241169783 | 0.000413617860907746 | OPTIMIZED | INSTALLED | li_ion |  | node_1402969_108_15294326_423 | BN | 8101603
storage_load_220330792 |  | 0 | 0 | 0 | 0 | 0 | 0 | 0 | 0 | 0 | 0.92 | 0 | False | 0 | 0 | 0 | 0 | 0 | 0 | 0 | 0 | 0 | 0 | 0 | 0 | 0 | 0.08397322614429174 | 0 | 0 | 0 | 0 | 0 | 0 | 0.001 | 0.011924148243669318 | 0.027991075381430582 | OPTIMIZED | INSTALLED | li_ion |  | node_1402669_15294789_007 | AN | 8101603
storage_load_220330794 |  | 0 | 0 | 0 | 0 | 0 | 0 | 0 | 0 | 0 | 0.92 | 0 | False | 0 | 0 | 0 | 0 | 0 | 0 | 0 | 0 | 0 | 0 | 0 | 0 | 0 | 0.04555956735998726 | 0 | 0 | 0 | 0 | 0 | 0 | 0.001 | 0.006469431512098131 | 0.015186522453329085 | OPTIMIZED | INSTALLED | li_ion |  | node_1402684_944_15294911_277 | AN | 8101603
storage_load_220330795 |  | 0 | 0 | 0 | 0 | 0 | 0 | 0 | 0 | 0 | 0.92 | 0 | False | 0 | 0 | 0 | 0 | 0 | 0 | 0 | 0 | 0 | 0 | 0 | 0 | 0 | 0.14062127232861432 | 0 | 0 | 0 | 0 | 0 | 0 | 0.001 | 0.019968137230023053 | 0.04687375744287144 | OPTIMIZED | INSTALLED | li_ion |  | node_1402659_503_15295460_944 | AN | 8101603
storage_load_220330803 |  | 0 | 0 | 0 | 0 | 0 | 0 | 0 | 0 | 0 | 0.92 | 0 | False | 0 | 0 | 0 | 0 | 0 | 0 | 0 | 0 | 0 | 0 | 0 | 0 | 0 | 0.05997458983162317 | 0 | 0 | 0 | 0 | 0 | 0 | 0.001 | 0.008516355902690412 | 0.01999152994387439 | OPTIMIZED | INSTALLED | li_ion |  | node_1402324_223_15294689_885 | AN | 8101603
storage_load_220330804 |  | 0 | 0 | 0 | 0 | 0 | 0 | 0 | 0 | 0 | 0.92 | 0 | False | 0 | 0 | 0 | 0 | 0 | 0 | 0 | 0 | 0 | 0 | 0 | 0 | 0 | 0.05132381627263777 | 0 | 0 | 0 | 0 | 0 | 0 | 0.001 | 0.007287951190869494 | 0.01710793875754592 | OPTIMIZED | INSTALLED | li_ion |  | node_1402372_435_15295020_27 | AN | 8101603
storage_load_220330805 |  | 0 | 0 | 0 | 0 | 0 | 0 | 0 | 0 | 0 | 0.92 | 0 | False | 0 | 0 | 0 | 0 | 0 | 0 | 0 | 0 | 0 | 0 | 0 | 0 | 0 | 0.027061168559389764 | 0 | 0 | 0 | 0 | 0 | 0 | 0.001 | 0.003842670045858312 | 0.009020389519796588 | OPTIMIZED | INSTALLED | li_ion |  | node_1402194_855_15294640_699 | AN | 8101603
storage_load_220330806 |  | 0 | 0 | 0 | 0 | 0 | 0 | 0 | 0 | 0 | 0.92 | 0 | False | 0 | 0 | 0 | 0 | 0 | 0 | 0 | 0 | 0 | 0 | 0 | 0 | 0 | 0.15099692037138523 | 0 | 0 | 0 | 0 | 0 | 0 | 0.001 | 0.021441472814781506 | 0.050332306790461745 | OPTIMIZED | INSTALLED | li_ion |  | node_1401813_537_15295111_159 | AN | 8101603
storage_load_220330807 |  | 0 | 0 | 0 | 0 | 0 | 0 | 0 | 0 | 0 | 0.92 | 0 | False | 0 | 0 | 0 | 0 | 0 | 0 | 0 | 0 | 0 | 0 | 0 | 0 | 0 | 0.058900943469266887 | 0 | 0 | 0 | 0 | 0 | 0 | 0.001 | 0.008363899097055823 | 0.019633647823088962 | OPTIMIZED | INSTALLED | li_ion |  | node_1401780_506_15295446_253 | AN | 8101603
storage_load_220330816 |  | 0 | 0 | 0 | 0 | 0 | 0 | 0 | 0 | 0 | 0.92 | 0 | False | 0 | 0 | 0 | 0 | 0 | 0 | 0 | 0 | 0 | 0 | 0 | 0 | 0 | 0.11790749149876556 | 0 | 0 | 0 | 0 | 0 | 0 | 0.001 | 0.016742793878694553 | 0.03930249716625519 | OPTIMIZED | INSTALLED | li_ion |  | node_1401552_596_15294822_952 | AN | 8101603
storage_load_220330834 |  | 0 | 0 | 0 | 0 | 0 | 0 | 0 | 0 | 0 | 0.92 | 0 | False | 0 | 0 | 0 | 0 | 0 | 0 | 0 | 0 | 0 | 0 | 0 | 0 | 0 | 0.1310112573475237 | 0 | 0 | 0 | 0 | 0 | 0 | 0.001 | 0.018603520562203196 | 0.043670419115841234 | OPTIMIZED | INSTALLED | li_ion |  | node_1400918_486_15294799_096 | AN | 8101603
storage_load_220330898 |  | 0 | 0 | 0 | 0 | 0 | 0 | 0 | 0 | 0 | 0.92 | 0 | False | 0 | 0 | 0 | 0 | 0 | 0 | 0 | 0 | 0 | 0 | 0 | 0 | 0 | 0.004714070230345729 | 0 | 0 | 0 | 0 | 0 | 0 | 0.001 | 0.0006693952022190874 | 0.0015713567434485765 | OPTIMIZED | INSTALLED | li_ion |  | node_1399816_906_15294540_509 | AN | 8101603
storage_load_220330904 |  | 0 | 0 | 0 | 0 | 0 | 0 | 0 | 0 | 0 | 0.92 | 0 | False | 0 | 0 | 0 | 0 | 0 | 0 | 0 | 0 | 0 | 0 | 0 | 0 | 0 | 0.06129464683452024 | 0 | 0 | 0 | 0 | 0 | 0 | 0.001 | 0.008703803589676793 | 0.02043154894484008 | OPTIMIZED | INSTALLED | li_ion |  | node_1399750_734_15294887_764 | AN | 8101603
storage_load_220330935 |  | 0 | 0 | 0 | 0 | 0 | 0 | 0 | 0 | 0 | 0.92 | 0 | False | 0 | 0 | 0 | 0 | 0 | 0 | 0 | 0 | 0 | 0 | 0 | 0 | 0 | 0.03103894032811958 | 0 | 0 | 0 | 0 | 0 | 0 | 0.001 | 0.004407511029497939 | 0.010346313442706527 | OPTIMIZED | INSTALLED | li_ion |  | node_1399449_889_15294973_613 | AN | 8101603
storage_load_220330962 |  | 0 | 0 | 0 | 0 | 0 | 0 | 0 | 0 | 0 | 0.92 | 0 | False | 0 | 0 | 0 | 0 | 0 | 0 | 0 | 0 | 0 | 0 | 0 | 0 | 0 | 0.005183423831375796 | 0 | 0 | 0 | 0 | 0 | 0 | 0.001 | 0.000736043006140356 | 0.001727807943791932 | OPTIMIZED | INSTALLED | li_ion |  | node_1398816_246_15294448_317 | AN | 8101603
storage_load_220330963 |  | 0 | 0 | 0 | 0 | 0 | 0 | 0 | 0 | 0 | 0.92 | 0 | False | 0 | 0 | 0 | 0 | 0 | 0 | 0 | 0 | 0 | 0 | 0 | 0 | 0 | 0.005183423831375796 | 0 | 0 | 0 | 0 | 0 | 0 | 0.001 | 0.000736043006140356 | 0.001727807943791932 | OPTIMIZED | INSTALLED | li_ion |  | node_1398812_764_15294474_501 | AN | 8101603
storage_load_220330965 |  | 0 | 0 | 0 | 0 | 0 | 0 | 0 | 0 | 0 | 0.92 | 0 | False | 0 | 0 | 0 | 0 | 0 | 0 | 0 | 0 | 0 | 0 | 0 | 0 | 0 | 0.09409366316650256 | 0 | 0 | 0 | 0 | 0 | 0 | 0.001 | 0.01336124418944824 | 0.03136455438883418 | OPTIMIZED | INSTALLED | li_ion |  | node_1398730_776_15294980_835 | AN | 8101603
storage_load_220330969 |  | 0 | 0 | 0 | 0 | 0 | 0 | 0 | 0 | 0 | 0.92 | 0 | False | 0 | 0 | 0 | 0 | 0 | 0 | 0 | 0 | 0 | 0 | 0 | 0 | 0 | 0.05341830671723443 | 0 | 0 | 0 | 0 | 0 | 0 | 0.001 | 0.0075853677746972195 | 0.017806102239078143 | OPTIMIZED | INSTALLED | li_ion |  | node_1398282_29_15295396_542 | AN | 8101603
storage_load_220330990 |  | 0 | 0 | 0 | 0 | 0 | 0 | 0 | 0 | 0 | 0.92 | 0 | False | 0 | 0 | 0 | 0 | 0 | 0 | 0 | 0 | 0 | 0 | 0 | 0 | 0 | 0.005139421931279227 | 0 | 0 | 0 | 0 | 0 | 0 | 0.001 | 0.0007297947363266433 | 0.0017131406437597423 | OPTIMIZED | INSTALLED | li_ion |  | node_1398340_428_15294659_683 | AN | 8101603
storage_load_220330997 |  | 0 | 0 | 0 | 0 | 0 | 0 | 0 | 0 | 0 | 0.92 | 0 | False | 0 | 0 | 0 | 0 | 0 | 0 | 0 | 0 | 0 | 0 | 0 | 0 | 0 | 0.003982171958739469 | 0 | 0 | 0 | 0 | 0 | 0 | 0.001 | 0.0005654659735909993 | 0.0013273906529131564 | OPTIMIZED | INSTALLED | li_ion |  | node_1397964_704_15295346_389 | AN | 8101603
storage_load_220330998 |  | 0 | 0 | 0 | 0 | 0 | 0 | 0 | 0 | 0 | 0.92 | 0 | False | 0 | 0 | 0 | 0 | 0 | 0 | 0 | 0 | 0 | 0 | 0 | 0 | 0 | 0.003982171958739469 | 0 | 0 | 0 | 0 | 0 | 0 | 0.001 | 0.0005654659735909993 | 0.0013273906529131564 | OPTIMIZED | INSTALLED | li_ion |  | node_1397968_281_15295320_229 | AN | 8101603
storage_load_220331008 |  | 0 | 0 | 0 | 0 | 0 | 0 | 0 | 0 | 0 | 0.92 | 0 | False | 0 | 0 | 0 | 0 | 0 | 0 | 0 | 0 | 0 | 0 | 0 | 0 | 0 | 0.01759782657862105 | 0 | 0 | 0 | 0 | 0 | 0 | 0.001 | 0.0024988809440841665 | 0.005865942192873684 | OPTIMIZED | INSTALLED | li_ion |  | node_1397980_72_15295137_13 | AN | 8101603
storage_load_220331010 |  | 0 | 0 | 0 | 0 | 0 | 0 | 0 | 0 | 0 | 0.92 | 0 | False | 0 | 0 | 0 | 0 | 0 | 0 | 0 | 0 | 0 | 0 | 0 | 0 | 0 | 0.01759782657862105 | 0 | 0 | 0 | 0 | 0 | 0 | 0.001 | 0.0024988809440841665 | 0.005865942192873684 | OPTIMIZED | INSTALLED | li_ion |  | node_1397982_732_15295163_637 | CN | 8101603
storage_load_220331164 |  | 0 | 0 | 0 | 0 | 0 | 0 | 0 | 0 | 0 | 0.92 | 0 | False | 0 | 0 | 0 | 0 | 0 | 0 | 0 | 0 | 0 | 0 | 0 | 0 | 0 | 0.019858057513581464 | 0 | 0 | 0 | 0 | 0 | 0 | 0.001 | 0.0028198324330885424 | 0.006619352504527155 | OPTIMIZED | INSTALLED | li_ion |  | node_1397382_328_15295257_894 | AN | 8101603
storage_load_220331165 |  | 0 | 0 | 0 | 0 | 0 | 0 | 0 | 0 | 0 | 0.92 | 0 | False | 0 | 0 | 0 | 0 | 0 | 0 | 0 | 0 | 0 | 0 | 0 | 0 | 0 | 0.019858057513581464 | 0 | 0 | 0 | 0 | 0 | 0 | 0.001 | 0.0028198324330885424 | 0.006619352504527155 | OPTIMIZED | INSTALLED | li_ion |  | node_1397385_333_15295284_239 | AN | 8101603
storage_load_220450423 |  | 0 | 0 | 0 | 0 | 0 | 0 | 0 | 0 | 0 | 0.92 | 0 | False | 0 | 0 | 0 | 0 | 0 | 0 | 0 | 0 | 0 | 0 | 0 | 0 | 0 | 0.013292974019173412 | 0 | 0 | 0 | 0 | 0 | 0 | 0.001 | 0.0018875943251926068 | 0.00443099133972447 | OPTIMIZED | INSTALLED | li_ion |  | node_1400056_132_15294684_024 | AN | 8101603
storage_load_220535579 |  | 0 | 0 | 0 | 0 | 0 | 0 | 0 | 0 | 0 | 0.92 | 0 | False | 0 | 0 | 0 | 0 | 0 | 0 | 0 | 0 | 0 | 0 | 0 | 0 | 0 | 0.1238213468717444 | 0 | 0 | 0 | 0 | 0 | 0 | 0.001 | 0.01758255751186254 | 0.041273782290581464 | OPTIMIZED | INSTALLED | li_ion |  | node_1398363_841_15295126_212 | AN | 8101603
storage_load_310016882 |  | 0 | 0 | 0 | 0 | 0 | 0 | 0 | 0 | 0 | 0.92 | 0 | False | 0 | 0 | 0 | 0 | 0 | 0 | 0 | 0 | 0 | 0 | 0 | 0 | 0 | 0.09752581137403492 | 0 | 0 | 0 | 0 | 0 | 0 | 0.001 | 0.013848607197792831 | 0.03250860379134497 | OPTIMIZED | INSTALLED | li_ion |  | node_1398689_442_15294814_301 | AN | 8101603

## Switch
Name | GroupId | OperatingMode | PhaseAState | PhaseBState | PhaseCState | CurrentInAReal | CurrentInAImag | CurrentInA | CurrentInBReal | CurrentInBImag | CurrentInB | CurrentInCReal | CurrentInCImag | CurrentInC | CurrentOutAReal | CurrentOutAImag | CurrentOutA | CurrentOutBReal | CurrentOutBImag | CurrentOutB | CurrentOutCReal | CurrentOutCImag | CurrentOutC | ActivePowerInA | ReactivePowerInA | PowerInA | ActivePowerInB | ReactivePowerInB | PowerInB | ActivePowerInC | ReactivePowerInC | PowerInC | ActivePowerOutA | ReactivePowerOutA | PowerOutA | ActivePowerOutB | ReactivePowerOutB | PowerOutB | ActivePowerOutC | ReactivePowerOutC | PowerOutC | Status | From | To | Length | Phases | Feeder | Comments
switch_653T655-220416963 |  | INDIVIDUAL | CLOSED | CLOSED | CLOSED | 0 | 0 | 0+0j | 0 | 0 | 0+0j | 0 | 0 | 0+0j | 0 | 0 | 0+0j | 0 | 0 | 0+0j | 0 | 0 | 0+0j | 0 | 0 | 0+0j | 0 | 0 | 0+0j | 0 | 0 | 0+0j | 0 | 0 | 0+0j | 0 | 0 | 0+0j | 0 | 0 | 0+0j | OPEN | node_intto1_1399361_362_15295709_156 | node_1399361_362_15295709_156 | 0 | ABCD | 8101603
switch_653T656-220416939 |  | INDIVIDUAL | CLOSED | CLOSED | CLOSED | 0 | 0 | 0+0j | 0 | 0 | 0+0j | 0 | 0 | 0+0j | 0 | 0 | 0+0j | 0 | 0 | 0+0j | 0 | 0 | 0+0j | 0 | 0 | 0+0j | 0 | 0 | 0+0j | 0 | 0 | 0+0j | 0 | 0 | 0+0j | 0 | 0 | 0+0j | 0 | 0 | 0+0j | OPEN | node_intto1_8101603_200957214 | node_8101603_200957214 | 0 | ABCD | 8101603
switch_310049561 |  | INDIVIDUAL | CLOSED | CLOSED | CLOSED | 0 | 0 | 0+0j | 0 | 0 | 0+0j | 0 | 0 | 0+0j | 0 | 0 | 0+0j | 0 | 0 | 0+0j | 0 | 0 | 0+0j | 0 | 0 | 0+0j | 0 | 0 | 0+0j | 0 | 0 | 0+0j | 0 | 0 | 0+0j | 0 | 0 | 0+0j | 0 | 0 | 0+0j | OPEN | node_intto1_8101603_200808510 | node_8101603_200808510 | 0 | ABCD | 8101603

## TransformerConfiguration
Name | ConnectType | NoLoadLoss | PowerRating | ReactanceResistanceRatio | FullLoadLoss | PowerARating | PowerBRating | PowerCRating | ShuntResistance | ShuntReactance | ShuntImpedance | Impedance | PrimaryVoltage | SecondaryVoltage | CoreCoilWeight | InstalledInsulationLife | InstallType | CoolantType | CoolingType | Feeder | Comments

## UndergroundLineConductor
Name | OuterDiameter | ConductorGMR | ConductorDiameter | ConductorResistance | NeutralGMR | NeutralDiameter | NeutralResistance | NeutralStrands | InsulationRelativePermittivity | ShieldGMR | ShieldResitance | RatingSummerContinuous | RatingSummerEmergency | RatingWinterContinuous | RatingWinterEmergency | Feeder | Comments
und_cond_3P_1/0ALURD | 0 | 0 | 0 | 0 | 0 | 0 | 0 | 0 | 0 | 0 | 0 | 160 | 160 | 180 | 180 | 8101603
und_cond_3P_2ALURD | 0 | 0 | 0 | 0 | 0 | 0 | 0 | 0 | 0 | 0 | 0 | 125 | 125 | 140 | 140 | 8101603
und_cond_3P_2CUURD | 0 | 0 | 0 | 0 | 0 | 0 | 0 | 0 | 0 | 0 | 0 | 152 | 152 | 160 | 160 | 8101603
und_cond_3P_DELTACUST | 0 | 0 | 0 | 0 | 0 | 0 | 0 | 0 | 0 | 0 | 0 | 685 | 685 | 685 | 685 | 8101603
und_cond_TAPWIRE_UG | 0 | 0 | 0 | 0 | 0 | 0 | 0 | 0 | 0 | 0 | 0 | 99999999 | 99999999 | 99999999 | 99999999 | 8101603

## UndergroundLineConfiguration
Name | ConductorA | ConductorB | ConductorC | ConductorN | LineSpacing | Capacitance11 | Capacitance12 | Capacitance13 | Capacitance21 | Capacitance22 | Capacitance23 | Capacitance31 | Capacitance32 | Capacitance33 | Impedance11 | Impedance12 | Impedance13 | Impedance21 | Impedance22 | Impedance23 | Impedance31 | Impedance32 | Impedance33 | Feeder | Comments
und_3P_1/0ALURD | und_cond_3P_1/0ALURD | und_cond_3P_1/0ALURD | und_cond_3P_1/0ALURD |  |  | 530.19 | 0 | 0 | 0 | 530.19 | 0 | 0 | 0 | 530.19 | 1.61+0.653j | 0.525+0.251j | 0.525+0.251j | 0.525+0.251j | 1.61+0.653j | 0.525+0.251j | 0.525+0.251j | 0.525+0.251j | 1.61+0.653j | 8101603
und_3P_2ALURD | und_cond_3P_2ALURD | und_cond_3P_2ALURD | und_cond_3P_2ALURD |  |  | 401.498 | 0 | 0 | 0 | 401.498 | 0 | 0 | 0 | 401.498 | 2.125+0.49j | 0.384+0.067j | 0.384+0.067j | 0.384+0.067j | 2.125+0.49j | 0.384+0.067j | 0.384+0.067j | 0.384+0.067j | 2.125+0.49j | 8101603
und_3P_2CUURD | und_cond_3P_2CUURD | und_cond_3P_2CUURD | und_cond_3P_2CUURD |  |  | 401.497 | 0 | 0 | 0 | 401.497 | 0 | 0 | 0 | 401.497 | 1.412+0.529j | 0.346+0.109j | 0.346+0.109j | 0.346+0.109j | 1.412+0.529j | 0.346+0.109j | 0.346+0.109j | 0.346+0.109j | 1.412+0.529j | 8101603
und_3P_DELTACUST | und_cond_3P_DELTACUST | und_cond_3P_DELTACUST | und_cond_3P_DELTACUST |  |  | 324.124 | 0 | 0 | 0 | 324.124 | 0 | 0 | 0 | 324.124 | 0.179+0.233j | 0.061+-0.024j | 0.061+-0.024j | 0.061+-0.024j | 0.179+0.233j | 0.061+-0.024j | 0.061+-0.024j | 0.061+-0.024j | 0.179+0.233j | 8101603
und_TAPWIRE_UG | und_cond_TAPWIRE_UG | und_cond_TAPWIRE_UG | und_cond_TAPWIRE_UG |  |  | 0 | 0 | 0 | 0 | 0 | 0 | 0 | 0 | 0 | 0.001+0.001j | 0+0j | 0+0j | 0+0j | 0.001+0.001j | 0+0j | 0+0j | 0+0j | 0.001+0.001j | 8101603

## Regulator
Name | GroupId | Configuration | SenseNode | Status | From | To | Length | Phases | Feeder | Comments

## Transformer
Name | GroupId | Configuration | AgingConstant | AgingGranularity | Climate | UseThermalModel | Status | From | To | Length | Phases | Feeder | Comments

## OverheadLine
Name | GroupId | Configuration | Length | Status | From | To | Phases | Feeder | Comments
oh_line_8101603_200807797 |  | bal_3P_336AL | 105.60000000000001 | OPEN | node_8101603_200808509 | node_8101603_200807797 | ABCD | 8101603
oh_line_8101603_200807798 |  | bal_3P_2/0CU | 105.60000000000001 | OPEN | node_8101603_200807797 | node_8101603_200807798 | ABCD | 8101603
oh_line_8101603_200807800 |  | bal_3P_2/0CU | 105.60000000000001 | OPEN | node_8101603_200807798 | node_8101603_200807800 | ABCD | 8101603
oh_line_8101603_200807801 |  | bal_3P_2/0CU | 105.60000000000001 | OPEN | node_8101603_200807800 | node_8101603_200807801 | ABCD | 8101603
oh_line_8101603_200807802 |  | bal_3P_2/0CU | 105.60000000000001 | OPEN | node_8101603_200807801 | node_8101603_200807802 | ABCD | 8101603
oh_line_8101603_200807803 |  | bal_3P_2/0CU | 105.60000000000001 | OPEN | node_8101603_200807802 | node_8101603_200807803 | ABCD | 8101603
oh_line_8101603_200807804 |  | bal_3P_2/0CU | 105.60000000000001 | OPEN | node_8101603_200807803 | node_8101603_200807804 | ABCD | 8101603
oh_line_8101603_200807805-1 |  | bal_3P_2/0CU | 105.60000000000001 | OPEN | node_8101603_200807804 | node_1399181_08_15294315_51 | ABCD | 8101603
oh_line_8101603_200807805-2 |  | bal_3P_2/0CU | 0 | OPEN | node_1399181_08_15294315_51 | node_8101603_200807805 | ABCD | 8101603
oh_line_8101603_200807806 |  | bal_3P_1/0AA | 52.800000000000004 | OPEN | node_8101603_200807805 | node_8101603_200807806 | ABCD | 8101603
oh_line_8101603_200807808 |  | bal_3P_2/0CU | 105.60000000000001 | OPEN | node_8101603_200807805 | node_8101603_200807808 | ABCD | 8101603
oh_line_8101603_200807809 |  | bal_3P_2/0CU | 105.60000000000001 | OPEN | node_8101603_200807808 | node_8101603_200807809 | ABCD | 8101603
oh_line_8101603_200807810 |  | bal_3P_2/0CU | 105.60000000000001 | OPEN | node_8101603_200807809 | node_8101603_200807810 | ABCD | 8101603
oh_line_8101603_200807811 |  | bal_3P_2/0CU | 52.800000000000004 | OPEN | node_8101603_200807810 | node_8101603_200807811 | ABCD | 8101603
oh_line_8101603_200807812 |  | bal_3P_2/0CU | 105.60000000000001 | OPEN | node_8101603_200807811 | node_8101603_200807812 | ABCD | 8101603
oh_line_8101603_200807814 |  | bal_3P_2/0CU | 158.4 | OPEN | node_8101603_200807812 | node_8101603_200807814 | ABCD | 8101603
oh_line_8101603_200807815 |  | bal_3P_2/0CU | 105.60000000000001 | OPEN | node_8101603_200807814 | node_8101603_200807815 | ABCD | 8101603
oh_line_8101603_200807817 |  | bal_3P_2/0CU | 105.60000000000001 | OPEN | node_8101603_200807815 | node_8101603_200807817 | ABCD | 8101603
oh_line_8101603_200807818 |  | bal_3P_2/0CU | 105.60000000000001 | OPEN | node_8101603_200807817 | node_8101603_200807818 | ABCD | 8101603
oh_line_8101603_200807820 |  | bal_3P_2/0CU | 105.60000000000001 | OPEN | node_8101603_200807818 | node_8101603_200807820 | ABCD | 8101603
oh_line_8101603_200807821 |  | bal_3P_2/0CU | 105.60000000000001 | OPEN | node_8101603_200807820 | node_8101603_200807821 | ABCD | 8101603
oh_line_8101603_200807822 |  | bal_3P_2/0CU | 105.60000000000001 | OPEN | node_8101603_200807821 | node_8101603_200807822 | ABCD | 8101603
oh_line_8101603_200807823 |  | bal_3P_2/0CU | 105.60000000000001 | OPEN | node_8101603_200807822 | node_8101603_200807823 | ABCD | 8101603
oh_line_8101603_200807828 |  | bal_3P_2/0CU | 264 | OPEN | node_8101603_200940734 | node_8101603_200807828 | ABCD | 8101603
oh_line_8101603_200807830 |  | bal_3P_477AL | 158.4 | OPEN | node_8101603_200807828 | node_8101603_200807830 | ABCD | 8101603
oh_line_8101603_200807832 |  | bal_3P_477AL | 105.60000000000001 | OPEN | node_8101603_200807830 | node_8101603_200807832 | ABCD | 8101603
oh_line_8101603_200807833 |  | bal_3P_477AL | 105.60000000000001 | OPEN | node_8101603_200807832 | node_8101603_200807833 | ABCD | 8101603
oh_line_8101603_200807841 |  | bal_3P_477AL | 105.60000000000001 | OPEN | node_8101603_200807833 | node_8101603_200807841 | ABCD | 8101603
oh_line_8101603_200807842 |  | bal_3P_477AL | 105.60000000000001 | OPEN | node_8101603_200807841 | node_8101603_200807842 | ABCD | 8101603
oh_line_8101603_200807844 |  | bal_3P_477AL | 105.60000000000001 | OPEN | node_8101603_200807842 | node_8101603_200807844 | ABCD | 8101603
oh_line_8101603_200807845 |  | bal_3P_477AL | 52.800000000000004 | OPEN | node_8101603_200807844 | node_8101603_200807845 | ABCD | 8101603
oh_line_8101603_200807847 |  | bal_3P_477AL | 105.60000000000001 | OPEN | node_8101603_200807845 | node_8101603_200807847 | ABCD | 8101603
oh_line_8101603_200807848 |  | bal_3P_477AL | 105.60000000000001 | OPEN | node_8101603_200807847 | node_8101603_200807848 | ABCD | 8101603
oh_line_8101603_200807849 |  | bal_3P_477AL | 105.60000000000001 | OPEN | node_8101603_200807848 | node_8101603_200807849 | ABCD | 8101603
oh_line_8101603_200807850 |  | bal_3P_477AL | 52.800000000000004 | OPEN | node_8101603_200807849 | node_8101603_200807850 | ABCD | 8101603
oh_line_8101603_200807852 |  | bal_3P_477AL | 211.20000000000002 | OPEN | node_8101603_200807850 | node_8101603_200807852 | ABCD | 8101603
oh_line_8101603_200807853 |  | bal_3P_1/0AC | 105.60000000000001 | OPEN | node_8101603_200807852 | node_8101603_200807853 | ABCD | 8101603
oh_line_8101603_200807854 |  | bal_3P_477AL | 105.60000000000001 | OPEN | node_8101603_200807852 | node_8101603_200807854 | ABCD | 8101603
oh_line_8101603_200807857 |  | bal_3P_477AL | 105.60000000000001 | OPEN | node_8101603_200807854 | node_8101603_200807857 | ABCD | 8101603
oh_line_8101603_200807858 |  | bal_3P_477AL | 52.800000000000004 | OPEN | node_8101603_200807857 | node_8101603_200807858 | ABCD | 8101603
oh_line_8101603_200807861 |  | bal_3P_477AL | 52.800000000000004 | OPEN | node_8101603_200807858 | node_intto1_8101603_200807861 | ABCD | 8101603
oh_line_8101603_200807863 |  | bal_3P_477AL | 105.60000000000001 | OPEN | node_8101603_200807861 | node_8101603_200807863 | ABCD | 8101603
oh_line_8101603_200807864 |  | bal_3P_477AL | 105.60000000000001 | OPEN | node_8101603_200807863 | node_8101603_200807864 | ABCD | 8101603
oh_line_8101603_200807865 |  | bal_3P_477AL | 105.60000000000001 | OPEN | node_8101603_200807864 | node_8101603_200807865 | ABCD | 8101603
oh_line_8101603_200807866 |  | bal_3P_477AL | 105.60000000000001 | OPEN | node_8101603_200807865 | node_8101603_200807866 | ABCD | 8101603
oh_line_8101603_200807867 |  | bal_3P_477AL | 52.800000000000004 | OPEN | node_8101603_200807866 | node_8101603_200807867 | ABCD | 8101603
oh_line_8101603_200807873 |  | bal_3P_477AL | 158.4 | OPEN | node_8101603_200807867 | node_8101603_200807873 | ABCD | 8101603
oh_line_8101603_200807874 |  | bal_3P_477AL | 211.20000000000002 | OPEN | node_8101603_200807873 | node_8101603_200807874 | ABCD | 8101603
oh_line_8101603_200807875 |  | bal_3P_477AL | 158.4 | OPEN | node_8101603_200807874 | node_8101603_200807875 | ABCD | 8101603
oh_line_8101603_200807877 |  | bal_3P_477AL | 158.4 | OPEN | node_8101603_200807875 | node_8101603_200807877 | ABCD | 8101603
oh_line_8101603_200807879 |  | bal_1P_4CU | 158.4 | OPEN | node_8101603_200807877 | node_8101603_200807879 | AD | 8101603
oh_line_8101603_200807880 |  | bal_1P_4CU | 264 | OPEN | node_8101603_200807879 | node_8101603_200807880 | AD | 8101603
oh_line_8101603_200807883 |  | bal_1P_1/0AA | 316.8 | OPEN | node_8101603_200807880 | node_intto1_8101603_200807883 | AD | 8101603
oh_line_8101603_200807884 |  | bal_1P_1/0AA | 316.8 | OPEN | node_8101603_200807883 | node_8101603_200807884 | AD | 8101603
oh_line_8101603_200807886 |  | bal_1P_1/0AA | 158.4 | OPEN | node_8101603_200807884 | node_8101603_200807886 | AD | 8101603
oh_line_8101603_200807890 |  | bal_3P_4CU | 105.60000000000001 | OPEN | node_8101603_200807863 | node_8101603_200807890 | ABCD | 8101603
oh_line_8101603_200807891 |  | bal_3P_4CU | 105.60000000000001 | OPEN | node_8101603_200807890 | node_8101603_200807891 | ABCD | 8101603
oh_line_8101603_200807901 |  | bal_1P_4CU | 105.60000000000001 | OPEN | node_8101603_200807891 | node_8101603_200807901 | AD | 8101603
oh_line_8101603_200807913 |  | bal_1P_4CU | 158.4 | OPEN | node_8101603_200807901 | node_intto1_8101603_200807913 | AD | 8101603
oh_line_8101603_200807918 |  | bal_1P_4CU | 105.60000000000001 | OPEN | node_8101603_200807913 | node_8101603_200807918 | AD | 8101603
oh_line_8101603_200807920 |  | bal_1P_4CU | 105.60000000000001 | OPEN | node_8101603_200807918 | node_8101603_200807920 | AD | 8101603
oh_line_8101603_200807921 |  | bal_1P_1/0AC | 105.60000000000001 | OPEN | node_8101603_200807920 | node_8101603_200807921 | AD | 8101603
oh_line_8101603_200807922 |  | bal_1P_1/0AC | 105.60000000000001 | OPEN | node_8101603_200807921 | node_8101603_200807922 | AD | 8101603
oh_line_8101603_200807923 |  | bal_1P_1/0AC | 158.4 | OPEN | node_8101603_200807922 | node_8101603_200807923 | AD | 8101603
oh_line_8101603_200807924 |  | bal_1P_1/0AC | 105.60000000000001 | OPEN | node_8101603_200807923 | node_8101603_200807924 | AD | 8101603
oh_line_8101603_200807926 |  | bal_1P_1/0AA | 105.60000000000001 | OPEN | node_8101603_200807857 | node_8101603_200807926 | AD | 8101603
oh_line_8101603_200807935 |  | bal_1P_1/0AA | 105.60000000000001 | OPEN | node_8101603_200807926 | node_8101603_200807935 | AD | 8101603
oh_line_8101603_200807936 |  | bal_1P_1/0AA | 105.60000000000001 | OPEN | node_8101603_200807935 | node_8101603_200807936 | AD | 8101603
oh_line_8101603_200807938 |  | bal_1P_1/0AA | 105.60000000000001 | OPEN | node_8101603_200807936 | node_8101603_200807938 | AD | 8101603
oh_line_8101603_200807939 |  | bal_1P_1/0AA | 105.60000000000001 | OPEN | node_8101603_200807938 | node_8101603_200807939 | AD | 8101603
oh_line_8101603_200807940 |  | bal_1P_1/0AA | 105.60000000000001 | OPEN | node_8101603_200807939 | node_8101603_200807940 | AD | 8101603
oh_line_8101603_200807941 |  | bal_1P_1/0AA | 105.60000000000001 | OPEN | node_8101603_200807940 | node_8101603_200807941 | AD | 8101603
oh_line_8101603_200807943 |  | bal_1P_1/0AC | 105.60000000000001 | OPEN | node_8101603_200807852 | node_8101603_200807943 | AD | 8101603
oh_line_8101603_200807944 |  | bal_1P_1/0AC | 158.4 | OPEN | node_8101603_200807943 | node_8101603_200807944 | AD | 8101603
oh_line_8101603_200807946 |  | bal_3P_1/0AA | 105.60000000000001 | OPEN | node_8101603_200807848 | node_intto1_8101603_200807946 | ABCD | 8101603
oh_line_8101603_200807950 |  | bal_1P_1/0AC | 158.4 | OPEN | node_8101603_200807946 | node_8101603_200807950 | AD | 8101603
oh_line_8101603_200807951 |  | bal_1P_1/0AC | 158.4 | OPEN | node_8101603_200807950 | node_8101603_200807951 | AD | 8101603
oh_line_8101603_200807952 |  | bal_1P_4CU | 105.60000000000001 | OPEN | node_8101603_200807951 | node_8101603_200807952 | AD | 8101603
oh_line_8101603_200807953 |  | bal_1P_4CU | 105.60000000000001 | OPEN | node_8101603_200807952 | node_8101603_200807953 | AD | 8101603
oh_line_8101603_200807954 |  | bal_1P_4CU | 105.60000000000001 | OPEN | node_8101603_200807953 | node_8101603_200807954 | AD | 8101603
oh_line_8101603_200807955 |  | bal_1P_1/0AA | 105.60000000000001 | OPEN | node_8101603_200807954 | node_8101603_200807955 | AD | 8101603
oh_line_8101603_200807958 |  | bal_1P_1/0AA | 105.60000000000001 | OPEN | node_8101603_200807955 | node_8101603_200807958 | AD | 8101603
oh_line_8101603_200807959 |  | bal_1P_1/0AA | 105.60000000000001 | OPEN | node_8101603_200807958 | node_8101603_200807959 | AD | 8101603
oh_line_8101603_200807971 |  | bal_1P_4CU | 105.60000000000001 | OPEN | node_8101603_200807844 | node_8101603_200807971 | AD | 8101603
oh_line_8101603_200807982 |  | bal_1P_4CU | 105.60000000000001 | OPEN | node_8101603_200807971 | node_intto1_8101603_200807982 | AD | 8101603
oh_line_8101603_200807990 |  | bal_1P_4CU | 105.60000000000001 | OPEN | node_8101603_200807982 | node_8101603_200807990 | AD | 8101603
oh_line_8101603_200807991 |  | bal_1P_4CU | 105.60000000000001 | OPEN | node_8101603_200807990 | node_8101603_200807991 | AD | 8101603
oh_line_8101603_200807992 |  | bal_1P_4/0AL | 52.800000000000004 | OPEN | node_8101603_200807991 | node_8101603_200807992 | AD | 8101603
oh_line_8101603_200808050 |  | bal_1P_1/0AC | 105.60000000000001 | OPEN | node_8101603_200947029 | node_8101603_200808050 | AD | 8101603
oh_line_8101603_200808061 |  | bal_1P_1/0AC | 105.60000000000001 | OPEN | node_8101603_200808050 | node_8101603_200808061 | AD | 8101603
oh_line_8101603_200808070 |  | bal_1P_1/0AC | 105.60000000000001 | OPEN | node_8101603_200808061 | node_8101603_200808070 | AD | 8101603
oh_line_8101603_200808095 |  | bal_3P_477AL | 105.60000000000001 | OPEN | node_8101603_200807877 | node_8101603_200808095 | ABCD | 8101603
oh_line_8101603_200808295 |  | bal_3P_1/0AA | 105.60000000000001 | OPEN | node_8101603_200807818 | node_8101603_200808295 | ABCD | 8101603
oh_line_8101603_200808349 |  | bal_3P_1/0AC | 105.60000000000001 | OPEN | node_8101603_200807814 | node_8101603_200808349 | ABCD | 8101603
oh_line_8101603_200808361 |  | bal_3P_1/0AC | 105.60000000000001 | OPEN | node_8101603_200808349 | node_8101603_200808361 | ABCD | 8101603
oh_line_8101603_200808372 |  | bal_1P_1/0AC | 158.4 | OPEN | node_8101603_200808361 | node_8101603_200808372 | AD | 8101603
oh_line_8101603_200808378 |  | bal_1P_1/0AC | 105.60000000000001 | OPEN | node_8101603_200808372 | node_8101603_200808378 | AD | 8101603
oh_line_8101603_200808379 |  | bal_1P_1/0AC | 105.60000000000001 | OPEN | node_8101603_200808378 | node_8101603_200808379 | AD | 8101603
oh_line_8101603_200808387 |  | unb_3P_2-1/0AC_1/0AA | 105.60000000000001 | OPEN | node_8101603_200947030 | node_8101603_200808387 | ABCD | 8101603
oh_line_8101603_200808389 |  | bal_3P_1/0AC | 105.60000000000001 | OPEN | node_8101603_200808387 | node_8101603_200808389 | ABCD | 8101603
oh_line_8101603_200808390 |  | bal_3P_1/0AC | 105.60000000000001 | OPEN | node_8101603_200808389 | node_8101603_200808390 | ABCD | 8101603
oh_line_8101603_200808392 |  | bal_3P_477AL | 52.800000000000004 | OPEN | node_8101603_200808390 | node_8101603_200808392 | ABCD | 8101603
oh_line_8101603_200808393 |  | bal_3P_477AL | 105.60000000000001 | OPEN | node_8101603_200808392 | node_intto1_1399361_362_15295709_156 | ABCD | 8101603
oh_line_8101603_200808402 |  | bal_3P_1/0AA | 158.4 | OPEN | node_8101603_200807810 | node_8101603_200808402 | ABCD | 8101603
oh_line_8101603_200808421 |  | bal_3P_1/0AA | 105.60000000000001 | OPEN | node_8101603_200808402 | node_8101603_200808421 | ABCD | 8101603
oh_line_8101603_200808432 |  | bal_3P_1/0AA | 105.60000000000001 | OPEN | node_8101603_200808421 | node_8101603_200808432 | ABCD | 8101603
oh_line_8101603_200808433 |  | bal_3P_1/0AA | 105.60000000000001 | OPEN | node_8101603_200808432 | node_8101603_200808433 | ABCD | 8101603
oh_line_8101603_200808444 |  | bal_3P_1/0AA | 105.60000000000001 | OPEN | node_8101603_200808433 | node_8101603_200808444 | ABCD | 8101603
oh_line_8101603_200808449 |  | bal_3P_1/0AA | 105.60000000000001 | OPEN | node_8101603_200808444 | node_8101603_200808449 | ABCD | 8101603
oh_line_8101603_200808451 |  | unb_3P_2-1/0AC_1/0AA | 105.60000000000001 | OPEN | node_8101603_200808449 | node_8101603_200808451 | ABCD | 8101603
oh_line_8101603_200808452 |  | unb_3P_2-1/0AC_1/0AA | 105.60000000000001 | OPEN | node_8101603_200808451 | node_8101603_200808452 | ABCD | 8101603
oh_line_8101603_200808454 |  | bal_3P_1/0AA | 105.60000000000001 | OPEN | node_8101603_200807804 | node_8101603_200808454 | ABCD | 8101603
oh_line_8101603_200808470 |  | bal_3P_1/0AA | 52.800000000000004 | OPEN | node_8101603_200808454 | node_8101603_200808470 | ABCD | 8101603
oh_line_8101603_200808484 |  | bal_3P_1/0AA | 105.60000000000001 | OPEN | node_8101603_200808470 | node_8101603_200808484 | ABCD | 8101603
oh_line_8101603_200808488 |  | bal_3P_1/0AA | 105.60000000000001 | OPEN | node_8101603_200808484 | node_8101603_200808488 | ABCD | 8101603
oh_line_8101603_200808489 |  | bal_3P_1/0AA | 52.800000000000004 | OPEN | node_8101603_312127765 | node_8101603_200808489 | ABCD | 8101603
oh_line_8101603_200808491 |  | bal_3P_1/0AA | 52.800000000000004 | OPEN | node_8101603_200808489 | node_8101603_200808491 | ABCD | 8101603
oh_line_8101603_200808492 |  | bal_3P_1/0AA | 105.60000000000001 | OPEN | node_8101603_200808491 | node_8101603_200808492 | ABCD | 8101603
oh_line_8101603_200808493 |  | bal_3P_1/0AA | 52.800000000000004 | OPEN | node_8101603_311998328 | node_8101603_200808493 | ABCD | 8101603
oh_line_8101603_200808494 |  | bal_3P_1/0AA | 52.800000000000004 | OPEN | node_8101603_200808493 | node_8101603_200808494 | ABCD | 8101603
oh_line_8101603_200808496 |  | bal_3P_1/0AC | 105.60000000000001 | OPEN | node_8101603_200807801 | node_8101603_200808496 | ABCD | 8101603
oh_line_8101603_200808499 |  | bal_3P_1/0AC | 52.800000000000004 | OPEN | node_8101603_200808496 | node_8101603_200808499 | ABCD | 8101603
oh_line_8101603_200808500 |  | bal_3P_1/0AC | 158.4 | OPEN | node_8101603_200808499 | node_8101603_200808500 | ABCD | 8101603
oh_line_8101603_200808501 |  | bal_3P_1/0AC | 105.60000000000001 | OPEN | node_8101603_200808500 | node_8101603_200808501 | ABCD | 8101603
oh_line_8101603_200808503 |  | bal_1P_1/0AC | 105.60000000000001 | OPEN | node_8101603_200955919 | node_8101603_200808503 | AD | 8101603
oh_line_8101603_200808504 |  | bal_1P_1/0AA | 52.800000000000004 | OPEN | node_8101603_200808503 | node_8101603_200808504 | AD | 8101603
oh_line_8101603_200808509 |  | bal_3P_336AL | 158.4 | OPEN | node_8101603_200808522 | node_8101603_200808509 | ABCD | 8101603
oh_line_8101603_200808510 |  | bal_3P_336AL | 52.800000000000004 | OPEN | node_8101603_200808511 | node_intto1_8101603_200808510 | ABCD | 8101603
oh_line_8101603_200808511 |  | bal_3P_336AL | 0 | OPEN | node_8101603_200808639 | node_8101603_200808511 | ABCD | 8101603
oh_line_8101603_200808522 |  | bal_3P_336AL | 105.60000000000001 | OPEN | node_8101603_200808534 | node_8101603_200808522 | ABCD | 8101603
oh_line_8101603_200808523 |  | bal_3P_1/0AC | 52.800000000000004 | OPEN | node_8101603_200808522 | node_8101603_200808523 | ABCD | 8101603
oh_line_8101603_200808534 |  | bal_3P_336AL | 105.60000000000001 | OPEN | node_8101603_200808536 | node_8101603_200808534 | ABCD | 8101603
oh_line_8101603_200808536 |  | bal_3P_336AL | 105.60000000000001 | OPEN | node_8101603_200808537 | node_8101603_200808536 | ABCD | 8101603
oh_line_8101603_200808537 |  | bal_3P_336AL | 105.60000000000001 | OPEN | node_8101603_200808538 | node_8101603_200808537 | ABCD | 8101603
oh_line_8101603_200808538 |  | bal_3P_336AL | 52.800000000000004 | OPEN | node_8101603_200808539 | node_8101603_200808538 | ABCD | 8101603
oh_line_8101603_200808539 |  | bal_3P_336AL | 158.4 | OPEN | node_8101603_200955864 | node_8101603_200808539 | ABCD | 8101603
oh_line_8101603_200808542 |  | bal_3P_336AL | 105.60000000000001 | OPEN | node_8101603_200808510 | node_8101603_200808542 | ABCD | 8101603
oh_line_8101603_200808543 |  | bal_3P_2/0CU | 105.60000000000001 | OPEN | node_8101603_200917142 | node_8101603_200808543 | ABCD | 8101603
oh_line_8101603_200808545 |  | bal_3P_2/0CU | 105.60000000000001 | OPEN | node_8101603_200808546 | node_8101603_200808545 | ABCD | 8101603
oh_line_8101603_200808546 |  | bal_3P_2/0CU | 105.60000000000001 | OPEN | node_8101603_200808548 | node_8101603_200808546 | ABCD | 8101603
oh_line_8101603_200808547 |  | bal_3P_2CU | 52.800000000000004 | OPEN | node_8101603_200808546 | node_intto1_8101603_200808547 | ABCD | 8101603
oh_line_8101603_200808548 |  | bal_3P_2/0CU | 105.60000000000001 | OPEN | node_8101603_200808550 | node_8101603_200808548 | ABCD | 8101603
oh_line_8101603_200808550 |  | bal_3P_2/0CU | 105.60000000000001 | OPEN | node_8101603_200808552 | node_8101603_200808550 | ABCD | 8101603
oh_line_8101603_200808552 |  | bal_3P_2/0CU | 158.4 | OPEN | node_8101603_200808553 | node_8101603_200808552 | ABCD | 8101603
oh_line_8101603_200808553 |  | bal_3P_2/0CU | 105.60000000000001 | OPEN | node_8101603_200808554 | node_8101603_200808553 | ABCD | 8101603
oh_line_8101603_200808554 |  | bal_3P_2/0CU | 105.60000000000001 | OPEN | node_8101603_200808543 | node_8101603_200808554 | ABCD | 8101603
oh_line_8101603_200808619 |  | bal_3P_4CU | 52.800000000000004 | OPEN | node_8101603_200809004 | node_8101603_200808619 | ABCD | 8101603
oh_line_8101603_200808627 |  | bal_3P_2/0CU | 105.60000000000001 | OPEN | node_8101603_200957213 | node_8101603_200808627 | ABCD | 8101603
oh_line_8101603_200808639 |  | bal_3P_2/0CU | 264 | OPEN | node_8101603_200917142 | node_8101603_200808639 | ABCD | 8101603
oh_line_8101603_200808998 |  | bal_3P_4CU | 105.60000000000001 | OPEN | node_8101603_200808619 | node_8101603_200808998 | ABCD | 8101603
oh_line_8101603_200808999 |  | bal_3P_1/0AC | 105.60000000000001 | OPEN | node_8101603_200808998 | node_8101603_200808999 | ABCD | 8101603
oh_line_8101603_200809000 |  | bal_3P_1/0AC | 211.20000000000002 | OPEN | node_8101603_200808999 | node_8101603_200809000 | ABCD | 8101603
oh_line_8101603_200809004 |  | bal_3P_2/0CU | 105.60000000000001 | OPEN | node_8101603_201038472 | node_8101603_200809004 | ABCD | 8101603
oh_line_8101603_200809663 |  | bal_3P_2/0CU | 211.20000000000002 | OPEN | node_8101603_200957213 | node_8101603_200809663 | ABCD | 8101603
oh_line_8101603_200809664 |  | bal_3P_1/0AC | 158.4 | OPEN | node_8101603_200809663 | node_intto1_8101603_200809664 | ABCD | 8101603
oh_line_8101603_200917142 |  | bal_3P_2/0CU | 158.4 | OPEN | node_8101603_200808627 | node_8101603_200917142 | ABCD | 8101603
oh_line_8101603_200940734 |  | bal_3P_2/0CU | 105.60000000000001 | OPEN | node_8101603_200807823 | node_8101603_200940734 | ABCD | 8101603
oh_line_8101603_200947029 |  | bal_3P_2/0CU | 105.60000000000001 | OPEN | node_8101603_200807828 | node_intto1_8101603_200947029 | ABCD | 8101603
oh_line_8101603_200947030 |  | unb_3P_2-1/0AC_1/0AA | 105.60000000000001 | OPEN | node_8101603_200808452 | node_8101603_200947030 | ABCD | 8101603
oh_line_8101603_200948176 |  | bal_3P_1/0AA | 105.60000000000001 | OPEN | node_8101603_200808295 | node_8101603_200948176 | ABCD | 8101603
oh_line_8101603_200948177 |  | bal_3P_1/0AA | 105.60000000000001 | OPEN | node_8101603_200948176 | node_8101603_200948177 | ABCD | 8101603
oh_line_8101603_200955864 |  | bal_3P_336AL | 158.4 | OPEN | node_8101603_200808542 | node_8101603_200955864 | ABCD | 8101603
oh_line_8101603_200955919 |  | bal_3P_1/0AC | 105.60000000000001 | OPEN | node_8101603_200808501 | node_8101603_200955919 | ABCD | 8101603
oh_line_8101603_200957213 |  | bal_3P_2/0CU | 52.800000000000004 | OPEN | node_8101603_200957214 | node_8101603_200957213 | ABCD | 8101603
oh_line_8101603_200957214 |  | bal_3P_477AL | 158.4 | OPEN | node_8101603_200957239 | node_intto1_8101603_200957214 | ABCD | 8101603
oh_line_8101603_200957239 |  | bal_3P_477AL | 105.60000000000001 | OPEN | node_8101603_200957240 | node_intto1_8101603_200957239 | ABCD | 8101603
oh_line_8101603_200957240 |  | bal_3P_477AL | 52.800000000000004 | OPEN | node_8101603_200957241 | node_8101603_200957240 | ABCD | 8101603
oh_line_8101603_200957241 |  | bal_3P_4CU | 105.60000000000001 | OPEN | node_8101603_200808619 | node_8101603_200957241 | ABCD | 8101603
oh_line_8101603_201038472 |  | bal_3P_2/0CU | 105.60000000000001 | OPEN | node_8101603_500000084 | node_8101603_201038472 | ABCD | 8101603
oh_line_8101603_311890828 |  | bal_3P_1/0AA | 52.800000000000004 | OPEN | node_8101603_201038472 | node_8101603_311890828 | ABCD | 8101603
oh_line_8101603_311998328 |  | bal_3P_1/0AA | 52.800000000000004 | OPEN | node_8101603_200808492 | node_8101603_311998328 | ABCD | 8101603
oh_line_8101603_311998332 |  | bal_3P_1/0AA | 52.800000000000004 | OPEN | node_8101603_311998328 | node_8101603_311998332 | ABCD | 8101603
oh_line_8101603_312006232 |  | bal_3P_1/0AA | 0 | OPEN | node_8101603_200808494 | node_8101603_312006232 | ABCD | 8101603
oh_line_8101603_312127765 |  | bal_3P_1/0AA | 52.800000000000004 | OPEN | node_8101603_200808488 | node_8101603_312127765 | ABCD | 8101603
oh_line_TAP_OH_891721 |  | unb_TAPWIRE_OH | 52.800000000000004 | OPEN | node_8101603_200807821 | node_1400327_627_15294314_191 | ABCN | 8101603
oh_line_TAP_OH_891733 |  | unb_TAPWIRE_OH | 52.800000000000004 | OPEN | node_8101603_200807884 | node_1404510_007_15293967_505 | AN | 8101603
oh_line_TAP_OH_891734 |  | unb_TAPWIRE_OH | 52.800000000000004 | OPEN | node_8101603_200807886 | node_1404686_645_15294049_943 | AN | 8101603
oh_line_TAP_OH_891740 |  | unb_TAPWIRE_OH | 52.800000000000004 | OPEN | node_8101603_200807913 | node_1402669_15294789_007 | AN | 8101603
oh_line_TAP_OH_891742 |  | unb_TAPWIRE_OH | 52.800000000000004 | OPEN | node_8101603_200807918 | node_1402684_944_15294911_277 | AN | 8101603
oh_line_TAP_OH_891743 |  | unb_TAPWIRE_OH | 52.800000000000004 | OPEN | node_8101603_200807924 | node_1402659_503_15295460_944 | AN | 8101603
oh_line_TAP_OH_891747 |  | unb_TAPWIRE_OH | 52.800000000000004 | OPEN | node_8101603_200807936 | node_1402324_223_15294689_885 | AN | 8101603
oh_line_TAP_OH_891748 |  | unb_TAPWIRE_OH | 52.800000000000004 | OPEN | node_8101603_200807940 | node_1402372_435_15295020_27 | AN | 8101603
oh_line_TAP_OH_891749 |  | unb_TAPWIRE_OH | 52.800000000000004 | OPEN | node_8101603_200807944 | node_1402194_855_15294640_699 | AN | 8101603
oh_line_TAP_OH_891750 |  | unb_TAPWIRE_OH | 52.800000000000004 | OPEN | node_8101603_200807954 | node_1401813_537_15295111_159 | AN | 8101603
oh_line_TAP_OH_891751 |  | unb_TAPWIRE_OH | 52.800000000000004 | OPEN | node_8101603_200807959 | node_1401780_506_15295446_253 | AN | 8101603
oh_line_TAP_OH_891760 |  | unb_TAPWIRE_OH | 52.800000000000004 | OPEN | node_8101603_200807991 | node_1401552_596_15294822_952 | AN | 8101603
oh_line_TAP_OH_891774 |  | unb_TAPWIRE_OH | 52.800000000000004 | OPEN | node_8101603_200808070 | node_1400918_486_15294799_096 | AN | 8101603
oh_line_TAP_OH_891828 |  | unb_TAPWIRE_OH | 52.800000000000004 | OPEN | node_8101603_200808379 | node_1399750_734_15294887_764 | AN | 8101603
oh_line_TAP_OH_891837 |  | unb_TAPWIRE_OH | 52.800000000000004 | OPEN | node_8101603_200808421 | node_1399481_373_15294581_336 | ABCN | 8101603
oh_line_TAP_OH_891844 |  | unb_TAPWIRE_OH | 52.800000000000004 | OPEN | node_8101603_200808449 | node_1399449_889_15294973_613 | ABCN | 8101603
oh_line_TAP_OH_891854 |  | unb_TAPWIRE_OH | 52.800000000000004 | OPEN | node_8101603_200808493 | node_1398987_311_15295075_492 | ABCN | 8101603
oh_line_TAP_OH_891856 |  | unb_TAPWIRE_OH | 52.800000000000004 | OPEN | node_8101603_200808504 | node_1398730_776_15294980_835 | AN | 8101603
oh_line_TAP_OH_891858 |  | unb_TAPWIRE_OH | 52.800000000000004 | OPEN | node_8101603_200808510 | node_1398282_29_15295396_542 | ABCN | 8101603
oh_line_TAP_OH_891867 |  | unb_TAPWIRE_OH | 52.800000000000004 | OPEN | node_8101603_200808534 | node_1398340_428_15294659_683 | ABCN | 8101603
oh_line_TAP_OH_920171 |  | unb_TAPWIRE_OH | 52.800000000000004 | OPEN | node_8101603_200947030 | node_1399426_155_15295269_274 | ABCN | 8101603
oh_line_TAP_OH_921488 |  | unb_TAPWIRE_OH | 52.800000000000004 | OPEN | node_8101603_200955864 | node_1398363_841_15295126_212 | ABCN | 8101603
oh_line_TAP_OH_1502029 |  | unb_TAPWIRE_OH | 0 | OPEN | node_8101603_200955919 | node_1398689_442_15294814_301 | ABCN | 8101603
oh_line_TAP_OH_2137720 |  | unb_TAPWIRE_OH | 105.60000000000001 | OPEN | node_8101603_200808547 | node_1398241_356_15294728_19 | ABCN | 8101603
oh_line_TAP_OH_2137721 |  | unb_TAPWIRE_OH | 105.60000000000001 | OPEN | node_8101603_200808547 | node_1398234_556_15294753_145 | ABCN | 8101603
oh_line_TAP_OH_2137722 |  | unb_TAPWIRE_OH | 105.60000000000001 | OPEN | node_8101603_200808547 | node_1398243_103_15294701_681 | ABCN | 8101603
oh_line_TAP_OH_2137723 |  | unb_TAPWIRE_OH | 105.60000000000001 | OPEN | node_8101603_200807842 | node_1401478_983_15294265_065 | ABCN | 8101603
oh_line_TAP_OH_2137724 |  | unb_TAPWIRE_OH | 105.60000000000001 | OPEN | node_8101603_200807842 | node_1401498_555_15294269_512 | ABCN | 8101603
oh_line_TAP_OH_2137725 |  | unb_TAPWIRE_OH | 105.60000000000001 | OPEN | node_8101603_200807842 | node_1401459_252_15294267_565 | ABCN | 8101603
oh_line_TAP_OH_2137734 |  | unb_TAPWIRE_OH | 52.800000000000004 | OPEN | node_8101603_200807891 | node_1402684_826_15294549_946 | ABCN | 8101603
oh_line_TAP_OH_2137735 |  | unb_TAPWIRE_OH | 52.800000000000004 | OPEN | node_8101603_200807891 | node_1402684_116_15294576_55 | ABCN | 8101603
oh_line_TAP_OH_2137736 |  | unb_TAPWIRE_OH | 105.60000000000001 | OPEN | node_8101603_200807891 | node_1402680_383_15294523_959 | ABCN | 8101603
oh_line_TAP_OH_2137756 |  | unb_TAPWIRE_OH | 105.60000000000001 | OPEN | node_8101603_200807808 | node_1399311_431_15294214_027 | ABCN | 8101603
oh_line_TAP_OH_2137757 |  | unb_TAPWIRE_OH | 105.60000000000001 | OPEN | node_8101603_200807808 | node_1399331_067_15294217_912 | ABCN | 8101603
oh_line_TAP_OH_2137758 |  | unb_TAPWIRE_OH | 105.60000000000001 | OPEN | node_8101603_200807808 | node_1399291_747_15294217_092 | ABCN | 8101603
oh_line_TAP_OH_2137779 |  | unb_TAPWIRE_OH | 105.60000000000001 | OPEN | node_8101603_200807823 | node_1400559_374_15294251_669 | ABCN | 8101603
oh_line_TAP_OH_2137780 |  | unb_TAPWIRE_OH | 105.60000000000001 | OPEN | node_8101603_200807823 | node_1400578_941_15294256_161 | ABCN | 8101603
oh_line_TAP_OH_2137781 |  | unb_TAPWIRE_OH | 105.60000000000001 | OPEN | node_8101603_200807823 | node_1400539_64_15294254_122 | ABCN | 8101603
oh_line_TAP_OH_2137802 |  | unb_TAPWIRE_OH | 105.60000000000001 | OPEN | node_8101603_200807875 | node_1403405_844_15294206_82 | ABCN | 8101603
oh_line_TAP_OH_2137803 |  | unb_TAPWIRE_OH | 105.60000000000001 | OPEN | node_8101603_200807875 | node_1403425_531_15294203_783 | ABCN | 8101603
oh_line_TAP_OH_2137811 |  | unb_TAPWIRE_OH | 105.60000000000001 | OPEN | node_8101603_200808499 | node_1398816_246_15294448_317 | ABCN | 8101603
oh_line_TAP_OH_2137812 |  | unb_TAPWIRE_OH | 105.60000000000001 | OPEN | node_8101603_200808499 | node_1398812_764_15294474_501 | ABCN | 8101603
oh_line_TAP_OH_2137828 |  | unb_TAPWIRE_OH | 52.800000000000004 | OPEN | node_8101603_200808543 | node_1397964_704_15295346_389 | ABCN | 8101603
oh_line_TAP_OH_2137829 |  | unb_TAPWIRE_OH | 105.60000000000001 | OPEN | node_8101603_200808543 | node_1397968_281_15295320_229 | ABCN | 8101603
oh_line_TAP_OH_2137830 |  | unb_TAPWIRE_OH | 105.60000000000001 | OPEN | node_8101603_200807861 | node_1402502_654_15294282_382 | ABCN | 8101603
oh_line_TAP_OH_2137831 |  | unb_TAPWIRE_OH | 105.60000000000001 | OPEN | node_8101603_200807861 | node_1402522_257_15294286_558 | ABCN | 8101603
oh_line_TAP_OH_2137832 |  | unb_TAPWIRE_OH | 105.60000000000001 | OPEN | node_8101603_200807861 | node_1402482_944_15294285_154 | ABCN | 8101603
oh_line_TAP_OH_2137836 |  | unb_TAPWIRE_OH | 52.800000000000004 | OPEN | node_8101603_312127765 | node_1399010_91_15294739_277 | ABCN | 8101603
oh_line_TAP_OH_2137837 |  | unb_TAPWIRE_OH | 52.800000000000004 | OPEN | node_8101603_312127765 | node_1399012_142_15294724_37 | ABCN | 8101603
oh_line_TAP_OH_2137838 |  | unb_TAPWIRE_OH | 52.800000000000004 | OPEN | node_8101603_312127765 | node_1399011_963_15294754_148 | ABCN | 8101603
oh_line_TAP_OH_2137861 |  | unb_TAPWIRE_OH | 52.800000000000004 | OPEN | node_8101603_200948177 | node_1400056_132_15294684_024 | ABCN | 8101603
oh_line_TAP_OH_2137862 |  | unb_TAPWIRE_OH | 52.800000000000004 | OPEN | node_8101603_200948177 | node_1400042_998_15294680_76 | ABCN | 8101603
oh_line_TAP_OH_2140923 |  | unb_TAPWIRE_OH | 105.60000000000001 | OPEN | node_8101603_200807832 | node_1401154_299_15294262_522 | ABCN | 8101603
oh_line_TAP_OH_2140924 |  | unb_TAPWIRE_OH | 105.60000000000001 | OPEN | node_8101603_200807832 | node_1401173_881_15294266_88 | ABCN | 8101603
oh_line_TAP_OH_2140925 |  | unb_TAPWIRE_OH | 105.60000000000001 | OPEN | node_8101603_200807832 | node_1401134_575_15294265_111 | ABCN | 8101603
oh_line_TAP_OH_2140926 |  | unb_TAPWIRE_OH | 105.60000000000001 | OPEN | node_8101603_200807863 | node_1402579_079_15294284_522 | ABCN | 8101603
oh_line_TAP_OH_2140927 |  | unb_TAPWIRE_OH | 105.60000000000001 | OPEN | node_8101603_200807863 | node_1402598_788_15294287_622 | ABCN | 8101603
oh_line_TAP_OH_2140928 |  | unb_TAPWIRE_OH | 105.60000000000001 | OPEN | node_8101603_200807863 | node_1402559_475_15294288_372 | ABCN | 8101603
oh_line_TAP_OH_2140929 |  | unb_TAPWIRE_OH | 52.800000000000004 | OPEN | node_8101603_200808538 | node_1398274_448_15294935_987 | ABCN | 8101603
oh_line_TAP_OH_2140930 |  | unb_TAPWIRE_OH | 52.800000000000004 | OPEN | node_8101603_200808538 | node_1398277_353_15294909_671 | ABCN | 8101603
oh_line_TAP_OH_2140950 |  | unb_TAPWIRE_OH | 52.800000000000004 | OPEN | node_8101603_200807867 | node_1402952_987_15294319_939 | ABCN | 8101603
oh_line_TAP_OH_2140951 |  | unb_TAPWIRE_OH | 52.800000000000004 | OPEN | node_8101603_200807867 | node_1402969_108_15294326_423 | ABCN | 8101603
oh_line_TAP_OH_2140952 |  | unb_TAPWIRE_OH | 52.800000000000004 | OPEN | node_8101603_200807867 | node_1402933_431_15294316_791 | ABCN | 8101603
oh_line_TAP_OH_2140958 |  | unb_TAPWIRE_OH | 105.60000000000001 | OPEN | node_8101603_200809664 | node_1397642_519_15295031_603 | ABCN | 8101603
oh_line_TAP_OH_2140959 |  | unb_TAPWIRE_OH | 105.60000000000001 | OPEN | node_8101603_200809664 | node_1397661_824_15295037_851 | ABCN | 8101603
oh_line_TAP_OH_2140960 |  | unb_TAPWIRE_OH | 105.60000000000001 | OPEN | node_8101603_200809664 | node_1397622_699_15295032_267 | ABCN | 8101603
oh_line_TAP_OH_2140982 |  | unb_TAPWIRE_OH | 105.60000000000001 | OPEN | node_8101603_200807798 | node_1398496_966_15294408_25 | ABCN | 8101603
oh_line_TAP_OH_2140983 |  | unb_TAPWIRE_OH | 105.60000000000001 | OPEN | node_8101603_200807798 | node_1398478_695_15294397_748 | ABCN | 8101603
oh_line_TAP_OH_2140984 |  | unb_TAPWIRE_OH | 105.60000000000001 | OPEN | node_8101603_200807798 | node_1398516_61_15294412_06 | ABCN | 8101603
oh_line_TAP_OH_2141014 |  | unb_TAPWIRE_OH | 52.800000000000004 | OPEN | node_8101603_200947029 | node_1400987_935_15294490_42 | ABCN | 8101603
oh_line_TAP_OH_2141015 |  | unb_TAPWIRE_OH | 105.60000000000001 | OPEN | node_8101603_200947029 | node_1400984_178_15294516_533 | ABCN | 8101603
oh_line_TAP_OH_2141018 |  | unb_TAPWIRE_OH | 105.60000000000001 | OPEN | node_8101603_200808998 | node_1397382_328_15295257_894 | ABCN | 8101603
oh_line_TAP_OH_2141019 |  | unb_TAPWIRE_OH | 105.60000000000001 | OPEN | node_8101603_200808998 | node_1397385_333_15295284_239 | ABCN | 8101603
oh_line_TAP_OH_2141029 |  | unb_TAPWIRE_OH | 52.800000000000004 | OPEN | node_8101603_200808361 | node_1399816_906_15294540_509 | ABCN | 8101603
oh_line_TAP_OH_2141030 |  | unb_TAPWIRE_OH | 52.800000000000004 | OPEN | node_8101603_200808361 | node_1399813_244_15294566_647 | ABCN | 8101603
oh_line_TAP_OH_2141031 |  | unb_TAPWIRE_OH | 52.800000000000004 | OPEN | node_8101603_200808361 | node_1399815_399_15294513_946 | ABCN | 8101603
oh_line_TAP_OH_2141032 |  | unb_TAPWIRE_OH | 105.60000000000001 | OPEN | node_8101603_200807853 | node_1402265_264_15294535_249 | ABCN | 8101603
oh_line_TAP_OH_2141033 |  | unb_TAPWIRE_OH | 105.60000000000001 | OPEN | node_8101603_200807853 | node_1402247_673_15294547_394 | ABCN | 8101603
oh_line_TAP_OH_2141034 |  | unb_TAPWIRE_OH | 105.60000000000001 | OPEN | node_8101603_200807853 | node_1402279_887_15294517_384 | ABCN | 8101603
oh_line_TAP_OH_2141038 |  | unb_TAPWIRE_OH | 105.60000000000001 | OPEN | node_8101603_200808539 | node_1398272_594_15294997_892 | ABCN | 8101603
oh_line_TAP_OH_2141039 |  | unb_TAPWIRE_OH | 105.60000000000001 | OPEN | node_8101603_200808539 | node_1398276_52_15294971_825 | ABCN | 8101603
oh_line_TAP_OH_2141040 |  | unb_TAPWIRE_OH | 105.60000000000001 | OPEN | node_8101603_200808539 | node_1398273_831_15295024_477 | ABCN | 8101603
oh_line_TAP_OH_2141087 |  | unb_TAPWIRE_OH | 52.800000000000004 | OPEN | node_8101603_200808548 | node_1398163_128_15294782_598 | ABCN | 8101603
oh_line_TAP_OH_2141088 |  | unb_TAPWIRE_OH | 105.60000000000001 | OPEN | node_8101603_200808548 | node_1398159_745_15294808_806 | ABCN | 8101603
oh_line_TAP_OH_2141089 |  | unb_TAPWIRE_OH | 52.800000000000004 | OPEN | node_8101603_200808548 | node_1398161_337_15294756_064 | ABCN | 8101603
oh_line_TAP_OH_2141090 |  | unb_TAPWIRE_OH | 52.800000000000004 | OPEN | node_8101603_200808545 | node_1398025_621_15294555_451 | ABCN | 8101603
oh_line_TAP_OH_2141091 |  | unb_TAPWIRE_OH | 52.800000000000004 | OPEN | node_8101603_200808545 | node_1398029_038_15294529_251 | ABCN | 8101603
oh_line_TAP_OH_2141092 |  | unb_TAPWIRE_OH | 52.800000000000004 | OPEN | node_8101603_200808545 | node_1398027_377_15294581_988 | ABCN | 8101603
oh_line_TAP_OH_2141095 |  | unb_TAPWIRE_OH | 105.60000000000001 | OPEN | node_8101603_200807833 | node_1401243_716_15294262_414 | ABCN | 8101603
oh_line_TAP_OH_2141096 |  | unb_TAPWIRE_OH | 105.60000000000001 | OPEN | node_8101603_200807833 | node_1401263_379_15294266_032 | ABCN | 8101603
oh_line_TAP_OH_2141097 |  | unb_TAPWIRE_OH | 105.60000000000001 | OPEN | node_8101603_200807833 | node_1401224_057_15294265_747 | ABCN | 8101603
oh_line_TAP_OH_2141101 |  | unb_TAPWIRE_OH | 105.60000000000001 | OPEN | node_8101603_200807822 | node_1400439_569_15294247_05 | ABCN | 8101603
oh_line_TAP_OH_2141102 |  | unb_TAPWIRE_OH | 105.60000000000001 | OPEN | node_8101603_200807822 | node_1400459_16_15294251_335 | ABCN | 8101603
oh_line_TAP_OH_2141103 |  | unb_TAPWIRE_OH | 105.60000000000001 | OPEN | node_8101603_200807822 | node_1400419_85_15294249_714 | ABCN | 8101603
oh_line_TAP_OH_2141107 |  | unb_TAPWIRE_OH | 105.60000000000001 | OPEN | node_8101603_200808627 | node_1397880_242_15295338_561 | ABCN | 8101603
oh_line_TAP_OH_2141108 |  | unb_TAPWIRE_OH | 105.60000000000001 | OPEN | node_8101603_200808627 | node_1397899_444_15295345_37 | ABCN | 8101603
oh_line_TAP_OH_2200523 |  | unb_TAPWIRE_OH | 52.800000000000004 | OPEN | node_8101603_200957241 | node_1397489_567_15295388_954 | ABCN | 8101603
oh_line_TAP_OH_2200524 |  | unb_TAPWIRE_OH | 105.60000000000001 | OPEN | node_8101603_200957241 | node_1397489_086_15295415_57 | ABCN | 8101603
oh_line_TAP_OH_2200549 |  | unb_TAPWIRE_OH | 52.800000000000004 | OPEN | node_8101603_200808553 | node_1397980_72_15295137_13 | ABCN | 8101603
oh_line_TAP_OH_2200550 |  | unb_TAPWIRE_OH | 105.60000000000001 | OPEN | node_8101603_200808553 | node_1397983_883_15295110_871 | ABCN | 8101603
oh_line_TAP_OH_2200551 |  | unb_TAPWIRE_OH | 52.800000000000004 | OPEN | node_8101603_200808553 | node_1397982_732_15295163_637 | ABCN | 8101603
oh_line_TAP_OH_2419334 |  | unb_TAPWIRE_OH | 52.800000000000004 | OPEN | node_8101603_200948176 | node_1400149_211_15294546_909 | ABCN | 8101603
oh_line_TAP_OH_2419335 |  | unb_TAPWIRE_OH | 52.800000000000004 | OPEN | node_8101603_200948176 | node_1400145_035_15294572_904 | ABCN | 8101603
oh_line_TAP_OH_2419336 |  | unb_TAPWIRE_OH | 52.800000000000004 | OPEN | node_8101603_200948176 | node_1400148_228_15294520_307 | ABCN | 8101603
oh_line_TAP_OH_2419337 |  | unb_TAPWIRE_OH | 52.800000000000004 | OPEN | node_8101603_200808523 | node_1398429_218_15294557_809 | ABCN | 8101603
oh_line_TAP_OH_2419338 |  | unb_TAPWIRE_OH | 52.800000000000004 | OPEN | node_8101603_200808523 | node_1398442_149_15294547_185 | ABCN | 8101603
oh_line_TAP_OH_2419339 |  | unb_TAPWIRE_OH | 105.60000000000001 | OPEN | node_8101603_200807850 | node_1401998_057_15294278_186 | ABCN | 8101603
oh_line_TAP_OH_2419340 |  | unb_TAPWIRE_OH | 105.60000000000001 | OPEN | node_8101603_200807850 | node_1402017_712_15294281_88 | ABCN | 8101603
oh_line_TAP_OH_3046490 |  | unb_TAPWIRE_OH | 0 | OPEN | node_8101603_311890828 | node_1397280_312_15295567_541 | ABCN | 8101603
oh_line_TAP_OH_3046491 |  | unb_TAPWIRE_OH | 0 | OPEN | node_8101603_311890828 | node_1397278_622_15295557_199 | ABCN | 8101603
oh_line_TAP_OH_3046492 |  | unb_TAPWIRE_OH | 0 | OPEN | node_8101603_311890828 | node_1397279_989_15295549_036 | ABCN | 8101603
oh_line_TAP_OH_3830235 |  | unb_TAPWIRE_OH | 52.800000000000004 | OPEN | node_8101603_311998332 | node_1399094_869_15295045_629 | ABCN | 8101603
oh_line_TAP_OH_3830236 |  | unb_TAPWIRE_OH | 52.800000000000004 | OPEN | node_8101603_311998332 | node_1399094_456_15295036_964 | ABCN | 8101603
oh_line_TAP_OH_3830237 |  | unb_TAPWIRE_OH | 52.800000000000004 | OPEN | node_8101603_311998332 | node_1399092_357_15295021_382 | ABCN | 8101603

## UndergroundLine
Name | GroupId | Configuration | NumParallelCables | Length | Status | From | To | Phases | Feeder | Comments
und_line_8101603_200805604 |  | und_3P_1/0ALURD | 0 | 52.800000000000004 | OPEN | node_8101603_200808494 | node_intto1_8101603_200805604 | ABCN | 8101603
und_line_8101603_200807763 |  | und_3P_2CUURD | 0 | 105.60000000000001 | OPEN | node_8101603_200807848 | node_intto1_8101603_200807763 | ABCN | 8101603
und_line_8101603_311902258 |  | und_3P_DELTACUST | 0 | 0 | OPEN | node_8101603_200807946 | node_intto1_8101603_311902258 | ABCN | 8101603
und_line_8101603_500000084 |  | und_3P_2ALURD | 0 | 52.800000000000004 | OPEN | node_SOURCE_8101603 | node_8101603_500000084 | ABCN | 8101603
und_line_TAP_UG_58648 |  | und_TAPWIRE_UG | 0 | 52.800000000000004 | OPEN | node_8101603_200805604 | node_1399140_32_15295077_972 | ABCN | 8101603
und_line_TAP_UG_58672 |  | und_TAPWIRE_UG | 0 | 52.800000000000004 | OPEN | node_8101603_200807763 | node_1401789_63_15294249_831 | ABCN | 8101603
und_line_TAP_UG_1406291 |  | und_TAPWIRE_UG | 0 | 0 | OPEN | node_8101603_311902258 | node_1401811_067_15294482_769 | ABCN | 8101603