## Feeder
Name | Description | Comments
8100802

## Node
Name | GroupId | Latitude | Longitude | BusType | NominalVoltage | ConsistentPath | DistToSlack | Phases | Feeder | Comments
node_1362108_036_15296017_902 |  | 42.10858996045325 | -76.02969800126178 | PQ | 2771.281 | False | -1 | ABCN | 8100802
node_1362124_016_15296033_823 |  | 42.108633568175 | -76.02963720456461 | PQ | 2771.281 | False | -1 | ABCN | 8100802
node_1362142_491_15296043_677 |  | 42.10866055834459 | -76.02956691551705 | PQ | 2771.281 | False | -1 | ABCN | 8100802
node_1362238_201_15295327_758 |  | 42.10669965158337 | -76.02920278210746 | PQ | 2771.281 | False | -1 | AN | 8100802
node_1362323_346_15295887_024 |  | 42.10823148476663 | -76.0288788437608 | PQ | 2771.281 | False | -1 | ABCN | 8100802
node_1362341_368_15295898_306 |  | 42.108262386237435 | -76.02881027817405 | PQ | 2771.281 | False | -1 | ABCN | 8100802
node_1362357_859_15294368_384 |  | 42.104071920006 | -76.02874753735222 | PQ | 2771.281 | False | -1 | AN | 8100802
node_1362408_087_15295592_043 |  | 42.10742352990395 | -76.02855644245203 | PQ | 2771.281 | False | -1 | ABCD | 8100802
node_1362446_693_15294881_158 |  | 42.10547641130122 | -76.02840956402333 | PQ | 2771.281 | False | -1 | AN | 8100802
node_1362460_174_15294611_123 |  | 42.10473678369353 | -76.02835827489477 | PQ | 2771.281 | False | -1 | AN | 8100802
node_1362475_269_15295126_202 |  | 42.10614758839862 | -76.02830084522371 | PQ | 2771.281 | False | -1 | AN | 8100802
node_1362500_228_15295632_959 |  | 42.107535599092 | -76.02820588747875 | PQ | 2771.281 | False | -1 | ABCN | 8100802
node_1362524_001_15295337_808 |  | 42.106727178598234 | -76.02811544192922 | PQ | 2771.281 | False | -1 | AN | 8100802
node_1362697_8_15295871_005 |  | 42.108187608622245 | -76.02745421507254 | PQ | 2771.281 | False | -1 | ABCN | 8100802
node_1362698_04_15294900_189 |  | 42.10552853733303 | -76.02745330198071 | PQ | 2771.281 | False | -1 | AN | 8100802
node_1362706_864_15295894_775 |  | 42.108252714805644 | -76.02741973063804 | PQ | 2771.281 | False | -1 | ABCN | 8100802
node_1362711_054_15295920_842 |  | 42.10832411248687 | -76.02740378957665 | PQ | 2771.281 | False | -1 | ABCN | 8100802
node_1362727_571_15294392_843 |  | 42.10413891336485 | -76.02734094983654 | PQ | 2771.281 | False | -1 | AN | 8100802
node_1362764_877_15295578_846 |  | 42.10738738323578 | -76.02719901732188 | PQ | 2771.281 | False | -1 | ABCN | 8100802
node_1362768_506_15295605_059 |  | 42.10745918081195 | -76.02718521061261 | PQ | 2771.281 | False | -1 | ABCN | 8100802
node_1362841_192_15295895_596 |  | 42.108254963529944 | -76.02690867314517 | PQ | 2771.281 | False | -1 | ABCN | 8100802
node_1362845_369_15294640_883 |  | 42.104818296525586 | -76.02689278154291 | PQ | 2771.281 | False | -1 | AN | 8100802
node_1362895_385_15295344_087 |  | 42.10674437681975 | -76.02670249320717 | PQ | 2771.281 | False | -1 | AN | 8100802
node_1362930_765_15297135_303 |  | 42.111650529003455 | -76.02656788825439 | PQ | 2771.281 | False | -1 | ABCD | 8100802
node_1362979_146_15296959_265 |  | 42.11116835978539 | -76.02638382035668 | PQ | 2771.281 | False | -1 | ABCN | 8100802
node_1362982_509_15294863_548 |  | 42.10542817739757 | -76.02637102565753 | PQ | 2771.281 | False | -1 | AN | 8100802
node_1362998_199_15296952_076 |  | 42.11114866906799 | -76.02631133227965 | PQ | 2771.281 | False | -1 | ABCN | 8100802
node_1363015_597_15297167_703 |  | 42.11173927281255 | -76.02624514073163 | PQ | 2771.281 | False | -1 | ABCN | 8100802
node_1363018_025_15296951_767 |  | 42.111147822715 | -76.02623590328604 | PQ | 2771.281 | False | -1 | ABCN | 8100802
node_1363022_042_15295734_03 |  | 42.10781243321327 | -76.02622062041166 | PQ | 2771.281 | False | -1 | ABCN | 8100802
node_1363041_441_15295739_738 |  | 42.10782806746211 | -76.02614681596059 | PQ | 2771.281 | False | -1 | ABCN | 8100802
node_1363061_244_15295738_521 |  | 42.10782473409125 | -76.0260714744716 | PQ | 2771.281 | False | -1 | ABCN | 8100802
node_1363129_304_15296759_061 |  | 42.11061999973736 | -76.02581253684903 | PQ | 2771.281 | False | -1 | AN | 8100802
node_1363143_168_15296409_095 |  | 42.10966144060484 | -76.0257597905781 | PQ | 2771.281 | False | -1 | AN | 8100802
node_1363182_122_15297003_098 |  | 42.11128841865526 | -76.02561158816627 | PQ | 2771.281 | False | -1 | ABCN | 8100802
node_1363183_297_15297170_126 |  | 42.11174590942519 | -76.02560711782088 | PQ | 2771.281 | False | -1 | ABCN | 8100802
node_1363206_749_15296680_203 |  | 42.110404007166444 | -76.02551789353166 | PQ | 2771.281 | False | -1 | ABCN | 8100802
node_1363207_358_15295727_617 |  | 42.107794867964884 | -76.02551557656116 | PQ | 2771.281 | False | -1 | ABCN | 8100802
node_1363209_117_15295754_156 |  | 42.10786755845715 | -76.02550888435901 | PQ | 2771.281 | False | -1 | ABCN | 8100802
node_1363210_77_15295701_42 |  | 42.10772311421282 | -76.0255025954391 | PQ | 2771.281 | False | -1 | ABCN | 8100802
node_1363223_44_15294262_747 |  | 42.10378257958127 | -76.02545439179998 | PQ | 2771.281 | False | -1 | AN | 8100802
node_1363234_022_15296050_288 |  | 42.10867866591626 | -76.02541413205972 | PQ | 2771.281 | False | -1 | ABCN | 8100802
node_1363320_206_15294538_77 |  | 42.1045386083596 | -76.02508624078638 | PQ | 2771.281 | False | -1 | AN | 8100802
node_1363332_191_15296965_511 |  | 42.11118546761969 | -76.02504064326351 | PQ | 2771.281 | False | -1 | ABCN | 8100802
node_1363338_002_15295465_782 |  | 42.10707770021012 | -76.02501853502775 | PQ | 2771.281 | False | -1 | ABCN | 8100802
node_1363347_562_15295442_545 |  | 42.107014053917155 | -76.02498216353685 | PQ | 2771.281 | False | -1 | ABCN | 8100802
node_1363356_254_15294830_324 |  | 42.105337176647154 | -76.02494909439469 | PQ | 2771.281 | False | -1 | AN | 8100802
node_1363373_149_15295159_819 |  | 42.10623966557857 | -76.02488481653495 | PQ | 2771.281 | False | -1 | AN | 8100802
node_1363373_245_15297184_1 |  | 42.11178418430137 | -76.02488445129822 | PQ | 2771.281 | False | -1 | ABCN | 8100802
node_1363438_538_15295927_633 |  | 42.10834271307969 | -76.02463604086344 | PQ | 2771.281 | False | -1 | ABCN | 8100802
node_1363496_87_15295820_074 |  | 42.10804810828456 | -76.02441411389606 | PQ | 2771.281 | False | -1 | ABCN | 8100802
node_1363512_241_15295693_352 |  | 42.10770101590875 | -76.0243556341694 | PQ | 2771.281 | False | -1 | ABCN | 8100802
node_1363516_698_15295820_603 |  | 42.108049557218976 | -76.02433867729336 | PQ | 2771.281 | False | -1 | ABCN | 8100802
node_1363519_038_15298195_985 |  | 42.114555743846616 | -76.0243297746481 | PQ | 2771.281 | False | -1 | ABCN | 8100802
node_1363535_786_15295828_004 |  | 42.108069828605736 | -76.0242660560571 | PQ | 2771.281 | False | -1 | ABCN | 8100802
node_1363539_952_15298722_755 |  | 42.11599857027616 | -76.02425020630488 | PQ | 2771.281 | False | -1 | ABCN | 8100802
node_1363558_212_15298954_785 |  | 42.116634101943575 | -76.02418073523542 | PQ | 2771.281 | False | -1 | ABCN | 8100802
node_1363565_93_15297469_277 |  | 42.112565285944775 | -76.02415137172423 | PQ | 2771.281 | False | -1 | ABCN | 8100802
node_1363617_058_15297810_831 |  | 42.11350080455501 | -76.02395685272971 | PQ | 2771.281 | False | -1 | ABCN | 8100802
node_1363636_577_15296918_613 |  | 42.11105701369504 | -76.02388259173273 | PQ | 2771.281 | False | -1 | ABCN | 8100802
node_1363637_586_15296971_404 |  | 42.11120160858472 | -76.02387875294252 | PQ | 2771.281 | False | -1 | ABCN | 8100802
node_1363639_669_15296944_944 |  | 42.11112913447396 | -76.02387082806642 | PQ | 2771.281 | False | -1 | ABCN | 8100802
node_1363649_663_15299267_049 |  | 42.11748939505479 | -76.02383280540111 | PQ | 2771.281 | False | -1 | AN | 8100802
node_1363668_718_15294659_311 |  | 42.10486877093652 | -76.02376030971499 | PQ | 2771.281 | False | -1 | AN | 8100802
node_1363698_519_15295978_553 |  | 42.10848218328831 | -76.02364693034252 | PQ | 2771.281 | False | -1 | AN | 8100802
node_1363736_102_15297178_114 |  | 42.11176778860874 | -76.02350394396771 | PQ | 2771.281 | False | -1 | ABCN | 8100802
node_1363736_605_15296547_343 |  | 42.11004010276903 | -76.02350203027943 | PQ | 2771.281 | False | -1 | ABCN | 8100802
node_1363739_916_15296521_121 |  | 42.1099682805418 | -76.02348943341684 | PQ | 2771.281 | False | -1 | ABCN | 8100802
node_1363760_176_15295319_722 |  | 42.10667764092751 | -76.02341235324884 | PQ | 2771.281 | False | -1 | ABCN | 8100802
node_1363770_552_15295342_513 |  | 42.1067400656236 | -76.02337287724573 | PQ | 2771.281 | False | -1 | ABCN | 8100802
node_1363776_201_15295368_091 |  | 42.106810123930664 | -76.02335138534697 | PQ | 2771.281 | False | -1 | ABCN | 8100802
node_1363796_538_15295530_826 |  | 42.10725585614588 | -76.02327401222868 | PQ | 2771.281 | False | -1 | ABCN | 8100802
node_1363834_115_15295060_555 |  | 42.105967780841965 | -76.02313104868118 | PQ | 2771.281 | False | -1 | ABCN | 8100802
node_1363863_15_15294534_537 |  | 42.10452701414528 | -76.02302058359344 | PQ | 2771.281 | False | -1 | AN | 8100802
node_1364050_813_15295231_871 |  | 42.10643701647156 | -76.02230661046583 | PQ | 2771.281 | False | -1 | ABCN | 8100802
node_1364183_563_15294615_758 |  | 42.104749478988445 | -76.02180155655168 | PQ | 2771.281 | False | -1 | ABCD | 8100802
node_1364188_048_15295635_217 |  | 42.107541783768575 | -76.02178449314826 | PQ | 2771.281 | False | -1 | ABCN | 8100802
node_1364279_31_15295063_943 |  | 42.105977060595826 | -76.02143728237378 | PQ | 2771.281 | False | -1 | ABCN | 8100802
node_1364292_13_15295043_75 |  | 42.105921751838515 | -76.02138850805227 | PQ | 2771.281 | False | -1 | ABCN | 8100802
node_1364300_597_15295019_753 |  | 42.10585602390065 | -76.0213562949337 | PQ | 2771.281 | False | -1 | ABCN | 8100802
node_1364502_081_15294186_685 |  | 42.103574245272405 | -76.02058973913077 | PQ | 2771.281 | False | -1 | ABCN | 8100802
node_1364520_138_15295035_13 |  | 42.105898141602886 | -76.0205210403848 | PQ | 2771.281 | False | -1 | ABCN | 8100802
node_1364790_448_15295737_641 |  | 42.107822323765575 | -76.01949263267458 | PQ | 2771.281 | False | -1 | ABCN | 8100802
node_1364800_136_15295258_02 |  | 42.106508638751315 | -76.01945577420136 | PQ | 2771.281 | False | -1 | ABCN | 8100802
node_1364897_449_15295819_527 |  | 42.10804661004803 | -76.0190855420993 | PQ | 2771.281 | False | -1 | ABCN | 8100802
node_1365066_393_15295923_411 |  | 42.10833114899445 | -76.01844278632927 | PQ | 2771.281 | False | -1 | ABCN | 8100802
node_1365084_63_15295934_043 |  | 42.10836027011106 | -76.01837340276444 | PQ | 2771.281 | False | -1 | ABCN | 8100802
node_1365104_26_15295937_994 |  | 42.10837109192556 | -76.01829871946248 | PQ | 2771.281 | False | -1 | ABCN | 8100802
node_1365614_773_15295887_485 |  | 42.1082327474486 | -76.01635644760657 | PQ | 2771.281 | False | -1 | ABCN | 8100802
node_1365899_672_15295996_857 |  | 42.10853231806244 | -76.0152725353272 | PQ | 2771.281 | False | -1 | ABCN | 8100802
node_1365911_34_15296018_499 |  | 42.10859159564011 | -76.01522814384644 | PQ | 2771.281 | False | -1 | ABCN | 8100802
node_1366045_247_15296323_702 |  | 42.10942754862675 | -76.01471868806881 | PQ | 2771.281 | False | -1 | ABCN | 8100802
node_1366047_649_15296471_992 |  | 42.10983371589374 | -76.0147095495415 | PQ | 2771.281 | False | -1 | ABCN | 8100802
node_1366061_612_15296215_728 |  | 42.10913180714393 | -76.01465642662018 | PQ | 2771.281 | False | -1 | ABCN | 8100802
node_1366174_343_15296355_793 |  | 42.109515446082845 | -76.01422753597765 | PQ | 2771.281 | False | -1 | AN | 8100802
node_1366394_819_15296032_997 |  | 42.108631305755665 | -76.01338872417521 | PQ | 2771.281 | False | -1 | ABCN | 8100802
node_1366915_5_15296123_619 |  | 42.1088795199985 | -76.01140776766243 | PQ | 2771.281 | False | -1 | AN | 8100802
node_1367376_062_15296361_48 |  | 42.109531022812554 | -76.00965553684657 | PQ | 2771.281 | False | -1 | AN | 8100802
node_1367385_258_15296711_6 |  | 42.11049000375206 | -76.00962055021158 | PQ | 2771.281 | False | -1 | AN | 8100802
node_1367765_836_15296623_133 |  | 42.110247692068135 | -76.00817262246365 | PQ | 2771.281 | False | -1 | AN | 8100802
node_1368052_317_15297034_633 |  | 42.111374793223774 | -76.00708269138735 | PQ | 2771.281 | False | -1 | AN | 8100802
node_1368344_491_15297356_418 |  | 42.112256164415435 | -76.00597110101212 | PQ | 2771.281 | False | -1 | AN | 8100802
node_1368645_531_15297864_554 |  | 42.11364795219871 | -76.00482577950316 | PQ | 2771.281 | False | -1 | AN | 8100802
node_1368678_684_15297697_902 |  | 42.11319149129522 | -76.00469964728158 | PQ | 2771.281 | False | -1 | AN | 8100802
node_8100802_200848670 |  | 42.10898467045625 | -76.0167108832201 | PQ | 2771.281 | False | -1 | AD | 8100802
node_8100802_200848688 |  | 42.107385895955275 | -76.0269278366598 | PQ | 2771.281 | False | -1 | ABCN | 8100802
node_8100802_200849189 |  | 42.11184343996698 | -76.02394988660002 | PQ | 2771.281 | False | -1 | ABCD | 8100802
node_8100802_200849190 |  | 42.11492537002852 | -76.024234227198 | PQ | 2771.281 | False | -1 | ABCD | 8100802
node_8100802_200849192 |  | 42.11528478793337 | -76.0242380279427 | PQ | 2771.281 | False | -1 | ABCD | 8100802
node_8100802_200849194 |  | 42.115638505965784 | -76.02418931829854 | PQ | 2771.281 | False | -1 | ABCD | 8100802
node_8100802_200849195 |  | 42.11599947140928 | -76.02414436754904 | PQ | 2771.281 | False | -1 | ABCN | 8100802
node_8100802_200849196 |  | 42.11636063953925 | -76.02409462306748 | PQ | 2771.281 | False | -1 | ABCD | 8100802
node_8100802_200849197 |  | 42.116632346240436 | -76.0240549568369 | PQ | 2771.281 | False | -1 | ABCN | 8100802
node_8100802_200849198 |  | 42.116892201260704 | -76.02402236706796 | PQ | 2771.281 | False | -1 | ABCD | 8100802
node_8100802_200849199 |  | 42.11225506333484 | -76.02400253395267 | PQ | 2771.281 | False | -1 | ABCD | 8100802
node_8100802_200849200 |  | 42.112567493583974 | -76.02401009359204 | PQ | 2771.281 | False | -1 | ABCN | 8100802
node_8100802_200849201 |  | 42.11287832699235 | -76.02403749015126 | PQ | 2771.281 | False | -1 | ABCD | 8100802
node_8100802_200849203 |  | 42.11349138511182 | -76.02411466923753 | PQ | 2771.281 | False | -1 | ABCN | 8100802
node_8100802_200849204 |  | 42.11386728087949 | -76.02413654539576 | PQ | 2771.281 | False | -1 | ABCD | 8100802
node_8100802_200849205 |  | 42.11422039085247 | -76.02417762691867 | PQ | 2771.281 | False | -1 | ABCD | 8100802
node_8100802_200849206 |  | 42.11456804746361 | -76.02421488867411 | PQ | 2771.281 | False | -1 | ABCN | 8100802
node_8100802_200850044 |  | 42.117107593989196 | -76.02400991097367 | PQ | 2771.281 | False | -1 | AD | 8100802
node_8100802_200850045 |  | 42.11749345700136 | -76.0239687457507 | PQ | 2771.281 | False | -1 | AN | 8100802
node_8100802_200850459 |  | 42.109531967769776 | -76.0155637355275 | PQ | 2771.281 | False | -1 | AD | 8100802
node_8100802_200850718 |  | 42.10829167991145 | -76.01627921525662 | PQ | 2771.281 | False | -1 | ABCN | 8100802
node_8100802_200850720 |  | 42.108694563109715 | -76.015481249095 | PQ | 2771.281 | False | -1 | ABCN | 8100802
node_8100802_200850721 |  | 42.10923107695483 | -76.01476320509968 | PQ | 2771.281 | False | -1 | ABCN | 8100802
node_8100802_200850722 |  | 42.10948791632899 | -76.0143703245159 | PQ | 2771.281 | False | -1 | AN | 8100802
node_8100802_200850723 |  | 42.10943927979139 | -76.01487666436769 | PQ | 2771.281 | False | -1 | ABCN | 8100802
node_8100802_200850724 |  | 42.109861472985145 | -76.01483763349685 | PQ | 2771.281 | False | -1 | ABCN | 8100802
node_8100802_200851205 |  | 42.11165226827255 | -76.02624502279062 | PQ | 2771.281 | False | -1 | ABCN | 8100802
node_8100802_200851206 |  | 42.11142978973436 | -76.02627429879716 | PQ | 2771.281 | False | -1 | ABCN | 8100802
node_8100802_200851208 |  | 42.1116926932688 | -76.02553349979273 | PQ | 2771.281 | False | -1 | ABCN | 8100802
node_8100802_200851210 |  | 42.11120342728501 | -76.02495913840472 | PQ | 2771.281 | False | -1 | ABCN | 8100802
node_8100802_200851211 |  | 42.11116926639652 | -76.02482632919919 | PQ | 2771.281 | False | -1 | ABCD | 8100802
node_8100802_200851212 |  | 42.11112976444545 | -76.0241764551175 | PQ | 2771.281 | False | -1 | ABCN | 8100802
node_8100802_200851213 |  | 42.111743499099504 | -76.02439239372434 | PQ | 2771.281 | False | -1 | ABCD | 8100802
node_8100802_200851215 |  | 42.111766430061536 | -76.02364922829027 | PQ | 2771.281 | False | -1 | ABCN | 8100802
node_8100802_200851312 |  | 42.11368241711692 | -76.00469639819651 | PQ | 2771.281 | False | -1 | AN | 8100802
node_8100802_200851313 |  | 42.113001253601986 | -76.00486566639759 | PQ | 2771.281 | False | -1 | AN | 8100802
node_8100802_200851316 |  | 42.1128219856296 | -76.00510240447524 | PQ | 2771.281 | False | -1 | AD | 8100802
node_8100802_200851318 |  | 42.1125868145355 | -76.00537909792921 | PQ | 2771.281 | False | -1 | AD | 8100802
node_8100802_200851319 |  | 42.11220432050128 | -76.00587493722504 | PQ | 2771.281 | False | -1 | AN | 8100802
node_8100802_200851321 |  | 42.11200217086898 | -76.0061303746623 | PQ | 2771.281 | False | -1 | AD | 8100802
node_8100802_200851323 |  | 42.11177538661264 | -76.00644095904107 | PQ | 2771.281 | False | -1 | AD | 8100802
node_8100802_200851324 |  | 42.111318561421285 | -76.00698785919252 | PQ | 2771.281 | False | -1 | AN | 8100802
node_8100802_200851326 |  | 42.11106867638451 | -76.00721759309498 | PQ | 2771.281 | False | -1 | AD | 8100802
node_8100802_200851329 |  | 42.11070226031818 | -76.0077743546381 | PQ | 2771.281 | False | -1 | AD | 8100802
node_8100802_200851331 |  | 42.11050246349242 | -76.00802432874262 | PQ | 2771.281 | False | -1 | AD | 8100802
node_8100802_200851333 |  | 42.11032556749963 | -76.00825018961395 | PQ | 2771.281 | False | -1 | AN | 8100802
node_8100802_200851336 |  | 42.11013365353445 | -76.00851063003347 | PQ | 2771.281 | False | -1 | AD | 8100802
node_8100802_200851339 |  | 42.109821754652565 | -76.0091099720919 | PQ | 2771.281 | False | -1 | AD | 8100802
node_8100802_200851340 |  | 42.10977601050578 | -76.00942477952034 | PQ | 2771.281 | False | -1 | AD | 8100802
node_8100802_200851341 |  | 42.11039141047576 | -76.00964981099993 | PQ | 2771.281 | False | -1 | AN | 8100802
node_8100802_200851342 |  | 42.10959366389014 | -76.00966622762998 | PQ | 2771.281 | False | -1 | AN | 8100802
node_8100802_200851343 |  | 42.10950184965481 | -76.01017093533014 | PQ | 2771.281 | False | -1 | AD | 8100802
node_8100802_200851344 |  | 42.10917480954525 | -76.01079036921321 | PQ | 2771.281 | False | -1 | AD | 8100802
node_8100802_200851347 |  | 42.108840847966384 | -76.01194498523601 | PQ | 2771.281 | False | -1 | AD | 8100802
node_8100802_200851348 |  | 42.10878454221072 | -76.01216340821352 | PQ | 2771.281 | False | -1 | ABCD | 8100802
node_8100802_200851350 |  | 42.10870623675522 | -76.01255817585375 | PQ | 2771.281 | False | -1 | ABCD | 8100802
node_8100802_200851351 |  | 42.10854045565061 | -76.01336708009447 | PQ | 2771.281 | False | -1 | ABCN | 8100802
node_8100802_200851353 |  | 42.10846462899595 | -76.01380046390967 | PQ | 2771.281 | False | -1 | ABCD | 8100802
node_8100802_200851356 |  | 42.108029798026415 | -76.01447461862475 | PQ | 2771.281 | False | -1 | ABCD | 8100802
node_8100802_200851357 |  | 42.10766251643404 | -76.01528506751247 | PQ | 2771.281 | False | -1 | ABCD | 8100802
node_8100802_200851358 |  | 42.10717818887889 | -76.01612345700994 | PQ | 2771.281 | False | -1 | ABCD | 8100802
node_8100802_200851359 |  | 42.107851264107765 | -76.01700220516597 | PQ | 2771.281 | False | -1 | ABCD | 8100802
node_8100802_200851360 |  | 42.10797079434939 | -76.01721142493882 | PQ | 2771.281 | False | -1 | ABCD | 8100802
node_8100802_200851361 |  | 42.10820880853219 | -76.01763150424527 | PQ | 2771.281 | False | -1 | ABCD | 8100802
node_8100802_200851364 |  | 42.10812495932763 | -76.01827748627306 | PQ | 2771.281 | False | -1 | ABCN | 8100802
node_8100802_200851366 |  | 42.10796365375957 | -76.01907900207912 | PQ | 2771.281 | False | -1 | ABCN | 8100802
node_8100802_200851369 |  | 42.107928506828756 | -76.0195412319868 | PQ | 2771.281 | False | -1 | ABCN | 8100802
node_8100802_200851370 |  | 42.10784263897644 | -76.02000255641177 | PQ | 2771.281 | False | -1 | ABCD | 8100802
node_8100802_200851371 |  | 42.10746778129221 | -76.02176552747021 | PQ | 2771.281 | False | -1 | ABCN | 8100802
node_8100802_200851372 |  | 42.10751583168243 | -76.02256760634955 | PQ | 2771.281 | False | -1 | ABCD | 8100802
node_8100802_200851374 |  | 42.107634707301514 | -76.0235699871383 | PQ | 2771.281 | False | -1 | ABCD | 8100802
node_8100802_200851375 |  | 42.1076075801816 | -76.02382441256546 | PQ | 2771.281 | False | -1 | ABCD | 8100802
node_8100802_200851376 |  | 42.1075794396293 | -76.02436734457203 | PQ | 2771.281 | False | -1 | ABCN | 8100802
node_8100802_200851378 |  | 42.10759212670719 | -76.02524294256126 | PQ | 2771.281 | False | -1 | ABCD | 8100802
node_8100802_200851379 |  | 42.10756001185652 | -76.02611760082682 | PQ | 2771.281 | False | -1 | ABCN | 8100802
node_8100802_200851380 |  | 42.10752559076242 | -76.02643596550882 | PQ | 2771.281 | False | -1 | ABCD | 8100802
node_8100802_200851381 |  | 42.107525607196465 | -76.02678663461859 | PQ | 2771.281 | False | -1 | ABCD | 8100802
node_8100802_200851382 |  | 42.10750033712292 | -76.02711520690625 | PQ | 2771.281 | False | -1 | ABCD | 8100802
node_8100802_200851383 |  | 42.107484642615944 | -76.02747590480786 | PQ | 2771.281 | False | -1 | ABCD | 8100802
node_8100802_200851385 |  | 42.107448389126525 | -76.0281907301545 | PQ | 2771.281 | False | -1 | ABCN | 8100802
node_8100802_200851386 |  | 42.107421226399524 | -76.02859032957228 | PQ | 2771.281 | False | -1 | ABCD | 8100802
node_8100802_200851387 |  | 42.107408402371306 | -76.02888154499077 | PQ | 2771.281 | False | -1 | ABCD | 8100802
node_8100802_200852932 |  | 42.116989756453556 | -76.02395466891844 | PQ | 2771.281 | False | -1 | ABCD | 8100802
node_8100802_200853161 |  | 42.10953005046526 | -76.02538205590491 | PQ | 2771.281 | False | -1 | AD | 8100802
node_8100802_200853162 |  | 42.109556353144235 | -76.02575875193615 | PQ | 2771.281 | False | -1 | AN | 8100802
node_8100802_200853167 |  | 42.11052224459703 | -76.02582390484223 | PQ | 2771.281 | False | -1 | AN | 8100802
node_8100802_200853182 |  | 42.11049344942218 | -76.02489828463932 | PQ | 2771.281 | False | -1 | ABCD | 8100802
node_8100802_200853183 |  | 42.110463172444845 | -76.02432832891937 | PQ | 2771.281 | False | -1 | ABCD | 8100802
node_8100802_200853186 |  | 42.110413590950024 | -76.02385640502017 | PQ | 2771.281 | False | -1 | ABCD | 8100802
node_8100802_200853187 |  | 42.109941997035875 | -76.02378678176873 | PQ | 2771.281 | False | -1 | ABCN | 8100802
node_8100802_200853192 |  | 42.10839808483416 | -76.0294971514973 | PQ | 2771.281 | False | -1 | ABCN | 8100802
node_8100802_200853193 |  | 42.108389103632 | -76.02531700191713 | PQ | 2771.281 | False | -1 | ABCD | 8100802
node_8100802_200853194 |  | 42.108367824290866 | -76.02570650406118 | PQ | 2771.281 | False | -1 | ABCD | 8100802
node_8100802_200853196 |  | 42.10836070013507 | -76.02626341017718 | PQ | 2771.281 | False | -1 | ABCD | 8100802
node_8100802_200853197 |  | 42.10835407721747 | -76.02664351128001 | PQ | 2771.281 | False | -1 | ABCD | 8100802
node_8100802_200853198 |  | 42.10834237070389 | -76.02694776869336 | PQ | 2771.281 | False | -1 | ABCN | 8100802
node_8100802_200853199 |  | 42.108266864512984 | -76.02732352880548 | PQ | 2771.281 | False | -1 | ABCD | 8100802
node_8100802_200853201 |  | 42.108158364250336 | -76.02787322910518 | PQ | 2771.281 | False | -1 | ABCD | 8100802
node_8100802_200853202 |  | 42.108353104870176 | -76.0277137233775 | PQ | 2771.281 | False | -1 | ABCN | 8100802
node_8100802_200853203 |  | 42.10808603256791 | -76.02827740159117 | PQ | 2771.281 | False | -1 | ABCD | 8100802
node_8100802_200853204 |  | 42.10800599879934 | -76.02876110817942 | PQ | 2771.281 | False | -1 | ABCN | 8100802
node_8100802_200853205 |  | 42.107897712179195 | -76.0292313694906 | PQ | 2771.281 | False | -1 | ABCD | 8100802
node_8100802_200853207 |  | 42.108396096315474 | -76.0250812530223 | PQ | 2771.281 | False | -1 | ABCD | 8100802
node_8100802_200853208 |  | 42.10841848221522 | -76.02465162049266 | PQ | 2771.281 | False | -1 | ABCN | 8100802
node_8100802_200853209 |  | 42.10840775078794 | -76.0243872385601 | PQ | 2771.281 | False | -1 | ABCD | 8100802
node_8100802_200853210 |  | 42.10829397519886 | -76.02439336007986 | PQ | 2771.281 | False | -1 | ABCN | 8100802
node_8100802_200853211 |  | 42.108429769660816 | -76.02416097060201 | PQ | 2771.281 | False | -1 | AD | 8100802
node_8100802_200853212 |  | 42.10842153894642 | -76.02360716899821 | PQ | 2771.281 | False | -1 | AN | 8100802
node_8100802_200853248 |  | 42.10386588372355 | -76.0254090491819 | PQ | 2771.281 | False | -1 | AN | 8100802
node_8100802_200853253 |  | 42.104555987355546 | -76.02290586882418 | PQ | 2771.281 | False | -1 | AN | 8100802
node_8100802_200853254 |  | 42.104709256678674 | -76.02238927190758 | PQ | 2771.281 | False | -1 | AD | 8100802
node_8100802_200853255 |  | 42.10501274681075 | -76.02210396114954 | PQ | 2771.281 | False | -1 | ABCD | 8100802
node_8100802_200853256 |  | 42.10521787100406 | -76.02172586504417 | PQ | 2771.281 | False | -1 | ABCD | 8100802
node_8100802_200853257 |  | 42.10546924879934 | -76.02132256760451 | PQ | 2771.281 | False | -1 | ABCD | 8100802
node_8100802_200853258 |  | 42.105651940529796 | -76.02103902215734 | PQ | 2771.281 | False | -1 | ABCD | 8100802
node_8100802_200853259 |  | 42.105963124530994 | -76.02060124028318 | PQ | 2771.281 | False | -1 | ABCN | 8100802
node_8100802_200853261 |  | 42.106539323840614 | -76.01956048300606 | PQ | 2771.281 | False | -1 | ABCN | 8100802
node_8100802_200853262 |  | 42.10374258187003 | -76.0257711737895 | PQ | 2771.281 | False | -1 | AD | 8100802
node_8100802_200853263 |  | 42.10363545658863 | -76.02612752309129 | PQ | 2771.281 | False | -1 | AD | 8100802
node_8100802_200853264 |  | 42.10351615916254 | -76.02648535997186 | PQ | 2771.281 | False | -1 | AD | 8100802
node_8100802_200853265 |  | 42.103414016133875 | -76.02680595411972 | PQ | 2771.281 | False | -1 | AD | 8100802
node_8100802_200853266 |  | 42.103344007128925 | -76.02714776243427 | PQ | 2771.281 | False | -1 | AD | 8100802
node_8100802_200853267 |  | 42.10574809609035 | -76.0216453798046 | PQ | 2771.281 | False | -1 | ABCN | 8100802
node_8100802_200853268 |  | 42.10604919233079 | -76.02201805062272 | PQ | 2771.281 | False | -1 | ABCD | 8100802
node_8100802_200853269 |  | 42.106364134248835 | -76.02235937195496 | PQ | 2771.281 | False | -1 | ABCN | 8100802
node_8100802_200853270 |  | 42.106711081457306 | -76.02281893867816 | PQ | 2771.281 | False | -1 | ABCD | 8100802
node_8100802_200853271 |  | 42.10410320767672 | -76.02608209677314 | PQ | 2771.281 | False | -1 | AD | 8100802
node_8100802_200853272 |  | 42.10409544807144 | -76.02661478693311 | PQ | 2771.281 | False | -1 | AD | 8100802
node_8100802_200853273 |  | 42.1040808710791 | -76.02699642507383 | PQ | 2771.281 | False | -1 | AD | 8100802
node_8100802_200853274 |  | 42.10406344278103 | -76.02734342279356 | PQ | 2771.281 | False | -1 | AN | 8100802
node_8100802_200853275 |  | 42.10403858081945 | -76.02777800123722 | PQ | 2771.281 | False | -1 | AD | 8100802
node_8100802_200853276 |  | 42.104009347403576 | -76.02827783150524 | PQ | 2771.281 | False | -1 | AD | 8100802
node_8100802_200853277 |  | 42.103991072752514 | -76.02874632750556 | PQ | 2771.281 | False | -1 | AN | 8100802
node_8100802_200853279 |  | 42.10451091426535 | -76.02564537256369 | PQ | 2771.281 | False | -1 | AD | 8100802
node_8100802_200853280 |  | 42.10463517203212 | -76.02515867940427 | PQ | 2771.281 | False | -1 | AN | 8100802
node_8100802_200853281 |  | 42.10477303992196 | -76.02462744258212 | PQ | 2771.281 | False | -1 | AD | 8100802
node_8100802_200853282 |  | 42.10485514164041 | -76.02430127857414 | PQ | 2771.281 | False | -1 | AD | 8100802
node_8100802_200853283 |  | 42.10496613713792 | -76.02381100533387 | PQ | 2771.281 | False | -1 | AN | 8100802
node_8100802_200853287 |  | 42.105322564047725 | -76.02549136440967 | PQ | 2771.281 | False | -1 | AD | 8100802
node_8100802_200853288 |  | 42.10541964265346 | -76.02500637949288 | PQ | 2771.281 | False | -1 | AN | 8100802
node_8100802_200853296 |  | 42.106177985892245 | -76.02484323281155 | PQ | 2771.281 | False | -1 | AN | 8100802
node_8100802_200853297 |  | 42.106223543786584 | -76.02457531645273 | PQ | 2771.281 | False | -1 | AD | 8100802
node_8100802_200853298 |  | 42.10628032065136 | -76.02429105575028 | PQ | 2771.281 | False | -1 | AD | 8100802
node_8100802_200853299 |  | 42.106446233228276 | -76.02400641839746 | PQ | 2771.281 | False | -1 | AD | 8100802
node_8100802_200853300 |  | 42.10664372107159 | -76.02665648098844 | PQ | 2771.281 | False | -1 | AN | 8100802
node_8100802_200853306 |  | 42.10476967642203 | -76.02620547069651 | PQ | 2771.281 | False | -1 | AD | 8100802
node_8100802_200853307 |  | 42.10473715619841 | -76.02690022704581 | PQ | 2771.281 | False | -1 | AN | 8100802
node_8100802_200853308 |  | 42.10470333768573 | -76.02742521679808 | PQ | 2771.281 | False | -1 | AD | 8100802
node_8100802_200853309 |  | 42.10467746503077 | -76.0279157867932 | PQ | 2771.281 | False | -1 | AD | 8100802
node_8100802_200853310 |  | 42.10465457789284 | -76.02839017604032 | PQ | 2771.281 | False | -1 | AN | 8100802
node_8100802_200853313 |  | 42.105487980864474 | -76.02671317638149 | PQ | 2771.281 | False | -1 | AD | 8100802
node_8100802_200853314 |  | 42.1054725849092 | -76.02710892559543 | PQ | 2771.281 | False | -1 | AD | 8100802
node_8100802_200853315 |  | 42.10544538931413 | -76.02747300193677 | PQ | 2771.281 | False | -1 | AN | 8100802
node_8100802_200853316 |  | 42.10542764876933 | -76.02777651746301 | PQ | 2771.281 | False | -1 | AD | 8100802
node_8100802_200853317 |  | 42.10540289910701 | -76.02842871231975 | PQ | 2771.281 | False | -1 | AN | 8100802
node_8100802_200853323 |  | 42.106052638000904 | -76.02831854779141 | PQ | 2771.281 | False | -1 | AN | 8100802
node_8100802_200853327 |  | 42.1066894350893 | -76.02708988002183 | PQ | 2771.281 | False | -1 | AD | 8100802
node_8100802_200853328 |  | 42.10665659987993 | -76.02762857376052 | PQ | 2771.281 | False | -1 | AD | 8100802
node_8100802_200853329 |  | 42.106633657961886 | -76.02813309884233 | PQ | 2771.281 | False | -1 | AN | 8100802
node_8100802_200853330 |  | 42.1066132934489 | -76.0286259591761 | PQ | 2771.281 | False | -1 | AD | 8100802
node_8100802_200853331 |  | 42.10660040642353 | -76.02923451965738 | PQ | 2771.281 | False | -1 | AN | 8100802
node_8100802_200853334 |  | 42.10717572651208 | -76.02476708856267 | PQ | 2771.281 | False | -1 | ABCN | 8100802
node_8100802_200853335 |  | 42.103658338248536 | -76.02047914849291 | PQ | 2771.281 | False | -1 | ABCN | 8100802
node_8100802_200853336 |  | 42.10320495598829 | -76.01990337561713 | PQ | 2771.281 | False | -1 | ABCD | 8100802
node_8100802_200853337 |  | 42.10696307826805 | -76.02450553721476 | PQ | 2771.281 | False | -1 | ABCD | 8100802
node_8100802_200853338 |  | 42.106809989719345 | -76.02433565648124 | PQ | 2771.281 | False | -1 | ABCD | 8100802
node_8100802_200853339 |  | 42.106686496135374 | -76.0241738223694 | PQ | 2771.281 | False | -1 | ABCD | 8100802
node_8100802_200853340 |  | 42.10685959038722 | -76.02366025767857 | PQ | 2771.281 | False | -1 | ABCN | 8100802
node_8100802_200853341 |  | 42.1071427160063 | -76.02367463507022 | PQ | 2771.281 | False | -1 | ABCN | 8100802
node_8100802_200853343 |  | 42.106495916066336 | -76.0239230302868 | PQ | 2771.281 | False | -1 | ABCD | 8100802
node_8100802_200853344 |  | 42.1062530894492 | -76.02364710535178 | PQ | 2771.281 | False | -1 | ABCD | 8100802
node_8100802_200853345 |  | 42.105903989381666 | -76.02324496069055 | PQ | 2771.281 | False | -1 | ABCN | 8100802
node_8100802_200853346 |  | 42.105708859822904 | -76.02296260606728 | PQ | 2771.281 | False | -1 | ABCD | 8100802
node_8100802_200853347 |  | 42.1054817085397 | -76.02271673707142 | PQ | 2771.281 | False | -1 | ABCD | 8100802
node_8100802_200853348 |  | 42.10472309687828 | -76.02177125331684 | PQ | 2771.281 | False | -1 | ABCD | 8100802
node_8100802_200853349 |  | 42.104075028778325 | -76.02097685962698 | PQ | 2771.281 | False | -1 | ABCD | 8100802
node_8100802_200853350 |  | 42.107313569750865 | -76.02691939436498 | PQ | 2771.281 | False | -1 | AD | 8100802
node_8100802_200853354 |  | 42.10386987445595 | -76.02542612780353 | PQ | 2771.281 | False | -1 | AD | 8100802
node_8100802_200853358 |  | 42.106614586259944 | -76.02674380300303 | PQ | 2771.281 | False | -1 | AD | 8100802
node_8100802_200853361 |  | 42.10588273743058 | -76.0264810380039 | PQ | 2771.281 | False | -1 | AD | 8100802
node_8100802_200853364 |  | 42.10559194259343 | -76.02590817941285 | PQ | 2771.281 | False | -1 | AD | 8100802
node_8100802_200853418 |  | 42.107796070388716 | -76.02522910161105 | PQ | 2771.281 | False | -1 | ABCN | 8100802
node_8100802_200853419 |  | 42.11008022373556 | -76.02540599412886 | PQ | 2771.281 | False | -1 | ABCD | 8100802
node_8100802_200853420 |  | 42.110471214167795 | -76.0254340032205 | PQ | 2771.281 | False | -1 | ABCN | 8100802
node_8100802_200853421 |  | 42.110904672895096 | -76.02546110682943 | PQ | 2771.281 | False | -1 | ABCD | 8100802
node_8100802_200853422 |  | 42.11130341197659 | -76.02550188018382 | PQ | 2771.281 | False | -1 | ABCN | 8100802
node_8100802_200853423 |  | 42.10806809481465 | -76.02525913091836 | PQ | 2771.281 | False | -1 | ABCD | 8100802
node_8100802_200853424 |  | 42.10835782965631 | -76.02526958962427 | PQ | 2771.281 | False | -1 | ABCD | 8100802
node_8100802_200853425 |  | 42.10866750720396 | -76.02528550024927 | PQ | 2771.281 | False | -1 | ABCN | 8100802
node_8100802_200853426 |  | 42.10889495156086 | -76.02530416536794 | PQ | 2771.281 | False | -1 | ABCD | 8100802
node_8100802_200853427 |  | 42.10920058359598 | -76.02532703831808 | PQ | 2771.281 | False | -1 | ABCD | 8100802
node_8100802_200853428 |  | 42.10949229873931 | -76.02538052267157 | PQ | 2771.281 | False | -1 | ABCD | 8100802
node_8100802_200853429 |  | 42.10980958798589 | -76.02537688552248 | PQ | 2771.281 | False | -1 | ABCD | 8100802
node_8100802_200853430 |  | 42.1075298663515 | -76.02795673515688 | PQ | 2771.281 | False | -1 | ABCD | 8100802
node_8100802_200853431 |  | 42.1077728052679 | -76.02790395084045 | PQ | 2771.281 | False | -1 | ABCD | 8100802
node_8100802_200853432 |  | 42.10811441141378 | -76.0279146758648 | PQ | 2771.281 | False | -1 | ABCD | 8100802
node_8100802_200917492 |  | 42.10290401039322 | -76.02046090567922 | PQ | 2771.281 | False | -1 | ABCD | 8100802
node_8100802_200917493 |  | 42.10285163785082 | -76.01995753337584 | PQ | 2771.281 | False | -1 | ABCD | 8100802
node_8100802_200917494 |  | 42.10249127498874 | -76.02036830295025 | PQ | 2771.281 | False | -1 | ABCD | 8100802
node_8100802_200917495 |  | 42.10232714276602 | -76.0212445667356 | PQ | 2771.281 | False | -1 | ABCD | 8100802
node_8100802_200917497 |  | 42.106746784406425 | -76.01947755905042 | PQ | 2771.281 | False | -1 | ABCD | 8100802
node_8100802_200917498 |  | 42.10308335231878 | -76.01972342424173 | PQ | 2771.281 | False | -1 | ABCD | 8100802
node_8100802_200917507 |  | 42.10846582594177 | -76.0276698302927 | PQ | 2771.281 | False | -1 | ABCD | 8100802
node_8100802_200940815 |  | 42.113187758029426 | -76.0240706582117 | PQ | 2771.281 | False | -1 | ABCD | 8100802
node_8100802_200960100 |  | 42.107464497223475 | -76.02778169165 | PQ | 2771.281 | False | -1 | ABCD | 8100802
node_8100802_200966657 |  | 42.10884257080144 | -76.01702752444129 | PQ | 2771.281 | False | -1 | AD | 8100802
node_8100802_200970786 |  | 42.10414656340988 | -76.02558435900723 | PQ | 2771.281 | False | -1 | AD | 8100802
node_8100802_200979036 |  | 42.10756977093652 | -76.02495299405767 | PQ | 2771.281 | False | -1 | ABCD | 8100802
node_8100802_200980534 |  | 42.10867856183401 | -76.0173481908756 | PQ | 2771.281 | False | -1 | AD | 8100802
node_8100802_200994966 |  | 42.109756325266396 | -76.0151300511529 | PQ | 2771.281 | False | -1 | AD | 8100802
node_8100802_201014427 |  | 42.10722430553054 | -76.02338490342595 | PQ | 2771.281 | False | -1 | ABCN | 8100802
node_8100802_201017079 |  | 42.11167759860424 | -76.02592150294437 | PQ | 2771.281 | False | -1 | ABCD | 8100802
node_8100802_201017080 |  | 42.11176138207264 | -76.02389200799215 | PQ | 2771.281 | False | -1 | ABCD | 8100802
node_8100802_201017081 |  | 42.1117078016284 | -76.0249698406018 | PQ | 2771.281 | False | -1 | ABCN | 8100802
node_8100802_201017836 |  | 42.10610001733454 | -76.02732573163951 | PQ | 2771.281 | False | -1 | AD | 8100802
node_8100802_201017871 |  | 42.10613243895393 | -76.02661043452875 | PQ | 2771.281 | False | -1 | AD | 8100802
node_8100802_201017872 |  | 42.10611266332733 | -76.02690604800618 | PQ | 2771.281 | False | -1 | AD | 8100802
node_8100802_201017873 |  | 42.10606909669068 | -76.0278161456481 | PQ | 2771.281 | False | -1 | AD | 8100802
node_8100802_201017875 |  | 42.1070690339937 | -76.02684247398807 | PQ | 2771.281 | False | -1 | AD | 8100802
node_8100802_201017876 |  | 42.106854383535946 | -76.02679139791427 | PQ | 2771.281 | False | -1 | AD | 8100802
node_8100802_201017877 |  | 42.10629510306919 | -76.02665428956806 | PQ | 2771.281 | False | -1 | AD | 8100802
node_8100802_201017878 |  | 42.10554018084947 | -76.02631343239084 | PQ | 2771.281 | False | -1 | AN | 8100802
node_8100802_201017879 |  | 42.105169902784034 | -76.02611038740143 | PQ | 2771.281 | False | -1 | AD | 8100802
node_8100802_201017880 |  | 42.104812928072946 | -76.02593196165027 | PQ | 2771.281 | False | -1 | AD | 8100802
node_8100802_201017881 |  | 42.10447411023563 | -76.02574580505502 | PQ | 2771.281 | False | -1 | AD | 8100802
node_8100802_201017888 |  | 42.10521182601681 | -76.02601447851916 | PQ | 2771.281 | False | -1 | AD | 8100802
node_8100802_201056320 |  | 42.10898298048927 | -76.0114713683124 | PQ | 2771.281 | False | -1 | AN | 8100802
node_8100802_310048479 |  | 42.110511592600936 | -76.02546885669626 | PQ | 2771.281 | False | -1 | AD | 8100802
node_8100802_310054292 |  | 42.11815665263396 | -76.0226757392486 | PQ | 2771.281 | False | -1 | ABCD | 8100802
node_8100802_310054294 |  | 42.118092464017714 | -76.02272198354484 | PQ | 2771.281 | False | -1 | ABCD | 8100802
node_8100802_310054295 |  | 42.117765771761974 | -76.02294742211119 | PQ | 2771.281 | False | -1 | ABCD | 8100802
node_8100802_310054298 |  | 42.1173075387213 | -76.02311807516821 | PQ | 2771.281 | False | -1 | ABCD | 8100802
node_8100802_310054312 |  | 42.117083926234436 | -76.02318071707175 | PQ | 2771.281 | False | -1 | ABCD | 8100802
node_8100802_310054316 |  | 42.117075106633656 | -76.02325290078485 | PQ | 2771.281 | False | -1 | ABCD | 8100802
node_8100802_310056797 |  | 42.10925537194207 | -76.01595568399672 | PQ | 2771.281 | False | -1 | AD | 8100802
node_8100802_310056813 |  | 42.10765934466457 | -76.02088181818195 | PQ | 2771.281 | False | -1 | ABCD | 8100802
node_8100802_310056814 |  | 42.107153551515836 | -76.01609038025869 | PQ | 2771.281 | False | -1 | AD | 8100802
node_8100802_310056816 |  | 42.1078669832658 | -76.01693542010827 | PQ | 2771.281 | False | -1 | AD | 8100802
node_SOURCE_8100802 |  | 42.11825807256491 | -76.02245447427279 | SWING | 2771.281 | False | -1 | ABCN | 8100802
node_intto1_1362930_765_15297135_303 |  | 42.111650529003455 | -76.02656788825439 | PQ | 2771.281 | False | -1 | ABCD | 8100802
node_intto1_8100802_200851347 |  | 42.108840847966384 | -76.01194498523601 | PQ | 2771.281 | False | -1 | AD | 8100802
node_intto1_8100802_200851372 |  | 42.10751583168243 | -76.02256760634955 | PQ | 2771.281 | False | -1 | ABCD | 8100802
node_intto1_8100802_200851387 |  | 42.107408402371306 | -76.02888154499077 | PQ | 2771.281 | False | -1 | ABCD | 8100802
node_intto1_8100802_200853192 |  | 42.10839808483416 | -76.0294971514973 | PQ | 2771.281 | False | -1 | ABCD | 8100802
node_intto1_8100802_200853261 |  | 42.106539323840614 | -76.01956048300606 | PQ | 2771.281 | False | -1 | ABCD | 8100802
node_intto1_8100802_200853334 |  | 42.10717572651208 | -76.02476708856267 | PQ | 2771.281 | False | -1 | ABCD | 8100802
node_intto1_8100802_200853421 |  | 42.110904672895096 | -76.02546110682943 | PQ | 2771.281 | False | -1 | ABCD | 8100802
node_intto1_8100802_200917498 |  | 42.10308335231878 | -76.01972342424173 | PQ | 2771.281 | False | -1 | ABCD | 8100802
node_intto1_8100802_200917507 |  | 42.10846582594177 | -76.0276698302927 | PQ | 2771.281 | False | -1 | ABCD | 8100802
node_intto1_8100802_201014427 |  | 42.10722430553054 | -76.02338490342595 | PQ | 2771.281 | False | -1 | ABCN | 8100802
node_intto1_8100802_201017875 |  | 42.1070690339937 | -76.02684247398807 | PQ | 2771.281 | False | -1 | AD | 8100802

## Capacitor
Name | GroupId | NominalVoltage | RemoteSense | RemoteSenseB | ParticipatingPhases | PhasesConnected | SwitchA | SwitchB | SwitchC | Control | ControlLevel | VoltageSetHigh | VoltageSetLow | ReactivePowerSetHigh | ReactivePowerSetLow | CapacitorA | CapacitorB | CapacitorC | TimeDelay | DwellTime | LockoutTime | CurrentSetHigh | CurrentSetLow | Status | ParentNode | Phases | Feeder | Comments
cap_220369208 |  | 0 |  |  |  |  | CLOSED | CLOSED | CLOSED | MANUAL | BANK | 0 | 0 | 0 | 0 | 200000 | 200000 | 200000 | 0 | 0 | 0 | 0 | 0 | OPEN | node_1362408_087_15295592_043 | ABCN | 8100802
cap_220369240 |  | 0 |  |  |  |  | CLOSED | CLOSED | CLOSED | MANUAL | BANK | 0 | 0 | 0 | 0 | 100000 | 100000 | 100000 | 0 | 0 | 0 | 0 | 0 | OPEN | node_1364183_563_15294615_758 | ABCN | 8100802

## EVChargingStation
Name | GroupId | ServiceCharge | ServiceDischarge | ChargeEfficiency | DischargeEfficiency | CommitmentStatus | ConstructionTime | CalendarLife | YearOfInstallation | DepthOfDischarge | ReactivePower | ReactivePowerA | ReactivePowerB | ReactivePowerC | ActivePower | ActivePowerA | ActivePowerB | ActivePowerC | Energy | MaxEnergy | PowerCharge | PowerDischarge | RampUpLimit | RampDownLimit | CapitalCost | FixedOperatingCost | VariableOperatingCost | MaxReactivePower | MaxActivePower | OutputSchedule | PlanningStatus | UnitType | UnitSubtype | ParentNode | Phases | Feeder | Comments
evchargingstation_load_220344628 |  | 0 | 0 | 0.92 | 0 | False | 0 | 0 | 0 | 0 | 0 | 0 | 0 | 0 | 0 | 0 | 0 | 0 | 0 | 0.1352172387888558 | 0 | 0 | 0 | 0 | 0 | 0 | 0.001 | 0.009600383530816665 | 0.022536206464809302 | OPTIMIZED | INSTALLED |  |  | node_1363539_952_15298722_755 | AN | 8100802
evchargingstation_load_220344629 |  | 0 | 0 | 0.92 | 0 | False | 0 | 0 | 0 | 0 | 0 | 0 | 0 | 0 | 0 | 0 | 0 | 0 | 0 | 0.08902848126655316 | 0 | 0 | 0 | 0 | 0 | 0 | 0.001 | 0.0063209957748729005 | 0.014838080211092192 | OPTIMIZED | INSTALLED |  |  | node_1363558_212_15298954_785 | AN | 8100802
evchargingstation_load_220344630 |  | 0 | 0 | 0.92 | 0 | False | 0 | 0 | 0 | 0 | 0 | 0 | 0 | 0 | 0 | 0 | 0 | 0 | 0 | 0.07298102774671991 | 0 | 0 | 0 | 0 | 0 | 0 | 0.001 | 0.0051816311894843856 | 0.012163504624453318 | OPTIMIZED | INSTALLED |  |  | node_1363565_93_15297469_277 | AN | 8100802
evchargingstation_load_220344631 |  | 0 | 0 | 0.92 | 0 | False | 0 | 0 | 0 | 0 | 0 | 0 | 0 | 0 | 0 | 0 | 0 | 0 | 0 | 0.10830536021522241 | 0 | 0 | 0 | 0 | 0 | 0 | 0.001 | 0.007689648458224056 | 0.018050893369203735 | OPTIMIZED | INSTALLED |  |  | node_1363617_058_15297810_831 | AN | 8100802
evchargingstation_load_220345073 |  | 0 | 0 | 0.92 | 0 | False | 0 | 0 | 0 | 0 | 0 | 0 | 0 | 0 | 0 | 0 | 0 | 0 | 0 | 0.008262943458348921 | 0 | 0 | 0 | 0 | 0 | 0 | 0.001 | 0.0005866664937021647 | 0.0013771572430581536 | OPTIMIZED | INSTALLED |  |  | node_1365899_672_15295996_857 | AN | 8100802
evchargingstation_load_220345074 |  | 0 | 0 | 0.92 | 0 | False | 0 | 0 | 0 | 0 | 0 | 0 | 0 | 0 | 0 | 0 | 0 | 0 | 0 | 0.008262943458348921 | 0 | 0 | 0 | 0 | 0 | 0 | 0.001 | 0.0005866664937021647 | 0.0013771572430581536 | OPTIMIZED | INSTALLED |  |  | node_1365911_34_15296018_499 | AN | 8100802
evchargingstation_load_220345230 |  | 0 | 0 | 0.92 | 0 | False | 0 | 0 | 0 | 0 | 0 | 0 | 0 | 0 | 0 | 0 | 0 | 0 | 0 | 0.06411007517985556 | 0 | 0 | 0 | 0 | 0 | 0 | 0.001 | 0.004551796325948805 | 0.010685012529975927 | OPTIMIZED | INSTALLED |  |  | node_1363015_597_15297167_703 | AN | 8100802
evchargingstation_load_220345240 |  | 0 | 0 | 0.92 | 0 | False | 0 | 0 | 0 | 0 | 0 | 0 | 0 | 0 | 0 | 0 | 0 | 0 | 0 | 0.0183997510544175 | 0 | 0 | 0 | 0 | 0 | 0 | 0.001 | 0.0013063769720208537 | 0.00306662517573625 | OPTIMIZED | INSTALLED |  |  | node_1363736_102_15297178_114 | AN | 8100802
evchargingstation_load_220345280 |  | 0 | 0 | 0.92 | 0 | False | 0 | 0 | 0 | 0 | 0 | 0 | 0 | 0 | 0 | 0 | 0 | 0 | 0 | 0.03689917573318179 | 0 | 0 | 0 | 0 | 0 | 0 | 0.001 | 0.002619830309918365 | 0.006149862622196966 | OPTIMIZED | INSTALLED |  |  | node_1368344_491_15297356_418 | AN | 8100802
evchargingstation_load_220345281 |  | 0 | 0 | 0.92 | 0 | False | 0 | 0 | 0 | 0 | 0 | 0 | 0 | 0 | 0 | 0 | 0 | 0 | 0 | 0.01303731006456018 | 0 | 0 | 0 | 0 | 0 | 0 | 0.001 | 0.0009256449538064845 | 0.00217288501076003 | OPTIMIZED | INSTALLED |  |  | node_1368052_317_15297034_633 | AN | 8100802
evchargingstation_load_220345282 |  | 0 | 0 | 0.92 | 0 | False | 0 | 0 | 0 | 0 | 0 | 0 | 0 | 0 | 0 | 0 | 0 | 0 | 0 | 0.010704947254845285 | 0 | 0 | 0 | 0 | 0 | 0 | 0.001 | 0.000760048301801442 | 0.0017841578758075476 | OPTIMIZED | INSTALLED |  |  | node_1367765_836_15296623_133 | AN | 8100802
evchargingstation_load_220345283 |  | 0 | 0 | 0.92 | 0 | False | 0 | 0 | 0 | 0 | 0 | 0 | 0 | 0 | 0 | 0 | 0 | 0 | 0 | 0.02416088654166198 | 0 | 0 | 0 | 0 | 0 | 0 | 0.001 | 0.0017154158380977464 | 0.00402681442361033 | OPTIMIZED | INSTALLED |  |  | node_1367385_258_15296711_6 | AN | 8100802
evchargingstation_load_220345284 |  | 0 | 0 | 0.92 | 0 | False | 0 | 0 | 0 | 0 | 0 | 0 | 0 | 0 | 0 | 0 | 0 | 0 | 0 | 0.019177205324322467 | 0 | 0 | 0 | 0 | 0 | 0 | 0.001 | 0.0013615758560225344 | 0.0031962008873870776 | OPTIMIZED | INSTALLED |  |  | node_1367376_062_15296361_48 | AN | 8100802
evchargingstation_load_220345286 |  | 0 | 0 | 0.92 | 0 | False | 0 | 0 | 0 | 0 | 0 | 0 | 0 | 0 | 0 | 0 | 0 | 0 | 0 | 0.01800105655703034 | 0 | 0 | 0 | 0 | 0 | 0 | 0.001 | 0.0012780696627063652 | 0.00300017609283839 | OPTIMIZED | INSTALLED |  |  | node_1366394_819_15296032_997 | AN | 8100802
evchargingstation_load_220345288 |  | 0 | 0 | 0.92 | 0 | False | 0 | 0 | 0 | 0 | 0 | 0 | 0 | 0 | 0 | 0 | 0 | 0 | 0 | 0.00503019557536802 | 0 | 0 | 0 | 0 | 0 | 0 | 0.001 | 0.00035714259378562865 | 0.0008383659292280033 | OPTIMIZED | INSTALLED |  |  | node_1365084_63_15295934_043 | AN | 8100802
evchargingstation_load_220345289 |  | 0 | 0 | 0.92 | 0 | False | 0 | 0 | 0 | 0 | 0 | 0 | 0 | 0 | 0 | 0 | 0 | 0 | 0 | 0.00503019557536802 | 0 | 0 | 0 | 0 | 0 | 0 | 0.001 | 0.00035714259378562865 | 0.0008383659292280033 | OPTIMIZED | INSTALLED |  |  | node_1365066_393_15295923_411 | BN | 8100802
evchargingstation_load_220345290 |  | 0 | 0 | 0.92 | 0 | False | 0 | 0 | 0 | 0 | 0 | 0 | 0 | 0 | 0 | 0 | 0 | 0 | 0 | 0.00503019557536802 | 0 | 0 | 0 | 0 | 0 | 0 | 0.001 | 0.00035714259378562865 | 0.0008383659292280033 | OPTIMIZED | INSTALLED |  |  | node_1365104_26_15295937_994 | CN | 8100802
evchargingstation_load_220345301 |  | 0 | 0 | 0.92 | 0 | False | 0 | 0 | 0 | 0 | 0 | 0 | 0 | 0 | 0 | 0 | 0 | 0 | 0 | 0.1719569367230827 | 0 | 0 | 0 | 0 | 0 | 0 | 0.001 | 0.012208891193880415 | 0.02865948945384712 | OPTIMIZED | INSTALLED |  |  | node_1362500_228_15295632_959 | AN | 8100802
evchargingstation_load_220345895 |  | 0 | 0 | 0.92 | 0 | False | 0 | 0 | 0 | 0 | 0 | 0 | 0 | 0 | 0 | 0 | 0 | 0 | 0 | 0.07786503533971263 | 0 | 0 | 0 | 0 | 0 | 0 | 0.001 | 0.005528394344230976 | 0.012977505889952105 | OPTIMIZED | INSTALLED |  |  | node_1363736_605_15296547_343 | AN | 8100802
evchargingstation_load_220345903 |  | 0 | 0 | 0.92 | 0 | False | 0 | 0 | 0 | 0 | 0 | 0 | 0 | 0 | 0 | 0 | 0 | 0 | 0 | 0.011631911961270435 | 0 | 0 | 0 | 0 | 0 | 0 | 0.001 | 0.000825862426796056 | 0.0019386519935450724 | OPTIMIZED | INSTALLED |  |  | node_1362341_368_15295898_306 | AN | 8100802
evchargingstation_load_220345904 |  | 0 | 0 | 0.92 | 0 | False | 0 | 0 | 0 | 0 | 0 | 0 | 0 | 0 | 0 | 0 | 0 | 0 | 0 | 0.011631911961270435 | 0 | 0 | 0 | 0 | 0 | 0 | 0.001 | 0.000825862426796056 | 0.0019386519935450724 | OPTIMIZED | INSTALLED |  |  | node_1362323_346_15295887_024 | AN | 8100802
evchargingstation_load_220345909 |  | 0 | 0 | 0.92 | 0 | False | 0 | 0 | 0 | 0 | 0 | 0 | 0 | 0 | 0 | 0 | 0 | 0 | 0 | 0.10437821941595886 | 0 | 0 | 0 | 0 | 0 | 0 | 0.001 | 0.007410822568961061 | 0.01739636990265981 | OPTIMIZED | INSTALLED |  |  | node_1363698_519_15295978_553 | AN | 8100802
evchargingstation_load_220345934 |  | 0 | 0 | 0.92 | 0 | False | 0 | 0 | 0 | 0 | 0 | 0 | 0 | 0 | 0 | 0 | 0 | 0 | 0 | 0.17395040921001853 | 0 | 0 | 0 | 0 | 0 | 0 | 0.001 | 0.012350427279000892 | 0.028991734868336422 | OPTIMIZED | INSTALLED |  |  | node_1362727_571_15294392_843 | AN | 8100802
evchargingstation_load_220345935 |  | 0 | 0 | 0.92 | 0 | False | 0 | 0 | 0 | 0 | 0 | 0 | 0 | 0 | 0 | 0 | 0 | 0 | 0 | 0.13156918413776328 | 0 | 0 | 0 | 0 | 0 | 0 | 0.001 | 0.009341372850364205 | 0.02192819735629388 | OPTIMIZED | INSTALLED |  |  | node_1362357_859_15294368_384 | AN | 8100802
evchargingstation_load_220345936 |  | 0 | 0 | 0.92 | 0 | False | 0 | 0 | 0 | 0 | 0 | 0 | 0 | 0 | 0 | 0 | 0 | 0 | 0 | 0.1821435811313247 | 0 | 0 | 0 | 0 | 0 | 0 | 0.001 | 0.012932140085863414 | 0.03035726352188745 | OPTIMIZED | INSTALLED |  |  | node_1363320_206_15294538_77 | AN | 8100802
evchargingstation_load_220345938 |  | 0 | 0 | 0.92 | 0 | False | 0 | 0 | 0 | 0 | 0 | 0 | 0 | 0 | 0 | 0 | 0 | 0 | 0 | 0.09004515223489042 | 0 | 0 | 0 | 0 | 0 | 0 | 0.001 | 0.006393178859882488 | 0.015007525372481735 | OPTIMIZED | INSTALLED |  |  | node_1363356_254_15294830_324 | AN | 8100802
evchargingstation_load_220345939 |  | 0 | 0 | 0.92 | 0 | False | 0 | 0 | 0 | 0 | 0 | 0 | 0 | 0 | 0 | 0 | 0 | 0 | 0 | 0.15826178073783376 | 0 | 0 | 0 | 0 | 0 | 0 | 0.001 | 0.011236539456576202 | 0.026376963456305625 | OPTIMIZED | INSTALLED |  |  | node_1363373_149_15295159_819 | AN | 8100802
evchargingstation_load_220345941 |  | 0 | 0 | 0.92 | 0 | False | 0 | 0 | 0 | 0 | 0 | 0 | 0 | 0 | 0 | 0 | 0 | 0 | 0 | 0.09554713629883323 | 0 | 0 | 0 | 0 | 0 | 0 | 0.001 | 0.006783818251776143 | 0.015924522716472204 | OPTIMIZED | INSTALLED |  |  | node_1362845_369_15294640_883 | AN | 8100802
evchargingstation_load_220345942 |  | 0 | 0 | 0.92 | 0 | False | 0 | 0 | 0 | 0 | 0 | 0 | 0 | 0 | 0 | 0 | 0 | 0 | 0 | 0.10238474692902305 | 0 | 0 | 0 | 0 | 0 | 0 | 0.001 | 0.007269286483840583 | 0.017064124488170507 | OPTIMIZED | INSTALLED |  |  | node_1362460_174_15294611_123 | AN | 8100802
evchargingstation_load_220345943 |  | 0 | 0 | 0.92 | 0 | False | 0 | 0 | 0 | 0 | 0 | 0 | 0 | 0 | 0 | 0 | 0 | 0 | 0 | 0.14141693822322618 | 0 | 0 | 0 | 0 | 0 | 0 | 0.001 | 0.010040560714010676 | 0.02356948970387103 | OPTIMIZED | INSTALLED |  |  | node_1362698_04_15294900_189 | AN | 8100802
evchargingstation_load_220345944 |  | 0 | 0 | 0.92 | 0 | False | 0 | 0 | 0 | 0 | 0 | 0 | 0 | 0 | 0 | 0 | 0 | 0 | 0 | 0.1558496790286414 | 0 | 0 | 0 | 0 | 0 | 0 | 0.001 | 0.011065280788965905 | 0.02597494650477357 | OPTIMIZED | INSTALLED |  |  | node_1362446_693_15294881_158 | AN | 8100802
evchargingstation_load_220345945 |  | 0 | 0 | 0.92 | 0 | False | 0 | 0 | 0 | 0 | 0 | 0 | 0 | 0 | 0 | 0 | 0 | 0 | 0 | 0.19526063009536232 | 0 | 0 | 0 | 0 | 0 | 0 | 0.001 | 0.01386344659382319 | 0.03254343834922705 | OPTIMIZED | INSTALLED |  |  | node_1362475_269_15295126_202 | AN | 8100802
evchargingstation_load_220345946 |  | 0 | 0 | 0.92 | 0 | False | 0 | 0 | 0 | 0 | 0 | 0 | 0 | 0 | 0 | 0 | 0 | 0 | 0 | 0.15130456175842777 | 0 | 0 | 0 | 0 | 0 | 0 | 0.001 | 0.01074257912400781 | 0.02521742695973796 | OPTIMIZED | INSTALLED |  |  | node_1362524_001_15295337_808 | AN | 8100802
evchargingstation_load_220345947 |  | 0 | 0 | 0.92 | 0 | False | 0 | 0 | 0 | 0 | 0 | 0 | 0 | 0 | 0 | 0 | 0 | 0 | 0 | 0.14414799553032823 | 0 | 0 | 0 | 0 | 0 | 0 | 0.001 | 0.010234464675330207 | 0.02402466592172137 | OPTIMIZED | INSTALLED |  |  | node_1362238_201_15295327_758 | AN | 8100802
evchargingstation_load_220345955 |  | 0 | 0 | 0.92 | 0 | False | 0 | 0 | 0 | 0 | 0 | 0 | 0 | 0 | 0 | 0 | 0 | 0 | 0 | 0.08731409492778835 | 0 | 0 | 0 | 0 | 0 | 0 | 0.001 | 0.006199274898562958 | 0.014552349154631394 | OPTIMIZED | INSTALLED |  |  | node_1363834_115_15295060_555 | AN | 8100802
evchargingstation_load_220475047 |  | 0 | 0 | 0.92 | 0 | False | 0 | 0 | 0 | 0 | 0 | 0 | 0 | 0 | 0 | 0 | 0 | 0 | 0 | 0.025097818610521815 | 0 | 0 | 0 | 0 | 0 | 0 | 0.001 | 0.0017819378304060084 | 0.004182969768420302 | OPTIMIZED | INSTALLED |  |  | node_1363347_562_15295442_545 | AN | 8100802
evchargingstation_load_220490892 |  | 0 | 0 | 0.92 | 0 | False | 0 | 0 | 0 | 0 | 0 | 0 | 0 | 0 | 0 | 0 | 0 | 0 | 0 | 0.27460083507540745 | 0 | 0 | 0 | 0 | 0 | 0 | 0.001 | 0.0194965776133562 | 0.04576680584590124 | OPTIMIZED | INSTALLED |  |  | node_1363519_038_15298195_985 | AN | 8100802
evchargingstation_load_220532803 |  | 0 | 0 | 0.92 | 0 | False | 0 | 0 | 0 | 0 | 0 | 0 | 0 | 0 | 0 | 0 | 0 | 0 | 0 | 0.036500481235794635 | 0 | 0 | 0 | 0 | 0 | 0 | 0.001 | 0.002591523462055841 | 0.0060834135392991056 | OPTIMIZED | INSTALLED |  |  | node_1364188_048_15295635_217 | AN | 8100802
evchargingstation_load_220542265 |  | 0 | 0 | 0.92 | 0 | False | 0 | 0 | 0 | 0 | 0 | 0 | 0 | 0 | 0 | 0 | 0 | 0 | 0 | 0.12532961525365421 | 0 | 0 | 0 | 0 | 0 | 0 | 0.001 | 0.008898365582271497 | 0.020888269208942368 | OPTIMIZED | INSTALLED |  |  | node_1363129_304_15296759_061 | AN | 8100802
evchargingstation_load_220557547 |  | 0 | 0 | 0.92 | 0 | False | 0 | 0 | 0 | 0 | 0 | 0 | 0 | 0 | 0 | 0 | 0 | 0 | 0 | 0.29431627797120263 | 0 | 0 | 0 | 0 | 0 | 0 | 0.001 | 0.02089636815237251 | 0.049052712995200434 | OPTIMIZED | INSTALLED |  |  | node_1362895_385_15295344_087 | AN | 8100802
evchargingstation_load_220601520 |  | 0 | 0 | 0.92 | 0 | False | 0 | 0 | 0 | 0 | 0 | 0 | 0 | 0 | 0 | 0 | 0 | 0 | 0 | 0.3784408169198936 | 0 | 0 | 0 | 0 | 0 | 0 | 0.001 | 0.026869185499323486 | 0.06307346948664894 | OPTIMIZED | INSTALLED |  |  | node_1363373_245_15297184_1 | AN | 8100802
evchargingstation_load_220648688 |  | 0 | 0 | 0.92 | 0 | False | 0 | 0 | 0 | 0 | 0 | 0 | 0 | 0 | 0 | 0 | 0 | 0 | 0 | 0.1112158300461487 | 0 | 0 | 0 | 0 | 0 | 0 | 0.001 | 0.0078962908010255 | 0.018535971674358116 | OPTIMIZED | INSTALLED |  |  | node_1364050_813_15295231_871 | AN | 8100802

## Fuse
Name | GroupId | MeanReplacementTime | PhaseAStatus | PhaseBStatus | PhaseCStatus | RepairDistributionType | CurrentLimit | CurrentInAReal | CurrentInAImag | CurrentInA | CurrentInBReal | CurrentInBImag | CurrentInB | CurrentInCReal | CurrentInCImag | CurrentInC | CurrentOutAReal | CurrentOutAImag | CurrentOutA | CurrentOutBReal | CurrentOutBImag | CurrentOutB | CurrentOutCReal | CurrentOutCImag | CurrentOutC | ActivePowerInA | ReactivePowerInA | PowerInA | ActivePowerInB | ReactivePowerInB | PowerInB | ActivePowerInC | ReactivePowerInC | PowerInC | ActivePowerOutA | ReactivePowerOutA | PowerOutA | ActivePowerOutB | ReactivePowerOutB | PowerOutB | ActivePowerOutC | ReactivePowerOutC | PowerOutC | Status | From | To | Length | Phases | Feeder | Comments
fuse_220389054 |  | 0 | GOOD | GOOD | GOOD | NONE | 75 | 0 | 0 | 0+0j | 0 | 0 | 0+0j | 0 | 0 | 0+0j | 0 | 0 | 0+0j | 0 | 0 | 0+0j | 0 | 0 | 0+0j | 0 | 0 | 0+0j | 0 | 0 | 0+0j | 0 | 0 | 0+0j | 0 | 0 | 0+0j | 0 | 0 | 0+0j | 0 | 0 | 0+0j | OPEN | node_intto1_8100802_201014427 | node_8100802_201014427 | 0 | ABCN | 8100802
fuse_220389063 |  | 0 | GOOD | GOOD | GOOD | NONE | 100 | 0 | 0 | 0+0j | 0 | 0 | 0+0j | 0 | 0 | 0+0j | 0 | 0 | 0+0j | 0 | 0 | 0+0j | 0 | 0 | 0+0j | 0 | 0 | 0+0j | 0 | 0 | 0+0j | 0 | 0 | 0+0j | 0 | 0 | 0+0j | 0 | 0 | 0+0j | 0 | 0 | 0+0j | OPEN | node_intto1_8100802_200853261 | node_8100802_200853261 | 0 | ABCD | 8100802
fuse_220389069 |  | 0 | GOOD | GOOD | GOOD | NONE | 125 | 0 | 0 | 0+0j | 0 | 0 | 0+0j | 0 | 0 | 0+0j | 0 | 0 | 0+0j | 0 | 0 | 0+0j | 0 | 0 | 0+0j | 0 | 0 | 0+0j | 0 | 0 | 0+0j | 0 | 0 | 0+0j | 0 | 0 | 0+0j | 0 | 0 | 0+0j | 0 | 0 | 0+0j | OPEN | node_intto1_8100802_201017875 | node_8100802_201017875 | 0 | AD | 8100802
fuse_220389075 |  | 0 | GOOD | GOOD | GOOD | NONE | 75 | 0 | 0 | 0+0j | 0 | 0 | 0+0j | 0 | 0 | 0+0j | 0 | 0 | 0+0j | 0 | 0 | 0+0j | 0 | 0 | 0+0j | 0 | 0 | 0+0j | 0 | 0 | 0+0j | 0 | 0 | 0+0j | 0 | 0 | 0+0j | 0 | 0 | 0+0j | 0 | 0 | 0+0j | OPEN | node_intto1_8100802_200917498 | node_8100802_200917498 | 0 | ABCD | 8100802
fuse_220389076 |  | 0 | GOOD | GOOD | GOOD | NONE | 125 | 0 | 0 | 0+0j | 0 | 0 | 0+0j | 0 | 0 | 0+0j | 0 | 0 | 0+0j | 0 | 0 | 0+0j | 0 | 0 | 0+0j | 0 | 0 | 0+0j | 0 | 0 | 0+0j | 0 | 0 | 0+0j | 0 | 0 | 0+0j | 0 | 0 | 0+0j | 0 | 0 | 0+0j | OPEN | node_intto1_8100802_200853192 | node_8100802_200853192 | 0 | ABCD | 8100802
fuse_220389083 |  | 0 | GOOD | GOOD | GOOD | NONE | 40 | 0 | 0 | 0+0j | 0 | 0 | 0+0j | 0 | 0 | 0+0j | 0 | 0 | 0+0j | 0 | 0 | 0+0j | 0 | 0 | 0+0j | 0 | 0 | 0+0j | 0 | 0 | 0+0j | 0 | 0 | 0+0j | 0 | 0 | 0+0j | 0 | 0 | 0+0j | 0 | 0 | 0+0j | OPEN | node_intto1_8100802_200851387 | node_8100802_200851387 | 0 | ABCD | 8100802
fuse_220389142 |  | 0 | GOOD | GOOD | GOOD | NONE | 150 | 0 | 0 | 0+0j | 0 | 0 | 0+0j | 0 | 0 | 0+0j | 0 | 0 | 0+0j | 0 | 0 | 0+0j | 0 | 0 | 0+0j | 0 | 0 | 0+0j | 0 | 0 | 0+0j | 0 | 0 | 0+0j | 0 | 0 | 0+0j | 0 | 0 | 0+0j | 0 | 0 | 0+0j | OPEN | node_intto1_8100802_200851372 | node_8100802_200851372 | 0 | ABCD | 8100802
fuse_220389164 |  | 0 | GOOD | GOOD | GOOD | NONE | 100 | 0 | 0 | 0+0j | 0 | 0 | 0+0j | 0 | 0 | 0+0j | 0 | 0 | 0+0j | 0 | 0 | 0+0j | 0 | 0 | 0+0j | 0 | 0 | 0+0j | 0 | 0 | 0+0j | 0 | 0 | 0+0j | 0 | 0 | 0+0j | 0 | 0 | 0+0j | 0 | 0 | 0+0j | OPEN | node_intto1_8100802_200851347 | node_8100802_200851347 | 0 | AD | 8100802
fuse_220512394 |  | 0 | GOOD | GOOD | GOOD | NONE | 50 | 0 | 0 | 0+0j | 0 | 0 | 0+0j | 0 | 0 | 0+0j | 0 | 0 | 0+0j | 0 | 0 | 0+0j | 0 | 0 | 0+0j | 0 | 0 | 0+0j | 0 | 0 | 0+0j | 0 | 0 | 0+0j | 0 | 0 | 0+0j | 0 | 0 | 0+0j | 0 | 0 | 0+0j | OPEN | node_intto1_8100802_200917507 | node_8100802_200917507 | 0 | ABCD | 8100802
fuse_220544166 |  | 0 | GOOD | GOOD | GOOD | NONE | 140 | 0 | 0 | 0+0j | 0 | 0 | 0+0j | 0 | 0 | 0+0j | 0 | 0 | 0+0j | 0 | 0 | 0+0j | 0 | 0 | 0+0j | 0 | 0 | 0+0j | 0 | 0 | 0+0j | 0 | 0 | 0+0j | 0 | 0 | 0+0j | 0 | 0 | 0+0j | 0 | 0 | 0+0j | OPEN | node_intto1_8100802_200853334 | node_8100802_200853334 | 0 | ABCD | 8100802

## Generator
Name | GroupId | ColdStartupCost | ColdStartupTime | HotStartupCost | HotStartupStatus | ShutdownCost | CommitmentStatus | ConstructionTime | CalendarLife | YearOfInstallation | ReactivePower | ActivePower | MaxPowerOutput | MinPowerOutput | MinimumDowntime | MinimumUptime | NoLoadCost | NonSpinningReserve | SpinningReserve | OperatingReserve | RampUpLimit | RampDownLimit | StartupCapability | ShutdownCapability | ShutdownStatus | StartupStatus | CapitalCost | FixedOperatingCost | VariableOperatingCost | MaxReactivePower | MaxActivePower | OutputSchedule | PlanningStatus | UnitType | UnitSubtype | ParentNode | Phases | Feeder | Comments
generator_load_220344628 |  | 0 | 0 | 0 | 0 | 0 | False | 0 | 0 | 0 | 0 | 0 | 0 | 0 | 0 | 0 | 0 | 0 | 0 | 0 | 0 | 0 | 0 | 0 | False | False | 0 | 0 | 0.19 | 0.009600383530816665 | 0.022536206464809302 | OPTIMIZED | INSTALLED | natural_gas |  | node_1363539_952_15298722_755 | AN | 8100802
generator_load_220344629 |  | 0 | 0 | 0 | 0 | 0 | False | 0 | 0 | 0 | 0 | 0 | 0 | 0 | 0 | 0 | 0 | 0 | 0 | 0 | 0 | 0 | 0 | 0 | False | False | 0 | 0 | 0.19 | 0.0063209957748729005 | 0.014838080211092192 | OPTIMIZED | INSTALLED | natural_gas |  | node_1363558_212_15298954_785 | AN | 8100802
generator_load_220344630 |  | 0 | 0 | 0 | 0 | 0 | False | 0 | 0 | 0 | 0 | 0 | 0 | 0 | 0 | 0 | 0 | 0 | 0 | 0 | 0 | 0 | 0 | 0 | False | False | 0 | 0 | 0.19 | 0.0051816311894843856 | 0.012163504624453318 | OPTIMIZED | INSTALLED | natural_gas |  | node_1363565_93_15297469_277 | AN | 8100802
generator_load_220344631 |  | 0 | 0 | 0 | 0 | 0 | False | 0 | 0 | 0 | 0 | 0 | 0 | 0 | 0 | 0 | 0 | 0 | 0 | 0 | 0 | 0 | 0 | 0 | False | False | 0 | 0 | 0.19 | 0.007689648458224056 | 0.018050893369203735 | OPTIMIZED | INSTALLED | natural_gas |  | node_1363617_058_15297810_831 | AN | 8100802
generator_load_220345073 |  | 0 | 0 | 0 | 0 | 0 | False | 0 | 0 | 0 | 0 | 0 | 0 | 0 | 0 | 0 | 0 | 0 | 0 | 0 | 0 | 0 | 0 | 0 | False | False | 0 | 0 | 0.19 | 0.0005866664937021647 | 0.0013771572430581536 | OPTIMIZED | INSTALLED | natural_gas |  | node_1365899_672_15295996_857 | AN | 8100802
generator_load_220345074 |  | 0 | 0 | 0 | 0 | 0 | False | 0 | 0 | 0 | 0 | 0 | 0 | 0 | 0 | 0 | 0 | 0 | 0 | 0 | 0 | 0 | 0 | 0 | False | False | 0 | 0 | 0.19 | 0.0005866664937021647 | 0.0013771572430581536 | OPTIMIZED | INSTALLED | natural_gas |  | node_1365911_34_15296018_499 | AN | 8100802
generator_load_220345230 |  | 0 | 0 | 0 | 0 | 0 | False | 0 | 0 | 0 | 0 | 0 | 0 | 0 | 0 | 0 | 0 | 0 | 0 | 0 | 0 | 0 | 0 | 0 | False | False | 0 | 0 | 0.19 | 0.004551796325948805 | 0.010685012529975927 | OPTIMIZED | INSTALLED | natural_gas |  | node_1363015_597_15297167_703 | AN | 8100802
generator_load_220345240 |  | 0 | 0 | 0 | 0 | 0 | False | 0 | 0 | 0 | 0 | 0 | 0 | 0 | 0 | 0 | 0 | 0 | 0 | 0 | 0 | 0 | 0 | 0 | False | False | 0 | 0 | 0.19 | 0.0013063769720208537 | 0.00306662517573625 | OPTIMIZED | INSTALLED | natural_gas |  | node_1363736_102_15297178_114 | AN | 8100802
generator_load_220345280 |  | 0 | 0 | 0 | 0 | 0 | False | 0 | 0 | 0 | 0 | 0 | 0 | 0 | 0 | 0 | 0 | 0 | 0 | 0 | 0 | 0 | 0 | 0 | False | False | 0 | 0 | 0.19 | 0.002619830309918365 | 0.006149862622196966 | OPTIMIZED | INSTALLED | natural_gas |  | node_1368344_491_15297356_418 | AN | 8100802
generator_load_220345281 |  | 0 | 0 | 0 | 0 | 0 | False | 0 | 0 | 0 | 0 | 0 | 0 | 0 | 0 | 0 | 0 | 0 | 0 | 0 | 0 | 0 | 0 | 0 | False | False | 0 | 0 | 0.19 | 0.0009256449538064845 | 0.00217288501076003 | OPTIMIZED | INSTALLED | natural_gas |  | node_1368052_317_15297034_633 | AN | 8100802
generator_load_220345282 |  | 0 | 0 | 0 | 0 | 0 | False | 0 | 0 | 0 | 0 | 0 | 0 | 0 | 0 | 0 | 0 | 0 | 0 | 0 | 0 | 0 | 0 | 0 | False | False | 0 | 0 | 0.19 | 0.000760048301801442 | 0.0017841578758075476 | OPTIMIZED | INSTALLED | natural_gas |  | node_1367765_836_15296623_133 | AN | 8100802
generator_load_220345283 |  | 0 | 0 | 0 | 0 | 0 | False | 0 | 0 | 0 | 0 | 0 | 0 | 0 | 0 | 0 | 0 | 0 | 0 | 0 | 0 | 0 | 0 | 0 | False | False | 0 | 0 | 0.19 | 0.0017154158380977464 | 0.00402681442361033 | OPTIMIZED | INSTALLED | natural_gas |  | node_1367385_258_15296711_6 | AN | 8100802
generator_load_220345284 |  | 0 | 0 | 0 | 0 | 0 | False | 0 | 0 | 0 | 0 | 0 | 0 | 0 | 0 | 0 | 0 | 0 | 0 | 0 | 0 | 0 | 0 | 0 | False | False | 0 | 0 | 0.19 | 0.0013615758560225344 | 0.0031962008873870776 | OPTIMIZED | INSTALLED | natural_gas |  | node_1367376_062_15296361_48 | AN | 8100802
generator_load_220345286 |  | 0 | 0 | 0 | 0 | 0 | False | 0 | 0 | 0 | 0 | 0 | 0 | 0 | 0 | 0 | 0 | 0 | 0 | 0 | 0 | 0 | 0 | 0 | False | False | 0 | 0 | 0.19 | 0.0012780696627063652 | 0.00300017609283839 | OPTIMIZED | INSTALLED | natural_gas |  | node_1366394_819_15296032_997 | AN | 8100802
generator_load_220345288 |  | 0 | 0 | 0 | 0 | 0 | False | 0 | 0 | 0 | 0 | 0 | 0 | 0 | 0 | 0 | 0 | 0 | 0 | 0 | 0 | 0 | 0 | 0 | False | False | 0 | 0 | 0.19 | 0.00035714259378562865 | 0.0008383659292280033 | OPTIMIZED | INSTALLED | natural_gas |  | node_1365084_63_15295934_043 | AN | 8100802
generator_load_220345289 |  | 0 | 0 | 0 | 0 | 0 | False | 0 | 0 | 0 | 0 | 0 | 0 | 0 | 0 | 0 | 0 | 0 | 0 | 0 | 0 | 0 | 0 | 0 | False | False | 0 | 0 | 0.19 | 0.00035714259378562865 | 0.0008383659292280033 | OPTIMIZED | INSTALLED | natural_gas |  | node_1365066_393_15295923_411 | BN | 8100802
generator_load_220345290 |  | 0 | 0 | 0 | 0 | 0 | False | 0 | 0 | 0 | 0 | 0 | 0 | 0 | 0 | 0 | 0 | 0 | 0 | 0 | 0 | 0 | 0 | 0 | False | False | 0 | 0 | 0.19 | 0.00035714259378562865 | 0.0008383659292280033 | OPTIMIZED | INSTALLED | natural_gas |  | node_1365104_26_15295937_994 | CN | 8100802
generator_load_220345301 |  | 0 | 0 | 0 | 0 | 0 | False | 0 | 0 | 0 | 0 | 0 | 0 | 0 | 0 | 0 | 0 | 0 | 0 | 0 | 0 | 0 | 0 | 0 | False | False | 0 | 0 | 0.19 | 0.012208891193880415 | 0.02865948945384712 | OPTIMIZED | INSTALLED | natural_gas |  | node_1362500_228_15295632_959 | AN | 8100802
generator_load_220345895 |  | 0 | 0 | 0 | 0 | 0 | False | 0 | 0 | 0 | 0 | 0 | 0 | 0 | 0 | 0 | 0 | 0 | 0 | 0 | 0 | 0 | 0 | 0 | False | False | 0 | 0 | 0.19 | 0.005528394344230976 | 0.012977505889952105 | OPTIMIZED | INSTALLED | natural_gas |  | node_1363736_605_15296547_343 | AN | 8100802
generator_load_220345903 |  | 0 | 0 | 0 | 0 | 0 | False | 0 | 0 | 0 | 0 | 0 | 0 | 0 | 0 | 0 | 0 | 0 | 0 | 0 | 0 | 0 | 0 | 0 | False | False | 0 | 0 | 0.19 | 0.000825862426796056 | 0.0019386519935450724 | OPTIMIZED | INSTALLED | natural_gas |  | node_1362341_368_15295898_306 | AN | 8100802
generator_load_220345904 |  | 0 | 0 | 0 | 0 | 0 | False | 0 | 0 | 0 | 0 | 0 | 0 | 0 | 0 | 0 | 0 | 0 | 0 | 0 | 0 | 0 | 0 | 0 | False | False | 0 | 0 | 0.19 | 0.000825862426796056 | 0.0019386519935450724 | OPTIMIZED | INSTALLED | natural_gas |  | node_1362323_346_15295887_024 | AN | 8100802
generator_load_220345909 |  | 0 | 0 | 0 | 0 | 0 | False | 0 | 0 | 0 | 0 | 0 | 0 | 0 | 0 | 0 | 0 | 0 | 0 | 0 | 0 | 0 | 0 | 0 | False | False | 0 | 0 | 0.19 | 0.007410822568961061 | 0.01739636990265981 | OPTIMIZED | INSTALLED | natural_gas |  | node_1363698_519_15295978_553 | AN | 8100802
generator_load_220345934 |  | 0 | 0 | 0 | 0 | 0 | False | 0 | 0 | 0 | 0 | 0 | 0 | 0 | 0 | 0 | 0 | 0 | 0 | 0 | 0 | 0 | 0 | 0 | False | False | 0 | 0 | 0.19 | 0.012350427279000892 | 0.028991734868336422 | OPTIMIZED | INSTALLED | natural_gas |  | node_1362727_571_15294392_843 | AN | 8100802
generator_load_220345935 |  | 0 | 0 | 0 | 0 | 0 | False | 0 | 0 | 0 | 0 | 0 | 0 | 0 | 0 | 0 | 0 | 0 | 0 | 0 | 0 | 0 | 0 | 0 | False | False | 0 | 0 | 0.19 | 0.009341372850364205 | 0.02192819735629388 | OPTIMIZED | INSTALLED | natural_gas |  | node_1362357_859_15294368_384 | AN | 8100802
generator_load_220345936 |  | 0 | 0 | 0 | 0 | 0 | False | 0 | 0 | 0 | 0 | 0 | 0 | 0 | 0 | 0 | 0 | 0 | 0 | 0 | 0 | 0 | 0 | 0 | False | False | 0 | 0 | 0.19 | 0.012932140085863414 | 0.03035726352188745 | OPTIMIZED | INSTALLED | natural_gas |  | node_1363320_206_15294538_77 | AN | 8100802
generator_load_220345938 |  | 0 | 0 | 0 | 0 | 0 | False | 0 | 0 | 0 | 0 | 0 | 0 | 0 | 0 | 0 | 0 | 0 | 0 | 0 | 0 | 0 | 0 | 0 | False | False | 0 | 0 | 0.19 | 0.006393178859882488 | 0.015007525372481735 | OPTIMIZED | INSTALLED | natural_gas |  | node_1363356_254_15294830_324 | AN | 8100802
generator_load_220345939 |  | 0 | 0 | 0 | 0 | 0 | False | 0 | 0 | 0 | 0 | 0 | 0 | 0 | 0 | 0 | 0 | 0 | 0 | 0 | 0 | 0 | 0 | 0 | False | False | 0 | 0 | 0.19 | 0.011236539456576202 | 0.026376963456305625 | OPTIMIZED | INSTALLED | natural_gas |  | node_1363373_149_15295159_819 | AN | 8100802
generator_load_220345941 |  | 0 | 0 | 0 | 0 | 0 | False | 0 | 0 | 0 | 0 | 0 | 0 | 0 | 0 | 0 | 0 | 0 | 0 | 0 | 0 | 0 | 0 | 0 | False | False | 0 | 0 | 0.19 | 0.006783818251776143 | 0.015924522716472204 | OPTIMIZED | INSTALLED | natural_gas |  | node_1362845_369_15294640_883 | AN | 8100802
generator_load_220345942 |  | 0 | 0 | 0 | 0 | 0 | False | 0 | 0 | 0 | 0 | 0 | 0 | 0 | 0 | 0 | 0 | 0 | 0 | 0 | 0 | 0 | 0 | 0 | False | False | 0 | 0 | 0.19 | 0.007269286483840583 | 0.017064124488170507 | OPTIMIZED | INSTALLED | natural_gas |  | node_1362460_174_15294611_123 | AN | 8100802
generator_load_220345943 |  | 0 | 0 | 0 | 0 | 0 | False | 0 | 0 | 0 | 0 | 0 | 0 | 0 | 0 | 0 | 0 | 0 | 0 | 0 | 0 | 0 | 0 | 0 | False | False | 0 | 0 | 0.19 | 0.010040560714010676 | 0.02356948970387103 | OPTIMIZED | INSTALLED | natural_gas |  | node_1362698_04_15294900_189 | AN | 8100802
generator_load_220345944 |  | 0 | 0 | 0 | 0 | 0 | False | 0 | 0 | 0 | 0 | 0 | 0 | 0 | 0 | 0 | 0 | 0 | 0 | 0 | 0 | 0 | 0 | 0 | False | False | 0 | 0 | 0.19 | 0.011065280788965905 | 0.02597494650477357 | OPTIMIZED | INSTALLED | natural_gas |  | node_1362446_693_15294881_158 | AN | 8100802
generator_load_220345945 |  | 0 | 0 | 0 | 0 | 0 | False | 0 | 0 | 0 | 0 | 0 | 0 | 0 | 0 | 0 | 0 | 0 | 0 | 0 | 0 | 0 | 0 | 0 | False | False | 0 | 0 | 0.19 | 0.01386344659382319 | 0.03254343834922705 | OPTIMIZED | INSTALLED | natural_gas |  | node_1362475_269_15295126_202 | AN | 8100802
generator_load_220345946 |  | 0 | 0 | 0 | 0 | 0 | False | 0 | 0 | 0 | 0 | 0 | 0 | 0 | 0 | 0 | 0 | 0 | 0 | 0 | 0 | 0 | 0 | 0 | False | False | 0 | 0 | 0.19 | 0.01074257912400781 | 0.02521742695973796 | OPTIMIZED | INSTALLED | natural_gas |  | node_1362524_001_15295337_808 | AN | 8100802
generator_load_220345947 |  | 0 | 0 | 0 | 0 | 0 | False | 0 | 0 | 0 | 0 | 0 | 0 | 0 | 0 | 0 | 0 | 0 | 0 | 0 | 0 | 0 | 0 | 0 | False | False | 0 | 0 | 0.19 | 0.010234464675330207 | 0.02402466592172137 | OPTIMIZED | INSTALLED | natural_gas |  | node_1362238_201_15295327_758 | AN | 8100802
generator_load_220345955 |  | 0 | 0 | 0 | 0 | 0 | False | 0 | 0 | 0 | 0 | 0 | 0 | 0 | 0 | 0 | 0 | 0 | 0 | 0 | 0 | 0 | 0 | 0 | False | False | 0 | 0 | 0.19 | 0.006199274898562958 | 0.014552349154631394 | OPTIMIZED | INSTALLED | natural_gas |  | node_1363834_115_15295060_555 | AN | 8100802
generator_load_220475047 |  | 0 | 0 | 0 | 0 | 0 | False | 0 | 0 | 0 | 0 | 0 | 0 | 0 | 0 | 0 | 0 | 0 | 0 | 0 | 0 | 0 | 0 | 0 | False | False | 0 | 0 | 0.19 | 0.0017819378304060084 | 0.004182969768420302 | OPTIMIZED | INSTALLED | natural_gas |  | node_1363347_562_15295442_545 | AN | 8100802
generator_load_220490892 |  | 0 | 0 | 0 | 0 | 0 | False | 0 | 0 | 0 | 0 | 0 | 0 | 0 | 0 | 0 | 0 | 0 | 0 | 0 | 0 | 0 | 0 | 0 | False | False | 0 | 0 | 0.19 | 0.0194965776133562 | 0.04576680584590124 | OPTIMIZED | INSTALLED | natural_gas |  | node_1363519_038_15298195_985 | AN | 8100802
generator_load_220532803 |  | 0 | 0 | 0 | 0 | 0 | False | 0 | 0 | 0 | 0 | 0 | 0 | 0 | 0 | 0 | 0 | 0 | 0 | 0 | 0 | 0 | 0 | 0 | False | False | 0 | 0 | 0.19 | 0.002591523462055841 | 0.0060834135392991056 | OPTIMIZED | INSTALLED | natural_gas |  | node_1364188_048_15295635_217 | AN | 8100802
generator_load_220542265 |  | 0 | 0 | 0 | 0 | 0 | False | 0 | 0 | 0 | 0 | 0 | 0 | 0 | 0 | 0 | 0 | 0 | 0 | 0 | 0 | 0 | 0 | 0 | False | False | 0 | 0 | 0.19 | 0.008898365582271497 | 0.020888269208942368 | OPTIMIZED | INSTALLED | natural_gas |  | node_1363129_304_15296759_061 | AN | 8100802
generator_load_220557547 |  | 0 | 0 | 0 | 0 | 0 | False | 0 | 0 | 0 | 0 | 0 | 0 | 0 | 0 | 0 | 0 | 0 | 0 | 0 | 0 | 0 | 0 | 0 | False | False | 0 | 0 | 0.19 | 0.02089636815237251 | 0.049052712995200434 | OPTIMIZED | INSTALLED | natural_gas |  | node_1362895_385_15295344_087 | AN | 8100802
generator_load_220601520 |  | 0 | 0 | 0 | 0 | 0 | False | 0 | 0 | 0 | 0 | 0 | 0 | 0 | 0 | 0 | 0 | 0 | 0 | 0 | 0 | 0 | 0 | 0 | False | False | 0 | 0 | 0.19 | 0.026869185499323486 | 0.06307346948664894 | OPTIMIZED | INSTALLED | natural_gas |  | node_1363373_245_15297184_1 | AN | 8100802
generator_load_220648688 |  | 0 | 0 | 0 | 0 | 0 | False | 0 | 0 | 0 | 0 | 0 | 0 | 0 | 0 | 0 | 0 | 0 | 0 | 0 | 0 | 0 | 0 | 0 | False | False | 0 | 0 | 0.19 | 0.0078962908010255 | 0.018535971674358116 | OPTIMIZED | INSTALLED | natural_gas |  | node_1364050_813_15295231_871 | AN | 8100802

## HeatPump
Name | GroupId | YearOfInstallation | ReactivePower | ActivePower | MaxPowerOutput | MinPowerOutput | RampUpLimit | RampDownLimit | CapitalCost | FixedOperatingCost | VariableOperatingCost | MaxReactivePower | MaxActivePower | OutputSchedule | PlanningStatus | UnitType | UnitSubtype | ParentNode | Phases | Feeder | Comments
heatpump_load_220344628 |  | 0 | 0 | 0 | 0 | 0 | 0 | 0 | 0 | 0 | 0.19 | 0.009600383530816665 | 0.022536206464809302 | OPTIMIZED | INSTALLED |  |  | node_1363539_952_15298722_755 | AN | 8100802
heatpump_load_220344629 |  | 0 | 0 | 0 | 0 | 0 | 0 | 0 | 0 | 0 | 0.19 | 0.0063209957748729005 | 0.014838080211092192 | OPTIMIZED | INSTALLED |  |  | node_1363558_212_15298954_785 | AN | 8100802
heatpump_load_220344630 |  | 0 | 0 | 0 | 0 | 0 | 0 | 0 | 0 | 0 | 0.19 | 0.0051816311894843856 | 0.012163504624453318 | OPTIMIZED | INSTALLED |  |  | node_1363565_93_15297469_277 | AN | 8100802
heatpump_load_220344631 |  | 0 | 0 | 0 | 0 | 0 | 0 | 0 | 0 | 0 | 0.19 | 0.007689648458224056 | 0.018050893369203735 | OPTIMIZED | INSTALLED |  |  | node_1363617_058_15297810_831 | AN | 8100802
heatpump_load_220345073 |  | 0 | 0 | 0 | 0 | 0 | 0 | 0 | 0 | 0 | 0.19 | 0.0005866664937021647 | 0.0013771572430581536 | OPTIMIZED | INSTALLED |  |  | node_1365899_672_15295996_857 | AN | 8100802
heatpump_load_220345074 |  | 0 | 0 | 0 | 0 | 0 | 0 | 0 | 0 | 0 | 0.19 | 0.0005866664937021647 | 0.0013771572430581536 | OPTIMIZED | INSTALLED |  |  | node_1365911_34_15296018_499 | AN | 8100802
heatpump_load_220345230 |  | 0 | 0 | 0 | 0 | 0 | 0 | 0 | 0 | 0 | 0.19 | 0.004551796325948805 | 0.010685012529975927 | OPTIMIZED | INSTALLED |  |  | node_1363015_597_15297167_703 | AN | 8100802
heatpump_load_220345240 |  | 0 | 0 | 0 | 0 | 0 | 0 | 0 | 0 | 0 | 0.19 | 0.0013063769720208537 | 0.00306662517573625 | OPTIMIZED | INSTALLED |  |  | node_1363736_102_15297178_114 | AN | 8100802
heatpump_load_220345280 |  | 0 | 0 | 0 | 0 | 0 | 0 | 0 | 0 | 0 | 0.19 | 0.002619830309918365 | 0.006149862622196966 | OPTIMIZED | INSTALLED |  |  | node_1368344_491_15297356_418 | AN | 8100802
heatpump_load_220345281 |  | 0 | 0 | 0 | 0 | 0 | 0 | 0 | 0 | 0 | 0.19 | 0.0009256449538064845 | 0.00217288501076003 | OPTIMIZED | INSTALLED |  |  | node_1368052_317_15297034_633 | AN | 8100802
heatpump_load_220345282 |  | 0 | 0 | 0 | 0 | 0 | 0 | 0 | 0 | 0 | 0.19 | 0.000760048301801442 | 0.0017841578758075476 | OPTIMIZED | INSTALLED |  |  | node_1367765_836_15296623_133 | AN | 8100802
heatpump_load_220345283 |  | 0 | 0 | 0 | 0 | 0 | 0 | 0 | 0 | 0 | 0.19 | 0.0017154158380977464 | 0.00402681442361033 | OPTIMIZED | INSTALLED |  |  | node_1367385_258_15296711_6 | AN | 8100802
heatpump_load_220345284 |  | 0 | 0 | 0 | 0 | 0 | 0 | 0 | 0 | 0 | 0.19 | 0.0013615758560225344 | 0.0031962008873870776 | OPTIMIZED | INSTALLED |  |  | node_1367376_062_15296361_48 | AN | 8100802
heatpump_load_220345286 |  | 0 | 0 | 0 | 0 | 0 | 0 | 0 | 0 | 0 | 0.19 | 0.0012780696627063652 | 0.00300017609283839 | OPTIMIZED | INSTALLED |  |  | node_1366394_819_15296032_997 | AN | 8100802
heatpump_load_220345288 |  | 0 | 0 | 0 | 0 | 0 | 0 | 0 | 0 | 0 | 0.19 | 0.00035714259378562865 | 0.0008383659292280033 | OPTIMIZED | INSTALLED |  |  | node_1365084_63_15295934_043 | AN | 8100802
heatpump_load_220345289 |  | 0 | 0 | 0 | 0 | 0 | 0 | 0 | 0 | 0 | 0.19 | 0.00035714259378562865 | 0.0008383659292280033 | OPTIMIZED | INSTALLED |  |  | node_1365066_393_15295923_411 | BN | 8100802
heatpump_load_220345290 |  | 0 | 0 | 0 | 0 | 0 | 0 | 0 | 0 | 0 | 0.19 | 0.00035714259378562865 | 0.0008383659292280033 | OPTIMIZED | INSTALLED |  |  | node_1365104_26_15295937_994 | CN | 8100802
heatpump_load_220345301 |  | 0 | 0 | 0 | 0 | 0 | 0 | 0 | 0 | 0 | 0.19 | 0.012208891193880415 | 0.02865948945384712 | OPTIMIZED | INSTALLED |  |  | node_1362500_228_15295632_959 | AN | 8100802
heatpump_load_220345895 |  | 0 | 0 | 0 | 0 | 0 | 0 | 0 | 0 | 0 | 0.19 | 0.005528394344230976 | 0.012977505889952105 | OPTIMIZED | INSTALLED |  |  | node_1363736_605_15296547_343 | AN | 8100802
heatpump_load_220345903 |  | 0 | 0 | 0 | 0 | 0 | 0 | 0 | 0 | 0 | 0.19 | 0.000825862426796056 | 0.0019386519935450724 | OPTIMIZED | INSTALLED |  |  | node_1362341_368_15295898_306 | AN | 8100802
heatpump_load_220345904 |  | 0 | 0 | 0 | 0 | 0 | 0 | 0 | 0 | 0 | 0.19 | 0.000825862426796056 | 0.0019386519935450724 | OPTIMIZED | INSTALLED |  |  | node_1362323_346_15295887_024 | AN | 8100802
heatpump_load_220345909 |  | 0 | 0 | 0 | 0 | 0 | 0 | 0 | 0 | 0 | 0.19 | 0.007410822568961061 | 0.01739636990265981 | OPTIMIZED | INSTALLED |  |  | node_1363698_519_15295978_553 | AN | 8100802
heatpump_load_220345934 |  | 0 | 0 | 0 | 0 | 0 | 0 | 0 | 0 | 0 | 0.19 | 0.012350427279000892 | 0.028991734868336422 | OPTIMIZED | INSTALLED |  |  | node_1362727_571_15294392_843 | AN | 8100802
heatpump_load_220345935 |  | 0 | 0 | 0 | 0 | 0 | 0 | 0 | 0 | 0 | 0.19 | 0.009341372850364205 | 0.02192819735629388 | OPTIMIZED | INSTALLED |  |  | node_1362357_859_15294368_384 | AN | 8100802
heatpump_load_220345936 |  | 0 | 0 | 0 | 0 | 0 | 0 | 0 | 0 | 0 | 0.19 | 0.012932140085863414 | 0.03035726352188745 | OPTIMIZED | INSTALLED |  |  | node_1363320_206_15294538_77 | AN | 8100802
heatpump_load_220345938 |  | 0 | 0 | 0 | 0 | 0 | 0 | 0 | 0 | 0 | 0.19 | 0.006393178859882488 | 0.015007525372481735 | OPTIMIZED | INSTALLED |  |  | node_1363356_254_15294830_324 | AN | 8100802
heatpump_load_220345939 |  | 0 | 0 | 0 | 0 | 0 | 0 | 0 | 0 | 0 | 0.19 | 0.011236539456576202 | 0.026376963456305625 | OPTIMIZED | INSTALLED |  |  | node_1363373_149_15295159_819 | AN | 8100802
heatpump_load_220345941 |  | 0 | 0 | 0 | 0 | 0 | 0 | 0 | 0 | 0 | 0.19 | 0.006783818251776143 | 0.015924522716472204 | OPTIMIZED | INSTALLED |  |  | node_1362845_369_15294640_883 | AN | 8100802
heatpump_load_220345942 |  | 0 | 0 | 0 | 0 | 0 | 0 | 0 | 0 | 0 | 0.19 | 0.007269286483840583 | 0.017064124488170507 | OPTIMIZED | INSTALLED |  |  | node_1362460_174_15294611_123 | AN | 8100802
heatpump_load_220345943 |  | 0 | 0 | 0 | 0 | 0 | 0 | 0 | 0 | 0 | 0.19 | 0.010040560714010676 | 0.02356948970387103 | OPTIMIZED | INSTALLED |  |  | node_1362698_04_15294900_189 | AN | 8100802
heatpump_load_220345944 |  | 0 | 0 | 0 | 0 | 0 | 0 | 0 | 0 | 0 | 0.19 | 0.011065280788965905 | 0.02597494650477357 | OPTIMIZED | INSTALLED |  |  | node_1362446_693_15294881_158 | AN | 8100802
heatpump_load_220345945 |  | 0 | 0 | 0 | 0 | 0 | 0 | 0 | 0 | 0 | 0.19 | 0.01386344659382319 | 0.03254343834922705 | OPTIMIZED | INSTALLED |  |  | node_1362475_269_15295126_202 | AN | 8100802
heatpump_load_220345946 |  | 0 | 0 | 0 | 0 | 0 | 0 | 0 | 0 | 0 | 0.19 | 0.01074257912400781 | 0.02521742695973796 | OPTIMIZED | INSTALLED |  |  | node_1362524_001_15295337_808 | AN | 8100802
heatpump_load_220345947 |  | 0 | 0 | 0 | 0 | 0 | 0 | 0 | 0 | 0 | 0.19 | 0.010234464675330207 | 0.02402466592172137 | OPTIMIZED | INSTALLED |  |  | node_1362238_201_15295327_758 | AN | 8100802
heatpump_load_220345955 |  | 0 | 0 | 0 | 0 | 0 | 0 | 0 | 0 | 0 | 0.19 | 0.006199274898562958 | 0.014552349154631394 | OPTIMIZED | INSTALLED |  |  | node_1363834_115_15295060_555 | AN | 8100802
heatpump_load_220475047 |  | 0 | 0 | 0 | 0 | 0 | 0 | 0 | 0 | 0 | 0.19 | 0.0017819378304060084 | 0.004182969768420302 | OPTIMIZED | INSTALLED |  |  | node_1363347_562_15295442_545 | AN | 8100802
heatpump_load_220490892 |  | 0 | 0 | 0 | 0 | 0 | 0 | 0 | 0 | 0 | 0.19 | 0.0194965776133562 | 0.04576680584590124 | OPTIMIZED | INSTALLED |  |  | node_1363519_038_15298195_985 | AN | 8100802
heatpump_load_220532803 |  | 0 | 0 | 0 | 0 | 0 | 0 | 0 | 0 | 0 | 0.19 | 0.002591523462055841 | 0.0060834135392991056 | OPTIMIZED | INSTALLED |  |  | node_1364188_048_15295635_217 | AN | 8100802
heatpump_load_220542265 |  | 0 | 0 | 0 | 0 | 0 | 0 | 0 | 0 | 0 | 0.19 | 0.008898365582271497 | 0.020888269208942368 | OPTIMIZED | INSTALLED |  |  | node_1363129_304_15296759_061 | AN | 8100802
heatpump_load_220557547 |  | 0 | 0 | 0 | 0 | 0 | 0 | 0 | 0 | 0 | 0.19 | 0.02089636815237251 | 0.049052712995200434 | OPTIMIZED | INSTALLED |  |  | node_1362895_385_15295344_087 | AN | 8100802
heatpump_load_220601520 |  | 0 | 0 | 0 | 0 | 0 | 0 | 0 | 0 | 0 | 0.19 | 0.026869185499323486 | 0.06307346948664894 | OPTIMIZED | INSTALLED |  |  | node_1363373_245_15297184_1 | AN | 8100802
heatpump_load_220648688 |  | 0 | 0 | 0 | 0 | 0 | 0 | 0 | 0 | 0 | 0.19 | 0.0078962908010255 | 0.018535971674358116 | OPTIMIZED | INSTALLED |  |  | node_1364050_813_15295231_871 | AN | 8100802

## LineSpacing
Name | DistanceAB | DistanceAC | DistanceAE | DistanceAN | DistanceBC | DistanceBE | DistanceBN | DistanceCE | DistanceCN | DistanceNE | Feeder | Comments

## Load
Name | GroupId | PriorityLevel | LoadClass | BaseReactivePowerA | BaseReactivePowerB | BaseReactivePowerC | BaseActivePowerA | BaseActivePowerB | BaseActivePowerC | BasePowerA | BasePowerB | BasePowerC | ConstantCurrentAReal | ConstantCurrentAImag | ConstantCurrentA | ConstantCurrentBReal | ConstantCurrentBImag | ConstantCurrentB | ConstantCurrentCReal | ConstantCurrentCImag | ConstantCurrentC | ConstantResistanceA | ConstantReactanceA | ConstantImpedanceA | ConstantResistanceB | ConstantReactanceB | ConstantImpedanceB | ConstantResistanceC | ConstantReactanceC | ConstantImpedanceC | ConstantActivePowerA | ConstantReactivePowerA | ConstantPowerA | ConstantActivePowerB | ConstantReactivePowerB | ConstantPowerB | ConstantActivePowerC | ConstantReactivePowerC | ConstantPowerC | CurrentFractionA | CurrentFractionB | CurrentFractionC | CurrentPfA | CurrentPfB | CurrentPfC | ImpedanceFractionA | ImpedanceFractionB | ImpedanceFractionC | ImpedancePfA | ImpedancePfB | ImpedancePfC | PowerFractionA | PowerFractionB | PowerFractionC | PowerPfA | PowerPfB | PowerPfC | DemandResponseLowerBound | DemandResponseShortageCost | DemandResponseSurplusCost | DemandResponseUpperBound | ActivePowerA | ActivePowerB | ActivePowerC | ReactivePowerA | ReactivePowerB | ReactivePowerC | NominalVoltage | Status | ParentNode | Phases | Feeder | Comments
load_220344463 |  | 0 | C | 0 | 0 | 0 | 0 | 0 | 0 | 0 | 0 | 0 | 0 | 0 | 0+0j | 0 | 0 | 0+0j | 0 | 0 | 0+0j | 0 | 0 | 0+0j | 0 | 0 | 0+0j | 0 | 0 | 0+0j | 0 | 0 | 0+0j | 0 | 0 | 0+0j | 0 | 0 | 0+0j | 0 | 0 | 0 | 0 | 0 | 0 | 0 | 0 | 0 | 0 | 0 | 0 | 0 | 0 | 0 | 0 | 0 | 0 | 1 | 0 | 0 | 1 | 0 | 0 | 0 | 0 | 0 | 0 | 0 | OPEN | node_1362764_877_15295578_846 | AN | 8100802
load_220344628 |  | 0 | R | 0 | 0 | 0 | 0 | 0 | 0 | 0 | 0 | 0 | 0 | 0 | 0+0j | 0 | 0 | 0+0j | 0 | 0 | 0+0j | 0 | 0 | 0+0j | 0 | 0 | 0+0j | 0 | 0 | 0+0j | 48837.6 | 20804.73 | 48837.6+20804.73j | 0 | 0 | 0+0j | 0 | 0 | 0+0j | 0 | 0 | 0 | 0 | 0 | 0 | 0 | 0 | 0 | 0 | 0 | 0 | 0 | 0 | 0 | 0 | 0 | 0 | 1 | 0 | 0 | 1 | 0 | 0 | 0 | 0 | 0 | 0 | 0 | OPEN | node_1363539_952_15298722_755 | AN | 8100802
load_220344629 |  | 0 | R | 0 | 0 | 0 | 0 | 0 | 0 | 0 | 0 | 0 | 0 | 0 | 0+0j | 0 | 0 | 0+0j | 0 | 0 | 0+0j | 0 | 0 | 0+0j | 0 | 0 | 0+0j | 0 | 0 | 0+0j | 32155.2 | 13698.058 | 32155.2+13698.058j | 0 | 0 | 0+0j | 0 | 0 | 0+0j | 0 | 0 | 0 | 0 | 0 | 0 | 0 | 0 | 0 | 0 | 0 | 0 | 0 | 0 | 0 | 0 | 0 | 0 | 1 | 0 | 0 | 1 | 0 | 0 | 0 | 0 | 0 | 0 | 0 | OPEN | node_1363558_212_15298954_785 | AN | 8100802
load_220344630 |  | 0 | R | 0 | 0 | 0 | 0 | 0 | 0 | 0 | 0 | 0 | 0 | 0 | 0+0j | 0 | 0 | 0+0j | 0 | 0 | 0+0j | 0 | 0 | 0+0j | 0 | 0 | 0+0j | 0 | 0 | 0+0j | 26359.2 | 11228.972 | 26359.2+11228.972j | 0 | 0 | 0+0j | 0 | 0 | 0+0j | 0 | 0 | 0 | 0 | 0 | 0 | 0 | 0 | 0 | 0 | 0 | 0 | 0 | 0 | 0 | 0 | 0 | 0 | 1 | 0 | 0 | 1 | 0 | 0 | 0 | 0 | 0 | 0 | 0 | OPEN | node_1363565_93_15297469_277 | AN | 8100802
load_220344631 |  | 0 | R | 0 | 0 | 0 | 0 | 0 | 0 | 0 | 0 | 0 | 0 | 0 | 0+0j | 0 | 0 | 0+0j | 0 | 0 | 0+0j | 0 | 0 | 0+0j | 0 | 0 | 0+0j | 0 | 0 | 0+0j | 39117.6 | 16664.028 | 39117.6+16664.028j | 0 | 0 | 0+0j | 0 | 0 | 0+0j | 0 | 0 | 0 | 0 | 0 | 0 | 0 | 0 | 0 | 0 | 0 | 0 | 0 | 0 | 0 | 0 | 0 | 0 | 1 | 0 | 0 | 1 | 0 | 0 | 0 | 0 | 0 | 0 | 0 | OPEN | node_1363617_058_15297810_831 | AN | 8100802
load_220344867 |  | 0 | C | 0 | 0 | 0 | 0 | 0 | 0 | 0 | 0 | 0 | 0 | 0 | 0+0j | 0 | 0 | 0+0j | 0 | 0 | 0+0j | 0 | 0 | 0+0j | 0 | 0 | 0+0j | 0 | 0 | 0+0j | 2815.2 | 1199.27 | 2815.2+1199.27j | 0 | 0 | 0+0j | 0 | 0 | 0+0j | 0 | 0 | 0 | 0 | 0 | 0 | 0 | 0 | 0 | 0 | 0 | 0 | 0 | 0 | 0 | 0 | 0 | 0 | 1 | 0 | 0 | 1 | 0 | 0 | 0 | 0 | 0 | 0 | 0 | OPEN | node_1363649_663_15299267_049 | AN | 8100802
load_220345073 |  | 0 | R | 0 | 0 | 0 | 0 | 0 | 0 | 0 | 0 | 0 | 0 | 0 | 0+0j | 0 | 0 | 0+0j | 0 | 0 | 0+0j | 0 | 0 | 0+0j | 0 | 0 | 0+0j | 0 | 0 | 0+0j | 2984.4 | 1271.349 | 2984.4+1271.349j | 0 | 0 | 0+0j | 0 | 0 | 0+0j | 0 | 0 | 0 | 0 | 0 | 0 | 0 | 0 | 0 | 0 | 0 | 0 | 0 | 0 | 0 | 0 | 0 | 0 | 1 | 0 | 0 | 1 | 0 | 0 | 0 | 0 | 0 | 0 | 0 | OPEN | node_1365899_672_15295996_857 | AN | 8100802
load_220345074 |  | 0 | R | 0 | 0 | 0 | 0 | 0 | 0 | 0 | 0 | 0 | 0 | 0 | 0+0j | 0 | 0 | 0+0j | 0 | 0 | 0+0j | 0 | 0 | 0+0j | 0 | 0 | 0+0j | 0 | 0 | 0+0j | 2984.4 | 1271.349 | 2984.4+1271.349j | 0 | 0 | 0+0j | 0 | 0 | 0+0j | 0 | 0 | 0 | 0 | 0 | 0 | 0 | 0 | 0 | 0 | 0 | 0 | 0 | 0 | 0 | 0 | 0 | 0 | 1 | 0 | 0 | 1 | 0 | 0 | 0 | 0 | 0 | 0 | 0 | OPEN | node_1365911_34_15296018_499 | AN | 8100802
load_220345075 |  | 0 | C | 0 | 0 | 0 | 0 | 0 | 0 | 0 | 0 | 0 | 0 | 0 | 0+0j | 0 | 0 | 0+0j | 0 | 0 | 0+0j | 0 | 0 | 0+0j | 0 | 0 | 0+0j | 0 | 0 | 0+0j | 0 | 0 | 0+0j | 0 | 0 | 0+0j | 0 | 0 | 0+0j | 0 | 0 | 0 | 0 | 0 | 0 | 0 | 0 | 0 | 0 | 0 | 0 | 0 | 0 | 0 | 0 | 0 | 0 | 1 | 0 | 0 | 1 | 0 | 0 | 0 | 0 | 0 | 0 | 0 | OPEN | node_1366061_612_15296215_728 | AN | 8100802
load_220345230 |  | 0 | R | 0 | 0 | 0 | 0 | 0 | 0 | 0 | 0 | 0 | 0 | 0 | 0+0j | 0 | 0 | 0+0j | 0 | 0 | 0+0j | 0 | 0 | 0+0j | 0 | 0 | 0+0j | 0 | 0 | 0+0j | 23155.2 | 9864.074 | 23155.2+9864.074j | 0 | 0 | 0+0j | 0 | 0 | 0+0j | 0 | 0 | 0 | 0 | 0 | 0 | 0 | 0 | 0 | 0 | 0 | 0 | 0 | 0 | 0 | 0 | 0 | 0 | 1 | 0 | 0 | 1 | 0 | 0 | 0 | 0 | 0 | 0 | 0 | OPEN | node_1363015_597_15297167_703 | AN | 8100802
load_220345231 |  | 0 | C | 0 | 0 | 0 | 0 | 0 | 0 | 0 | 0 | 0 | 0 | 0 | 0+0j | 0 | 0 | 0+0j | 0 | 0 | 0+0j | 0 | 0 | 0+0j | 0 | 0 | 0+0j | 0 | 0 | 0+0j | 2000 | 851.996 | 2000+851.996j | 0 | 0 | 0+0j | 0 | 0 | 0+0j | 0 | 0 | 0 | 0 | 0 | 0 | 0 | 0 | 0 | 0 | 0 | 0 | 0 | 0 | 0 | 0 | 0 | 0 | 1 | 0 | 0 | 1 | 0 | 0 | 0 | 0 | 0 | 0 | 0 | OPEN | node_1362998_199_15296952_076 | AN | 8100802
load_220345232 |  | 0 | C | 0 | 0 | 0 | 0 | 0 | 0 | 0 | 0 | 0 | 0 | 0 | 0+0j | 0 | 0 | 0+0j | 0 | 0 | 0+0j | 0 | 0 | 0+0j | 0 | 0 | 0+0j | 0 | 0 | 0+0j | 0 | 0 | 0+0j | 2000 | 851.996 | 2000+851.996j | 0 | 0 | 0+0j | 0 | 0 | 0 | 0 | 0 | 0 | 0 | 0 | 0 | 0 | 0 | 0 | 0 | 0 | 0 | 0 | 0 | 0 | 1 | 0 | 0 | 1 | 0 | 0 | 0 | 0 | 0 | 0 | 0 | OPEN | node_1363018_025_15296951_767 | BN | 8100802
load_220345233 |  | 0 | C | 0 | 0 | 0 | 0 | 0 | 0 | 0 | 0 | 0 | 0 | 0 | 0+0j | 0 | 0 | 0+0j | 0 | 0 | 0+0j | 0 | 0 | 0+0j | 0 | 0 | 0+0j | 0 | 0 | 0+0j | 0 | 0 | 0+0j | 0 | 0 | 0+0j | 2000 | 851.996 | 2000+851.996j | 0 | 0 | 0 | 0 | 0 | 0 | 0 | 0 | 0 | 0 | 0 | 0 | 0 | 0 | 0 | 0 | 0 | 0 | 1 | 0 | 0 | 1 | 0 | 0 | 0 | 0 | 0 | 0 | 0 | OPEN | node_1362979_146_15296959_265 | CN | 8100802
load_220345234 |  | 0 | C | 0 | 0 | 0 | 0 | 0 | 0 | 0 | 0 | 0 | 0 | 0 | 0+0j | 0 | 0 | 0+0j | 0 | 0 | 0+0j | 0 | 0 | 0+0j | 0 | 0 | 0+0j | 0 | 0 | 0+0j | 36000 | 15335.936 | 36000+15335.936j | 0 | 0 | 0+0j | 0 | 0 | 0+0j | 0 | 0 | 0 | 0 | 0 | 0 | 0 | 0 | 0 | 0 | 0 | 0 | 0 | 0 | 0 | 0 | 0 | 0 | 1 | 0 | 0 | 1 | 0 | 0 | 0 | 0 | 0 | 0 | 0 | OPEN | node_1363183_297_15297170_126 | AN | 8100802
load_220345236 |  | 0 | C | 0 | 0 | 0 | 0 | 0 | 0 | 0 | 0 | 0 | 0 | 0 | 0+0j | 0 | 0 | 0+0j | 0 | 0 | 0+0j | 0 | 0 | 0+0j | 0 | 0 | 0+0j | 0 | 0 | 0+0j | 12000 | 5111.979 | 12000+5111.979j | 0 | 0 | 0+0j | 0 | 0 | 0+0j | 0 | 0 | 0 | 0 | 0 | 0 | 0 | 0 | 0 | 0 | 0 | 0 | 0 | 0 | 0 | 0 | 0 | 0 | 1 | 0 | 0 | 1 | 0 | 0 | 0 | 0 | 0 | 0 | 0 | OPEN | node_1363332_191_15296965_511 | AN | 8100802
load_220345240 |  | 0 | R | 0 | 0 | 0 | 0 | 0 | 0 | 0 | 0 | 0 | 0 | 0 | 0+0j | 0 | 0 | 0+0j | 0 | 0 | 0+0j | 0 | 0 | 0+0j | 0 | 0 | 0+0j | 0 | 0 | 0+0j | 6645.6 | 2831.014 | 6645.6+2831.014j | 0 | 0 | 0+0j | 0 | 0 | 0+0j | 0 | 0 | 0 | 0 | 0 | 0 | 0 | 0 | 0 | 0 | 0 | 0 | 0 | 0 | 0 | 0 | 0 | 0 | 1 | 0 | 0 | 1 | 0 | 0 | 0 | 0 | 0 | 0 | 0 | OPEN | node_1363736_102_15297178_114 | AN | 8100802
load_220345278 |  | 0 | C | 0 | 0 | 0 | 0 | 0 | 0 | 0 | 0 | 0 | 0 | 0 | 0+0j | 0 | 0 | 0+0j | 0 | 0 | 0+0j | 0 | 0 | 0+0j | 0 | 0 | 0+0j | 0 | 0 | 0+0j | 0 | 0 | 0+0j | 0 | 0 | 0+0j | 0 | 0 | 0+0j | 0 | 0 | 0 | 0 | 0 | 0 | 0 | 0 | 0 | 0 | 0 | 0 | 0 | 0 | 0 | 0 | 0 | 0 | 1 | 0 | 0 | 1 | 0 | 0 | 0 | 0 | 0 | 0 | 0 | OPEN | node_1368645_531_15297864_554 | AN | 8100802
load_220345279 |  | 0 | C | 0 | 0 | 0 | 0 | 0 | 0 | 0 | 0 | 0 | 0 | 0 | 0+0j | 0 | 0 | 0+0j | 0 | 0 | 0+0j | 0 | 0 | 0+0j | 0 | 0 | 0+0j | 0 | 0 | 0+0j | 2426.4 | 1033.642 | 2426.4+1033.642j | 0 | 0 | 0+0j | 0 | 0 | 0+0j | 0 | 0 | 0 | 0 | 0 | 0 | 0 | 0 | 0 | 0 | 0 | 0 | 0 | 0 | 0 | 0 | 0 | 0 | 1 | 0 | 0 | 1 | 0 | 0 | 0 | 0 | 0 | 0 | 0 | OPEN | node_1368678_684_15297697_902 | AN | 8100802
load_220345280 |  | 0 | R | 0 | 0 | 0 | 0 | 0 | 0 | 0 | 0 | 0 | 0 | 0 | 0+0j | 0 | 0 | 0+0j | 0 | 0 | 0+0j | 0 | 0 | 0+0j | 0 | 0 | 0+0j | 0 | 0 | 0+0j | 13327.2 | 5677.363 | 13327.2+5677.363j | 0 | 0 | 0+0j | 0 | 0 | 0+0j | 0 | 0 | 0 | 0 | 0 | 0 | 0 | 0 | 0 | 0 | 0 | 0 | 0 | 0 | 0 | 0 | 0 | 0 | 1 | 0 | 0 | 1 | 0 | 0 | 0 | 0 | 0 | 0 | 0 | OPEN | node_1368344_491_15297356_418 | AN | 8100802
load_220345281 |  | 0 | R | 0 | 0 | 0 | 0 | 0 | 0 | 0 | 0 | 0 | 0 | 0 | 0+0j | 0 | 0 | 0+0j | 0 | 0 | 0+0j | 0 | 0 | 0+0j | 0 | 0 | 0+0j | 0 | 0 | 0+0j | 4708.8 | 2005.94 | 4708.8+2005.94j | 0 | 0 | 0+0j | 0 | 0 | 0+0j | 0 | 0 | 0 | 0 | 0 | 0 | 0 | 0 | 0 | 0 | 0 | 0 | 0 | 0 | 0 | 0 | 0 | 0 | 1 | 0 | 0 | 1 | 0 | 0 | 0 | 0 | 0 | 0 | 0 | OPEN | node_1368052_317_15297034_633 | AN | 8100802
load_220345282 |  | 0 | R | 0 | 0 | 0 | 0 | 0 | 0 | 0 | 0 | 0 | 0 | 0 | 0+0j | 0 | 0 | 0+0j | 0 | 0 | 0+0j | 0 | 0 | 0+0j | 0 | 0 | 0+0j | 0 | 0 | 0+0j | 3866.4 | 1647.08 | 3866.4+1647.08j | 0 | 0 | 0+0j | 0 | 0 | 0+0j | 0 | 0 | 0 | 0 | 0 | 0 | 0 | 0 | 0 | 0 | 0 | 0 | 0 | 0 | 0 | 0 | 0 | 0 | 1 | 0 | 0 | 1 | 0 | 0 | 0 | 0 | 0 | 0 | 0 | OPEN | node_1367765_836_15296623_133 | AN | 8100802
load_220345283 |  | 0 | R | 0 | 0 | 0 | 0 | 0 | 0 | 0 | 0 | 0 | 0 | 0 | 0+0j | 0 | 0 | 0+0j | 0 | 0 | 0+0j | 0 | 0 | 0+0j | 0 | 0 | 0+0j | 0 | 0 | 0+0j | 8726.4 | 3717.431 | 8726.4+3717.431j | 0 | 0 | 0+0j | 0 | 0 | 0+0j | 0 | 0 | 0 | 0 | 0 | 0 | 0 | 0 | 0 | 0 | 0 | 0 | 0 | 0 | 0 | 0 | 0 | 0 | 1 | 0 | 0 | 1 | 0 | 0 | 0 | 0 | 0 | 0 | 0 | OPEN | node_1367385_258_15296711_6 | AN | 8100802
load_220345284 |  | 0 | R | 0 | 0 | 0 | 0 | 0 | 0 | 0 | 0 | 0 | 0 | 0 | 0+0j | 0 | 0 | 0+0j | 0 | 0 | 0+0j | 0 | 0 | 0+0j | 0 | 0 | 0+0j | 0 | 0 | 0+0j | 6926.4 | 2950.634 | 6926.4+2950.634j | 0 | 0 | 0+0j | 0 | 0 | 0+0j | 0 | 0 | 0 | 0 | 0 | 0 | 0 | 0 | 0 | 0 | 0 | 0 | 0 | 0 | 0 | 0 | 0 | 0 | 1 | 0 | 0 | 1 | 0 | 0 | 0 | 0 | 0 | 0 | 0 | OPEN | node_1367376_062_15296361_48 | AN | 8100802
load_220345286 |  | 0 | R | 0 | 0 | 0 | 0 | 0 | 0 | 0 | 0 | 0 | 0 | 0 | 0+0j | 0 | 0 | 0+0j | 0 | 0 | 0+0j | 0 | 0 | 0+0j | 0 | 0 | 0+0j | 0 | 0 | 0+0j | 6501.6 | 2769.67 | 6501.6+2769.67j | 0 | 0 | 0+0j | 0 | 0 | 0+0j | 0 | 0 | 0 | 0 | 0 | 0 | 0 | 0 | 0 | 0 | 0 | 0 | 0 | 0 | 0 | 0 | 0 | 0 | 1 | 0 | 0 | 1 | 0 | 0 | 0 | 0 | 0 | 0 | 0 | OPEN | node_1366394_819_15296032_997 | AN | 8100802
load_220345288 |  | 0 | R | 0 | 0 | 0 | 0 | 0 | 0 | 0 | 0 | 0 | 0 | 0 | 0+0j | 0 | 0 | 0+0j | 0 | 0 | 0+0j | 0 | 0 | 0+0j | 0 | 0 | 0+0j | 0 | 0 | 0+0j | 1816.8 | 773.954 | 1816.8+773.954j | 0 | 0 | 0+0j | 0 | 0 | 0+0j | 0 | 0 | 0 | 0 | 0 | 0 | 0 | 0 | 0 | 0 | 0 | 0 | 0 | 0 | 0 | 0 | 0 | 0 | 1 | 0 | 0 | 1 | 0 | 0 | 0 | 0 | 0 | 0 | 0 | OPEN | node_1365084_63_15295934_043 | AN | 8100802
load_220345289 |  | 0 | R | 0 | 0 | 0 | 0 | 0 | 0 | 0 | 0 | 0 | 0 | 0 | 0+0j | 0 | 0 | 0+0j | 0 | 0 | 0+0j | 0 | 0 | 0+0j | 0 | 0 | 0+0j | 0 | 0 | 0+0j | 0 | 0 | 0+0j | 1816.8 | 773.954 | 1816.8+773.954j | 0 | 0 | 0+0j | 0 | 0 | 0 | 0 | 0 | 0 | 0 | 0 | 0 | 0 | 0 | 0 | 0 | 0 | 0 | 0 | 0 | 0 | 1 | 0 | 0 | 1 | 0 | 0 | 0 | 0 | 0 | 0 | 0 | OPEN | node_1365066_393_15295923_411 | BN | 8100802
load_220345290 |  | 0 | R | 0 | 0 | 0 | 0 | 0 | 0 | 0 | 0 | 0 | 0 | 0 | 0+0j | 0 | 0 | 0+0j | 0 | 0 | 0+0j | 0 | 0 | 0+0j | 0 | 0 | 0+0j | 0 | 0 | 0+0j | 0 | 0 | 0+0j | 0 | 0 | 0+0j | 1816.8 | 773.954 | 1816.8+773.954j | 0 | 0 | 0 | 0 | 0 | 0 | 0 | 0 | 0 | 0 | 0 | 0 | 0 | 0 | 0 | 0 | 0 | 0 | 1 | 0 | 0 | 1 | 0 | 0 | 0 | 0 | 0 | 0 | 0 | OPEN | node_1365104_26_15295937_994 | CN | 8100802
load_220345291 |  | 0 | C | 0 | 0 | 0 | 0 | 0 | 0 | 0 | 0 | 0 | 0 | 0 | 0+0j | 0 | 0 | 0+0j | 0 | 0 | 0+0j | 0 | 0 | 0+0j | 0 | 0 | 0+0j | 0 | 0 | 0+0j | 2000 | 851.996 | 2000+851.996j | 0 | 0 | 0+0j | 0 | 0 | 0+0j | 0 | 0 | 0 | 0 | 0 | 0 | 0 | 0 | 0 | 0 | 0 | 0 | 0 | 0 | 0 | 0 | 0 | 0 | 1 | 0 | 0 | 1 | 0 | 0 | 0 | 0 | 0 | 0 | 0 | OPEN | node_1364897_449_15295819_527 | AN | 8100802
load_220345292 |  | 0 | C | 0 | 0 | 0 | 0 | 0 | 0 | 0 | 0 | 0 | 0 | 0 | 0+0j | 0 | 0 | 0+0j | 0 | 0 | 0+0j | 0 | 0 | 0+0j | 0 | 0 | 0+0j | 0 | 0 | 0+0j | 0 | 0 | 0+0j | 0 | 0 | 0+0j | 0 | 0 | 0+0j | 0 | 0 | 0 | 0 | 0 | 0 | 0 | 0 | 0 | 0 | 0 | 0 | 0 | 0 | 0 | 0 | 0 | 0 | 1 | 0 | 0 | 1 | 0 | 0 | 0 | 0 | 0 | 0 | 0 | OPEN | node_1364790_448_15295737_641 | AN | 8100802
load_220345298 |  | 0 | C | 0 | 0 | 0 | 0 | 0 | 0 | 0 | 0 | 0 | 0 | 0 | 0+0j | 0 | 0 | 0+0j | 0 | 0 | 0+0j | 0 | 0 | 0+0j | 0 | 0 | 0+0j | 0 | 0 | 0+0j | 19666.667 | 8377.965 | 19666.667+8377.965j | 0 | 0 | 0+0j | 0 | 0 | 0+0j | 0 | 0 | 0 | 0 | 0 | 0 | 0 | 0 | 0 | 0 | 0 | 0 | 0 | 0 | 0 | 0 | 0 | 0 | 1 | 0 | 0 | 1 | 0 | 0 | 0 | 0 | 0 | 0 | 0 | OPEN | node_1363041_441_15295739_738 | AN | 8100802
load_220345299 |  | 0 | C | 0 | 0 | 0 | 0 | 0 | 0 | 0 | 0 | 0 | 0 | 0 | 0+0j | 0 | 0 | 0+0j | 0 | 0 | 0+0j | 0 | 0 | 0+0j | 0 | 0 | 0+0j | 0 | 0 | 0+0j | 0 | 0 | 0+0j | 19666.667 | 8377.965 | 19666.667+8377.965j | 0 | 0 | 0+0j | 0 | 0 | 0 | 0 | 0 | 0 | 0 | 0 | 0 | 0 | 0 | 0 | 0 | 0 | 0 | 0 | 0 | 0 | 1 | 0 | 0 | 1 | 0 | 0 | 0 | 0 | 0 | 0 | 0 | OPEN | node_1363022_042_15295734_03 | BN | 8100802
load_220345300 |  | 0 | C | 0 | 0 | 0 | 0 | 0 | 0 | 0 | 0 | 0 | 0 | 0 | 0+0j | 0 | 0 | 0+0j | 0 | 0 | 0+0j | 0 | 0 | 0+0j | 0 | 0 | 0+0j | 0 | 0 | 0+0j | 0 | 0 | 0+0j | 0 | 0 | 0+0j | 19666.667 | 8377.965 | 19666.667+8377.965j | 0 | 0 | 0 | 0 | 0 | 0 | 0 | 0 | 0 | 0 | 0 | 0 | 0 | 0 | 0 | 0 | 0 | 0 | 1 | 0 | 0 | 1 | 0 | 0 | 0 | 0 | 0 | 0 | 0 | OPEN | node_1363061_244_15295738_521 | CN | 8100802
load_220345301 |  | 0 | R | 0 | 0 | 0 | 0 | 0 | 0 | 0 | 0 | 0 | 0 | 0 | 0+0j | 0 | 0 | 0+0j | 0 | 0 | 0+0j | 0 | 0 | 0+0j | 0 | 0 | 0+0j | 0 | 0 | 0+0j | 62107.2 | 26457.556 | 62107.2+26457.556j | 0 | 0 | 0+0j | 0 | 0 | 0+0j | 0 | 0 | 0 | 0 | 0 | 0 | 0 | 0 | 0 | 0 | 0 | 0 | 0 | 0 | 0 | 0 | 0 | 0 | 1 | 0 | 0 | 1 | 0 | 0 | 0 | 0 | 0 | 0 | 0 | OPEN | node_1362500_228_15295632_959 | AN | 8100802
load_220345887 |  | 0 | C | 0 | 0 | 0 | 0 | 0 | 0 | 0 | 0 | 0 | 0 | 0 | 0+0j | 0 | 0 | 0+0j | 0 | 0 | 0+0j | 0 | 0 | 0+0j | 0 | 0 | 0+0j | 0 | 0 | 0+0j | 6000 | 2555.989 | 6000+2555.989j | 0 | 0 | 0+0j | 0 | 0 | 0+0j | 0 | 0 | 0 | 0 | 0 | 0 | 0 | 0 | 0 | 0 | 0 | 0 | 0 | 0 | 0 | 0 | 0 | 0 | 1 | 0 | 0 | 1 | 0 | 0 | 0 | 0 | 0 | 0 | 0 | OPEN | node_1363143_168_15296409_095 | AN | 8100802
load_220345894 |  | 0 | C | 0 | 0 | 0 | 0 | 0 | 0 | 0 | 0 | 0 | 0 | 0 | 0+0j | 0 | 0 | 0+0j | 0 | 0 | 0+0j | 0 | 0 | 0+0j | 0 | 0 | 0+0j | 0 | 0 | 0+0j | 19000 | 8093.966 | 19000+8093.966j | 0 | 0 | 0+0j | 0 | 0 | 0+0j | 0 | 0 | 0 | 0 | 0 | 0 | 0 | 0 | 0 | 0 | 0 | 0 | 0 | 0 | 0 | 0 | 0 | 0 | 1 | 0 | 0 | 1 | 0 | 0 | 0 | 0 | 0 | 0 | 0 | OPEN | node_1363739_916_15296521_121 | AN | 8100802
load_220345895 |  | 0 | R | 0 | 0 | 0 | 0 | 0 | 0 | 0 | 0 | 0 | 0 | 0 | 0+0j | 0 | 0 | 0+0j | 0 | 0 | 0+0j | 0 | 0 | 0+0j | 0 | 0 | 0+0j | 0 | 0 | 0+0j | 28123.2 | 11980.433 | 28123.2+11980.433j | 0 | 0 | 0+0j | 0 | 0 | 0+0j | 0 | 0 | 0 | 0 | 0 | 0 | 0 | 0 | 0 | 0 | 0 | 0 | 0 | 0 | 0 | 0 | 0 | 0 | 1 | 0 | 0 | 1 | 0 | 0 | 0 | 0 | 0 | 0 | 0 | OPEN | node_1363736_605_15296547_343 | AN | 8100802
load_220345899 |  | 0 | C | 0 | 0 | 0 | 0 | 0 | 0 | 0 | 0 | 0 | 0 | 0 | 0+0j | 0 | 0 | 0+0j | 0 | 0 | 0+0j | 0 | 0 | 0+0j | 0 | 0 | 0+0j | 0 | 0 | 0+0j | 10000 | 4259.982 | 10000+4259.982j | 0 | 0 | 0+0j | 0 | 0 | 0+0j | 0 | 0 | 0 | 0 | 0 | 0 | 0 | 0 | 0 | 0 | 0 | 0 | 0 | 0 | 0 | 0 | 0 | 0 | 1 | 0 | 0 | 1 | 0 | 0 | 0 | 0 | 0 | 0 | 0 | OPEN | node_1362841_192_15295895_596 | AN | 8100802
load_220345900 |  | 0 | C | 0 | 0 | 0 | 0 | 0 | 0 | 0 | 0 | 0 | 0 | 0 | 0+0j | 0 | 0 | 0+0j | 0 | 0 | 0+0j | 0 | 0 | 0+0j | 0 | 0 | 0+0j | 0 | 0 | 0+0j | 17666.667 | 7525.969 | 17666.667+7525.969j | 0 | 0 | 0+0j | 0 | 0 | 0+0j | 0 | 0 | 0 | 0 | 0 | 0 | 0 | 0 | 0 | 0 | 0 | 0 | 0 | 0 | 0 | 0 | 0 | 0 | 1 | 0 | 0 | 1 | 0 | 0 | 0 | 0 | 0 | 0 | 0 | OPEN | node_1362706_864_15295894_775 | AN | 8100802
load_220345901 |  | 0 | C | 0 | 0 | 0 | 0 | 0 | 0 | 0 | 0 | 0 | 0 | 0 | 0+0j | 0 | 0 | 0+0j | 0 | 0 | 0+0j | 0 | 0 | 0+0j | 0 | 0 | 0+0j | 0 | 0 | 0+0j | 0 | 0 | 0+0j | 17666.667 | 7525.969 | 17666.667+7525.969j | 0 | 0 | 0+0j | 0 | 0 | 0 | 0 | 0 | 0 | 0 | 0 | 0 | 0 | 0 | 0 | 0 | 0 | 0 | 0 | 0 | 0 | 1 | 0 | 0 | 1 | 0 | 0 | 0 | 0 | 0 | 0 | 0 | OPEN | node_1362711_054_15295920_842 | BN | 8100802
load_220345902 |  | 0 | C | 0 | 0 | 0 | 0 | 0 | 0 | 0 | 0 | 0 | 0 | 0 | 0+0j | 0 | 0 | 0+0j | 0 | 0 | 0+0j | 0 | 0 | 0+0j | 0 | 0 | 0+0j | 0 | 0 | 0+0j | 0 | 0 | 0+0j | 0 | 0 | 0+0j | 17666.667 | 7525.969 | 17666.667+7525.969j | 0 | 0 | 0 | 0 | 0 | 0 | 0 | 0 | 0 | 0 | 0 | 0 | 0 | 0 | 0 | 0 | 0 | 0 | 1 | 0 | 0 | 1 | 0 | 0 | 0 | 0 | 0 | 0 | 0 | OPEN | node_1362697_8_15295871_005 | CN | 8100802
load_220345903 |  | 0 | R | 0 | 0 | 0 | 0 | 0 | 0 | 0 | 0 | 0 | 0 | 0 | 0+0j | 0 | 0 | 0+0j | 0 | 0 | 0+0j | 0 | 0 | 0+0j | 0 | 0 | 0+0j | 0 | 0 | 0+0j | 4201.2 | 1789.704 | 4201.2+1789.704j | 0 | 0 | 0+0j | 0 | 0 | 0+0j | 0 | 0 | 0 | 0 | 0 | 0 | 0 | 0 | 0 | 0 | 0 | 0 | 0 | 0 | 0 | 0 | 0 | 0 | 1 | 0 | 0 | 1 | 0 | 0 | 0 | 0 | 0 | 0 | 0 | OPEN | node_1362341_368_15295898_306 | AN | 8100802
load_220345904 |  | 0 | R | 0 | 0 | 0 | 0 | 0 | 0 | 0 | 0 | 0 | 0 | 0 | 0+0j | 0 | 0 | 0+0j | 0 | 0 | 0+0j | 0 | 0 | 0+0j | 0 | 0 | 0+0j | 0 | 0 | 0+0j | 4201.2 | 1789.704 | 4201.2+1789.704j | 0 | 0 | 0+0j | 0 | 0 | 0+0j | 0 | 0 | 0 | 0 | 0 | 0 | 0 | 0 | 0 | 0 | 0 | 0 | 0 | 0 | 0 | 0 | 0 | 0 | 1 | 0 | 0 | 1 | 0 | 0 | 0 | 0 | 0 | 0 | 0 | OPEN | node_1362323_346_15295887_024 | AN | 8100802
load_220345905 |  | 0 | C | 0 | 0 | 0 | 0 | 0 | 0 | 0 | 0 | 0 | 0 | 0 | 0+0j | 0 | 0 | 0+0j | 0 | 0 | 0+0j | 0 | 0 | 0+0j | 0 | 0 | 0+0j | 0 | 0 | 0+0j | 14000 | 5963.975 | 14000+5963.975j | 0 | 0 | 0+0j | 0 | 0 | 0+0j | 0 | 0 | 0 | 0 | 0 | 0 | 0 | 0 | 0 | 0 | 0 | 0 | 0 | 0 | 0 | 0 | 0 | 0 | 1 | 0 | 0 | 1 | 0 | 0 | 0 | 0 | 0 | 0 | 0 | OPEN | node_1363438_538_15295927_633 | AN | 8100802
load_220345906 |  | 0 | C | 0 | 0 | 0 | 0 | 0 | 0 | 0 | 0 | 0 | 0 | 0 | 0+0j | 0 | 0 | 0+0j | 0 | 0 | 0+0j | 0 | 0 | 0+0j | 0 | 0 | 0+0j | 0 | 0 | 0+0j | 24333.333 | 10365.956 | 24333.333+10365.956j | 0 | 0 | 0+0j | 0 | 0 | 0+0j | 0 | 0 | 0 | 0 | 0 | 0 | 0 | 0 | 0 | 0 | 0 | 0 | 0 | 0 | 0 | 0 | 0 | 0 | 1 | 0 | 0 | 1 | 0 | 0 | 0 | 0 | 0 | 0 | 0 | OPEN | node_1363516_698_15295820_603 | AN | 8100802
load_220345907 |  | 0 | C | 0 | 0 | 0 | 0 | 0 | 0 | 0 | 0 | 0 | 0 | 0 | 0+0j | 0 | 0 | 0+0j | 0 | 0 | 0+0j | 0 | 0 | 0+0j | 0 | 0 | 0+0j | 0 | 0 | 0+0j | 0 | 0 | 0+0j | 24333.333 | 10365.956 | 24333.333+10365.956j | 0 | 0 | 0+0j | 0 | 0 | 0 | 0 | 0 | 0 | 0 | 0 | 0 | 0 | 0 | 0 | 0 | 0 | 0 | 0 | 0 | 0 | 1 | 0 | 0 | 1 | 0 | 0 | 0 | 0 | 0 | 0 | 0 | OPEN | node_1363535_786_15295828_004 | BN | 8100802
load_220345908 |  | 0 | C | 0 | 0 | 0 | 0 | 0 | 0 | 0 | 0 | 0 | 0 | 0 | 0+0j | 0 | 0 | 0+0j | 0 | 0 | 0+0j | 0 | 0 | 0+0j | 0 | 0 | 0+0j | 0 | 0 | 0+0j | 0 | 0 | 0+0j | 0 | 0 | 0+0j | 24333.333 | 10365.956 | 24333.333+10365.956j | 0 | 0 | 0 | 0 | 0 | 0 | 0 | 0 | 0 | 0 | 0 | 0 | 0 | 0 | 0 | 0 | 0 | 0 | 1 | 0 | 0 | 1 | 0 | 0 | 0 | 0 | 0 | 0 | 0 | OPEN | node_1363496_87_15295820_074 | CN | 8100802
load_220345909 |  | 0 | R | 0 | 0 | 0 | 0 | 0 | 0 | 0 | 0 | 0 | 0 | 0 | 0+0j | 0 | 0 | 0+0j | 0 | 0 | 0+0j | 0 | 0 | 0+0j | 0 | 0 | 0+0j | 0 | 0 | 0+0j | 37699.2 | 16059.792 | 37699.2+16059.792j | 0 | 0 | 0+0j | 0 | 0 | 0+0j | 0 | 0 | 0 | 0 | 0 | 0 | 0 | 0 | 0 | 0 | 0 | 0 | 0 | 0 | 0 | 0 | 0 | 0 | 1 | 0 | 0 | 1 | 0 | 0 | 0 | 0 | 0 | 0 | 0 | OPEN | node_1363698_519_15295978_553 | AN | 8100802
load_220345924 |  | 0 | C | 0 | 0 | 0 | 0 | 0 | 0 | 0 | 0 | 0 | 0 | 0 | 0+0j | 0 | 0 | 0+0j | 0 | 0 | 0+0j | 0 | 0 | 0+0j | 0 | 0 | 0+0j | 0 | 0 | 0+0j | 0 | 0 | 0+0j | 0 | 0 | 0+0j | 0 | 0 | 0+0j | 0 | 0 | 0 | 0 | 0 | 0 | 0 | 0 | 0 | 0 | 0 | 0 | 0 | 0 | 0 | 0 | 0 | 0 | 1 | 0 | 0 | 1 | 0 | 0 | 0 | 0 | 0 | 0 | 0 | OPEN | node_1363223_44_15294262_747 | AN | 8100802
load_220345925 |  | 0 | C | 0 | 0 | 0 | 0 | 0 | 0 | 0 | 0 | 0 | 0 | 0 | 0+0j | 0 | 0 | 0+0j | 0 | 0 | 0+0j | 0 | 0 | 0+0j | 0 | 0 | 0+0j | 0 | 0 | 0+0j | 0 | 0 | 0+0j | 0 | 0 | 0+0j | 0 | 0 | 0+0j | 0 | 0 | 0 | 0 | 0 | 0 | 0 | 0 | 0 | 0 | 0 | 0 | 0 | 0 | 0 | 0 | 0 | 0 | 1 | 0 | 0 | 1 | 0 | 0 | 0 | 0 | 0 | 0 | 0 | OPEN | node_1363863_15_15294534_537 | AN | 8100802
load_220345926 |  | 0 | C | 0 | 0 | 0 | 0 | 0 | 0 | 0 | 0 | 0 | 0 | 0 | 0+0j | 0 | 0 | 0+0j | 0 | 0 | 0+0j | 0 | 0 | 0+0j | 0 | 0 | 0+0j | 0 | 0 | 0+0j | 0 | 0 | 0+0j | 0 | 0 | 0+0j | 0 | 0 | 0+0j | 0 | 0 | 0 | 0 | 0 | 0 | 0 | 0 | 0 | 0 | 0 | 0 | 0 | 0 | 0 | 0 | 0 | 0 | 1 | 0 | 0 | 1 | 0 | 0 | 0 | 0 | 0 | 0 | 0 | OPEN | node_1364520_138_15295035_13 | AN | 8100802
load_220345927 |  | 0 | C | 0 | 0 | 0 | 0 | 0 | 0 | 0 | 0 | 0 | 0 | 0 | 0+0j | 0 | 0 | 0+0j | 0 | 0 | 0+0j | 0 | 0 | 0+0j | 0 | 0 | 0+0j | 0 | 0 | 0+0j | 182000 | 77531.675 | 182000+77531.675j | 0 | 0 | 0+0j | 0 | 0 | 0+0j | 0 | 0 | 0 | 0 | 0 | 0 | 0 | 0 | 0 | 0 | 0 | 0 | 0 | 0 | 0 | 0 | 0 | 0 | 1 | 0 | 0 | 1 | 0 | 0 | 0 | 0 | 0 | 0 | 0 | OPEN | node_1364800_136_15295258_02 | AN | 8100802
load_220345928 |  | 0 | C | 0 | 0 | 0 | 0 | 0 | 0 | 0 | 0 | 0 | 0 | 0 | 0+0j | 0 | 0 | 0+0j | 0 | 0 | 0+0j | 0 | 0 | 0+0j | 0 | 0 | 0+0j | 0 | 0 | 0+0j | 0 | 0 | 0+0j | 0 | 0 | 0+0j | 0 | 0 | 0+0j | 0 | 0 | 0 | 0 | 0 | 0 | 0 | 0 | 0 | 0 | 0 | 0 | 0 | 0 | 0 | 0 | 0 | 0 | 1 | 0 | 0 | 1 | 0 | 0 | 0 | 0 | 0 | 0 | 0 | OPEN | node_1364292_13_15295043_75 | AN | 8100802
load_220345929 |  | 0 | C | 0 | 0 | 0 | 0 | 0 | 0 | 0 | 0 | 0 | 0 | 0 | 0+0j | 0 | 0 | 0+0j | 0 | 0 | 0+0j | 0 | 0 | 0+0j | 0 | 0 | 0+0j | 0 | 0 | 0+0j | 0 | 0 | 0+0j | 0 | 0 | 0+0j | 0 | 0 | 0+0j | 0 | 0 | 0 | 0 | 0 | 0 | 0 | 0 | 0 | 0 | 0 | 0 | 0 | 0 | 0 | 0 | 0 | 0 | 1 | 0 | 0 | 1 | 0 | 0 | 0 | 0 | 0 | 0 | 0 | OPEN | node_1364279_31_15295063_943 | BN | 8100802
load_220345930 |  | 0 | C | 0 | 0 | 0 | 0 | 0 | 0 | 0 | 0 | 0 | 0 | 0 | 0+0j | 0 | 0 | 0+0j | 0 | 0 | 0+0j | 0 | 0 | 0+0j | 0 | 0 | 0+0j | 0 | 0 | 0+0j | 0 | 0 | 0+0j | 0 | 0 | 0+0j | 0 | 0 | 0+0j | 0 | 0 | 0 | 0 | 0 | 0 | 0 | 0 | 0 | 0 | 0 | 0 | 0 | 0 | 0 | 0 | 0 | 0 | 1 | 0 | 0 | 1 | 0 | 0 | 0 | 0 | 0 | 0 | 0 | OPEN | node_1364300_597_15295019_753 | CN | 8100802
load_220345934 |  | 0 | R | 0 | 0 | 0 | 0 | 0 | 0 | 0 | 0 | 0 | 0 | 0 | 0+0j | 0 | 0 | 0+0j | 0 | 0 | 0+0j | 0 | 0 | 0+0j | 0 | 0 | 0+0j | 0 | 0 | 0+0j | 62827.2 | 26764.275 | 62827.2+26764.275j | 0 | 0 | 0+0j | 0 | 0 | 0+0j | 0 | 0 | 0 | 0 | 0 | 0 | 0 | 0 | 0 | 0 | 0 | 0 | 0 | 0 | 0 | 0 | 0 | 0 | 1 | 0 | 0 | 1 | 0 | 0 | 0 | 0 | 0 | 0 | 0 | OPEN | node_1362727_571_15294392_843 | AN | 8100802
load_220345935 |  | 0 | R | 0 | 0 | 0 | 0 | 0 | 0 | 0 | 0 | 0 | 0 | 0 | 0+0j | 0 | 0 | 0+0j | 0 | 0 | 0+0j | 0 | 0 | 0+0j | 0 | 0 | 0+0j | 0 | 0 | 0+0j | 47520 | 20243.435 | 47520+20243.435j | 0 | 0 | 0+0j | 0 | 0 | 0+0j | 0 | 0 | 0 | 0 | 0 | 0 | 0 | 0 | 0 | 0 | 0 | 0 | 0 | 0 | 0 | 0 | 0 | 0 | 1 | 0 | 0 | 1 | 0 | 0 | 0 | 0 | 0 | 0 | 0 | OPEN | node_1362357_859_15294368_384 | AN | 8100802
load_220345936 |  | 0 | R | 0 | 0 | 0 | 0 | 0 | 0 | 0 | 0 | 0 | 0 | 0 | 0+0j | 0 | 0 | 0+0j | 0 | 0 | 0+0j | 0 | 0 | 0+0j | 0 | 0 | 0+0j | 0 | 0 | 0+0j | 65786.4 | 28024.889 | 65786.4+28024.889j | 0 | 0 | 0+0j | 0 | 0 | 0+0j | 0 | 0 | 0 | 0 | 0 | 0 | 0 | 0 | 0 | 0 | 0 | 0 | 0 | 0 | 0 | 0 | 0 | 0 | 1 | 0 | 0 | 1 | 0 | 0 | 0 | 0 | 0 | 0 | 0 | OPEN | node_1363320_206_15294538_77 | AN | 8100802
load_220345937 |  | 0 | C | 0 | 0 | 0 | 0 | 0 | 0 | 0 | 0 | 0 | 0 | 0 | 0+0j | 0 | 0 | 0+0j | 0 | 0 | 0+0j | 0 | 0 | 0+0j | 0 | 0 | 0+0j | 0 | 0 | 0+0j | 0 | 0 | 0+0j | 0 | 0 | 0+0j | 0 | 0 | 0+0j | 0 | 0 | 0 | 0 | 0 | 0 | 0 | 0 | 0 | 0 | 0 | 0 | 0 | 0 | 0 | 0 | 0 | 0 | 1 | 0 | 0 | 1 | 0 | 0 | 0 | 0 | 0 | 0 | 0 | OPEN | node_1363668_718_15294659_311 | AN | 8100802
load_220345938 |  | 0 | R | 0 | 0 | 0 | 0 | 0 | 0 | 0 | 0 | 0 | 0 | 0 | 0+0j | 0 | 0 | 0+0j | 0 | 0 | 0+0j | 0 | 0 | 0+0j | 0 | 0 | 0+0j | 0 | 0 | 0+0j | 32522.4 | 13854.484 | 32522.4+13854.484j | 0 | 0 | 0+0j | 0 | 0 | 0+0j | 0 | 0 | 0 | 0 | 0 | 0 | 0 | 0 | 0 | 0 | 0 | 0 | 0 | 0 | 0 | 0 | 0 | 0 | 1 | 0 | 0 | 1 | 0 | 0 | 0 | 0 | 0 | 0 | 0 | OPEN | node_1363356_254_15294830_324 | AN | 8100802
load_220345939 |  | 0 | R | 0 | 0 | 0 | 0 | 0 | 0 | 0 | 0 | 0 | 0 | 0 | 0+0j | 0 | 0 | 0+0j | 0 | 0 | 0+0j | 0 | 0 | 0+0j | 0 | 0 | 0+0j | 0 | 0 | 0+0j | 57160.8 | 24350.399 | 57160.8+24350.399j | 0 | 0 | 0+0j | 0 | 0 | 0+0j | 0 | 0 | 0 | 0 | 0 | 0 | 0 | 0 | 0 | 0 | 0 | 0 | 0 | 0 | 0 | 0 | 0 | 0 | 1 | 0 | 0 | 1 | 0 | 0 | 0 | 0 | 0 | 0 | 0 | OPEN | node_1363373_149_15295159_819 | AN | 8100802
load_220345941 |  | 0 | R | 0 | 0 | 0 | 0 | 0 | 0 | 0 | 0 | 0 | 0 | 0 | 0+0j | 0 | 0 | 0+0j | 0 | 0 | 0+0j | 0 | 0 | 0+0j | 0 | 0 | 0+0j | 0 | 0 | 0+0j | 34509.6 | 14701.028 | 34509.6+14701.028j | 0 | 0 | 0+0j | 0 | 0 | 0+0j | 0 | 0 | 0 | 0 | 0 | 0 | 0 | 0 | 0 | 0 | 0 | 0 | 0 | 0 | 0 | 0 | 0 | 0 | 1 | 0 | 0 | 1 | 0 | 0 | 0 | 0 | 0 | 0 | 0 | OPEN | node_1362845_369_15294640_883 | AN | 8100802
load_220345942 |  | 0 | R | 0 | 0 | 0 | 0 | 0 | 0 | 0 | 0 | 0 | 0 | 0 | 0+0j | 0 | 0 | 0+0j | 0 | 0 | 0+0j | 0 | 0 | 0+0j | 0 | 0 | 0+0j | 0 | 0 | 0+0j | 36979.2 | 15753.073 | 36979.2+15753.073j | 0 | 0 | 0+0j | 0 | 0 | 0+0j | 0 | 0 | 0 | 0 | 0 | 0 | 0 | 0 | 0 | 0 | 0 | 0 | 0 | 0 | 0 | 0 | 0 | 0 | 1 | 0 | 0 | 1 | 0 | 0 | 0 | 0 | 0 | 0 | 0 | OPEN | node_1362460_174_15294611_123 | AN | 8100802
load_220345943 |  | 0 | R | 0 | 0 | 0 | 0 | 0 | 0 | 0 | 0 | 0 | 0 | 0 | 0+0j | 0 | 0 | 0+0j | 0 | 0 | 0+0j | 0 | 0 | 0+0j | 0 | 0 | 0+0j | 0 | 0 | 0+0j | 51076.8 | 21758.626 | 51076.8+21758.626j | 0 | 0 | 0+0j | 0 | 0 | 0+0j | 0 | 0 | 0 | 0 | 0 | 0 | 0 | 0 | 0 | 0 | 0 | 0 | 0 | 0 | 0 | 0 | 0 | 0 | 1 | 0 | 0 | 1 | 0 | 0 | 0 | 0 | 0 | 0 | 0 | OPEN | node_1362698_04_15294900_189 | AN | 8100802
load_220345944 |  | 0 | R | 0 | 0 | 0 | 0 | 0 | 0 | 0 | 0 | 0 | 0 | 0 | 0+0j | 0 | 0 | 0+0j | 0 | 0 | 0+0j | 0 | 0 | 0+0j | 0 | 0 | 0+0j | 0 | 0 | 0+0j | 56289.6 | 23979.269 | 56289.6+23979.269j | 0 | 0 | 0+0j | 0 | 0 | 0+0j | 0 | 0 | 0 | 0 | 0 | 0 | 0 | 0 | 0 | 0 | 0 | 0 | 0 | 0 | 0 | 0 | 0 | 0 | 1 | 0 | 0 | 1 | 0 | 0 | 0 | 0 | 0 | 0 | 0 | OPEN | node_1362446_693_15294881_158 | AN | 8100802
load_220345945 |  | 0 | R | 0 | 0 | 0 | 0 | 0 | 0 | 0 | 0 | 0 | 0 | 0 | 0+0j | 0 | 0 | 0+0j | 0 | 0 | 0+0j | 0 | 0 | 0+0j | 0 | 0 | 0+0j | 0 | 0 | 0+0j | 70524 | 30043.098 | 70524+30043.098j | 0 | 0 | 0+0j | 0 | 0 | 0+0j | 0 | 0 | 0 | 0 | 0 | 0 | 0 | 0 | 0 | 0 | 0 | 0 | 0 | 0 | 0 | 0 | 0 | 0 | 1 | 0 | 0 | 1 | 0 | 0 | 0 | 0 | 0 | 0 | 0 | OPEN | node_1362475_269_15295126_202 | AN | 8100802
load_220345946 |  | 0 | R | 0 | 0 | 0 | 0 | 0 | 0 | 0 | 0 | 0 | 0 | 0 | 0+0j | 0 | 0 | 0+0j | 0 | 0 | 0+0j | 0 | 0 | 0+0j | 0 | 0 | 0+0j | 0 | 0 | 0+0j | 54648 | 23279.951 | 54648+23279.951j | 0 | 0 | 0+0j | 0 | 0 | 0+0j | 0 | 0 | 0 | 0 | 0 | 0 | 0 | 0 | 0 | 0 | 0 | 0 | 0 | 0 | 0 | 0 | 0 | 0 | 1 | 0 | 0 | 1 | 0 | 0 | 0 | 0 | 0 | 0 | 0 | OPEN | node_1362524_001_15295337_808 | AN | 8100802
load_220345947 |  | 0 | R | 0 | 0 | 0 | 0 | 0 | 0 | 0 | 0 | 0 | 0 | 0 | 0+0j | 0 | 0 | 0+0j | 0 | 0 | 0+0j | 0 | 0 | 0+0j | 0 | 0 | 0+0j | 0 | 0 | 0+0j | 52063.2 | 22178.83 | 52063.2+22178.83j | 0 | 0 | 0+0j | 0 | 0 | 0+0j | 0 | 0 | 0 | 0 | 0 | 0 | 0 | 0 | 0 | 0 | 0 | 0 | 0 | 0 | 0 | 0 | 0 | 0 | 1 | 0 | 0 | 1 | 0 | 0 | 0 | 0 | 0 | 0 | 0 | OPEN | node_1362238_201_15295327_758 | AN | 8100802
load_220345949 |  | 0 | C | 0 | 0 | 0 | 0 | 0 | 0 | 0 | 0 | 0 | 0 | 0 | 0+0j | 0 | 0 | 0+0j | 0 | 0 | 0+0j | 0 | 0 | 0+0j | 0 | 0 | 0+0j | 0 | 0 | 0+0j | 11500 | 4898.979 | 11500+4898.979j | 0 | 0 | 0+0j | 0 | 0 | 0+0j | 0 | 0 | 0 | 0 | 0 | 0 | 0 | 0 | 0 | 0 | 0 | 0 | 0 | 0 | 0 | 0 | 0 | 0 | 1 | 0 | 0 | 1 | 0 | 0 | 0 | 0 | 0 | 0 | 0 | OPEN | node_1363338_002_15295465_782 | AN | 8100802
load_220345951 |  | 0 | C | 0 | 0 | 0 | 0 | 0 | 0 | 0 | 0 | 0 | 0 | 0 | 0+0j | 0 | 0 | 0+0j | 0 | 0 | 0+0j | 0 | 0 | 0+0j | 0 | 0 | 0+0j | 0 | 0 | 0+0j | 0 | 0 | 0+0j | 0 | 0 | 0+0j | 0 | 0 | 0+0j | 0 | 0 | 0 | 0 | 0 | 0 | 0 | 0 | 0 | 0 | 0 | 0 | 0 | 0 | 0 | 0 | 0 | 0 | 1 | 0 | 0 | 1 | 0 | 0 | 0 | 0 | 0 | 0 | 0 | OPEN | node_1364502_081_15294186_685 | AN | 8100802
load_220345952 |  | 0 | C | 0 | 0 | 0 | 0 | 0 | 0 | 0 | 0 | 0 | 0 | 0 | 0+0j | 0 | 0 | 0+0j | 0 | 0 | 0+0j | 0 | 0 | 0+0j | 0 | 0 | 0+0j | 0 | 0 | 0+0j | 7333.333 | 3123.987 | 7333.333+3123.987j | 0 | 0 | 0+0j | 0 | 0 | 0+0j | 0 | 0 | 0 | 0 | 0 | 0 | 0 | 0 | 0 | 0 | 0 | 0 | 0 | 0 | 0 | 0 | 0 | 0 | 1 | 0 | 0 | 1 | 0 | 0 | 0 | 0 | 0 | 0 | 0 | OPEN | node_1363770_552_15295342_513 | AN | 8100802
load_220345953 |  | 0 | C | 0 | 0 | 0 | 0 | 0 | 0 | 0 | 0 | 0 | 0 | 0 | 0+0j | 0 | 0 | 0+0j | 0 | 0 | 0+0j | 0 | 0 | 0+0j | 0 | 0 | 0+0j | 0 | 0 | 0+0j | 0 | 0 | 0+0j | 7333.333 | 3123.987 | 7333.333+3123.987j | 0 | 0 | 0+0j | 0 | 0 | 0 | 0 | 0 | 0 | 0 | 0 | 0 | 0 | 0 | 0 | 0 | 0 | 0 | 0 | 0 | 0 | 1 | 0 | 0 | 1 | 0 | 0 | 0 | 0 | 0 | 0 | 0 | OPEN | node_1363776_201_15295368_091 | BN | 8100802
load_220345954 |  | 0 | C | 0 | 0 | 0 | 0 | 0 | 0 | 0 | 0 | 0 | 0 | 0 | 0+0j | 0 | 0 | 0+0j | 0 | 0 | 0+0j | 0 | 0 | 0+0j | 0 | 0 | 0+0j | 0 | 0 | 0+0j | 0 | 0 | 0+0j | 0 | 0 | 0+0j | 7333.333 | 3123.987 | 7333.333+3123.987j | 0 | 0 | 0 | 0 | 0 | 0 | 0 | 0 | 0 | 0 | 0 | 0 | 0 | 0 | 0 | 0 | 0 | 0 | 1 | 0 | 0 | 1 | 0 | 0 | 0 | 0 | 0 | 0 | 0 | OPEN | node_1363760_176_15295319_722 | CN | 8100802
load_220345955 |  | 0 | R | 0 | 0 | 0 | 0 | 0 | 0 | 0 | 0 | 0 | 0 | 0 | 0+0j | 0 | 0 | 0+0j | 0 | 0 | 0+0j | 0 | 0 | 0+0j | 0 | 0 | 0+0j | 0 | 0 | 0+0j | 31536 | 13434.28 | 31536+13434.28j | 0 | 0 | 0+0j | 0 | 0 | 0+0j | 0 | 0 | 0 | 0 | 0 | 0 | 0 | 0 | 0 | 0 | 0 | 0 | 0 | 0 | 0 | 0 | 0 | 0 | 1 | 0 | 0 | 1 | 0 | 0 | 0 | 0 | 0 | 0 | 0 | OPEN | node_1363834_115_15295060_555 | AN | 8100802
load_220345993 |  | 0 | C | 0 | 0 | 0 | 0 | 0 | 0 | 0 | 0 | 0 | 0 | 0 | 0+0j | 0 | 0 | 0+0j | 0 | 0 | 0+0j | 0 | 0 | 0+0j | 0 | 0 | 0+0j | 0 | 0 | 0+0j | 7333.333 | 3123.987 | 7333.333+3123.987j | 0 | 0 | 0+0j | 0 | 0 | 0+0j | 0 | 0 | 0 | 0 | 0 | 0 | 0 | 0 | 0 | 0 | 0 | 0 | 0 | 0 | 0 | 0 | 0 | 0 | 1 | 0 | 0 | 1 | 0 | 0 | 0 | 0 | 0 | 0 | 0 | OPEN | node_1363207_358_15295727_617 | AN | 8100802
load_220345994 |  | 0 | C | 0 | 0 | 0 | 0 | 0 | 0 | 0 | 0 | 0 | 0 | 0 | 0+0j | 0 | 0 | 0+0j | 0 | 0 | 0+0j | 0 | 0 | 0+0j | 0 | 0 | 0+0j | 0 | 0 | 0+0j | 0 | 0 | 0+0j | 7333.333 | 3123.987 | 7333.333+3123.987j | 0 | 0 | 0+0j | 0 | 0 | 0 | 0 | 0 | 0 | 0 | 0 | 0 | 0 | 0 | 0 | 0 | 0 | 0 | 0 | 0 | 0 | 1 | 0 | 0 | 1 | 0 | 0 | 0 | 0 | 0 | 0 | 0 | OPEN | node_1363210_77_15295701_42 | BN | 8100802
load_220345996 |  | 0 | C | 0 | 0 | 0 | 0 | 0 | 0 | 0 | 0 | 0 | 0 | 0 | 0+0j | 0 | 0 | 0+0j | 0 | 0 | 0+0j | 0 | 0 | 0+0j | 0 | 0 | 0+0j | 0 | 0 | 0+0j | 1216.8 | 518.355 | 1216.8+518.355j | 0 | 0 | 0+0j | 0 | 0 | 0+0j | 0 | 0 | 0 | 0 | 0 | 0 | 0 | 0 | 0 | 0 | 0 | 0 | 0 | 0 | 0 | 0 | 0 | 0 | 1 | 0 | 0 | 1 | 0 | 0 | 0 | 0 | 0 | 0 | 0 | OPEN | node_1363234_022_15296050_288 | AN | 8100802
load_220431699 |  | 0 | C | 0 | 0 | 0 | 0 | 0 | 0 | 0 | 0 | 0 | 0 | 0 | 0+0j | 0 | 0 | 0+0j | 0 | 0 | 0+0j | 0 | 0 | 0+0j | 0 | 0 | 0+0j | 0 | 0 | 0+0j | 7333.333 | 3123.987 | 7333.333+3123.987j | 0 | 0 | 0+0j | 0 | 0 | 0+0j | 0 | 0 | 0 | 0 | 0 | 0 | 0 | 0 | 0 | 0 | 0 | 0 | 0 | 0 | 0 | 0 | 0 | 0 | 1 | 0 | 0 | 1 | 0 | 0 | 0 | 0 | 0 | 0 | 0 | OPEN | node_1362124_016_15296033_823 | AN | 8100802
load_220431700 |  | 0 | C | 0 | 0 | 0 | 0 | 0 | 0 | 0 | 0 | 0 | 0 | 0 | 0+0j | 0 | 0 | 0+0j | 0 | 0 | 0+0j | 0 | 0 | 0+0j | 0 | 0 | 0+0j | 0 | 0 | 0+0j | 0 | 0 | 0+0j | 7333.333 | 3123.987 | 7333.333+3123.987j | 0 | 0 | 0+0j | 0 | 0 | 0 | 0 | 0 | 0 | 0 | 0 | 0 | 0 | 0 | 0 | 0 | 0 | 0 | 0 | 0 | 0 | 1 | 0 | 0 | 1 | 0 | 0 | 0 | 0 | 0 | 0 | 0 | OPEN | node_1362108_036_15296017_902 | BN | 8100802
load_220431707 |  | 0 | C | 0 | 0 | 0 | 0 | 0 | 0 | 0 | 0 | 0 | 0 | 0 | 0+0j | 0 | 0 | 0+0j | 0 | 0 | 0+0j | 0 | 0 | 0+0j | 0 | 0 | 0+0j | 0 | 0 | 0+0j | 0 | 0 | 0+0j | 0 | 0 | 0+0j | 7333.333 | 3123.987 | 7333.333+3123.987j | 0 | 0 | 0 | 0 | 0 | 0 | 0 | 0 | 0 | 0 | 0 | 0 | 0 | 0 | 0 | 0 | 0 | 0 | 1 | 0 | 0 | 1 | 0 | 0 | 0 | 0 | 0 | 0 | 0 | OPEN | node_1362142_491_15296043_677 | CN | 8100802
load_220431935 |  | 0 | C | 0 | 0 | 0 | 0 | 0 | 0 | 0 | 0 | 0 | 0 | 0 | 0+0j | 0 | 0 | 0+0j | 0 | 0 | 0+0j | 0 | 0 | 0+0j | 0 | 0 | 0+0j | 0 | 0 | 0+0j | 12666.667 | 5395.978 | 12666.667+5395.978j | 12666.667 | 5395.978 | 12666.667+5395.978j | 12666.667 | 5395.978 | 12666.667+5395.978j | 0 | 0 | 0 | 0 | 0 | 0 | 0 | 0 | 0 | 0 | 0 | 0 | 0 | 0 | 0 | 0 | 0 | 0 | 1 | 0 | 0 | 1 | 0 | 0 | 0 | 0 | 0 | 0 | 0 | OPEN | node_1363796_538_15295530_826 | ABCN | 8100802
load_220461852 |  | 0 | C | 0 | 0 | 0 | 0 | 0 | 0 | 0 | 0 | 0 | 0 | 0 | 0+0j | 0 | 0 | 0+0j | 0 | 0 | 0+0j | 0 | 0 | 0+0j | 0 | 0 | 0+0j | 0 | 0 | 0+0j | 18000 | 7667.968 | 18000+7667.968j | 0 | 0 | 0+0j | 0 | 0 | 0+0j | 0 | 0 | 0 | 0 | 0 | 0 | 0 | 0 | 0 | 0 | 0 | 0 | 0 | 0 | 0 | 0 | 0 | 0 | 1 | 0 | 0 | 1 | 0 | 0 | 0 | 0 | 0 | 0 | 0 | OPEN | node_1366045_247_15296323_702 | AN | 8100802
load_220475047 |  | 0 | R | 0 | 0 | 0 | 0 | 0 | 0 | 0 | 0 | 0 | 0 | 0 | 0+0j | 0 | 0 | 0+0j | 0 | 0 | 0+0j | 0 | 0 | 0+0j | 0 | 0 | 0+0j | 0 | 0 | 0+0j | 9064.8 | 3861.589 | 9064.8+3861.589j | 0 | 0 | 0+0j | 0 | 0 | 0+0j | 0 | 0 | 0 | 0 | 0 | 0 | 0 | 0 | 0 | 0 | 0 | 0 | 0 | 0 | 0 | 0 | 0 | 0 | 1 | 0 | 0 | 1 | 0 | 0 | 0 | 0 | 0 | 0 | 0 | OPEN | node_1363347_562_15295442_545 | AN | 8100802
load_220490890 |  | 0 | C | 0 | 0 | 0 | 0 | 0 | 0 | 0 | 0 | 0 | 0 | 0 | 0+0j | 0 | 0 | 0+0j | 0 | 0 | 0+0j | 0 | 0 | 0+0j | 0 | 0 | 0+0j | 0 | 0 | 0+0j | 2000 | 851.996 | 2000+851.996j | 0 | 0 | 0+0j | 0 | 0 | 0+0j | 0 | 0 | 0 | 0 | 0 | 0 | 0 | 0 | 0 | 0 | 0 | 0 | 0 | 0 | 0 | 0 | 0 | 0 | 1 | 0 | 0 | 1 | 0 | 0 | 0 | 0 | 0 | 0 | 0 | OPEN | node_1363206_749_15296680_203 | AN | 8100802
load_220490892 |  | 0 | R | 0 | 0 | 0 | 0 | 0 | 0 | 0 | 0 | 0 | 0 | 0 | 0+0j | 0 | 0 | 0+0j | 0 | 0 | 0+0j | 0 | 0 | 0+0j | 0 | 0 | 0+0j | 0 | 0 | 0+0j | 99180 | 42250.503 | 99180+42250.503j | 0 | 0 | 0+0j | 0 | 0 | 0+0j | 0 | 0 | 0 | 0 | 0 | 0 | 0 | 0 | 0 | 0 | 0 | 0 | 0 | 0 | 0 | 0 | 0 | 0 | 1 | 0 | 0 | 1 | 0 | 0 | 0 | 0 | 0 | 0 | 0 | OPEN | node_1363519_038_15298195_985 | AN | 8100802
load_220517818 |  | 0 | C | 0 | 0 | 0 | 0 | 0 | 0 | 0 | 0 | 0 | 0 | 0 | 0+0j | 0 | 0 | 0+0j | 0 | 0 | 0+0j | 0 | 0 | 0+0j | 0 | 0 | 0+0j | 0 | 0 | 0+0j | 0 | 0 | 0+0j | 0 | 0 | 0+0j | 0 | 0 | 0+0j | 0 | 0 | 0 | 0 | 0 | 0 | 0 | 0 | 0 | 0 | 0 | 0 | 0 | 0 | 0 | 0 | 0 | 0 | 1 | 0 | 0 | 1 | 0 | 0 | 0 | 0 | 0 | 0 | 0 | OPEN | node_1362768_506_15295605_059 | AN | 8100802
load_220532803 |  | 0 | R | 0 | 0 | 0 | 0 | 0 | 0 | 0 | 0 | 0 | 0 | 0 | 0+0j | 0 | 0 | 0+0j | 0 | 0 | 0+0j | 0 | 0 | 0+0j | 0 | 0 | 0+0j | 0 | 0 | 0+0j | 13183.2 | 5616.02 | 13183.2+5616.02j | 0 | 0 | 0+0j | 0 | 0 | 0+0j | 0 | 0 | 0 | 0 | 0 | 0 | 0 | 0 | 0 | 0 | 0 | 0 | 0 | 0 | 0 | 0 | 0 | 0 | 1 | 0 | 0 | 1 | 0 | 0 | 0 | 0 | 0 | 0 | 0 | OPEN | node_1364188_048_15295635_217 | AN | 8100802
load_220536120 |  | 0 | C | 0 | 0 | 0 | 0 | 0 | 0 | 0 | 0 | 0 | 0 | 0 | 0+0j | 0 | 0 | 0+0j | 0 | 0 | 0+0j | 0 | 0 | 0+0j | 0 | 0 | 0+0j | 0 | 0 | 0+0j | 9000 | 3833.984 | 9000+3833.984j | 0 | 0 | 0+0j | 0 | 0 | 0+0j | 0 | 0 | 0 | 0 | 0 | 0 | 0 | 0 | 0 | 0 | 0 | 0 | 0 | 0 | 0 | 0 | 0 | 0 | 1 | 0 | 0 | 1 | 0 | 0 | 0 | 0 | 0 | 0 | 0 | OPEN | node_1365614_773_15295887_485 | AN | 8100802
load_220538626 |  | 0 | C | 0 | 0 | 0 | 0 | 0 | 0 | 0 | 0 | 0 | 0 | 0 | 0+0j | 0 | 0 | 0+0j | 0 | 0 | 0+0j | 0 | 0 | 0+0j | 0 | 0 | 0+0j | 0 | 0 | 0+0j | 24000 | 10223.957 | 24000+10223.957j | 0 | 0 | 0+0j | 0 | 0 | 0+0j | 0 | 0 | 0 | 0 | 0 | 0 | 0 | 0 | 0 | 0 | 0 | 0 | 0 | 0 | 0 | 0 | 0 | 0 | 1 | 0 | 0 | 1 | 0 | 0 | 0 | 0 | 0 | 0 | 0 | OPEN | node_1366174_343_15296355_793 | AN | 8100802
load_220541597 |  | 0 | C | 0 | 0 | 0 | 0 | 0 | 0 | 0 | 0 | 0 | 0 | 0 | 0+0j | 0 | 0 | 0+0j | 0 | 0 | 0+0j | 0 | 0 | 0+0j | 0 | 0 | 0+0j | 0 | 0 | 0+0j | 11000 | 4685.98 | 11000+4685.98j | 0 | 0 | 0+0j | 0 | 0 | 0+0j | 0 | 0 | 0 | 0 | 0 | 0 | 0 | 0 | 0 | 0 | 0 | 0 | 0 | 0 | 0 | 0 | 0 | 0 | 1 | 0 | 0 | 1 | 0 | 0 | 0 | 0 | 0 | 0 | 0 | OPEN | node_1363512_241_15295693_352 | AN | 8100802
load_220542265 |  | 0 | R | 0 | 0 | 0 | 0 | 0 | 0 | 0 | 0 | 0 | 0 | 0 | 0+0j | 0 | 0 | 0+0j | 0 | 0 | 0+0j | 0 | 0 | 0+0j | 0 | 0 | 0+0j | 0 | 0 | 0+0j | 45266.4 | 19283.406 | 45266.4+19283.406j | 0 | 0 | 0+0j | 0 | 0 | 0+0j | 0 | 0 | 0 | 0 | 0 | 0 | 0 | 0 | 0 | 0 | 0 | 0 | 0 | 0 | 0 | 0 | 0 | 0 | 1 | 0 | 0 | 1 | 0 | 0 | 0 | 0 | 0 | 0 | 0 | OPEN | node_1363129_304_15296759_061 | AN | 8100802
load_220545494 |  | 0 | C | 0 | 0 | 0 | 0 | 0 | 0 | 0 | 0 | 0 | 0 | 0 | 0+0j | 0 | 0 | 0+0j | 0 | 0 | 0+0j | 0 | 0 | 0+0j | 0 | 0 | 0+0j | 0 | 0 | 0+0j | 0 | 0 | 0+0j | 0 | 0 | 0+0j | 0 | 0 | 0+0j | 0 | 0 | 0 | 0 | 0 | 0 | 0 | 0 | 0 | 0 | 0 | 0 | 0 | 0 | 0 | 0 | 0 | 0 | 1 | 0 | 0 | 1 | 0 | 0 | 0 | 0 | 0 | 0 | 0 | OPEN | node_1363182_122_15297003_098 | AN | 8100802
load_220551707 |  | 0 | C | 0 | 0 | 0 | 0 | 0 | 0 | 0 | 0 | 0 | 0 | 0 | 0+0j | 0 | 0 | 0+0j | 0 | 0 | 0+0j | 0 | 0 | 0+0j | 0 | 0 | 0+0j | 0 | 0 | 0+0j | 11333.333 | 4827.98 | 11333.333+4827.98j | 0 | 0 | 0+0j | 0 | 0 | 0+0j | 0 | 0 | 0 | 0 | 0 | 0 | 0 | 0 | 0 | 0 | 0 | 0 | 0 | 0 | 0 | 0 | 0 | 0 | 1 | 0 | 0 | 1 | 0 | 0 | 0 | 0 | 0 | 0 | 0 | OPEN | node_1363637_586_15296971_404 | AN | 8100802
load_220551708 |  | 0 | C | 0 | 0 | 0 | 0 | 0 | 0 | 0 | 0 | 0 | 0 | 0 | 0+0j | 0 | 0 | 0+0j | 0 | 0 | 0+0j | 0 | 0 | 0+0j | 0 | 0 | 0+0j | 0 | 0 | 0+0j | 0 | 0 | 0+0j | 11333.333 | 4827.98 | 11333.333+4827.98j | 0 | 0 | 0+0j | 0 | 0 | 0 | 0 | 0 | 0 | 0 | 0 | 0 | 0 | 0 | 0 | 0 | 0 | 0 | 0 | 0 | 0 | 1 | 0 | 0 | 1 | 0 | 0 | 0 | 0 | 0 | 0 | 0 | OPEN | node_1363636_577_15296918_613 | BN | 8100802
load_220551709 |  | 0 | C | 0 | 0 | 0 | 0 | 0 | 0 | 0 | 0 | 0 | 0 | 0 | 0+0j | 0 | 0 | 0+0j | 0 | 0 | 0+0j | 0 | 0 | 0+0j | 0 | 0 | 0+0j | 0 | 0 | 0+0j | 0 | 0 | 0+0j | 0 | 0 | 0+0j | 11333.333 | 4827.98 | 11333.333+4827.98j | 0 | 0 | 0 | 0 | 0 | 0 | 0 | 0 | 0 | 0 | 0 | 0 | 0 | 0 | 0 | 0 | 0 | 0 | 1 | 0 | 0 | 1 | 0 | 0 | 0 | 0 | 0 | 0 | 0 | OPEN | node_1363639_669_15296944_944 | CN | 8100802
load_220557547 |  | 0 | R | 0 | 0 | 0 | 0 | 0 | 0 | 0 | 0 | 0 | 0 | 0 | 0+0j | 0 | 0 | 0+0j | 0 | 0 | 0+0j | 0 | 0 | 0+0j | 0 | 0 | 0+0j | 0 | 0 | 0+0j | 106300.8 | 45283.951 | 106300.8+45283.951j | 0 | 0 | 0+0j | 0 | 0 | 0+0j | 0 | 0 | 0 | 0 | 0 | 0 | 0 | 0 | 0 | 0 | 0 | 0 | 0 | 0 | 0 | 0 | 0 | 0 | 1 | 0 | 0 | 1 | 0 | 0 | 0 | 0 | 0 | 0 | 0 | OPEN | node_1362895_385_15295344_087 | AN | 8100802
load_220579412 |  | 0 | C | 0 | 0 | 0 | 0 | 0 | 0 | 0 | 0 | 0 | 0 | 0 | 0+0j | 0 | 0 | 0+0j | 0 | 0 | 0+0j | 0 | 0 | 0+0j | 0 | 0 | 0+0j | 0 | 0 | 0+0j | 0 | 0 | 0+0j | 0 | 0 | 0+0j | 0 | 0 | 0+0j | 0 | 0 | 0 | 0 | 0 | 0 | 0 | 0 | 0 | 0 | 0 | 0 | 0 | 0 | 0 | 0 | 0 | 0 | 1 | 0 | 0 | 1 | 0 | 0 | 0 | 0 | 0 | 0 | 0 | OPEN | node_1366047_649_15296471_992 | AN | 8100802
load_220601334 |  | 0 | C | 0 | 0 | 0 | 0 | 0 | 0 | 0 | 0 | 0 | 0 | 0 | 0+0j | 0 | 0 | 0+0j | 0 | 0 | 0+0j | 0 | 0 | 0+0j | 0 | 0 | 0+0j | 0 | 0 | 0+0j | 3744 | 1594.937 | 3744+1594.937j | 0 | 0 | 0+0j | 0 | 0 | 0+0j | 0 | 0 | 0 | 0 | 0 | 0 | 0 | 0 | 0 | 0 | 0 | 0 | 0 | 0 | 0 | 0 | 0 | 0 | 1 | 0 | 0 | 1 | 0 | 0 | 0 | 0 | 0 | 0 | 0 | OPEN | node_1362982_509_15294863_548 | AN | 8100802
load_220601520 |  | 0 | R | 0 | 0 | 0 | 0 | 0 | 0 | 0 | 0 | 0 | 0 | 0 | 0+0j | 0 | 0 | 0+0j | 0 | 0 | 0+0j | 0 | 0 | 0+0j | 0 | 0 | 0+0j | 0 | 0 | 0+0j | 136684.8 | 58227.481 | 136684.8+58227.481j | 0 | 0 | 0+0j | 0 | 0 | 0+0j | 0 | 0 | 0 | 0 | 0 | 0 | 0 | 0 | 0 | 0 | 0 | 0 | 0 | 0 | 0 | 0 | 0 | 0 | 1 | 0 | 0 | 1 | 0 | 0 | 0 | 0 | 0 | 0 | 0 | OPEN | node_1363373_245_15297184_1 | AN | 8100802
load_220637992 |  | 0 | C | 0 | 0 | 0 | 0 | 0 | 0 | 0 | 0 | 0 | 0 | 0 | 0+0j | 0 | 0 | 0+0j | 0 | 0 | 0+0j | 0 | 0 | 0+0j | 0 | 0 | 0+0j | 0 | 0 | 0+0j | 0 | 0 | 0+0j | 0 | 0 | 0+0j | 0 | 0 | 0+0j | 0 | 0 | 0 | 0 | 0 | 0 | 0 | 0 | 0 | 0 | 0 | 0 | 0 | 0 | 0 | 0 | 0 | 0 | 1 | 0 | 0 | 1 | 0 | 0 | 0 | 0 | 0 | 0 | 0 | OPEN | node_1366915_5_15296123_619 | AN | 8100802
load_220648688 |  | 0 | R | 0 | 0 | 0 | 0 | 0 | 0 | 0 | 0 | 0 | 0 | 0 | 0+0j | 0 | 0 | 0+0j | 0 | 0 | 0+0j | 0 | 0 | 0+0j | 0 | 0 | 0+0j | 0 | 0 | 0+0j | 40168.8 | 17111.837 | 40168.8+17111.837j | 0 | 0 | 0+0j | 0 | 0 | 0+0j | 0 | 0 | 0 | 0 | 0 | 0 | 0 | 0 | 0 | 0 | 0 | 0 | 0 | 0 | 0 | 0 | 0 | 0 | 1 | 0 | 0 | 1 | 0 | 0 | 0 | 0 | 0 | 0 | 0 | OPEN | node_1364050_813_15295231_871 | AN | 8100802
load_310049159 |  | 0 | C | 0 | 0 | 0 | 0 | 0 | 0 | 0 | 0 | 0 | 0 | 0 | 0+0j | 0 | 0 | 0+0j | 0 | 0 | 0+0j | 0 | 0 | 0+0j | 0 | 0 | 0+0j | 0 | 0 | 0+0j | 0 | 0 | 0+0j | 0 | 0 | 0+0j | 7333.333 | 3123.987 | 7333.333+3123.987j | 0 | 0 | 0 | 0 | 0 | 0 | 0 | 0 | 0 | 0 | 0 | 0 | 0 | 0 | 0 | 0 | 0 | 0 | 1 | 0 | 0 | 1 | 0 | 0 | 0 | 0 | 0 | 0 | 0 | OPEN | node_1363209_117_15295754_156 | CN | 8100802

## OverheadLineConductor
Name | Diameter | GeometricMeanRadius | RatingSummerContinuous | RatingSummerEmergency | RatingWinterContinuous | RatingWinterEmergency | Feeder | Comments
oh_cond_1/0_AAAC | 0.398 | 0.012 | 235 | 235 | 310 | 310 | 8100802
oh_cond_1/0_ACSR | 0.398 | 0.012 | 265 | 265 | 330 | 330 | 8100802
oh_cond_1_ACSR | 0.328 | 0.01 | 225 | 225 | 285 | 285 | 8100802
oh_cond_2/0_CU | 0.414 | 0.013 | 295 | 295 | 425 | 425 | 8100802
oh_cond_2_ACSR | 0.325 | 0.01 | 195 | 195 | 245 | 245 | 8100802
oh_cond_4_CU | 0.232 | 0.007 | 140 | 140 | 200 | 200 | 8100802
oh_cond_6_CU | 0.184 | 0.006 | 110 | 110 | 150 | 150 | 8100802
oh_cond_477_MCM_AL | 0.792 | 0.025 | 605 | 605 | 810 | 810 | 8100802
oh_cond_WP-4/0-CU | 0.81 | 0.015 | 340 | 340 | 390 | 390 | 8100802

## OverheadLineConfiguration
Name | ConductorA | ConductorB | ConductorC | ConductorN | LineSpacing | Capacitance11 | Capacitance12 | Capacitance13 | Capacitance21 | Capacitance22 | Capacitance23 | Capacitance31 | Capacitance32 | Capacitance33 | Impedance11 | Impedance12 | Impedance13 | Impedance21 | Impedance22 | Impedance23 | Impedance31 | Impedance32 | Impedance33 | Feeder | Comments
bal_1P_1/0AA | oh_cond_1/0_AAAC | oh_cond_1/0_AAAC | oh_cond_1/0_AAAC |  |  | 12.796 | -3.172 | -3.172 | -3.172 | 12.796 | -3.172 | -3.172 | -3.172 | 12.796 | 0.972+1.499j | 0.095+0.781j | 0.095+0.781j | 0.095+0.781j | 0.972+1.499j | 0.095+0.781j | 0.095+0.781j | 0.095+0.781j | 0.972+1.499j | 8100802
bal_1P_1/0AC | oh_cond_1/0_ACSR | oh_cond_1/0_ACSR | oh_cond_1/0_ACSR |  |  | 12.796 | -3.172 | -3.172 | -3.172 | 12.796 | -3.172 | -3.172 | -3.172 | 12.796 | 0.983+1.218j | 0.095+0.781j | 0.095+0.781j | 0.095+0.781j | 0.983+1.218j | 0.095+0.781j | 0.095+0.781j | 0.095+0.781j | 0.983+1.218j | 8100802
bal_1P_1AC | oh_cond_1_ACSR | oh_cond_1_ACSR | oh_cond_1_ACSR |  |  | 12.411 | -3.024 | -3.024 | -3.024 | 12.411 | -3.024 | -3.024 | -3.024 | 12.411 | 1.215+1.523j | 0.095+0.781j | 0.095+0.781j | 0.095+0.781j | 1.215+1.523j | 0.095+0.781j | 0.095+0.781j | 0.095+0.781j | 1.215+1.523j | 8100802
bal_1P_2/0CU | oh_cond_2/0_CU | oh_cond_2/0_CU | oh_cond_2/0_CU |  |  | 12.878 | -3.204 | -3.204 | -3.204 | 12.878 | -3.204 | -3.204 | -3.204 | 12.878 | 0.535+1.487j | 0.095+0.781j | 0.095+0.781j | 0.095+0.781j | 0.535+1.487j | 0.095+0.781j | 0.095+0.781j | 0.095+0.781j | 0.535+1.487j | 8100802
bal_1P_2AC | oh_cond_2_ACSR | oh_cond_2_ACSR | oh_cond_2_ACSR |  |  | 12.393 | -3.017 | -3.017 | -3.017 | 12.393 | -3.017 | -3.017 | -3.017 | 12.393 | 1.505+1.527j | 0.095+0.781j | 0.095+0.781j | 0.095+0.781j | 1.505+1.527j | 0.095+0.781j | 0.095+0.781j | 0.095+0.781j | 1.505+1.527j | 8100802
bal_1P_4CU | oh_cond_4_CU | oh_cond_4_CU | oh_cond_4_CU |  |  | 11.78 | -2.785 | -2.785 | -2.785 | 11.78 | -2.785 | -2.785 | -2.785 | 11.78 | 1.483+1.565j | 0.095+0.781j | 0.095+0.781j | 0.095+0.781j | 1.483+1.565j | 0.095+0.781j | 0.095+0.781j | 0.095+0.781j | 1.483+1.565j | 8100802
bal_1P_6CU | oh_cond_6_CU | oh_cond_6_CU | oh_cond_6_CU |  |  | 11.393 | -2.641 | -2.641 | -2.641 | 11.393 | -2.641 | -2.641 | -2.641 | 11.393 | 2.275+1.583j | 0.095+0.781j | 0.095+0.781j | 0.095+0.781j | 2.275+1.583j | 0.095+0.781j | 0.095+0.781j | 0.095+0.781j | 2.275+1.583j | 8100802
bal_1P_477AL | oh_cond_477_MCM_AL | oh_cond_477_MCM_AL | oh_cond_477_MCM_AL |  |  | 14.4 | -3.806 | -3.806 | -3.806 | 14.4 | -3.806 | -3.806 | -3.806 | 14.4 | 0.293+1.41j | 0.095+0.781j | 0.095+0.781j | 0.095+0.781j | 0.293+1.41j | 0.095+0.781j | 0.095+0.781j | 0.095+0.781j | 0.293+1.41j | 8100802
bal_3P_1/0AA | oh_cond_1/0_AAAC | oh_cond_1/0_AAAC | oh_cond_1/0_AAAC |  |  | 12.796 | -3.172 | -3.172 | -3.172 | 12.796 | -3.172 | -3.172 | -3.172 | 12.796 | 0.972+1.499j | 0.095+0.781j | 0.095+0.781j | 0.095+0.781j | 0.972+1.499j | 0.095+0.781j | 0.095+0.781j | 0.095+0.781j | 0.972+1.499j | 8100802
bal_3P_1/0AC | oh_cond_1/0_ACSR | oh_cond_1/0_ACSR | oh_cond_1/0_ACSR |  |  | 12.796 | -3.172 | -3.172 | -3.172 | 12.796 | -3.172 | -3.172 | -3.172 | 12.796 | 0.983+1.497j | 0.095+0.781j | 0.095+0.781j | 0.095+0.781j | 0.983+1.497j | 0.095+0.781j | 0.095+0.781j | 0.095+0.781j | 0.983+1.497j | 8100802
bal_3P_2/0CU | oh_cond_2/0_CU | oh_cond_2/0_CU | oh_cond_2/0_CU |  |  | 12.878 | -3.204 | -3.204 | -3.204 | 12.878 | -3.204 | -3.204 | -3.204 | 12.878 | 0.535+1.487j | 0.095+0.781j | 0.095+0.781j | 0.095+0.781j | 0.535+1.487j | 0.095+0.781j | 0.095+0.781j | 0.095+0.781j | 0.535+1.487j | 8100802
bal_3P_4CU | oh_cond_4_CU | oh_cond_4_CU | oh_cond_4_CU |  |  | 11.78 | -2.785 | -2.785 | -2.785 | 11.78 | -2.785 | -2.785 | -2.785 | 11.78 | 1.483+1.565j | 0.095+0.781j | 0.095+0.781j | 0.095+0.781j | 1.483+1.565j | 0.095+0.781j | 0.095+0.781j | 0.095+0.781j | 1.483+1.565j | 8100802
bal_3P_6CU | oh_cond_6_CU | oh_cond_6_CU | oh_cond_6_CU |  |  | 11.393 | -2.641 | -2.641 | -2.641 | 11.393 | -2.641 | -2.641 | -2.641 | 11.393 | 2.275+1.583j | 0.095+0.781j | 0.095+0.781j | 0.095+0.781j | 2.275+1.583j | 0.095+0.781j | 0.095+0.781j | 0.095+0.781j | 2.275+1.583j | 8100802
bal_3P_477AL | oh_cond_477_MCM_AL | oh_cond_477_MCM_AL | oh_cond_477_MCM_AL |  |  | 14.305 | -3.735 | -3.735 | -3.735 | 14.305 | -3.735 | -3.735 | -3.735 | 14.305 | 0.293+1.41j | 0.095+0.775j | 0.095+0.775j | 0.095+0.775j | 0.293+1.41j | 0.095+0.775j | 0.095+0.775j | 0.095+0.775j | 0.293+1.41j | 8100802
unb_TAPWIRE_OH | oh_cond_WP-4/0-CU | oh_cond_WP-4/0-CU | oh_cond_WP-4/0-CU | oh_cond_WP-4/0-CU |  | 14.911 | -4.341 | -1.953 | -4.341 | 15.781 | -3.724 | -1.953 | -3.724 | 14.818 | 0.365+1.097j | 0.093+0.433j | 0.094+0.34j | 0.093+0.433j | 0.368+1.078j | 0.095+0.401j | 0.094+0.34j | 0.095+0.401j | 0.368+1.077j | 8100802

## Recloser
Name | GroupId | RetryTime | MaximumNumberOfTries | Status | From | To | Length | Phases | Feeder | Comments

## RegulatorConfiguration
Name | CurrentTransducerPhase | PowerTransducerPhase | Regulation | Control | Type | CompensatorResistiveSettingA | CompensatorResistiveSettingB | CompensatorResistiveSettingC | CompensatorReactiveSettingA | CompensatorReactiveSettingB | CompensatorReactiveSettingC | BandCenter | BandWidth | CurrentTransducerRatio | PowerTransducerRatio | ConnectType | ControlLevel | DwellTime | TimeDelay | LowerTaps | RaiseTaps | TapPositionA | TapPositionB | TapPositionC | Feeder | Comments

## Sectionalizer
Name | GroupId | OperatingMode | PhaseAState | PhaseBState | PhaseCState | CurrentInAReal | CurrentInAImag | CurrentInA | CurrentInBReal | CurrentInBImag | CurrentInB | CurrentInCReal | CurrentInCImag | CurrentInC | CurrentOutAReal | CurrentOutAImag | CurrentOutA | CurrentOutBReal | CurrentOutBImag | CurrentOutB | CurrentOutCReal | CurrentOutCImag | CurrentOutC | ActivePowerInA | ReactivePowerInA | PowerInA | ActivePowerInB | ReactivePowerInB | PowerInB | ActivePowerInC | ReactivePowerInC | PowerInC | ActivePowerOutA | ReactivePowerOutA | PowerOutA | ActivePowerOutB | ReactivePowerOutB | PowerOutB | ActivePowerOutC | ReactivePowerOutC | PowerOutC | Status | From | To | Length | Phases | Feeder | Comments

## Solar
Name | GroupId | SpillageCost | CapitalCost | FixedOperatingCost | VariableOperatingCost | MaxReactivePower | MaxActivePower | OutputSchedule | PlanningStatus | UnitType | UnitSubtype | ParentNode | Phases | Feeder | Comments
solar_load_220344628 |  | 0 | 0 | 0 | 0.001 | 0.009600383530816665 | 0.022536206464809302 | OPTIMIZED | INSTALLED | solar_pv |  | node_1363539_952_15298722_755 | AN | 8100802
solar_load_220344629 |  | 0 | 0 | 0 | 0.001 | 0.0063209957748729005 | 0.014838080211092192 | OPTIMIZED | INSTALLED | solar_pv |  | node_1363558_212_15298954_785 | AN | 8100802
solar_load_220344630 |  | 0 | 0 | 0 | 0.001 | 0.0051816311894843856 | 0.012163504624453318 | OPTIMIZED | INSTALLED | solar_pv |  | node_1363565_93_15297469_277 | AN | 8100802
solar_load_220344631 |  | 0 | 0 | 0 | 0.001 | 0.007689648458224056 | 0.018050893369203735 | OPTIMIZED | INSTALLED | solar_pv |  | node_1363617_058_15297810_831 | AN | 8100802
solar_load_220345073 |  | 0 | 0 | 0 | 0.001 | 0.0005866664937021647 | 0.0013771572430581536 | OPTIMIZED | INSTALLED | solar_pv |  | node_1365899_672_15295996_857 | AN | 8100802
solar_load_220345074 |  | 0 | 0 | 0 | 0.001 | 0.0005866664937021647 | 0.0013771572430581536 | OPTIMIZED | INSTALLED | solar_pv |  | node_1365911_34_15296018_499 | AN | 8100802
solar_load_220345230 |  | 0 | 0 | 0 | 0.001 | 0.004551796325948805 | 0.010685012529975927 | OPTIMIZED | INSTALLED | solar_pv |  | node_1363015_597_15297167_703 | AN | 8100802
solar_load_220345240 |  | 0 | 0 | 0 | 0.001 | 0.0013063769720208537 | 0.00306662517573625 | OPTIMIZED | INSTALLED | solar_pv |  | node_1363736_102_15297178_114 | AN | 8100802
solar_load_220345280 |  | 0 | 0 | 0 | 0.001 | 0.002619830309918365 | 0.006149862622196966 | OPTIMIZED | INSTALLED | solar_pv |  | node_1368344_491_15297356_418 | AN | 8100802
solar_load_220345281 |  | 0 | 0 | 0 | 0.001 | 0.0009256449538064845 | 0.00217288501076003 | OPTIMIZED | INSTALLED | solar_pv |  | node_1368052_317_15297034_633 | AN | 8100802
solar_load_220345282 |  | 0 | 0 | 0 | 0.001 | 0.000760048301801442 | 0.0017841578758075476 | OPTIMIZED | INSTALLED | solar_pv |  | node_1367765_836_15296623_133 | AN | 8100802
solar_load_220345283 |  | 0 | 0 | 0 | 0.001 | 0.0017154158380977464 | 0.00402681442361033 | OPTIMIZED | INSTALLED | solar_pv |  | node_1367385_258_15296711_6 | AN | 8100802
solar_load_220345284 |  | 0 | 0 | 0 | 0.001 | 0.0013615758560225344 | 0.0031962008873870776 | OPTIMIZED | INSTALLED | solar_pv |  | node_1367376_062_15296361_48 | AN | 8100802
solar_load_220345286 |  | 0 | 0 | 0 | 0.001 | 0.0012780696627063652 | 0.00300017609283839 | OPTIMIZED | INSTALLED | solar_pv |  | node_1366394_819_15296032_997 | AN | 8100802
solar_load_220345288 |  | 0 | 0 | 0 | 0.001 | 0.00035714259378562865 | 0.0008383659292280033 | OPTIMIZED | INSTALLED | solar_pv |  | node_1365084_63_15295934_043 | AN | 8100802
solar_load_220345289 |  | 0 | 0 | 0 | 0.001 | 0.00035714259378562865 | 0.0008383659292280033 | OPTIMIZED | INSTALLED | solar_pv |  | node_1365066_393_15295923_411 | BN | 8100802
solar_load_220345290 |  | 0 | 0 | 0 | 0.001 | 0.00035714259378562865 | 0.0008383659292280033 | OPTIMIZED | INSTALLED | solar_pv |  | node_1365104_26_15295937_994 | CN | 8100802
solar_load_220345301 |  | 0 | 0 | 0 | 0.001 | 0.012208891193880415 | 0.02865948945384712 | OPTIMIZED | INSTALLED | solar_pv |  | node_1362500_228_15295632_959 | AN | 8100802
solar_load_220345895 |  | 0 | 0 | 0 | 0.001 | 0.005528394344230976 | 0.012977505889952105 | OPTIMIZED | INSTALLED | solar_pv |  | node_1363736_605_15296547_343 | AN | 8100802
solar_load_220345903 |  | 0 | 0 | 0 | 0.001 | 0.000825862426796056 | 0.0019386519935450724 | OPTIMIZED | INSTALLED | solar_pv |  | node_1362341_368_15295898_306 | AN | 8100802
solar_load_220345904 |  | 0 | 0 | 0 | 0.001 | 0.000825862426796056 | 0.0019386519935450724 | OPTIMIZED | INSTALLED | solar_pv |  | node_1362323_346_15295887_024 | AN | 8100802
solar_load_220345909 |  | 0 | 0 | 0 | 0.001 | 0.007410822568961061 | 0.01739636990265981 | OPTIMIZED | INSTALLED | solar_pv |  | node_1363698_519_15295978_553 | AN | 8100802
solar_load_220345934 |  | 0 | 0 | 0 | 0.001 | 0.012350427279000892 | 0.028991734868336422 | OPTIMIZED | INSTALLED | solar_pv |  | node_1362727_571_15294392_843 | AN | 8100802
solar_load_220345935 |  | 0 | 0 | 0 | 0.001 | 0.009341372850364205 | 0.02192819735629388 | OPTIMIZED | INSTALLED | solar_pv |  | node_1362357_859_15294368_384 | AN | 8100802
solar_load_220345936 |  | 0 | 0 | 0 | 0.001 | 0.012932140085863414 | 0.03035726352188745 | OPTIMIZED | INSTALLED | solar_pv |  | node_1363320_206_15294538_77 | AN | 8100802
solar_load_220345938 |  | 0 | 0 | 0 | 0.001 | 0.006393178859882488 | 0.015007525372481735 | OPTIMIZED | INSTALLED | solar_pv |  | node_1363356_254_15294830_324 | AN | 8100802
solar_load_220345939 |  | 0 | 0 | 0 | 0.001 | 0.011236539456576202 | 0.026376963456305625 | OPTIMIZED | INSTALLED | solar_pv |  | node_1363373_149_15295159_819 | AN | 8100802
solar_load_220345941 |  | 0 | 0 | 0 | 0.001 | 0.006783818251776143 | 0.015924522716472204 | OPTIMIZED | INSTALLED | solar_pv |  | node_1362845_369_15294640_883 | AN | 8100802
solar_load_220345942 |  | 0 | 0 | 0 | 0.001 | 0.007269286483840583 | 0.017064124488170507 | OPTIMIZED | INSTALLED | solar_pv |  | node_1362460_174_15294611_123 | AN | 8100802
solar_load_220345943 |  | 0 | 0 | 0 | 0.001 | 0.010040560714010676 | 0.02356948970387103 | OPTIMIZED | INSTALLED | solar_pv |  | node_1362698_04_15294900_189 | AN | 8100802
solar_load_220345944 |  | 0 | 0 | 0 | 0.001 | 0.011065280788965905 | 0.02597494650477357 | OPTIMIZED | INSTALLED | solar_pv |  | node_1362446_693_15294881_158 | AN | 8100802
solar_load_220345945 |  | 0 | 0 | 0 | 0.001 | 0.01386344659382319 | 0.03254343834922705 | OPTIMIZED | INSTALLED | solar_pv |  | node_1362475_269_15295126_202 | AN | 8100802
solar_load_220345946 |  | 0 | 0 | 0 | 0.001 | 0.01074257912400781 | 0.02521742695973796 | OPTIMIZED | INSTALLED | solar_pv |  | node_1362524_001_15295337_808 | AN | 8100802
solar_load_220345947 |  | 0 | 0 | 0 | 0.001 | 0.010234464675330207 | 0.02402466592172137 | OPTIMIZED | INSTALLED | solar_pv |  | node_1362238_201_15295327_758 | AN | 8100802
solar_load_220345955 |  | 0 | 0 | 0 | 0.001 | 0.006199274898562958 | 0.014552349154631394 | OPTIMIZED | INSTALLED | solar_pv |  | node_1363834_115_15295060_555 | AN | 8100802
solar_load_220475047 |  | 0 | 0 | 0 | 0.001 | 0.0017819378304060084 | 0.004182969768420302 | OPTIMIZED | INSTALLED | solar_pv |  | node_1363347_562_15295442_545 | AN | 8100802
solar_load_220490892 |  | 0 | 0 | 0 | 0.001 | 0.0194965776133562 | 0.04576680584590124 | OPTIMIZED | INSTALLED | solar_pv |  | node_1363519_038_15298195_985 | AN | 8100802
solar_load_220532803 |  | 0 | 0 | 0 | 0.001 | 0.002591523462055841 | 0.0060834135392991056 | OPTIMIZED | INSTALLED | solar_pv |  | node_1364188_048_15295635_217 | AN | 8100802
solar_load_220542265 |  | 0 | 0 | 0 | 0.001 | 0.008898365582271497 | 0.020888269208942368 | OPTIMIZED | INSTALLED | solar_pv |  | node_1363129_304_15296759_061 | AN | 8100802
solar_load_220557547 |  | 0 | 0 | 0 | 0.001 | 0.02089636815237251 | 0.049052712995200434 | OPTIMIZED | INSTALLED | solar_pv |  | node_1362895_385_15295344_087 | AN | 8100802
solar_load_220601520 |  | 0 | 0 | 0 | 0.001 | 0.026869185499323486 | 0.06307346948664894 | OPTIMIZED | INSTALLED | solar_pv |  | node_1363373_245_15297184_1 | AN | 8100802
solar_load_220648688 |  | 0 | 0 | 0 | 0.001 | 0.0078962908010255 | 0.018535971674358116 | OPTIMIZED | INSTALLED | solar_pv |  | node_1364050_813_15295231_871 | AN | 8100802

## Storage
Name | GroupId | InitStateOfCharge | SpinningReserveCharge | SpinningReserveDischarge | NonSpinningReserveCharge | NonSpinningReserveDischarge | RegulationUpCharge | RegulationUpDischarge | RegulationDownCharge | RegulationDownDischarge | ChargeEfficiency | DischargeEfficiency | CommitmentStatus | ConstructionTime | CalendarLife | YearOfInstallation | DepthOfDischarge | ReactivePower | ReactivePowerA | ReactivePowerB | ReactivePowerC | ActivePower | ActivePowerA | ActivePowerB | ActivePowerC | Energy | MaxEnergy | PowerCharge | PowerDischarge | RampUpLimit | RampDownLimit | CapitalCost | FixedOperatingCost | VariableOperatingCost | MaxReactivePower | MaxActivePower | OutputSchedule | PlanningStatus | UnitType | UnitSubtype | ParentNode | Phases | Feeder | Comments
storage_load_220344628 |  | 0 | 0 | 0 | 0 | 0 | 0 | 0 | 0 | 0 | 0.92 | 0 | False | 0 | 0 | 0 | 0 | 0 | 0 | 0 | 0 | 0 | 0 | 0 | 0 | 0 | 0.0676086193944279 | 0 | 0 | 0 | 0 | 0 | 0 | 0.001 | 0.009600383530816665 | 0.022536206464809302 | OPTIMIZED | INSTALLED | li_ion |  | node_1363539_952_15298722_755 | AN | 8100802
storage_load_220344629 |  | 0 | 0 | 0 | 0 | 0 | 0 | 0 | 0 | 0 | 0.92 | 0 | False | 0 | 0 | 0 | 0 | 0 | 0 | 0 | 0 | 0 | 0 | 0 | 0 | 0 | 0.04451424063327658 | 0 | 0 | 0 | 0 | 0 | 0 | 0.001 | 0.0063209957748729005 | 0.014838080211092192 | OPTIMIZED | INSTALLED | li_ion |  | node_1363558_212_15298954_785 | AN | 8100802
storage_load_220344630 |  | 0 | 0 | 0 | 0 | 0 | 0 | 0 | 0 | 0 | 0.92 | 0 | False | 0 | 0 | 0 | 0 | 0 | 0 | 0 | 0 | 0 | 0 | 0 | 0 | 0 | 0.036490513873359956 | 0 | 0 | 0 | 0 | 0 | 0 | 0.001 | 0.0051816311894843856 | 0.012163504624453318 | OPTIMIZED | INSTALLED | li_ion |  | node_1363565_93_15297469_277 | AN | 8100802
storage_load_220344631 |  | 0 | 0 | 0 | 0 | 0 | 0 | 0 | 0 | 0 | 0.92 | 0 | False | 0 | 0 | 0 | 0 | 0 | 0 | 0 | 0 | 0 | 0 | 0 | 0 | 0 | 0.054152680107611206 | 0 | 0 | 0 | 0 | 0 | 0 | 0.001 | 0.007689648458224056 | 0.018050893369203735 | OPTIMIZED | INSTALLED | li_ion |  | node_1363617_058_15297810_831 | AN | 8100802
storage_load_220345073 |  | 0 | 0 | 0 | 0 | 0 | 0 | 0 | 0 | 0 | 0.92 | 0 | False | 0 | 0 | 0 | 0 | 0 | 0 | 0 | 0 | 0 | 0 | 0 | 0 | 0 | 0.004131471729174461 | 0 | 0 | 0 | 0 | 0 | 0 | 0.001 | 0.0005866664937021647 | 0.0013771572430581536 | OPTIMIZED | INSTALLED | li_ion |  | node_1365899_672_15295996_857 | AN | 8100802
storage_load_220345074 |  | 0 | 0 | 0 | 0 | 0 | 0 | 0 | 0 | 0 | 0.92 | 0 | False | 0 | 0 | 0 | 0 | 0 | 0 | 0 | 0 | 0 | 0 | 0 | 0 | 0 | 0.004131471729174461 | 0 | 0 | 0 | 0 | 0 | 0 | 0.001 | 0.0005866664937021647 | 0.0013771572430581536 | OPTIMIZED | INSTALLED | li_ion |  | node_1365911_34_15296018_499 | AN | 8100802
storage_load_220345230 |  | 0 | 0 | 0 | 0 | 0 | 0 | 0 | 0 | 0 | 0.92 | 0 | False | 0 | 0 | 0 | 0 | 0 | 0 | 0 | 0 | 0 | 0 | 0 | 0 | 0 | 0.03205503758992778 | 0 | 0 | 0 | 0 | 0 | 0 | 0.001 | 0.004551796325948805 | 0.010685012529975927 | OPTIMIZED | INSTALLED | li_ion |  | node_1363015_597_15297167_703 | AN | 8100802
storage_load_220345240 |  | 0 | 0 | 0 | 0 | 0 | 0 | 0 | 0 | 0 | 0.92 | 0 | False | 0 | 0 | 0 | 0 | 0 | 0 | 0 | 0 | 0 | 0 | 0 | 0 | 0 | 0.00919987552720875 | 0 | 0 | 0 | 0 | 0 | 0 | 0.001 | 0.0013063769720208537 | 0.00306662517573625 | OPTIMIZED | INSTALLED | li_ion |  | node_1363736_102_15297178_114 | AN | 8100802
storage_load_220345280 |  | 0 | 0 | 0 | 0 | 0 | 0 | 0 | 0 | 0 | 0.92 | 0 | False | 0 | 0 | 0 | 0 | 0 | 0 | 0 | 0 | 0 | 0 | 0 | 0 | 0 | 0.018449587866590896 | 0 | 0 | 0 | 0 | 0 | 0 | 0.001 | 0.002619830309918365 | 0.006149862622196966 | OPTIMIZED | INSTALLED | li_ion |  | node_1368344_491_15297356_418 | AN | 8100802
storage_load_220345281 |  | 0 | 0 | 0 | 0 | 0 | 0 | 0 | 0 | 0 | 0.92 | 0 | False | 0 | 0 | 0 | 0 | 0 | 0 | 0 | 0 | 0 | 0 | 0 | 0 | 0 | 0.00651865503228009 | 0 | 0 | 0 | 0 | 0 | 0 | 0.001 | 0.0009256449538064845 | 0.00217288501076003 | OPTIMIZED | INSTALLED | li_ion |  | node_1368052_317_15297034_633 | AN | 8100802
storage_load_220345282 |  | 0 | 0 | 0 | 0 | 0 | 0 | 0 | 0 | 0 | 0.92 | 0 | False | 0 | 0 | 0 | 0 | 0 | 0 | 0 | 0 | 0 | 0 | 0 | 0 | 0 | 0.0053524736274226424 | 0 | 0 | 0 | 0 | 0 | 0 | 0.001 | 0.000760048301801442 | 0.0017841578758075476 | OPTIMIZED | INSTALLED | li_ion |  | node_1367765_836_15296623_133 | AN | 8100802
storage_load_220345283 |  | 0 | 0 | 0 | 0 | 0 | 0 | 0 | 0 | 0 | 0.92 | 0 | False | 0 | 0 | 0 | 0 | 0 | 0 | 0 | 0 | 0 | 0 | 0 | 0 | 0 | 0.01208044327083099 | 0 | 0 | 0 | 0 | 0 | 0 | 0.001 | 0.0017154158380977464 | 0.00402681442361033 | OPTIMIZED | INSTALLED | li_ion |  | node_1367385_258_15296711_6 | AN | 8100802
storage_load_220345284 |  | 0 | 0 | 0 | 0 | 0 | 0 | 0 | 0 | 0 | 0.92 | 0 | False | 0 | 0 | 0 | 0 | 0 | 0 | 0 | 0 | 0 | 0 | 0 | 0 | 0 | 0.009588602662161234 | 0 | 0 | 0 | 0 | 0 | 0 | 0.001 | 0.0013615758560225344 | 0.0031962008873870776 | OPTIMIZED | INSTALLED | li_ion |  | node_1367376_062_15296361_48 | AN | 8100802
storage_load_220345286 |  | 0 | 0 | 0 | 0 | 0 | 0 | 0 | 0 | 0 | 0.92 | 0 | False | 0 | 0 | 0 | 0 | 0 | 0 | 0 | 0 | 0 | 0 | 0 | 0 | 0 | 0.00900052827851517 | 0 | 0 | 0 | 0 | 0 | 0 | 0.001 | 0.0012780696627063652 | 0.00300017609283839 | OPTIMIZED | INSTALLED | li_ion |  | node_1366394_819_15296032_997 | AN | 8100802
storage_load_220345288 |  | 0 | 0 | 0 | 0 | 0 | 0 | 0 | 0 | 0 | 0.92 | 0 | False | 0 | 0 | 0 | 0 | 0 | 0 | 0 | 0 | 0 | 0 | 0 | 0 | 0 | 0.00251509778768401 | 0 | 0 | 0 | 0 | 0 | 0 | 0.001 | 0.00035714259378562865 | 0.0008383659292280033 | OPTIMIZED | INSTALLED | li_ion |  | node_1365084_63_15295934_043 | AN | 8100802
storage_load_220345289 |  | 0 | 0 | 0 | 0 | 0 | 0 | 0 | 0 | 0 | 0.92 | 0 | False | 0 | 0 | 0 | 0 | 0 | 0 | 0 | 0 | 0 | 0 | 0 | 0 | 0 | 0.00251509778768401 | 0 | 0 | 0 | 0 | 0 | 0 | 0.001 | 0.00035714259378562865 | 0.0008383659292280033 | OPTIMIZED | INSTALLED | li_ion |  | node_1365066_393_15295923_411 | BN | 8100802
storage_load_220345290 |  | 0 | 0 | 0 | 0 | 0 | 0 | 0 | 0 | 0 | 0.92 | 0 | False | 0 | 0 | 0 | 0 | 0 | 0 | 0 | 0 | 0 | 0 | 0 | 0 | 0 | 0.00251509778768401 | 0 | 0 | 0 | 0 | 0 | 0 | 0.001 | 0.00035714259378562865 | 0.0008383659292280033 | OPTIMIZED | INSTALLED | li_ion |  | node_1365104_26_15295937_994 | CN | 8100802
storage_load_220345301 |  | 0 | 0 | 0 | 0 | 0 | 0 | 0 | 0 | 0 | 0.92 | 0 | False | 0 | 0 | 0 | 0 | 0 | 0 | 0 | 0 | 0 | 0 | 0 | 0 | 0 | 0.08597846836154135 | 0 | 0 | 0 | 0 | 0 | 0 | 0.001 | 0.012208891193880415 | 0.02865948945384712 | OPTIMIZED | INSTALLED | li_ion |  | node_1362500_228_15295632_959 | AN | 8100802
storage_load_220345895 |  | 0 | 0 | 0 | 0 | 0 | 0 | 0 | 0 | 0 | 0.92 | 0 | False | 0 | 0 | 0 | 0 | 0 | 0 | 0 | 0 | 0 | 0 | 0 | 0 | 0 | 0.038932517669856316 | 0 | 0 | 0 | 0 | 0 | 0 | 0.001 | 0.005528394344230976 | 0.012977505889952105 | OPTIMIZED | INSTALLED | li_ion |  | node_1363736_605_15296547_343 | AN | 8100802
storage_load_220345903 |  | 0 | 0 | 0 | 0 | 0 | 0 | 0 | 0 | 0 | 0.92 | 0 | False | 0 | 0 | 0 | 0 | 0 | 0 | 0 | 0 | 0 | 0 | 0 | 0 | 0 | 0.005815955980635217 | 0 | 0 | 0 | 0 | 0 | 0 | 0.001 | 0.000825862426796056 | 0.0019386519935450724 | OPTIMIZED | INSTALLED | li_ion |  | node_1362341_368_15295898_306 | AN | 8100802
storage_load_220345904 |  | 0 | 0 | 0 | 0 | 0 | 0 | 0 | 0 | 0 | 0.92 | 0 | False | 0 | 0 | 0 | 0 | 0 | 0 | 0 | 0 | 0 | 0 | 0 | 0 | 0 | 0.005815955980635217 | 0 | 0 | 0 | 0 | 0 | 0 | 0.001 | 0.000825862426796056 | 0.0019386519935450724 | OPTIMIZED | INSTALLED | li_ion |  | node_1362323_346_15295887_024 | AN | 8100802
storage_load_220345909 |  | 0 | 0 | 0 | 0 | 0 | 0 | 0 | 0 | 0 | 0.92 | 0 | False | 0 | 0 | 0 | 0 | 0 | 0 | 0 | 0 | 0 | 0 | 0 | 0 | 0 | 0.05218910970797943 | 0 | 0 | 0 | 0 | 0 | 0 | 0.001 | 0.007410822568961061 | 0.01739636990265981 | OPTIMIZED | INSTALLED | li_ion |  | node_1363698_519_15295978_553 | AN | 8100802
storage_load_220345934 |  | 0 | 0 | 0 | 0 | 0 | 0 | 0 | 0 | 0 | 0.92 | 0 | False | 0 | 0 | 0 | 0 | 0 | 0 | 0 | 0 | 0 | 0 | 0 | 0 | 0 | 0.08697520460500927 | 0 | 0 | 0 | 0 | 0 | 0 | 0.001 | 0.012350427279000892 | 0.028991734868336422 | OPTIMIZED | INSTALLED | li_ion |  | node_1362727_571_15294392_843 | AN | 8100802
storage_load_220345935 |  | 0 | 0 | 0 | 0 | 0 | 0 | 0 | 0 | 0 | 0.92 | 0 | False | 0 | 0 | 0 | 0 | 0 | 0 | 0 | 0 | 0 | 0 | 0 | 0 | 0 | 0.06578459206888164 | 0 | 0 | 0 | 0 | 0 | 0 | 0.001 | 0.009341372850364205 | 0.02192819735629388 | OPTIMIZED | INSTALLED | li_ion |  | node_1362357_859_15294368_384 | AN | 8100802
storage_load_220345936 |  | 0 | 0 | 0 | 0 | 0 | 0 | 0 | 0 | 0 | 0.92 | 0 | False | 0 | 0 | 0 | 0 | 0 | 0 | 0 | 0 | 0 | 0 | 0 | 0 | 0 | 0.09107179056566235 | 0 | 0 | 0 | 0 | 0 | 0 | 0.001 | 0.012932140085863414 | 0.03035726352188745 | OPTIMIZED | INSTALLED | li_ion |  | node_1363320_206_15294538_77 | AN | 8100802
storage_load_220345938 |  | 0 | 0 | 0 | 0 | 0 | 0 | 0 | 0 | 0 | 0.92 | 0 | False | 0 | 0 | 0 | 0 | 0 | 0 | 0 | 0 | 0 | 0 | 0 | 0 | 0 | 0.04502257611744521 | 0 | 0 | 0 | 0 | 0 | 0 | 0.001 | 0.006393178859882488 | 0.015007525372481735 | OPTIMIZED | INSTALLED | li_ion |  | node_1363356_254_15294830_324 | AN | 8100802
storage_load_220345939 |  | 0 | 0 | 0 | 0 | 0 | 0 | 0 | 0 | 0 | 0.92 | 0 | False | 0 | 0 | 0 | 0 | 0 | 0 | 0 | 0 | 0 | 0 | 0 | 0 | 0 | 0.07913089036891688 | 0 | 0 | 0 | 0 | 0 | 0 | 0.001 | 0.011236539456576202 | 0.026376963456305625 | OPTIMIZED | INSTALLED | li_ion |  | node_1363373_149_15295159_819 | AN | 8100802
storage_load_220345941 |  | 0 | 0 | 0 | 0 | 0 | 0 | 0 | 0 | 0 | 0.92 | 0 | False | 0 | 0 | 0 | 0 | 0 | 0 | 0 | 0 | 0 | 0 | 0 | 0 | 0 | 0.04777356814941661 | 0 | 0 | 0 | 0 | 0 | 0 | 0.001 | 0.006783818251776143 | 0.015924522716472204 | OPTIMIZED | INSTALLED | li_ion |  | node_1362845_369_15294640_883 | AN | 8100802
storage_load_220345942 |  | 0 | 0 | 0 | 0 | 0 | 0 | 0 | 0 | 0 | 0.92 | 0 | False | 0 | 0 | 0 | 0 | 0 | 0 | 0 | 0 | 0 | 0 | 0 | 0 | 0 | 0.051192373464511526 | 0 | 0 | 0 | 0 | 0 | 0 | 0.001 | 0.007269286483840583 | 0.017064124488170507 | OPTIMIZED | INSTALLED | li_ion |  | node_1362460_174_15294611_123 | AN | 8100802
storage_load_220345943 |  | 0 | 0 | 0 | 0 | 0 | 0 | 0 | 0 | 0 | 0.92 | 0 | False | 0 | 0 | 0 | 0 | 0 | 0 | 0 | 0 | 0 | 0 | 0 | 0 | 0 | 0.07070846911161309 | 0 | 0 | 0 | 0 | 0 | 0 | 0.001 | 0.010040560714010676 | 0.02356948970387103 | OPTIMIZED | INSTALLED | li_ion |  | node_1362698_04_15294900_189 | AN | 8100802
storage_load_220345944 |  | 0 | 0 | 0 | 0 | 0 | 0 | 0 | 0 | 0 | 0.92 | 0 | False | 0 | 0 | 0 | 0 | 0 | 0 | 0 | 0 | 0 | 0 | 0 | 0 | 0 | 0.0779248395143207 | 0 | 0 | 0 | 0 | 0 | 0 | 0.001 | 0.011065280788965905 | 0.02597494650477357 | OPTIMIZED | INSTALLED | li_ion |  | node_1362446_693_15294881_158 | AN | 8100802
storage_load_220345945 |  | 0 | 0 | 0 | 0 | 0 | 0 | 0 | 0 | 0 | 0.92 | 0 | False | 0 | 0 | 0 | 0 | 0 | 0 | 0 | 0 | 0 | 0 | 0 | 0 | 0 | 0.09763031504768116 | 0 | 0 | 0 | 0 | 0 | 0 | 0.001 | 0.01386344659382319 | 0.03254343834922705 | OPTIMIZED | INSTALLED | li_ion |  | node_1362475_269_15295126_202 | AN | 8100802
storage_load_220345946 |  | 0 | 0 | 0 | 0 | 0 | 0 | 0 | 0 | 0 | 0.92 | 0 | False | 0 | 0 | 0 | 0 | 0 | 0 | 0 | 0 | 0 | 0 | 0 | 0 | 0 | 0.07565228087921388 | 0 | 0 | 0 | 0 | 0 | 0 | 0.001 | 0.01074257912400781 | 0.02521742695973796 | OPTIMIZED | INSTALLED | li_ion |  | node_1362524_001_15295337_808 | AN | 8100802
storage_load_220345947 |  | 0 | 0 | 0 | 0 | 0 | 0 | 0 | 0 | 0 | 0.92 | 0 | False | 0 | 0 | 0 | 0 | 0 | 0 | 0 | 0 | 0 | 0 | 0 | 0 | 0 | 0.07207399776516411 | 0 | 0 | 0 | 0 | 0 | 0 | 0.001 | 0.010234464675330207 | 0.02402466592172137 | OPTIMIZED | INSTALLED | li_ion |  | node_1362238_201_15295327_758 | AN | 8100802
storage_load_220345955 |  | 0 | 0 | 0 | 0 | 0 | 0 | 0 | 0 | 0 | 0.92 | 0 | False | 0 | 0 | 0 | 0 | 0 | 0 | 0 | 0 | 0 | 0 | 0 | 0 | 0 | 0.04365704746389418 | 0 | 0 | 0 | 0 | 0 | 0 | 0.001 | 0.006199274898562958 | 0.014552349154631394 | OPTIMIZED | INSTALLED | li_ion |  | node_1363834_115_15295060_555 | AN | 8100802
storage_load_220475047 |  | 0 | 0 | 0 | 0 | 0 | 0 | 0 | 0 | 0 | 0.92 | 0 | False | 0 | 0 | 0 | 0 | 0 | 0 | 0 | 0 | 0 | 0 | 0 | 0 | 0 | 0.012548909305260907 | 0 | 0 | 0 | 0 | 0 | 0 | 0.001 | 0.0017819378304060084 | 0.004182969768420302 | OPTIMIZED | INSTALLED | li_ion |  | node_1363347_562_15295442_545 | AN | 8100802
storage_load_220490892 |  | 0 | 0 | 0 | 0 | 0 | 0 | 0 | 0 | 0 | 0.92 | 0 | False | 0 | 0 | 0 | 0 | 0 | 0 | 0 | 0 | 0 | 0 | 0 | 0 | 0 | 0.13730041753770372 | 0 | 0 | 0 | 0 | 0 | 0 | 0.001 | 0.0194965776133562 | 0.04576680584590124 | OPTIMIZED | INSTALLED | li_ion |  | node_1363519_038_15298195_985 | AN | 8100802
storage_load_220532803 |  | 0 | 0 | 0 | 0 | 0 | 0 | 0 | 0 | 0 | 0.92 | 0 | False | 0 | 0 | 0 | 0 | 0 | 0 | 0 | 0 | 0 | 0 | 0 | 0 | 0 | 0.018250240617897318 | 0 | 0 | 0 | 0 | 0 | 0 | 0.001 | 0.002591523462055841 | 0.0060834135392991056 | OPTIMIZED | INSTALLED | li_ion |  | node_1364188_048_15295635_217 | AN | 8100802
storage_load_220542265 |  | 0 | 0 | 0 | 0 | 0 | 0 | 0 | 0 | 0 | 0.92 | 0 | False | 0 | 0 | 0 | 0 | 0 | 0 | 0 | 0 | 0 | 0 | 0 | 0 | 0 | 0.06266480762682711 | 0 | 0 | 0 | 0 | 0 | 0 | 0.001 | 0.008898365582271497 | 0.020888269208942368 | OPTIMIZED | INSTALLED | li_ion |  | node_1363129_304_15296759_061 | AN | 8100802
storage_load_220557547 |  | 0 | 0 | 0 | 0 | 0 | 0 | 0 | 0 | 0 | 0.92 | 0 | False | 0 | 0 | 0 | 0 | 0 | 0 | 0 | 0 | 0 | 0 | 0 | 0 | 0 | 0.14715813898560132 | 0 | 0 | 0 | 0 | 0 | 0 | 0.001 | 0.02089636815237251 | 0.049052712995200434 | OPTIMIZED | INSTALLED | li_ion |  | node_1362895_385_15295344_087 | AN | 8100802
storage_load_220601520 |  | 0 | 0 | 0 | 0 | 0 | 0 | 0 | 0 | 0 | 0.92 | 0 | False | 0 | 0 | 0 | 0 | 0 | 0 | 0 | 0 | 0 | 0 | 0 | 0 | 0 | 0.1892204084599468 | 0 | 0 | 0 | 0 | 0 | 0 | 0.001 | 0.026869185499323486 | 0.06307346948664894 | OPTIMIZED | INSTALLED | li_ion |  | node_1363373_245_15297184_1 | AN | 8100802
storage_load_220648688 |  | 0 | 0 | 0 | 0 | 0 | 0 | 0 | 0 | 0 | 0.92 | 0 | False | 0 | 0 | 0 | 0 | 0 | 0 | 0 | 0 | 0 | 0 | 0 | 0 | 0 | 0.05560791502307435 | 0 | 0 | 0 | 0 | 0 | 0 | 0.001 | 0.0078962908010255 | 0.018535971674358116 | OPTIMIZED | INSTALLED | li_ion |  | node_1364050_813_15295231_871 | AN | 8100802

## Switch
Name | GroupId | OperatingMode | PhaseAState | PhaseBState | PhaseCState | CurrentInAReal | CurrentInAImag | CurrentInA | CurrentInBReal | CurrentInBImag | CurrentInB | CurrentInCReal | CurrentInCImag | CurrentInC | CurrentOutAReal | CurrentOutAImag | CurrentOutA | CurrentOutBReal | CurrentOutBImag | CurrentOutB | CurrentOutCReal | CurrentOutCImag | CurrentOutC | ActivePowerInA | ReactivePowerInA | PowerInA | ActivePowerInB | ReactivePowerInB | PowerInB | ActivePowerInC | ReactivePowerInC | PowerInC | ActivePowerOutA | ReactivePowerOutA | PowerOutA | ActivePowerOutB | ReactivePowerOutB | PowerOutB | ActivePowerOutC | ReactivePowerOutC | PowerOutC | Status | From | To | Length | Phases | Feeder | Comments
switch_735T702-220601522 |  | INDIVIDUAL | CLOSED | CLOSED | CLOSED | 0 | 0 | 0+0j | 0 | 0 | 0+0j | 0 | 0 | 0+0j | 0 | 0 | 0+0j | 0 | 0 | 0+0j | 0 | 0 | 0+0j | 0 | 0 | 0+0j | 0 | 0 | 0+0j | 0 | 0 | 0+0j | 0 | 0 | 0+0j | 0 | 0 | 0+0j | 0 | 0 | 0+0j | OPEN | node_intto1_1362930_765_15297135_303 | node_1362930_765_15297135_303 | 0 | ABCD | 8100802
switch_220416750 |  | INDIVIDUAL | CLOSED | CLOSED | CLOSED | 0 | 0 | 0+0j | 0 | 0 | 0+0j | 0 | 0 | 0+0j | 0 | 0 | 0+0j | 0 | 0 | 0+0j | 0 | 0 | 0+0j | 0 | 0 | 0+0j | 0 | 0 | 0+0j | 0 | 0 | 0+0j | 0 | 0 | 0+0j | 0 | 0 | 0+0j | 0 | 0 | 0+0j | OPEN | node_intto1_8100802_200853421 | node_8100802_200853421 | 0 | ABCD | 8100802

## TransformerConfiguration
Name | ConnectType | NoLoadLoss | PowerRating | ReactanceResistanceRatio | FullLoadLoss | PowerARating | PowerBRating | PowerCRating | ShuntResistance | ShuntReactance | ShuntImpedance | Impedance | PrimaryVoltage | SecondaryVoltage | CoreCoilWeight | InstalledInsulationLife | InstallType | CoolantType | CoolingType | Feeder | Comments

## UndergroundLineConductor
Name | OuterDiameter | ConductorGMR | ConductorDiameter | ConductorResistance | NeutralGMR | NeutralDiameter | NeutralResistance | NeutralStrands | InsulationRelativePermittivity | ShieldGMR | ShieldResitance | RatingSummerContinuous | RatingSummerEmergency | RatingWinterContinuous | RatingWinterEmergency | Feeder | Comments
und_cond_3P_DELTACUST | 0 | 0 | 0 | 0 | 0 | 0 | 0 | 0 | 0 | 0 | 0 | 685 | 685 | 685 | 685 | 8100802
und_cond_TAPWIRE_UG | 0 | 0 | 0 | 0 | 0 | 0 | 0 | 0 | 0 | 0 | 0 | 99999999 | 99999999 | 99999999 | 99999999 | 8100802

## UndergroundLineConfiguration
Name | ConductorA | ConductorB | ConductorC | ConductorN | LineSpacing | Capacitance11 | Capacitance12 | Capacitance13 | Capacitance21 | Capacitance22 | Capacitance23 | Capacitance31 | Capacitance32 | Capacitance33 | Impedance11 | Impedance12 | Impedance13 | Impedance21 | Impedance22 | Impedance23 | Impedance31 | Impedance32 | Impedance33 | Feeder | Comments
und_3P_DELTACUST | und_cond_3P_DELTACUST | und_cond_3P_DELTACUST | und_cond_3P_DELTACUST |  |  | 324.124 | 0 | 0 | 0 | 324.124 | 0 | 0 | 0 | 324.124 | 0.179+0.233j | 0.061+-0.024j | 0.061+-0.024j | 0.061+-0.024j | 0.179+0.233j | 0.061+-0.024j | 0.061+-0.024j | 0.061+-0.024j | 0.179+0.233j | 8100802
und_TAPWIRE_UG | und_cond_TAPWIRE_UG | und_cond_TAPWIRE_UG | und_cond_TAPWIRE_UG |  |  | 0 | 0 | 0 | 0 | 0 | 0 | 0 | 0 | 0 | 0.001+0.001j | 0+0j | 0+0j | 0+0j | 0.001+0.001j | 0+0j | 0+0j | 0+0j | 0.001+0.001j | 8100802

## Regulator
Name | GroupId | Configuration | SenseNode | Status | From | To | Length | Phases | Feeder | Comments

## Transformer
Name | GroupId | Configuration | AgingConstant | AgingGranularity | Climate | UseThermalModel | Status | From | To | Length | Phases | Feeder | Comments

## OverheadLine
Name | GroupId | Configuration | Length | Status | From | To | Phases | Feeder | Comments
oh_line_8100802_200848670 |  | bal_1P_1/0AA | 211.20000000000002 | OPEN | node_8100802_310056797 | node_8100802_200848670 | AD | 8100802
oh_line_8100802_200848688 |  | bal_3P_1/0AC | 52.800000000000004 | OPEN | node_8100802_200851381 | node_8100802_200848688 | ABCD | 8100802
oh_line_8100802_200849189 |  | bal_3P_477AL | 158.4 | OPEN | node_8100802_200849199 | node_8100802_200849189 | ABCD | 8100802
oh_line_8100802_200849190 |  | bal_3P_477AL | 105.60000000000001 | OPEN | node_8100802_200849192 | node_8100802_200849190 | ABCD | 8100802
oh_line_8100802_200849192 |  | bal_3P_477AL | 105.60000000000001 | OPEN | node_8100802_200849194 | node_8100802_200849192 | ABCD | 8100802
oh_line_8100802_200849194 |  | bal_3P_477AL | 158.4 | OPEN | node_8100802_200849195 | node_8100802_200849194 | ABCD | 8100802
oh_line_8100802_200849195 |  | bal_3P_477AL | 158.4 | OPEN | node_8100802_200849196 | node_8100802_200849195 | ABCD | 8100802
oh_line_8100802_200849196 |  | bal_3P_477AL | 105.60000000000001 | OPEN | node_8100802_200849197 | node_8100802_200849196 | ABCD | 8100802
oh_line_8100802_200849197 |  | bal_3P_477AL | 105.60000000000001 | OPEN | node_8100802_200849198 | node_8100802_200849197 | ABCD | 8100802
oh_line_8100802_200849198 |  | bal_3P_477AL | 52.800000000000004 | OPEN | node_8100802_200852932 | node_8100802_200849198 | ABCD | 8100802
oh_line_8100802_200849199 |  | bal_3P_477AL | 105.60000000000001 | OPEN | node_8100802_200849200 | node_8100802_200849199 | ABCD | 8100802
oh_line_8100802_200849200 |  | bal_3P_477AL | 105.60000000000001 | OPEN | node_8100802_200849201 | node_8100802_200849200 | ABCD | 8100802
oh_line_8100802_200849201 |  | bal_3P_477AL | 105.60000000000001 | OPEN | node_8100802_200940815 | node_8100802_200849201 | ABCD | 8100802
oh_line_8100802_200849203 |  | bal_3P_477AL | 158.4 | OPEN | node_8100802_200849204 | node_8100802_200849203 | ABCD | 8100802
oh_line_8100802_200849204 |  | bal_3P_477AL | 105.60000000000001 | OPEN | node_8100802_200849205 | node_8100802_200849204 | ABCD | 8100802
oh_line_8100802_200849205 |  | bal_3P_477AL | 105.60000000000001 | OPEN | node_8100802_200849206 | node_8100802_200849205 | ABCD | 8100802
oh_line_8100802_200849206 |  | bal_3P_477AL | 105.60000000000001 | OPEN | node_8100802_200849190 | node_8100802_200849206 | ABCD | 8100802
oh_line_8100802_200850044 |  | bal_1P_1/0AC | 52.800000000000004 | OPEN | node_8100802_200852932 | node_8100802_200850044 | AD | 8100802
oh_line_8100802_200850045 |  | bal_1P_1/0AC | 158.4 | OPEN | node_8100802_200850044 | node_8100802_200850045 | AD | 8100802
oh_line_8100802_200850459 |  | bal_1P_1/0AA | 158.4 | OPEN | node_8100802_200994966 | node_8100802_200850459 | AD | 8100802
oh_line_8100802_200850718 |  | bal_3P_1/0AC | 264 | OPEN | node_8100802_200851359 | node_8100802_200850718 | ABCD | 8100802
oh_line_8100802_200850720 |  | bal_3P_1/0AC | 264 | OPEN | node_8100802_200850718 | node_8100802_200850720 | ABCD | 8100802
oh_line_8100802_200850721 |  | bal_3P_1/0AC | 264 | OPEN | node_8100802_200850720 | node_8100802_200850721 | ABCD | 8100802
oh_line_8100802_200850722 |  | bal_1P_1/0AC | 158.4 | OPEN | node_8100802_200850721 | node_8100802_200850722 | AD | 8100802
oh_line_8100802_200850723 |  | bal_3P_1/0AC | 105.60000000000001 | OPEN | node_8100802_200850721 | node_8100802_200850723 | ABCD | 8100802
oh_line_8100802_200850724 |  | bal_3P_1/0AC | 158.4 | OPEN | node_8100802_200850723 | node_8100802_200850724 | ABCD | 8100802
oh_line_8100802_200851205-1 |  | bal_3P_477AL | 105.60000000000001 | OPEN | node_8100802_201017079 | node_8100802_200851205 | ABCD | 8100802
oh_line_8100802_200851205-2 |  | bal_3P_477AL | 105.60000000000001 | OPEN | node_8100802_200851205 | node_intto1_1362930_765_15297135_303 | ABCD | 8100802
oh_line_8100802_200851206 |  | bal_3P_1/0AC | 105.60000000000001 | OPEN | node_8100802_200851205 | node_8100802_200851206 | ABCD | 8100802
oh_line_8100802_200851208 |  | bal_3P_477AL | 158.4 | OPEN | node_8100802_201017081 | node_8100802_200851208 | ABCD | 8100802
oh_line_8100802_200851210 |  | bal_3P_1/0AC | 158.4 | OPEN | node_8100802_201017081 | node_8100802_200851210 | ABCD | 8100802
oh_line_8100802_200851211 |  | bal_3P_1/0AC | 52.800000000000004 | OPEN | node_8100802_200851210 | node_8100802_200851211 | ABCD | 8100802
oh_line_8100802_200851212 |  | bal_3P_1/0AC | 158.4 | OPEN | node_8100802_200851211 | node_8100802_200851212 | ABCD | 8100802
oh_line_8100802_200851213 |  | bal_3P_477AL | 158.4 | OPEN | node_8100802_201017080 | node_8100802_200851213 | ABCD | 8100802
oh_line_8100802_200851215 |  | bal_3P_477AL | 52.800000000000004 | OPEN | node_8100802_201017080 | node_8100802_200851215 | ABCD | 8100802
oh_line_8100802_200851312 |  | bal_1P_1/0AC | 264 | OPEN | node_8100802_200851313 | node_8100802_200851312 | AD | 8100802
oh_line_8100802_200851313 |  | bal_1P_2/0CU | 105.60000000000001 | OPEN | node_8100802_200851316 | node_8100802_200851313 | AD | 8100802
oh_line_8100802_200851316 |  | bal_1P_2/0CU | 105.60000000000001 | OPEN | node_8100802_200851318 | node_8100802_200851316 | AD | 8100802
oh_line_8100802_200851318 |  | bal_1P_2/0CU | 211.20000000000002 | OPEN | node_8100802_200851319 | node_8100802_200851318 | AD | 8100802
oh_line_8100802_200851319 |  | bal_1P_2/0CU | 105.60000000000001 | OPEN | node_8100802_200851321 | node_8100802_200851319 | AD | 8100802
oh_line_8100802_200851321 |  | bal_1P_2/0CU | 105.60000000000001 | OPEN | node_8100802_200851323 | node_8100802_200851321 | AD | 8100802
oh_line_8100802_200851323 |  | bal_1P_2/0CU | 211.20000000000002 | OPEN | node_8100802_200851324 | node_8100802_200851323 | AD | 8100802
oh_line_8100802_200851324 |  | bal_1P_2/0CU | 105.60000000000001 | OPEN | node_8100802_200851326 | node_8100802_200851324 | AD | 8100802
oh_line_8100802_200851326 |  | bal_1P_6CU | 211.20000000000002 | OPEN | node_8100802_200851329 | node_8100802_200851326 | AD | 8100802
oh_line_8100802_200851329 |  | bal_1P_6CU | 105.60000000000001 | OPEN | node_8100802_200851331 | node_8100802_200851329 | AD | 8100802
oh_line_8100802_200851331 |  | bal_1P_6CU | 105.60000000000001 | OPEN | node_8100802_200851333 | node_8100802_200851331 | AD | 8100802
oh_line_8100802_200851333 |  | bal_1P_6CU | 105.60000000000001 | OPEN | node_8100802_200851336 | node_8100802_200851333 | AD | 8100802
oh_line_8100802_200851336 |  | bal_1P_6CU | 211.20000000000002 | OPEN | node_8100802_200851339 | node_8100802_200851336 | AD | 8100802
oh_line_8100802_200851339 |  | bal_1P_6CU | 158.4 | OPEN | node_8100802_200851342 | node_8100802_200851339 | AD | 8100802
oh_line_8100802_200851340 |  | bal_1P_1/0AA | 105.60000000000001 | OPEN | node_8100802_200851339 | node_8100802_200851340 | AD | 8100802
oh_line_8100802_200851341 |  | bal_1P_1/0AA | 211.20000000000002 | OPEN | node_8100802_200851340 | node_8100802_200851341 | AD | 8100802
oh_line_8100802_200851342 |  | bal_1P_6CU | 158.4 | OPEN | node_8100802_200851343 | node_8100802_200851342 | AD | 8100802
oh_line_8100802_200851343 |  | bal_1P_6CU | 211.20000000000002 | OPEN | node_8100802_200851344 | node_8100802_200851343 | AD | 8100802
oh_line_8100802_200851344 |  | bal_1P_6CU | 211.20000000000002 | OPEN | node_8100802_201056320 | node_8100802_200851344 | AD | 8100802
oh_line_8100802_200851347 |  | bal_1P_6CU | 52.800000000000004 | OPEN | node_8100802_200851348 | node_intto1_8100802_200851347 | AD | 8100802
oh_line_8100802_200851348 |  | bal_3P_4CU | 105.60000000000001 | OPEN | node_8100802_200851350 | node_8100802_200851348 | ABCD | 8100802
oh_line_8100802_200851350 |  | bal_3P_4CU | 211.20000000000002 | OPEN | node_8100802_200851351 | node_8100802_200851350 | ABCD | 8100802
oh_line_8100802_200851351 |  | bal_3P_1/0AC | 105.60000000000001 | OPEN | node_8100802_200851353 | node_8100802_200851351 | ABCD | 8100802
oh_line_8100802_200851353 |  | bal_3P_1/0AC | 264 | OPEN | node_8100802_200851356 | node_8100802_200851353 | ABCD | 8100802
oh_line_8100802_200851356 |  | bal_3P_1/0AC | 264 | OPEN | node_8100802_200851357 | node_8100802_200851356 | ABCD | 8100802
oh_line_8100802_200851357 |  | bal_3P_1/0AC | 264 | OPEN | node_8100802_200851358 | node_8100802_200851357 | ABCD | 8100802
oh_line_8100802_200851358 |  | bal_3P_1/0AC | 316.8 | OPEN | node_8100802_200851359 | node_8100802_200851358 | ABCD | 8100802
oh_line_8100802_200851359 |  | bal_3P_1/0AC | 52.800000000000004 | OPEN | node_8100802_200851360 | node_8100802_200851359 | ABCD | 8100802
oh_line_8100802_200851360 |  | bal_3P_1/0AC | 158.4 | OPEN | node_8100802_200851361 | node_8100802_200851360 | ABCD | 8100802
oh_line_8100802_200851361 |  | bal_3P_6CU | 158.4 | OPEN | node_8100802_200851364 | node_8100802_200851361 | ABCD | 8100802
oh_line_8100802_200851364 |  | bal_3P_6CU | 211.20000000000002 | OPEN | node_8100802_200851366 | node_8100802_200851364 | ABCD | 8100802
oh_line_8100802_200851366 |  | bal_3P_1/0AC | 105.60000000000001 | OPEN | node_8100802_200851369 | node_8100802_200851366 | ABCD | 8100802
oh_line_8100802_200851369 |  | bal_3P_1/0AC | 105.60000000000001 | OPEN | node_8100802_200851370 | node_8100802_200851369 | ABCD | 8100802
oh_line_8100802_200851370 |  | bal_3P_1/0AC | 264 | OPEN | node_8100802_310056813 | node_8100802_200851370 | ABCD | 8100802
oh_line_8100802_200851371 |  | bal_3P_1/0AC | 211.20000000000002 | OPEN | node_8100802_200851372 | node_8100802_200851371 | ABCD | 8100802
oh_line_8100802_200851372 |  | bal_3P_1/0AC | 264 | OPEN | node_8100802_200851374 | node_intto1_8100802_200851372 | ABCD | 8100802
oh_line_8100802_200851374 |  | bal_3P_4CU | 52.800000000000004 | OPEN | node_8100802_200851375 | node_8100802_200851374 | ABCD | 8100802
oh_line_8100802_200851375 |  | bal_3P_4CU | 158.4 | OPEN | node_8100802_200851376 | node_8100802_200851375 | ABCD | 8100802
oh_line_8100802_200851376 |  | bal_3P_4CU | 158.4 | OPEN | node_8100802_200979036 | node_8100802_200851376 | ABCD | 8100802
oh_line_8100802_200851378 |  | bal_3P_477AL | 52.800000000000004 | OPEN | node_8100802_200853418 | node_8100802_200851378 | ABCD | 8100802
oh_line_8100802_200851379 |  | bal_3P_2/0CU | 211.20000000000002 | OPEN | node_8100802_200851378 | node_8100802_200851379 | ABCD | 8100802
oh_line_8100802_200851380 |  | bal_3P_2/0CU | 105.60000000000001 | OPEN | node_8100802_200851379 | node_8100802_200851380 | ABCD | 8100802
oh_line_8100802_200851381 |  | bal_3P_2/0CU | 105.60000000000001 | OPEN | node_8100802_200851380 | node_8100802_200851381 | ABCD | 8100802
oh_line_8100802_200851382 |  | bal_3P_2/0CU | 105.60000000000001 | OPEN | node_8100802_200851381 | node_8100802_200851382 | ABCD | 8100802
oh_line_8100802_200851383 |  | bal_3P_2/0CU | 105.60000000000001 | OPEN | node_8100802_200851382 | node_8100802_200851383 | ABCD | 8100802
oh_line_8100802_200851385 |  | bal_3P_2/0CU | 105.60000000000001 | OPEN | node_8100802_200960100 | node_8100802_200851385 | ABCD | 8100802
oh_line_8100802_200851386-1 |  | bal_3P_2/0CU | 105.60000000000001 | OPEN | node_8100802_200851385 | node_1362408_087_15295592_043 | ABCD | 8100802
oh_line_8100802_200851386-2 |  | bal_3P_2/0CU | 0 | OPEN | node_1362408_087_15295592_043 | node_8100802_200851386 | ABCD | 8100802
oh_line_8100802_200851387 |  | bal_3P_2/0CU | 52.800000000000004 | OPEN | node_8100802_200851386 | node_intto1_8100802_200851387 | ABCD | 8100802
oh_line_8100802_200852932 |  | bal_3P_477AL | 211.20000000000002 | OPEN | node_8100802_310054316 | node_8100802_200852932 | ABCD | 8100802
oh_line_8100802_200853161 |  | bal_1P_1/0AC | 0 | OPEN | node_8100802_200853428 | node_8100802_200853161 | AD | 8100802
oh_line_8100802_200853162 |  | bal_1P_1/0AC | 105.60000000000001 | OPEN | node_8100802_200853161 | node_8100802_200853162 | AD | 8100802
oh_line_8100802_200853167 |  | bal_1P_1/0AA | 105.60000000000001 | OPEN | node_8100802_200853420 | node_8100802_200853167 | AD | 8100802
oh_line_8100802_200853182 |  | bal_3P_1/0AC | 158.4 | OPEN | node_8100802_200853420 | node_8100802_200853182 | ABCD | 8100802
oh_line_8100802_200853183 |  | bal_3P_1/0AC | 158.4 | OPEN | node_8100802_200853182 | node_8100802_200853183 | ABCD | 8100802
oh_line_8100802_200853186 |  | bal_3P_1/0AC | 105.60000000000001 | OPEN | node_8100802_200853183 | node_8100802_200853186 | ABCD | 8100802
oh_line_8100802_200853187 |  | bal_3P_1/0AC | 158.4 | OPEN | node_8100802_200853186 | node_8100802_200853187 | ABCD | 8100802
oh_line_8100802_200853192 |  | bal_3P_1/0AC | 211.20000000000002 | OPEN | node_8100802_200853205 | node_intto1_8100802_200853192 | ABCD | 8100802
oh_line_8100802_200853193 |  | bal_3P_477AL | 0 | OPEN | node_8100802_200853424 | node_8100802_200853193 | ABCD | 8100802
oh_line_8100802_200853194 |  | bal_3P_477AL | 105.60000000000001 | OPEN | node_8100802_200853193 | node_8100802_200853194 | ABCD | 8100802
oh_line_8100802_200853196 |  | bal_3P_477AL | 158.4 | OPEN | node_8100802_200853194 | node_8100802_200853196 | ABCD | 8100802
oh_line_8100802_200853197 |  | bal_3P_477AL | 105.60000000000001 | OPEN | node_8100802_200853196 | node_8100802_200853197 | ABCD | 8100802
oh_line_8100802_200853198 |  | bal_3P_477AL | 105.60000000000001 | OPEN | node_8100802_200853197 | node_8100802_200853198 | ABCD | 8100802
oh_line_8100802_200853199 |  | bal_3P_477AL | 105.60000000000001 | OPEN | node_8100802_200853198 | node_8100802_200853199 | ABCD | 8100802
oh_line_8100802_200853201 |  | bal_3P_477AL | 158.4 | OPEN | node_8100802_200853199 | node_8100802_200853201 | ABCD | 8100802
oh_line_8100802_200853202 |  | bal_3P_1/0AC | 105.60000000000001 | OPEN | node_8100802_200853201 | node_8100802_200853202 | ABCD | 8100802
oh_line_8100802_200853203 |  | bal_3P_1/0AC | 105.60000000000001 | OPEN | node_8100802_200853201 | node_8100802_200853203 | ABCD | 8100802
oh_line_8100802_200853204 |  | bal_3P_1/0AC | 158.4 | OPEN | node_8100802_200853203 | node_8100802_200853204 | ABCD | 8100802
oh_line_8100802_200853205 |  | bal_3P_1/0AC | 158.4 | OPEN | node_8100802_200853204 | node_8100802_200853205 | ABCD | 8100802
oh_line_8100802_200853207 |  | bal_3P_477AL | 52.800000000000004 | OPEN | node_8100802_200853424 | node_8100802_200853207 | ABCD | 8100802
oh_line_8100802_200853208 |  | bal_3P_4CU | 105.60000000000001 | OPEN | node_8100802_200853207 | node_8100802_200853208 | ABCD | 8100802
oh_line_8100802_200853209 |  | bal_3P_1/0AA | 52.800000000000004 | OPEN | node_8100802_200853208 | node_8100802_200853209 | ABCD | 8100802
oh_line_8100802_200853210 |  | bal_3P_1/0AA | 52.800000000000004 | OPEN | node_8100802_200853209 | node_8100802_200853210 | ABCD | 8100802
oh_line_8100802_200853211 |  | bal_1P_4CU | 52.800000000000004 | OPEN | node_8100802_200853209 | node_8100802_200853211 | AD | 8100802
oh_line_8100802_200853212 |  | bal_1P_4CU | 158.4 | OPEN | node_8100802_200853211 | node_8100802_200853212 | AD | 8100802
oh_line_8100802_200853248 |  | bal_1P_1/0AC | 0 | OPEN | node_8100802_200853354 | node_8100802_200853248 | AD | 8100802
oh_line_8100802_200853253 |  | bal_1P_1/0AC | 158.4 | OPEN | node_8100802_200853254 | node_8100802_200853253 | AD | 8100802
oh_line_8100802_200853254 |  | bal_1P_1/0AC | 158.4 | OPEN | node_8100802_200853255 | node_8100802_200853254 | AD | 8100802
oh_line_8100802_200853255 |  | bal_3P_4CU | 264 | OPEN | node_8100802_200853347 | node_8100802_200853255 | ABCD | 8100802
oh_line_8100802_200853256 |  | bal_3P_1/0AC | 105.60000000000001 | OPEN | node_8100802_200853255 | node_8100802_200853256 | ABCD | 8100802
oh_line_8100802_200853257 |  | bal_3P_1/0AC | 158.4 | OPEN | node_8100802_200853256 | node_8100802_200853257 | ABCD | 8100802
oh_line_8100802_200853258 |  | bal_3P_1/0AC | 105.60000000000001 | OPEN | node_8100802_200853257 | node_8100802_200853258 | ABCD | 8100802
oh_line_8100802_200853259 |  | bal_3P_1/0AC | 158.4 | OPEN | node_8100802_200853258 | node_8100802_200853259 | ABCD | 8100802
oh_line_8100802_200853261 |  | bal_3P_1/0AC | 369.6 | OPEN | node_8100802_200853259 | node_intto1_8100802_200853261 | ABCD | 8100802
oh_line_8100802_200853262 |  | bal_1P_4CU | 105.60000000000001 | OPEN | node_8100802_200853354 | node_8100802_200853262 | AD | 8100802
oh_line_8100802_200853263 |  | bal_1P_4CU | 105.60000000000001 | OPEN | node_8100802_200853262 | node_8100802_200853263 | AD | 8100802
oh_line_8100802_200853264 |  | bal_1P_4CU | 105.60000000000001 | OPEN | node_8100802_200853263 | node_8100802_200853264 | AD | 8100802
oh_line_8100802_200853265 |  | bal_1P_4CU | 105.60000000000001 | OPEN | node_8100802_200853264 | node_8100802_200853265 | AD | 8100802
oh_line_8100802_200853266 |  | bal_1P_4CU | 105.60000000000001 | OPEN | node_8100802_200853265 | node_8100802_200853266 | AD | 8100802
oh_line_8100802_200853267 |  | bal_3P_1/0AC | 158.4 | OPEN | node_8100802_200853257 | node_8100802_200853267 | ABCD | 8100802
oh_line_8100802_200853268 |  | bal_3P_1/0AA | 158.4 | OPEN | node_8100802_200853267 | node_8100802_200853268 | ABCD | 8100802
oh_line_8100802_200853269 |  | bal_3P_1/0AA | 158.4 | OPEN | node_8100802_200853268 | node_8100802_200853269 | ABCD | 8100802
oh_line_8100802_200853270 |  | bal_3P_1/0AA | 158.4 | OPEN | node_8100802_200853269 | node_8100802_200853270 | ABCD | 8100802
oh_line_8100802_200853271 |  | bal_1P_4CU | 158.4 | OPEN | node_8100802_200970786 | node_8100802_200853271 | AD | 8100802
oh_line_8100802_200853272 |  | bal_1P_2AC | 158.4 | OPEN | node_8100802_200853271 | node_8100802_200853272 | AD | 8100802
oh_line_8100802_200853273 |  | bal_1P_2AC | 105.60000000000001 | OPEN | node_8100802_200853272 | node_8100802_200853273 | AD | 8100802
oh_line_8100802_200853274 |  | bal_1P_2AC | 105.60000000000001 | OPEN | node_8100802_200853273 | node_8100802_200853274 | AD | 8100802
oh_line_8100802_200853275 |  | bal_1P_2AC | 105.60000000000001 | OPEN | node_8100802_200853274 | node_8100802_200853275 | AD | 8100802
oh_line_8100802_200853276 |  | bal_1P_2AC | 158.4 | OPEN | node_8100802_200853275 | node_8100802_200853276 | AD | 8100802
oh_line_8100802_200853277 |  | bal_1P_2AC | 105.60000000000001 | OPEN | node_8100802_200853276 | node_8100802_200853277 | AD | 8100802
oh_line_8100802_200853279 |  | bal_1P_1/0AC | 52.800000000000004 | OPEN | node_8100802_201017881 | node_8100802_200853279 | AD | 8100802
oh_line_8100802_200853280 |  | bal_1P_1/0AC | 158.4 | OPEN | node_8100802_200853279 | node_8100802_200853280 | AD | 8100802
oh_line_8100802_200853281 |  | bal_1P_1/0AC | 158.4 | OPEN | node_8100802_200853280 | node_8100802_200853281 | AD | 8100802
oh_line_8100802_200853282 |  | bal_1P_1/0AC | 105.60000000000001 | OPEN | node_8100802_200853281 | node_8100802_200853282 | AD | 8100802
oh_line_8100802_200853283 |  | bal_1P_1/0AC | 158.4 | OPEN | node_8100802_200853282 | node_8100802_200853283 | AD | 8100802
oh_line_8100802_200853287 |  | bal_1P_1/0AC | 158.4 | OPEN | node_8100802_201017888 | node_8100802_200853287 | AD | 8100802
oh_line_8100802_200853288 |  | bal_1P_1/0AC | 158.4 | OPEN | node_8100802_200853287 | node_8100802_200853288 | AD | 8100802
oh_line_8100802_200853296 |  | bal_1P_1/0AC | 52.800000000000004 | OPEN | node_8100802_200853297 | node_8100802_200853296 | AD | 8100802
oh_line_8100802_200853297 |  | bal_1P_1/0AC | 105.60000000000001 | OPEN | node_8100802_200853298 | node_8100802_200853297 | AD | 8100802
oh_line_8100802_200853298 |  | bal_1P_1/0AC | 105.60000000000001 | OPEN | node_8100802_200853299 | node_8100802_200853298 | AD | 8100802
oh_line_8100802_200853299 |  | bal_1P_1/0AC | 52.800000000000004 | OPEN | node_8100802_200853343 | node_8100802_200853299 | AD | 8100802
oh_line_8100802_200853300 |  | bal_1P_1/0AA | 0 | OPEN | node_8100802_200853358 | node_8100802_200853300 | AD | 8100802
oh_line_8100802_200853306 |  | bal_1P_1/0AA | 52.800000000000004 | OPEN | node_8100802_201017880 | node_8100802_200853306 | AD | 8100802
oh_line_8100802_200853307 |  | bal_1P_1/0AA | 211.20000000000002 | OPEN | node_8100802_200853306 | node_8100802_200853307 | AD | 8100802
oh_line_8100802_200853308 |  | bal_1P_1/0AC | 158.4 | OPEN | node_8100802_200853307 | node_8100802_200853308 | AD | 8100802
oh_line_8100802_200853309 |  | bal_1P_1/0AC | 158.4 | OPEN | node_8100802_200853308 | node_8100802_200853309 | AD | 8100802
oh_line_8100802_200853310 |  | bal_1P_1/0AC | 105.60000000000001 | OPEN | node_8100802_200853309 | node_8100802_200853310 | AD | 8100802
oh_line_8100802_200853313 |  | bal_1P_1/0AC | 105.60000000000001 | OPEN | node_8100802_201017878 | node_8100802_200853313 | AD | 8100802
oh_line_8100802_200853314 |  | bal_1P_4CU | 105.60000000000001 | OPEN | node_8100802_200853313 | node_8100802_200853314 | AD | 8100802
oh_line_8100802_200853315 |  | bal_1P_4CU | 105.60000000000001 | OPEN | node_8100802_200853314 | node_8100802_200853315 | AD | 8100802
oh_line_8100802_200853316 |  | bal_1P_1/0AC | 105.60000000000001 | OPEN | node_8100802_200853315 | node_8100802_200853316 | AD | 8100802
oh_line_8100802_200853317 |  | bal_1P_1/0AC | 158.4 | OPEN | node_8100802_200853316 | node_8100802_200853317 | AD | 8100802
oh_line_8100802_200853323 |  | bal_1P_1/0AC | 158.4 | OPEN | node_8100802_201017873 | node_8100802_200853323 | AD | 8100802
oh_line_8100802_200853327 |  | bal_1P_4CU | 105.60000000000001 | OPEN | node_8100802_201017876 | node_8100802_200853327 | AD | 8100802
oh_line_8100802_200853328 |  | bal_1P_4CU | 158.4 | OPEN | node_8100802_200853327 | node_8100802_200853328 | AD | 8100802
oh_line_8100802_200853329 |  | bal_1P_4CU | 158.4 | OPEN | node_8100802_200853328 | node_8100802_200853329 | AD | 8100802
oh_line_8100802_200853330 |  | bal_1P_1/0AA | 158.4 | OPEN | node_8100802_200853329 | node_8100802_200853330 | AD | 8100802
oh_line_8100802_200853331 |  | bal_1P_1/0AA | 158.4 | OPEN | node_8100802_200853330 | node_8100802_200853331 | AD | 8100802
oh_line_8100802_200853334 |  | bal_3P_4CU | 158.4 | OPEN | node_8100802_200979036 | node_intto1_8100802_200853334 | ABCD | 8100802
oh_line_8100802_200853335 |  | bal_3P_1/0AC | 211.20000000000002 | OPEN | node_8100802_200853349 | node_8100802_200853335 | ABCD | 8100802
oh_line_8100802_200853336 |  | bal_3P_1/0AC | 211.20000000000002 | OPEN | node_8100802_200853335 | node_8100802_200853336 | ABCD | 8100802
oh_line_8100802_200853337 |  | bal_3P_4CU | 105.60000000000001 | OPEN | node_8100802_200853334 | node_8100802_200853337 | ABCD | 8100802
oh_line_8100802_200853338 |  | bal_3P_4CU | 52.800000000000004 | OPEN | node_8100802_200853337 | node_8100802_200853338 | ABCD | 8100802
oh_line_8100802_200853339 |  | bal_3P_4CU | 52.800000000000004 | OPEN | node_8100802_200853338 | node_8100802_200853339 | ABCD | 8100802
oh_line_8100802_200853340 |  | bal_3P_1/0AC | 158.4 | OPEN | node_8100802_200853339 | node_8100802_200853340 | ABCD | 8100802
oh_line_8100802_200853341 |  | bal_3P_1/0AC | 105.60000000000001 | OPEN | node_8100802_200853340 | node_8100802_200853341 | ABCD | 8100802
oh_line_8100802_200853343 |  | bal_3P_4CU | 105.60000000000001 | OPEN | node_8100802_200853339 | node_8100802_200853343 | ABCD | 8100802
oh_line_8100802_200853344 |  | bal_3P_4CU | 105.60000000000001 | OPEN | node_8100802_200853343 | node_8100802_200853344 | ABCD | 8100802
oh_line_8100802_200853345 |  | bal_3P_4CU | 158.4 | OPEN | node_8100802_200853344 | node_8100802_200853345 | ABCD | 8100802
oh_line_8100802_200853346 |  | bal_3P_4CU | 105.60000000000001 | OPEN | node_8100802_200853345 | node_8100802_200853346 | ABCD | 8100802
oh_line_8100802_200853347 |  | bal_3P_4CU | 105.60000000000001 | OPEN | node_8100802_200853346 | node_8100802_200853347 | ABCD | 8100802
oh_line_8100802_200853348-1 |  | bal_3P_1/0AC | 0 | OPEN | node_1364183_563_15294615_758 | node_8100802_200853348 | ABCD | 8100802
oh_line_8100802_200853348-2 |  | bal_3P_1/0AC | 105.60000000000001 | OPEN | node_8100802_200853255 | node_1364183_563_15294615_758 | ABCD | 8100802
oh_line_8100802_200853349 |  | bal_3P_1/0AC | 316.8 | OPEN | node_8100802_200853348 | node_8100802_200853349 | ABCD | 8100802
oh_line_8100802_200853350 |  | bal_1P_1/0AC | 52.800000000000004 | OPEN | node_8100802_200848688 | node_8100802_200853350 | AD | 8100802
oh_line_8100802_200853354 |  | bal_1P_1/0AC | 105.60000000000001 | OPEN | node_8100802_200970786 | node_8100802_200853354 | AD | 8100802
oh_line_8100802_200853358 |  | bal_1P_1/0AC | 105.60000000000001 | OPEN | node_8100802_201017876 | node_8100802_200853358 | AD | 8100802
oh_line_8100802_200853361 |  | bal_1P_1/0AC | 105.60000000000001 | OPEN | node_8100802_201017871 | node_8100802_200853361 | AD | 8100802
oh_line_8100802_200853364 |  | bal_1P_1/0AC | 105.60000000000001 | OPEN | node_8100802_201017878 | node_8100802_200853364 | AD | 8100802
oh_line_8100802_200853418 |  | bal_3P_477AL | 105.60000000000001 | OPEN | node_8100802_200853423 | node_8100802_200853418 | ABCD | 8100802
oh_line_8100802_200853419 |  | bal_3P_477AL | 158.4 | OPEN | node_8100802_200853420 | node_8100802_200853419 | ABCD | 8100802
oh_line_8100802_200853420 |  | bal_3P_477AL | 158.4 | OPEN | node_8100802_200853421 | node_8100802_200853420 | ABCD | 8100802
oh_line_8100802_200853421 |  | bal_3P_477AL | 158.4 | OPEN | node_8100802_200853422 | node_intto1_8100802_200853421 | ABCD | 8100802
oh_line_8100802_200853422 |  | bal_3P_477AL | 158.4 | OPEN | node_8100802_200851208 | node_8100802_200853422 | ABCD | 8100802
oh_line_8100802_200853423 |  | bal_3P_477AL | 105.60000000000001 | OPEN | node_8100802_200853424 | node_8100802_200853423 | ABCD | 8100802
oh_line_8100802_200853424 |  | bal_3P_477AL | 105.60000000000001 | OPEN | node_8100802_200853425 | node_8100802_200853424 | ABCD | 8100802
oh_line_8100802_200853425 |  | bal_3P_477AL | 105.60000000000001 | OPEN | node_8100802_200853426 | node_8100802_200853425 | ABCD | 8100802
oh_line_8100802_200853426 |  | bal_3P_477AL | 105.60000000000001 | OPEN | node_8100802_200853427 | node_8100802_200853426 | ABCD | 8100802
oh_line_8100802_200853427 |  | bal_3P_477AL | 105.60000000000001 | OPEN | node_8100802_200853428 | node_8100802_200853427 | ABCD | 8100802
oh_line_8100802_200853428 |  | bal_3P_477AL | 105.60000000000001 | OPEN | node_8100802_200853429 | node_8100802_200853428 | ABCD | 8100802
oh_line_8100802_200853429 |  | bal_3P_477AL | 105.60000000000001 | OPEN | node_8100802_200853419 | node_8100802_200853429 | ABCD | 8100802
oh_line_8100802_200853430 |  | bal_3P_2/0CU | 52.800000000000004 | OPEN | node_8100802_200960100 | node_8100802_200853430 | ABCD | 8100802
oh_line_8100802_200853431 |  | bal_3P_1/0AC | 105.60000000000001 | OPEN | node_8100802_200853430 | node_8100802_200853431 | ABCD | 8100802
oh_line_8100802_200853432 |  | bal_3P_1/0AC | 0 | OPEN | node_8100802_200853201 | node_8100802_200853432 | ABCD | 8100802
oh_line_8100802_200917492 |  | bal_3P_4CU | 158.4 | OPEN | node_8100802_200917493 | node_8100802_200917492 | ABCD | 8100802
oh_line_8100802_200917493 |  | bal_3P_4CU | 105.60000000000001 | OPEN | node_8100802_200917498 | node_8100802_200917493 | ABCD | 8100802
oh_line_8100802_200917494 |  | bal_3P_4CU | 158.4 | OPEN | node_8100802_200917493 | node_8100802_200917494 | ABCD | 8100802
oh_line_8100802_200917495 |  | bal_3P_4CU | 316.8 | OPEN | node_8100802_200917492 | node_8100802_200917495 | ABCD | 8100802
oh_line_8100802_200917497 |  | bal_3P_1/0AC | 52.800000000000004 | OPEN | node_8100802_200853261 | node_8100802_200917497 | ABCD | 8100802
oh_line_8100802_200917498 |  | bal_3P_4CU | 52.800000000000004 | OPEN | node_8100802_200853336 | node_intto1_8100802_200917498 | ABCD | 8100802
oh_line_8100802_200917507 |  | bal_3P_1/0AC | 52.800000000000004 | OPEN | node_8100802_200853202 | node_intto1_8100802_200917507 | ABCD | 8100802
oh_line_8100802_200940815 |  | bal_3P_477AL | 105.60000000000001 | OPEN | node_8100802_200849203 | node_8100802_200940815 | ABCD | 8100802
oh_line_8100802_200960100 |  | bal_3P_2/0CU | 105.60000000000001 | OPEN | node_8100802_200851383 | node_8100802_200960100 | ABCD | 8100802
oh_line_8100802_200966657 |  | bal_1P_1/0AA | 105.60000000000001 | OPEN | node_8100802_200848670 | node_8100802_200966657 | AD | 8100802
oh_line_8100802_200970786 |  | bal_1P_1/0AC | 105.60000000000001 | OPEN | node_8100802_201017881 | node_8100802_200970786 | AD | 8100802
oh_line_8100802_200979036 |  | bal_3P_4CU | 52.800000000000004 | OPEN | node_8100802_200851378 | node_8100802_200979036 | ABCD | 8100802
oh_line_8100802_200980534 |  | bal_1P_1/0AA | 105.60000000000001 | OPEN | node_8100802_200966657 | node_8100802_200980534 | AD | 8100802
oh_line_8100802_200994966 |  | bal_1P_1/0AA | 105.60000000000001 | OPEN | node_8100802_200850724 | node_8100802_200994966 | AD | 8100802
oh_line_8100802_201017079 |  | bal_3P_477AL | 105.60000000000001 | OPEN | node_8100802_200851208 | node_8100802_201017079 | ABCD | 8100802
oh_line_8100802_201017080 |  | bal_3P_477AL | 52.800000000000004 | OPEN | node_8100802_200849189 | node_8100802_201017080 | ABCD | 8100802
oh_line_8100802_201017081 |  | bal_3P_477AL | 158.4 | OPEN | node_8100802_200851213 | node_8100802_201017081 | ABCD | 8100802
oh_line_8100802_201017836 |  | bal_1P_1/0AC | 105.60000000000001 | OPEN | node_8100802_201017872 | node_8100802_201017836 | AD | 8100802
oh_line_8100802_201017871 |  | bal_1P_1/0AC | 52.800000000000004 | OPEN | node_8100802_201017877 | node_8100802_201017871 | AD | 8100802
oh_line_8100802_201017872 |  | bal_1P_1/0AC | 105.60000000000001 | OPEN | node_8100802_201017871 | node_8100802_201017872 | AD | 8100802
oh_line_8100802_201017873 |  | bal_1P_1/0AC | 158.4 | OPEN | node_8100802_201017836 | node_8100802_201017873 | AD | 8100802
oh_line_8100802_201017875 |  | bal_1P_1/0AC | 105.60000000000001 | OPEN | node_8100802_200853350 | node_intto1_8100802_201017875 | AD | 8100802
oh_line_8100802_201017876 |  | bal_1P_1/0AC | 105.60000000000001 | OPEN | node_8100802_201017875 | node_8100802_201017876 | AD | 8100802
oh_line_8100802_201017877 |  | bal_1P_1/0AC | 105.60000000000001 | OPEN | node_8100802_200853358 | node_8100802_201017877 | AD | 8100802
oh_line_8100802_201017878 |  | bal_1P_1/0AC | 158.4 | OPEN | node_8100802_200853361 | node_8100802_201017878 | AD | 8100802
oh_line_8100802_201017879 |  | bal_1P_1/0AC | 158.4 | OPEN | node_8100802_201017878 | node_8100802_201017879 | AD | 8100802
oh_line_8100802_201017880 |  | bal_1P_1/0AC | 158.4 | OPEN | node_8100802_201017879 | node_8100802_201017880 | AD | 8100802
oh_line_8100802_201017881 |  | bal_1P_1/0AC | 158.4 | OPEN | node_8100802_201017880 | node_8100802_201017881 | AD | 8100802
oh_line_8100802_201017888 |  | bal_1P_1/0AC | 52.800000000000004 | OPEN | node_8100802_201017879 | node_8100802_201017888 | AD | 8100802
oh_line_8100802_201056320 |  | bal_1P_6CU | 158.4 | OPEN | node_8100802_200851347 | node_8100802_201056320 | AD | 8100802
oh_line_8100802_310048479 |  | bal_1P_477AL | 0 | OPEN | node_8100802_200853420 | node_8100802_310048479 | AD | 8100802
oh_line_8100802_310054292 |  | bal_3P_477AL | 52.800000000000004 | OPEN | node_SOURCE_8100802 | node_8100802_310054292 | ABCD | 8100802
oh_line_8100802_310054294 |  | bal_3P_477AL | 52.800000000000004 | OPEN | node_8100802_310054292 | node_8100802_310054294 | ABCD | 8100802
oh_line_8100802_310054295 |  | bal_3P_477AL | 158.4 | OPEN | node_8100802_310054294 | node_8100802_310054295 | ABCD | 8100802
oh_line_8100802_310054298 |  | bal_3P_477AL | 158.4 | OPEN | node_8100802_310054295 | node_8100802_310054298 | ABCD | 8100802
oh_line_8100802_310054312 |  | bal_3P_477AL | 105.60000000000001 | OPEN | node_8100802_310054298 | node_8100802_310054312 | ABCD | 8100802
oh_line_8100802_310054316 |  | bal_3P_477AL | 0 | OPEN | node_8100802_310054312 | node_8100802_310054316 | ABCD | 8100802
oh_line_8100802_310056797 |  | bal_1P_1/0AA | 158.4 | OPEN | node_8100802_200850459 | node_8100802_310056797 | AD | 8100802
oh_line_8100802_310056813 |  | bal_3P_1/0AC | 264 | OPEN | node_8100802_200851371 | node_8100802_310056813 | ABCD | 8100802
oh_line_8100802_310056814 |  | bal_1P_1/0AC | 0 | OPEN | node_8100802_200851358 | node_8100802_310056814 | AD | 8100802
oh_line_8100802_310056816 |  | bal_1P_1AC | 0 | OPEN | node_8100802_200851359 | node_8100802_310056816 | AD | 8100802
oh_line_TAP_OH_902696 |  | unb_TAPWIRE_OH | 52.800000000000004 | OPEN | node_8100802_200849195 | node_1363539_952_15298722_755 | ABCN | 8100802
oh_line_TAP_OH_902697 |  | unb_TAPWIRE_OH | 52.800000000000004 | OPEN | node_8100802_200849197 | node_1363558_212_15298954_785 | ABCN | 8100802
oh_line_TAP_OH_902698 |  | unb_TAPWIRE_OH | 52.800000000000004 | OPEN | node_8100802_200849200 | node_1363565_93_15297469_277 | ABCN | 8100802
oh_line_TAP_OH_902699 |  | unb_TAPWIRE_OH | 52.800000000000004 | OPEN | node_8100802_200849203 | node_1363617_058_15297810_831 | ABCN | 8100802
oh_line_TAP_OH_902700 |  | unb_TAPWIRE_OH | 52.800000000000004 | OPEN | node_8100802_200849206 | node_1363519_038_15298195_985 | ABCN | 8100802
oh_line_TAP_OH_902887 |  | unb_TAPWIRE_OH | 52.800000000000004 | OPEN | node_8100802_200850045 | node_1363649_663_15299267_049 | AN | 8100802
oh_line_TAP_OH_903068 |  | unb_TAPWIRE_OH | 52.800000000000004 | OPEN | node_8100802_200850718 | node_1365614_773_15295887_485 | ABCN | 8100802
oh_line_TAP_OH_903070 |  | unb_TAPWIRE_OH | 52.800000000000004 | OPEN | node_8100802_200850721 | node_1366061_612_15296215_728 | ABCN | 8100802
oh_line_TAP_OH_903071 |  | unb_TAPWIRE_OH | 52.800000000000004 | OPEN | node_8100802_200850722 | node_1366174_343_15296355_793 | AN | 8100802
oh_line_TAP_OH_903072 |  | unb_TAPWIRE_OH | 52.800000000000004 | OPEN | node_8100802_200850723 | node_1366045_247_15296323_702 | ABCN | 8100802
oh_line_TAP_OH_903073 |  | unb_TAPWIRE_OH | 52.800000000000004 | OPEN | node_8100802_200850724 | node_1366047_649_15296471_992 | ABCN | 8100802
oh_line_TAP_OH_903195 |  | unb_TAPWIRE_OH | 52.800000000000004 | OPEN | node_8100802_200851205 | node_1363015_597_15297167_703 | ABCN | 8100802
oh_line_TAP_OH_903197 |  | unb_TAPWIRE_OH | 52.800000000000004 | OPEN | node_8100802_200851208 | node_1363183_297_15297170_126 | ABCN | 8100802
oh_line_TAP_OH_903198 |  | unb_TAPWIRE_OH | 0 | OPEN | node_8100802_200851210 | node_1363332_191_15296965_511 | ABCN | 8100802
oh_line_TAP_OH_903200 |  | unb_TAPWIRE_OH | 52.800000000000004 | OPEN | node_8100802_200851215 | node_1363736_102_15297178_114 | ABCN | 8100802
oh_line_TAP_OH_903228 |  | unb_TAPWIRE_OH | 52.800000000000004 | OPEN | node_8100802_200851312 | node_1368645_531_15297864_554 | AN | 8100802
oh_line_TAP_OH_903229 |  | unb_TAPWIRE_OH | 105.60000000000001 | OPEN | node_8100802_200851313 | node_1368678_684_15297697_902 | AN | 8100802
oh_line_TAP_OH_903230 |  | unb_TAPWIRE_OH | 52.800000000000004 | OPEN | node_8100802_200851319 | node_1368344_491_15297356_418 | AN | 8100802
oh_line_TAP_OH_903231 |  | unb_TAPWIRE_OH | 52.800000000000004 | OPEN | node_8100802_200851324 | node_1368052_317_15297034_633 | AN | 8100802
oh_line_TAP_OH_903232 |  | unb_TAPWIRE_OH | 52.800000000000004 | OPEN | node_8100802_200851333 | node_1367765_836_15296623_133 | AN | 8100802
oh_line_TAP_OH_903233 |  | unb_TAPWIRE_OH | 52.800000000000004 | OPEN | node_8100802_200851341 | node_1367385_258_15296711_6 | AN | 8100802
oh_line_TAP_OH_903234 |  | unb_TAPWIRE_OH | 0 | OPEN | node_8100802_200851342 | node_1367376_062_15296361_48 | AN | 8100802
oh_line_TAP_OH_903235 |  | unb_TAPWIRE_OH | 52.800000000000004 | OPEN | node_8100802_200851351 | node_1366394_819_15296032_997 | ABCN | 8100802
oh_line_TAP_OH_903238 |  | unb_TAPWIRE_OH | 52.800000000000004 | OPEN | node_8100802_200851366 | node_1364897_449_15295819_527 | ABCN | 8100802
oh_line_TAP_OH_903239 |  | unb_TAPWIRE_OH | 52.800000000000004 | OPEN | node_8100802_200851369 | node_1364790_448_15295737_641 | ABCN | 8100802
oh_line_TAP_OH_903240 |  | unb_TAPWIRE_OH | 52.800000000000004 | OPEN | node_8100802_200851371 | node_1364188_048_15295635_217 | ABCN | 8100802
oh_line_TAP_OH_903242 |  | unb_TAPWIRE_OH | 52.800000000000004 | OPEN | node_8100802_200851376 | node_1363512_241_15295693_352 | ABCN | 8100802
oh_line_TAP_OH_903244 |  | unb_TAPWIRE_OH | 52.800000000000004 | OPEN | node_8100802_200851385 | node_1362500_228_15295632_959 | ABCN | 8100802
oh_line_TAP_OH_903701 |  | unb_TAPWIRE_OH | 52.800000000000004 | OPEN | node_8100802_200853162 | node_1363143_168_15296409_095 | AN | 8100802
oh_line_TAP_OH_903702 |  | unb_TAPWIRE_OH | 52.800000000000004 | OPEN | node_8100802_200853167 | node_1363129_304_15296759_061 | AN | 8100802
oh_line_TAP_OH_903708 |  | unb_TAPWIRE_OH | 52.800000000000004 | OPEN | node_8100802_200853198 | node_1362841_192_15295895_596 | ABCN | 8100802
oh_line_TAP_OH_903711 |  | unb_TAPWIRE_OH | 52.800000000000004 | OPEN | node_8100802_200853208 | node_1363438_538_15295927_633 | ABCN | 8100802
oh_line_TAP_OH_903713 |  | unb_TAPWIRE_OH | 0 | OPEN | node_8100802_200853212 | node_1363698_519_15295978_553 | AN | 8100802
oh_line_TAP_OH_903723 |  | unb_TAPWIRE_OH | 52.800000000000004 | OPEN | node_8100802_200853248 | node_1363223_44_15294262_747 | AN | 8100802
oh_line_TAP_OH_903724 |  | unb_TAPWIRE_OH | 52.800000000000004 | OPEN | node_8100802_200853253 | node_1363863_15_15294534_537 | AN | 8100802
oh_line_TAP_OH_903725 |  | unb_TAPWIRE_OH | 52.800000000000004 | OPEN | node_8100802_200853259 | node_1364520_138_15295035_13 | ABCN | 8100802
oh_line_TAP_OH_903726 |  | unb_TAPWIRE_OH | 52.800000000000004 | OPEN | node_8100802_200853261 | node_1364800_136_15295258_02 | ABCN | 8100802
oh_line_TAP_OH_903728 |  | unb_TAPWIRE_OH | 52.800000000000004 | OPEN | node_8100802_200853269 | node_1364050_813_15295231_871 | ABCN | 8100802
oh_line_TAP_OH_903729 |  | unb_TAPWIRE_OH | 52.800000000000004 | OPEN | node_8100802_200853274 | node_1362727_571_15294392_843 | AN | 8100802
oh_line_TAP_OH_903730 |  | unb_TAPWIRE_OH | 52.800000000000004 | OPEN | node_8100802_200853277 | node_1362357_859_15294368_384 | AN | 8100802
oh_line_TAP_OH_903731 |  | unb_TAPWIRE_OH | 52.800000000000004 | OPEN | node_8100802_200853280 | node_1363320_206_15294538_77 | AN | 8100802
oh_line_TAP_OH_903732 |  | unb_TAPWIRE_OH | 52.800000000000004 | OPEN | node_8100802_200853283 | node_1363668_718_15294659_311 | AN | 8100802
oh_line_TAP_OH_903733 |  | unb_TAPWIRE_OH | 52.800000000000004 | OPEN | node_8100802_200853288 | node_1363356_254_15294830_324 | AN | 8100802
oh_line_TAP_OH_903734 |  | unb_TAPWIRE_OH | 0 | OPEN | node_8100802_200853296 | node_1363373_149_15295159_819 | AN | 8100802
oh_line_TAP_OH_903735 |  | unb_TAPWIRE_OH | 52.800000000000004 | OPEN | node_8100802_200853300 | node_1362895_385_15295344_087 | AN | 8100802
oh_line_TAP_OH_903736 |  | unb_TAPWIRE_OH | 52.800000000000004 | OPEN | node_8100802_200853307 | node_1362845_369_15294640_883 | AN | 8100802
oh_line_TAP_OH_903737 |  | unb_TAPWIRE_OH | 52.800000000000004 | OPEN | node_8100802_200853310 | node_1362460_174_15294611_123 | AN | 8100802
oh_line_TAP_OH_903738 |  | unb_TAPWIRE_OH | 52.800000000000004 | OPEN | node_8100802_200853315 | node_1362698_04_15294900_189 | AN | 8100802
oh_line_TAP_OH_903739 |  | unb_TAPWIRE_OH | 52.800000000000004 | OPEN | node_8100802_200853317 | node_1362446_693_15294881_158 | AN | 8100802
oh_line_TAP_OH_903740 |  | unb_TAPWIRE_OH | 52.800000000000004 | OPEN | node_8100802_200853323 | node_1362475_269_15295126_202 | AN | 8100802
oh_line_TAP_OH_903741 |  | unb_TAPWIRE_OH | 52.800000000000004 | OPEN | node_8100802_200853329 | node_1362524_001_15295337_808 | AN | 8100802
oh_line_TAP_OH_903742 |  | unb_TAPWIRE_OH | 52.800000000000004 | OPEN | node_8100802_200853331 | node_1362238_201_15295327_758 | AN | 8100802
oh_line_TAP_OH_903744 |  | unb_TAPWIRE_OH | 52.800000000000004 | OPEN | node_8100802_200853335 | node_1364502_081_15294186_685 | ABCN | 8100802
oh_line_TAP_OH_903746 |  | unb_TAPWIRE_OH | 52.800000000000004 | OPEN | node_8100802_200853345 | node_1363834_115_15295060_555 | ABCN | 8100802
oh_line_TAP_OH_903760 |  | unb_TAPWIRE_OH | 52.800000000000004 | OPEN | node_8100802_200853420 | node_1363206_749_15296680_203 | ABCN | 8100802
oh_line_TAP_OH_903761 |  | unb_TAPWIRE_OH | 52.800000000000004 | OPEN | node_8100802_200853422 | node_1363182_122_15297003_098 | ABCN | 8100802
oh_line_TAP_OH_903762 |  | unb_TAPWIRE_OH | 52.800000000000004 | OPEN | node_8100802_200853425 | node_1363234_022_15296050_288 | ABCN | 8100802
oh_line_TAP_OH_930131 |  | unb_TAPWIRE_OH | 52.800000000000004 | OPEN | node_8100802_201017081 | node_1363373_245_15297184_1 | ABCN | 8100802
oh_line_TAP_OH_930307 |  | unb_TAPWIRE_OH | 52.800000000000004 | OPEN | node_8100802_201017878 | node_1362982_509_15294863_548 | AN | 8100802
oh_line_TAP_OH_936192 |  | unb_TAPWIRE_OH | 52.800000000000004 | OPEN | node_8100802_201056320 | node_1366915_5_15296123_619 | AN | 8100802
oh_line_TAP_OH_2136548 |  | unb_TAPWIRE_OH | 105.60000000000001 | OPEN | node_8100802_200853204 | node_1362341_368_15295898_306 | ABCN | 8100802
oh_line_TAP_OH_2136549 |  | unb_TAPWIRE_OH | 105.60000000000001 | OPEN | node_8100802_200853204 | node_1362323_346_15295887_024 | ABCN | 8100802
oh_line_TAP_OH_2136578 |  | unb_TAPWIRE_OH | 105.60000000000001 | OPEN | node_8100802_200851206 | node_1362998_199_15296952_076 | ABCN | 8100802
oh_line_TAP_OH_2136579 |  | unb_TAPWIRE_OH | 105.60000000000001 | OPEN | node_8100802_200851206 | node_1363018_025_15296951_767 | ABCN | 8100802
oh_line_TAP_OH_2136580 |  | unb_TAPWIRE_OH | 105.60000000000001 | OPEN | node_8100802_200851206 | node_1362979_146_15296959_265 | ABCN | 8100802
oh_line_TAP_OH_2136615 |  | unb_TAPWIRE_OH | 105.60000000000001 | OPEN | node_8100802_200853192 | node_1362124_016_15296033_823 | ABCN | 8100802
oh_line_TAP_OH_2136616 |  | unb_TAPWIRE_OH | 105.60000000000001 | OPEN | node_8100802_200853192 | node_1362108_036_15296017_902 | ABCN | 8100802
oh_line_TAP_OH_2136617 |  | unb_TAPWIRE_OH | 105.60000000000001 | OPEN | node_8100802_200853192 | node_1362142_491_15296043_677 | ABCN | 8100802
oh_line_TAP_OH_2136618 |  | unb_TAPWIRE_OH | 105.60000000000001 | OPEN | node_8100802_200851364 | node_1365084_63_15295934_043 | ABCN | 8100802
oh_line_TAP_OH_2136619 |  | unb_TAPWIRE_OH | 105.60000000000001 | OPEN | node_8100802_200851364 | node_1365066_393_15295923_411 | ABCN | 8100802
oh_line_TAP_OH_2136620 |  | unb_TAPWIRE_OH | 105.60000000000001 | OPEN | node_8100802_200851364 | node_1365104_26_15295937_994 | ABCN | 8100802
oh_line_TAP_OH_2136664 |  | unb_TAPWIRE_OH | 105.60000000000001 | OPEN | node_8100802_200853267 | node_1364292_13_15295043_75 | ABCN | 8100802
oh_line_TAP_OH_2136665 |  | unb_TAPWIRE_OH | 105.60000000000001 | OPEN | node_8100802_200853267 | node_1364279_31_15295063_943 | ABCN | 8100802
oh_line_TAP_OH_2136666 |  | unb_TAPWIRE_OH | 105.60000000000001 | OPEN | node_8100802_200853267 | node_1364300_597_15295019_753 | ABCN | 8100802
oh_line_TAP_OH_2299720 |  | unb_TAPWIRE_OH | 52.800000000000004 | OPEN | node_8100802_200848688 | node_1362768_506_15295605_059 | ABCN | 8100802
oh_line_TAP_OH_2299721 |  | unb_TAPWIRE_OH | 52.800000000000004 | OPEN | node_8100802_200848688 | node_1362764_877_15295578_846 | ABCN | 8100802
oh_line_TAP_OH_2299722 |  | unb_TAPWIRE_OH | 105.60000000000001 | OPEN | node_8100802_200853340 | node_1363770_552_15295342_513 | ABCN | 8100802
oh_line_TAP_OH_2299723 |  | unb_TAPWIRE_OH | 105.60000000000001 | OPEN | node_8100802_200853340 | node_1363776_201_15295368_091 | ABCN | 8100802
oh_line_TAP_OH_2299724 |  | unb_TAPWIRE_OH | 105.60000000000001 | OPEN | node_8100802_200853340 | node_1363760_176_15295319_722 | ABCN | 8100802
oh_line_TAP_OH_2299725 |  | unb_TAPWIRE_OH | 105.60000000000001 | OPEN | node_8100802_200853187 | node_1363739_916_15296521_121 | ABCN | 8100802
oh_line_TAP_OH_2299726 |  | unb_TAPWIRE_OH | 105.60000000000001 | OPEN | node_8100802_200853187 | node_1363736_605_15296547_343 | ABCN | 8100802
oh_line_TAP_OH_2299727 |  | unb_TAPWIRE_OH | 52.800000000000004 | OPEN | node_8100802_200853418 | node_1363207_358_15295727_617 | ABCN | 8100802
oh_line_TAP_OH_2299728 |  | unb_TAPWIRE_OH | 52.800000000000004 | OPEN | node_8100802_200853418 | node_1363210_77_15295701_42 | ABCN | 8100802
oh_line_TAP_OH_2299729 |  | unb_TAPWIRE_OH | 105.60000000000001 | OPEN | node_8100802_200853418 | node_1363209_117_15295754_156 | ABCN | 8100802
oh_line_TAP_OH_2300920 |  | unb_TAPWIRE_OH | 105.60000000000001 | OPEN | node_8100802_200851212 | node_1363639_669_15296944_944 | ABCN | 8100802
oh_line_TAP_OH_2300921 |  | unb_TAPWIRE_OH | 105.60000000000001 | OPEN | node_8100802_200851212 | node_1363637_586_15296971_404 | ABCN | 8100802
oh_line_TAP_OH_2300922 |  | unb_TAPWIRE_OH | 105.60000000000001 | OPEN | node_8100802_200851212 | node_1363636_577_15296918_613 | ABCN | 8100802
oh_line_TAP_OH_2300923 |  | unb_TAPWIRE_OH | 105.60000000000001 | OPEN | node_8100802_200853202 | node_1362706_864_15295894_775 | ABCN | 8100802
oh_line_TAP_OH_2300924 |  | unb_TAPWIRE_OH | 105.60000000000001 | OPEN | node_8100802_200853202 | node_1362711_054_15295920_842 | ABCN | 8100802
oh_line_TAP_OH_2300925 |  | unb_TAPWIRE_OH | 105.60000000000001 | OPEN | node_8100802_200853202 | node_1362697_8_15295871_005 | ABCN | 8100802
oh_line_TAP_OH_2300926 |  | unb_TAPWIRE_OH | 105.60000000000001 | OPEN | node_8100802_200853210 | node_1363516_698_15295820_603 | ABCN | 8100802
oh_line_TAP_OH_2300927 |  | unb_TAPWIRE_OH | 105.60000000000001 | OPEN | node_8100802_200853210 | node_1363535_786_15295828_004 | ABCN | 8100802
oh_line_TAP_OH_2300928 |  | unb_TAPWIRE_OH | 105.60000000000001 | OPEN | node_8100802_200853210 | node_1363496_87_15295820_074 | ABCN | 8100802
oh_line_TAP_OH_2300929 |  | unb_TAPWIRE_OH | 105.60000000000001 | OPEN | node_8100802_200851379 | node_1363041_441_15295739_738 | ABCN | 8100802
oh_line_TAP_OH_2300930 |  | unb_TAPWIRE_OH | 105.60000000000001 | OPEN | node_8100802_200851379 | node_1363022_042_15295734_03 | ABCN | 8100802
oh_line_TAP_OH_2300931 |  | unb_TAPWIRE_OH | 105.60000000000001 | OPEN | node_8100802_200851379 | node_1363061_244_15295738_521 | ABCN | 8100802
oh_line_TAP_OH_2300932 |  | unb_TAPWIRE_OH | 52.800000000000004 | OPEN | node_8100802_200853334 | node_1363338_002_15295465_782 | ABCN | 8100802
oh_line_TAP_OH_2300933 |  | unb_TAPWIRE_OH | 105.60000000000001 | OPEN | node_8100802_200853334 | node_1363347_562_15295442_545 | ABCN | 8100802
oh_line_TAP_OH_2300934 |  | unb_TAPWIRE_OH | 105.60000000000001 | OPEN | node_8100802_200850720 | node_1365899_672_15295996_857 | ABCN | 8100802
oh_line_TAP_OH_2300935 |  | unb_TAPWIRE_OH | 52.800000000000004 | OPEN | node_8100802_200850720 | node_1365911_34_15296018_499 | ABCN | 8100802

## UndergroundLine
Name | GroupId | Configuration | NumParallelCables | Length | Status | From | To | Phases | Feeder | Comments
und_line_8100802_201014427 |  | und_3P_DELTACUST | 0 | 105.60000000000001 | OPEN | node_8100802_200853341 | node_intto1_8100802_201014427 | ABCN | 8100802
und_line_TAP_UG_64488 |  | und_TAPWIRE_UG | 0 | 52.800000000000004 | OPEN | node_8100802_201014427 | node_1363796_538_15295530_826 | ABCN | 8100802