## Feeder
Name | Description | Comments
8102703

## Node
Name | GroupId | Latitude | Longitude | BusType | NominalVoltage | ConsistentPath | DistToSlack | Phases | Feeder | Comments
node_1411935_477_15292698_832 |  | 42.09949900630347 | -75.84012704752243 | PQ | 7199.558 | False | -1 | AN | 8102703
node_1412849_117_15291658_542 |  | 42.0966496452799 | -75.83665105913735 | PQ | 7199.558 | False | -1 | ABCN | 8102703
node_1412849_479_15291695_381 |  | 42.09675054753864 | -75.83664968189052 | PQ | 7199.558 | False | -1 | ABCN | 8102703
node_1412857_113_15291733_231 |  | 42.09685421893291 | -75.83662063796147 | PQ | 7199.558 | False | -1 | ABCN | 8102703
node_1412872_688_15291810_749 |  | 42.09706654123518 | -75.83656138210677 | PQ | 7199.558 | False | -1 | AN | 8102703
node_1412924_302_15291588_829 |  | 42.096458700923 | -75.8363650141013 | PQ | 7199.558 | False | -1 | ABCN | 8102703
node_1412939_003_15291571_072 |  | 42.09641006438541 | -75.83630908342265 | PQ | 7199.558 | False | -1 | ABCN | 8102703
node_1412956_648_15291559_055 |  | 42.09637714974485 | -75.83624195215097 | PQ | 7199.558 | False | -1 | ABCN | 8102703
node_1413058_206_15291422_444 |  | 42.09600297133423 | -75.83585556973732 | PQ | 7199.558 | False | -1 | ABCN | 8102703
node_1413063_25_15291448_234 |  | 42.09607361031067 | -75.83583637959084 | PQ | 7199.558 | False | -1 | ABCN | 8102703
node_1413073_086_15291471_433 |  | 42.096137152521386 | -75.83579895804434 | PQ | 7199.558 | False | -1 | ABCN | 8102703
node_1413361_51_15292236_186 |  | 42.09823181592376 | -75.83470163472883 | PQ | 7199.558 | False | -1 | ABCN | 8102703
node_1413585_652_15290881_356 |  | 42.094520927810294 | -75.8338488754488 | PQ | 7199.558 | False | -1 | ABCN | 8102703
node_1413591_495_15290841_137 |  | 42.09441076770974 | -75.83382664546748 | PQ | 7199.558 | False | -1 | ABCN | 8102703
node_1413605_923_15291414_208 |  | 42.09598041287708 | -75.83377175343077 | PQ | 7199.558 | False | -1 | ABCN | 8102703
node_1413622_491_15291411_961 |  | 42.095974258329576 | -75.83370871965865 | PQ | 7199.558 | False | -1 | ABCN | 8102703
node_1413638_507_15291402_733 |  | 42.095948982778026 | -75.83364778599771 | PQ | 7199.558 | False | -1 | ABCN | 8102703
node_1413656_182_15291389_726 |  | 42.09591335652108 | -75.83358054058955 | PQ | 7199.558 | False | -1 | ABCN | 8102703
node_1413672_45_15291386_126 |  | 42.095903496097854 | -75.8335186481822 | PQ | 7199.558 | False | -1 | ABCN | 8102703
node_1413685_726_15291375_42 |  | 42.09587417229476 | -75.83346813898625 | PQ | 7199.558 | False | -1 | ABCN | 8102703
node_1413708_981_15291282_749 |  | 42.095620345827705 | -75.83337966419323 | PQ | 7199.558 | False | -1 | ABCN | 8102703
node_1413710_598_15291316_108 |  | 42.095711716343985 | -75.83337351223707 | PQ | 7199.558 | False | -1 | ABCN | 8102703
node_1413710_747_15291298_336 |  | 42.09566303872129 | -75.83337294535923 | PQ | 7199.558 | False | -1 | ABCN | 8102703
node_1413766_741_15290733_219 |  | 42.094115179611286 | -75.83315991342802 | PQ | 7199.558 | False | -1 | ABCN | 8102703
node_1414535_026_15290421_966 |  | 42.0932626556356 | -75.83023693530049 | PQ | 7199.558 | False | -1 | AN | 8102703
node_1414589_037_15293997_783 |  | 42.10305684147531 | -75.83003144779046 | PQ | 7199.558 | False | -1 | ABCN | 8102703
node_1414788_261_15293888_38 |  | 42.10275718595228 | -75.82927349026886 | PQ | 7199.558 | False | -1 | ABCN | 8102703
node_1415054_988_15293660_488 |  | 42.10213298829356 | -75.82825871425864 | PQ | 7199.558 | False | -1 | ABCN | 8102703
node_1415084_15290454_965 |  | 42.093353040109555 | -75.82814833667553 | PQ | 7199.558 | False | -1 | ABCN | 8102703
node_1415250_002_15290998_951 |  | 42.094843021274194 | -75.82751677388941 | PQ | 7199.558 | False | -1 | ABCN | 8102703
node_1415324_207_15292692_692 |  | 42.09948218880384 | -75.82723445731165 | PQ | 7199.558 | False | -1 | AN | 8102703
node_1415417_931_15293337_219 |  | 42.10124755241633 | -75.82687787973688 | PQ | 7199.558 | False | -1 | ABCN | 8102703
node_1415524_56_15290668_726 |  | 42.09393853286807 | -75.82647220445394 | PQ | 7199.558 | False | -1 | ABCN | 8102703
node_1415692_897_15292892_301 |  | 42.10002891914303 | -75.82583175804531 | PQ | 7199.558 | False | -1 | ABCN | 8102703
node_1415704_747_15292871_042 |  | 42.09997069060483 | -75.8257866741366 | PQ | 7199.558 | False | -1 | ABCN | 8102703
node_1415720_308_15292854_658 |  | 42.09992581472309 | -75.82572747154556 | PQ | 7199.558 | False | -1 | ABCN | 8102703
node_1416097_055_15293228_282 |  | 42.100949173270294 | -75.82429411902585 | PQ | 7199.558 | False | -1 | ABCN | 8102703
node_1416385_011_15289991_89 |  | 42.09208467469608 | -75.82319857623939 | PQ | 7199.558 | False | -1 | ABCN | 8102703
node_1416493_712_15289984_687 |  | 42.09206494563259 | -75.82278501793039 | PQ | 7199.558 | False | -1 | AN | 8102703
node_1416493_925_15289002_092 |  | 42.08937361158637 | -75.8227842075614 | PQ | 7199.558 | False | -1 | ABCN | 8102703
node_1416590_113_15289136_543 |  | 42.08974187374305 | -75.82241825557726 | PQ | 7199.558 | False | -1 | ABCN | 8102703
node_1416609_218_15289143_844 |  | 42.08976187122917 | -75.82234556966367 | PQ | 7199.558 | False | -1 | ABCN | 8102703
node_1416629_051_15289144_268 |  | 42.08976303256791 | -75.8222701140382 | PQ | 7199.558 | False | -1 | ABCN | 8102703
node_1416646_404_15289226_432 |  | 42.089988080294155 | -75.8222040936949 | PQ | 7199.558 | False | -1 | ABCN | 8102703
node_1416654_284_15289250_928 |  | 42.090055174996245 | -75.82217411384676 | PQ | 7199.558 | False | -1 | ABCN | 8102703
node_1416661_931_15289145_47 |  | 42.08976632485366 | -75.82214502045856 | PQ | 7199.558 | False | -1 | ABCN | 8102703
node_1416666_606_15289271_889 |  | 42.090112587310514 | -75.82212723419079 | PQ | 7199.558 | False | -1 | ABCN | 8102703
node_1416681_246_15289151_674 |  | 42.089783317649704 | -75.82207153558963 | PQ | 7199.558 | False | -1 | ABCN | 8102703
node_1416701_069_15289150_965 |  | 42.08978137569412 | -75.82199611800966 | PQ | 7199.558 | False | -1 | ABCN | 8102703
node_1416810_141_15291232_43 |  | 42.095482521761966 | -75.82158114821287 | PQ | 7199.558 | False | -1 | ABCN | 8102703
node_1416810_552_15289841_361 |  | 42.09167237479363 | -75.82157958454313 | PQ | 7199.558 | False | -1 | AN | 8102703
node_1416821_814_15291254_047 |  | 42.095541730864475 | -75.82153673770938 | PQ | 7199.558 | False | -1 | ABCN | 8102703
node_1416837_239_15291270_904 |  | 42.09558790229626 | -75.82147805253706 | PQ | 7199.558 | False | -1 | ABCN | 8102703
node_1416932_283_15289912_136 |  | 42.09186622797538 | -75.82111645295727 | PQ | 7199.558 | False | -1 | ABCN | 8102703
node_1416951_46_15289919_079 |  | 42.09188524489719 | -75.82104349311614 | PQ | 7199.558 | False | -1 | ABCN | 8102703
node_1416971_294_15289919_132 |  | 42.091885390064526 | -75.82096803368613 | PQ | 7199.558 | False | -1 | ABCN | 8102703
node_1416984_236_15292462_563 |  | 42.09885186398769 | -75.82091879520961 | PQ | 7199.558 | False | -1 | ABCN | 8102703
node_1417040_896_15289923_138 |  | 42.09189636252439 | -75.8207032294486 | PQ | 7199.558 | False | -1 | ABCN | 8102703
node_1417045_501_15290495_526 |  | 42.093464136950324 | -75.82068570949926 | PQ | 7199.558 | False | -1 | ABCN | 8102703
node_1417060_173_15289929_548 |  | 42.09191391955575 | -75.82062988915253 | PQ | 7199.558 | False | -1 | ABCN | 8102703
node_1417080_001_15289929_05 |  | 42.09191255553054 | -75.82055445254981 | PQ | 7199.558 | False | -1 | ABCN | 8102703
node_1417107_12_15291443_891 |  | 42.09606171480564 | -75.82045127697846 | PQ | 7199.558 | False | -1 | ABCN | 8102703
node_1417109_669_15291470_316 |  | 42.09613409305118 | -75.8204415791824 | PQ | 7199.558 | False | -1 | ABCN | 8102703
node_1417117_22_15291494_996 |  | 42.09620169173045 | -75.82041285103094 | PQ | 7199.558 | False | -1 | ABCN | 8102703
node_1417218_172_15288978_952 |  | 42.089310230977034 | -75.82002877417413 | PQ | 7199.558 | False | -1 | ABCN | 8102703
node_1417261_052_15291750_451 |  | 42.09690138462404 | -75.8198656351019 | PQ | 7199.558 | False | -1 | ABCN | 8102703
node_1417280_061_15289076_121 |  | 42.08957637749511 | -75.81979331442504 | PQ | 7199.558 | False | -1 | ABCN | 8102703
node_1417297_088_15291749_346 |  | 42.09689835802191 | -75.81972853436481 | PQ | 7199.558 | False | -1 | ABCN | 8102703
node_1417445_316_15288382_831 |  | 42.08767745171094 | -75.81916459363723 | PQ | 7199.558 | False | -1 | AN | 8102703
node_1417668_967_15287696_851 |  | 42.08579854806393 | -75.81831370239088 | PQ | 7199.558 | False | -1 | ABCN | 8102703
node_1417670_586_15287723_402 |  | 42.08587127142428 | -75.81830754282564 | PQ | 7199.558 | False | -1 | ABCN | 8102703
node_1417672_519_15287670_682 |  | 42.08572687100405 | -75.81830018863191 | PQ | 7199.558 | False | -1 | ABCN | 8102703
node_1417673_586_15288044_436 |  | 42.086750585622084 | -75.81829612917785 | PQ | 7199.558 | False | -1 | ABCN | 8102703
node_1417740_304_15288598_738 |  | 42.0882688223773 | -75.81804229726039 | PQ | 7199.558 | False | -1 | AN | 8102703
node_1417804_553_15288768_68 |  | 42.08873429461203 | -75.81779785877504 | PQ | 7199.558 | False | -1 | AN | 8102703
node_1417880_012_15288921_084 |  | 42.08915173015158 | -75.81751077129249 | PQ | 7199.558 | False | -1 | AN | 8102703
node_1417931_542_15288778_69 |  | 42.08876171206663 | -75.81731472286917 | PQ | 7199.558 | False | -1 | AN | 8102703
node_1417989_65_15287628_898 |  | 42.08561242435839 | -75.81709364812083 | PQ | 7199.558 | False | -1 | ABCN | 8102703
node_1418026_821_15288524_594 |  | 42.08806574148281 | -75.81695222922032 | PQ | 7199.558 | False | -1 | AN | 8102703
node_1418037_805_15288782_344 |  | 42.08877172039622 | -75.81691044005126 | PQ | 7199.558 | False | -1 | AN | 8102703
node_1418068_923_15288608_332 |  | 42.08829510040522 | -75.81679205008741 | PQ | 7199.558 | False | -1 | AN | 8102703
node_1418094_078_15288919_075 |  | 42.08914622748761 | -75.8166963466508 | PQ | 7199.558 | False | -1 | AN | 8102703
node_1418318_492_15289372_193 |  | 42.090387320613836 | -75.81584255253337 | PQ | 7199.558 | False | -1 | AN | 8102703
node_1418403_268_15288258_616 |  | 42.08733722602431 | -75.81552001806537 | PQ | 7199.558 | False | -1 | AN | 8102703
node_1418527_098_15288386_659 |  | 42.08768793662764 | -75.81504890073062 | PQ | 7199.558 | False | -1 | AN | 8102703
node_1418623_695_15288547_649 |  | 42.0881288892766 | -75.81468139268584 | PQ | 7199.558 | False | -1 | AN | 8102703
node_1418641_606_15287477_538 |  | 42.085197848341586 | -75.81461324940406 | PQ | 7199.558 | False | -1 | ABCN | 8102703
node_1418657_556_15287493_489 |  | 42.085241538233525 | -75.81455256684337 | PQ | 7199.558 | False | -1 | ABCN | 8102703
node_1418669_911_15287514_415 |  | 42.08529885468256 | -75.81450556163728 | PQ | 7199.558 | False | -1 | ABCN | 8102703
node_1418687_704_15288712_375 |  | 42.08858007485367 | -75.81443786729231 | PQ | 7199.558 | False | -1 | AN | 8102703
node_1418779_346_15287190_933 |  | 42.08441283539696 | -75.81408921078912 | PQ | 7199.558 | False | -1 | ABCN | 8102703
node_1418792_795_15287171_463 |  | 42.08435950694131 | -75.81403804340613 | PQ | 7199.558 | False | -1 | ABCN | 8102703
node_1418812_246_15287581_474 |  | 42.08548252971634 | -75.8139640411185 | PQ | 7199.558 | False | -1 | AN | 8102703
node_1418857_858_15287719_629 |  | 42.08586093715293 | -75.81379050801769 | PQ | 7199.558 | False | -1 | ABCN | 8102703
node_1419013_488_15287328_631 |  | 42.0847899911076 | -75.8131984060165 | PQ | 7199.558 | False | -1 | AN | 8102703
node_1419016_244_15287909_705 |  | 42.08638155654359 | -75.81318792067873 | PQ | 7199.558 | False | -1 | ABCN | 8102703
node_1419110_479_15288161_188 |  | 42.08707037010355 | -75.8128293989793 | PQ | 7199.558 | False | -1 | ABCN | 8102703
node_1419119_083_15288183_211 |  | 42.08713069124268 | -75.81279666463747 | PQ | 7199.558 | False | -1 | ABCN | 8102703
node_1419129_554_15288197_848 |  | 42.087170782080136 | -75.81275682720218 | PQ | 7199.558 | False | -1 | ABCN | 8102703
node_1419756_768_15287774_261 |  | 42.0860105745535 | -75.8103705606432 | PQ | 7199.558 | False | -1 | ABCN | 8102703
node_1419778_885_15287779_684 |  | 42.08602542818549 | -75.81028641542723 | PQ | 7199.558 | False | -1 | ABCN | 8102703
node_1420112_123_15287582_128 |  | 42.08548432102656 | -75.80901859504122 | PQ | 7199.558 | False | -1 | ABCN | 8102703
node_1420130_084_15287593_563 |  | 42.08551564156535 | -75.80895026153198 | PQ | 7199.558 | False | -1 | ABCN | 8102703
node_1420145_255_15287610_832 |  | 42.0855629414678 | -75.80889254271517 | PQ | 7199.558 | False | -1 | ABCN | 8102703
node_8102703_200835810 |  | 42.08975600975536 | -75.81814291617464 | PQ | 7199.558 | False | -1 | AN | 8102703
node_8102703_200835811 |  | 42.09032963987693 | -75.81627194157184 | PQ | 7199.558 | False | -1 | AN | 8102703
node_8102703_200835813 |  | 42.089023739119014 | -75.81659089976353 | PQ | 7199.558 | False | -1 | AN | 8102703
node_8102703_200835815 |  | 42.08913234894191 | -75.81847504571586 | PQ | 7199.558 | False | -1 | AN | 8102703
node_8102703_200835816 |  | 42.08935794173045 | -75.81666876747322 | PQ | 7199.558 | False | -1 | AN | 8102703
node_8102703_200835817 |  | 42.090370845490014 | -75.81596521120147 | PQ | 7199.558 | False | -1 | AN | 8102703
node_8102703_200835818 |  | 42.089329891565356 | -75.81762240437686 | PQ | 7199.558 | False | -1 | AN | 8102703
node_8102703_200835819 |  | 42.08947152558907 | -75.81765655781555 | PQ | 7199.558 | False | -1 | AN | 8102703
node_8102703_200836365 |  | 42.08946186511331 | -75.82281834197734 | PQ | 7199.558 | False | -1 | ABCN | 8102703
node_8102703_200836368 |  | 42.08950406224673 | -75.82229851499842 | PQ | 7199.558 | False | -1 | ABCN | 8102703
node_8102703_200836369 |  | 42.089511189141525 | -75.82203731747359 | PQ | 7199.558 | False | -1 | ABCN | 8102703
node_8102703_200836370 |  | 42.08956330695632 | -75.82127432653333 | PQ | 7199.558 | False | -1 | ABCN | 8102703
node_8102703_200836371 |  | 42.089940320238625 | -75.82191264619892 | PQ | 7199.558 | False | -1 | ABCN | 8102703
node_8102703_200836372 |  | 42.08953534443944 | -75.82105944559117 | PQ | 7199.558 | False | -1 | ABCN | 8102703
node_8102703_200836373 |  | 42.08946028470658 | -75.82059290512917 | PQ | 7199.558 | False | -1 | ABCN | 8102703
node_8102703_200837274 |  | 42.09972619867177 | -75.82681741403552 | PQ | 7199.558 | False | -1 | AN | 8102703
node_8102703_200837275 |  | 42.101150342338286 | -75.82687668130387 | PQ | 7199.558 | False | -1 | ABCN | 8102703
node_8102703_200837277 |  | 42.09536323803091 | -75.82072106898006 | PQ | 7199.558 | False | -1 | ABCN | 8102703
node_8102703_200837278 |  | 42.09558422107159 | -75.82030146524228 | PQ | 7199.558 | False | -1 | ABCN | 8102703
node_8102703_200837279 |  | 42.095975101943566 | -75.81992048148403 | PQ | 7199.558 | False | -1 | ABCN | 8102703
node_8102703_200837280 |  | 42.09604981656161 | -75.82019508624045 | PQ | 7199.558 | False | -1 | ABCN | 8102703
node_8102703_200837281 |  | 42.09638337550653 | -75.81985985218704 | PQ | 7199.558 | False | -1 | ABCN | 8102703
node_8102703_200837282 |  | 42.09687502168693 | -75.81986553998817 | PQ | 7199.558 | False | -1 | ABCN | 8102703
node_8102703_200837283 |  | 42.09736441914303 | -75.81986733953998 | PQ | 7199.558 | False | -1 | ABCN | 8102703
node_8102703_200837284 |  | 42.09780769446946 | -75.81987452252898 | PQ | 7199.558 | False | -1 | ABCN | 8102703
node_8102703_200837287 |  | 42.098299559770375 | -75.81998758612386 | PQ | 7199.558 | False | -1 | ABCN | 8102703
node_8102703_200837288 |  | 42.098777787558156 | -75.82018127953118 | PQ | 7199.558 | False | -1 | ABCN | 8102703
node_8102703_200837289 |  | 42.098958197696234 | -75.8208110199382 | PQ | 7199.558 | False | -1 | ABCN | 8102703
node_8102703_200837290 |  | 42.093367997823805 | -75.82072334790507 | PQ | 7199.558 | False | -1 | ABCN | 8102703
node_8102703_200837291 |  | 42.099432599092 | -75.82111261797162 | PQ | 7199.558 | False | -1 | ABCN | 8102703
node_8102703_200837292 |  | 42.0996619990995 | -75.8216333998924 | PQ | 7199.558 | False | -1 | ABCN | 8102703
node_8102703_200837293 |  | 42.09990116092601 | -75.82215896793615 | PQ | 7199.558 | False | -1 | ABCN | 8102703
node_8102703_200837294 |  | 42.100136041685424 | -75.82269806876161 | PQ | 7199.558 | False | -1 | ABCN | 8102703
node_8102703_200837295 |  | 42.100376041647905 | -75.82323056488957 | PQ | 7199.558 | False | -1 | ABCN | 8102703
node_8102703_200837296 |  | 42.10060512666967 | -75.82375716016162 | PQ | 7199.558 | False | -1 | ABCN | 8102703
node_8102703_200837297 |  | 42.10088633224523 | -75.82436927789647 | PQ | 7199.558 | False | -1 | ABCN | 8102703
node_8102703_200837300 |  | 42.101206519360645 | -75.82485229966585 | PQ | 7199.558 | False | -1 | ABCN | 8102703
node_8102703_200837301 |  | 42.10097880658112 | -75.82467086832078 | PQ | 7199.558 | False | -1 | ABCN | 8102703
node_8102703_200837302 |  | 42.10055990567312 | -75.82511845832292 | PQ | 7199.558 | False | -1 | ABCN | 8102703
node_8102703_200837303 |  | 42.10016048457902 | -75.82557654127191 | PQ | 7199.558 | False | -1 | ABCN | 8102703
node_8102703_200837304 |  | 42.101547887212966 | -75.82534640028268 | PQ | 7199.558 | False | -1 | ABCN | 8102703
node_8102703_200837305 |  | 42.1018983020036 | -75.82583423861142 | PQ | 7199.558 | False | -1 | ABCN | 8102703
node_8102703_200837306 |  | 42.101514131697435 | -75.82629686038769 | PQ | 7199.558 | False | -1 | ABCN | 8102703
node_8102703_200837307 |  | 42.101133957601675 | -75.82674209156929 | PQ | 7199.558 | False | -1 | ABCN | 8102703
node_8102703_200837309 |  | 42.09362994270599 | -75.82128819791993 | PQ | 7199.558 | False | -1 | ABCN | 8102703
node_8102703_200837310 |  | 42.10212662284257 | -75.82622291897283 | PQ | 7199.558 | False | -1 | ABCN | 8102703
node_8102703_200837311 |  | 42.102314305042775 | -75.82655955310038 | PQ | 7199.558 | False | -1 | ABCN | 8102703
node_8102703_200837312 |  | 42.10254617015608 | -75.82693498982582 | PQ | 7199.558 | False | -1 | ABCN | 8102703
node_8102703_200837313 |  | 42.10278531554855 | -75.82735414843134 | PQ | 7199.558 | False | -1 | ABCN | 8102703
node_8102703_200837314 |  | 42.102645834383914 | -75.82772890414246 | PQ | 7199.558 | False | -1 | ABCN | 8102703
node_8102703_200837315 |  | 42.102416711016055 | -75.82801580900663 | PQ | 7199.558 | False | -1 | ABCN | 8102703
node_8102703_200837316 |  | 42.10224830594327 | -75.82835534980981 | PQ | 7199.558 | False | -1 | ABCN | 8102703
node_8102703_200837317 |  | 42.101840319975985 | -75.82890686107496 | PQ | 7199.558 | False | -1 | ABCN | 8102703
node_8102703_200837318 |  | 42.101358526001796 | -75.82863976649878 | PQ | 7199.558 | False | -1 | ABCN | 8102703
node_8102703_200837319 |  | 42.09390003613237 | -75.82188608283599 | PQ | 7199.558 | False | -1 | ABCN | 8102703
node_8102703_200837320 |  | 42.09423558085697 | -75.8223433325887 | PQ | 7199.558 | False | -1 | ABCN | 8102703
node_8102703_200837322 |  | 42.09491398071439 | -75.8221664020254 | PQ | 7199.558 | False | -1 | ABCN | 8102703
node_8102703_200837323 |  | 42.09500787933363 | -75.82167486567478 | PQ | 7199.558 | False | -1 | ABCN | 8102703
node_8102703_200837324 |  | 42.09517806476062 | -75.82118243525507 | PQ | 7199.558 | False | -1 | ABCN | 8102703
node_8102703_200837325 |  | 42.09531121882035 | -75.82134532703161 | PQ | 7199.558 | False | -1 | ABCN | 8102703
node_8102703_200837359 |  | 42.08989282860573 | -75.82104845044381 | PQ | 7199.558 | False | -1 | ABCN | 8102703
node_8102703_200837360 |  | 42.09371204990244 | -75.82519179100989 | PQ | 7199.558 | False | -1 | ABCN | 8102703
node_8102703_200837361 |  | 42.094067523637996 | -75.8256007762507 | PQ | 7199.558 | False | -1 | ABCN | 8102703
node_8102703_200837362 |  | 42.094386300165084 | -75.8260579803488 | PQ | 7199.558 | False | -1 | ABCN | 8102703
node_8102703_200837363 |  | 42.094365138601226 | -75.82616130810213 | PQ | 7199.558 | False | -1 | ABCN | 8102703
node_8102703_200837364 |  | 42.09399569593276 | -75.82660458754997 | PQ | 7199.558 | False | -1 | ABCN | 8102703
node_8102703_200837365 |  | 42.093622366614134 | -75.82703277435087 | PQ | 7199.558 | False | -1 | ABCN | 8102703
node_8102703_200837366 |  | 42.093090363912644 | -75.82755525310063 | PQ | 7199.558 | False | -1 | ABCN | 8102703
node_8102703_200837367 |  | 42.093279768947916 | -75.82821064758329 | PQ | 7199.558 | False | -1 | ABCN | 8102703
node_8102703_200837368 |  | 42.09341184383911 | -75.82876750424015 | PQ | 7199.558 | False | -1 | ABCN | 8102703
node_8102703_200837369 |  | 42.09353813394867 | -75.82932754530474 | PQ | 7199.558 | False | -1 | ABCN | 8102703
node_8102703_200837370 |  | 42.090353307631695 | -75.82155418537228 | PQ | 7199.558 | False | -1 | ABCN | 8102703
node_8102703_200837371 |  | 42.09371252648956 | -75.82990714175251 | PQ | 7199.558 | False | -1 | ABCN | 8102703
node_8102703_200837372 |  | 42.09388287351793 | -75.83058270034626 | PQ | 7199.558 | False | -1 | ABCN | 8102703
node_8102703_200837373 |  | 42.094058186365 | -75.83124087975898 | PQ | 7199.558 | False | -1 | ABCN | 8102703
node_8102703_200837374 |  | 42.09403187546901 | -75.8313550504777 | PQ | 7199.558 | False | -1 | ABCN | 8102703
node_8102703_200837375 |  | 42.09383140758667 | -75.83207996929353 | PQ | 7199.558 | False | -1 | ABCN | 8102703
node_8102703_200837376 |  | 42.09381514336635 | -75.83136857184577 | PQ | 7199.558 | False | -1 | AN | 8102703
node_8102703_200837377 |  | 42.09348458911151 | -75.83039380828009 | PQ | 7199.558 | False | -1 | AN | 8102703
node_8102703_200837378 |  | 42.09401448551703 | -75.83260521775514 | PQ | 7199.558 | False | -1 | ABCN | 8102703
node_8102703_200837379 |  | 42.09420300585322 | -75.83312372455546 | PQ | 7199.558 | False | -1 | ABCN | 8102703
node_8102703_200837380 |  | 42.09442760712141 | -75.83388361098353 | PQ | 7199.558 | False | -1 | ABCN | 8102703
node_8102703_200837381 |  | 42.0946730001876 | -75.83463160058606 | PQ | 7199.558 | False | -1 | ABCN | 8102703
node_8102703_200837382 |  | 42.09488723705538 | -75.83493352961527 | PQ | 7199.558 | False | -1 | ABCN | 8102703
node_8102703_200837383 |  | 42.09489895726399 | -75.83533473074829 | PQ | 7199.558 | False | -1 | ABCN | 8102703
node_8102703_200837384 |  | 42.090784865488516 | -75.82201715716707 | PQ | 7199.558 | False | -1 | ABCN | 8102703
node_8102703_200837385 |  | 42.095443233453395 | -75.83458666505477 | PQ | 7199.558 | False | -1 | ABCN | 8102703
node_8102703_200837386 |  | 42.09602296608134 | -75.83419693844232 | PQ | 7199.558 | False | -1 | ABCN | 8102703
node_8102703_200837387 |  | 42.09580270066036 | -75.833735625431 | PQ | 7199.558 | False | -1 | ABCN | 8102703
node_8102703_200837388 |  | 42.095744502251236 | -75.83360507612772 | PQ | 7199.558 | False | -1 | ABCN | 8102703
node_8102703_200837392 |  | 42.096357264558 | -75.83451868536861 | PQ | 7199.558 | False | -1 | ABCN | 8102703
node_8102703_200837393 |  | 42.09653932631697 | -75.83529425414872 | PQ | 7199.558 | False | -1 | ABCN | 8102703
node_8102703_200837394 |  | 42.09596941576617 | -75.83556883227331 | PQ | 7199.558 | False | -1 | ABCN | 8102703
node_8102703_200837395 |  | 42.09556357444094 | -75.83584065970877 | PQ | 7199.558 | False | -1 | ABCN | 8102703
node_8102703_200837396 |  | 42.09514373131472 | -75.83606050939225 | PQ | 7199.558 | False | -1 | ABCN | 8102703
node_8102703_200837397 |  | 42.09671925712892 | -75.83517729849996 | PQ | 7199.558 | False | -1 | ABCN | 8102703
node_8102703_200837398 |  | 42.09740922928861 | -75.8348350869032 | PQ | 7199.558 | False | -1 | ABCN | 8102703
node_8102703_200837399 |  | 42.0981395634474 | -75.8344830785921 | PQ | 7199.558 | False | -1 | ABCN | 8102703
node_8102703_200837400 |  | 42.09827305714393 | -75.83459754606565 | PQ | 7199.558 | False | -1 | ABCN | 8102703
node_8102703_200837401 |  | 42.09118498502926 | -75.82248320684221 | PQ | 7199.558 | False | -1 | ABCN | 8102703
node_8102703_200837402 |  | 42.09162512145429 | -75.82288155456328 | PQ | 7199.558 | False | -1 | ABCN | 8102703
node_8102703_200837403 |  | 42.09203878264295 | -75.8232902468538 | PQ | 7199.558 | False | -1 | ABCN | 8102703
node_8102703_200837406 |  | 42.09291367060633 | -75.82419680246035 | PQ | 7199.558 | False | -1 | ABCN | 8102703
node_8102703_200837407 |  | 42.093381966756716 | -75.82472420429684 | PQ | 7199.558 | False | -1 | ABCN | 8102703
node_8102703_200837409 |  | 42.091636296600626 | -75.8205991788309 | PQ | 7199.558 | False | -1 | ABCN | 8102703
node_8102703_200837410 |  | 42.09160832860573 | -75.82100684389312 | PQ | 7199.558 | False | -1 | ABCN | 8102703
node_8102703_200837411 |  | 42.091582721634396 | -75.82157174717166 | PQ | 7199.558 | False | -1 | AN | 8102703
node_8102703_200837412 |  | 42.09155352656461 | -75.82210031700477 | PQ | 7199.558 | False | -1 | AN | 8102703
node_8102703_200837413 |  | 42.09150581033318 | -75.82223810636529 | PQ | 7199.558 | False | -1 | AN | 8102703
node_8102703_200837414 |  | 42.09199149917454 | -75.82271317662672 | PQ | 7199.558 | False | -1 | AN | 8102703
node_8102703_200837509 |  | 42.08877252840312 | -75.81885614741515 | PQ | 7199.558 | False | -1 | AN | 8102703
node_8102703_200837510 |  | 42.0888152185577 | -75.81782673530391 | PQ | 7199.558 | False | -1 | AN | 8102703
node_8102703_200837511 |  | 42.088872485704634 | -75.81737045951581 | PQ | 7199.558 | False | -1 | AN | 8102703
node_8102703_200837512 |  | 42.0888682703737 | -75.8169106835424 | PQ | 7199.558 | False | -1 | AN | 8102703
node_8102703_200837513 |  | 42.08892056896292 | -75.81637945813391 | PQ | 7199.558 | False | -1 | AN | 8102703
node_8102703_200837514 |  | 42.08875779802641 | -75.81633968918051 | PQ | 7199.558 | False | -1 | AN | 8102703
node_8102703_200837515 |  | 42.08836996840762 | -75.81672752112743 | PQ | 7199.558 | False | -1 | AN | 8102703
node_8102703_200837524 |  | 42.087804007504126 | -75.81756839499558 | PQ | 7199.558 | False | -1 | AN | 8102703
node_8102703_200837525 |  | 42.08781457185201 | -75.81677821294176 | PQ | 7199.558 | False | -1 | AN | 8102703
node_8102703_200837526 |  | 42.08798528042923 | -75.8169135027134 | PQ | 7199.558 | False | -1 | AN | 8102703
node_8102703_200837527 |  | 42.087840463680024 | -75.81599159194604 | PQ | 7199.558 | False | -1 | AN | 8102703
node_8102703_200837528 |  | 42.08758522662464 | -75.81588954632582 | PQ | 7199.558 | False | -1 | AN | 8102703
node_8102703_200837529 |  | 42.08742952780278 | -75.81553143171315 | PQ | 7199.558 | False | -1 | AN | 8102703
node_8102703_200837530 |  | 42.08774914246585 | -75.8151483782801 | PQ | 7199.558 | False | -1 | AN | 8102703
node_8102703_200837531 |  | 42.08815574523487 | -75.81480543240534 | PQ | 7199.558 | False | -1 | AN | 8102703
node_8102703_200837533 |  | 42.088468720546295 | -75.81452662742653 | PQ | 7199.558 | False | -1 | AN | 8102703
node_8102703_200837581 |  | 42.09664969732103 | -75.83615085221896 | PQ | 7199.558 | False | -1 | ABCN | 8102703
node_8102703_200837582 |  | 42.09699973960678 | -75.83664881445328 | PQ | 7199.558 | False | -1 | AN | 8102703
node_8102703_200837584 |  | 42.097454989869426 | -75.8377460921142 | PQ | 7199.558 | False | -1 | AN | 8102703
node_8102703_200837585 |  | 42.09780711106108 | -75.83872913437907 | PQ | 7199.558 | False | -1 | AN | 8102703
node_8102703_200837586 |  | 42.098178868190004 | -75.83971657089832 | PQ | 7199.558 | False | -1 | AN | 8102703
node_8102703_200837587 |  | 42.09846749647306 | -75.84073774996496 | PQ | 7199.558 | False | -1 | AN | 8102703
node_8102703_200837588 |  | 42.09853077026114 | -75.84072303016387 | PQ | 7199.558 | False | -1 | AN | 8102703
node_8102703_200837589 |  | 42.098946871904545 | -75.84044761503846 | PQ | 7199.558 | False | -1 | AN | 8102703
node_8102703_200837590 |  | 42.09938554843914 | -75.84014915575818 | PQ | 7199.558 | False | -1 | AN | 8102703
node_8102703_200837719 |  | 42.08514282170193 | -75.81525151580597 | PQ | 7199.558 | False | -1 | ABCN | 8102703
node_8102703_200837720 |  | 42.085426525251385 | -75.81473453843444 | PQ | 7199.558 | False | -1 | ABCN | 8102703
node_8102703_200837721 |  | 42.08585258866126 | -75.81388164979974 | PQ | 7199.558 | False | -1 | ABCN | 8102703
node_8102703_200837722 |  | 42.08634042214467 | -75.81311164707519 | PQ | 7199.558 | False | -1 | ABCN | 8102703
node_8102703_200837723 |  | 42.08613135378208 | -75.8125245899063 | PQ | 7199.558 | False | -1 | ABCN | 8102703
node_8102703_200837724 |  | 42.08587032646705 | -75.81141056842411 | PQ | 7199.558 | False | -1 | ABCN | 8102703
node_8102703_200837725 |  | 42.08574887070388 | -75.81025845959927 | PQ | 7199.558 | False | -1 | ABCN | 8102703
node_8102703_200837726 |  | 42.086005512869576 | -75.80926777019039 | PQ | 7199.558 | False | -1 | ABCN | 8102703
node_8102703_200837727 |  | 42.08575337363049 | -75.80911233152587 | PQ | 7199.558 | False | -1 | ABCN | 8102703
node_8102703_200838023 |  | 42.102974750712896 | -75.82904373353911 | PQ | 7199.558 | False | -1 | ABCN | 8102703
node_8102703_200838024 |  | 42.102683920268646 | -75.82880206476563 | PQ | 7199.558 | False | -1 | ABCN | 8102703
node_8102703_200838025 |  | 42.102347531930064 | -75.8285711210165 | PQ | 7199.558 | False | -1 | ABCN | 8102703
node_8102703_200838259 |  | 42.08676312205463 | -75.81823669070478 | PQ | 7199.558 | False | -1 | ABCN | 8102703
node_8102703_200838265 |  | 42.089353132035114 | -75.8199080748489 | PQ | 7199.558 | False | -1 | ABCN | 8102703
node_8102703_200838266 |  | 42.089371631284706 | -75.81955801446702 | PQ | 7199.558 | False | -1 | AN | 8102703
node_8102703_200838277 |  | 42.08915821611886 | -75.81967855019664 | PQ | 7199.558 | False | -1 | ABCN | 8102703
node_8102703_200838285 |  | 42.088968635787175 | -75.81936001430992 | PQ | 7199.558 | False | -1 | ABCN | 8102703
node_8102703_200838286 |  | 42.08884585434488 | -75.81908797762425 | PQ | 7199.558 | False | -1 | AN | 8102703
node_8102703_200838297 |  | 42.08875777063634 | -75.8190201691428 | PQ | 7199.558 | False | -1 | ABCN | 8102703
node_8102703_200838342 |  | 42.08810725660363 | -75.81814574675928 | PQ | 7199.558 | False | -1 | ABCN | 8102703
node_8102703_200838343 |  | 42.088182521761965 | -75.8180029468074 | PQ | 7199.558 | False | -1 | AN | 8102703
node_8102703_200838355 |  | 42.08784338619991 | -75.81790362904898 | PQ | 7199.558 | False | -1 | ABCN | 8102703
node_8102703_200838383 |  | 42.087356670231124 | -75.81747064851601 | PQ | 7199.558 | False | -1 | ABCN | 8102703
node_8102703_200838397 |  | 42.08707571938316 | -75.81723086679895 | PQ | 7199.558 | False | -1 | ABCN | 8102703
node_8102703_200838398 |  | 42.086513272624934 | -75.81760289464826 | PQ | 7199.558 | False | -1 | ABCN | 8102703
node_8102703_200838400 |  | 42.08582159132522 | -75.81721466702821 | PQ | 7199.558 | False | -1 | ABCN | 8102703
node_8102703_200838401 |  | 42.08579867679723 | -75.8180425141197 | PQ | 7199.558 | False | -1 | ABCN | 8102703
node_8102703_200838402 |  | 42.08685766434038 | -75.8180507091188 | PQ | 7199.558 | False | -1 | ABCN | 8102703
node_8102703_200838403 |  | 42.087496315736146 | -75.81886578433841 | PQ | 7199.558 | False | -1 | AN | 8102703
node_8102703_200838441 |  | 42.086127009717835 | -75.8163989906898 | PQ | 7199.558 | False | -1 | ABCN | 8102703
node_8102703_200838464 |  | 42.08562782853068 | -75.81586948874212 | PQ | 7199.558 | False | -1 | ABCN | 8102703
node_8102703_200838481 |  | 42.08502127007353 | -75.81527939554293 | PQ | 7199.558 | False | -1 | ABCN | 8102703
node_8102703_200838520 |  | 42.09217210926009 | -75.82017187468541 | PQ | 7199.558 | False | -1 | ABCN | 8102703
node_8102703_200838542 |  | 42.084494764558 | -75.81463144275862 | PQ | 7199.558 | False | -1 | ABCN | 8102703
node_8102703_200838543 |  | 42.084897787445584 | -75.81399052458588 | PQ | 7199.558 | False | -1 | AN | 8102703
node_8102703_200838545 |  | 42.08479049234578 | -75.8133326267098 | PQ | 7199.558 | False | -1 | AN | 8102703
node_8102703_200838546 |  | 42.0854129945595 | -75.81390088560079 | PQ | 7199.558 | False | -1 | AN | 8102703
node_8102703_200838547 |  | 42.08418883671018 | -75.8142617927526 | PQ | 7199.558 | False | -1 | ABCN | 8102703
node_8102703_200838550 |  | 42.0838338587348 | -75.81376734972635 | PQ | 7199.558 | False | -1 | ABCN | 8102703
node_8102703_200838559 |  | 42.09165073390365 | -75.8203473290836 | PQ | 7199.558 | False | -1 | ABCN | 8102703
node_8102703_200838629 |  | 42.089626999812396 | -75.82001825839998 | PQ | 7199.558 | False | -1 | ABCN | 8102703
node_8102703_200914783 |  | 42.09415232053879 | -75.82961747478558 | PQ | 7199.558 | False | -1 | AN | 8102703
node_8102703_200914795 |  | 42.10223424114513 | -75.83143124799027 | PQ | 7199.558 | False | -1 | ABCN | 8102703
node_8102703_200914797 |  | 42.10155108911151 | -75.83049275699722 | PQ | 7199.558 | False | -1 | ABCN | 8102703
node_8102703_200914802 |  | 42.0930630532793 | -75.82001422938232 | PQ | 7199.558 | False | -1 | ABCN | 8102703
node_8102703_200914809 |  | 42.087744686102354 | -75.81171869506404 | PQ | 7199.558 | False | -1 | ABCN | 8102703
node_8102703_200914810 |  | 42.087736263657504 | -75.81023254681426 | PQ | 7199.558 | False | -1 | ABCN | 8102703
node_8102703_200914811 |  | 42.088846470621334 | -75.81170564165554 | PQ | 7199.558 | False | -1 | ABCN | 8102703
node_8102703_200914819 |  | 42.08640959027464 | -75.81751967393777 | PQ | 7199.558 | False | -1 | ABCN | 8102703
node_8102703_200914822 |  | 42.08607514115263 | -75.81708897232978 | PQ | 7199.558 | False | -1 | ABCN | 8102703
node_8102703_200914823 |  | 42.086150584346385 | -75.81724988193615 | PQ | 7199.558 | False | -1 | ABCN | 8102703
node_8102703_200914824 |  | 42.085968599279596 | -75.81695681370218 | PQ | 7199.558 | False | -1 | ABCN | 8102703
node_8102703_200914825 |  | 42.086296776076836 | -75.81745842069469 | PQ | 7199.558 | False | -1 | ABCN | 8102703
node_8102703_200914826 |  | 42.0862061889164 | -75.81737057745684 | PQ | 7199.558 | False | -1 | ABCN | 8102703
node_8102703_200914843 |  | 42.10223424114513 | -75.83048754476474 | PQ | 7199.558 | False | -1 | ABCN | 8102703
node_8102703_200954401 |  | 42.089327122429836 | -75.82061365514083 | PQ | 7199.558 | False | -1 | ABCN | 8102703
node_8102703_200964729 |  | 42.09250826204412 | -75.82374166803703 | PQ | 7199.558 | False | -1 | ABCN | 8102703
node_8102703_200971544 |  | 42.099198663289805 | -75.83734931186743 | PQ | 7199.558 | False | -1 | AN | 8102703
node_8102703_201013806 |  | 42.10329454888939 | -75.82930801274884 | PQ | 7199.558 | False | -1 | ABCN | 8102703
node_8102703_201044657 |  | 42.089590872317274 | -75.81991590080672 | PQ | 7199.558 | False | -1 | ABCN | 8102703
node_8102703_201061712 |  | 42.09482364554255 | -75.82749640433269 | PQ | 7199.558 | False | -1 | ABCN | 8102703
node_8102703_201061752 |  | 42.09437134245085 | -75.82700496690033 | PQ | 7199.558 | False | -1 | ABCN | 8102703
node_8102703_310008743 |  | 42.098942700397714 | -75.8364661998934 | PQ | 7199.558 | False | -1 | AN | 8102703
node_8102703_310008744 |  | 42.098592082920604 | -75.83554834477555 | PQ | 7199.558 | False | -1 | AN | 8102703
node_8102703_310008762 |  | 42.09898560419481 | -75.83674183948722 | PQ | 7199.558 | False | -1 | AN | 8102703
node_8102703_310008765 |  | 42.09941807961879 | -75.83798361012445 | PQ | 7199.558 | False | -1 | AN | 8102703
node_8102703_310008767 |  | 42.09961935824703 | -75.83855909765903 | PQ | 7199.558 | False | -1 | AN | 8102703
node_8102703_310009262 |  | 42.0844193460153 | -75.81470478685924 | PQ | 7199.558 | False | -1 | AN | 8102703
node_8102703_310054386 |  | 42.0948049518235 | -75.82240415211315 | PQ | 7199.558 | False | -1 | ABCN | 8102703
node_8102703_310054411 |  | 42.093220943306314 | -75.82015653474281 | PQ | 7199.558 | False | -1 | ABCN | 8102703
node_8102703_310054420 |  | 42.09008487678223 | -75.82011298406744 | PQ | 7199.558 | False | -1 | ABCN | 8102703
node_8102703_310054421 |  | 42.09050310115563 | -75.82029455618083 | PQ | 7199.558 | False | -1 | ABCN | 8102703
node_8102703_310054423 |  | 42.09086215203361 | -75.82048647286365 | PQ | 7199.558 | False | -1 | ABCN | 8102703
node_8102703_310054424 |  | 42.09120929918955 | -75.82042090906627 | PQ | 7199.558 | False | -1 | ABCN | 8102703
node_8102703_310054435 |  | 42.092051727187446 | -75.8202513250876 | PQ | 7199.558 | False | -1 | ABCN | 8102703
node_8102703_310054523 |  | 42.0927786074591 | -75.8200828824737 | PQ | 7199.558 | False | -1 | ABCN | 8102703
node_8102703_310054525 |  | 42.09243739846915 | -75.82010454938174 | PQ | 7199.558 | False | -1 | ABCN | 8102703
node_8102703_311894060 |  | 42.10265377202461 | -75.82920517958692 | PQ | 7199.558 | False | -1 | ABCN | 8102703
node_8102703_311926693 |  | 42.086451113612476 | -75.81289651883733 | PQ | 7199.558 | False | -1 | ABCN | 8102703
node_8102703_311926775 |  | 42.08705387306768 | -75.81266655285737 | PQ | 7199.558 | False | -1 | ABCN | 8102703
node_8102703_311931881 |  | 42.09566980132823 | -75.83351286146278 | PQ | 7199.558 | False | -1 | ABCN | 8102703
node_8102703_311996990 |  | 42.09671634008705 | -75.83642908651538 | PQ | 7199.558 | False | -1 | ABCN | 8102703
node_8102703_312090948 |  | 42.10320043936665 | -75.82968566752649 | PQ | 7199.558 | False | -1 | ABCN | 8102703
node_8102703_312090952 |  | 42.103083713867626 | -75.82996968473779 | PQ | 7199.558 | False | -1 | ABCN | 8102703
node_SOURCE_8102703 |  | 42.08384296045324 | -75.81322872066498 | SWING | 7199.558 | False | -1 | ABCN | 8102703
node_intto1_8102703_200836373 |  | 42.08946028470658 | -75.82059290512917 | PQ | 7199.558 | False | -1 | ABCN | 8102703
node_intto1_8102703_200837275 |  | 42.101150342338286 | -75.82687668130387 | PQ | 7199.558 | False | -1 | ABCN | 8102703
node_intto1_8102703_200837296 |  | 42.10060512666967 | -75.82375716016162 | PQ | 7199.558 | False | -1 | ABCN | 8102703
node_intto1_8102703_200837302 |  | 42.10055990567312 | -75.82511845832292 | PQ | 7199.558 | False | -1 | ABCN | 8102703
node_intto1_8102703_200837303 |  | 42.10016048457902 | -75.82557654127191 | PQ | 7199.558 | False | -1 | ABCN | 8102703
node_intto1_8102703_200837318 |  | 42.101358526001796 | -75.82863976649878 | PQ | 7199.558 | False | -1 | ABCN | 8102703
node_intto1_8102703_200837365 |  | 42.093622366614134 | -75.82703277435087 | PQ | 7199.558 | False | -1 | ABCN | 8102703
node_intto1_8102703_200837370 |  | 42.090353307631695 | -75.82155418537228 | PQ | 7199.558 | False | -1 | ABCN | 8102703
node_intto1_8102703_200837371 |  | 42.09371252648956 | -75.82990714175251 | PQ | 7199.558 | False | -1 | ABCN | 8102703
node_intto1_8102703_200837373 |  | 42.094058186365 | -75.83124087975898 | PQ | 7199.558 | False | -1 | ABCN | 8102703
node_intto1_8102703_200837394 |  | 42.09596941576617 | -75.83556883227331 | PQ | 7199.558 | False | -1 | ABCN | 8102703
node_intto1_8102703_200837411 |  | 42.091582721634396 | -75.82157174717166 | PQ | 7199.558 | False | -1 | AN | 8102703
node_intto1_8102703_200837525 |  | 42.08781457185201 | -75.81677821294176 | PQ | 7199.558 | False | -1 | AN | 8102703
node_intto1_8102703_200837582 |  | 42.09699973960678 | -75.83664881445328 | PQ | 7199.558 | False | -1 | AN | 8102703
node_intto1_8102703_200838023 |  | 42.102974750712896 | -75.82904373353911 | PQ | 7199.558 | False | -1 | ABCN | 8102703
node_intto1_8102703_200838259 |  | 42.08676312205463 | -75.81823669070478 | PQ | 7199.558 | False | -1 | ABCN | 8102703
node_intto1_8102703_200838400 |  | 42.08582159132522 | -75.81721466702821 | PQ | 7199.558 | False | -1 | ABCN | 8102703
node_intto1_8102703_200838543 |  | 42.084897787445584 | -75.81399052458588 | PQ | 7199.558 | False | -1 | AN | 8102703
node_intto1_8102703_200954401 |  | 42.089327122429836 | -75.82061365514083 | PQ | 7199.558 | False | -1 | ABCN | 8102703
node_intto1_8102703_201061712 |  | 42.09482364554255 | -75.82749640433269 | PQ | 7199.558 | False | -1 | ABCN | 8102703
node_intto1_8102703_201061752 |  | 42.09437134245085 | -75.82700496690033 | PQ | 7199.558 | False | -1 | ABCN | 8102703
node_intto1_8102703_310008744 |  | 42.098592082920604 | -75.83554834477555 | PQ | 7199.558 | False | -1 | AN | 8102703
node_intto1_8102703_310008765 |  | 42.09941807961879 | -75.83798361012445 | PQ | 7199.558 | False | -1 | AN | 8102703
node_intto1_8102703_310054435 |  | 42.092051727187446 | -75.8202513250876 | PQ | 7199.558 | False | -1 | ABCN | 8102703
node_intto1_8102703_311926693 |  | 42.086451113612476 | -75.81289651883733 | PQ | 7199.558 | False | -1 | ABCN | 8102703
node_intto1_8102703_312090952 |  | 42.103083713867626 | -75.82996968473779 | PQ | 7199.558 | False | -1 | ABCN | 8102703

## Capacitor
Name | GroupId | NominalVoltage | RemoteSense | RemoteSenseB | ParticipatingPhases | PhasesConnected | SwitchA | SwitchB | SwitchC | Control | ControlLevel | VoltageSetHigh | VoltageSetLow | ReactivePowerSetHigh | ReactivePowerSetLow | CapacitorA | CapacitorB | CapacitorC | TimeDelay | DwellTime | LockoutTime | CurrentSetHigh | CurrentSetLow | Status | ParentNode | Phases | Feeder | Comments
cap_220369082 |  | 0 |  |  |  |  | CLOSED | CLOSED | CLOSED | MANUAL | BANK | 0 | 0 | 0 | 0 | 200000 | 200000 | 200000 | 0 | 0 | 0 | 0 | 0 | OPEN | node_1417261_052_15291750_451 | ABCN | 8102703
cap_220369094 |  | 0 |  |  |  |  | CLOSED | CLOSED | CLOSED | MANUAL | BANK | 0 | 0 | 0 | 0 | 200000 | 200000 | 200000 | 0 | 0 | 0 | 0 | 0 | OPEN | node_1413591_495_15290841_137 | ABCN | 8102703

## EVChargingStation
Name | GroupId | ServiceCharge | ServiceDischarge | ChargeEfficiency | DischargeEfficiency | CommitmentStatus | ConstructionTime | CalendarLife | YearOfInstallation | DepthOfDischarge | ReactivePower | ReactivePowerA | ReactivePowerB | ReactivePowerC | ActivePower | ActivePowerA | ActivePowerB | ActivePowerC | Energy | MaxEnergy | PowerCharge | PowerDischarge | RampUpLimit | RampDownLimit | CapitalCost | FixedOperatingCost | VariableOperatingCost | MaxReactivePower | MaxActivePower | OutputSchedule | PlanningStatus | UnitType | UnitSubtype | ParentNode | Phases | Feeder | Comments
evchargingstation_load_220340080 |  | 0 | 0 | 0.92 | 0 | False | 0 | 0 | 0 | 0 | 0 | 0 | 0 | 0 | 0 | 0 | 0 | 0 | 0 | 0.04614008706363764 | 0 | 0 | 0 | 0 | 0 | 0 | 0.001 | 0.0032759325281984633 | 0.007690014510606274 | OPTIMIZED | INSTALLED |  |  | node_1418094_078_15288919_075 | AN | 8102703
evchargingstation_load_220340706 |  | 0 | 0 | 0.92 | 0 | False | 0 | 0 | 0 | 0 | 0 | 0 | 0 | 0 | 0 | 0 | 0 | 0 | 0 | 0.006860357460051291 | 0 | 0 | 0 | 0 | 0 | 0 | 0.001 | 0.00048708331391312675 | 0.0011433929100085486 | OPTIMIZED | INSTALLED |  |  | node_1416810_552_15289841_361 | AN | 8102703
evchargingstation_load_220340738 |  | 0 | 0 | 0.92 | 0 | False | 0 | 0 | 0 | 0 | 0 | 0 | 0 | 0 | 0 | 0 | 0 | 0 | 0 | 0.04399971131136554 | 0 | 0 | 0 | 0 | 0 | 0 | 0.001 | 0.0031239663985021247 | 0.007333285218560924 | OPTIMIZED | INSTALLED |  |  | node_1417804_553_15288768_68 | AN | 8102703
evchargingstation_load_220340741 |  | 0 | 0 | 0.92 | 0 | False | 0 | 0 | 0 | 0 | 0 | 0 | 0 | 0 | 0 | 0 | 0 | 0 | 0 | 0.01872654485538391 | 0 | 0 | 0 | 0 | 0 | 0 | 0.001 | 0.0013295791653051006 | 0.0031210908092306516 | OPTIMIZED | INSTALLED |  |  | node_1418068_923_15288608_332 | AN | 8102703
evchargingstation_load_220340745 |  | 0 | 0 | 0.92 | 0 | False | 0 | 0 | 0 | 0 | 0 | 0 | 0 | 0 | 0 | 0 | 0 | 0 | 0 | 0.04593092982400193 | 0 | 0 | 0 | 0 | 0 | 0 | 0.001 | 0.003261082364184328 | 0.007655154970666989 | OPTIMIZED | INSTALLED |  |  | node_1418026_821_15288524_594 | AN | 8102703
evchargingstation_load_220340747 |  | 0 | 0 | 0.92 | 0 | False | 0 | 0 | 0 | 0 | 0 | 0 | 0 | 0 | 0 | 0 | 0 | 0 | 0 | 0.016279405151646102 | 0 | 0 | 0 | 0 | 0 | 0 | 0.001 | 0.0011558329241641038 | 0.002713234191941017 | OPTIMIZED | INSTALLED |  |  | node_1418527_098_15288386_659 | AN | 8102703
evchargingstation_load_220340748 |  | 0 | 0 | 0.92 | 0 | False | 0 | 0 | 0 | 0 | 0 | 0 | 0 | 0 | 0 | 0 | 0 | 0 | 0 | 0.03835246584120137 | 0 | 0 | 0 | 0 | 0 | 0 | 0.001 | 0.0027230137453748172 | 0.006392077640200228 | OPTIMIZED | INSTALLED |  |  | node_1418623_695_15288547_649 | AN | 8102703
evchargingstation_load_220340749 |  | 0 | 0 | 0.92 | 0 | False | 0 | 0 | 0 | 0 | 0 | 0 | 0 | 0 | 0 | 0 | 0 | 0 | 0 | 0.04515007612936195 | 0 | 0 | 0 | 0 | 0 | 0 | 0.001 | 0.0032056419778063515 | 0.007525012688226991 | OPTIMIZED | INSTALLED |  |  | node_1418687_704_15288712_375 | AN | 8102703
evchargingstation_load_220340829 |  | 0 | 0 | 0.92 | 0 | False | 0 | 0 | 0 | 0 | 0 | 0 | 0 | 0 | 0 | 0 | 0 | 0 | 0 | 0.000908672007750696 | 0 | 0 | 0 | 0 | 0 | 0 | 0.001 | 6.451548660883684E-05 | 0.000151445334625116 | OPTIMIZED | INSTALLED |  |  | node_1418657_556_15287493_489 | AN | 8102703
evchargingstation_load_220340830 |  | 0 | 0 | 0.92 | 0 | False | 0 | 0 | 0 | 0 | 0 | 0 | 0 | 0 | 0 | 0 | 0 | 0 | 0 | 0.000908672007750696 | 0 | 0 | 0 | 0 | 0 | 0 | 0.001 | 6.451548660883684E-05 | 0.000151445334625116 | OPTIMIZED | INSTALLED |  |  | node_1418669_911_15287514_415 | BN | 8102703
evchargingstation_load_220341052 |  | 0 | 0 | 0.92 | 0 | False | 0 | 0 | 0 | 0 | 0 | 0 | 0 | 0 | 0 | 0 | 0 | 0 | 0 | 0.024694498092989507 | 0 | 0 | 0 | 0 | 0 | 0 | 0.001 | 0.0017533020376433973 | 0.004115749682164918 | OPTIMIZED | INSTALLED |  |  | node_1417740_304_15288598_738 | AN | 8102703
evchargingstation_load_220341107 |  | 0 | 0 | 0.92 | 0 | False | 0 | 0 | 0 | 0 | 0 | 0 | 0 | 0 | 0 | 0 | 0 | 0 | 0 | 0.011901046935271904 | 0 | 0 | 0 | 0 | 0 | 0 | 0.001 | 0.0008449707173409041 | 0.0019835078225453173 | OPTIMIZED | INSTALLED |  |  | node_1418812_246_15287581_474 | AN | 8102703
evchargingstation_load_220522514 |  | 0 | 0 | 0.92 | 0 | False | 0 | 0 | 0 | 0 | 0 | 0 | 0 | 0 | 0 | 0 | 0 | 0 | 0 | 0.009781586906963376 | 0 | 0 | 0 | 0 | 0 | 0 | 0.001 | 0.0006944898299874416 | 0.001630264484493896 | OPTIMIZED | INSTALLED |  |  | node_1416493_925_15289002_092 | AN | 8102703
evchargingstation_load_311926694-L-1 |  | 0 | 0 | 0.92 | 0 | False | 0 | 0 | 0 | 0 | 0 | 0 | 0 | 0 | 0 | 0 | 0 | 0 | 0 | 0 | 0 | 0 | 0 | 0 | 0 | 0 | 0.001 | 0 | 0 | OPTIMIZED | INSTALLED |  |  | node_1419110_479_15288161_188 | AN | 8102703
evchargingstation_load_311926695-L-1 |  | 0 | 0 | 0.92 | 0 | False | 0 | 0 | 0 | 0 | 0 | 0 | 0 | 0 | 0 | 0 | 0 | 0 | 0 | 0 | 0 | 0 | 0 | 0 | 0 | 0 | 0.001 | 0 | 0 | OPTIMIZED | INSTALLED |  |  | node_1419129_554_15288197_848 | BN | 8102703
evchargingstation_load_311926696-L-1 |  | 0 | 0 | 0.92 | 0 | False | 0 | 0 | 0 | 0 | 0 | 0 | 0 | 0 | 0 | 0 | 0 | 0 | 0 | 0 | 0 | 0 | 0 | 0 | 0 | 0 | 0.001 | 0 | 0 | OPTIMIZED | INSTALLED |  |  | node_1419119_083_15288183_211 | CN | 8102703

## Fuse
Name | GroupId | MeanReplacementTime | PhaseAStatus | PhaseBStatus | PhaseCStatus | RepairDistributionType | CurrentLimit | CurrentInAReal | CurrentInAImag | CurrentInA | CurrentInBReal | CurrentInBImag | CurrentInB | CurrentInCReal | CurrentInCImag | CurrentInC | CurrentOutAReal | CurrentOutAImag | CurrentOutA | CurrentOutBReal | CurrentOutBImag | CurrentOutB | CurrentOutCReal | CurrentOutCImag | CurrentOutC | ActivePowerInA | ReactivePowerInA | PowerInA | ActivePowerInB | ReactivePowerInB | PowerInB | ActivePowerInC | ReactivePowerInC | PowerInC | ActivePowerOutA | ReactivePowerOutA | PowerOutA | ActivePowerOutB | ReactivePowerOutB | PowerOutB | ActivePowerOutC | ReactivePowerOutC | PowerOutC | Status | From | To | Length | Phases | Feeder | Comments
fuse_220388469 |  | 0 | GOOD | GOOD | GOOD | NONE | 50 | 0 | 0 | 0+0j | 0 | 0 | 0+0j | 0 | 0 | 0+0j | 0 | 0 | 0+0j | 0 | 0 | 0+0j | 0 | 0 | 0+0j | 0 | 0 | 0+0j | 0 | 0 | 0+0j | 0 | 0 | 0+0j | 0 | 0 | 0+0j | 0 | 0 | 0+0j | 0 | 0 | 0+0j | OPEN | node_intto1_8102703_200837275 | node_8102703_200837275 | 0 | ABCN | 8102703
fuse_220388490 |  | 0 | GOOD | GOOD | GOOD | NONE | 150 | 0 | 0 | 0+0j | 0 | 0 | 0+0j | 0 | 0 | 0+0j | 0 | 0 | 0+0j | 0 | 0 | 0+0j | 0 | 0 | 0+0j | 0 | 0 | 0+0j | 0 | 0 | 0+0j | 0 | 0 | 0+0j | 0 | 0 | 0+0j | 0 | 0 | 0+0j | 0 | 0 | 0+0j | OPEN | node_intto1_8102703_200837525 | node_8102703_200837525 | 0 | AN | 8102703
fuse_220388546 |  | 0 | GOOD | GOOD | GOOD | NONE | 85 | 0 | 0 | 0+0j | 0 | 0 | 0+0j | 0 | 0 | 0+0j | 0 | 0 | 0+0j | 0 | 0 | 0+0j | 0 | 0 | 0+0j | 0 | 0 | 0+0j | 0 | 0 | 0+0j | 0 | 0 | 0+0j | 0 | 0 | 0+0j | 0 | 0 | 0+0j | 0 | 0 | 0+0j | OPEN | node_intto1_8102703_200837582 | node_8102703_200837582 | 0 | AN | 8102703
fuse_220525787 |  | 0 | GOOD | GOOD | GOOD | NONE | 200 | 0 | 0 | 0+0j | 0 | 0 | 0+0j | 0 | 0 | 0+0j | 0 | 0 | 0+0j | 0 | 0 | 0+0j | 0 | 0 | 0+0j | 0 | 0 | 0+0j | 0 | 0 | 0+0j | 0 | 0 | 0+0j | 0 | 0 | 0+0j | 0 | 0 | 0+0j | 0 | 0 | 0+0j | OPEN | node_intto1_8102703_310008765 | node_8102703_310008765 | 0 | AN | 8102703
fuse_220557640 |  | 0 | GOOD | GOOD | GOOD | NONE | 200 | 0 | 0 | 0+0j | 0 | 0 | 0+0j | 0 | 0 | 0+0j | 0 | 0 | 0+0j | 0 | 0 | 0+0j | 0 | 0 | 0+0j | 0 | 0 | 0+0j | 0 | 0 | 0+0j | 0 | 0 | 0+0j | 0 | 0 | 0+0j | 0 | 0 | 0+0j | 0 | 0 | 0+0j | OPEN | node_intto1_8102703_200837302 | node_8102703_200837302 | 0 | ABCN | 8102703
fuse_220557641 |  | 0 | GOOD | GOOD | GOOD | NONE | 15 | 0 | 0 | 0+0j | 0 | 0 | 0+0j | 0 | 0 | 0+0j | 0 | 0 | 0+0j | 0 | 0 | 0+0j | 0 | 0 | 0+0j | 0 | 0 | 0+0j | 0 | 0 | 0+0j | 0 | 0 | 0+0j | 0 | 0 | 0+0j | 0 | 0 | 0+0j | 0 | 0 | 0+0j | OPEN | node_intto1_8102703_200837303 | node_8102703_200837303 | 0 | ABCN | 8102703
fuse_220557642 |  | 0 | GOOD | GOOD | GOOD | NONE | 140 | 0 | 0 | 0+0j | 0 | 0 | 0+0j | 0 | 0 | 0+0j | 0 | 0 | 0+0j | 0 | 0 | 0+0j | 0 | 0 | 0+0j | 0 | 0 | 0+0j | 0 | 0 | 0+0j | 0 | 0 | 0+0j | 0 | 0 | 0+0j | 0 | 0 | 0+0j | 0 | 0 | 0+0j | OPEN | node_intto1_8102703_200837394 | node_8102703_200837394 | 0 | ABCN | 8102703
fuse_220650803 |  | 0 | GOOD | GOOD | GOOD | NONE | 250 | 0 | 0 | 0+0j | 0 | 0 | 0+0j | 0 | 0 | 0+0j | 0 | 0 | 0+0j | 0 | 0 | 0+0j | 0 | 0 | 0+0j | 0 | 0 | 0+0j | 0 | 0 | 0+0j | 0 | 0 | 0+0j | 0 | 0 | 0+0j | 0 | 0 | 0+0j | 0 | 0 | 0+0j | OPEN | node_intto1_8102703_200837365 | node_8102703_200837365 | 0 | ABCN | 8102703
fuse_310021237 |  | 0 | GOOD | GOOD | GOOD | NONE | 140 | 0 | 0 | 0+0j | 0 | 0 | 0+0j | 0 | 0 | 0+0j | 0 | 0 | 0+0j | 0 | 0 | 0+0j | 0 | 0 | 0+0j | 0 | 0 | 0+0j | 0 | 0 | 0+0j | 0 | 0 | 0+0j | 0 | 0 | 0+0j | 0 | 0 | 0+0j | 0 | 0 | 0+0j | OPEN | node_intto1_8102703_310054435 | node_8102703_310054435 | 0 | ABCN | 8102703
fuse_310021239 |  | 0 | GOOD | GOOD | GOOD | NONE | 65 | 0 | 0 | 0+0j | 0 | 0 | 0+0j | 0 | 0 | 0+0j | 0 | 0 | 0+0j | 0 | 0 | 0+0j | 0 | 0 | 0+0j | 0 | 0 | 0+0j | 0 | 0 | 0+0j | 0 | 0 | 0+0j | 0 | 0 | 0+0j | 0 | 0 | 0+0j | 0 | 0 | 0+0j | OPEN | node_intto1_8102703_200837411 | node_8102703_200837411 | 0 | AN | 8102703
fuse_311893318 |  | 0 | GOOD | GOOD | GOOD | NONE | 300 | 0 | 0 | 0+0j | 0 | 0 | 0+0j | 0 | 0 | 0+0j | 0 | 0 | 0+0j | 0 | 0 | 0+0j | 0 | 0 | 0+0j | 0 | 0 | 0+0j | 0 | 0 | 0+0j | 0 | 0 | 0+0j | 0 | 0 | 0+0j | 0 | 0 | 0+0j | 0 | 0 | 0+0j | OPEN | node_intto1_8102703_200838400 | node_8102703_200838400 | 0 | ABCN | 8102703
fuse_311893322 |  | 0 | GOOD | GOOD | GOOD | NONE | 140 | 0 | 0 | 0+0j | 0 | 0 | 0+0j | 0 | 0 | 0+0j | 0 | 0 | 0+0j | 0 | 0 | 0+0j | 0 | 0 | 0+0j | 0 | 0 | 0+0j | 0 | 0 | 0+0j | 0 | 0 | 0+0j | 0 | 0 | 0+0j | 0 | 0 | 0+0j | 0 | 0 | 0+0j | OPEN | node_intto1_8102703_200838259 | node_8102703_200838259 | 0 | ABCN | 8102703
fuse_311930479 |  | 0 | GOOD | GOOD | GOOD | NONE | 200 | 0 | 0 | 0+0j | 0 | 0 | 0+0j | 0 | 0 | 0+0j | 0 | 0 | 0+0j | 0 | 0 | 0+0j | 0 | 0 | 0+0j | 0 | 0 | 0+0j | 0 | 0 | 0+0j | 0 | 0 | 0+0j | 0 | 0 | 0+0j | 0 | 0 | 0+0j | 0 | 0 | 0+0j | OPEN | node_intto1_8102703_200838543 | node_8102703_200838543 | 0 | AN | 8102703
fuse_312015372 |  | 0 | GOOD | GOOD | GOOD | NONE | 300 | 0 | 0 | 0+0j | 0 | 0 | 0+0j | 0 | 0 | 0+0j | 0 | 0 | 0+0j | 0 | 0 | 0+0j | 0 | 0 | 0+0j | 0 | 0 | 0+0j | 0 | 0 | 0+0j | 0 | 0 | 0+0j | 0 | 0 | 0+0j | 0 | 0 | 0+0j | 0 | 0 | 0+0j | OPEN | node_intto1_8102703_311926693 | node_8102703_311926693 | 0 | ABCN | 8102703
fuse_312090949 |  | 0 | GOOD | GOOD | GOOD | NONE | 50 | 0 | 0 | 0+0j | 0 | 0 | 0+0j | 0 | 0 | 0+0j | 0 | 0 | 0+0j | 0 | 0 | 0+0j | 0 | 0 | 0+0j | 0 | 0 | 0+0j | 0 | 0 | 0+0j | 0 | 0 | 0+0j | 0 | 0 | 0+0j | 0 | 0 | 0+0j | 0 | 0 | 0+0j | OPEN | node_intto1_8102703_312090952 | node_8102703_312090952 | 0 | ABCN | 8102703

## Generator
Name | GroupId | ColdStartupCost | ColdStartupTime | HotStartupCost | HotStartupStatus | ShutdownCost | CommitmentStatus | ConstructionTime | CalendarLife | YearOfInstallation | ReactivePower | ActivePower | MaxPowerOutput | MinPowerOutput | MinimumDowntime | MinimumUptime | NoLoadCost | NonSpinningReserve | SpinningReserve | OperatingReserve | RampUpLimit | RampDownLimit | StartupCapability | ShutdownCapability | ShutdownStatus | StartupStatus | CapitalCost | FixedOperatingCost | VariableOperatingCost | MaxReactivePower | MaxActivePower | OutputSchedule | PlanningStatus | UnitType | UnitSubtype | ParentNode | Phases | Feeder | Comments
generator_load_220340080 |  | 0 | 0 | 0 | 0 | 0 | False | 0 | 0 | 0 | 0 | 0 | 0 | 0 | 0 | 0 | 0 | 0 | 0 | 0 | 0 | 0 | 0 | 0 | False | False | 0 | 0 | 0.19 | 0.0032759325281984633 | 0.007690014510606274 | OPTIMIZED | INSTALLED | natural_gas |  | node_1418094_078_15288919_075 | AN | 8102703
generator_load_220340706 |  | 0 | 0 | 0 | 0 | 0 | False | 0 | 0 | 0 | 0 | 0 | 0 | 0 | 0 | 0 | 0 | 0 | 0 | 0 | 0 | 0 | 0 | 0 | False | False | 0 | 0 | 0.19 | 0.00048708331391312675 | 0.0011433929100085486 | OPTIMIZED | INSTALLED | natural_gas |  | node_1416810_552_15289841_361 | AN | 8102703
generator_load_220340738 |  | 0 | 0 | 0 | 0 | 0 | False | 0 | 0 | 0 | 0 | 0 | 0 | 0 | 0 | 0 | 0 | 0 | 0 | 0 | 0 | 0 | 0 | 0 | False | False | 0 | 0 | 0.19 | 0.0031239663985021247 | 0.007333285218560924 | OPTIMIZED | INSTALLED | natural_gas |  | node_1417804_553_15288768_68 | AN | 8102703
generator_load_220340741 |  | 0 | 0 | 0 | 0 | 0 | False | 0 | 0 | 0 | 0 | 0 | 0 | 0 | 0 | 0 | 0 | 0 | 0 | 0 | 0 | 0 | 0 | 0 | False | False | 0 | 0 | 0.19 | 0.0013295791653051006 | 0.0031210908092306516 | OPTIMIZED | INSTALLED | natural_gas |  | node_1418068_923_15288608_332 | AN | 8102703
generator_load_220340745 |  | 0 | 0 | 0 | 0 | 0 | False | 0 | 0 | 0 | 0 | 0 | 0 | 0 | 0 | 0 | 0 | 0 | 0 | 0 | 0 | 0 | 0 | 0 | False | False | 0 | 0 | 0.19 | 0.003261082364184328 | 0.007655154970666989 | OPTIMIZED | INSTALLED | natural_gas |  | node_1418026_821_15288524_594 | AN | 8102703
generator_load_220340747 |  | 0 | 0 | 0 | 0 | 0 | False | 0 | 0 | 0 | 0 | 0 | 0 | 0 | 0 | 0 | 0 | 0 | 0 | 0 | 0 | 0 | 0 | 0 | False | False | 0 | 0 | 0.19 | 0.0011558329241641038 | 0.002713234191941017 | OPTIMIZED | INSTALLED | natural_gas |  | node_1418527_098_15288386_659 | AN | 8102703
generator_load_220340748 |  | 0 | 0 | 0 | 0 | 0 | False | 0 | 0 | 0 | 0 | 0 | 0 | 0 | 0 | 0 | 0 | 0 | 0 | 0 | 0 | 0 | 0 | 0 | False | False | 0 | 0 | 0.19 | 0.0027230137453748172 | 0.006392077640200228 | OPTIMIZED | INSTALLED | natural_gas |  | node_1418623_695_15288547_649 | AN | 8102703
generator_load_220340749 |  | 0 | 0 | 0 | 0 | 0 | False | 0 | 0 | 0 | 0 | 0 | 0 | 0 | 0 | 0 | 0 | 0 | 0 | 0 | 0 | 0 | 0 | 0 | False | False | 0 | 0 | 0.19 | 0.0032056419778063515 | 0.007525012688226991 | OPTIMIZED | INSTALLED | natural_gas |  | node_1418687_704_15288712_375 | AN | 8102703
generator_load_220340829 |  | 0 | 0 | 0 | 0 | 0 | False | 0 | 0 | 0 | 0 | 0 | 0 | 0 | 0 | 0 | 0 | 0 | 0 | 0 | 0 | 0 | 0 | 0 | False | False | 0 | 0 | 0.19 | 6.451548660883684E-05 | 0.000151445334625116 | OPTIMIZED | INSTALLED | natural_gas |  | node_1418657_556_15287493_489 | AN | 8102703
generator_load_220340830 |  | 0 | 0 | 0 | 0 | 0 | False | 0 | 0 | 0 | 0 | 0 | 0 | 0 | 0 | 0 | 0 | 0 | 0 | 0 | 0 | 0 | 0 | 0 | False | False | 0 | 0 | 0.19 | 6.451548660883684E-05 | 0.000151445334625116 | OPTIMIZED | INSTALLED | natural_gas |  | node_1418669_911_15287514_415 | BN | 8102703
generator_load_220341052 |  | 0 | 0 | 0 | 0 | 0 | False | 0 | 0 | 0 | 0 | 0 | 0 | 0 | 0 | 0 | 0 | 0 | 0 | 0 | 0 | 0 | 0 | 0 | False | False | 0 | 0 | 0.19 | 0.0017533020376433973 | 0.004115749682164918 | OPTIMIZED | INSTALLED | natural_gas |  | node_1417740_304_15288598_738 | AN | 8102703
generator_load_220341107 |  | 0 | 0 | 0 | 0 | 0 | False | 0 | 0 | 0 | 0 | 0 | 0 | 0 | 0 | 0 | 0 | 0 | 0 | 0 | 0 | 0 | 0 | 0 | False | False | 0 | 0 | 0.19 | 0.0008449707173409041 | 0.0019835078225453173 | OPTIMIZED | INSTALLED | natural_gas |  | node_1418812_246_15287581_474 | AN | 8102703
generator_load_220522514 |  | 0 | 0 | 0 | 0 | 0 | False | 0 | 0 | 0 | 0 | 0 | 0 | 0 | 0 | 0 | 0 | 0 | 0 | 0 | 0 | 0 | 0 | 0 | False | False | 0 | 0 | 0.19 | 0.0006944898299874416 | 0.001630264484493896 | OPTIMIZED | INSTALLED | natural_gas |  | node_1416493_925_15289002_092 | AN | 8102703
generator_load_311926694-L-1 |  | 0 | 0 | 0 | 0 | 0 | False | 0 | 0 | 0 | 0 | 0 | 0 | 0 | 0 | 0 | 0 | 0 | 0 | 0 | 0 | 0 | 0 | 0 | False | False | 0 | 0 | 0.19 | 0 | 0 | OPTIMIZED | INSTALLED | natural_gas |  | node_1419110_479_15288161_188 | AN | 8102703
generator_load_311926695-L-1 |  | 0 | 0 | 0 | 0 | 0 | False | 0 | 0 | 0 | 0 | 0 | 0 | 0 | 0 | 0 | 0 | 0 | 0 | 0 | 0 | 0 | 0 | 0 | False | False | 0 | 0 | 0.19 | 0 | 0 | OPTIMIZED | INSTALLED | natural_gas |  | node_1419129_554_15288197_848 | BN | 8102703
generator_load_311926696-L-1 |  | 0 | 0 | 0 | 0 | 0 | False | 0 | 0 | 0 | 0 | 0 | 0 | 0 | 0 | 0 | 0 | 0 | 0 | 0 | 0 | 0 | 0 | 0 | False | False | 0 | 0 | 0.19 | 0 | 0 | OPTIMIZED | INSTALLED | natural_gas |  | node_1419119_083_15288183_211 | CN | 8102703

## HeatPump
Name | GroupId | YearOfInstallation | ReactivePower | ActivePower | MaxPowerOutput | MinPowerOutput | RampUpLimit | RampDownLimit | CapitalCost | FixedOperatingCost | VariableOperatingCost | MaxReactivePower | MaxActivePower | OutputSchedule | PlanningStatus | UnitType | UnitSubtype | ParentNode | Phases | Feeder | Comments
heatpump_load_220340080 |  | 0 | 0 | 0 | 0 | 0 | 0 | 0 | 0 | 0 | 0.19 | 0.0032759325281984633 | 0.007690014510606274 | OPTIMIZED | INSTALLED |  |  | node_1418094_078_15288919_075 | AN | 8102703
heatpump_load_220340706 |  | 0 | 0 | 0 | 0 | 0 | 0 | 0 | 0 | 0 | 0.19 | 0.00048708331391312675 | 0.0011433929100085486 | OPTIMIZED | INSTALLED |  |  | node_1416810_552_15289841_361 | AN | 8102703
heatpump_load_220340738 |  | 0 | 0 | 0 | 0 | 0 | 0 | 0 | 0 | 0 | 0.19 | 0.0031239663985021247 | 0.007333285218560924 | OPTIMIZED | INSTALLED |  |  | node_1417804_553_15288768_68 | AN | 8102703
heatpump_load_220340741 |  | 0 | 0 | 0 | 0 | 0 | 0 | 0 | 0 | 0 | 0.19 | 0.0013295791653051006 | 0.0031210908092306516 | OPTIMIZED | INSTALLED |  |  | node_1418068_923_15288608_332 | AN | 8102703
heatpump_load_220340745 |  | 0 | 0 | 0 | 0 | 0 | 0 | 0 | 0 | 0 | 0.19 | 0.003261082364184328 | 0.007655154970666989 | OPTIMIZED | INSTALLED |  |  | node_1418026_821_15288524_594 | AN | 8102703
heatpump_load_220340747 |  | 0 | 0 | 0 | 0 | 0 | 0 | 0 | 0 | 0 | 0.19 | 0.0011558329241641038 | 0.002713234191941017 | OPTIMIZED | INSTALLED |  |  | node_1418527_098_15288386_659 | AN | 8102703
heatpump_load_220340748 |  | 0 | 0 | 0 | 0 | 0 | 0 | 0 | 0 | 0 | 0.19 | 0.0027230137453748172 | 0.006392077640200228 | OPTIMIZED | INSTALLED |  |  | node_1418623_695_15288547_649 | AN | 8102703
heatpump_load_220340749 |  | 0 | 0 | 0 | 0 | 0 | 0 | 0 | 0 | 0 | 0.19 | 0.0032056419778063515 | 0.007525012688226991 | OPTIMIZED | INSTALLED |  |  | node_1418687_704_15288712_375 | AN | 8102703
heatpump_load_220340829 |  | 0 | 0 | 0 | 0 | 0 | 0 | 0 | 0 | 0 | 0.19 | 6.451548660883684E-05 | 0.000151445334625116 | OPTIMIZED | INSTALLED |  |  | node_1418657_556_15287493_489 | AN | 8102703
heatpump_load_220340830 |  | 0 | 0 | 0 | 0 | 0 | 0 | 0 | 0 | 0 | 0.19 | 6.451548660883684E-05 | 0.000151445334625116 | OPTIMIZED | INSTALLED |  |  | node_1418669_911_15287514_415 | BN | 8102703
heatpump_load_220341052 |  | 0 | 0 | 0 | 0 | 0 | 0 | 0 | 0 | 0 | 0.19 | 0.0017533020376433973 | 0.004115749682164918 | OPTIMIZED | INSTALLED |  |  | node_1417740_304_15288598_738 | AN | 8102703
heatpump_load_220341107 |  | 0 | 0 | 0 | 0 | 0 | 0 | 0 | 0 | 0 | 0.19 | 0.0008449707173409041 | 0.0019835078225453173 | OPTIMIZED | INSTALLED |  |  | node_1418812_246_15287581_474 | AN | 8102703
heatpump_load_220522514 |  | 0 | 0 | 0 | 0 | 0 | 0 | 0 | 0 | 0 | 0.19 | 0.0006944898299874416 | 0.001630264484493896 | OPTIMIZED | INSTALLED |  |  | node_1416493_925_15289002_092 | AN | 8102703
heatpump_load_311926694-L-1 |  | 0 | 0 | 0 | 0 | 0 | 0 | 0 | 0 | 0 | 0.19 | 0 | 0 | OPTIMIZED | INSTALLED |  |  | node_1419110_479_15288161_188 | AN | 8102703
heatpump_load_311926695-L-1 |  | 0 | 0 | 0 | 0 | 0 | 0 | 0 | 0 | 0 | 0.19 | 0 | 0 | OPTIMIZED | INSTALLED |  |  | node_1419129_554_15288197_848 | BN | 8102703
heatpump_load_311926696-L-1 |  | 0 | 0 | 0 | 0 | 0 | 0 | 0 | 0 | 0 | 0.19 | 0 | 0 | OPTIMIZED | INSTALLED |  |  | node_1419119_083_15288183_211 | CN | 8102703

## LineSpacing
Name | DistanceAB | DistanceAC | DistanceAE | DistanceAN | DistanceBC | DistanceBE | DistanceBN | DistanceCE | DistanceCN | DistanceNE | Feeder | Comments

## Load
Name | GroupId | PriorityLevel | LoadClass | BaseReactivePowerA | BaseReactivePowerB | BaseReactivePowerC | BaseActivePowerA | BaseActivePowerB | BaseActivePowerC | BasePowerA | BasePowerB | BasePowerC | ConstantCurrentAReal | ConstantCurrentAImag | ConstantCurrentA | ConstantCurrentBReal | ConstantCurrentBImag | ConstantCurrentB | ConstantCurrentCReal | ConstantCurrentCImag | ConstantCurrentC | ConstantResistanceA | ConstantReactanceA | ConstantImpedanceA | ConstantResistanceB | ConstantReactanceB | ConstantImpedanceB | ConstantResistanceC | ConstantReactanceC | ConstantImpedanceC | ConstantActivePowerA | ConstantReactivePowerA | ConstantPowerA | ConstantActivePowerB | ConstantReactivePowerB | ConstantPowerB | ConstantActivePowerC | ConstantReactivePowerC | ConstantPowerC | CurrentFractionA | CurrentFractionB | CurrentFractionC | CurrentPfA | CurrentPfB | CurrentPfC | ImpedanceFractionA | ImpedanceFractionB | ImpedanceFractionC | ImpedancePfA | ImpedancePfB | ImpedancePfC | PowerFractionA | PowerFractionB | PowerFractionC | PowerPfA | PowerPfB | PowerPfC | DemandResponseLowerBound | DemandResponseShortageCost | DemandResponseSurplusCost | DemandResponseUpperBound | ActivePowerA | ActivePowerB | ActivePowerC | ReactivePowerA | ReactivePowerB | ReactivePowerC | NominalVoltage | Status | ParentNode | Phases | Feeder | Comments
load_220340080 |  | 0 | R | 0 | 0 | 0 | 0 | 0 | 0 | 0 | 0 | 0 | 0 | 0 | 0+0j | 0 | 0 | 0+0j | 0 | 0 | 0+0j | 0 | 0 | 0+0j | 0 | 0 | 0+0j | 0 | 0 | 0+0j | 47649.6 | 20298.645 | 47649.6+20298.645j | 0 | 0 | 0+0j | 0 | 0 | 0+0j | 0 | 0 | 0 | 0 | 0 | 0 | 0 | 0 | 0 | 0 | 0 | 0 | 0 | 0 | 0 | 0 | 0 | 0 | 1 | 0 | 0 | 1 | 0 | 0 | 0 | 0 | 0 | 0 | 0 | OPEN | node_1418094_078_15288919_075 | AN | 8102703
load_220340081 |  | 0 | C | 0 | 0 | 0 | 0 | 0 | 0 | 0 | 0 | 0 | 0 | 0 | 0+0j | 0 | 0 | 0+0j | 0 | 0 | 0+0j | 0 | 0 | 0+0j | 0 | 0 | 0+0j | 0 | 0 | 0+0j | 7596 | 3235.882 | 7596+3235.882j | 0 | 0 | 0+0j | 0 | 0 | 0+0j | 0 | 0 | 0 | 0 | 0 | 0 | 0 | 0 | 0 | 0 | 0 | 0 | 0 | 0 | 0 | 0 | 0 | 0 | 1 | 0 | 0 | 1 | 0 | 0 | 0 | 0 | 0 | 0 | 0 | OPEN | node_1418318_492_15289372_193 | AN | 8102703
load_220340082 |  | 0 | C | 0 | 0 | 0 | 0 | 0 | 0 | 0 | 0 | 0 | 0 | 0 | 0+0j | 0 | 0 | 0+0j | 0 | 0 | 0+0j | 0 | 0 | 0+0j | 0 | 0 | 0+0j | 0 | 0 | 0+0j | 4939.2 | 2104.09 | 4939.2+2104.09j | 0 | 0 | 0+0j | 0 | 0 | 0+0j | 0 | 0 | 0 | 0 | 0 | 0 | 0 | 0 | 0 | 0 | 0 | 0 | 0 | 0 | 0 | 0 | 0 | 0 | 1 | 0 | 0 | 1 | 0 | 0 | 0 | 0 | 0 | 0 | 0 | OPEN | node_1417880_012_15288921_084 | AN | 8102703
load_220340285 |  | 0 | U | 0 | 0 | 0 | 0 | 0 | 0 | 0 | 0 | 0 | 0 | 0 | 0+0j | 0 | 0 | 0+0j | 0 | 0 | 0+0j | 0 | 0 | 0+0j | 0 | 0 | 0+0j | 0 | 0 | 0+0j | 0 | 0 | 0+0j | 0 | 0 | 0+0j | 0 | 0 | 0+0j | 0 | 0 | 0 | 0 | 0 | 0 | 0 | 0 | 0 | 0 | 0 | 0 | 0 | 0 | 0 | 0 | 0 | 0 | 1 | 0 | 0 | 1 | 0 | 0 | 0 | 0 | 0 | 0 | 0 | OPEN | node_1416609_218_15289143_844 | AN | 8102703
load_220340286 |  | 0 | U | 0 | 0 | 0 | 0 | 0 | 0 | 0 | 0 | 0 | 0 | 0 | 0+0j | 0 | 0 | 0+0j | 0 | 0 | 0+0j | 0 | 0 | 0+0j | 0 | 0 | 0+0j | 0 | 0 | 0+0j | 0 | 0 | 0+0j | 0 | 0 | 0+0j | 0 | 0 | 0+0j | 0 | 0 | 0 | 0 | 0 | 0 | 0 | 0 | 0 | 0 | 0 | 0 | 0 | 0 | 0 | 0 | 0 | 0 | 1 | 0 | 0 | 1 | 0 | 0 | 0 | 0 | 0 | 0 | 0 | OPEN | node_1416590_113_15289136_543 | BN | 8102703
load_220340287 |  | 0 | U | 0 | 0 | 0 | 0 | 0 | 0 | 0 | 0 | 0 | 0 | 0 | 0+0j | 0 | 0 | 0+0j | 0 | 0 | 0+0j | 0 | 0 | 0+0j | 0 | 0 | 0+0j | 0 | 0 | 0+0j | 0 | 0 | 0+0j | 0 | 0 | 0+0j | 0 | 0 | 0+0j | 0 | 0 | 0 | 0 | 0 | 0 | 0 | 0 | 0 | 0 | 0 | 0 | 0 | 0 | 0 | 0 | 0 | 0 | 1 | 0 | 0 | 1 | 0 | 0 | 0 | 0 | 0 | 0 | 0 | OPEN | node_1416629_051_15289144_268 | CN | 8102703
load_220340288 |  | 0 | C | 0 | 0 | 0 | 0 | 0 | 0 | 0 | 0 | 0 | 0 | 0 | 0+0j | 0 | 0 | 0+0j | 0 | 0 | 0+0j | 0 | 0 | 0+0j | 0 | 0 | 0+0j | 0 | 0 | 0+0j | 3000 | 1277.995 | 3000+1277.995j | 0 | 0 | 0+0j | 0 | 0 | 0+0j | 0 | 0 | 0 | 0 | 0 | 0 | 0 | 0 | 0 | 0 | 0 | 0 | 0 | 0 | 0 | 0 | 0 | 0 | 1 | 0 | 0 | 1 | 0 | 0 | 0 | 0 | 0 | 0 | 0 | OPEN | node_1416661_931_15289145_47 | AN | 8102703
load_220340289 |  | 0 | C | 0 | 0 | 0 | 0 | 0 | 0 | 0 | 0 | 0 | 0 | 0 | 0+0j | 0 | 0 | 0+0j | 0 | 0 | 0+0j | 0 | 0 | 0+0j | 0 | 0 | 0+0j | 0 | 0 | 0+0j | 0 | 0 | 0+0j | 3000 | 1277.995 | 3000+1277.995j | 0 | 0 | 0+0j | 0 | 0 | 0 | 0 | 0 | 0 | 0 | 0 | 0 | 0 | 0 | 0 | 0 | 0 | 0 | 0 | 0 | 0 | 1 | 0 | 0 | 1 | 0 | 0 | 0 | 0 | 0 | 0 | 0 | OPEN | node_1416701_069_15289150_965 | BN | 8102703
load_220340290 |  | 0 | C | 0 | 0 | 0 | 0 | 0 | 0 | 0 | 0 | 0 | 0 | 0 | 0+0j | 0 | 0 | 0+0j | 0 | 0 | 0+0j | 0 | 0 | 0+0j | 0 | 0 | 0+0j | 0 | 0 | 0+0j | 0 | 0 | 0+0j | 0 | 0 | 0+0j | 3000 | 1277.995 | 3000+1277.995j | 0 | 0 | 0 | 0 | 0 | 0 | 0 | 0 | 0 | 0 | 0 | 0 | 0 | 0 | 0 | 0 | 0 | 0 | 1 | 0 | 0 | 1 | 0 | 0 | 0 | 0 | 0 | 0 | 0 | OPEN | node_1416681_246_15289151_674 | CN | 8102703
load_220340291 |  | 0 | C | 0 | 0 | 0 | 0 | 0 | 0 | 0 | 0 | 0 | 0 | 0 | 0+0j | 0 | 0 | 0+0j | 0 | 0 | 0+0j | 0 | 0 | 0+0j | 0 | 0 | 0+0j | 0 | 0 | 0+0j | 123333.333 | 52539.78 | 123333.333+52539.78j | 0 | 0 | 0+0j | 0 | 0 | 0+0j | 0 | 0 | 0 | 0 | 0 | 0 | 0 | 0 | 0 | 0 | 0 | 0 | 0 | 0 | 0 | 0 | 0 | 0 | 1 | 0 | 0 | 1 | 0 | 0 | 0 | 0 | 0 | 0 | 0 | OPEN | node_1416654_284_15289250_928 | AN | 8102703
load_220340292 |  | 0 | C | 0 | 0 | 0 | 0 | 0 | 0 | 0 | 0 | 0 | 0 | 0 | 0+0j | 0 | 0 | 0+0j | 0 | 0 | 0+0j | 0 | 0 | 0+0j | 0 | 0 | 0+0j | 0 | 0 | 0+0j | 0 | 0 | 0+0j | 123333.333 | 52539.78 | 123333.333+52539.78j | 0 | 0 | 0+0j | 0 | 0 | 0 | 0 | 0 | 0 | 0 | 0 | 0 | 0 | 0 | 0 | 0 | 0 | 0 | 0 | 0 | 0 | 1 | 0 | 0 | 1 | 0 | 0 | 0 | 0 | 0 | 0 | 0 | OPEN | node_1416646_404_15289226_432 | BN | 8102703
load_220340293 |  | 0 | C | 0 | 0 | 0 | 0 | 0 | 0 | 0 | 0 | 0 | 0 | 0 | 0+0j | 0 | 0 | 0+0j | 0 | 0 | 0+0j | 0 | 0 | 0+0j | 0 | 0 | 0+0j | 0 | 0 | 0+0j | 0 | 0 | 0+0j | 0 | 0 | 0+0j | 123333.333 | 52539.78 | 123333.333+52539.78j | 0 | 0 | 0 | 0 | 0 | 0 | 0 | 0 | 0 | 0 | 0 | 0 | 0 | 0 | 0 | 0 | 0 | 0 | 1 | 0 | 0 | 1 | 0 | 0 | 0 | 0 | 0 | 0 | 0 | OPEN | node_1416666_606_15289271_889 | CN | 8102703
load_220340659 |  | 0 | C | 0 | 0 | 0 | 0 | 0 | 0 | 0 | 0 | 0 | 0 | 0 | 0+0j | 0 | 0 | 0+0j | 0 | 0 | 0+0j | 0 | 0 | 0+0j | 0 | 0 | 0+0j | 0 | 0 | 0+0j | 12666.667 | 5395.978 | 12666.667+5395.978j | 0 | 0 | 0+0j | 0 | 0 | 0+0j | 0 | 0 | 0 | 0 | 0 | 0 | 0 | 0 | 0 | 0 | 0 | 0 | 0 | 0 | 0 | 0 | 0 | 0 | 1 | 0 | 0 | 1 | 0 | 0 | 0 | 0 | 0 | 0 | 0 | OPEN | node_1417109_669_15291470_316 | AN | 8102703
load_220340660 |  | 0 | C | 0 | 0 | 0 | 0 | 0 | 0 | 0 | 0 | 0 | 0 | 0 | 0+0j | 0 | 0 | 0+0j | 0 | 0 | 0+0j | 0 | 0 | 0+0j | 0 | 0 | 0+0j | 0 | 0 | 0+0j | 0 | 0 | 0+0j | 12666.667 | 5395.978 | 12666.667+5395.978j | 0 | 0 | 0+0j | 0 | 0 | 0 | 0 | 0 | 0 | 0 | 0 | 0 | 0 | 0 | 0 | 0 | 0 | 0 | 0 | 0 | 0 | 1 | 0 | 0 | 1 | 0 | 0 | 0 | 0 | 0 | 0 | 0 | OPEN | node_1417107_12_15291443_891 | BN | 8102703
load_220340661 |  | 0 | C | 0 | 0 | 0 | 0 | 0 | 0 | 0 | 0 | 0 | 0 | 0 | 0+0j | 0 | 0 | 0+0j | 0 | 0 | 0+0j | 0 | 0 | 0+0j | 0 | 0 | 0+0j | 0 | 0 | 0+0j | 0 | 0 | 0+0j | 0 | 0 | 0+0j | 12666.667 | 5395.978 | 12666.667+5395.978j | 0 | 0 | 0 | 0 | 0 | 0 | 0 | 0 | 0 | 0 | 0 | 0 | 0 | 0 | 0 | 0 | 0 | 0 | 1 | 0 | 0 | 1 | 0 | 0 | 0 | 0 | 0 | 0 | 0 | OPEN | node_1417117_22_15291494_996 | CN | 8102703
load_220340662 |  | 0 | U | 0 | 0 | 0 | 0 | 0 | 0 | 0 | 0 | 0 | 0 | 0 | 0+0j | 0 | 0 | 0+0j | 0 | 0 | 0+0j | 0 | 0 | 0+0j | 0 | 0 | 0+0j | 0 | 0 | 0+0j | 0 | 0 | 0+0j | 0 | 0 | 0+0j | 0 | 0 | 0+0j | 0 | 0 | 0 | 0 | 0 | 0 | 0 | 0 | 0 | 0 | 0 | 0 | 0 | 0 | 0 | 0 | 0 | 0 | 1 | 0 | 0 | 1 | 0 | 0 | 0 | 0 | 0 | 0 | 0 | OPEN | node_1417297_088_15291749_346 | AN | 8102703
load_220340664 |  | 0 | C | 0 | 0 | 0 | 0 | 0 | 0 | 0 | 0 | 0 | 0 | 0 | 0+0j | 0 | 0 | 0+0j | 0 | 0 | 0+0j | 0 | 0 | 0+0j | 0 | 0 | 0+0j | 0 | 0 | 0+0j | 662.4 | 282.181 | 662.4+282.181j | 0 | 0 | 0+0j | 0 | 0 | 0+0j | 0 | 0 | 0 | 0 | 0 | 0 | 0 | 0 | 0 | 0 | 0 | 0 | 0 | 0 | 0 | 0 | 0 | 0 | 1 | 0 | 0 | 1 | 0 | 0 | 0 | 0 | 0 | 0 | 0 | OPEN | node_1416097_055_15293228_282 | AN | 8102703
load_220340665 |  | 0 | C | 0 | 0 | 0 | 0 | 0 | 0 | 0 | 0 | 0 | 0 | 0 | 0+0j | 0 | 0 | 0+0j | 0 | 0 | 0+0j | 0 | 0 | 0+0j | 0 | 0 | 0+0j | 0 | 0 | 0+0j | 11666.667 | 4969.979 | 11666.667+4969.979j | 0 | 0 | 0+0j | 0 | 0 | 0+0j | 0 | 0 | 0 | 0 | 0 | 0 | 0 | 0 | 0 | 0 | 0 | 0 | 0 | 0 | 0 | 0 | 0 | 0 | 1 | 0 | 0 | 1 | 0 | 0 | 0 | 0 | 0 | 0 | 0 | OPEN | node_1415704_747_15292871_042 | AN | 8102703
load_220340666 |  | 0 | C | 0 | 0 | 0 | 0 | 0 | 0 | 0 | 0 | 0 | 0 | 0 | 0+0j | 0 | 0 | 0+0j | 0 | 0 | 0+0j | 0 | 0 | 0+0j | 0 | 0 | 0+0j | 0 | 0 | 0+0j | 0 | 0 | 0+0j | 11666.667 | 4969.979 | 11666.667+4969.979j | 0 | 0 | 0+0j | 0 | 0 | 0 | 0 | 0 | 0 | 0 | 0 | 0 | 0 | 0 | 0 | 0 | 0 | 0 | 0 | 0 | 0 | 1 | 0 | 0 | 1 | 0 | 0 | 0 | 0 | 0 | 0 | 0 | OPEN | node_1415720_308_15292854_658 | BN | 8102703
load_220340667 |  | 0 | C | 0 | 0 | 0 | 0 | 0 | 0 | 0 | 0 | 0 | 0 | 0 | 0+0j | 0 | 0 | 0+0j | 0 | 0 | 0+0j | 0 | 0 | 0+0j | 0 | 0 | 0+0j | 0 | 0 | 0+0j | 0 | 0 | 0+0j | 0 | 0 | 0+0j | 11666.667 | 4969.979 | 11666.667+4969.979j | 0 | 0 | 0 | 0 | 0 | 0 | 0 | 0 | 0 | 0 | 0 | 0 | 0 | 0 | 0 | 0 | 0 | 0 | 1 | 0 | 0 | 1 | 0 | 0 | 0 | 0 | 0 | 0 | 0 | OPEN | node_1415692_897_15292892_301 | CN | 8102703
load_220340668 |  | 0 | U | 0 | 0 | 0 | 0 | 0 | 0 | 0 | 0 | 0 | 0 | 0 | 0+0j | 0 | 0 | 0+0j | 0 | 0 | 0+0j | 0 | 0 | 0+0j | 0 | 0 | 0+0j | 0 | 0 | 0+0j | 0 | 0 | 0+0j | 0 | 0 | 0+0j | 0 | 0 | 0+0j | 0 | 0 | 0 | 0 | 0 | 0 | 0 | 0 | 0 | 0 | 0 | 0 | 0 | 0 | 0 | 0 | 0 | 0 | 1 | 0 | 0 | 1 | 0 | 0 | 0 | 0 | 0 | 0 | 0 | OPEN | node_1415054_988_15293660_488 | AN | 8102703
load_220340673 |  | 0 | C | 0 | 0 | 0 | 0 | 0 | 0 | 0 | 0 | 0 | 0 | 0 | 0+0j | 0 | 0 | 0+0j | 0 | 0 | 0+0j | 0 | 0 | 0+0j | 0 | 0 | 0+0j | 0 | 0 | 0+0j | 37333.333 | 15903.933 | 37333.333+15903.933j | 0 | 0 | 0+0j | 0 | 0 | 0+0j | 0 | 0 | 0 | 0 | 0 | 0 | 0 | 0 | 0 | 0 | 0 | 0 | 0 | 0 | 0 | 0 | 0 | 0 | 1 | 0 | 0 | 1 | 0 | 0 | 0 | 0 | 0 | 0 | 0 | OPEN | node_1416821_814_15291254_047 | AN | 8102703
load_220340674 |  | 0 | C | 0 | 0 | 0 | 0 | 0 | 0 | 0 | 0 | 0 | 0 | 0 | 0+0j | 0 | 0 | 0+0j | 0 | 0 | 0+0j | 0 | 0 | 0+0j | 0 | 0 | 0+0j | 0 | 0 | 0+0j | 0 | 0 | 0+0j | 37333.333 | 15903.933 | 37333.333+15903.933j | 0 | 0 | 0+0j | 0 | 0 | 0 | 0 | 0 | 0 | 0 | 0 | 0 | 0 | 0 | 0 | 0 | 0 | 0 | 0 | 0 | 0 | 1 | 0 | 0 | 1 | 0 | 0 | 0 | 0 | 0 | 0 | 0 | OPEN | node_1416810_141_15291232_43 | BN | 8102703
load_220340675 |  | 0 | C | 0 | 0 | 0 | 0 | 0 | 0 | 0 | 0 | 0 | 0 | 0 | 0+0j | 0 | 0 | 0+0j | 0 | 0 | 0+0j | 0 | 0 | 0+0j | 0 | 0 | 0+0j | 0 | 0 | 0+0j | 0 | 0 | 0+0j | 0 | 0 | 0+0j | 37333.333 | 15903.933 | 37333.333+15903.933j | 0 | 0 | 0 | 0 | 0 | 0 | 0 | 0 | 0 | 0 | 0 | 0 | 0 | 0 | 0 | 0 | 0 | 0 | 1 | 0 | 0 | 1 | 0 | 0 | 0 | 0 | 0 | 0 | 0 | OPEN | node_1416837_239_15291270_904 | CN | 8102703
load_220340686 |  | 0 | U | 0 | 0 | 0 | 0 | 0 | 0 | 0 | 0 | 0 | 0 | 0 | 0+0j | 0 | 0 | 0+0j | 0 | 0 | 0+0j | 0 | 0 | 0+0j | 0 | 0 | 0+0j | 0 | 0 | 0+0j | 0 | 0 | 0+0j | 0 | 0 | 0+0j | 0 | 0 | 0+0j | 0 | 0 | 0 | 0 | 0 | 0 | 0 | 0 | 0 | 0 | 0 | 0 | 0 | 0 | 0 | 0 | 0 | 0 | 1 | 0 | 0 | 1 | 0 | 0 | 0 | 0 | 0 | 0 | 0 | OPEN | node_1415084_15290454_965 | AN | 8102703
load_220340688 |  | 0 | U | 0 | 0 | 0 | 0 | 0 | 0 | 0 | 0 | 0 | 0 | 0 | 0+0j | 0 | 0 | 0+0j | 0 | 0 | 0+0j | 0 | 0 | 0+0j | 0 | 0 | 0+0j | 0 | 0 | 0+0j | 0 | 0 | 0+0j | 0 | 0 | 0+0j | 0 | 0 | 0+0j | 0 | 0 | 0 | 0 | 0 | 0 | 0 | 0 | 0 | 0 | 0 | 0 | 0 | 0 | 0 | 0 | 0 | 0 | 1 | 0 | 0 | 1 | 0 | 0 | 0 | 0 | 0 | 0 | 0 | OPEN | node_1413766_741_15290733_219 | AN | 8102703
load_220340689 |  | 0 | U | 0 | 0 | 0 | 0 | 0 | 0 | 0 | 0 | 0 | 0 | 0 | 0+0j | 0 | 0 | 0+0j | 0 | 0 | 0+0j | 0 | 0 | 0+0j | 0 | 0 | 0+0j | 0 | 0 | 0+0j | 0 | 0 | 0+0j | 0 | 0 | 0+0j | 0 | 0 | 0+0j | 0 | 0 | 0 | 0 | 0 | 0 | 0 | 0 | 0 | 0 | 0 | 0 | 0 | 0 | 0 | 0 | 0 | 0 | 1 | 0 | 0 | 1 | 0 | 0 | 0 | 0 | 0 | 0 | 0 | OPEN | node_1413585_652_15290881_356 | AN | 8102703
load_220340690 |  | 0 | C | 0 | 0 | 0 | 0 | 0 | 0 | 0 | 0 | 0 | 0 | 0 | 0+0j | 0 | 0 | 0+0j | 0 | 0 | 0+0j | 0 | 0 | 0+0j | 0 | 0 | 0+0j | 0 | 0 | 0+0j | 16000 | 6815.971 | 16000+6815.971j | 0 | 0 | 0+0j | 0 | 0 | 0+0j | 0 | 0 | 0 | 0 | 0 | 0 | 0 | 0 | 0 | 0 | 0 | 0 | 0 | 0 | 0 | 0 | 0 | 0 | 1 | 0 | 0 | 1 | 0 | 0 | 0 | 0 | 0 | 0 | 0 | OPEN | node_1413622_491_15291411_961 | AN | 8102703
load_220340691 |  | 0 | C | 0 | 0 | 0 | 0 | 0 | 0 | 0 | 0 | 0 | 0 | 0 | 0+0j | 0 | 0 | 0+0j | 0 | 0 | 0+0j | 0 | 0 | 0+0j | 0 | 0 | 0+0j | 0 | 0 | 0+0j | 0 | 0 | 0+0j | 16000 | 6815.971 | 16000+6815.971j | 0 | 0 | 0+0j | 0 | 0 | 0 | 0 | 0 | 0 | 0 | 0 | 0 | 0 | 0 | 0 | 0 | 0 | 0 | 0 | 0 | 0 | 1 | 0 | 0 | 1 | 0 | 0 | 0 | 0 | 0 | 0 | 0 | OPEN | node_1413605_923_15291414_208 | BN | 8102703
load_220340692 |  | 0 | C | 0 | 0 | 0 | 0 | 0 | 0 | 0 | 0 | 0 | 0 | 0 | 0+0j | 0 | 0 | 0+0j | 0 | 0 | 0+0j | 0 | 0 | 0+0j | 0 | 0 | 0+0j | 0 | 0 | 0+0j | 0 | 0 | 0+0j | 0 | 0 | 0+0j | 16000 | 6815.971 | 16000+6815.971j | 0 | 0 | 0 | 0 | 0 | 0 | 0 | 0 | 0 | 0 | 0 | 0 | 0 | 0 | 0 | 0 | 0 | 0 | 1 | 0 | 0 | 1 | 0 | 0 | 0 | 0 | 0 | 0 | 0 | OPEN | node_1413638_507_15291402_733 | CN | 8102703
load_220340693 |  | 0 | C | 0 | 0 | 0 | 0 | 0 | 0 | 0 | 0 | 0 | 0 | 0 | 0+0j | 0 | 0 | 0+0j | 0 | 0 | 0+0j | 0 | 0 | 0+0j | 0 | 0 | 0+0j | 0 | 0 | 0+0j | 9666.667 | 4117.983 | 9666.667+4117.983j | 0 | 0 | 0+0j | 0 | 0 | 0+0j | 0 | 0 | 0 | 0 | 0 | 0 | 0 | 0 | 0 | 0 | 0 | 0 | 0 | 0 | 0 | 0 | 0 | 0 | 1 | 0 | 0 | 1 | 0 | 0 | 0 | 0 | 0 | 0 | 0 | OPEN | node_1413672_45_15291386_126 | AN | 8102703
load_220340694 |  | 0 | C | 0 | 0 | 0 | 0 | 0 | 0 | 0 | 0 | 0 | 0 | 0 | 0+0j | 0 | 0 | 0+0j | 0 | 0 | 0+0j | 0 | 0 | 0+0j | 0 | 0 | 0+0j | 0 | 0 | 0+0j | 0 | 0 | 0+0j | 9666.667 | 4117.983 | 9666.667+4117.983j | 0 | 0 | 0+0j | 0 | 0 | 0 | 0 | 0 | 0 | 0 | 0 | 0 | 0 | 0 | 0 | 0 | 0 | 0 | 0 | 0 | 0 | 1 | 0 | 0 | 1 | 0 | 0 | 0 | 0 | 0 | 0 | 0 | OPEN | node_1413656_182_15291389_726 | BN | 8102703
load_220340695 |  | 0 | C | 0 | 0 | 0 | 0 | 0 | 0 | 0 | 0 | 0 | 0 | 0 | 0+0j | 0 | 0 | 0+0j | 0 | 0 | 0+0j | 0 | 0 | 0+0j | 0 | 0 | 0+0j | 0 | 0 | 0+0j | 0 | 0 | 0+0j | 0 | 0 | 0+0j | 9666.667 | 4117.983 | 9666.667+4117.983j | 0 | 0 | 0 | 0 | 0 | 0 | 0 | 0 | 0 | 0 | 0 | 0 | 0 | 0 | 0 | 0 | 0 | 0 | 1 | 0 | 0 | 1 | 0 | 0 | 0 | 0 | 0 | 0 | 0 | OPEN | node_1413685_726_15291375_42 | CN | 8102703
load_220340698 |  | 0 | C | 0 | 0 | 0 | 0 | 0 | 0 | 0 | 0 | 0 | 0 | 0 | 0+0j | 0 | 0 | 0+0j | 0 | 0 | 0+0j | 0 | 0 | 0+0j | 0 | 0 | 0+0j | 0 | 0 | 0+0j | 7333.333 | 3123.987 | 7333.333+3123.987j | 0 | 0 | 0+0j | 0 | 0 | 0+0j | 0 | 0 | 0 | 0 | 0 | 0 | 0 | 0 | 0 | 0 | 0 | 0 | 0 | 0 | 0 | 0 | 0 | 0 | 1 | 0 | 0 | 1 | 0 | 0 | 0 | 0 | 0 | 0 | 0 | OPEN | node_1413058_206_15291422_444 | AN | 8102703
load_220340699 |  | 0 | C | 0 | 0 | 0 | 0 | 0 | 0 | 0 | 0 | 0 | 0 | 0 | 0+0j | 0 | 0 | 0+0j | 0 | 0 | 0+0j | 0 | 0 | 0+0j | 0 | 0 | 0+0j | 0 | 0 | 0+0j | 0 | 0 | 0+0j | 7333.333 | 3123.987 | 7333.333+3123.987j | 0 | 0 | 0+0j | 0 | 0 | 0 | 0 | 0 | 0 | 0 | 0 | 0 | 0 | 0 | 0 | 0 | 0 | 0 | 0 | 0 | 0 | 1 | 0 | 0 | 1 | 0 | 0 | 0 | 0 | 0 | 0 | 0 | OPEN | node_1413073_086_15291471_433 | BN | 8102703
load_220340700 |  | 0 | C | 0 | 0 | 0 | 0 | 0 | 0 | 0 | 0 | 0 | 0 | 0 | 0+0j | 0 | 0 | 0+0j | 0 | 0 | 0+0j | 0 | 0 | 0+0j | 0 | 0 | 0+0j | 0 | 0 | 0+0j | 31333.333 | 13347.944 | 31333.333+13347.944j | 0 | 0 | 0+0j | 0 | 0 | 0+0j | 0 | 0 | 0 | 0 | 0 | 0 | 0 | 0 | 0 | 0 | 0 | 0 | 0 | 0 | 0 | 0 | 0 | 0 | 1 | 0 | 0 | 1 | 0 | 0 | 0 | 0 | 0 | 0 | 0 | OPEN | node_1417060_173_15289929_548 | AN | 8102703
load_220340701 |  | 0 | C | 0 | 0 | 0 | 0 | 0 | 0 | 0 | 0 | 0 | 0 | 0 | 0+0j | 0 | 0 | 0+0j | 0 | 0 | 0+0j | 0 | 0 | 0+0j | 0 | 0 | 0+0j | 0 | 0 | 0+0j | 0 | 0 | 0+0j | 31333.333 | 13347.944 | 31333.333+13347.944j | 0 | 0 | 0+0j | 0 | 0 | 0 | 0 | 0 | 0 | 0 | 0 | 0 | 0 | 0 | 0 | 0 | 0 | 0 | 0 | 0 | 0 | 1 | 0 | 0 | 1 | 0 | 0 | 0 | 0 | 0 | 0 | 0 | OPEN | node_1417040_896_15289923_138 | BN | 8102703
load_220340702 |  | 0 | C | 0 | 0 | 0 | 0 | 0 | 0 | 0 | 0 | 0 | 0 | 0 | 0+0j | 0 | 0 | 0+0j | 0 | 0 | 0+0j | 0 | 0 | 0+0j | 0 | 0 | 0+0j | 0 | 0 | 0+0j | 0 | 0 | 0+0j | 0 | 0 | 0+0j | 31333.333 | 13347.944 | 31333.333+13347.944j | 0 | 0 | 0 | 0 | 0 | 0 | 0 | 0 | 0 | 0 | 0 | 0 | 0 | 0 | 0 | 0 | 0 | 0 | 1 | 0 | 0 | 1 | 0 | 0 | 0 | 0 | 0 | 0 | 0 | OPEN | node_1417080_001_15289929_05 | CN | 8102703
load_220340703 |  | 0 | C | 0 | 0 | 0 | 0 | 0 | 0 | 0 | 0 | 0 | 0 | 0 | 0+0j | 0 | 0 | 0+0j | 0 | 0 | 0+0j | 0 | 0 | 0+0j | 0 | 0 | 0+0j | 0 | 0 | 0+0j | 18666.667 | 7951.967 | 18666.667+7951.967j | 0 | 0 | 0+0j | 0 | 0 | 0+0j | 0 | 0 | 0 | 0 | 0 | 0 | 0 | 0 | 0 | 0 | 0 | 0 | 0 | 0 | 0 | 0 | 0 | 0 | 1 | 0 | 0 | 1 | 0 | 0 | 0 | 0 | 0 | 0 | 0 | OPEN | node_1416951_46_15289919_079 | AN | 8102703
load_220340704 |  | 0 | C | 0 | 0 | 0 | 0 | 0 | 0 | 0 | 0 | 0 | 0 | 0 | 0+0j | 0 | 0 | 0+0j | 0 | 0 | 0+0j | 0 | 0 | 0+0j | 0 | 0 | 0+0j | 0 | 0 | 0+0j | 0 | 0 | 0+0j | 18666.667 | 7951.967 | 18666.667+7951.967j | 0 | 0 | 0+0j | 0 | 0 | 0 | 0 | 0 | 0 | 0 | 0 | 0 | 0 | 0 | 0 | 0 | 0 | 0 | 0 | 0 | 0 | 1 | 0 | 0 | 1 | 0 | 0 | 0 | 0 | 0 | 0 | 0 | OPEN | node_1416932_283_15289912_136 | BN | 8102703
load_220340705 |  | 0 | C | 0 | 0 | 0 | 0 | 0 | 0 | 0 | 0 | 0 | 0 | 0 | 0+0j | 0 | 0 | 0+0j | 0 | 0 | 0+0j | 0 | 0 | 0+0j | 0 | 0 | 0+0j | 0 | 0 | 0+0j | 0 | 0 | 0+0j | 0 | 0 | 0+0j | 18666.667 | 7951.967 | 18666.667+7951.967j | 0 | 0 | 0 | 0 | 0 | 0 | 0 | 0 | 0 | 0 | 0 | 0 | 0 | 0 | 0 | 0 | 0 | 0 | 1 | 0 | 0 | 1 | 0 | 0 | 0 | 0 | 0 | 0 | 0 | OPEN | node_1416971_294_15289919_132 | CN | 8102703
load_220340706 |  | 0 | R | 0 | 0 | 0 | 0 | 0 | 0 | 0 | 0 | 0 | 0 | 0 | 0+0j | 0 | 0 | 0+0j | 0 | 0 | 0+0j | 0 | 0 | 0+0j | 0 | 0 | 0+0j | 0 | 0 | 0+0j | 7084.8 | 3018.112 | 7084.8+3018.112j | 0 | 0 | 0+0j | 0 | 0 | 0+0j | 0 | 0 | 0 | 0 | 0 | 0 | 0 | 0 | 0 | 0 | 0 | 0 | 0 | 0 | 0 | 0 | 0 | 0 | 1 | 0 | 0 | 1 | 0 | 0 | 0 | 0 | 0 | 0 | 0 | OPEN | node_1416810_552_15289841_361 | AN | 8102703
load_220340707 |  | 0 | C | 0 | 0 | 0 | 0 | 0 | 0 | 0 | 0 | 0 | 0 | 0 | 0+0j | 0 | 0 | 0+0j | 0 | 0 | 0+0j | 0 | 0 | 0+0j | 0 | 0 | 0+0j | 0 | 0 | 0+0j | 388.8 | 165.628 | 388.8+165.628j | 0 | 0 | 0+0j | 0 | 0 | 0+0j | 0 | 0 | 0 | 0 | 0 | 0 | 0 | 0 | 0 | 0 | 0 | 0 | 0 | 0 | 0 | 0 | 0 | 0 | 1 | 0 | 0 | 1 | 0 | 0 | 0 | 0 | 0 | 0 | 0 | OPEN | node_1416493_712_15289984_687 | AN | 8102703
load_220340738 |  | 0 | R | 0 | 0 | 0 | 0 | 0 | 0 | 0 | 0 | 0 | 0 | 0 | 0+0j | 0 | 0 | 0+0j | 0 | 0 | 0+0j | 0 | 0 | 0+0j | 0 | 0 | 0+0j | 0 | 0 | 0+0j | 45439.2 | 19357.018 | 45439.2+19357.018j | 0 | 0 | 0+0j | 0 | 0 | 0+0j | 0 | 0 | 0 | 0 | 0 | 0 | 0 | 0 | 0 | 0 | 0 | 0 | 0 | 0 | 0 | 0 | 0 | 0 | 1 | 0 | 0 | 1 | 0 | 0 | 0 | 0 | 0 | 0 | 0 | OPEN | node_1417804_553_15288768_68 | AN | 8102703
load_220340739 |  | 0 | C | 0 | 0 | 0 | 0 | 0 | 0 | 0 | 0 | 0 | 0 | 0 | 0+0j | 0 | 0 | 0+0j | 0 | 0 | 0+0j | 0 | 0 | 0+0j | 0 | 0 | 0+0j | 0 | 0 | 0+0j | 813.6 | 346.592 | 813.6+346.592j | 0 | 0 | 0+0j | 0 | 0 | 0+0j | 0 | 0 | 0 | 0 | 0 | 0 | 0 | 0 | 0 | 0 | 0 | 0 | 0 | 0 | 0 | 0 | 0 | 0 | 1 | 0 | 0 | 1 | 0 | 0 | 0 | 0 | 0 | 0 | 0 | OPEN | node_1417931_542_15288778_69 | AN | 8102703
load_220340740 |  | 0 | C | 0 | 0 | 0 | 0 | 0 | 0 | 0 | 0 | 0 | 0 | 0 | 0+0j | 0 | 0 | 0+0j | 0 | 0 | 0+0j | 0 | 0 | 0+0j | 0 | 0 | 0+0j | 0 | 0 | 0+0j | 511.2 | 217.77 | 511.2+217.77j | 0 | 0 | 0+0j | 0 | 0 | 0+0j | 0 | 0 | 0 | 0 | 0 | 0 | 0 | 0 | 0 | 0 | 0 | 0 | 0 | 0 | 0 | 0 | 0 | 0 | 1 | 0 | 0 | 1 | 0 | 0 | 0 | 0 | 0 | 0 | 0 | OPEN | node_1418037_805_15288782_344 | AN | 8102703
load_220340741 |  | 0 | R | 0 | 0 | 0 | 0 | 0 | 0 | 0 | 0 | 0 | 0 | 0 | 0+0j | 0 | 0 | 0+0j | 0 | 0 | 0+0j | 0 | 0 | 0+0j | 0 | 0 | 0+0j | 0 | 0 | 0+0j | 19339.2 | 8238.465 | 19339.2+8238.465j | 0 | 0 | 0+0j | 0 | 0 | 0+0j | 0 | 0 | 0 | 0 | 0 | 0 | 0 | 0 | 0 | 0 | 0 | 0 | 0 | 0 | 0 | 0 | 0 | 0 | 1 | 0 | 0 | 1 | 0 | 0 | 0 | 0 | 0 | 0 | 0 | OPEN | node_1418068_923_15288608_332 | AN | 8102703
load_220340745 |  | 0 | R | 0 | 0 | 0 | 0 | 0 | 0 | 0 | 0 | 0 | 0 | 0 | 0+0j | 0 | 0 | 0+0j | 0 | 0 | 0+0j | 0 | 0 | 0+0j | 0 | 0 | 0+0j | 0 | 0 | 0+0j | 47433.6 | 20206.629 | 47433.6+20206.629j | 0 | 0 | 0+0j | 0 | 0 | 0+0j | 0 | 0 | 0 | 0 | 0 | 0 | 0 | 0 | 0 | 0 | 0 | 0 | 0 | 0 | 0 | 0 | 0 | 0 | 1 | 0 | 0 | 1 | 0 | 0 | 0 | 0 | 0 | 0 | 0 | OPEN | node_1418026_821_15288524_594 | AN | 8102703
load_220340746 |  | 0 | C | 0 | 0 | 0 | 0 | 0 | 0 | 0 | 0 | 0 | 0 | 0 | 0+0j | 0 | 0 | 0+0j | 0 | 0 | 0+0j | 0 | 0 | 0+0j | 0 | 0 | 0+0j | 0 | 0 | 0+0j | 1202.4 | 512.22 | 1202.4+512.22j | 0 | 0 | 0+0j | 0 | 0 | 0+0j | 0 | 0 | 0 | 0 | 0 | 0 | 0 | 0 | 0 | 0 | 0 | 0 | 0 | 0 | 0 | 0 | 0 | 0 | 1 | 0 | 0 | 1 | 0 | 0 | 0 | 0 | 0 | 0 | 0 | OPEN | node_1418403_268_15288258_616 | AN | 8102703
load_220340747 |  | 0 | R | 0 | 0 | 0 | 0 | 0 | 0 | 0 | 0 | 0 | 0 | 0 | 0+0j | 0 | 0 | 0+0j | 0 | 0 | 0+0j | 0 | 0 | 0+0j | 0 | 0 | 0+0j | 0 | 0 | 0+0j | 16812 | 7161.882 | 16812+7161.882j | 0 | 0 | 0+0j | 0 | 0 | 0+0j | 0 | 0 | 0 | 0 | 0 | 0 | 0 | 0 | 0 | 0 | 0 | 0 | 0 | 0 | 0 | 0 | 0 | 0 | 1 | 0 | 0 | 1 | 0 | 0 | 0 | 0 | 0 | 0 | 0 | OPEN | node_1418527_098_15288386_659 | AN | 8102703
load_220340748 |  | 0 | R | 0 | 0 | 0 | 0 | 0 | 0 | 0 | 0 | 0 | 0 | 0 | 0+0j | 0 | 0 | 0+0j | 0 | 0 | 0+0j | 0 | 0 | 0+0j | 0 | 0 | 0+0j | 0 | 0 | 0+0j | 39607.2 | 16872.597 | 39607.2+16872.597j | 0 | 0 | 0+0j | 0 | 0 | 0+0j | 0 | 0 | 0 | 0 | 0 | 0 | 0 | 0 | 0 | 0 | 0 | 0 | 0 | 0 | 0 | 0 | 0 | 0 | 1 | 0 | 0 | 1 | 0 | 0 | 0 | 0 | 0 | 0 | 0 | OPEN | node_1418623_695_15288547_649 | AN | 8102703
load_220340749 |  | 0 | R | 0 | 0 | 0 | 0 | 0 | 0 | 0 | 0 | 0 | 0 | 0 | 0+0j | 0 | 0 | 0+0j | 0 | 0 | 0+0j | 0 | 0 | 0+0j | 0 | 0 | 0+0j | 0 | 0 | 0+0j | 46627.2 | 19863.104 | 46627.2+19863.104j | 0 | 0 | 0+0j | 0 | 0 | 0+0j | 0 | 0 | 0 | 0 | 0 | 0 | 0 | 0 | 0 | 0 | 0 | 0 | 0 | 0 | 0 | 0 | 0 | 0 | 1 | 0 | 0 | 1 | 0 | 0 | 0 | 0 | 0 | 0 | 0 | OPEN | node_1418687_704_15288712_375 | AN | 8102703
load_220340759 |  | 0 | C | 0 | 0 | 0 | 0 | 0 | 0 | 0 | 0 | 0 | 0 | 0 | 0+0j | 0 | 0 | 0+0j | 0 | 0 | 0+0j | 0 | 0 | 0+0j | 0 | 0 | 0+0j | 0 | 0 | 0+0j | 14000 | 5963.975 | 14000+5963.975j | 0 | 0 | 0+0j | 0 | 0 | 0+0j | 0 | 0 | 0 | 0 | 0 | 0 | 0 | 0 | 0 | 0 | 0 | 0 | 0 | 0 | 0 | 0 | 0 | 0 | 1 | 0 | 0 | 1 | 0 | 0 | 0 | 0 | 0 | 0 | 0 | OPEN | node_1412872_688_15291810_749 | AN | 8102703
load_220340760 |  | 0 | C | 0 | 0 | 0 | 0 | 0 | 0 | 0 | 0 | 0 | 0 | 0 | 0+0j | 0 | 0 | 0+0j | 0 | 0 | 0+0j | 0 | 0 | 0+0j | 0 | 0 | 0+0j | 0 | 0 | 0+0j | 14000 | 5963.975 | 14000+5963.975j | 0 | 0 | 0+0j | 0 | 0 | 0+0j | 0 | 0 | 0 | 0 | 0 | 0 | 0 | 0 | 0 | 0 | 0 | 0 | 0 | 0 | 0 | 0 | 0 | 0 | 1 | 0 | 0 | 1 | 0 | 0 | 0 | 0 | 0 | 0 | 0 | OPEN | node_1411935_477_15292698_832 | AN | 8102703
load_220340829 |  | 0 | R | 0 | 0 | 0 | 0 | 0 | 0 | 0 | 0 | 0 | 0 | 0 | 0+0j | 0 | 0 | 0+0j | 0 | 0 | 0+0j | 0 | 0 | 0+0j | 0 | 0 | 0+0j | 0 | 0 | 0+0j | 938.4 | 399.757 | 938.4+399.757j | 0 | 0 | 0+0j | 0 | 0 | 0+0j | 0 | 0 | 0 | 0 | 0 | 0 | 0 | 0 | 0 | 0 | 0 | 0 | 0 | 0 | 0 | 0 | 0 | 0 | 1 | 0 | 0 | 1 | 0 | 0 | 0 | 0 | 0 | 0 | 0 | OPEN | node_1418657_556_15287493_489 | AN | 8102703
load_220340830 |  | 0 | R | 0 | 0 | 0 | 0 | 0 | 0 | 0 | 0 | 0 | 0 | 0 | 0+0j | 0 | 0 | 0+0j | 0 | 0 | 0+0j | 0 | 0 | 0+0j | 0 | 0 | 0+0j | 0 | 0 | 0+0j | 0 | 0 | 0+0j | 938.4 | 399.757 | 938.4+399.757j | 0 | 0 | 0+0j | 0 | 0 | 0 | 0 | 0 | 0 | 0 | 0 | 0 | 0 | 0 | 0 | 0 | 0 | 0 | 0 | 0 | 0 | 1 | 0 | 0 | 1 | 0 | 0 | 0 | 0 | 0 | 0 | 0 | OPEN | node_1418669_911_15287514_415 | BN | 8102703
load_220340831 |  | 0 | C | 0 | 0 | 0 | 0 | 0 | 0 | 0 | 0 | 0 | 0 | 0 | 0+0j | 0 | 0 | 0+0j | 0 | 0 | 0+0j | 0 | 0 | 0+0j | 0 | 0 | 0+0j | 0 | 0 | 0+0j | 0 | 0 | 0+0j | 0 | 0 | 0+0j | 26.4 | 11.246 | 26.4+11.246j | 0 | 0 | 0 | 0 | 0 | 0 | 0 | 0 | 0 | 0 | 0 | 0 | 0 | 0 | 0 | 0 | 0 | 0 | 1 | 0 | 0 | 1 | 0 | 0 | 0 | 0 | 0 | 0 | 0 | OPEN | node_1418641_606_15287477_538 | CN | 8102703
load_220340832 |  | 0 | C | 0 | 0 | 0 | 0 | 0 | 0 | 0 | 0 | 0 | 0 | 0 | 0+0j | 0 | 0 | 0+0j | 0 | 0 | 0+0j | 0 | 0 | 0+0j | 0 | 0 | 0+0j | 0 | 0 | 0+0j | 367.2 | 156.427 | 367.2+156.427j | 0 | 0 | 0+0j | 0 | 0 | 0+0j | 0 | 0 | 0 | 0 | 0 | 0 | 0 | 0 | 0 | 0 | 0 | 0 | 0 | 0 | 0 | 0 | 0 | 0 | 1 | 0 | 0 | 1 | 0 | 0 | 0 | 0 | 0 | 0 | 0 | OPEN | node_1418857_858_15287719_629 | AN | 8102703
load_220340834 |  | 0 | C | 0 | 0 | 0 | 0 | 0 | 0 | 0 | 0 | 0 | 0 | 0 | 0+0j | 0 | 0 | 0+0j | 0 | 0 | 0+0j | 0 | 0 | 0+0j | 0 | 0 | 0+0j | 0 | 0 | 0+0j | 38333.333 | 16329.931 | 38333.333+16329.931j | 0 | 0 | 0+0j | 0 | 0 | 0+0j | 0 | 0 | 0 | 0 | 0 | 0 | 0 | 0 | 0 | 0 | 0 | 0 | 0 | 0 | 0 | 0 | 0 | 0 | 1 | 0 | 0 | 1 | 0 | 0 | 0 | 0 | 0 | 0 | 0 | OPEN | node_1420130_084_15287593_563 | AN | 8102703
load_220340835 |  | 0 | C | 0 | 0 | 0 | 0 | 0 | 0 | 0 | 0 | 0 | 0 | 0 | 0+0j | 0 | 0 | 0+0j | 0 | 0 | 0+0j | 0 | 0 | 0+0j | 0 | 0 | 0+0j | 0 | 0 | 0+0j | 0 | 0 | 0+0j | 38333.333 | 16329.931 | 38333.333+16329.931j | 0 | 0 | 0+0j | 0 | 0 | 0 | 0 | 0 | 0 | 0 | 0 | 0 | 0 | 0 | 0 | 0 | 0 | 0 | 0 | 0 | 0 | 1 | 0 | 0 | 1 | 0 | 0 | 0 | 0 | 0 | 0 | 0 | OPEN | node_1420145_255_15287610_832 | BN | 8102703
load_220340836 |  | 0 | C | 0 | 0 | 0 | 0 | 0 | 0 | 0 | 0 | 0 | 0 | 0 | 0+0j | 0 | 0 | 0+0j | 0 | 0 | 0+0j | 0 | 0 | 0+0j | 0 | 0 | 0+0j | 0 | 0 | 0+0j | 0 | 0 | 0+0j | 0 | 0 | 0+0j | 38333.333 | 16329.931 | 38333.333+16329.931j | 0 | 0 | 0 | 0 | 0 | 0 | 0 | 0 | 0 | 0 | 0 | 0 | 0 | 0 | 0 | 0 | 0 | 0 | 1 | 0 | 0 | 1 | 0 | 0 | 0 | 0 | 0 | 0 | 0 | OPEN | node_1420112_123_15287582_128 | CN | 8102703
load_220341033 |  | 0 | U | 0 | 0 | 0 | 0 | 0 | 0 | 0 | 0 | 0 | 0 | 0 | 0+0j | 0 | 0 | 0+0j | 0 | 0 | 0+0j | 0 | 0 | 0+0j | 0 | 0 | 0+0j | 0 | 0 | 0+0j | 0 | 0 | 0+0j | 0 | 0 | 0+0j | 0 | 0 | 0+0j | 0 | 0 | 0 | 0 | 0 | 0 | 0 | 0 | 0 | 0 | 0 | 0 | 0 | 0 | 0 | 0 | 0 | 0 | 1 | 0 | 0 | 1 | 0 | 0 | 0 | 0 | 0 | 0 | 0 | OPEN | node_1417218_172_15288978_952 | AN | 8102703
load_220341052 |  | 0 | R | 0 | 0 | 0 | 0 | 0 | 0 | 0 | 0 | 0 | 0 | 0 | 0+0j | 0 | 0 | 0+0j | 0 | 0 | 0+0j | 0 | 0 | 0+0j | 0 | 0 | 0+0j | 0 | 0 | 0+0j | 25502.4 | 10863.977 | 25502.4+10863.977j | 0 | 0 | 0+0j | 0 | 0 | 0+0j | 0 | 0 | 0 | 0 | 0 | 0 | 0 | 0 | 0 | 0 | 0 | 0 | 0 | 0 | 0 | 0 | 0 | 0 | 1 | 0 | 0 | 1 | 0 | 0 | 0 | 0 | 0 | 0 | 0 | OPEN | node_1417740_304_15288598_738 | AN | 8102703
load_220341066 |  | 0 | C | 0 | 0 | 0 | 0 | 0 | 0 | 0 | 0 | 0 | 0 | 0 | 0+0j | 0 | 0 | 0+0j | 0 | 0 | 0+0j | 0 | 0 | 0+0j | 0 | 0 | 0+0j | 0 | 0 | 0+0j | 1641.6 | 699.319 | 1641.6+699.319j | 0 | 0 | 0+0j | 0 | 0 | 0+0j | 0 | 0 | 0 | 0 | 0 | 0 | 0 | 0 | 0 | 0 | 0 | 0 | 0 | 0 | 0 | 0 | 0 | 0 | 1 | 0 | 0 | 1 | 0 | 0 | 0 | 0 | 0 | 0 | 0 | OPEN | node_1417989_65_15287628_898 | AN | 8102703
load_220341070 |  | 0 | C | 0 | 0 | 0 | 0 | 0 | 0 | 0 | 0 | 0 | 0 | 0 | 0+0j | 0 | 0 | 0+0j | 0 | 0 | 0+0j | 0 | 0 | 0+0j | 0 | 0 | 0+0j | 0 | 0 | 0+0j | 0 | 0 | 0+0j | 0 | 0 | 0+0j | 0 | 0 | 0+0j | 0 | 0 | 0 | 0 | 0 | 0 | 0 | 0 | 0 | 0 | 0 | 0 | 0 | 0 | 0 | 0 | 0 | 0 | 1 | 0 | 0 | 1 | 0 | 0 | 0 | 0 | 0 | 0 | 0 | OPEN | node_1417445_316_15288382_831 | AN | 8102703
load_220341106 |  | 0 | C | 0 | 0 | 0 | 0 | 0 | 0 | 0 | 0 | 0 | 0 | 0 | 0+0j | 0 | 0 | 0+0j | 0 | 0 | 0+0j | 0 | 0 | 0+0j | 0 | 0 | 0+0j | 0 | 0 | 0+0j | 15000 | 6389.973 | 15000+6389.973j | 0 | 0 | 0+0j | 0 | 0 | 0+0j | 0 | 0 | 0 | 0 | 0 | 0 | 0 | 0 | 0 | 0 | 0 | 0 | 0 | 0 | 0 | 0 | 0 | 0 | 1 | 0 | 0 | 1 | 0 | 0 | 0 | 0 | 0 | 0 | 0 | OPEN | node_1419013_488_15287328_631 | AN | 8102703
load_220341107 |  | 0 | R | 0 | 0 | 0 | 0 | 0 | 0 | 0 | 0 | 0 | 0 | 0 | 0+0j | 0 | 0 | 0+0j | 0 | 0 | 0+0j | 0 | 0 | 0+0j | 0 | 0 | 0+0j | 0 | 0 | 0+0j | 12290.4 | 5235.688 | 12290.4+5235.688j | 0 | 0 | 0+0j | 0 | 0 | 0+0j | 0 | 0 | 0 | 0 | 0 | 0 | 0 | 0 | 0 | 0 | 0 | 0 | 0 | 0 | 0 | 0 | 0 | 0 | 1 | 0 | 0 | 1 | 0 | 0 | 0 | 0 | 0 | 0 | 0 | OPEN | node_1418812_246_15287581_474 | AN | 8102703
load_220341108 |  | 0 | C | 0 | 0 | 0 | 0 | 0 | 0 | 0 | 0 | 0 | 0 | 0 | 0+0j | 0 | 0 | 0+0j | 0 | 0 | 0+0j | 0 | 0 | 0+0j | 0 | 0 | 0+0j | 0 | 0 | 0+0j | 39000 | 16613.93 | 39000+16613.93j | 0 | 0 | 0+0j | 0 | 0 | 0+0j | 0 | 0 | 0 | 0 | 0 | 0 | 0 | 0 | 0 | 0 | 0 | 0 | 0 | 0 | 0 | 0 | 0 | 0 | 1 | 0 | 0 | 1 | 0 | 0 | 0 | 0 | 0 | 0 | 0 | OPEN | node_1418792_795_15287171_463 | AN | 8102703
load_220341109 |  | 0 | C | 0 | 0 | 0 | 0 | 0 | 0 | 0 | 0 | 0 | 0 | 0 | 0+0j | 0 | 0 | 0+0j | 0 | 0 | 0+0j | 0 | 0 | 0+0j | 0 | 0 | 0+0j | 0 | 0 | 0+0j | 39000 | 16613.93 | 39000+16613.93j | 0 | 0 | 0+0j | 0 | 0 | 0+0j | 0 | 0 | 0 | 0 | 0 | 0 | 0 | 0 | 0 | 0 | 0 | 0 | 0 | 0 | 0 | 0 | 0 | 0 | 1 | 0 | 0 | 1 | 0 | 0 | 0 | 0 | 0 | 0 | 0 | OPEN | node_1418779_346_15287190_933 | AN | 8102703
load_220435486 |  | 0 | C | 0 | 0 | 0 | 0 | 0 | 0 | 0 | 0 | 0 | 0 | 0 | 0+0j | 0 | 0 | 0+0j | 0 | 0 | 0+0j | 0 | 0 | 0+0j | 0 | 0 | 0+0j | 0 | 0 | 0+0j | 2000 | 851.996 | 2000+851.996j | 0 | 0 | 0+0j | 0 | 0 | 0+0j | 0 | 0 | 0 | 0 | 0 | 0 | 0 | 0 | 0 | 0 | 0 | 0 | 0 | 0 | 0 | 0 | 0 | 0 | 1 | 0 | 0 | 1 | 0 | 0 | 0 | 0 | 0 | 0 | 0 | OPEN | node_1412939_003_15291571_072 | AN | 8102703
load_220435487 |  | 0 | C | 0 | 0 | 0 | 0 | 0 | 0 | 0 | 0 | 0 | 0 | 0 | 0+0j | 0 | 0 | 0+0j | 0 | 0 | 0+0j | 0 | 0 | 0+0j | 0 | 0 | 0+0j | 0 | 0 | 0+0j | 0 | 0 | 0+0j | 2000 | 851.996 | 2000+851.996j | 0 | 0 | 0+0j | 0 | 0 | 0 | 0 | 0 | 0 | 0 | 0 | 0 | 0 | 0 | 0 | 0 | 0 | 0 | 0 | 0 | 0 | 1 | 0 | 0 | 1 | 0 | 0 | 0 | 0 | 0 | 0 | 0 | OPEN | node_1412956_648_15291559_055 | BN | 8102703
load_220435498 |  | 0 | C | 0 | 0 | 0 | 0 | 0 | 0 | 0 | 0 | 0 | 0 | 0 | 0+0j | 0 | 0 | 0+0j | 0 | 0 | 0+0j | 0 | 0 | 0+0j | 0 | 0 | 0+0j | 0 | 0 | 0+0j | 0 | 0 | 0+0j | 0 | 0 | 0+0j | 2000 | 851.996 | 2000+851.996j | 0 | 0 | 0 | 0 | 0 | 0 | 0 | 0 | 0 | 0 | 0 | 0 | 0 | 0 | 0 | 0 | 0 | 0 | 1 | 0 | 0 | 1 | 0 | 0 | 0 | 0 | 0 | 0 | 0 | OPEN | node_1412924_302_15291588_829 | CN | 8102703
load_220511280 |  | 0 | C | 0 | 0 | 0 | 0 | 0 | 0 | 0 | 0 | 0 | 0 | 0 | 0+0j | 0 | 0 | 0+0j | 0 | 0 | 0+0j | 0 | 0 | 0+0j | 0 | 0 | 0+0j | 0 | 0 | 0+0j | 871.2 | 371.13 | 871.2+371.13j | 0 | 0 | 0+0j | 0 | 0 | 0+0j | 0 | 0 | 0 | 0 | 0 | 0 | 0 | 0 | 0 | 0 | 0 | 0 | 0 | 0 | 0 | 0 | 0 | 0 | 1 | 0 | 0 | 1 | 0 | 0 | 0 | 0 | 0 | 0 | 0 | OPEN | node_1416385_011_15289991_89 | AN | 8102703
load_220522514 |  | 0 | R | 0 | 0 | 0 | 0 | 0 | 0 | 0 | 0 | 0 | 0 | 0 | 0+0j | 0 | 0 | 0+0j | 0 | 0 | 0+0j | 0 | 0 | 0+0j | 0 | 0 | 0+0j | 0 | 0 | 0+0j | 10101.6 | 4303.264 | 10101.6+4303.264j | 0 | 0 | 0+0j | 0 | 0 | 0+0j | 0 | 0 | 0 | 0 | 0 | 0 | 0 | 0 | 0 | 0 | 0 | 0 | 0 | 0 | 0 | 0 | 0 | 0 | 1 | 0 | 0 | 1 | 0 | 0 | 0 | 0 | 0 | 0 | 0 | OPEN | node_1416493_925_15289002_092 | AN | 8102703
load_220529981 |  | 0 | C | 0 | 0 | 0 | 0 | 0 | 0 | 0 | 0 | 0 | 0 | 0 | 0+0j | 0 | 0 | 0+0j | 0 | 0 | 0+0j | 0 | 0 | 0+0j | 0 | 0 | 0+0j | 0 | 0 | 0+0j | 270333.333 | 115161.518 | 270333.333+115161.518j | 270333.333 | 115161.518 | 270333.333+115161.518j | 270333.333 | 115161.518 | 270333.333+115161.518j | 0 | 0 | 0 | 0 | 0 | 0 | 0 | 0 | 0 | 0 | 0 | 0 | 0 | 0 | 0 | 0 | 0 | 0 | 1 | 0 | 0 | 1 | 0 | 0 | 0 | 0 | 0 | 0 | 0 | OPEN | node_1415417_931_15293337_219 | ABCN | 8102703
load_220530085 |  | 0 | C | 0 | 0 | 0 | 0 | 0 | 0 | 0 | 0 | 0 | 0 | 0 | 0+0j | 0 | 0 | 0+0j | 0 | 0 | 0+0j | 0 | 0 | 0+0j | 0 | 0 | 0+0j | 0 | 0 | 0+0j | 423000 | 180197.245 | 423000+180197.245j | 423000 | 180197.245 | 423000+180197.245j | 423000 | 180197.245 | 423000+180197.245j | 0 | 0 | 0 | 0 | 0 | 0 | 0 | 0 | 0 | 0 | 0 | 0 | 0 | 0 | 0 | 0 | 0 | 0 | 1 | 0 | 0 | 1 | 0 | 0 | 0 | 0 | 0 | 0 | 0 | OPEN | node_1417673_586_15288044_436 | ABCN | 8102703
load_220531295 |  | 0 | C | 0 | 0 | 0 | 0 | 0 | 0 | 0 | 0 | 0 | 0 | 0 | 0+0j | 0 | 0 | 0+0j | 0 | 0 | 0+0j | 0 | 0 | 0+0j | 0 | 0 | 0+0j | 0 | 0 | 0+0j | 20000 | 8519.964 | 20000+8519.964j | 0 | 0 | 0+0j | 0 | 0 | 0+0j | 0 | 0 | 0 | 0 | 0 | 0 | 0 | 0 | 0 | 0 | 0 | 0 | 0 | 0 | 0 | 0 | 0 | 0 | 1 | 0 | 0 | 1 | 0 | 0 | 0 | 0 | 0 | 0 | 0 | OPEN | node_1415324_207_15292692_692 | AN | 8102703
load_220535521 |  | 0 | C | 0 | 0 | 0 | 0 | 0 | 0 | 0 | 0 | 0 | 0 | 0 | 0+0j | 0 | 0 | 0+0j | 0 | 0 | 0+0j | 0 | 0 | 0+0j | 0 | 0 | 0+0j | 0 | 0 | 0+0j | 10666.667 | 4543.981 | 10666.667+4543.981j | 10666.667 | 4543.981 | 10666.667+4543.981j | 10666.667 | 4543.981 | 10666.667+4543.981j | 0 | 0 | 0 | 0 | 0 | 0 | 0 | 0 | 0 | 0 | 0 | 0 | 0 | 0 | 0 | 0 | 0 | 0 | 1 | 0 | 0 | 1 | 0 | 0 | 0 | 0 | 0 | 0 | 0 | OPEN | node_1417280_061_15289076_121 | ABCN | 8102703
load_220547687 |  | 0 | C | 0 | 0 | 0 | 0 | 0 | 0 | 0 | 0 | 0 | 0 | 0 | 0+0j | 0 | 0 | 0+0j | 0 | 0 | 0+0j | 0 | 0 | 0+0j | 0 | 0 | 0+0j | 0 | 0 | 0+0j | 32000 | 13631.943 | 32000+13631.943j | 0 | 0 | 0+0j | 0 | 0 | 0+0j | 0 | 0 | 0 | 0 | 0 | 0 | 0 | 0 | 0 | 0 | 0 | 0 | 0 | 0 | 0 | 0 | 0 | 0 | 1 | 0 | 0 | 1 | 0 | 0 | 0 | 0 | 0 | 0 | 0 | OPEN | node_1419778_885_15287779_684 | AN | 8102703
load_220568561 |  | 0 | C | 0 | 0 | 0 | 0 | 0 | 0 | 0 | 0 | 0 | 0 | 0 | 0+0j | 0 | 0 | 0+0j | 0 | 0 | 0+0j | 0 | 0 | 0+0j | 0 | 0 | 0+0j | 0 | 0 | 0+0j | 32000 | 13631.943 | 32000+13631.943j | 0 | 0 | 0+0j | 0 | 0 | 0+0j | 0 | 0 | 0 | 0 | 0 | 0 | 0 | 0 | 0 | 0 | 0 | 0 | 0 | 0 | 0 | 0 | 0 | 0 | 1 | 0 | 0 | 1 | 0 | 0 | 0 | 0 | 0 | 0 | 0 | OPEN | node_1419756_768_15287774_261 | AN | 8102703
load_220575398 |  | 0 | C | 0 | 0 | 0 | 0 | 0 | 0 | 0 | 0 | 0 | 0 | 0 | 0+0j | 0 | 0 | 0+0j | 0 | 0 | 0+0j | 0 | 0 | 0+0j | 0 | 0 | 0+0j | 0 | 0 | 0+0j | 98666.667 | 42031.824 | 98666.667+42031.824j | 0 | 0 | 0+0j | 0 | 0 | 0+0j | 0 | 0 | 0 | 0 | 0 | 0 | 0 | 0 | 0 | 0 | 0 | 0 | 0 | 0 | 0 | 0 | 0 | 0 | 1 | 0 | 0 | 1 | 0 | 0 | 0 | 0 | 0 | 0 | 0 | OPEN | node_1417672_519_15287670_682 | AN | 8102703
load_220575400 |  | 0 | C | 0 | 0 | 0 | 0 | 0 | 0 | 0 | 0 | 0 | 0 | 0 | 0+0j | 0 | 0 | 0+0j | 0 | 0 | 0+0j | 0 | 0 | 0+0j | 0 | 0 | 0+0j | 0 | 0 | 0+0j | 0 | 0 | 0+0j | 98666.667 | 42031.824 | 98666.667+42031.824j | 0 | 0 | 0+0j | 0 | 0 | 0 | 0 | 0 | 0 | 0 | 0 | 0 | 0 | 0 | 0 | 0 | 0 | 0 | 0 | 0 | 0 | 1 | 0 | 0 | 1 | 0 | 0 | 0 | 0 | 0 | 0 | 0 | OPEN | node_1417668_967_15287696_851 | BN | 8102703
load_220575401 |  | 0 | C | 0 | 0 | 0 | 0 | 0 | 0 | 0 | 0 | 0 | 0 | 0 | 0+0j | 0 | 0 | 0+0j | 0 | 0 | 0+0j | 0 | 0 | 0+0j | 0 | 0 | 0+0j | 0 | 0 | 0+0j | 0 | 0 | 0+0j | 0 | 0 | 0+0j | 98666.667 | 42031.824 | 98666.667+42031.824j | 0 | 0 | 0 | 0 | 0 | 0 | 0 | 0 | 0 | 0 | 0 | 0 | 0 | 0 | 0 | 0 | 0 | 0 | 1 | 0 | 0 | 1 | 0 | 0 | 0 | 0 | 0 | 0 | 0 | OPEN | node_1417670_586_15287723_402 | CN | 8102703
load_220583388 |  | 0 | C | 0 | 0 | 0 | 0 | 0 | 0 | 0 | 0 | 0 | 0 | 0 | 0+0j | 0 | 0 | 0+0j | 0 | 0 | 0+0j | 0 | 0 | 0+0j | 0 | 0 | 0+0j | 0 | 0 | 0+0j | 0 | 0 | 0+0j | 0 | 0 | 0+0j | 7333.333 | 3123.987 | 7333.333+3123.987j | 0 | 0 | 0 | 0 | 0 | 0 | 0 | 0 | 0 | 0 | 0 | 0 | 0 | 0 | 0 | 0 | 0 | 0 | 1 | 0 | 0 | 1 | 0 | 0 | 0 | 0 | 0 | 0 | 0 | OPEN | node_1413063_25_15291448_234 | CN | 8102703
load_310005519 |  | 0 | C | 0 | 0 | 0 | 0 | 0 | 0 | 0 | 0 | 0 | 0 | 0 | 0+0j | 0 | 0 | 0+0j | 0 | 0 | 0+0j | 0 | 0 | 0+0j | 0 | 0 | 0+0j | 0 | 0 | 0+0j | 21.6 | 9.202 | 21.6+9.202j | 0 | 0 | 0+0j | 0 | 0 | 0+0j | 0 | 0 | 0 | 0 | 0 | 0 | 0 | 0 | 0 | 0 | 0 | 0 | 0 | 0 | 0 | 0 | 0 | 0 | 1 | 0 | 0 | 1 | 0 | 0 | 0 | 0 | 0 | 0 | 0 | OPEN | node_1414535_026_15290421_966 | AN | 8102703
load_310013950 |  | 0 | U | 0 | 0 | 0 | 0 | 0 | 0 | 0 | 0 | 0 | 0 | 0 | 0+0j | 0 | 0 | 0+0j | 0 | 0 | 0+0j | 0 | 0 | 0+0j | 0 | 0 | 0+0j | 0 | 0 | 0+0j | 0 | 0 | 0+0j | 0 | 0 | 0+0j | 0 | 0 | 0+0j | 0 | 0 | 0 | 0 | 0 | 0 | 0 | 0 | 0 | 0 | 0 | 0 | 0 | 0 | 0 | 0 | 0 | 0 | 1 | 0 | 0 | 1 | 0 | 0 | 0 | 0 | 0 | 0 | 0 | OPEN | node_1415524_56_15290668_726 | AN | 8102703
load_310013952 |  | 0 | C | 0 | 0 | 0 | 0 | 0 | 0 | 0 | 0 | 0 | 0 | 0 | 0+0j | 0 | 0 | 0+0j | 0 | 0 | 0+0j | 0 | 0 | 0+0j | 0 | 0 | 0+0j | 0 | 0 | 0+0j | 1977000 | 842198.473 | 1977000+842198.473j | 0 | 0 | 0+0j | 0 | 0 | 0+0j | 0 | 0 | 0 | 0 | 0 | 0 | 0 | 0 | 0 | 0 | 0 | 0 | 0 | 0 | 0 | 0 | 0 | 0 | 1 | 0 | 0 | 1 | 0 | 0 | 0 | 0 | 0 | 0 | 0 | OPEN | node_1413361_51_15292236_186 | AN | 8102703
load_310017571 |  | 0 | C | 0 | 0 | 0 | 0 | 0 | 0 | 0 | 0 | 0 | 0 | 0 | 0+0j | 0 | 0 | 0+0j | 0 | 0 | 0+0j | 0 | 0 | 0+0j | 0 | 0 | 0+0j | 0 | 0 | 0+0j | 124000 | 52823.779 | 124000+52823.779j | 0 | 0 | 0+0j | 0 | 0 | 0+0j | 0 | 0 | 0 | 0 | 0 | 0 | 0 | 0 | 0 | 0 | 0 | 0 | 0 | 0 | 0 | 0 | 0 | 0 | 1 | 0 | 0 | 1 | 0 | 0 | 0 | 0 | 0 | 0 | 0 | OPEN | node_1419016_244_15287909_705 | AN | 8102703
load_311893939 |  | 0 | C | 0 | 0 | 0 | 0 | 0 | 0 | 0 | 0 | 0 | 0 | 0 | 0+0j | 0 | 0 | 0+0j | 0 | 0 | 0+0j | 0 | 0 | 0+0j | 0 | 0 | 0+0j | 0 | 0 | 0+0j | 0 | 0 | 0+0j | 0 | 0 | 0+0j | 0 | 0 | 0+0j | 0 | 0 | 0 | 0 | 0 | 0 | 0 | 0 | 0 | 0 | 0 | 0 | 0 | 0 | 0 | 0 | 0 | 0 | 1 | 0 | 0 | 1 | 0 | 0 | 0 | 0 | 0 | 0 | 0 | OPEN | node_1415250_002_15290998_951 | AN | 8102703
load_311909708 |  | 0 | C | 0 | 0 | 0 | 0 | 0 | 0 | 0 | 0 | 0 | 0 | 0 | 0+0j | 0 | 0 | 0+0j | 0 | 0 | 0+0j | 0 | 0 | 0+0j | 0 | 0 | 0+0j | 0 | 0 | 0+0j | 209000 | 89033.627 | 209000+89033.627j | 0 | 0 | 0+0j | 0 | 0 | 0+0j | 0 | 0 | 0 | 0 | 0 | 0 | 0 | 0 | 0 | 0 | 0 | 0 | 0 | 0 | 0 | 0 | 0 | 0 | 1 | 0 | 0 | 1 | 0 | 0 | 0 | 0 | 0 | 0 | 0 | OPEN | node_1414788_261_15293888_38 | AN | 8102703
load_311926694 |  | 0 | U | 0 | 0 | 0 | 0 | 0 | 0 | 0 | 0 | 0 | 0 | 0 | 0+0j | 0 | 0 | 0+0j | 0 | 0 | 0+0j | 0 | 0 | 0+0j | 0 | 0 | 0+0j | 0 | 0 | 0+0j | 0 | 0 | 0+0j | 0 | 0 | 0+0j | 0 | 0 | 0+0j | 0 | 0 | 0 | 0 | 0 | 0 | 0 | 0 | 0 | 0 | 0 | 0 | 0 | 0 | 0 | 0 | 0 | 0 | 1 | 0 | 0 | 1 | 0 | 0 | 0 | 0 | 0 | 0 | 0 | OPEN | node_1419110_479_15288161_188 | AN | 8102703
load_311926694-L-1 |  | 0 | R | 0 | 0 | 0 | 0 | 0 | 0 | 0 | 0 | 0 | 0 | 0 | 0+0j | 0 | 0 | 0+0j | 0 | 0 | 0+0j | 0 | 0 | 0+0j | 0 | 0 | 0+0j | 0 | 0 | 0+0j | 0 | 0 | 0+0j | 0 | 0 | 0+0j | 0 | 0 | 0+0j | 0 | 0 | 0 | 0 | 0 | 0 | 0 | 0 | 0 | 0 | 0 | 0 | 0 | 0 | 0 | 0 | 0 | 0 | 1 | 0 | 0 | 1 | 0 | 0 | 0 | 0 | 0 | 0 | 0 | OPEN | node_1419110_479_15288161_188 | AN | 8102703
load_311926695 |  | 0 | U | 0 | 0 | 0 | 0 | 0 | 0 | 0 | 0 | 0 | 0 | 0 | 0+0j | 0 | 0 | 0+0j | 0 | 0 | 0+0j | 0 | 0 | 0+0j | 0 | 0 | 0+0j | 0 | 0 | 0+0j | 0 | 0 | 0+0j | 0 | 0 | 0+0j | 0 | 0 | 0+0j | 0 | 0 | 0 | 0 | 0 | 0 | 0 | 0 | 0 | 0 | 0 | 0 | 0 | 0 | 0 | 0 | 0 | 0 | 1 | 0 | 0 | 1 | 0 | 0 | 0 | 0 | 0 | 0 | 0 | OPEN | node_1419129_554_15288197_848 | BN | 8102703
load_311926695-L-1 |  | 0 | R | 0 | 0 | 0 | 0 | 0 | 0 | 0 | 0 | 0 | 0 | 0 | 0+0j | 0 | 0 | 0+0j | 0 | 0 | 0+0j | 0 | 0 | 0+0j | 0 | 0 | 0+0j | 0 | 0 | 0+0j | 0 | 0 | 0+0j | 0 | 0 | 0+0j | 0 | 0 | 0+0j | 0 | 0 | 0 | 0 | 0 | 0 | 0 | 0 | 0 | 0 | 0 | 0 | 0 | 0 | 0 | 0 | 0 | 0 | 1 | 0 | 0 | 1 | 0 | 0 | 0 | 0 | 0 | 0 | 0 | OPEN | node_1419129_554_15288197_848 | BN | 8102703
load_311926696 |  | 0 | U | 0 | 0 | 0 | 0 | 0 | 0 | 0 | 0 | 0 | 0 | 0 | 0+0j | 0 | 0 | 0+0j | 0 | 0 | 0+0j | 0 | 0 | 0+0j | 0 | 0 | 0+0j | 0 | 0 | 0+0j | 0 | 0 | 0+0j | 0 | 0 | 0+0j | 0 | 0 | 0+0j | 0 | 0 | 0 | 0 | 0 | 0 | 0 | 0 | 0 | 0 | 0 | 0 | 0 | 0 | 0 | 0 | 0 | 0 | 1 | 0 | 0 | 1 | 0 | 0 | 0 | 0 | 0 | 0 | 0 | OPEN | node_1419119_083_15288183_211 | CN | 8102703
load_311926696-L-1 |  | 0 | R | 0 | 0 | 0 | 0 | 0 | 0 | 0 | 0 | 0 | 0 | 0 | 0+0j | 0 | 0 | 0+0j | 0 | 0 | 0+0j | 0 | 0 | 0+0j | 0 | 0 | 0+0j | 0 | 0 | 0+0j | 0 | 0 | 0+0j | 0 | 0 | 0+0j | 0 | 0 | 0+0j | 0 | 0 | 0 | 0 | 0 | 0 | 0 | 0 | 0 | 0 | 0 | 0 | 0 | 0 | 0 | 0 | 0 | 0 | 1 | 0 | 0 | 1 | 0 | 0 | 0 | 0 | 0 | 0 | 0 | OPEN | node_1419119_083_15288183_211 | CN | 8102703
load_311931883 |  | 0 | U | 0 | 0 | 0 | 0 | 0 | 0 | 0 | 0 | 0 | 0 | 0 | 0+0j | 0 | 0 | 0+0j | 0 | 0 | 0+0j | 0 | 0 | 0+0j | 0 | 0 | 0+0j | 0 | 0 | 0+0j | 0 | 0 | 0+0j | 0 | 0 | 0+0j | 0 | 0 | 0+0j | 0 | 0 | 0 | 0 | 0 | 0 | 0 | 0 | 0 | 0 | 0 | 0 | 0 | 0 | 0 | 0 | 0 | 0 | 1 | 0 | 0 | 1 | 0 | 0 | 0 | 0 | 0 | 0 | 0 | OPEN | node_1413710_598_15291316_108 | AN | 8102703
load_311931884 |  | 0 | U | 0 | 0 | 0 | 0 | 0 | 0 | 0 | 0 | 0 | 0 | 0 | 0+0j | 0 | 0 | 0+0j | 0 | 0 | 0+0j | 0 | 0 | 0+0j | 0 | 0 | 0+0j | 0 | 0 | 0+0j | 0 | 0 | 0+0j | 0 | 0 | 0+0j | 0 | 0 | 0+0j | 0 | 0 | 0 | 0 | 0 | 0 | 0 | 0 | 0 | 0 | 0 | 0 | 0 | 0 | 0 | 0 | 0 | 0 | 1 | 0 | 0 | 1 | 0 | 0 | 0 | 0 | 0 | 0 | 0 | OPEN | node_1413710_747_15291298_336 | BN | 8102703
load_311931886 |  | 0 | U | 0 | 0 | 0 | 0 | 0 | 0 | 0 | 0 | 0 | 0 | 0 | 0+0j | 0 | 0 | 0+0j | 0 | 0 | 0+0j | 0 | 0 | 0+0j | 0 | 0 | 0+0j | 0 | 0 | 0+0j | 0 | 0 | 0+0j | 0 | 0 | 0+0j | 0 | 0 | 0+0j | 0 | 0 | 0 | 0 | 0 | 0 | 0 | 0 | 0 | 0 | 0 | 0 | 0 | 0 | 0 | 0 | 0 | 0 | 1 | 0 | 0 | 1 | 0 | 0 | 0 | 0 | 0 | 0 | 0 | OPEN | node_1413708_981_15291282_749 | CN | 8102703
load_311996991 |  | 0 | U | 0 | 0 | 0 | 0 | 0 | 0 | 0 | 0 | 0 | 0 | 0 | 0+0j | 0 | 0 | 0+0j | 0 | 0 | 0+0j | 0 | 0 | 0+0j | 0 | 0 | 0+0j | 0 | 0 | 0+0j | 0 | 0 | 0+0j | 0 | 0 | 0+0j | 0 | 0 | 0+0j | 0 | 0 | 0 | 0 | 0 | 0 | 0 | 0 | 0 | 0 | 0 | 0 | 0 | 0 | 0 | 0 | 0 | 0 | 1 | 0 | 0 | 1 | 0 | 0 | 0 | 0 | 0 | 0 | 0 | OPEN | node_1412857_113_15291733_231 | AN | 8102703
load_311996992 |  | 0 | U | 0 | 0 | 0 | 0 | 0 | 0 | 0 | 0 | 0 | 0 | 0 | 0+0j | 0 | 0 | 0+0j | 0 | 0 | 0+0j | 0 | 0 | 0+0j | 0 | 0 | 0+0j | 0 | 0 | 0+0j | 0 | 0 | 0+0j | 0 | 0 | 0+0j | 0 | 0 | 0+0j | 0 | 0 | 0 | 0 | 0 | 0 | 0 | 0 | 0 | 0 | 0 | 0 | 0 | 0 | 0 | 0 | 0 | 0 | 1 | 0 | 0 | 1 | 0 | 0 | 0 | 0 | 0 | 0 | 0 | OPEN | node_1412849_479_15291695_381 | BN | 8102703
load_311996993 |  | 0 | U | 0 | 0 | 0 | 0 | 0 | 0 | 0 | 0 | 0 | 0 | 0 | 0+0j | 0 | 0 | 0+0j | 0 | 0 | 0+0j | 0 | 0 | 0+0j | 0 | 0 | 0+0j | 0 | 0 | 0+0j | 0 | 0 | 0+0j | 0 | 0 | 0+0j | 0 | 0 | 0+0j | 0 | 0 | 0 | 0 | 0 | 0 | 0 | 0 | 0 | 0 | 0 | 0 | 0 | 0 | 0 | 0 | 0 | 0 | 1 | 0 | 0 | 1 | 0 | 0 | 0 | 0 | 0 | 0 | 0 | OPEN | node_1412849_117_15291658_542 | CN | 8102703
load_312021866 |  | 0 | C | 0 | 0 | 0 | 0 | 0 | 0 | 0 | 0 | 0 | 0 | 0 | 0+0j | 0 | 0 | 0+0j | 0 | 0 | 0+0j | 0 | 0 | 0+0j | 0 | 0 | 0+0j | 0 | 0 | 0+0j | 489.6 | 208.569 | 489.6+208.569j | 0 | 0 | 0+0j | 0 | 0 | 0+0j | 0 | 0 | 0 | 0 | 0 | 0 | 0 | 0 | 0 | 0 | 0 | 0 | 0 | 0 | 0 | 0 | 0 | 0 | 1 | 0 | 0 | 1 | 0 | 0 | 0 | 0 | 0 | 0 | 0 | OPEN | node_1416984_236_15292462_563 | AN | 8102703
load_312090954 |  | 0 | U | 0 | 0 | 0 | 0 | 0 | 0 | 0 | 0 | 0 | 0 | 0 | 0+0j | 0 | 0 | 0+0j | 0 | 0 | 0+0j | 0 | 0 | 0+0j | 0 | 0 | 0+0j | 0 | 0 | 0+0j | 0 | 0 | 0+0j | 0 | 0 | 0+0j | 0 | 0 | 0+0j | 0 | 0 | 0 | 0 | 0 | 0 | 0 | 0 | 0 | 0 | 0 | 0 | 0 | 0 | 0 | 0 | 0 | 0 | 1 | 0 | 0 | 1 | 0 | 0 | 0 | 0 | 0 | 0 | 0 | OPEN | node_1414589_037_15293997_783 | ABCN | 8102703
load_312096086 |  | 0 | U | 0 | 0 | 0 | 0 | 0 | 0 | 0 | 0 | 0 | 0 | 0 | 0+0j | 0 | 0 | 0+0j | 0 | 0 | 0+0j | 0 | 0 | 0+0j | 0 | 0 | 0+0j | 0 | 0 | 0+0j | 0 | 0 | 0+0j | 0 | 0 | 0+0j | 0 | 0 | 0+0j | 0 | 0 | 0 | 0 | 0 | 0 | 0 | 0 | 0 | 0 | 0 | 0 | 0 | 0 | 0 | 0 | 0 | 0 | 1 | 0 | 0 | 1 | 0 | 0 | 0 | 0 | 0 | 0 | 0 | OPEN | node_1417045_501_15290495_526 | AN | 8102703

## OverheadLineConductor
Name | Diameter | GeometricMeanRadius | RatingSummerContinuous | RatingSummerEmergency | RatingWinterContinuous | RatingWinterEmergency | Feeder | Comments
oh_cond_1/0_AAAC | 0.398 | 0.012 | 235 | 235 | 310 | 310 | 8102703
oh_cond_1/0_ACSR | 0.398 | 0.012 | 265 | 265 | 330 | 330 | 8102703
oh_cond_2/0_CU | 0.414 | 0.013 | 295 | 295 | 425 | 425 | 8102703
oh_cond_2_ACSR | 0.325 | 0.01 | 195 | 195 | 245 | 245 | 8102703
oh_cond_3_#7_CWD_30% | 0.311 | 0.005 | 125 | 125 | 195 | 195 | 8102703
oh_cond_4/0_AAAC | 0.563 | 0.017 | 365 | 365 | 480 | 480 | 8102703
oh_cond_4/0_ACSR | 0.563 | 0.017 | 410 | 410 | 515 | 515 | 8102703
oh_cond_4/0_AL | 0.522 | 0.016 | 365 | 365 | 480 | 480 | 8102703
oh_cond_477_MCM_AL | 0.792 | 0.025 | 605 | 605 | 810 | 810 | 8102703
oh_cond_WP-4/0-CU | 0.81 | 0.015 | 340 | 340 | 390 | 390 | 8102703

## OverheadLineConfiguration
Name | ConductorA | ConductorB | ConductorC | ConductorN | LineSpacing | Capacitance11 | Capacitance12 | Capacitance13 | Capacitance21 | Capacitance22 | Capacitance23 | Capacitance31 | Capacitance32 | Capacitance33 | Impedance11 | Impedance12 | Impedance13 | Impedance21 | Impedance22 | Impedance23 | Impedance31 | Impedance32 | Impedance33 | Feeder | Comments
bal_1P_1/0AA_1/0AA(N) | oh_cond_1/0_AAAC | oh_cond_1/0_AAAC | oh_cond_1/0_AAAC | oh_cond_1/0_AAAC |  | 13.243 | -2.726 | -2.726 | -2.726 | 13.243 | -2.726 | -2.726 | -2.726 | 13.243 | 1.078+1.186j | 0.201+0.467j | 0.201+0.467j | 0.201+0.467j | 1.078+1.186j | 0.201+0.467j | 0.201+0.467j | 0.201+0.467j | 1.078+1.186j | 8102703
bal_1P_1/0AC_1/0AC(N) | oh_cond_1/0_ACSR | oh_cond_1/0_ACSR | oh_cond_1/0_ACSR | oh_cond_1/0_ACSR |  | 13.243 | -2.726 | -2.726 | -2.726 | 13.243 | -2.726 | -2.726 | -2.726 | 13.243 | 1.091+1.185j | 0.203+0.469j | 0.203+0.469j | 0.203+0.469j | 1.091+1.185j | 0.203+0.469j | 0.203+0.469j | 0.203+0.469j | 1.091+1.185j | 8102703
bal_1P_2AC_2AC(N) | oh_cond_2_ACSR | oh_cond_2_ACSR | oh_cond_2_ACSR | oh_cond_2_ACSR |  | 12.813 | -2.597 | -2.597 | -2.597 | 12.813 | -2.597 | -2.597 | -2.597 | 12.813 | 1.645+1.289j | 0.235+0.543j | 0.235+0.543j | 0.235+0.543j | 1.645+1.289j | 0.235+0.543j | 0.235+0.543j | 0.235+0.543j | 1.645+1.289j | 8102703
bal_1P_477AL_477AL(N) | oh_cond_477_MCM_AL | oh_cond_477_MCM_AL | oh_cond_477_MCM_AL | oh_cond_477_MCM_AL |  | 14.957 | -3.249 | -3.249 | -3.249 | 14.957 | -3.249 | -3.249 | -3.249 | 14.957 | 0.275+1j | 0.077+0.371j | 0.077+0.371j | 0.077+0.371j | 0.275+1j | 0.077+0.371j | 0.077+0.371j | 0.077+0.371j | 0.275+1j | 8102703
bal_3P_1/0AA_1/0AA(N) | oh_cond_1/0_AAAC | oh_cond_1/0_AAAC | oh_cond_1/0_AAAC | oh_cond_1/0_AAAC |  | 13.243 | -2.726 | -2.726 | -2.726 | 13.243 | -2.726 | -2.726 | -2.726 | 13.243 | 1.078+1.186j | 0.201+0.467j | 0.201+0.467j | 0.201+0.467j | 1.078+1.186j | 0.201+0.467j | 0.201+0.467j | 0.201+0.467j | 1.078+1.186j | 8102703
bal_3P_1/0AC_1/0AA(N) | oh_cond_1/0_ACSR | oh_cond_1/0_ACSR | oh_cond_1/0_ACSR | oh_cond_1/0_AAAC |  | 13.243 | -2.726 | -2.726 | -2.726 | 13.243 | -2.726 | -2.726 | -2.726 | 13.243 | 1.089+1.184j | 0.201+0.467j | 0.201+0.467j | 0.201+0.467j | 1.089+1.184j | 0.201+0.467j | 0.201+0.467j | 0.201+0.467j | 1.089+1.184j | 8102703
bal_3P_1/0AC_1/0AC(N) | oh_cond_1/0_ACSR | oh_cond_1/0_ACSR | oh_cond_1/0_ACSR | oh_cond_1/0_ACSR |  | 13.243 | -2.726 | -2.726 | -2.726 | 13.243 | -2.726 | -2.726 | -2.726 | 13.243 | 1.091+1.185j | 0.203+0.469j | 0.203+0.469j | 0.203+0.469j | 1.091+1.185j | 0.203+0.469j | 0.203+0.469j | 0.203+0.469j | 1.091+1.185j | 8102703
bal_3P_4/0AA_1/0AA(N) | oh_cond_4/0_AAAC | oh_cond_4/0_AAAC | oh_cond_4/0_AAAC | oh_cond_1/0_AAAC |  | 14.027 | -2.996 | -2.996 | -2.996 | 14.027 | -2.996 | -2.996 | -2.996 | 14.027 | 0.64+1.144j | 0.201+0.467j | 0.201+0.467j | 0.201+0.467j | 0.64+1.144j | 0.201+0.467j | 0.201+0.467j | 0.201+0.467j | 0.64+1.144j | 8102703
bal_3P_4/0AL_4/0AL(N) | oh_cond_4/0_AL | oh_cond_4/0_AL | oh_cond_4/0_AL | oh_cond_4/0_AL |  | 13.867 | -2.914 | -2.914 | -2.914 | 13.867 | -2.914 | -2.914 | -2.914 | 13.867 | 0.576+1.089j | 0.134+0.404j | 0.134+0.404j | 0.134+0.404j | 0.576+1.089j | 0.134+0.404j | 0.134+0.404j | 0.134+0.404j | 0.576+1.089j | 8102703
bal_3P_477AL_4/0AA(N) | oh_cond_477_MCM_AL | oh_cond_477_MCM_AL | oh_cond_477_MCM_AL | oh_cond_4/0_AAAC |  | 14.927 | -3.279 | -3.279 | -3.279 | 14.927 | -3.279 | -3.279 | -3.279 | 14.927 | 0.332+1.031j | 0.134+0.402j | 0.134+0.402j | 0.134+0.402j | 0.332+1.031j | 0.134+0.402j | 0.134+0.402j | 0.134+0.402j | 0.332+1.031j | 8102703
bal_3P_477AL_4/0AC(N) | oh_cond_477_MCM_AL | oh_cond_477_MCM_AL | oh_cond_477_MCM_AL | oh_cond_4/0_ACSR |  | 14.927 | -3.279 | -3.279 | -3.279 | 14.927 | -3.279 | -3.279 | -3.279 | 14.927 | 0.334+1.032j | 0.136+0.403j | 0.136+0.403j | 0.136+0.403j | 0.334+1.032j | 0.136+0.403j | 0.136+0.403j | 0.136+0.403j | 0.334+1.032j | 8102703
bal_3P_477AL_4/0AL(N) | oh_cond_477_MCM_AL | oh_cond_477_MCM_AL | oh_cond_477_MCM_AL | oh_cond_4/0_AL |  | 14.921 | -3.285 | -3.285 | -3.285 | 14.921 | -3.285 | -3.285 | -3.285 | 14.921 | 0.332+1.034j | 0.134+0.404j | 0.134+0.404j | 0.134+0.404j | 0.332+1.034j | 0.134+0.404j | 0.134+0.404j | 0.134+0.404j | 0.332+1.034j | 8102703
bal_3P_477AL_477AL(N) | oh_cond_477_MCM_AL | oh_cond_477_MCM_AL | oh_cond_477_MCM_AL | oh_cond_477_MCM_AL |  | 14.957 | -3.249 | -3.249 | -3.249 | 14.957 | -3.249 | -3.249 | -3.249 | 14.957 | 0.275+1j | 0.077+0.371j | 0.077+0.371j | 0.077+0.371j | 0.275+1j | 0.077+0.371j | 0.077+0.371j | 0.077+0.371j | 0.275+1j | 8102703
bal_3P_WYECUST | oh_cond_2/0_CU | oh_cond_2/0_CU | oh_cond_2/0_CU | oh_cond_3_#7_CWD_30% |  | 13.24 | -2.712 | -2.712 | -2.712 | 13.24 | -2.712 | -2.712 | -2.712 | 13.24 | 0.66+1.378j | 0.22+0.666j | 0.22+0.666j | 0.22+0.666j | 0.66+1.378j | 0.22+0.666j | 0.22+0.666j | 0.22+0.666j | 0.66+1.378j | 8102703
unb_3P_2-1/0AC_1/0AA_1/0AA(N) | oh_cond_1/0_ACSR | oh_cond_1/0_ACSR | oh_cond_1/0_AAAC | oh_cond_1/0_AAAC |  | 13.25 | -2.735 | -2.735 | -2.735 | 13.25 | -2.735 | -2.735 | -2.735 | 13.25 | 1.089+1.184j | 0.201+0.467j | 0.201+0.467j | 0.201+0.467j | 1.089+1.184j | 0.201+0.467j | 0.201+0.467j | 0.201+0.467j | 1.078+1.186j | 8102703
unb_TAPWIRE_OH | oh_cond_WP-4/0-CU | oh_cond_WP-4/0-CU | oh_cond_WP-4/0-CU | oh_cond_WP-4/0-CU |  | 14.911 | -4.341 | -1.953 | -4.341 | 15.781 | -3.724 | -1.953 | -3.724 | 14.818 | 0.365+1.097j | 0.093+0.433j | 0.094+0.34j | 0.093+0.433j | 0.368+1.078j | 0.095+0.401j | 0.094+0.34j | 0.095+0.401j | 0.368+1.077j | 8102703

## Recloser
Name | GroupId | RetryTime | MaximumNumberOfTries | Status | From | To | Length | Phases | Feeder | Comments

## RegulatorConfiguration
Name | CurrentTransducerPhase | PowerTransducerPhase | Regulation | Control | Type | CompensatorResistiveSettingA | CompensatorResistiveSettingB | CompensatorResistiveSettingC | CompensatorReactiveSettingA | CompensatorReactiveSettingB | CompensatorReactiveSettingC | BandCenter | BandWidth | CurrentTransducerRatio | PowerTransducerRatio | ConnectType | ControlLevel | DwellTime | TimeDelay | LowerTaps | RaiseTaps | TapPositionA | TapPositionB | TapPositionC | Feeder | Comments

## Sectionalizer
Name | GroupId | OperatingMode | PhaseAState | PhaseBState | PhaseCState | CurrentInAReal | CurrentInAImag | CurrentInA | CurrentInBReal | CurrentInBImag | CurrentInB | CurrentInCReal | CurrentInCImag | CurrentInC | CurrentOutAReal | CurrentOutAImag | CurrentOutA | CurrentOutBReal | CurrentOutBImag | CurrentOutB | CurrentOutCReal | CurrentOutCImag | CurrentOutC | ActivePowerInA | ReactivePowerInA | PowerInA | ActivePowerInB | ReactivePowerInB | PowerInB | ActivePowerInC | ReactivePowerInC | PowerInC | ActivePowerOutA | ReactivePowerOutA | PowerOutA | ActivePowerOutB | ReactivePowerOutB | PowerOutB | ActivePowerOutC | ReactivePowerOutC | PowerOutC | Status | From | To | Length | Phases | Feeder | Comments

## Solar
Name | GroupId | SpillageCost | CapitalCost | FixedOperatingCost | VariableOperatingCost | MaxReactivePower | MaxActivePower | OutputSchedule | PlanningStatus | UnitType | UnitSubtype | ParentNode | Phases | Feeder | Comments
solar_load_220340080 |  | 0 | 0 | 0 | 0.001 | 0.0032759325281984633 | 0.007690014510606274 | OPTIMIZED | INSTALLED | solar_pv |  | node_1418094_078_15288919_075 | AN | 8102703
solar_load_220340706 |  | 0 | 0 | 0 | 0.001 | 0.00048708331391312675 | 0.0011433929100085486 | OPTIMIZED | INSTALLED | solar_pv |  | node_1416810_552_15289841_361 | AN | 8102703
solar_load_220340738 |  | 0 | 0 | 0 | 0.001 | 0.0031239663985021247 | 0.007333285218560924 | OPTIMIZED | INSTALLED | solar_pv |  | node_1417804_553_15288768_68 | AN | 8102703
solar_load_220340741 |  | 0 | 0 | 0 | 0.001 | 0.0013295791653051006 | 0.0031210908092306516 | OPTIMIZED | INSTALLED | solar_pv |  | node_1418068_923_15288608_332 | AN | 8102703
solar_load_220340745 |  | 0 | 0 | 0 | 0.001 | 0.003261082364184328 | 0.007655154970666989 | OPTIMIZED | INSTALLED | solar_pv |  | node_1418026_821_15288524_594 | AN | 8102703
solar_load_220340747 |  | 0 | 0 | 0 | 0.001 | 0.0011558329241641038 | 0.002713234191941017 | OPTIMIZED | INSTALLED | solar_pv |  | node_1418527_098_15288386_659 | AN | 8102703
solar_load_220340748 |  | 0 | 0 | 0 | 0.001 | 0.0027230137453748172 | 0.006392077640200228 | OPTIMIZED | INSTALLED | solar_pv |  | node_1418623_695_15288547_649 | AN | 8102703
solar_load_220340749 |  | 0 | 0 | 0 | 0.001 | 0.0032056419778063515 | 0.007525012688226991 | OPTIMIZED | INSTALLED | solar_pv |  | node_1418687_704_15288712_375 | AN | 8102703
solar_load_220340829 |  | 0 | 0 | 0 | 0.001 | 6.451548660883684E-05 | 0.000151445334625116 | OPTIMIZED | INSTALLED | solar_pv |  | node_1418657_556_15287493_489 | AN | 8102703
solar_load_220340830 |  | 0 | 0 | 0 | 0.001 | 6.451548660883684E-05 | 0.000151445334625116 | OPTIMIZED | INSTALLED | solar_pv |  | node_1418669_911_15287514_415 | BN | 8102703
solar_load_220341052 |  | 0 | 0 | 0 | 0.001 | 0.0017533020376433973 | 0.004115749682164918 | OPTIMIZED | INSTALLED | solar_pv |  | node_1417740_304_15288598_738 | AN | 8102703
solar_load_220341107 |  | 0 | 0 | 0 | 0.001 | 0.0008449707173409041 | 0.0019835078225453173 | OPTIMIZED | INSTALLED | solar_pv |  | node_1418812_246_15287581_474 | AN | 8102703
solar_load_220522514 |  | 0 | 0 | 0 | 0.001 | 0.0006944898299874416 | 0.001630264484493896 | OPTIMIZED | INSTALLED | solar_pv |  | node_1416493_925_15289002_092 | AN | 8102703
solar_load_311926694-L-1 |  | 0 | 0 | 0 | 0.001 | 0 | 0 | OPTIMIZED | INSTALLED | solar_pv |  | node_1419110_479_15288161_188 | AN | 8102703
solar_load_311926695-L-1 |  | 0 | 0 | 0 | 0.001 | 0 | 0 | OPTIMIZED | INSTALLED | solar_pv |  | node_1419129_554_15288197_848 | BN | 8102703
solar_load_311926696-L-1 |  | 0 | 0 | 0 | 0.001 | 0 | 0 | OPTIMIZED | INSTALLED | solar_pv |  | node_1419119_083_15288183_211 | CN | 8102703

## Storage
Name | GroupId | InitStateOfCharge | SpinningReserveCharge | SpinningReserveDischarge | NonSpinningReserveCharge | NonSpinningReserveDischarge | RegulationUpCharge | RegulationUpDischarge | RegulationDownCharge | RegulationDownDischarge | ChargeEfficiency | DischargeEfficiency | CommitmentStatus | ConstructionTime | CalendarLife | YearOfInstallation | DepthOfDischarge | ReactivePower | ReactivePowerA | ReactivePowerB | ReactivePowerC | ActivePower | ActivePowerA | ActivePowerB | ActivePowerC | Energy | MaxEnergy | PowerCharge | PowerDischarge | RampUpLimit | RampDownLimit | CapitalCost | FixedOperatingCost | VariableOperatingCost | MaxReactivePower | MaxActivePower | OutputSchedule | PlanningStatus | UnitType | UnitSubtype | ParentNode | Phases | Feeder | Comments
storage_load_220340080 |  | 0 | 0 | 0 | 0 | 0 | 0 | 0 | 0 | 0 | 0.92 | 0 | False | 0 | 0 | 0 | 0 | 0 | 0 | 0 | 0 | 0 | 0 | 0 | 0 | 0 | 0.02307004353181882 | 0 | 0 | 0 | 0 | 0 | 0 | 0.001 | 0.0032759325281984633 | 0.007690014510606274 | OPTIMIZED | INSTALLED | li_ion |  | node_1418094_078_15288919_075 | AN | 8102703
storage_load_220340706 |  | 0 | 0 | 0 | 0 | 0 | 0 | 0 | 0 | 0 | 0.92 | 0 | False | 0 | 0 | 0 | 0 | 0 | 0 | 0 | 0 | 0 | 0 | 0 | 0 | 0 | 0.0034301787300256457 | 0 | 0 | 0 | 0 | 0 | 0 | 0.001 | 0.00048708331391312675 | 0.0011433929100085486 | OPTIMIZED | INSTALLED | li_ion |  | node_1416810_552_15289841_361 | AN | 8102703
storage_load_220340738 |  | 0 | 0 | 0 | 0 | 0 | 0 | 0 | 0 | 0 | 0.92 | 0 | False | 0 | 0 | 0 | 0 | 0 | 0 | 0 | 0 | 0 | 0 | 0 | 0 | 0 | 0.02199985565568277 | 0 | 0 | 0 | 0 | 0 | 0 | 0.001 | 0.0031239663985021247 | 0.007333285218560924 | OPTIMIZED | INSTALLED | li_ion |  | node_1417804_553_15288768_68 | AN | 8102703
storage_load_220340741 |  | 0 | 0 | 0 | 0 | 0 | 0 | 0 | 0 | 0 | 0.92 | 0 | False | 0 | 0 | 0 | 0 | 0 | 0 | 0 | 0 | 0 | 0 | 0 | 0 | 0 | 0.009363272427691955 | 0 | 0 | 0 | 0 | 0 | 0 | 0.001 | 0.0013295791653051006 | 0.0031210908092306516 | OPTIMIZED | INSTALLED | li_ion |  | node_1418068_923_15288608_332 | AN | 8102703
storage_load_220340745 |  | 0 | 0 | 0 | 0 | 0 | 0 | 0 | 0 | 0 | 0.92 | 0 | False | 0 | 0 | 0 | 0 | 0 | 0 | 0 | 0 | 0 | 0 | 0 | 0 | 0 | 0.022965464912000966 | 0 | 0 | 0 | 0 | 0 | 0 | 0.001 | 0.003261082364184328 | 0.007655154970666989 | OPTIMIZED | INSTALLED | li_ion |  | node_1418026_821_15288524_594 | AN | 8102703
storage_load_220340747 |  | 0 | 0 | 0 | 0 | 0 | 0 | 0 | 0 | 0 | 0.92 | 0 | False | 0 | 0 | 0 | 0 | 0 | 0 | 0 | 0 | 0 | 0 | 0 | 0 | 0 | 0.008139702575823051 | 0 | 0 | 0 | 0 | 0 | 0 | 0.001 | 0.0011558329241641038 | 0.002713234191941017 | OPTIMIZED | INSTALLED | li_ion |  | node_1418527_098_15288386_659 | AN | 8102703
storage_load_220340748 |  | 0 | 0 | 0 | 0 | 0 | 0 | 0 | 0 | 0 | 0.92 | 0 | False | 0 | 0 | 0 | 0 | 0 | 0 | 0 | 0 | 0 | 0 | 0 | 0 | 0 | 0.019176232920600684 | 0 | 0 | 0 | 0 | 0 | 0 | 0.001 | 0.0027230137453748172 | 0.006392077640200228 | OPTIMIZED | INSTALLED | li_ion |  | node_1418623_695_15288547_649 | AN | 8102703
storage_load_220340749 |  | 0 | 0 | 0 | 0 | 0 | 0 | 0 | 0 | 0 | 0.92 | 0 | False | 0 | 0 | 0 | 0 | 0 | 0 | 0 | 0 | 0 | 0 | 0 | 0 | 0 | 0.022575038064680975 | 0 | 0 | 0 | 0 | 0 | 0 | 0.001 | 0.0032056419778063515 | 0.007525012688226991 | OPTIMIZED | INSTALLED | li_ion |  | node_1418687_704_15288712_375 | AN | 8102703
storage_load_220340829 |  | 0 | 0 | 0 | 0 | 0 | 0 | 0 | 0 | 0 | 0.92 | 0 | False | 0 | 0 | 0 | 0 | 0 | 0 | 0 | 0 | 0 | 0 | 0 | 0 | 0 | 0.000454336003875348 | 0 | 0 | 0 | 0 | 0 | 0 | 0.001 | 6.451548660883684E-05 | 0.000151445334625116 | OPTIMIZED | INSTALLED | li_ion |  | node_1418657_556_15287493_489 | AN | 8102703
storage_load_220340830 |  | 0 | 0 | 0 | 0 | 0 | 0 | 0 | 0 | 0 | 0.92 | 0 | False | 0 | 0 | 0 | 0 | 0 | 0 | 0 | 0 | 0 | 0 | 0 | 0 | 0 | 0.000454336003875348 | 0 | 0 | 0 | 0 | 0 | 0 | 0.001 | 6.451548660883684E-05 | 0.000151445334625116 | OPTIMIZED | INSTALLED | li_ion |  | node_1418669_911_15287514_415 | BN | 8102703
storage_load_220341052 |  | 0 | 0 | 0 | 0 | 0 | 0 | 0 | 0 | 0 | 0.92 | 0 | False | 0 | 0 | 0 | 0 | 0 | 0 | 0 | 0 | 0 | 0 | 0 | 0 | 0 | 0.012347249046494754 | 0 | 0 | 0 | 0 | 0 | 0 | 0.001 | 0.0017533020376433973 | 0.004115749682164918 | OPTIMIZED | INSTALLED | li_ion |  | node_1417740_304_15288598_738 | AN | 8102703
storage_load_220341107 |  | 0 | 0 | 0 | 0 | 0 | 0 | 0 | 0 | 0 | 0.92 | 0 | False | 0 | 0 | 0 | 0 | 0 | 0 | 0 | 0 | 0 | 0 | 0 | 0 | 0 | 0.005950523467635952 | 0 | 0 | 0 | 0 | 0 | 0 | 0.001 | 0.0008449707173409041 | 0.0019835078225453173 | OPTIMIZED | INSTALLED | li_ion |  | node_1418812_246_15287581_474 | AN | 8102703
storage_load_220522514 |  | 0 | 0 | 0 | 0 | 0 | 0 | 0 | 0 | 0 | 0.92 | 0 | False | 0 | 0 | 0 | 0 | 0 | 0 | 0 | 0 | 0 | 0 | 0 | 0 | 0 | 0.004890793453481688 | 0 | 0 | 0 | 0 | 0 | 0 | 0.001 | 0.0006944898299874416 | 0.001630264484493896 | OPTIMIZED | INSTALLED | li_ion |  | node_1416493_925_15289002_092 | AN | 8102703
storage_load_311926694-L-1 |  | 0 | 0 | 0 | 0 | 0 | 0 | 0 | 0 | 0 | 0.92 | 0 | False | 0 | 0 | 0 | 0 | 0 | 0 | 0 | 0 | 0 | 0 | 0 | 0 | 0 | 0 | 0 | 0 | 0 | 0 | 0 | 0 | 0.001 | 0 | 0 | OPTIMIZED | INSTALLED | li_ion |  | node_1419110_479_15288161_188 | AN | 8102703
storage_load_311926695-L-1 |  | 0 | 0 | 0 | 0 | 0 | 0 | 0 | 0 | 0 | 0.92 | 0 | False | 0 | 0 | 0 | 0 | 0 | 0 | 0 | 0 | 0 | 0 | 0 | 0 | 0 | 0 | 0 | 0 | 0 | 0 | 0 | 0 | 0.001 | 0 | 0 | OPTIMIZED | INSTALLED | li_ion |  | node_1419129_554_15288197_848 | BN | 8102703
storage_load_311926696-L-1 |  | 0 | 0 | 0 | 0 | 0 | 0 | 0 | 0 | 0 | 0.92 | 0 | False | 0 | 0 | 0 | 0 | 0 | 0 | 0 | 0 | 0 | 0 | 0 | 0 | 0 | 0 | 0 | 0 | 0 | 0 | 0 | 0 | 0.001 | 0 | 0 | OPTIMIZED | INSTALLED | li_ion |  | node_1419119_083_15288183_211 | CN | 8102703

## Switch
Name | GroupId | OperatingMode | PhaseAState | PhaseBState | PhaseCState | CurrentInAReal | CurrentInAImag | CurrentInA | CurrentInBReal | CurrentInBImag | CurrentInB | CurrentInCReal | CurrentInCImag | CurrentInC | CurrentOutAReal | CurrentOutAImag | CurrentOutA | CurrentOutBReal | CurrentOutBImag | CurrentOutB | CurrentOutCReal | CurrentOutCImag | CurrentOutC | ActivePowerInA | ReactivePowerInA | PowerInA | ActivePowerInB | ReactivePowerInB | PowerInB | ActivePowerInC | ReactivePowerInC | PowerInC | ActivePowerOutA | ReactivePowerOutA | PowerOutA | ActivePowerOutB | ReactivePowerOutB | PowerOutB | ActivePowerOutC | ReactivePowerOutC | PowerOutC | Status | From | To | Length | Phases | Feeder | Comments
switch_60864-220415593 |  | INDIVIDUAL | CLOSED | CLOSED | CLOSED | 0 | 0 | 0+0j | 0 | 0 | 0+0j | 0 | 0 | 0+0j | 0 | 0 | 0+0j | 0 | 0 | 0+0j | 0 | 0 | 0+0j | 0 | 0 | 0+0j | 0 | 0 | 0+0j | 0 | 0 | 0+0j | 0 | 0 | 0+0j | 0 | 0 | 0+0j | 0 | 0 | 0+0j | OPEN | node_intto1_8102703_200836373 | node_8102703_200836373 | 0 | ABCN | 8102703
switch_60865-220417157 |  | INDIVIDUAL | CLOSED | CLOSED | CLOSED | 0 | 0 | 0+0j | 0 | 0 | 0+0j | 0 | 0 | 0+0j | 0 | 0 | 0+0j | 0 | 0 | 0+0j | 0 | 0 | 0+0j | 0 | 0 | 0+0j | 0 | 0 | 0+0j | 0 | 0 | 0+0j | 0 | 0 | 0+0j | 0 | 0 | 0+0j | 0 | 0 | 0+0j | OPEN | node_intto1_8102703_200837370 | node_8102703_200837370 | 0 | ABCN | 8102703
switch_60866-220417154 |  | INDIVIDUAL | CLOSED | CLOSED | CLOSED | 0 | 0 | 0+0j | 0 | 0 | 0+0j | 0 | 0 | 0+0j | 0 | 0 | 0+0j | 0 | 0 | 0+0j | 0 | 0 | 0+0j | 0 | 0 | 0+0j | 0 | 0 | 0+0j | 0 | 0 | 0+0j | 0 | 0 | 0+0j | 0 | 0 | 0+0j | 0 | 0 | 0+0j | OPEN | node_intto1_8102703_200837371 | node_8102703_200837371 | 0 | ABCN | 8102703
switch_60867-220417151 |  | INDIVIDUAL | CLOSED | CLOSED | CLOSED | 0 | 0 | 0+0j | 0 | 0 | 0+0j | 0 | 0 | 0+0j | 0 | 0 | 0+0j | 0 | 0 | 0+0j | 0 | 0 | 0+0j | 0 | 0 | 0+0j | 0 | 0 | 0+0j | 0 | 0 | 0+0j | 0 | 0 | 0+0j | 0 | 0 | 0+0j | 0 | 0 | 0+0j | OPEN | node_intto1_8102703_200837296 | node_8102703_200837296 | 0 | ABCN | 8102703
switch_60868_-220417215 |  | INDIVIDUAL | CLOSED | CLOSED | CLOSED | 0 | 0 | 0+0j | 0 | 0 | 0+0j | 0 | 0 | 0+0j | 0 | 0 | 0+0j | 0 | 0 | 0+0j | 0 | 0 | 0+0j | 0 | 0 | 0+0j | 0 | 0 | 0+0j | 0 | 0 | 0+0j | 0 | 0 | 0+0j | 0 | 0 | 0+0j | 0 | 0 | 0+0j | OPEN | node_intto1_8102703_200838023 | node_8102703_200838023 | 0 | ABCN | 8102703
switch_60869-220417153 |  | INDIVIDUAL | CLOSED | CLOSED | CLOSED | 0 | 0 | 0+0j | 0 | 0 | 0+0j | 0 | 0 | 0+0j | 0 | 0 | 0+0j | 0 | 0 | 0+0j | 0 | 0 | 0+0j | 0 | 0 | 0+0j | 0 | 0 | 0+0j | 0 | 0 | 0+0j | 0 | 0 | 0+0j | 0 | 0 | 0+0j | 0 | 0 | 0+0j | OPEN | node_intto1_8102703_200837373 | node_8102703_200837373 | 0 | ABCN | 8102703
switch_220415592 |  | INDIVIDUAL | CLOSED | CLOSED | CLOSED | 0 | 0 | 0+0j | 0 | 0 | 0+0j | 0 | 0 | 0+0j | 0 | 0 | 0+0j | 0 | 0 | 0+0j | 0 | 0 | 0+0j | 0 | 0 | 0+0j | 0 | 0 | 0+0j | 0 | 0 | 0+0j | 0 | 0 | 0+0j | 0 | 0 | 0+0j | 0 | 0 | 0+0j | OPEN | node_intto1_8102703_200954401 | node_8102703_200954401 | 0 | ABCN | 8102703
switch_220652556 |  | INDIVIDUAL | CLOSED | CLOSED | CLOSED | 0 | 0 | 0+0j | 0 | 0 | 0+0j | 0 | 0 | 0+0j | 0 | 0 | 0+0j | 0 | 0 | 0+0j | 0 | 0 | 0+0j | 0 | 0 | 0+0j | 0 | 0 | 0+0j | 0 | 0 | 0+0j | 0 | 0 | 0+0j | 0 | 0 | 0+0j | 0 | 0 | 0+0j | OPEN | node_intto1_8102703_201061752 | node_8102703_201061752 | 0 | ABCN | 8102703
switch_311879000 |  | INDIVIDUAL | CLOSED | CLOSED | CLOSED | 0 | 0 | 0+0j | 0 | 0 | 0+0j | 0 | 0 | 0+0j | 0 | 0 | 0+0j | 0 | 0 | 0+0j | 0 | 0 | 0+0j | 0 | 0 | 0+0j | 0 | 0 | 0+0j | 0 | 0 | 0+0j | 0 | 0 | 0+0j | 0 | 0 | 0+0j | 0 | 0 | 0+0j | OPEN | node_intto1_8102703_201061712 | node_8102703_201061712 | 0 | ABCN | 8102703
switch_311906832 |  | INDIVIDUAL | CLOSED | CLOSED | CLOSED | 0 | 0 | 0+0j | 0 | 0 | 0+0j | 0 | 0 | 0+0j | 0 | 0 | 0+0j | 0 | 0 | 0+0j | 0 | 0 | 0+0j | 0 | 0 | 0+0j | 0 | 0 | 0+0j | 0 | 0 | 0+0j | 0 | 0 | 0+0j | 0 | 0 | 0+0j | 0 | 0 | 0+0j | OPEN | node_intto1_8102703_200837318 | node_8102703_200837318 | 0 | ABCN | 8102703
switch_311991981 |  | INDIVIDUAL | CLOSED | CLOSED | CLOSED | 0 | 0 | 0+0j | 0 | 0 | 0+0j | 0 | 0 | 0+0j | 0 | 0 | 0+0j | 0 | 0 | 0+0j | 0 | 0 | 0+0j | 0 | 0 | 0+0j | 0 | 0 | 0+0j | 0 | 0 | 0+0j | 0 | 0 | 0+0j | 0 | 0 | 0+0j | 0 | 0 | 0+0j | OPEN | node_intto1_8102703_310008744 | node_8102703_310008744 | 0 | AN | 8102703

## TransformerConfiguration
Name | ConnectType | NoLoadLoss | PowerRating | ReactanceResistanceRatio | FullLoadLoss | PowerARating | PowerBRating | PowerCRating | ShuntResistance | ShuntReactance | ShuntImpedance | Impedance | PrimaryVoltage | SecondaryVoltage | CoreCoilWeight | InstalledInsulationLife | InstallType | CoolantType | CoolingType | Feeder | Comments

## UndergroundLineConductor
Name | OuterDiameter | ConductorGMR | ConductorDiameter | ConductorResistance | NeutralGMR | NeutralDiameter | NeutralResistance | NeutralStrands | InsulationRelativePermittivity | ShieldGMR | ShieldResitance | RatingSummerContinuous | RatingSummerEmergency | RatingWinterContinuous | RatingWinterEmergency | Feeder | Comments
und_cond_1P_2CUURD_2CU(N) | 0 | 0 | 0 | 0 | 0 | 0 | 0 | 0 | 0 | 0 | 0 | 152 | 152 | 160 | 160 | 8102703
und_cond_1P_WYECUST | 0 | 0 | 0 | 0 | 0 | 0 | 0 | 0 | 0 | 0 | 0 | 685 | 685 | 685 | 685 | 8102703
und_cond_3P_1/0ALURD_1/0AL(N) | 0 | 0 | 0 | 0 | 0 | 0 | 0 | 0 | 0 | 0 | 0 | 160 | 160 | 180 | 180 | 8102703
und_cond_3P_4CUURD_4CU(N) | 0 | 0 | 0 | 0 | 0 | 0 | 0 | 0 | 0 | 0 | 0 | 109 | 109 | 114 | 114 | 8102703
und_cond_3P_WYECUST | 0 | 0 | 0 | 0 | 0 | 0 | 0 | 0 | 0 | 0 | 0 | 685 | 685 | 685 | 685 | 8102703
und_cond_TAPWIRE_UG | 0 | 0 | 0 | 0 | 0 | 0 | 0 | 0 | 0 | 0 | 0 | 99999999 | 99999999 | 99999999 | 99999999 | 8102703

## UndergroundLineConfiguration
Name | ConductorA | ConductorB | ConductorC | ConductorN | LineSpacing | Capacitance11 | Capacitance12 | Capacitance13 | Capacitance21 | Capacitance22 | Capacitance23 | Capacitance31 | Capacitance32 | Capacitance33 | Impedance11 | Impedance12 | Impedance13 | Impedance21 | Impedance22 | Impedance23 | Impedance31 | Impedance32 | Impedance33 | Feeder | Comments
und_1P_2CUURD_2CU(N) | und_cond_1P_2CUURD_2CU(N) | und_cond_1P_2CUURD_2CU(N) | und_cond_1P_2CUURD_2CU(N) |  |  | 401.497 | 0 | 0 | 0 | 401.497 | 0 | 0 | 0 | 401.497 | 1.645+0.542j | 0+0j | 0+0j | 0+0j | 1.645+0.542j | 0+0j | 0+0j | 0+0j | 1.645+0.542j | 8102703
und_1P_WYECUST | und_cond_1P_WYECUST | und_cond_1P_WYECUST | und_cond_1P_WYECUST |  |  | 324.124 | 0 | 0 | 0 | 324.124 | 0 | 0 | 0 | 324.124 | 0.179+0.233j | 0.061+-0.024j | 0.061+-0.024j | 0.061+-0.024j | 0.179+0.233j | 0.061+-0.024j | 0.061+-0.024j | 0.061+-0.024j | 0.179+0.233j | 8102703
und_3P_1/0ALURD_1/0AL(N) | und_cond_3P_1/0ALURD_1/0AL(N) | und_cond_3P_1/0ALURD_1/0AL(N) | und_cond_3P_1/0ALURD_1/0AL(N) |  |  | 530.19 | 0 | 0 | 0 | 530.19 | 0 | 0 | 0 | 530.19 | 1.489+0.467j | 0.385+0.07j | 0.385+0.07j | 0.385+0.07j | 1.489+0.467j | 0.385+0.07j | 0.385+0.07j | 0.385+0.07j | 1.489+0.467j | 8102703
und_3P_4CUURD_4CU(N) | und_cond_3P_4CUURD_4CU(N) | und_cond_3P_4CUURD_4CU(N) | und_cond_3P_4CUURD_4CU(N) |  |  | 318.933 | 0 | 0 | 0 | 318.933 | 0 | 0 | 0 | 318.933 | 2.079+0.602j | 0.395+0.15j | 0.395+0.15j | 0.395+0.15j | 2.079+0.602j | 0.395+0.15j | 0.395+0.15j | 0.395+0.15j | 2.079+0.602j | 8102703
und_3P_WYECUST | und_cond_3P_WYECUST | und_cond_3P_WYECUST | und_cond_3P_WYECUST |  |  | 324.124 | 0 | 0 | 0 | 324.124 | 0 | 0 | 0 | 324.124 | 0.179+0.233j | 0.061+-0.024j | 0.061+-0.024j | 0.061+-0.024j | 0.179+0.233j | 0.061+-0.024j | 0.061+-0.024j | 0.061+-0.024j | 0.179+0.233j | 8102703
und_TAPWIRE_UG | und_cond_TAPWIRE_UG | und_cond_TAPWIRE_UG | und_cond_TAPWIRE_UG |  |  | 0 | 0 | 0 | 0 | 0 | 0 | 0 | 0 | 0 | 0.001+0.001j | 0+0j | 0+0j | 0+0j | 0.001+0.001j | 0+0j | 0+0j | 0+0j | 0.001+0.001j | 8102703

## Regulator
Name | GroupId | Configuration | SenseNode | Status | From | To | Length | Phases | Feeder | Comments

## Transformer
Name | GroupId | Configuration | AgingConstant | AgingGranularity | Climate | UseThermalModel | Status | From | To | Length | Phases | Feeder | Comments

## OverheadLine
Name | GroupId | Configuration | Length | Status | From | To | Phases | Feeder | Comments
oh_line_8102703_200836365 |  | bal_3P_477AL_4/0AA(N) | 158.4 | OPEN | node_8102703_200836368 | node_8102703_200836365 | ABCN | 8102703
oh_line_8102703_200836368 |  | bal_3P_477AL_4/0AA(N) | 52.800000000000004 | OPEN | node_8102703_200836369 | node_8102703_200836368 | ABCN | 8102703
oh_line_8102703_200836369 |  | bal_3P_477AL_4/0AA(N) | 211.20000000000002 | OPEN | node_8102703_200836370 | node_8102703_200836369 | ABCN | 8102703
oh_line_8102703_200836370 |  | bal_3P_477AL_4/0AA(N) | 52.800000000000004 | OPEN | node_8102703_200836372 | node_8102703_200836370 | ABCN | 8102703
oh_line_8102703_200836371 |  | bal_3P_1/0AA_1/0AA(N) | 211.20000000000002 | OPEN | node_8102703_200836370 | node_8102703_200836371 | ABCN | 8102703
oh_line_8102703_200836372 |  | bal_3P_477AL_4/0AA(N) | 105.60000000000001 | OPEN | node_8102703_200836373 | node_8102703_200836372 | ABCN | 8102703
oh_line_8102703_200836373 |  | bal_3P_477AL_4/0AA(N) | 158.4 | OPEN | node_8102703_200838629 | node_intto1_8102703_200836373 | ABCN | 8102703
oh_line_8102703_200837277 |  | bal_3P_477AL_4/0AL(N) | 158.4 | OPEN | node_8102703_200837324 | node_8102703_200837277 | ABCN | 8102703
oh_line_8102703_200837278 |  | bal_3P_477AL_4/0AL(N) | 158.4 | OPEN | node_8102703_200837277 | node_8102703_200837278 | ABCN | 8102703
oh_line_8102703_200837279 |  | bal_3P_477AL_4/0AL(N) | 158.4 | OPEN | node_8102703_200837278 | node_8102703_200837279 | ABCN | 8102703
oh_line_8102703_200837280 |  | bal_3P_1/0AA_1/0AA(N) | 52.800000000000004 | OPEN | node_8102703_200837279 | node_8102703_200837280 | ABCN | 8102703
oh_line_8102703_200837281 |  | bal_3P_477AL_4/0AL(N) | 158.4 | OPEN | node_8102703_200837279 | node_8102703_200837281 | ABCN | 8102703
oh_line_8102703_200837282 |  | bal_3P_477AL_4/0AL(N) | 158.4 | OPEN | node_8102703_200837281 | node_8102703_200837282 | ABCN | 8102703
oh_line_8102703_200837283-1 |  | bal_3P_477AL_4/0AL(N) | 158.4 | OPEN | node_1417261_052_15291750_451 | node_8102703_200837283 | ABCN | 8102703
oh_line_8102703_200837283-2 |  | bal_3P_477AL_4/0AL(N) | 0 | OPEN | node_8102703_200837282 | node_1417261_052_15291750_451 | ABCN | 8102703
oh_line_8102703_200837284 |  | bal_3P_477AL_4/0AL(N) | 158.4 | OPEN | node_8102703_200837283 | node_8102703_200837284 | ABCN | 8102703
oh_line_8102703_200837287 |  | bal_3P_477AL_4/0AL(N) | 158.4 | OPEN | node_8102703_200837284 | node_8102703_200837287 | ABCN | 8102703
oh_line_8102703_200837288 |  | bal_3P_477AL_4/0AL(N) | 158.4 | OPEN | node_8102703_200837287 | node_8102703_200837288 | ABCN | 8102703
oh_line_8102703_200837289 |  | bal_3P_477AL_4/0AL(N) | 158.4 | OPEN | node_8102703_200837288 | node_8102703_200837289 | ABCN | 8102703
oh_line_8102703_200837290 |  | bal_3P_477AL_4/0AL(N) | 158.4 | OPEN | node_8102703_310054411 | node_8102703_200837290 | ABCN | 8102703
oh_line_8102703_200837291 |  | bal_3P_477AL_4/0AL(N) | 211.20000000000002 | OPEN | node_8102703_200837289 | node_8102703_200837291 | ABCN | 8102703
oh_line_8102703_200837292 |  | bal_3P_477AL_4/0AL(N) | 158.4 | OPEN | node_8102703_200837291 | node_8102703_200837292 | ABCN | 8102703
oh_line_8102703_200837293 |  | bal_3P_477AL_4/0AL(N) | 158.4 | OPEN | node_8102703_200837292 | node_8102703_200837293 | ABCN | 8102703
oh_line_8102703_200837294 |  | bal_3P_477AL_4/0AL(N) | 158.4 | OPEN | node_8102703_200837293 | node_8102703_200837294 | ABCN | 8102703
oh_line_8102703_200837295 |  | bal_3P_477AL_4/0AL(N) | 158.4 | OPEN | node_8102703_200837294 | node_8102703_200837295 | ABCN | 8102703
oh_line_8102703_200837296 |  | bal_3P_477AL_4/0AL(N) | 158.4 | OPEN | node_8102703_200837295 | node_intto1_8102703_200837296 | ABCN | 8102703
oh_line_8102703_200837297 |  | bal_3P_477AL_4/0AL(N) | 211.20000000000002 | OPEN | node_8102703_200837296 | node_8102703_200837297 | ABCN | 8102703
oh_line_8102703_200837300 |  | bal_3P_477AL_4/0AL(N) | 158.4 | OPEN | node_8102703_200837297 | node_8102703_200837300 | ABCN | 8102703
oh_line_8102703_200837301 |  | bal_3P_1/0AA_1/0AA(N) | 105.60000000000001 | OPEN | node_8102703_200837300 | node_8102703_200837301 | ABCN | 8102703
oh_line_8102703_200837302 |  | bal_3P_1/0AA_1/0AA(N) | 211.20000000000002 | OPEN | node_8102703_200837301 | node_intto1_8102703_200837302 | ABCN | 8102703
oh_line_8102703_200837303 |  | bal_3P_1/0AA_1/0AA(N) | 211.20000000000002 | OPEN | node_8102703_200837302 | node_intto1_8102703_200837303 | ABCN | 8102703
oh_line_8102703_200837304 |  | bal_3P_477AL_4/0AL(N) | 158.4 | OPEN | node_8102703_200837300 | node_8102703_200837304 | ABCN | 8102703
oh_line_8102703_200837305 |  | bal_3P_477AL_4/0AL(N) | 158.4 | OPEN | node_8102703_200837304 | node_8102703_200837305 | ABCN | 8102703
oh_line_8102703_200837306 |  | bal_3P_4/0AL_4/0AL(N) | 211.20000000000002 | OPEN | node_8102703_200837305 | node_8102703_200837306 | ABCN | 8102703
oh_line_8102703_200837307 |  | bal_3P_4/0AL_4/0AL(N) | 158.4 | OPEN | node_8102703_200837306 | node_8102703_200837307 | ABCN | 8102703
oh_line_8102703_200837309 |  | bal_3P_477AL_4/0AL(N) | 158.4 | OPEN | node_8102703_200837290 | node_8102703_200837309 | ABCN | 8102703
oh_line_8102703_200837310 |  | bal_3P_477AL_4/0AL(N) | 158.4 | OPEN | node_8102703_200837305 | node_8102703_200837310 | ABCN | 8102703
oh_line_8102703_200837311 |  | bal_3P_477AL_4/0AL(N) | 105.60000000000001 | OPEN | node_8102703_200837310 | node_8102703_200837311 | ABCN | 8102703
oh_line_8102703_200837312 |  | bal_3P_477AL_4/0AL(N) | 158.4 | OPEN | node_8102703_200837311 | node_8102703_200837312 | ABCN | 8102703
oh_line_8102703_200837313 |  | bal_3P_477AL_4/0AL(N) | 158.4 | OPEN | node_8102703_200837312 | node_8102703_200837313 | ABCN | 8102703
oh_line_8102703_200837314 |  | bal_3P_477AL_4/0AL(N) | 105.60000000000001 | OPEN | node_8102703_200837313 | node_8102703_200837314 | ABCN | 8102703
oh_line_8102703_200837315 |  | bal_3P_477AL_4/0AL(N) | 105.60000000000001 | OPEN | node_8102703_200837314 | node_8102703_200837315 | ABCN | 8102703
oh_line_8102703_200837316 |  | bal_3P_477AL_4/0AL(N) | 105.60000000000001 | OPEN | node_8102703_200837315 | node_8102703_200837316 | ABCN | 8102703
oh_line_8102703_200837317 |  | bal_3P_477AL_4/0AL(N) | 211.20000000000002 | OPEN | node_8102703_200837316 | node_8102703_200837317 | ABCN | 8102703
oh_line_8102703_200837318 |  | bal_3P_1/0AC_1/0AC(N) | 211.20000000000002 | OPEN | node_8102703_200837317 | node_intto1_8102703_200837318 | ABCN | 8102703
oh_line_8102703_200837319 |  | bal_3P_477AL_4/0AL(N) | 211.20000000000002 | OPEN | node_8102703_200837309 | node_8102703_200837319 | ABCN | 8102703
oh_line_8102703_200837320 |  | bal_3P_477AL_4/0AL(N) | 158.4 | OPEN | node_8102703_200837319 | node_8102703_200837320 | ABCN | 8102703
oh_line_8102703_200837322 |  | bal_3P_477AL_4/0AL(N) | 52.800000000000004 | OPEN | node_8102703_310054386 | node_8102703_200837322 | ABCN | 8102703
oh_line_8102703_200837323 |  | bal_3P_477AL_4/0AL(N) | 158.4 | OPEN | node_8102703_200837322 | node_8102703_200837323 | ABCN | 8102703
oh_line_8102703_200837324 |  | bal_3P_477AL_4/0AL(N) | 158.4 | OPEN | node_8102703_200837323 | node_8102703_200837324 | ABCN | 8102703
oh_line_8102703_200837325 |  | bal_3P_1/0AA_1/0AA(N) | 52.800000000000004 | OPEN | node_8102703_200837324 | node_8102703_200837325 | ABCN | 8102703
oh_line_8102703_200837359 |  | bal_3P_477AL_4/0AL(N) | 211.20000000000002 | OPEN | node_8102703_200836373 | node_8102703_200837359 | ABCN | 8102703
oh_line_8102703_200837360 |  | bal_3P_477AL_4/0AC(N) | 158.4 | OPEN | node_8102703_200837407 | node_8102703_200837360 | ABCN | 8102703
oh_line_8102703_200837361 |  | bal_3P_477AL_4/0AC(N) | 158.4 | OPEN | node_8102703_200837360 | node_8102703_200837361 | ABCN | 8102703
oh_line_8102703_200837362 |  | bal_3P_477AL_4/0AC(N) | 158.4 | OPEN | node_8102703_200837361 | node_8102703_200837362 | ABCN | 8102703
oh_line_8102703_200837363 |  | bal_3P_477AL_4/0AC(N) | 52.800000000000004 | OPEN | node_8102703_200837362 | node_8102703_200837363 | ABCN | 8102703
oh_line_8102703_200837364 |  | bal_3P_477AL_4/0AC(N) | 158.4 | OPEN | node_8102703_200837363 | node_8102703_200837364 | ABCN | 8102703
oh_line_8102703_200837365 |  | bal_3P_477AL_4/0AC(N) | 158.4 | OPEN | node_8102703_200837364 | node_intto1_8102703_200837365 | ABCN | 8102703
oh_line_8102703_200837366 |  | bal_3P_477AL_4/0AC(N) | 264 | OPEN | node_8102703_200837365 | node_8102703_200837366 | ABCN | 8102703
oh_line_8102703_200837367 |  | bal_3P_477AL_4/0AC(N) | 211.20000000000002 | OPEN | node_8102703_200837366 | node_8102703_200837367 | ABCN | 8102703
oh_line_8102703_200837368 |  | bal_3P_477AL_4/0AC(N) | 158.4 | OPEN | node_8102703_200837367 | node_8102703_200837368 | ABCN | 8102703
oh_line_8102703_200837369 |  | bal_3P_477AL_4/0AC(N) | 158.4 | OPEN | node_8102703_200837368 | node_8102703_200837369 | ABCN | 8102703
oh_line_8102703_200837370 |  | bal_3P_477AL_4/0AC(N) | 211.20000000000002 | OPEN | node_8102703_200837359 | node_intto1_8102703_200837370 | ABCN | 8102703
oh_line_8102703_200837371 |  | bal_3P_477AL_4/0AC(N) | 158.4 | OPEN | node_8102703_200837369 | node_intto1_8102703_200837371 | ABCN | 8102703
oh_line_8102703_200837372 |  | bal_3P_477AL_4/0AC(N) | 211.20000000000002 | OPEN | node_8102703_200837371 | node_8102703_200837372 | ABCN | 8102703
oh_line_8102703_200837373 |  | bal_3P_477AL_4/0AC(N) | 211.20000000000002 | OPEN | node_8102703_200837372 | node_intto1_8102703_200837373 | ABCN | 8102703
oh_line_8102703_200837374 |  | bal_3P_477AL_4/0AC(N) | 52.800000000000004 | OPEN | node_8102703_200837373 | node_8102703_200837374 | ABCN | 8102703
oh_line_8102703_200837375 |  | bal_3P_477AL_4/0AC(N) | 211.20000000000002 | OPEN | node_8102703_200837374 | node_8102703_200837375 | ABCN | 8102703
oh_line_8102703_200837376 |  | bal_1P_2AC_2AC(N) | 211.20000000000002 | OPEN | node_8102703_200837375 | node_8102703_200837376 | AN | 8102703
oh_line_8102703_200837377 |  | bal_1P_2AC_2AC(N) | 264 | OPEN | node_8102703_200837376 | node_8102703_200837377 | AN | 8102703
oh_line_8102703_200837378 |  | bal_3P_477AL_4/0AC(N) | 158.4 | OPEN | node_8102703_200837375 | node_8102703_200837378 | ABCN | 8102703
oh_line_8102703_200837379 |  | bal_3P_477AL_4/0AC(N) | 158.4 | OPEN | node_8102703_200837378 | node_8102703_200837379 | ABCN | 8102703
oh_line_8102703_200837380-1 |  | bal_3P_477AL_4/0AC(N) | 0 | OPEN | node_1413591_495_15290841_137 | node_8102703_200837380 | ABCN | 8102703
oh_line_8102703_200837380-2 |  | bal_3P_477AL_4/0AC(N) | 211.20000000000002 | OPEN | node_8102703_200837379 | node_1413591_495_15290841_137 | ABCN | 8102703
oh_line_8102703_200837381 |  | bal_3P_477AL_4/0AC(N) | 211.20000000000002 | OPEN | node_8102703_200837380 | node_8102703_200837381 | ABCN | 8102703
oh_line_8102703_200837382 |  | bal_3P_477AL_4/0AL(N) | 105.60000000000001 | OPEN | node_8102703_200837381 | node_8102703_200837382 | ABCN | 8102703
oh_line_8102703_200837383 |  | bal_3P_477AL_4/0AA(N) | 211.20000000000002 | OPEN | node_8102703_200837381 | node_8102703_200837383 | ABCN | 8102703
oh_line_8102703_200837384 |  | bal_3P_477AL_4/0AC(N) | 211.20000000000002 | OPEN | node_8102703_200837370 | node_8102703_200837384 | ABCN | 8102703
oh_line_8102703_200837385 |  | bal_3P_477AL_4/0AA(N) | 264 | OPEN | node_8102703_200837383 | node_8102703_200837385 | ABCN | 8102703
oh_line_8102703_200837386 |  | bal_3P_477AL_4/0AA(N) | 211.20000000000002 | OPEN | node_8102703_200837385 | node_8102703_200837386 | ABCN | 8102703
oh_line_8102703_200837387 |  | bal_3P_1/0AC_1/0AC(N) | 158.4 | OPEN | node_8102703_200837386 | node_8102703_200837387 | ABCN | 8102703
oh_line_8102703_200837388 |  | bal_3P_1/0AA_1/0AA(N) | 52.800000000000004 | OPEN | node_8102703_200837387 | node_8102703_200837388 | ABCN | 8102703
oh_line_8102703_200837392 |  | bal_3P_477AL_4/0AA(N) | 158.4 | OPEN | node_8102703_200837386 | node_8102703_200837392 | ABCN | 8102703
oh_line_8102703_200837393 |  | bal_3P_477AL_4/0AA(N) | 211.20000000000002 | OPEN | node_8102703_200837392 | node_8102703_200837393 | ABCN | 8102703
oh_line_8102703_200837394 |  | bal_3P_477AL_4/0AA(N) | 211.20000000000002 | OPEN | node_8102703_200837393 | node_intto1_8102703_200837394 | ABCN | 8102703
oh_line_8102703_200837395 |  | bal_3P_477AL_4/0AC(N) | 158.4 | OPEN | node_8102703_200837394 | node_8102703_200837395 | ABCN | 8102703
oh_line_8102703_200837396 |  | bal_3P_477AL_4/0AC(N) | 158.4 | OPEN | node_8102703_200837395 | node_8102703_200837396 | ABCN | 8102703
oh_line_8102703_200837397 |  | bal_3P_1/0AC_1/0AC(N) | 52.800000000000004 | OPEN | node_8102703_200837393 | node_8102703_200837397 | ABCN | 8102703
oh_line_8102703_200837398 |  | bal_3P_1/0AC_1/0AC(N) | 264 | OPEN | node_8102703_200837397 | node_8102703_200837398 | ABCN | 8102703
oh_line_8102703_200837399 |  | bal_3P_1/0AC_1/0AC(N) | 264 | OPEN | node_8102703_200837398 | node_8102703_200837399 | ABCN | 8102703
oh_line_8102703_200837400 |  | bal_3P_1/0AA_1/0AA(N) | 52.800000000000004 | OPEN | node_8102703_200837399 | node_8102703_200837400 | ABCN | 8102703
oh_line_8102703_200837401 |  | bal_3P_477AL_4/0AC(N) | 211.20000000000002 | OPEN | node_8102703_200837384 | node_8102703_200837401 | ABCN | 8102703
oh_line_8102703_200837402 |  | bal_3P_477AL_4/0AC(N) | 211.20000000000002 | OPEN | node_8102703_200837401 | node_8102703_200837402 | ABCN | 8102703
oh_line_8102703_200837403 |  | bal_3P_477AL_4/0AC(N) | 211.20000000000002 | OPEN | node_8102703_200837402 | node_8102703_200837403 | ABCN | 8102703
oh_line_8102703_200837406 |  | bal_3P_477AL_4/0AC(N) | 211.20000000000002 | OPEN | node_8102703_200964729 | node_8102703_200837406 | ABCN | 8102703
oh_line_8102703_200837407 |  | bal_3P_477AL_4/0AC(N) | 211.20000000000002 | OPEN | node_8102703_200837406 | node_8102703_200837407 | ABCN | 8102703
oh_line_8102703_200837409 |  | bal_3P_1/0AC_1/0AC(N) | 52.800000000000004 | OPEN | node_8102703_200838559 | node_8102703_200837409 | ABCN | 8102703
oh_line_8102703_200837410 |  | bal_3P_1/0AC_1/0AC(N) | 105.60000000000001 | OPEN | node_8102703_200837409 | node_8102703_200837410 | ABCN | 8102703
oh_line_8102703_200837411 |  | bal_1P_1/0AC_1/0AC(N) | 158.4 | OPEN | node_8102703_200837410 | node_intto1_8102703_200837411 | AN | 8102703
oh_line_8102703_200837412 |  | bal_1P_1/0AC_1/0AC(N) | 158.4 | OPEN | node_8102703_200837411 | node_8102703_200837412 | AN | 8102703
oh_line_8102703_200837413 |  | bal_1P_1/0AC_1/0AC(N) | 52.800000000000004 | OPEN | node_8102703_200837412 | node_8102703_200837413 | AN | 8102703
oh_line_8102703_200837414 |  | bal_1P_1/0AC_1/0AC(N) | 211.20000000000002 | OPEN | node_8102703_200837413 | node_8102703_200837414 | AN | 8102703
oh_line_8102703_200837509 |  | bal_1P_1/0AC_1/0AC(N) | 52.800000000000004 | OPEN | node_8102703_200838297 | node_8102703_200837509 | AN | 8102703
oh_line_8102703_200837510 |  | bal_1P_1/0AC_1/0AC(N) | 264 | OPEN | node_8102703_200837509 | node_8102703_200837510 | AN | 8102703
oh_line_8102703_200837511 |  | bal_1P_1/0AC_1/0AC(N) | 105.60000000000001 | OPEN | node_8102703_200837510 | node_8102703_200837511 | AN | 8102703
oh_line_8102703_200837512 |  | bal_1P_1/0AC_1/0AC(N) | 105.60000000000001 | OPEN | node_8102703_200837511 | node_8102703_200837512 | AN | 8102703
oh_line_8102703_200837513 |  | bal_1P_1/0AC_1/0AC(N) | 158.4 | OPEN | node_8102703_200837512 | node_8102703_200837513 | AN | 8102703
oh_line_8102703_200837514 |  | bal_1P_1/0AC_1/0AC(N) | 52.800000000000004 | OPEN | node_8102703_200837513 | node_8102703_200837514 | AN | 8102703
oh_line_8102703_200837515 |  | bal_1P_1/0AC_1/0AC(N) | 158.4 | OPEN | node_8102703_200837514 | node_8102703_200837515 | AN | 8102703
oh_line_8102703_200837524 |  | bal_1P_1/0AC_1/0AC(N) | 105.60000000000001 | OPEN | node_8102703_200838355 | node_8102703_200837524 | AN | 8102703
oh_line_8102703_200837525 |  | bal_1P_1/0AC_1/0AC(N) | 211.20000000000002 | OPEN | node_8102703_200837524 | node_intto1_8102703_200837525 | AN | 8102703
oh_line_8102703_200837526 |  | bal_1P_1/0AC_1/0AC(N) | 52.800000000000004 | OPEN | node_8102703_200837525 | node_8102703_200837526 | AN | 8102703
oh_line_8102703_200837527 |  | bal_1P_1/0AC_1/0AC(N) | 211.20000000000002 | OPEN | node_8102703_200837525 | node_8102703_200837527 | AN | 8102703
oh_line_8102703_200837528 |  | bal_1P_1/0AC_1/0AC(N) | 105.60000000000001 | OPEN | node_8102703_200837527 | node_8102703_200837528 | AN | 8102703
oh_line_8102703_200837529 |  | bal_1P_1/0AC_1/0AC(N) | 105.60000000000001 | OPEN | node_8102703_200837528 | node_8102703_200837529 | AN | 8102703
oh_line_8102703_200837530 |  | bal_1P_1/0AC_1/0AC(N) | 158.4 | OPEN | node_8102703_200837529 | node_8102703_200837530 | AN | 8102703
oh_line_8102703_200837531 |  | bal_1P_1/0AC_1/0AC(N) | 158.4 | OPEN | node_8102703_200837530 | node_8102703_200837531 | AN | 8102703
oh_line_8102703_200837533 |  | bal_1P_1/0AC_1/0AC(N) | 158.4 | OPEN | node_8102703_200837531 | node_8102703_200837533 | AN | 8102703
oh_line_8102703_200837581 |  | unb_3P_2-1/0AC_1/0AA_1/0AA(N) | 211.20000000000002 | OPEN | node_8102703_200837393 | node_8102703_200837581 | ABCN | 8102703
oh_line_8102703_200837582 |  | bal_1P_1/0AC_1/0AC(N) | 211.20000000000002 | OPEN | node_8102703_200837581 | node_intto1_8102703_200837582 | AN | 8102703
oh_line_8102703_200837584 |  | bal_1P_1/0AC_1/0AC(N) | 316.8 | OPEN | node_8102703_200837582 | node_8102703_200837584 | AN | 8102703
oh_line_8102703_200837585 |  | bal_1P_1/0AC_1/0AC(N) | 316.8 | OPEN | node_8102703_200837584 | node_8102703_200837585 | AN | 8102703
oh_line_8102703_200837586 |  | bal_1P_1/0AC_1/0AC(N) | 316.8 | OPEN | node_8102703_200837585 | node_8102703_200837586 | AN | 8102703
oh_line_8102703_200837587 |  | bal_1P_1/0AC_1/0AC(N) | 316.8 | OPEN | node_8102703_200837586 | node_8102703_200837587 | AN | 8102703
oh_line_8102703_200837588 |  | bal_1P_1/0AC_1/0AC(N) | 0 | OPEN | node_8102703_200837587 | node_8102703_200837588 | AN | 8102703
oh_line_8102703_200837589 |  | bal_1P_1/0AC_1/0AC(N) | 158.4 | OPEN | node_8102703_200837588 | node_8102703_200837589 | AN | 8102703
oh_line_8102703_200837590 |  | bal_1P_1/0AC_1/0AC(N) | 158.4 | OPEN | node_8102703_200837589 | node_8102703_200837590 | AN | 8102703
oh_line_8102703_200837719 |  | bal_3P_1/0AA_1/0AA(N) | 52.800000000000004 | OPEN | node_8102703_200838481 | node_8102703_200837719 | ABCN | 8102703
oh_line_8102703_200837720 |  | bal_3P_1/0AC_1/0AC(N) | 158.4 | OPEN | node_8102703_200837719 | node_8102703_200837720 | ABCN | 8102703
oh_line_8102703_200837721 |  | bal_3P_1/0AC_1/0AC(N) | 264 | OPEN | node_8102703_200837720 | node_8102703_200837721 | ABCN | 8102703
oh_line_8102703_200837722 |  | bal_3P_1/0AC_1/0AC(N) | 264 | OPEN | node_8102703_200837721 | node_8102703_200837722 | ABCN | 8102703
oh_line_8102703_200837723 |  | bal_3P_1/0AA_1/0AA(N) | 158.4 | OPEN | node_8102703_200837722 | node_8102703_200837723 | ABCN | 8102703
oh_line_8102703_200837724 |  | bal_3P_1/0AA_1/0AA(N) | 316.8 | OPEN | node_8102703_200837723 | node_8102703_200837724 | ABCN | 8102703
oh_line_8102703_200837725 |  | bal_3P_1/0AA_1/0AA(N) | 316.8 | OPEN | node_8102703_200837724 | node_8102703_200837725 | ABCN | 8102703
oh_line_8102703_200837726 |  | bal_3P_1/0AA_1/0AA(N) | 264 | OPEN | node_8102703_200837725 | node_8102703_200837726 | ABCN | 8102703
oh_line_8102703_200837727 |  | bal_3P_1/0AA_1/0AA(N) | 105.60000000000001 | OPEN | node_8102703_200837726 | node_8102703_200837727 | ABCN | 8102703
oh_line_8102703_200838023 |  | bal_3P_477AL_4/0AL(N) | 105.60000000000001 | OPEN | node_8102703_200838024 | node_intto1_8102703_200838023 | ABCN | 8102703
oh_line_8102703_200838024 |  | bal_3P_477AL_4/0AL(N) | 158.4 | OPEN | node_8102703_200838025 | node_8102703_200838024 | ABCN | 8102703
oh_line_8102703_200838025 |  | bal_3P_477AL_4/0AL(N) | 52.800000000000004 | OPEN | node_8102703_200837316 | node_8102703_200838025 | ABCN | 8102703
oh_line_8102703_200838265 |  | bal_3P_477AL_4/0AL(N) | 105.60000000000001 | OPEN | node_8102703_200838277 | node_8102703_200838265 | ABCN | 8102703
oh_line_8102703_200838266 |  | bal_1P_1/0AC_1/0AC(N) | 105.60000000000001 | OPEN | node_8102703_200838265 | node_8102703_200838266 | AN | 8102703
oh_line_8102703_200838277 |  | bal_3P_477AL_4/0AL(N) | 105.60000000000001 | OPEN | node_8102703_200838285 | node_8102703_200838277 | ABCN | 8102703
oh_line_8102703_200838285 |  | bal_3P_477AL_4/0AL(N) | 105.60000000000001 | OPEN | node_8102703_200838297 | node_8102703_200838285 | ABCN | 8102703
oh_line_8102703_200838286 |  | bal_1P_1/0AC_1/0AC(N) | 105.60000000000001 | OPEN | node_8102703_200838285 | node_8102703_200838286 | AN | 8102703
oh_line_8102703_200838297 |  | bal_3P_477AL_4/0AL(N) | 316.8 | OPEN | node_8102703_200838342 | node_8102703_200838297 | ABCN | 8102703
oh_line_8102703_200838342 |  | bal_3P_477AL_4/0AL(N) | 105.60000000000001 | OPEN | node_8102703_200838355 | node_8102703_200838342 | ABCN | 8102703
oh_line_8102703_200838343 |  | bal_1P_1/0AC_1/0AC(N) | 52.800000000000004 | OPEN | node_8102703_200838342 | node_8102703_200838343 | AN | 8102703
oh_line_8102703_200838355 |  | bal_3P_477AL_4/0AL(N) | 211.20000000000002 | OPEN | node_8102703_200838383 | node_8102703_200838355 | ABCN | 8102703
oh_line_8102703_200838383 |  | bal_3P_477AL_4/0AL(N) | 105.60000000000001 | OPEN | node_8102703_200838397 | node_8102703_200838383 | ABCN | 8102703
oh_line_8102703_200838397 |  | bal_3P_477AL_4/0AL(N) | 422.40000000000003 | OPEN | node_8102703_200838441 | node_8102703_200838397 | ABCN | 8102703
oh_line_8102703_200838398 |  | bal_3P_4/0AL_4/0AL(N) | 211.20000000000002 | OPEN | node_8102703_200838397 | node_8102703_200838398 | ABCN | 8102703
oh_line_8102703_200838400 |  | bal_3P_1/0AA_1/0AA(N) | 264 | OPEN | node_8102703_200838398 | node_intto1_8102703_200838400 | ABCN | 8102703
oh_line_8102703_200838401 |  | bal_3P_1/0AA_1/0AA(N) | 211.20000000000002 | OPEN | node_8102703_200838400 | node_8102703_200838401 | ABCN | 8102703
oh_line_8102703_200838402 |  | bal_3P_1/0AA_1/0AA(N) | 422.40000000000003 | OPEN | node_8102703_200838400 | node_8102703_200838402 | ABCN | 8102703
oh_line_8102703_200838403 |  | bal_1P_1/0AA_1/0AA(N) | 316.8 | OPEN | node_8102703_200838402 | node_8102703_200838403 | AN | 8102703
oh_line_8102703_200838441 |  | bal_3P_477AL_4/0AL(N) | 211.20000000000002 | OPEN | node_8102703_200838464 | node_8102703_200838441 | ABCN | 8102703
oh_line_8102703_200838464 |  | bal_3P_477AL_4/0AL(N) | 264 | OPEN | node_8102703_200838481 | node_8102703_200838464 | ABCN | 8102703
oh_line_8102703_200838481 |  | bal_3P_477AL_4/0AL(N) | 264 | OPEN | node_8102703_200838542 | node_8102703_200838481 | ABCN | 8102703
oh_line_8102703_200838520 |  | bal_3P_477AL_4/0AL(N) | 52.800000000000004 | OPEN | node_8102703_310054435 | node_8102703_200838520 | ABCN | 8102703
oh_line_8102703_200838542 |  | bal_3P_477AL_4/0AL(N) | 158.4 | OPEN | node_8102703_200838547 | node_8102703_200838542 | ABCN | 8102703
oh_line_8102703_200838543 |  | bal_1P_1/0AC_1/0AC(N) | 211.20000000000002 | OPEN | node_8102703_200838542 | node_intto1_8102703_200838543 | AN | 8102703
oh_line_8102703_200838545 |  | bal_1P_1/0AC_1/0AC(N) | 158.4 | OPEN | node_8102703_200838543 | node_8102703_200838545 | AN | 8102703
oh_line_8102703_200838546 |  | bal_1P_1/0AC_1/0AC(N) | 264 | OPEN | node_8102703_200838545 | node_8102703_200838546 | AN | 8102703
oh_line_8102703_200838547 |  | bal_3P_477AL_4/0AL(N) | 211.20000000000002 | OPEN | node_8102703_200838550 | node_8102703_200838547 | ABCN | 8102703
oh_line_8102703_200838550 |  | bal_3P_477AL_4/0AL(N) | 158.4 | OPEN | node_SOURCE_8102703 | node_8102703_200838550 | ABCN | 8102703
oh_line_8102703_200838559 |  | bal_3P_477AL_4/0AL(N) | 158.4 | OPEN | node_8102703_310054424 | node_8102703_200838559 | ABCN | 8102703
oh_line_8102703_200838629 |  | bal_3P_477AL_4/0AL(N) | 105.60000000000001 | OPEN | node_8102703_200838265 | node_8102703_200838629 | ABCN | 8102703
oh_line_8102703_200914783 |  | bal_1P_477AL_477AL(N) | 158.4 | OPEN | node_8102703_200837371 | node_8102703_200914783 | AN | 8102703
oh_line_8102703_200914802 |  | bal_3P_477AL_4/0AL(N) | 105.60000000000001 | OPEN | node_8102703_310054523 | node_8102703_200914802 | ABCN | 8102703
oh_line_8102703_200914819 |  | bal_3P_1/0AC_1/0AA(N) | 52.800000000000004 | OPEN | node_8102703_200838398 | node_8102703_200914819 | ABCN | 8102703
oh_line_8102703_200914822 |  | bal_3P_1/0AC_1/0AC(N) | 52.800000000000004 | OPEN | node_8102703_200914823 | node_8102703_200914822 | ABCN | 8102703
oh_line_8102703_200914823 |  | bal_3P_1/0AC_1/0AC(N) | 52.800000000000004 | OPEN | node_8102703_200914826 | node_8102703_200914823 | ABCN | 8102703
oh_line_8102703_200914824 |  | bal_3P_1/0AC_1/0AC(N) | 52.800000000000004 | OPEN | node_8102703_200914822 | node_8102703_200914824 | ABCN | 8102703
oh_line_8102703_200914825 |  | bal_3P_1/0AC_1/0AC(N) | 52.800000000000004 | OPEN | node_8102703_200914819 | node_8102703_200914825 | ABCN | 8102703
oh_line_8102703_200914826 |  | bal_3P_1/0AC_1/0AC(N) | 52.800000000000004 | OPEN | node_8102703_200914825 | node_8102703_200914826 | ABCN | 8102703
oh_line_8102703_200954401 |  | bal_3P_477AL_4/0AA(N) | 52.800000000000004 | OPEN | node_8102703_200836373 | node_intto1_8102703_200954401 | ABCN | 8102703
oh_line_8102703_200964729 |  | bal_3P_477AL_4/0AC(N) | 211.20000000000002 | OPEN | node_8102703_200837403 | node_8102703_200964729 | ABCN | 8102703
oh_line_8102703_200971544 |  | bal_1P_1/0AA_1/0AA(N) | 158.4 | OPEN | node_8102703_310008762 | node_8102703_200971544 | AN | 8102703
oh_line_8102703_201013806 |  | bal_3P_477AL_4/0AL(N) | 158.4 | OPEN | node_8102703_200838023 | node_8102703_201013806 | ABCN | 8102703
oh_line_8102703_201061712 |  | bal_3P_WYECUST | 211.20000000000002 | OPEN | node_8102703_201061752 | node_intto1_8102703_201061712 | ABCN | 8102703
oh_line_8102703_201061752 |  | bal_3P_477AL_4/0AC(N) | 158.4 | OPEN | node_8102703_200837364 | node_intto1_8102703_201061752 | ABCN | 8102703
oh_line_8102703_310008743 |  | bal_1P_1/0AA_1/0AA(N) | 264 | OPEN | node_8102703_310008744 | node_8102703_310008743 | AN | 8102703
oh_line_8102703_310008744 |  | bal_1P_1/0AA_1/0AA(N) | 264 | OPEN | node_8102703_200837400 | node_intto1_8102703_310008744 | AN | 8102703
oh_line_8102703_310008762 |  | bal_1P_1/0AA_1/0AA(N) | 52.800000000000004 | OPEN | node_8102703_310008743 | node_8102703_310008762 | AN | 8102703
oh_line_8102703_310008765 |  | bal_1P_1/0AA_1/0AA(N) | 211.20000000000002 | OPEN | node_8102703_200971544 | node_intto1_8102703_310008765 | AN | 8102703
oh_line_8102703_310008767 |  | bal_1P_1/0AA_1/0AA(N) | 158.4 | OPEN | node_8102703_310008765 | node_8102703_310008767 | AN | 8102703
oh_line_8102703_310009262 |  | bal_1P_477AL_477AL(N) | 52.800000000000004 | OPEN | node_8102703_200838542 | node_8102703_310009262 | AN | 8102703
oh_line_8102703_310054386 |  | bal_3P_477AL_4/0AL(N) | 211.20000000000002 | OPEN | node_8102703_200837320 | node_8102703_310054386 | ABCN | 8102703
oh_line_8102703_310054411 |  | bal_3P_477AL_4/0AL(N) | 52.800000000000004 | OPEN | node_8102703_200914802 | node_8102703_310054411 | ABCN | 8102703
oh_line_8102703_310054420 |  | bal_3P_477AL_4/0AL(N) | 158.4 | OPEN | node_8102703_200838629 | node_8102703_310054420 | ABCN | 8102703
oh_line_8102703_310054421 |  | bal_3P_477AL_4/0AL(N) | 158.4 | OPEN | node_8102703_310054420 | node_8102703_310054421 | ABCN | 8102703
oh_line_8102703_310054423 |  | bal_3P_477AL_4/0AL(N) | 158.4 | OPEN | node_8102703_310054421 | node_8102703_310054423 | ABCN | 8102703
oh_line_8102703_310054424 |  | bal_3P_477AL_4/0AL(N) | 105.60000000000001 | OPEN | node_8102703_310054423 | node_8102703_310054424 | ABCN | 8102703
oh_line_8102703_310054435 |  | bal_3P_477AL_4/0AL(N) | 158.4 | OPEN | node_8102703_200838559 | node_intto1_8102703_310054435 | ABCN | 8102703
oh_line_8102703_310054523 |  | bal_3P_477AL_4/0AL(N) | 105.60000000000001 | OPEN | node_8102703_310054525 | node_8102703_310054523 | ABCN | 8102703
oh_line_8102703_310054525 |  | bal_3P_477AL_4/0AL(N) | 105.60000000000001 | OPEN | node_8102703_200838520 | node_8102703_310054525 | ABCN | 8102703
oh_line_8102703_311894060 |  | bal_3P_1/0AC_1/0AC(N) | 105.60000000000001 | OPEN | node_8102703_200838023 | node_8102703_311894060 | ABCN | 8102703
oh_line_8102703_311926693 |  | bal_3P_1/0AA_1/0AA(N) | 52.800000000000004 | OPEN | node_8102703_200837722 | node_intto1_8102703_311926693 | ABCN | 8102703
oh_line_8102703_311926775 |  | bal_3P_1/0AA_1/0AA(N) | 211.20000000000002 | OPEN | node_8102703_311926693 | node_8102703_311926775 | ABCN | 8102703
oh_line_8102703_311931881 |  | bal_3P_4/0AA_1/0AA(N) | 52.800000000000004 | OPEN | node_8102703_200837388 | node_8102703_311931881 | ABCN | 8102703
oh_line_8102703_311996990 |  | bal_3P_1/0AA_1/0AA(N) | 52.800000000000004 | OPEN | node_8102703_200837581 | node_8102703_311996990 | ABCN | 8102703
oh_line_8102703_312090948 |  | bal_3P_477AL_477AL(N) | 105.60000000000001 | OPEN | node_8102703_201013806 | node_8102703_312090948 | ABCN | 8102703
oh_line_TAP_OH_899183 |  | unb_TAPWIRE_OH | 52.800000000000004 | OPEN | node_8102703_200836365 | node_1416493_925_15289002_092 | ABCN | 8102703
oh_line_TAP_OH_899511 |  | unb_TAPWIRE_OH | 52.800000000000004 | OPEN | node_8102703_200837282 | node_1417297_088_15291749_346 | ABCN | 8102703
oh_line_TAP_OH_899513 |  | unb_TAPWIRE_OH | 52.800000000000004 | OPEN | node_8102703_200837297 | node_1416097_055_15293228_282 | ABCN | 8102703
oh_line_TAP_OH_899515 |  | unb_TAPWIRE_OH | 52.800000000000004 | OPEN | node_8102703_200837316 | node_1415054_988_15293660_488 | ABCN | 8102703
oh_line_TAP_OH_899529 |  | unb_TAPWIRE_OH | 52.800000000000004 | OPEN | node_8102703_200837367 | node_1415084_15290454_965 | ABCN | 8102703
oh_line_TAP_OH_899530 |  | unb_TAPWIRE_OH | 52.800000000000004 | OPEN | node_8102703_200837379 | node_1413766_741_15290733_219 | ABCN | 8102703
oh_line_TAP_OH_899531 |  | unb_TAPWIRE_OH | 52.800000000000004 | OPEN | node_8102703_200837380 | node_1413585_652_15290881_356 | ABCN | 8102703
oh_line_TAP_OH_899536 |  | unb_TAPWIRE_OH | 52.800000000000004 | OPEN | node_8102703_200837403 | node_1416385_011_15289991_89 | ABCN | 8102703
oh_line_TAP_OH_899539 |  | unb_TAPWIRE_OH | 52.800000000000004 | OPEN | node_8102703_200837411 | node_1416810_552_15289841_361 | AN | 8102703
oh_line_TAP_OH_899540 |  | unb_TAPWIRE_OH | 52.800000000000004 | OPEN | node_8102703_200837414 | node_1416493_712_15289984_687 | AN | 8102703
oh_line_TAP_OH_899556 |  | unb_TAPWIRE_OH | 52.800000000000004 | OPEN | node_8102703_200837510 | node_1417804_553_15288768_68 | AN | 8102703
oh_line_TAP_OH_899557 |  | unb_TAPWIRE_OH | 52.800000000000004 | OPEN | node_8102703_200837511 | node_1417931_542_15288778_69 | AN | 8102703
oh_line_TAP_OH_899558 |  | unb_TAPWIRE_OH | 52.800000000000004 | OPEN | node_8102703_200837512 | node_1418037_805_15288782_344 | AN | 8102703
oh_line_TAP_OH_899559 |  | unb_TAPWIRE_OH | 52.800000000000004 | OPEN | node_8102703_200837515 | node_1418068_923_15288608_332 | AN | 8102703
oh_line_TAP_OH_899563 |  | unb_TAPWIRE_OH | 52.800000000000004 | OPEN | node_8102703_200837526 | node_1418026_821_15288524_594 | AN | 8102703
oh_line_TAP_OH_899564 |  | unb_TAPWIRE_OH | 52.800000000000004 | OPEN | node_8102703_200837529 | node_1418403_268_15288258_616 | AN | 8102703
oh_line_TAP_OH_899565 |  | unb_TAPWIRE_OH | 52.800000000000004 | OPEN | node_8102703_200837530 | node_1418527_098_15288386_659 | AN | 8102703
oh_line_TAP_OH_899566 |  | unb_TAPWIRE_OH | 52.800000000000004 | OPEN | node_8102703_200837531 | node_1418623_695_15288547_649 | AN | 8102703
oh_line_TAP_OH_899567 |  | unb_TAPWIRE_OH | 52.800000000000004 | OPEN | node_8102703_200837533 | node_1418687_704_15288712_375 | AN | 8102703
oh_line_TAP_OH_899577 |  | unb_TAPWIRE_OH | 52.800000000000004 | OPEN | node_8102703_200837582 | node_1412872_688_15291810_749 | AN | 8102703
oh_line_TAP_OH_899578 |  | unb_TAPWIRE_OH | 52.800000000000004 | OPEN | node_8102703_200837590 | node_1411935_477_15292698_832 | AN | 8102703
oh_line_TAP_OH_899616 |  | unb_TAPWIRE_OH | 0 | OPEN | node_8102703_200837721 | node_1418857_858_15287719_629 | ABCN | 8102703
oh_line_TAP_OH_899778 |  | unb_TAPWIRE_OH | 52.800000000000004 | OPEN | node_8102703_200838265 | node_1417218_172_15288978_952 | ABCN | 8102703
oh_line_TAP_OH_899794 |  | unb_TAPWIRE_OH | 52.800000000000004 | OPEN | node_8102703_200838343 | node_1417740_304_15288598_738 | AN | 8102703
oh_line_TAP_OH_899805 |  | unb_TAPWIRE_OH | 105.60000000000001 | OPEN | node_8102703_200838400 | node_1417989_65_15287628_898 | ABCN | 8102703
oh_line_TAP_OH_899807 |  | unb_TAPWIRE_OH | 105.60000000000001 | OPEN | node_8102703_200838403 | node_1417445_316_15288382_831 | AN | 8102703
oh_line_TAP_OH_899838 |  | unb_TAPWIRE_OH | 52.800000000000004 | OPEN | node_8102703_200838545 | node_1419013_488_15287328_631 | AN | 8102703
oh_line_TAP_OH_899839 |  | unb_TAPWIRE_OH | 52.800000000000004 | OPEN | node_8102703_200838546 | node_1418812_246_15287581_474 | AN | 8102703
oh_line_TAP_OH_1268774 |  | unb_TAPWIRE_OH | 105.60000000000001 | OPEN | node_8102703_200837377 | node_1414535_026_15290421_966 | AN | 8102703
oh_line_TAP_OH_1440844 |  | unb_TAPWIRE_OH | 52.800000000000004 | OPEN | node_8102703_200837364 | node_1415524_56_15290668_726 | ABCN | 8102703
oh_line_TAP_OH_1440845 |  | unb_TAPWIRE_OH | 52.800000000000004 | OPEN | node_8102703_200837400 | node_1413361_51_15292236_186 | ABCN | 8102703
oh_line_TAP_OH_1516429 |  | unb_TAPWIRE_OH | 0 | OPEN | node_8102703_200837722 | node_1419016_244_15287909_705 | ABCN | 8102703
oh_line_TAP_OH_2142534 |  | unb_TAPWIRE_OH | 105.60000000000001 | OPEN | node_8102703_200837720 | node_1418657_556_15287493_489 | ABCN | 8102703
oh_line_TAP_OH_2142535 |  | unb_TAPWIRE_OH | 52.800000000000004 | OPEN | node_8102703_200837720 | node_1418669_911_15287514_415 | ABCN | 8102703
oh_line_TAP_OH_2142536 |  | unb_TAPWIRE_OH | 105.60000000000001 | OPEN | node_8102703_200837720 | node_1418641_606_15287477_538 | ABCN | 8102703
oh_line_TAP_OH_2142561 |  | unb_TAPWIRE_OH | 52.800000000000004 | OPEN | node_8102703_200838401 | node_1417668_967_15287696_851 | ABCN | 8102703
oh_line_TAP_OH_2142562 |  | unb_TAPWIRE_OH | 52.800000000000004 | OPEN | node_8102703_200838401 | node_1417672_519_15287670_682 | ABCN | 8102703
oh_line_TAP_OH_2142563 |  | unb_TAPWIRE_OH | 52.800000000000004 | OPEN | node_8102703_200838401 | node_1417670_586_15287723_402 | ABCN | 8102703
oh_line_TAP_OH_2142618 |  | unb_TAPWIRE_OH | 105.60000000000001 | OPEN | node_8102703_200837409 | node_1417060_173_15289929_548 | ABCN | 8102703
oh_line_TAP_OH_2142619 |  | unb_TAPWIRE_OH | 105.60000000000001 | OPEN | node_8102703_200837409 | node_1417040_896_15289923_138 | ABCN | 8102703
oh_line_TAP_OH_2142620 |  | unb_TAPWIRE_OH | 105.60000000000001 | OPEN | node_8102703_200837409 | node_1417080_001_15289929_05 | ABCN | 8102703
oh_line_TAP_OH_2142624 |  | unb_TAPWIRE_OH | 105.60000000000001 | OPEN | node_8102703_200837581 | node_1412939_003_15291571_072 | ABCN | 8102703
oh_line_TAP_OH_2142625 |  | unb_TAPWIRE_OH | 105.60000000000001 | OPEN | node_8102703_200837581 | node_1412956_648_15291559_055 | ABCN | 8102703
oh_line_TAP_OH_2142626 |  | unb_TAPWIRE_OH | 105.60000000000001 | OPEN | node_8102703_200837581 | node_1412924_302_15291588_829 | ABCN | 8102703
oh_line_TAP_OH_2142627 |  | unb_TAPWIRE_OH | 52.800000000000004 | OPEN | node_8102703_200837388 | node_1413672_45_15291386_126 | ABCN | 8102703
oh_line_TAP_OH_2142628 |  | unb_TAPWIRE_OH | 52.800000000000004 | OPEN | node_8102703_200837388 | node_1413656_182_15291389_726 | ABCN | 8102703
oh_line_TAP_OH_2142629 |  | unb_TAPWIRE_OH | 52.800000000000004 | OPEN | node_8102703_200837388 | node_1413685_726_15291375_42 | ABCN | 8102703
oh_line_TAP_OH_2142630 |  | unb_TAPWIRE_OH | 105.60000000000001 | OPEN | node_8102703_200837725 | node_1419756_768_15287774_261 | ABCN | 8102703
oh_line_TAP_OH_2142631 |  | unb_TAPWIRE_OH | 105.60000000000001 | OPEN | node_8102703_200837725 | node_1419778_885_15287779_684 | ABCN | 8102703
oh_line_TAP_OH_2145323 |  | unb_TAPWIRE_OH | 52.800000000000004 | OPEN | node_8102703_200837387 | node_1413622_491_15291411_961 | ABCN | 8102703
oh_line_TAP_OH_2145324 |  | unb_TAPWIRE_OH | 52.800000000000004 | OPEN | node_8102703_200837387 | node_1413605_923_15291414_208 | ABCN | 8102703
oh_line_TAP_OH_2145325 |  | unb_TAPWIRE_OH | 52.800000000000004 | OPEN | node_8102703_200837387 | node_1413638_507_15291402_733 | ABCN | 8102703
oh_line_TAP_OH_2145326 |  | unb_TAPWIRE_OH | 105.60000000000001 | OPEN | node_8102703_200837394 | node_1413063_25_15291448_234 | ABCN | 8102703
oh_line_TAP_OH_2145327 |  | unb_TAPWIRE_OH | 52.800000000000004 | OPEN | node_8102703_200837394 | node_1413058_206_15291422_444 | ABCN | 8102703
oh_line_TAP_OH_2145328 |  | unb_TAPWIRE_OH | 105.60000000000001 | OPEN | node_8102703_200837394 | node_1413073_086_15291471_433 | ABCN | 8102703
oh_line_TAP_OH_2145348 |  | unb_TAPWIRE_OH | 105.60000000000001 | OPEN | node_8102703_200836371 | node_1416654_284_15289250_928 | ABCN | 8102703
oh_line_TAP_OH_2145349 |  | unb_TAPWIRE_OH | 105.60000000000001 | OPEN | node_8102703_200836371 | node_1416646_404_15289226_432 | ABCN | 8102703
oh_line_TAP_OH_2145350 |  | unb_TAPWIRE_OH | 105.60000000000001 | OPEN | node_8102703_200836371 | node_1416666_606_15289271_889 | ABCN | 8102703
oh_line_TAP_OH_2145351 |  | unb_TAPWIRE_OH | 52.800000000000004 | OPEN | node_8102703_200837280 | node_1417109_669_15291470_316 | ABCN | 8102703
oh_line_TAP_OH_2145352 |  | unb_TAPWIRE_OH | 52.800000000000004 | OPEN | node_8102703_200837280 | node_1417107_12_15291443_891 | ABCN | 8102703
oh_line_TAP_OH_2145353 |  | unb_TAPWIRE_OH | 105.60000000000001 | OPEN | node_8102703_200837280 | node_1417117_22_15291494_996 | ABCN | 8102703
oh_line_TAP_OH_2210548 |  | unb_TAPWIRE_OH | 105.60000000000001 | OPEN | node_8102703_200837410 | node_1416951_46_15289919_079 | ABCN | 8102703
oh_line_TAP_OH_2210549 |  | unb_TAPWIRE_OH | 105.60000000000001 | OPEN | node_8102703_200837410 | node_1416932_283_15289912_136 | ABCN | 8102703
oh_line_TAP_OH_2210550 |  | unb_TAPWIRE_OH | 105.60000000000001 | OPEN | node_8102703_200837410 | node_1416971_294_15289919_132 | ABCN | 8102703
oh_line_TAP_OH_2210559 |  | unb_TAPWIRE_OH | 105.60000000000001 | OPEN | node_8102703_200837325 | node_1416821_814_15291254_047 | ABCN | 8102703
oh_line_TAP_OH_2210560 |  | unb_TAPWIRE_OH | 105.60000000000001 | OPEN | node_8102703_200837325 | node_1416810_141_15291232_43 | ABCN | 8102703
oh_line_TAP_OH_2210561 |  | unb_TAPWIRE_OH | 105.60000000000001 | OPEN | node_8102703_200837325 | node_1416837_239_15291270_904 | ABCN | 8102703
oh_line_TAP_OH_2210588 |  | unb_TAPWIRE_OH | 105.60000000000001 | OPEN | node_8102703_200836369 | node_1416681_246_15289151_674 | ABCN | 8102703
oh_line_TAP_OH_2210589 |  | unb_TAPWIRE_OH | 105.60000000000001 | OPEN | node_8102703_200836369 | node_1416661_931_15289145_47 | ABCN | 8102703
oh_line_TAP_OH_2210590 |  | unb_TAPWIRE_OH | 105.60000000000001 | OPEN | node_8102703_200836369 | node_1416701_069_15289150_965 | ABCN | 8102703
oh_line_TAP_OH_2210604 |  | unb_TAPWIRE_OH | 105.60000000000001 | OPEN | node_8102703_200837727 | node_1420130_084_15287593_563 | ABCN | 8102703
oh_line_TAP_OH_2210605 |  | unb_TAPWIRE_OH | 105.60000000000001 | OPEN | node_8102703_200837727 | node_1420145_255_15287610_832 | ABCN | 8102703
oh_line_TAP_OH_2210606 |  | unb_TAPWIRE_OH | 105.60000000000001 | OPEN | node_8102703_200837727 | node_1420112_123_15287582_128 | ABCN | 8102703
oh_line_TAP_OH_2210625 |  | unb_TAPWIRE_OH | 105.60000000000001 | OPEN | node_8102703_200838547 | node_1418792_795_15287171_463 | ABCN | 8102703
oh_line_TAP_OH_2210626 |  | unb_TAPWIRE_OH | 105.60000000000001 | OPEN | node_8102703_200838547 | node_1418779_346_15287190_933 | ABCN | 8102703
oh_line_TAP_OH_2210646 |  | unb_TAPWIRE_OH | 105.60000000000001 | OPEN | node_8102703_200837303 | node_1415704_747_15292871_042 | ABCN | 8102703
oh_line_TAP_OH_2210647 |  | unb_TAPWIRE_OH | 105.60000000000001 | OPEN | node_8102703_200837303 | node_1415720_308_15292854_658 | ABCN | 8102703
oh_line_TAP_OH_2210648 |  | unb_TAPWIRE_OH | 105.60000000000001 | OPEN | node_8102703_200837303 | node_1415692_897_15292892_301 | ABCN | 8102703
oh_line_TAP_OH_2210654 |  | unb_TAPWIRE_OH | 105.60000000000001 | OPEN | node_8102703_200836368 | node_1416609_218_15289143_844 | ABCN | 8102703
oh_line_TAP_OH_2210655 |  | unb_TAPWIRE_OH | 105.60000000000001 | OPEN | node_8102703_200836368 | node_1416590_113_15289136_543 | ABCN | 8102703
oh_line_TAP_OH_2210656 |  | unb_TAPWIRE_OH | 105.60000000000001 | OPEN | node_8102703_200836368 | node_1416629_051_15289144_268 | ABCN | 8102703
oh_line_TAP_OH_3032867 |  | unb_TAPWIRE_OH | 0 | OPEN | node_8102703_201061712 | node_1415250_002_15290998_951 | ABCN | 8102703
oh_line_TAP_OH_3034083 |  | unb_TAPWIRE_OH | 52.800000000000004 | OPEN | node_8102703_311894060 | node_1414788_261_15293888_38 | ABCN | 8102703
oh_line_TAP_OH_3315694 |  | unb_TAPWIRE_OH | 52.800000000000004 | OPEN | node_8102703_311926775 | node_1419110_479_15288161_188 | ABCN | 8102703
oh_line_TAP_OH_3315695 |  | unb_TAPWIRE_OH | 52.800000000000004 | OPEN | node_8102703_311926775 | node_1419129_554_15288197_848 | ABCN | 8102703
oh_line_TAP_OH_3315696 |  | unb_TAPWIRE_OH | 52.800000000000004 | OPEN | node_8102703_311926775 | node_1419119_083_15288183_211 | ABCN | 8102703
oh_line_TAP_OH_3364526 |  | unb_TAPWIRE_OH | 52.800000000000004 | OPEN | node_8102703_311931881 | node_1413710_598_15291316_108 | ABCN | 8102703
oh_line_TAP_OH_3364527 |  | unb_TAPWIRE_OH | 52.800000000000004 | OPEN | node_8102703_311931881 | node_1413710_747_15291298_336 | ABCN | 8102703
oh_line_TAP_OH_3364528 |  | unb_TAPWIRE_OH | 52.800000000000004 | OPEN | node_8102703_311931881 | node_1413708_981_15291282_749 | ABCN | 8102703
oh_line_TAP_OH_3709418 |  | unb_TAPWIRE_OH | 52.800000000000004 | OPEN | node_8102703_311996990 | node_1412857_113_15291733_231 | ABCN | 8102703
oh_line_TAP_OH_3709419 |  | unb_TAPWIRE_OH | 52.800000000000004 | OPEN | node_8102703_311996990 | node_1412849_479_15291695_381 | ABCN | 8102703
oh_line_TAP_OH_3709420 |  | unb_TAPWIRE_OH | 52.800000000000004 | OPEN | node_8102703_311996990 | node_1412849_117_15291658_542 | ABCN | 8102703
oh_line_TAP_OH_3995502 |  | unb_TAPWIRE_OH | 52.800000000000004 | OPEN | node_8102703_200837289 | node_1416984_236_15292462_563 | ABCN | 8102703
oh_line_TAP_OH_4910391 |  | unb_TAPWIRE_OH | 52.800000000000004 | OPEN | node_8102703_200837290 | node_1417045_501_15290495_526 | ABCN | 8102703

## UndergroundLine
Name | GroupId | Configuration | NumParallelCables | Length | Status | From | To | Phases | Feeder | Comments
und_line_8102703_200835810 |  | und_1P_2CUURD_2CU(N) | 0 | 158.4 | OPEN | node_8102703_200835819 | node_8102703_200835810 | AN | 8102703
und_line_8102703_200835811 |  | und_1P_2CUURD_2CU(N) | 0 | 369.6 | OPEN | node_8102703_200835816 | node_8102703_200835811 | AN | 8102703
und_line_8102703_200835813 |  | und_1P_2CUURD_2CU(N) | 0 | 316.8 | OPEN | node_8102703_200835818 | node_8102703_200835813 | AN | 8102703
und_line_8102703_200835815 |  | und_1P_2CUURD_2CU(N) | 0 | 211.20000000000002 | OPEN | node_8102703_200838286 | node_8102703_200835815 | AN | 8102703
und_line_8102703_200835816 |  | und_1P_2CUURD_2CU(N) | 0 | 422.40000000000003 | OPEN | node_8102703_200835810 | node_8102703_200835816 | AN | 8102703
und_line_8102703_200835817 |  | und_1P_2CUURD_2CU(N) | 0 | 105.60000000000001 | OPEN | node_8102703_200835811 | node_8102703_200835817 | AN | 8102703
und_line_8102703_200835818 |  | und_1P_2CUURD_2CU(N) | 0 | 264 | OPEN | node_8102703_200835815 | node_8102703_200835818 | AN | 8102703
und_line_8102703_200835819 |  | und_1P_2CUURD_2CU(N) | 0 | 528 | OPEN | node_8102703_200838266 | node_8102703_200835819 | AN | 8102703
und_line_8102703_200837274 |  | und_1P_WYECUST | 0 | 528 | OPEN | node_8102703_200837302 | node_8102703_200837274 | AN | 8102703
und_line_8102703_200837275 |  | und_3P_WYECUST | 0 | 52.800000000000004 | OPEN | node_8102703_200837307 | node_intto1_8102703_200837275 | ABCN | 8102703
und_line_8102703_200838259 |  | und_3P_4CUURD_4CU(N) | 0 | 52.800000000000004 | OPEN | node_8102703_200838402 | node_intto1_8102703_200838259 | ABCN | 8102703
und_line_8102703_200914795 |  | und_3P_1/0ALURD_1/0AL(N) | 0 | 264 | OPEN | node_8102703_200914843 | node_8102703_200914795 | ABCN | 8102703
und_line_8102703_200914797 |  | und_3P_1/0ALURD_1/0AL(N) | 0 | 264 | OPEN | node_8102703_200914843 | node_8102703_200914797 | ABCN | 8102703
und_line_8102703_200914809 |  | und_3P_1/0ALURD_1/0AL(N) | 0 | 369.6 | OPEN | node_8102703_311926775 | node_8102703_200914809 | ABCN | 8102703
und_line_8102703_200914810 |  | und_3P_1/0ALURD_1/0AL(N) | 0 | 422.40000000000003 | OPEN | node_8102703_200914809 | node_8102703_200914810 | ABCN | 8102703
und_line_8102703_200914811 |  | und_3P_1/0ALURD_1/0AL(N) | 0 | 422.40000000000003 | OPEN | node_8102703_200914809 | node_8102703_200914811 | ABCN | 8102703
und_line_8102703_200914843 |  | und_3P_1/0ALURD_1/0AL(N) | 0 | 369.6 | OPEN | node_8102703_311894060 | node_8102703_200914843 | ABCN | 8102703
und_line_8102703_201044657 |  | und_3P_WYECUST | 0 | 52.800000000000004 | OPEN | node_8102703_200838629 | node_8102703_201044657 | ABCN | 8102703
und_line_8102703_312090952 |  | und_3P_WYECUST | 0 | 105.60000000000001 | OPEN | node_8102703_312090948 | node_intto1_8102703_312090952 | ABCN | 8102703
und_line_TAP_UG_59015 |  | und_TAPWIRE_UG | 0 | 52.800000000000004 | OPEN | node_8102703_200835816 | node_1418094_078_15288919_075 | AN | 8102703
und_line_TAP_UG_59016 |  | und_TAPWIRE_UG | 0 | 52.800000000000004 | OPEN | node_8102703_200835817 | node_1418318_492_15289372_193 | AN | 8102703
und_line_TAP_UG_59044 |  | und_TAPWIRE_UG | 0 | 158.4 | OPEN | node_8102703_200837274 | node_1415324_207_15292692_692 | AN | 8102703
und_line_TAP_UG_59045 |  | und_TAPWIRE_UG | 0 | 52.800000000000004 | OPEN | node_8102703_200837275 | node_1415417_931_15293337_219 | ABCN | 8102703
und_line_TAP_UG_59058 |  | und_TAPWIRE_UG | 0 | 0 | OPEN | node_8102703_200838259 | node_1417673_586_15288044_436 | ABCN | 8102703
und_line_TAP_UG_66716 |  | und_TAPWIRE_UG | 0 | 52.800000000000004 | OPEN | node_8102703_200835818 | node_1417880_012_15288921_084 | AN | 8102703
und_line_TAP_UG_68065 |  | und_TAPWIRE_UG | 0 | 52.800000000000004 | OPEN | node_8102703_201044657 | node_1417280_061_15289076_121 | ABCN | 8102703
und_line_TAP_UG_2448986 |  | und_TAPWIRE_UG | 0 | 0 | OPEN | node_8102703_312090952 | node_1414589_037_15293997_783 | ABCN | 8102703