## Feeder
Name | Description | Comments
8102502

## Node
Name | GroupId | Latitude | Longitude | BusType | NominalVoltage | ConsistentPath | DistToSlack | Phases | Feeder | Comments
node_1336767_972_15331580_578 |  | 42.20599635952278 | -76.12610552297849 | PQ | 2771.281 | False | -1 | AN | 8102502
node_1336896_344_15339539_484 |  | 42.22779585441997 | -76.125617125381 | PQ | 2771.281 | False | -1 | AN | 8102502
node_1337081_878_15331620_259 |  | 42.20610504603786 | -76.12491125213877 | PQ | 2771.281 | False | -1 | AN | 8102502
node_1337216_96_15339485_576 |  | 42.22764820006008 | -76.12439732601575 | PQ | 2771.281 | False | -1 | AN | 8102502
node_1337566_56_15331634_234 |  | 42.206143323653045 | -76.12306725559476 | PQ | 2771.281 | False | -1 | AN | 8102502
node_1337828_612_15331601_208 |  | 42.206052865225914 | -76.12207026585233 | PQ | 2771.281 | False | -1 | AN | 8102502
node_1338164_709_15331692_03 |  | 42.20630162727004 | -76.12079156825999 | PQ | 2771.281 | False | -1 | AN | 8102502
node_1338220_5_15339305_137 |  | 42.22715397647461 | -76.12057930865227 | PQ | 2771.281 | False | -1 | AN | 8102502
node_1338378_35_15332116_672 |  | 42.207464724448485 | -76.11997876055172 | PQ | 2771.281 | False | -1 | AN | 8102502
node_1338402_794_15338902_687 |  | 42.22605166332738 | -76.11988576214964 | PQ | 2771.281 | False | -1 | AD | 8102502
node_1338461_399_15338195_681 |  | 42.22411516933068 | -76.11966279654031 | PQ | 2771.281 | False | -1 | AN | 8102502
node_1338472_965_15331685_667 |  | 42.20628419897197 | -76.11961879312358 | PQ | 2771.281 | False | -1 | AD | 8102502
node_1338545_136_15338568_57 |  | 42.22513651470814 | -76.119344214999 | PQ | 2771.281 | False | -1 | AN | 8102502
node_1338725_203_15338303_143 |  | 42.224409508442186 | -76.11865914122755 | PQ | 2771.281 | False | -1 | AN | 8102502
node_1338880_805_15331765_829 |  | 42.2065037632073 | -76.11806714575374 | PQ | 2771.281 | False | -1 | AN | 8102502
node_1339014_001_15338279_541 |  | 42.22434486241187 | -76.11756039501063 | PQ | 2771.281 | False | -1 | AN | 8102502
node_1339131_792_15332142_048 |  | 42.20753422947625 | -76.11711225334885 | PQ | 2771.281 | False | -1 | AN | 8102502
node_1339343_016_15338303_04 |  | 42.224409226324525 | -76.11630864123615 | PQ | 2771.281 | False | -1 | AN | 8102502
node_1339634_402_15332734_724 |  | 42.20915757286512 | -76.11520004884574 | PQ | 2771.281 | False | -1 | AN | 8102502
node_1339810_002_15338156_653 |  | 42.224008271386815 | -76.11453196999584 | PQ | 2771.281 | False | -1 | AN | 8102502
node_1340214_587_15337968_71 |  | 42.22349349429691 | -76.11299270643384 | PQ | 2771.281 | False | -1 | AN | 8102502
node_1340280_536_15334025_367 |  | 42.212692652371345 | -76.11274180021475 | PQ | 2771.281 | False | -1 | AN | 8102502
node_1340295_826_15333631_924 |  | 42.211615009455244 | -76.11268362865658 | PQ | 2771.281 | False | -1 | AN | 8102502
node_1340323_824_15333342_863 |  | 42.21082326951077 | -76.11257710888643 | PQ | 2771.281 | False | -1 | AN | 8102502
node_1340390_437_15334714_884 |  | 42.214581243884176 | -76.11232367644664 | PQ | 2771.281 | False | -1 | AN | 8102502
node_1340422_589_15334122_17 |  | 42.21295779641307 | -76.11220135257885 | PQ | 2771.281 | False | -1 | AN | 8102502
node_1340541_463_15338155_832 |  | 42.224006022662515 | -76.11174909059022 | PQ | 2771.281 | False | -1 | AN | 8102502
node_1340630_467_15334120_39 |  | 42.212952920981586 | -76.11141047048797 | PQ | 2771.281 | False | -1 | AN | 8102502
node_1340854_07_15333920_583 |  | 42.21240564831912 | -76.11055976185999 | PQ | 2771.281 | False | -1 | AN | 8102502
node_1340998_482_15329267_95 |  | 42.199662056506114 | -76.11001033929239 | PQ | 2771.281 | False | -1 | AN | 8102502
node_1341202_077_15333733_853 |  | 42.21189419364405 | -76.10923575208598 | PQ | 2771.281 | False | -1 | AN | 8102502
node_1341276_484_15338136_176 |  | 42.22395218475166 | -76.10895266698925 | PQ | 2771.281 | False | -1 | AN | 8102502
node_1341576_035_15333602_455 |  | 42.21153429367406 | -76.10781301045414 | PQ | 2771.281 | False | -1 | AN | 8102502
node_1341750_086_15329570_012 |  | 42.20048940627349 | -76.10715082485105 | PQ | 2771.281 | False | -1 | AN | 8102502
node_1342024_328_15329671_712 |  | 42.200767963229815 | -76.10610745765314 | PQ | 2771.281 | False | -1 | AN | 8102502
node_1342115_991_15339705_104 |  | 42.228249488668816 | -76.1057587212544 | PQ | 2771.281 | False | -1 | AN | 8102502
node_1342319_957_15338034_507 |  | 42.22367371270453 | -76.10498272256021 | PQ | 2771.281 | False | -1 | AN | 8102502
node_1342521_76_15338158_104 |  | 42.224012245685174 | -76.10421495310608 | PQ | 2771.281 | False | -1 | AN | 8102502
node_1342616_986_15329883_315 |  | 42.2013475452124 | -76.10385266109833 | PQ | 2771.281 | False | -1 | AN | 8102502
node_1342787_582_15332823_147 |  | 42.20939976403276 | -76.10320362021292 | PQ | 2771.281 | False | -1 | AN | 8102502
node_1342822_89_15338077_215 |  | 42.22379069019215 | -76.10306928918769 | PQ | 2771.281 | False | -1 | AN | 8102502
node_1343061_735_15332901_699 |  | 42.20961491846769 | -76.10216059161989 | PQ | 2771.281 | False | -1 | AN | 8102502
node_1343259_092_15329518_639 |  | 42.20034869529495 | -76.10140973719177 | PQ | 2771.281 | False | -1 | AN | 8102502
node_1343309_797_15329432_832 |  | 42.20011366936819 | -76.10121682752158 | PQ | 2771.281 | False | -1 | AD | 8102502
node_1343438_164_15333088_308 |  | 42.21012604172299 | -76.10072844894684 | PQ | 2771.281 | False | -1 | AN | 8102502
node_1343609_147_15337462_446 |  | 42.22210683393371 | -76.10007793570088 | PQ | 2771.281 | False | -1 | AN | 8102502
node_1344152_061_15328951_517 |  | 42.198795344477 | -76.09801239264442 | PQ | 2771.281 | False | -1 | AN | 8102502
node_1344158_041_15328679_35 |  | 42.198049877307554 | -76.09798964143985 | PQ | 2771.281 | False | -1 | AN | 8102502
node_1344290_801_15336170_26 |  | 42.21856752814052 | -76.09748454948021 | PQ | 2771.281 | False | -1 | AN | 8102502
node_1344352_979_15328487_025 |  | 42.19752309789138 | -76.09724799021639 | PQ | 2771.281 | False | -1 | AN | 8102502
node_1344355_941_15332992_698 |  | 42.20986416531597 | -76.09723672114148 | PQ | 2771.281 | False | -1 | AN | 8102502
node_1344367_188_15336796_378 |  | 42.22028246938321 | -76.09719393137595 | PQ | 2771.281 | False | -1 | AN | 8102502
node_1344404_167_15329548_493 |  | 42.20043046559361 | -76.0970532429489 | PQ | 2771.281 | False | -1 | AN | 8102502
node_1344510_782_15335730_606 |  | 42.21736331299719 | -76.09664762092964 | PQ | 2771.281 | False | -1 | AN | 8102502
node_1344556_626_15328498_433 |  | 42.197554344477 | -76.09647320517341 | PQ | 2771.281 | False | -1 | AN | 8102502
node_1344857_594_15336502_026 |  | 42.21947623735559 | -76.09532815759201 | PQ | 2771.281 | False | -1 | AN | 8102502
node_1344872_638_15335907_113 |  | 42.21784676680929 | -76.09527092195295 | PQ | 2771.281 | False | -1 | AN | 8102502
node_1344874_361_15329104_002 |  | 42.19921300187607 | -76.09526436671457 | PQ | 2771.281 | False | -1 | AN | 8102502
node_1345003_712_15336083_472 |  | 42.21832981524843 | -76.09477224446336 | PQ | 2771.281 | False | -1 | AN | 8102502
node_1345124_354_15328515_247 |  | 42.197600398131506 | -76.09431325603164 | PQ | 2771.281 | False | -1 | AN | 8102502
node_1345142_129_15336518_576 |  | 42.219521567912395 | -76.09424563016857 | PQ | 2771.281 | False | -1 | AN | 8102502
node_1345216_932_15335646_908 |  | 42.217134063635044 | -76.09396103847034 | PQ | 2771.281 | False | -1 | AN | 8102502
node_1345336_789_15335308_132 |  | 42.216206153984736 | -76.09350503660978 | PQ | 2771.281 | False | -1 | AN | 8102502
node_1345389_67_15336516_506 |  | 42.219515898169035 | -76.09330384824042 | PQ | 2771.281 | False | -1 | AN | 8102502
node_1345428_91_15328531_505 |  | 42.197644928898434 | -76.09315455772749 | PQ | 2771.281 | False | -1 | AN | 8102502
node_1345449_09_15334956_752 |  | 42.21524372189709 | -76.09307778192344 | PQ | 2771.281 | False | -1 | AN | 8102502
node_1345531_371_15334545_744 |  | 42.21411796833263 | -76.09276473980586 | PQ | 2771.281 | False | -1 | AN | 8102502
node_1345580_809_15336626_123 |  | 42.21981613983946 | -76.09257665049958 | PQ | 2771.281 | False | -1 | AN | 8102502
node_1345605_064_15334896_804 |  | 42.21507952393821 | -76.09248437115731 | PQ | 2771.281 | False | -1 | AN | 8102502
node_1345608_259_15334046_578 |  | 42.212750749437234 | -76.09247221562242 | PQ | 2771.281 | False | -1 | AN | 8102502
node_1345643_509_15332761_091 |  | 42.20922979224828 | -76.09233810526104 | PQ | 2771.281 | False | -1 | AN | 8102502
node_1345662_95_15328605_134 |  | 42.197846599204595 | -76.09226414101889 | PQ | 2771.281 | False | -1 | AN | 8102502
node_1345671_182_15328343_489 |  | 42.19712995186106 | -76.09223282196939 | PQ | 2771.281 | False | -1 | AN | 8102502
node_1345761_91_15334290_34 |  | 42.21341841512836 | -76.09188764282422 | PQ | 2771.281 | False | -1 | AN | 8102502
node_1345787_843_15334794_332 |  | 42.2147988524689 | -76.09178897944828 | PQ | 2771.281 | False | -1 | AN | 8102502
node_1345848_908_15328546_091 |  | 42.19768488004656 | -76.09155665464777 | PQ | 2771.281 | False | -1 | AN | 8102502
node_1345862_696_15336644_316 |  | 42.21986597058387 | -76.09150419752258 | PQ | 2771.281 | False | -1 | AN | 8102502
node_1345892_559_15333041_788 |  | 42.20999862314277 | -76.09139058226806 | PQ | 2771.281 | False | -1 | AN | 8102502
node_1345896_92_15328745_577 |  | 42.198231273487956 | -76.09137399062874 | PQ | 2771.281 | False | -1 | AN | 8102502
node_1345919_897_15333618_853 |  | 42.211579207901885 | -76.09128657350041 | PQ | 2771.281 | False | -1 | AN | 8102502
node_1345985_313_15334099_644 |  | 42.212896097553696 | -76.09103769510608 | PQ | 2771.281 | False | -1 | AN | 8102502
node_1346008_817_15336648_553 |  | 42.21987757575421 | -76.0909482729803 | PQ | 2771.281 | False | -1 | AN | 8102502
node_1346029_148_15333265_787 |  | 42.21061215784936 | -76.0908709226893 | PQ | 2771.281 | False | -1 | AN | 8102502
node_1346075_639_15328646_847 |  | 42.19796085138079 | -76.09069404538971 | PQ | 2771.281 | False | -1 | AN | 8102502
node_1346084_991_15329203_142 |  | 42.199484546975874 | -76.09065846524503 | PQ | 2771.281 | False | -1 | AN | 8102502
node_1346092_389_15328873_069 |  | 42.19858047489873 | -76.09063031918961 | PQ | 2771.281 | False | -1 | AN | 8102502
node_1346103_683_15329473_061 |  | 42.20022385685881 | -76.09058735061028 | PQ | 2771.281 | False | -1 | AN | 8102502
node_1346206_963_15332764_8 |  | 42.20923995122322 | -76.0901944167628 | PQ | 2771.281 | False | -1 | AN | 8102502
node_1346332_613_15336660_377 |  | 42.21990996176652 | -76.0897163751484 | PQ | 2771.281 | False | -1 | AN | 8102502
node_1346357_567_15328670_719 |  | 42.19802623694286 | -76.08962143642619 | PQ | 2771.281 | False | -1 | AN | 8102502
node_1346405_819_15332598_612 |  | 42.20878476121871 | -76.08943785931534 | PQ | 2771.281 | False | -1 | AN | 8102502
node_1346478_613_15332270_467 |  | 42.20788596994601 | -76.08916091095656 | PQ | 2771.281 | False | -1 | AN | 8102502
node_1346512_548_15328676_852 |  | 42.198043035269436 | -76.08903180357746 | PQ | 2771.281 | False | -1 | AN | 8102502
node_1346765_124_15328686_38 |  | 42.198069132522924 | -76.08807086574379 | PQ | 2771.281 | False | -1 | AN | 8102502
node_1346805_341_15336673_775 |  | 42.21994665897498 | -76.08791785818624 | PQ | 2771.281 | False | -1 | AN | 8102502
node_1346813_042_15332252_963 |  | 42.20783802637705 | -76.0878885593524 | PQ | 2771.281 | False | -1 | AN | 8102502
node_1346910_34_15329228_536 |  | 42.19955410130576 | -76.08751838431859 | PQ | 2771.281 | False | -1 | AN | 8102502
node_1347064_949_15328754_722 |  | 42.19825632170197 | -76.08693016676219 | PQ | 2771.281 | False | -1 | AN | 8102502
node_1347128_393_15329163_032 |  | 42.199374685427024 | -76.086688790939 | PQ | 2771.281 | False | -1 | AN | 8102502
node_1347204_533_15336558_26 |  | 42.2196302626445 | -76.0863991125584 | PQ | 2771.281 | False | -1 | AN | 8102502
node_1347266_398_15331867_058 |  | 42.20678103009159 | -76.0861637441185 | PQ | 2771.281 | False | -1 | AN | 8102502
node_1347371_245_15331376_692 |  | 42.205437914452986 | -76.08576484854233 | PQ | 2771.281 | False | -1 | AN | 8102502
node_1347397_139_15328488_635 |  | 42.19752750769177 | -76.0856663335438 | PQ | 2771.281 | False | -1 | AN | 8102502
node_1347409_514_15329187_46 |  | 42.19944159387667 | -76.08561925224673 | PQ | 2771.281 | False | -1 | AN | 8102502
node_1347554_546_15337025_819 |  | 42.220910909762914 | -76.08506747085858 | PQ | 2771.281 | False | -1 | AN | 8102502
node_1347582_255_15336523_434 |  | 42.219534874005745 | -76.08496205060315 | PQ | 2771.281 | False | -1 | AN | 8102502
node_1347682_187_15331156_616 |  | 42.204835124868715 | -76.0845818543866 | PQ | 2771.281 | False | -1 | AN | 8102502
node_1347825_41_15328987_437 |  | 42.19889372958881 | -76.08403695542806 | PQ | 2771.281 | False | -1 | AN | 8102502
node_1347937_962_15337340_795 |  | 42.22177363105963 | -76.08360874579985 | PQ | 2771.281 | False | -1 | AN | 8102502
node_1348089_596_15331170_216 |  | 42.20487237535649 | -76.0830318467775 | PQ | 2771.281 | False | -1 | AN | 8102502
node_1348323_396_15330416_653 |  | 42.20280836143633 | -76.08214234316073 | PQ | 2771.281 | False | -1 | AN | 8102502
node_1348520_478_15329685_951 |  | 42.2008069639427 | -76.08139253498364 | PQ | 2771.281 | False | -1 | AN | 8102502
node_1348715_047_15330857_292 |  | 42.20401527450101 | -76.08065228763884 | PQ | 2771.281 | False | -1 | AN | 8102502
node_1348842_06_15330461_255 |  | 42.202930526602174 | -76.0801690604238 | PQ | 2771.281 | False | -1 | AN | 8102502
node_1348972_503_15330323_031 |  | 42.20255193017413 | -76.07967278360479 | PQ | 2771.281 | False | -1 | AN | 8102502
node_1349139_594_15330181_863 |  | 42.2021652701111 | -76.07903707766454 | PQ | 2771.281 | False | -1 | AN | 8102502
node_1349215_804_15330421_229 |  | 42.20282089512986 | -76.0787471329655 | PQ | 2771.281 | False | -1 | AN | 8102502
node_1349224_146_15329920_059 |  | 42.201448187265534 | -76.07871539541559 | PQ | 2771.281 | False | -1 | AN | 8102502
node_1349264_296_15330658_671 |  | 42.203471250300204 | -76.07856264276283 | PQ | 2771.281 | False | -1 | AN | 8102502
node_1349381_992_15331171_178 |  | 42.204875010280695 | -76.07811486253324 | PQ | 2771.281 | False | -1 | AN | 8102502
node_1349421_326_15331486_599 |  | 42.205738950435276 | -76.07796521439268 | PQ | 2771.281 | False | -1 | AN | 8102502
node_1349507_312_15329553_145 |  | 42.200443207451634 | -76.07763807642009 | PQ | 2771.281 | False | -1 | AN | 8102502
node_1349531_325_15328071_912 |  | 42.196386100705425 | -76.07754671777873 | PQ | 2771.281 | False | -1 | AN | 8102502
node_1349694_575_15327294_44 |  | 42.19425659987997 | -76.07692562511218 | PQ | 2771.281 | False | -1 | AN | 8102502
node_1349714_963_15331814_28 |  | 42.20663647080898 | -76.07684805796188 | PQ | 2771.281 | False | -1 | AN | 8102502
node_1349731_59_15329225_336 |  | 42.1995453364851 | -76.07678479972135 | PQ | 2771.281 | False | -1 | AN | 8102502
node_1349747_719_15328125_839 |  | 42.19653380710644 | -76.07672343614635 | PQ | 2771.281 | False | -1 | AN | 8102502
node_1349772_996_15330219_527 |  | 42.20226843205017 | -76.07662726855473 | PQ | 2771.281 | False | -1 | AN | 8102502
node_1349802_118_15328293_508 |  | 42.196993053579504 | -76.07651647247121 | PQ | 2771.281 | False | -1 | AN | 8102502
node_1349989_031_15332130_965 |  | 42.20750387306773 | -76.07580535275554 | PQ | 2771.281 | False | -1 | AN | 8102502
node_1350069_488_15328798_298 |  | 42.198375676647196 | -76.0754992501358 | PQ | 2771.281 | False | -1 | AN | 8102502
node_1350279_912_15326339_879 |  | 42.19164205114066 | -76.07469868166251 | PQ | 2771.281 | False | -1 | AN | 8102502
node_1350283_618_15333807_292 |  | 42.212095343538984 | -76.07468458200294 | PQ | 2771.281 | False | -1 | AN | 8102502
node_1350330_096_15328378_953 |  | 42.19722708798593 | -76.07450775416248 | PQ | 2771.281 | False | -1 | AN | 8102502
node_1350338_288_15333106_599 |  | 42.21017614089003 | -76.07447658729495 | PQ | 2771.281 | False | -1 | AN | 8102502
node_1350364_073_15330664_622 |  | 42.203487550127605 | -76.07437848699232 | PQ | 2771.281 | False | -1 | AN | 8102502
node_1350410_771_15333310_197 |  | 42.21073379712596 | -76.07420082215101 | PQ | 2771.281 | False | -1 | AN | 8102502
node_1350494_083_15333541_628 |  | 42.21136768812851 | -76.07388385754314 | PQ | 2771.281 | False | -1 | AN | 8102502
node_1350511_262_15337527_38 |  | 42.22228468857877 | -76.07381849919142 | PQ | 2771.281 | False | -1 | AN | 8102502
node_1350566_757_15328493_488 |  | 42.19754080009009 | -76.07360736573028 | PQ | 2771.281 | False | -1 | AN | 8102502
node_1350727_938_15328004_94 |  | 42.19620266396522 | -76.07299414467614 | PQ | 2771.281 | False | -1 | AN | 8102502
node_1350762_755_15331623_938 |  | 42.206115122842604 | -76.0728616816846 | PQ | 2771.281 | False | -1 | AN | 8102502
node_1350811_883_15336580_322 |  | 42.21969069060488 | -76.0726747717886 | PQ | 2771.281 | False | -1 | AN | 8102502
node_1350940_26_15327064_95 |  | 42.193628025288945 | -76.07218635516836 | PQ | 2771.281 | False | -1 | AN | 8102502
node_1351016_467_15327927_766 |  | 42.19599128388117 | -76.07189642188297 | PQ | 2771.281 | False | -1 | AN | 8102502
node_1351077_563_15337455_027 |  | 42.22208651324483 | -76.07166397914143 | PQ | 2771.281 | False | -1 | AN | 8102502
node_1351099_196_15335406_005 |  | 42.21647422876337 | -76.07158167532731 | PQ | 2771.281 | False | -1 | AN | 8102502
node_1351103_331_15335990_881 |  | 42.21807620790189 | -76.07156594351613 | PQ | 2771.281 | False | -1 | AN | 8102502
node_1351175_049_15327415_553 |  | 42.194588329168575 | -76.07129308885236 | PQ | 2771.281 | False | -1 | AN | 8102502
node_1351210_02_15328474_819 |  | 42.19748966557861 | -76.07116003996022 | PQ | 2771.281 | False | -1 | AN | 8102502
node_1351315_184_15327782_159 |  | 42.195592465368485 | -76.07075993834194 | PQ | 2771.281 | False | -1 | AN | 8102502
node_1351407_338_15328489_654 |  | 42.19753029873934 | -76.07040933390951 | PQ | 2771.281 | False | -1 | AN | 8102502
node_1351521_698_15328342_62 |  | 42.19712757166445 | -76.06997424565624 | PQ | 2771.281 | False | -1 | AN | 8102502
node_1351545_458_15327784_934 |  | 42.195600066111396 | -76.06988384956585 | PQ | 2771.281 | False | -1 | AN | 8102502
node_1351619_292_15327170_8 |  | 42.19391794912205 | -76.06960294447586 | PQ | 2771.281 | False | -1 | AN | 8102502
node_1351741_121_15327741_731 |  | 42.19548173281559 | -76.06913944004417 | PQ | 2771.281 | False | -1 | ABCN | 8102502
node_1351942_128_15328350_043 |  | 42.19714790330936 | -76.06837469901124 | PQ | 2771.281 | False | -1 | AN | 8102502
node_1351978_142_15328150_192 |  | 42.19660051013061 | -76.06823768197422 | PQ | 2771.281 | False | -1 | AN | 8102502
node_1352260_274_15327330_552 |  | 42.19435551088102 | -76.06716429688265 | PQ | 2771.281 | False | -1 | ABCN | 8102502
node_1352410_433_15327528_293 |  | 42.19489712475615 | -76.06659300957045 | PQ | 2771.281 | False | -1 | ABCN | 8102502
node_1352430_003_15327532_567 |  | 42.194908831269736 | -76.06651855454146 | PQ | 2771.281 | False | -1 | ABCN | 8102502
node_1352448_121_15327543_499 |  | 42.194938774088286 | -76.06644962371799 | PQ | 2771.281 | False | -1 | ABCN | 8102502
node_1352492_325_15327866_276 |  | 42.19582286237434 | -76.06628144742254 | PQ | 2771.281 | False | -1 | ABCN | 8102502
node_1352540_752_15328426_689 |  | 42.19735783719799 | -76.06609720451556 | PQ | 2771.281 | False | -1 | AN | 8102502
node_1352698_811_15327870_071 |  | 42.19583325690383 | -76.06549586126422 | PQ | 2771.281 | False | -1 | ABCN | 8102502
node_1352813_494_15328811_456 |  | 42.19841171649411 | -76.06505954414153 | PQ | 2771.281 | False | -1 | AN | 8102502
node_1352906_016_15328375_295 |  | 42.19721706870032 | -76.064707539635 | PQ | 2771.281 | False | -1 | AN | 8102502
node_1353044_835_15327235_409 |  | 42.19409491359001 | -76.0641793959114 | PQ | 2771.281 | False | -1 | AN | 8102502
node_1353105_234_15327895_983 |  | 42.195904230039055 | -76.06394960494069 | PQ | 2771.281 | False | -1 | ABCN | 8102502
node_1353129_964_15327609_453 |  | 42.19511942251992 | -76.0638555184375 | PQ | 2771.281 | False | -1 | AN | 8102502
node_1353171_508_15328661_156 |  | 42.19800004382414 | -76.0636974622431 | PQ | 2771.281 | False | -1 | AN | 8102502
node_1353404_819_15328506_861 |  | 42.19757742882339 | -76.0628098190509 | PQ | 2771.281 | False | -1 | ABCN | 8102502
node_1353492_186_15328657_319 |  | 42.19798953425638 | -76.06247742699578 | PQ | 2771.281 | False | -1 | ABCN | 8102502
node_1353502_677_15328660_564 |  | 42.19799842233232 | -76.0624375134695 | PQ | 2771.281 | False | -1 | ABCN | 8102502
node_1353689_929_15328859_559 |  | 42.19854347092154 | -76.06172510401164 | PQ | 2771.281 | False | -1 | ABCN | 8102502
node_1353695_054_15328885_331 |  | 42.198614060595865 | -76.06170560569669 | PQ | 2771.281 | False | -1 | ABCN | 8102502
node_1353810_479_15329073_918 |  | 42.199130601605916 | -76.06126646559845 | PQ | 2771.281 | False | -1 | ABCN | 8102502
node_1353820_404_15329097_058 |  | 42.199193982215256 | -76.06122870544706 | PQ | 2771.281 | False | -1 | ABCN | 8102502
node_1353825_557_15329122_821 |  | 42.19926454723852 | -76.06120910060473 | PQ | 2771.281 | False | -1 | ABCN | 8102502
node_8102502_200841124 |  | 42.20224346052833 | -76.07856363575019 | PQ | 2771.281 | False | -1 | AD | 8102502
node_8102502_200841125 |  | 42.20221282200214 | -76.07846364839111 | PQ | 2771.281 | False | -1 | AD | 8102502
node_8102502_200841126 |  | 42.202241669218104 | -76.07761727694928 | PQ | 2771.281 | False | -1 | AD | 8102502
node_8102502_200841127 |  | 42.20226325532797 | -76.07678597913163 | PQ | 2771.281 | False | -1 | AN | 8102502
node_8102502_200841128 |  | 42.207544347366095 | -76.07591842395952 | PQ | 2771.281 | False | -1 | AN | 8102502
node_8102502_200841129 |  | 42.20846726928565 | -76.07545645656573 | PQ | 2771.281 | False | -1 | AD | 8102502
node_8102502_200841130 |  | 42.20962627712746 | -76.0748791656748 | PQ | 2771.281 | False | -1 | AD | 8102502
node_8102502_200841131 |  | 42.210213407811835 | -76.07460978075997 | PQ | 2771.281 | False | -1 | AN | 8102502
node_8102502_200841132 |  | 42.21076753072944 | -76.07432779137343 | PQ | 2771.281 | False | -1 | AN | 8102502
node_8102502_200841134 |  | 42.211396658599774 | -76.07401404921877 | PQ | 2771.281 | False | -1 | AN | 8102502
node_8102502_200841135 |  | 42.21213284601535 | -76.07363459488933 | PQ | 2771.281 | False | -1 | AD | 8102502
node_8102502_200841136 |  | 42.21210283746065 | -76.0745654577611 | PQ | 2771.281 | False | -1 | AN | 8102502
node_8102502_200841137 |  | 42.21252664666821 | -76.07346160203451 | PQ | 2771.281 | False | -1 | AD | 8102502
node_8102502_200841138 |  | 42.2130718513808 | -76.07318310141964 | PQ | 2771.281 | False | -1 | AD | 8102502
node_8102502_200841139 |  | 42.213638880496816 | -76.07251573402047 | PQ | 2771.281 | False | -1 | AD | 8102502
node_8102502_200841140 |  | 42.214640064047764 | -76.07221446317828 | PQ | 2771.281 | False | -1 | AD | 8102502
node_8102502_200841141 |  | 42.21558272050882 | -76.07202781960073 | PQ | 2771.281 | False | -1 | AD | 8102502
node_8102502_200841142 |  | 42.216490879183596 | -76.07172329206439 | PQ | 2771.281 | False | -1 | AN | 8102502
node_8102502_200841143 |  | 42.20284447523642 | -76.07856445753283 | PQ | 2771.281 | False | -1 | AN | 8102502
node_8102502_200841145 |  | 42.21726971019065 | -76.07184911231293 | PQ | 2771.281 | False | -1 | AD | 8102502
node_8102502_200841146 |  | 42.218079774088295 | -76.07168665045047 | PQ | 2771.281 | False | -1 | AN | 8102502
node_8102502_200841148 |  | 42.21915132271504 | -76.07189167761004 | PQ | 2771.281 | False | -1 | AD | 8102502
node_8102502_200841149 |  | 42.21964061334989 | -76.07260955040064 | PQ | 2771.281 | False | -1 | AN | 8102502
node_8102502_200841151 |  | 42.22013156930066 | -76.07165448298649 | PQ | 2771.281 | False | -1 | AD | 8102502
node_8102502_200841152 |  | 42.221091834834205 | -76.0717565818704 | PQ | 2771.281 | False | -1 | AD | 8102502
node_8102502_200841153 |  | 42.22203965980044 | -76.07177433389724 | PQ | 2771.281 | False | -1 | AN | 8102502
node_8102502_200841154 |  | 42.2222080539172 | -76.0727032488398 | PQ | 2771.281 | False | -1 | AD | 8102502
node_8102502_200841155 |  | 42.22227890927515 | -76.07368156585449 | PQ | 2771.281 | False | -1 | AN | 8102502
node_8102502_200841156 |  | 42.2035388571965 | -76.07848308202873 | PQ | 2771.281 | False | -1 | AN | 8102502
node_8102502_200841157 |  | 42.20422124230831 | -76.0783715668854 | PQ | 2771.281 | False | -1 | AD | 8102502
node_8102502_200841158 |  | 42.20489096499329 | -76.07824051157706 | PQ | 2771.281 | False | -1 | AN | 8102502
node_8102502_200841160 |  | 42.205803119878475 | -76.0780716542673 | PQ | 2771.281 | False | -1 | AN | 8102502
node_8102502_200841162 |  | 42.20670979948976 | -76.07691231679887 | PQ | 2771.281 | False | -1 | AN | 8102502
node_8102502_200841163 |  | 42.20718163717549 | -76.07636076748823 | PQ | 2771.281 | False | -1 | AD | 8102502
node_8102502_200841332 |  | 42.20372131063339 | -76.0795351806672 | PQ | 2771.281 | False | -1 | AD | 8102502
node_8102502_200841333 |  | 42.208293251988636 | -76.08883321751978 | PQ | 2771.281 | False | -1 | AD | 8102502
node_8102502_200841334 |  | 42.20799241595382 | -76.08916672430783 | PQ | 2771.281 | False | -1 | AN | 8102502
node_8102502_200841335 |  | 42.20390422148435 | -76.08069005539934 | PQ | 2771.281 | False | -1 | AN | 8102502
node_8102502_200841336 |  | 42.204127702498916 | -76.08205928224129 | PQ | 2771.281 | False | -1 | AD | 8102502
node_8102502_200841337 |  | 42.20285192807298 | -76.0820346515894 | PQ | 2771.281 | False | -1 | AN | 8102502
node_8102502_200841340 |  | 42.20479274696086 | -76.08312685017705 | PQ | 2771.281 | False | -1 | AN | 8102502
node_8102502_200841341 |  | 42.205444808532235 | -76.08419517141355 | PQ | 2771.281 | False | -1 | AD | 8102502
node_8102502_200841342 |  | 42.20490976005557 | -76.08454420837168 | PQ | 2771.281 | False | -1 | AN | 8102502
node_8102502_200841343 |  | 42.2060532404698 | -76.08518821583841 | PQ | 2771.281 | False | -1 | AD | 8102502
node_8102502_200841344 |  | 42.205521725311456 | -76.08579284622031 | PQ | 2771.281 | False | -1 | AN | 8102502
node_8102502_200841346 |  | 42.20642725180103 | -76.08582431364724 | PQ | 2771.281 | False | -1 | AD | 8102502
node_8102502_200841347 |  | 42.20670320944023 | -76.08625472991402 | PQ | 2771.281 | False | -1 | AN | 8102502
node_8102502_200841348 |  | 42.2072139410176 | -76.08709608315537 | PQ | 2771.281 | False | -1 | AD | 8102502
node_8102502_200841349 |  | 42.20776312550657 | -76.0879830034832 | PQ | 2771.281 | False | -1 | AN | 8102502
node_8102502_200841445 |  | 42.21989988496178 | -76.08419968741352 | PQ | 2771.281 | False | -1 | AD | 8102502
node_8102502_200841446 |  | 42.22073471221677 | -76.08359866754887 | PQ | 2771.281 | False | -1 | AD | 8102502
node_8102502_200841447 |  | 42.221683049377205 | -76.0836182800003 | PQ | 2771.281 | False | -1 | AN | 8102502
node_8102502_200841919 |  | 42.19817558126974 | -76.08689896184916 | PQ | 2771.281 | False | -1 | AN | 8102502
node_8102502_200841920 |  | 42.19812040672373 | -76.08739827089393 | PQ | 2771.281 | False | -1 | AD | 8102502
node_8102502_200841921 |  | 42.1987915673871 | -76.08745625983373 | PQ | 2771.281 | False | -1 | AD | 8102502
node_8102502_200841922 |  | 42.199458572977676 | -76.08752127197147 | PQ | 2771.281 | False | -1 | AN | 8102502
node_8102502_200841924 |  | 42.197999452198744 | -76.08812316307791 | PQ | 2771.281 | False | -1 | AN | 8102502
node_8102502_200842047 |  | 42.199375033280845 | -76.08561119040685 | PQ | 2771.281 | False | -1 | AN | 8102502
node_8102502_200842048 |  | 42.19822070640106 | -76.08608154683175 | PQ | 2771.281 | False | -1 | AD | 8102502
node_8102502_200842049 |  | 42.198454176572156 | -76.08624515005899 | PQ | 2771.281 | False | -1 | AD | 8102502
node_8102502_200842050 |  | 42.199333967357084 | -76.0866663859484 | PQ | 2771.281 | False | -1 | AN | 8102502
node_8102502_200842051 |  | 42.19868741940571 | -76.08524248012449 | PQ | 2771.281 | False | -1 | AD | 8102502
node_8102502_200842052 |  | 42.198892475123856 | -76.08419955044975 | PQ | 2771.281 | False | -1 | AN | 8102502
node_8102502_200842060 |  | 42.203487807594215 | -76.07812217487691 | PQ | 2771.281 | False | -1 | AD | 8102502
node_8102502_200842061 |  | 42.2034965861099 | -76.07720552580118 | PQ | 2771.281 | False | -1 | AD | 8102502
node_8102502_200842062 |  | 42.203529706175935 | -76.07625652283853 | PQ | 2771.281 | False | -1 | AD | 8102502
node_8102502_200842063 |  | 42.20354871761973 | -76.0753244272928 | PQ | 2771.281 | False | -1 | AD | 8102502
node_8102502_200842064 |  | 42.20356068981694 | -76.07445621012913 | PQ | 2771.281 | False | -1 | AN | 8102502
node_8102502_200842683 |  | 42.19548214914456 | -76.06382091986654 | PQ | 2771.281 | False | -1 | AD | 8102502
node_8102502_200842684 |  | 42.19512127408829 | -76.06394160777815 | PQ | 2771.281 | False | -1 | AN | 8102502
node_8102502_200842685 |  | 42.19477276564614 | -76.06405578610597 | PQ | 2771.281 | False | -1 | AD | 8102502
node_8102502_200842686 |  | 42.194444205388 | -76.06415462829571 | PQ | 2771.281 | False | -1 | AD | 8102502
node_8102502_200842687 |  | 42.194112372017145 | -76.0642643248645 | PQ | 2771.281 | False | -1 | AN | 8102502
node_8102502_200842688 |  | 42.193787410813485 | -76.06439609923264 | PQ | 2771.281 | False | -1 | AD | 8102502
node_8102502_200842703 |  | 42.1983150323053 | -76.0622249456933 | PQ | 2771.281 | False | -1 | ABCD | 8102502
node_8102502_200842705 |  | 42.19851507016362 | -76.06208930970766 | PQ | 2771.281 | False | -1 | ABCD | 8102502
node_8102502_200842706 |  | 42.19817016899298 | -76.06176564909309 | PQ | 2771.281 | False | -1 | ABCD | 8102502
node_8102502_200842708 |  | 42.198632891265234 | -76.06198958486249 | PQ | 2771.281 | False | -1 | ABCN | 8102502
node_8102502_200842710 |  | 42.19890097426088 | -76.06180837037672 | PQ | 2771.281 | False | -1 | ABCD | 8102502
node_8102502_200842711 |  | 42.199297782342825 | -76.06150062419171 | PQ | 2771.281 | False | -1 | ABCN | 8102502
node_8102502_200842717 |  | 42.196256038983975 | -76.06357130719421 | PQ | 2771.281 | False | -1 | ABCD | 8102502
node_8102502_200842724 |  | 42.19655634912956 | -76.06347212259503 | PQ | 2771.281 | False | -1 | ABCD | 8102502
node_8102502_200842749 |  | 42.196833769398204 | -76.06339097536387 | PQ | 2771.281 | False | -1 | ABCD | 8102502
node_8102502_200842760 |  | 42.197107064723134 | -76.0632304271897 | PQ | 2771.281 | False | -1 | ABCD | 8102502
node_8102502_200842761 |  | 42.19733634147535 | -76.06309666304229 | PQ | 2771.281 | False | -1 | ABCD | 8102502
node_8102502_200842762 |  | 42.197592794649594 | -76.06292037164327 | PQ | 2771.281 | False | -1 | ABCN | 8102502
node_8102502_200842765 |  | 42.198103822039656 | -76.06245724766652 | PQ | 2771.281 | False | -1 | ABCN | 8102502
node_8102502_200842768 |  | 42.19581444540751 | -76.06391594609339 | PQ | 2771.281 | False | -1 | ABCN | 8102502
node_8102502_200842769 |  | 42.19555413571217 | -76.06808170686826 | PQ | 2771.281 | False | -1 | ABCD | 8102502
node_8102502_200842771 |  | 42.195556400870515 | -76.06914718610646 | PQ | 2771.281 | False | -1 | ABCN | 8102502
node_8102502_200842772 |  | 42.19572724092004 | -76.06976078000642 | PQ | 2771.281 | False | -1 | ABCD | 8102502
node_8102502_200842773 |  | 42.19559640132076 | -76.06977366221021 | PQ | 2771.281 | False | -1 | AN | 8102502
node_8102502_200842774 |  | 42.19505565297167 | -76.06977590689426 | PQ | 2771.281 | False | -1 | AD | 8102502
node_8102502_200842775 |  | 42.19422726512085 | -76.06969062411808 | PQ | 2771.281 | False | -1 | AD | 8102502
node_8102502_200842776 |  | 42.19395332886841 | -76.0697246329839 | PQ | 2771.281 | False | -1 | AN | 8102502
node_8102502_200842777 |  | 42.19386675435243 | -76.07041481246046 | PQ | 2771.281 | False | -1 | AD | 8102502
node_8102502_200842778 |  | 42.19429996383014 | -76.07097872655618 | PQ | 2771.281 | False | -1 | AD | 8102502
node_8102502_200842780 |  | 42.194505846728234 | -76.07124622821914 | PQ | 2771.281 | False | -1 | AN | 8102502
node_8102502_200842781 |  | 42.193614067312055 | -76.07124084097738 | PQ | 2771.281 | False | -1 | AD | 8102502
node_8102502_200842782 |  | 42.193556915203395 | -76.07216030541959 | PQ | 2771.281 | False | -1 | AN | 8102502
node_8102502_200842783 |  | 42.192835343126255 | -76.0727407616955 | PQ | 2771.281 | False | -1 | AD | 8102502
node_8102502_200842784 |  | 42.192343494259376 | -76.07346994921559 | PQ | 2771.281 | False | -1 | AD | 8102502
node_8102502_200842785 |  | 42.19171222722501 | -76.07387461248844 | PQ | 2771.281 | False | -1 | AD | 8102502
node_8102502_200842786 |  | 42.19167225690383 | -76.07459846603047 | PQ | 2771.281 | False | -1 | AN | 8102502
node_8102502_200842792 |  | 42.195741166028846 | -76.06630569001041 | PQ | 2771.281 | False | -1 | ABCN | 8102502
node_8102502_200842793 |  | 42.19572480046529 | -76.06677017221126 | PQ | 2771.281 | False | -1 | ABCD | 8102502
node_8102502_200842794 |  | 42.19562765064539 | -76.06701246873537 | PQ | 2771.281 | False | -1 | ABCN | 8102502
node_8102502_200842795 |  | 42.19557021094105 | -76.06673346211547 | PQ | 2771.281 | False | -1 | ABCD | 8102502
node_8102502_200842796 |  | 42.195178508367135 | -76.06660004418204 | PQ | 2771.281 | False | -1 | ABCN | 8102502
node_8102502_200842797 |  | 42.19572274347144 | -76.06715564533765 | PQ | 2771.281 | False | -1 | ABCD | 8102502
node_8102502_200842798 |  | 42.19569631753718 | -76.06753013092576 | PQ | 2771.281 | False | -1 | ABCD | 8102502
node_8102502_200842799 |  | 42.197319836222455 | -76.06371033683779 | PQ | 2771.281 | False | -1 | AD | 8102502
node_8102502_200842801 |  | 42.197222919218106 | -76.06840819045837 | PQ | 2771.281 | False | -1 | AD | 8102502
node_8102502_200842802 |  | 42.19721639216573 | -76.06864761074324 | PQ | 2771.281 | False | -1 | AD | 8102502
node_8102502_200842803 |  | 42.19719083723552 | -76.06931058008348 | PQ | 2771.281 | False | -1 | AD | 8102502
node_8102502_200842804 |  | 42.19718548795591 | -76.06998541961742 | PQ | 2771.281 | False | -1 | AN | 8102502
node_8102502_200842805 |  | 42.19716929768877 | -76.07042786967351 | PQ | 2771.281 | False | -1 | AD | 8102502
node_8102502_200842806 |  | 42.1974123324704 | -76.07119858765331 | PQ | 2771.281 | False | -1 | AN | 8102502
node_8102502_200842810 |  | 42.197480358434674 | -76.07161824845934 | PQ | 2771.281 | False | -1 | AD | 8102502
node_8102502_200842811 |  | 42.19731044964734 | -76.06405746391218 | PQ | 2771.281 | False | -1 | AD | 8102502
node_8102502_200842812 |  | 42.19745764933217 | -76.0726238669195 | PQ | 2771.281 | False | -1 | AD | 8102502
node_8102502_200842813 |  | 42.19753751876035 | -76.07308059544896 | PQ | 2771.281 | False | -1 | AD | 8102502
node_8102502_200842814 |  | 42.1974585093802 | -76.07358793589721 | PQ | 2771.281 | False | -1 | AN | 8102502
node_8102502_200842815 |  | 42.197444981427324 | -76.07378824161115 | PQ | 2771.281 | False | -1 | AD | 8102502
node_8102502_200842821 |  | 42.19874772958881 | -76.0760746007066 | PQ | 2771.281 | False | -1 | AD | 8102502
node_8102502_200842822 |  | 42.19917866021315 | -76.07656570714317 | PQ | 2771.281 | False | -1 | AD | 8102502
node_8102502_200842823 |  | 42.197293736229966 | -76.06470017022308 | PQ | 2771.281 | False | -1 | AN | 8102502
node_8102502_200842825 |  | 42.19949950469012 | -76.0769072985984 | PQ | 2771.281 | False | -1 | AN | 8102502
node_8102502_200842826 |  | 42.19990853421886 | -76.07734908285836 | PQ | 2771.281 | False | -1 | AD | 8102502
node_8102502_200842827 |  | 42.200392352318815 | -76.07774332927534 | PQ | 2771.281 | False | -1 | AN | 8102502
node_8102502_200842828 |  | 42.20075960104311 | -76.07803376095669 | PQ | 2771.281 | False | -1 | AD | 8102502
node_8102502_200842829 |  | 42.20149029127274 | -76.07860786743987 | PQ | 2771.281 | False | -1 | AN | 8102502
node_8102502_200842830 |  | 42.20211092548406 | -76.07913769277425 | PQ | 2771.281 | False | -1 | AN | 8102502
node_8102502_200842832 |  | 42.20249871127874 | -76.07977130240786 | PQ | 2771.281 | False | -1 | AN | 8102502
node_8102502_200842833 |  | 42.202016714618075 | -76.08046657617587 | PQ | 2771.281 | False | -1 | AD | 8102502
node_8102502_200842834 |  | 42.20142973184005 | -76.08091732395388 | PQ | 2771.281 | False | -1 | AD | 8102502
node_8102502_200842835 |  | 42.20086149756119 | -76.08133125510872 | PQ | 2771.281 | False | -1 | AN | 8102502
node_8102502_200842836 |  | 42.20285677885341 | -76.0801073962894 | PQ | 2771.281 | False | -1 | AN | 8102502
node_8102502_200842837 |  | 42.19729568366355 | -76.06507760053232 | PQ | 2771.281 | False | -1 | AD | 8102502
node_8102502_200842838 |  | 42.197274404322414 | -76.06575165252455 | PQ | 2771.281 | False | -1 | AD | 8102502
node_8102502_200842840 |  | 42.19727992068141 | -76.06609450709014 | PQ | 2771.281 | False | -1 | AN | 8102502
node_8102502_200842844 |  | 42.19592133513436 | -76.06816642657115 | PQ | 2771.281 | False | -1 | AD | 8102502
node_8102502_200842845 |  | 42.19626051178152 | -76.06825782325801 | PQ | 2771.281 | False | -1 | AD | 8102502
node_8102502_200842846 |  | 42.19657751891044 | -76.06834655295583 | PQ | 2771.281 | False | -1 | AN | 8102502
node_8102502_200842847 |  | 42.19686713871383 | -76.06840749042131 | PQ | 2771.281 | False | -1 | AD | 8102502
node_8102502_200842848 |  | 42.19716041782984 | -76.06846135903426 | PQ | 2771.281 | False | -1 | AN | 8102502
node_8102502_200842849 |  | 42.19801671889543 | -76.0632311690768 | PQ | 2771.281 | False | -1 | AD | 8102502
node_8102502_200842850 |  | 42.198074824178335 | -76.06368618555909 | PQ | 2771.281 | False | -1 | AN | 8102502
node_8102502_200842851 |  | 42.198191746885826 | -76.06432565419856 | PQ | 2771.281 | False | -1 | AD | 8102502
node_8102502_200842852 |  | 42.1983200830332 | -76.06509930929039 | PQ | 2771.281 | False | -1 | AN | 8102502
node_8102502_200842858 |  | 42.19566834954228 | -76.07073902853921 | PQ | 2771.281 | False | -1 | AN | 8102502
node_8102502_200842859 |  | 42.1959160050278 | -76.07193515980353 | PQ | 2771.281 | False | -1 | AN | 8102502
node_8102502_200842860 |  | 42.19612245490023 | -76.07304088736835 | PQ | 2771.281 | False | -1 | AN | 8102502
node_8102502_200842861 |  | 42.196306307969415 | -76.07438360030652 | PQ | 2771.281 | False | -1 | AD | 8102502
node_8102502_200842862 |  | 42.196515666666706 | -76.0757100259693 | PQ | 2771.281 | False | -1 | AD | 8102502
node_8102502_200842863 |  | 42.19693178200514 | -76.07642940916597 | PQ | 2771.281 | False | -1 | AN | 8102502
node_8102502_200842864 |  | 42.196456164490506 | -76.07672307851873 | PQ | 2771.281 | False | -1 | AN | 8102502
node_8102502_200842865 |  | 42.19648793422636 | -76.07746695540351 | PQ | 2771.281 | False | -1 | AN | 8102502
node_8102502_200842867 |  | 42.19562975420234 | -76.07737468747487 | PQ | 2771.281 | False | -1 | AD | 8102502
node_8102502_200842868 |  | 42.19509726943573 | -76.07735444727282 | PQ | 2771.281 | False | -1 | AD | 8102502
node_8102502_200842869 |  | 42.19431167034372 | -76.076979984512 | PQ | 2771.281 | False | -1 | AN | 8102502
node_8102502_200842870 |  | 42.196985841775515 | -76.07853465269393 | PQ | 2771.281 | False | -1 | AD | 8102502
node_8102502_200842871 |  | 42.197561545324966 | -76.07968012258031 | PQ | 2771.281 | False | -1 | AD | 8102502
node_8102502_200842872 |  | 42.19781295872733 | -76.08116626702555 | PQ | 2771.281 | False | -1 | AD | 8102502
node_8102502_200842873 |  | 42.19769234931716 | -76.0828059022061 | PQ | 2771.281 | False | -1 | AD | 8102502
node_8102502_200842874 |  | 42.197547557219 | -76.08441925556036 | PQ | 2771.281 | False | -1 | AD | 8102502
node_8102502_200842875 |  | 42.197432417604716 | -76.08568293659677 | PQ | 2771.281 | False | -1 | AN | 8102502
node_8102502_200842876 |  | 42.19728028496927 | -76.08790931697315 | PQ | 2771.281 | False | -1 | AD | 8102502
node_8102502_200890398 |  | 42.19908722122171 | -76.09530109963767 | PQ | 2771.281 | False | -1 | AN | 8102502
node_8102502_200890399 |  | 42.2004288906649 | -76.09717598912165 | PQ | 2771.281 | False | -1 | AN | 8102502
node_8102502_200890402 |  | 42.19720176313226 | -76.09214871099437 | PQ | 2771.281 | False | -1 | AN | 8102502
node_8102502_200890403 |  | 42.19773971221675 | -76.09314266851106 | PQ | 2771.281 | False | -1 | AN | 8102502
node_8102502_200890404 |  | 42.20126804007208 | -76.10386118709323 | PQ | 2771.281 | False | -1 | AN | 8102502
node_8102502_200890405 |  | 42.200974007729286 | -76.10496087683838 | PQ | 2771.281 | False | -1 | AD | 8102502
node_8102502_200890406 |  | 42.200696516246474 | -76.10607357433743 | PQ | 2771.281 | False | -1 | AN | 8102502
node_8102502_200890407 |  | 42.20042041343993 | -76.10712320382342 | PQ | 2771.281 | False | -1 | AN | 8102502
node_8102502_200890409 |  | 42.19968481764975 | -76.10988848338417 | PQ | 2771.281 | False | -1 | AN | 8102502
node_8102502_200890410 |  | 42.197701703024194 | -76.09428752966956 | PQ | 2771.281 | False | -1 | AN | 8102502
node_8102502_200890411 |  | 42.19767483337089 | -76.09510911447296 | PQ | 2771.281 | False | -1 | AD | 8102502
node_8102502_200890412 |  | 42.19780171510585 | -76.09516797085 | PQ | 2771.281 | False | -1 | AN | 8102502
node_8102502_200890413 |  | 42.197636177772814 | -76.09648103874034 | PQ | 2771.281 | False | -1 | AN | 8102502
node_8102502_200890414 |  | 42.197614873780616 | -76.09723008600757 | PQ | 2771.281 | False | -1 | AN | 8102502
node_8102502_200890415 |  | 42.1980075404848 | -76.09810173107013 | PQ | 2771.281 | False | -1 | AN | 8102502
node_8102502_200890417 |  | 42.198782279416214 | -76.09817580183964 | PQ | 2771.281 | False | -1 | AN | 8102502
node_8102502_200890418 |  | 42.19955578853373 | -76.09821649149397 | PQ | 2771.281 | False | -1 | AD | 8102502
node_8102502_200890419 |  | 42.200303797501164 | -76.0982615906209 | PQ | 2771.281 | False | -1 | AD | 8102502
node_8102502_200890420 |  | 42.19834389595531 | -76.0986153223928 | PQ | 2771.281 | False | -1 | AD | 8102502
node_8102502_200890421 |  | 42.19863558370857 | -76.09902139715344 | PQ | 2771.281 | False | -1 | AD | 8102502
node_8102502_200890422 |  | 42.199255555080335 | -76.09994525965456 | PQ | 2771.281 | False | -1 | AD | 8102502
node_8102502_200890423 |  | 42.19978922035874 | -76.1007317284683 | PQ | 2771.281 | False | -1 | AD | 8102502
node_8102502_200890424 |  | 42.20009470996552 | -76.10119214741054 | PQ | 2771.281 | False | -1 | AD | 8102502
node_8102502_200890425 |  | 42.20029785111815 | -76.1014765793177 | PQ | 2771.281 | False | -1 | AN | 8102502
node_8102502_200890426 |  | 42.20074013218524 | -76.10260985181917 | PQ | 2771.281 | False | -1 | AD | 8102502
node_8102502_200890427 |  | 42.207397202461394 | -76.1199920041877 | PQ | 2771.281 | False | -1 | AN | 8102502
node_8102502_200890430 |  | 42.208702552679014 | -76.08952175343104 | PQ | 2771.281 | False | -1 | AN | 8102502
node_8102502_200890431 |  | 42.20916460389468 | -76.09026952617428 | PQ | 2771.281 | False | -1 | AN | 8102502
node_8102502_200890432 |  | 42.20953324403426 | -76.0908565795386 | PQ | 2771.281 | False | -1 | AD | 8102502
node_8102502_200890434 |  | 42.209332537858366 | -76.09164552891846 | PQ | 2771.281 | False | -1 | AD | 8102502
node_8102502_200890435 |  | 42.20931683513436 | -76.09232826289211 | PQ | 2771.281 | False | -1 | AN | 8102502
node_8102502_200890436 |  | 42.20931443850372 | -76.0929067255842 | PQ | 2771.281 | False | -1 | AD | 8102502
node_8102502_200890437 |  | 42.20989965736159 | -76.09138594832706 | PQ | 2771.281 | False | -1 | AN | 8102502
node_8102502_200890438 |  | 42.20984967049381 | -76.09281424840536 | PQ | 2771.281 | False | -1 | AD | 8102502
node_8102502_200890439 |  | 42.20982564119019 | -76.0939933124617 | PQ | 2771.281 | False | -1 | AD | 8102502
node_8102502_200890440 |  | 42.209844827930404 | -76.09499629056468 | PQ | 2771.281 | False | -1 | AD | 8102502
node_8102502_200890441 |  | 42.209799497373595 | -76.09633729145568 | PQ | 2771.281 | False | -1 | AD | 8102502
node_8102502_200890442 |  | 42.20977037077897 | -76.09722518955267 | PQ | 2771.281 | False | -1 | AN | 8102502
node_8102502_200890443 |  | 42.209705563147274 | -76.09868001494841 | PQ | 2771.281 | False | -1 | AD | 8102502
node_8102502_200890444 |  | 42.20959363090954 | -76.10061648867125 | PQ | 2771.281 | False | -1 | AD | 8102502
node_8102502_200890445 |  | 42.210039217957416 | -76.10073600478168 | PQ | 2771.281 | False | -1 | AN | 8102502
node_8102502_200890446 |  | 42.2095339424809 | -76.10216541959291 | PQ | 2771.281 | False | -1 | AN | 8102502
node_8102502_200890447 |  | 42.20950060329435 | -76.10320074397369 | PQ | 2771.281 | False | -1 | AN | 8102502
node_8102502_200890448 |  | 42.209869300953066 | -76.1041162783165 | PQ | 2771.281 | False | -1 | AD | 8102502
node_8102502_200890449 |  | 42.21063820306173 | -76.10587089458475 | PQ | 2771.281 | False | -1 | AD | 8102502
node_8102502_200890450 |  | 42.21147192649712 | -76.10788872478895 | PQ | 2771.281 | False | -1 | AN | 8102502
node_8102502_200890451 |  | 42.21134840004506 | -76.108926232981 | PQ | 2771.281 | False | -1 | AD | 8102502
node_8102502_200890452 |  | 42.21111457380314 | -76.11092815256019 | PQ | 2771.281 | False | -1 | AD | 8102502
node_8102502_200890453 |  | 42.21100393985446 | -76.11203088594475 | PQ | 2771.281 | False | -1 | AD | 8102502
node_8102502_200890454 |  | 42.21094146037825 | -76.11258294506499 | PQ | 2771.281 | False | -1 | AN | 8102502
node_8102502_200890455 |  | 42.211699313334876 | -76.11254940035417 | PQ | 2771.281 | False | -1 | AN | 8102502
node_8102502_200890457 |  | 42.212488982590465 | -76.11270419604988 | PQ | 2771.281 | False | -1 | AN | 8102502
node_8102502_200890458 |  | 42.21088262378062 | -76.11318426929358 | PQ | 2771.281 | False | -1 | AD | 8102502
node_8102502_200890459 |  | 42.21029816636654 | -76.11381358359108 | PQ | 2771.281 | False | -1 | AD | 8102502
node_8102502_200890461 |  | 42.208345320501316 | -76.11595266478017 | PQ | 2771.281 | False | -1 | AD | 8102502
node_8102502_200890462 |  | 42.20749064366655 | -76.11701116647504 | PQ | 2771.281 | False | -1 | AN | 8102502
node_8102502_200890463 |  | 42.2066057939367 | -76.11811923383765 | PQ | 2771.281 | False | -1 | AN | 8102502
node_8102502_200890464 |  | 42.206285354832694 | -76.1195623982899 | PQ | 2771.281 | False | -1 | AD | 8102502
node_8102502_200890465 |  | 42.20623243175 | -76.12053729121025 | PQ | 2771.281 | False | -1 | AN | 8102502
node_8102502_200890466 |  | 42.20620790394721 | -76.1207624520445 | PQ | 2771.281 | False | -1 | AN | 8102502
node_8102502_200890468 |  | 42.20613992728505 | -76.12207346547825 | PQ | 2771.281 | False | -1 | AN | 8102502
node_8102502_200890470 |  | 42.20605876778482 | -76.12303544575842 | PQ | 2771.281 | False | -1 | AN | 8102502
node_8102502_200890472 |  | 42.206023448296605 | -76.12417037704334 | PQ | 2771.281 | False | -1 | AD | 8102502
node_8102502_200890473 |  | 42.20600870148586 | -76.12489500671343 | PQ | 2771.281 | False | -1 | AN | 8102502
node_8102502_200890474 |  | 42.20597165916258 | -76.12598731563301 | PQ | 2771.281 | False | -1 | AN | 8102502
node_8102502_200890597 |  | 42.21958131386017 | -76.09535306217145 | PQ | 2771.281 | False | -1 | AN | 8102502
node_8102502_200890598 |  | 42.21959382838065 | -76.09500712211643 | PQ | 2771.281 | False | -1 | AD | 8102502
node_8102502_200890599 |  | 42.219601464730644 | -76.09425895370008 | PQ | 2771.281 | False | -1 | AN | 8102502
node_8102502_200890600 |  | 42.21958863796342 | -76.09332538198923 | PQ | 2771.281 | False | -1 | AN | 8102502
node_8102502_200890601 |  | 42.21973858213272 | -76.09255459172299 | PQ | 2771.281 | False | -1 | AN | 8102502
node_8102502_200890604 |  | 42.21978917705992 | -76.09093798167454 | PQ | 2771.281 | False | -1 | AN | 8102502
node_8102502_200890606 |  | 42.21979609305122 | -76.08972377119215 | PQ | 2771.281 | False | -1 | AN | 8102502
node_8102502_200890608 |  | 42.219849383160785 | -76.08793868048434 | PQ | 2771.281 | False | -1 | AN | 8102502
node_8102502_200890610 |  | 42.21973665661118 | -76.08639898700828 | PQ | 2771.281 | False | -1 | AN | 8102502
node_8102502_200890612 |  | 42.21959450217624 | -76.08502844759683 | PQ | 2771.281 | False | -1 | AN | 8102502
node_8102502_200890614 |  | 42.21992426759722 | -76.0850085726315 | PQ | 2771.281 | False | -1 | AD | 8102502
node_8102502_200890615 |  | 42.22083394094256 | -76.08504700238356 | PQ | 2771.281 | False | -1 | AN | 8102502
node_8102502_200890859 |  | 42.22813904645059 | -76.10571633857565 | PQ | 2771.281 | False | -1 | AN | 8102502
node_8102502_200890860 |  | 42.21849471713197 | -76.0974263588993 | PQ | 2771.281 | False | -1 | AN | 8102502
node_8102502_200890948 |  | 42.22770160794692 | -76.1270197980155 | PQ | 2771.281 | False | -1 | AD | 8102502
node_8102502_200890949 |  | 42.227694020899044 | -76.12562575029418 | PQ | 2771.281 | False | -1 | AN | 8102502
node_8102502_200890950 |  | 42.22754857965636 | -76.12441679389431 | PQ | 2771.281 | False | -1 | AN | 8102502
node_8102502_200890951 |  | 42.22737436241187 | -76.12298288971495 | PQ | 2771.281 | False | -1 | AD | 8102502
node_8102502_200890952 |  | 42.22704764276607 | -76.1206169546672 | PQ | 2771.281 | False | -1 | AN | 8102502
node_8102502_200890953 |  | 42.226130007128965 | -76.11994571804141 | PQ | 2771.281 | False | -1 | AD | 8102502
node_8102502_200890954 |  | 42.22518091400275 | -76.1192412296551 | PQ | 2771.281 | False | -1 | AN | 8102502
node_8102502_200890955 |  | 42.22452007117669 | -76.11868346751552 | PQ | 2771.281 | False | -1 | AN | 8102502
node_8102502_200890956 |  | 42.224182598191554 | -76.11954098628668 | PQ | 2771.281 | False | -1 | AN | 8102502
node_8102502_200890957 |  | 42.22442945388719 | -76.11757175159016 | PQ | 2771.281 | False | -1 | AN | 8102502
node_8102502_200890959 |  | 42.22442026999855 | -76.11671409965979 | PQ | 2771.281 | False | -1 | AD | 8102502
node_8102502_200890962 |  | 42.22392331562364 | -76.11458139869981 | PQ | 2771.281 | False | -1 | AN | 8102502
node_8102502_200890963 |  | 42.22373588815103 | -76.11373447559833 | PQ | 2771.281 | False | -1 | AD | 8102502
node_8102502_200890964 |  | 42.22357577952879 | -76.11307849901964 | PQ | 2771.281 | False | -1 | AN | 8102502
node_8102502_200890965 |  | 42.22394416767977 | -76.11291544745204 | PQ | 2771.281 | False | -1 | AD | 8102502
node_8102502_200890966 |  | 42.223917232290304 | -76.11176287827675 | PQ | 2771.281 | False | -1 | AN | 8102502
node_8102502_200890968 |  | 42.22387310689634 | -76.11013576006326 | PQ | 2771.281 | False | -1 | AD | 8102502
node_8102502_200890969 |  | 42.2238704582771 | -76.10895620141552 | PQ | 2771.281 | False | -1 | AN | 8102502
node_8102502_200890971 |  | 42.22378809087503 | -76.10497927183404 | PQ | 2771.281 | False | -1 | AN | 8102502
node_8102502_200890972 |  | 42.22374282331537 | -76.10316404529154 | PQ | 2771.281 | False | -1 | AN | 8102502
node_8102502_200890973 |  | 42.223981683851164 | -76.1035729810732 | PQ | 2771.281 | False | -1 | AD | 8102502
node_8102502_200890974 |  | 42.22352511886542 | -76.10276725743566 | PQ | 2771.281 | False | -1 | AD | 8102502
node_8102502_200890975 |  | 42.222915851530885 | -76.10168620237278 | PQ | 2771.281 | False | -1 | AD | 8102502
node_8102502_200890976 |  | 42.22203789040227 | -76.10015776275343 | PQ | 2771.281 | False | -1 | AN | 8102502
node_8102502_200890977 |  | 42.22123277315028 | -76.09871629893469 | PQ | 2771.281 | False | -1 | AD | 8102502
node_8102502_200890978 |  | 42.22035260712146 | -76.09713676802335 | PQ | 2771.281 | False | -1 | AN | 8102502
node_8102502_200890980 |  | 42.2195685911752 | -76.09577592640795 | PQ | 2771.281 | False | -1 | AD | 8102502
node_8102502_200890981 |  | 42.21928937959632 | -76.096121250126 | PQ | 2771.281 | False | -1 | AD | 8102502
node_8102502_200890983 |  | 42.2187278641003 | -76.09520432712272 | PQ | 2771.281 | False | -1 | AD | 8102502
node_8102502_200890984 |  | 42.21828680463009 | -76.09490299540775 | PQ | 2771.281 | False | -1 | AN | 8102502
node_8102502_200890985 |  | 42.21790770970288 | -76.09463294850134 | PQ | 2771.281 | False | -1 | AD | 8102502
node_8102502_200890986 |  | 42.21777952420085 | -76.09523438306186 | PQ | 2771.281 | False | -1 | AN | 8102502
node_8102502_200890987 |  | 42.21742657309024 | -76.09659915097208 | PQ | 2771.281 | False | -1 | AN | 8102502
node_8102502_200890988 |  | 42.217699643816644 | -76.09673063238994 | PQ | 2771.281 | False | -1 | AD | 8102502
node_8102502_200890989 |  | 42.21709479997753 | -76.09408970452174 | PQ | 2771.281 | False | -1 | AN | 8102502
node_8102502_200890991 |  | 42.216593509755405 | -76.09382294094134 | PQ | 2771.281 | False | -1 | AD | 8102502
node_8102502_200890992 |  | 42.21620096630651 | -76.09365019157767 | PQ | 2771.281 | False | -1 | AN | 8102502
node_8102502_200890993 |  | 42.21517419495727 | -76.0931881480929 | PQ | 2771.281 | False | -1 | AN | 8102502
node_8102502_200890994 |  | 42.21511446818255 | -76.0925812311769 | PQ | 2771.281 | False | -1 | AN | 8102502
node_8102502_200890997 |  | 42.2152215304668 | -76.09362050848435 | PQ | 2771.281 | False | -1 | AD | 8102502
node_8102502_200890998 |  | 42.21414647317279 | -76.09265452962292 | PQ | 2771.281 | False | -1 | AN | 8102502
node_8102502_200890999 |  | 42.21473575397723 | -76.09188509377621 | PQ | 2771.281 | False | -1 | AN | 8102502
node_8102502_200891000 |  | 42.21344985892245 | -76.09255125893783 | PQ | 2771.281 | False | -1 | AD | 8102502
node_8102502_200891001 |  | 42.213463197883875 | -76.09193661878682 | PQ | 2771.281 | False | -1 | AN | 8102502
node_8102502_200891003 |  | 42.21277595377462 | -76.0923588628818 | PQ | 2771.281 | False | -1 | AN | 8102502
node_8102502_200891004 |  | 42.21283276350747 | -76.09187421656988 | PQ | 2771.281 | False | -1 | AD | 8102502
node_8102502_200891005 |  | 42.21286602600184 | -76.09116801613641 | PQ | 2771.281 | False | -1 | AN | 8102502
node_8102502_200891006 |  | 42.212086948484206 | -76.09218053604893 | PQ | 2771.281 | False | -1 | AD | 8102502
node_8102502_200891008 |  | 42.21153168887893 | -76.09139246932449 | PQ | 2771.281 | False | -1 | AN | 8102502
node_8102502_200891009 |  | 42.21059370790189 | -76.09101114696135 | PQ | 2771.281 | False | -1 | AN | 8102502
node_8102502_200891685 |  | 42.19814543576471 | -76.09141079583827 | PQ | 2771.281 | False | -1 | AN | 8102502
node_8102502_200891686 |  | 42.19796057200214 | -76.08901625818919 | PQ | 2771.281 | False | -1 | AN | 8102502
node_8102502_200891687 |  | 42.19794945437494 | -76.08961475944224 | PQ | 2771.281 | False | -1 | AN | 8102502
node_8102502_200891688 |  | 42.19791373499178 | -76.09059390584865 | PQ | 2771.281 | False | -1 | AN | 8102502
node_8102502_200891689 |  | 42.19857801527093 | -76.09050926984584 | PQ | 2771.281 | False | -1 | AN | 8102502
node_8102502_200891690 |  | 42.199484174470996 | -76.09054483857686 | PQ | 2771.281 | False | -1 | AN | 8102502
node_8102502_200891691 |  | 42.20015591032572 | -76.09056527661548 | PQ | 2771.281 | False | -1 | AN | 8102502
node_8102502_200891693 |  | 42.197792572302305 | -76.09155106956946 | PQ | 2771.281 | False | -1 | AN | 8102502
node_8102502_200891694 |  | 42.19776739535498 | -76.09224899891284 | PQ | 2771.281 | False | -1 | AN | 8102502
node_8102502_200891780 |  | 42.211976593914194 | -76.10918465698943 | PQ | 2771.281 | False | -1 | AN | 8102502
node_8102502_200891782 |  | 42.212497563897685 | -76.1105163481484 | PQ | 2771.281 | False | -1 | AN | 8102502
node_8102502_200891783 |  | 42.21288430886992 | -76.11143812195199 | PQ | 2771.281 | False | -1 | AN | 8102502
node_8102502_200891784 |  | 42.21306035850972 | -76.11209767100245 | PQ | 2771.281 | False | -1 | AN | 8102502
node_8102502_200891785 |  | 42.21315705091554 | -76.11202934890684 | PQ | 2771.281 | False | -1 | AD | 8102502
node_8102502_200891786 |  | 42.213775436402564 | -76.11182476307499 | PQ | 2771.281 | False | -1 | AD | 8102502
node_8102502_200891787 |  | 42.214517184001245 | -76.11226072637459 | PQ | 2771.281 | False | -1 | AN | 8102502
node_8102502_200911575 |  | 42.22425003800845 | -76.103916238921 | PQ | 2771.281 | False | -1 | AD | 8102502
node_8102502_200911578 |  | 42.21578849658567 | -76.09342458561116 | PQ | 2771.281 | False | -1 | AD | 8102502
node_8102502_200946844 |  | 42.22433527588928 | -76.11634952492248 | PQ | 2771.281 | False | -1 | AN | 8102502
node_8102502_200946845 |  | 42.22409216989349 | -76.11538398738877 | PQ | 2771.281 | False | -1 | AD | 8102502
node_8102502_200969549 |  | 42.19587973236534 | -76.06369243262897 | PQ | 2771.281 | False | -1 | ABCD | 8102502
node_8102502_200969550 |  | 42.197950024088286 | -76.06283645850482 | PQ | 2771.281 | False | -1 | ABCD | 8102502
node_8102502_200969551 |  | 42.19577483663519 | -76.06545864896792 | PQ | 2771.281 | False | -1 | ABCN | 8102502
node_8102502_200969713 |  | 42.2197620006379 | -76.09152022228406 | PQ | 2771.281 | False | -1 | AN | 8102502
node_8102502_200982840 |  | 42.20975488717549 | -76.09086626592102 | PQ | 2771.281 | False | -1 | AD | 8102502
node_8102502_200983826 |  | 42.195756337385596 | -76.06581055836074 | PQ | 2771.281 | False | -1 | ABCD | 8102502
node_8102502_200983855 |  | 42.19578349737359 | -76.06495281131663 | PQ | 2771.281 | False | -1 | ABCD | 8102502
node_8102502_200983856 |  | 42.19569528493175 | -76.06482374959211 | PQ | 2771.281 | False | -1 | ABCD | 8102502
node_8102502_200983857 |  | 42.195699804292396 | -76.06423571084952 | PQ | 2771.281 | False | -1 | ABCD | 8102502
node_8102502_201016821 |  | 42.19803375277656 | -76.06128525626724 | PQ | 2771.281 | False | -1 | ABCD | 8102502
node_8102502_201017040 |  | 42.19810558322081 | -76.06126130282512 | PQ | 2771.281 | False | -1 | ABCD | 8102502
node_8102502_201052133 |  | 42.2091250964656 | -76.11509485305872 | PQ | 2771.281 | False | -1 | AN | 8102502
node_8102502_201053643 |  | 42.22383622891345 | -76.10701455350568 | PQ | 2771.281 | False | -1 | AD | 8102502
node_8102502_201059633 |  | 42.19732792998653 | -76.07447306047779 | PQ | 2771.281 | False | -1 | AN | 8102502
node_8102502_201059634 |  | 42.19747224275856 | -76.07463718492828 | PQ | 2771.281 | False | -1 | AD | 8102502
node_8102502_201059635 |  | 42.19789200919259 | -76.07513406667061 | PQ | 2771.281 | False | -1 | AD | 8102502
node_8102502_201059636 |  | 42.19831982282759 | -76.07559698520171 | PQ | 2771.281 | False | -1 | AN | 8102502
node_8102502_310012862 |  | 42.22375411349997 | -76.10407444729739 | PQ | 2771.281 | False | -1 | AD | 8102502
node_8102502_310012863 |  | 42.22395437047881 | -76.10411988883375 | PQ | 2771.281 | False | -1 | AN | 8102502
node_8102502_311859697 |  | 42.19744661113616 | -76.07041337434083 | PQ | 2771.281 | False | -1 | AN | 8102502
node_8102502_311997606 |  | 42.1946332844815 | -76.06713114404042 | PQ | 2771.281 | False | -1 | ABCN | 8102502
node_8102502_312024018 |  | 42.20593152724002 | -76.07776450920106 | PQ | 2771.281 | False | -1 | AD | 8102502
node_8102502_312024021 |  | 42.20598019664569 | -76.07684650951033 | PQ | 2771.281 | False | -1 | AD | 8102502
node_8102502_312024026 |  | 42.2060066828381 | -76.07557577103505 | PQ | 2771.281 | False | -1 | AD | 8102502
node_8102502_312024030 |  | 42.206056834046265 | -76.074294817345 | PQ | 2771.281 | False | -1 | AD | 8102502
node_8102502_312024031 |  | 42.20610468722801 | -76.07328365185202 | PQ | 2771.281 | False | -1 | AN | 8102502
node_220417470 |  | 42.19555648851872 | -76.06911450502832 | PQ | 2771.281 | False | -1 | ABCD | 8102502
node_220555616 |  | 42.19555643099959 | -76.06908960044888 | PQ | 2771.281 | False | -1 | ABCD | 8102502
node_SOURCE_8102502 |  | 42.197948372467394 | -76.06117159916268 | SWING | 2771.281 | False | -1 | ABCN | 8102502
node_intto1_8102502_200841158 |  | 42.20489096499329 | -76.07824051157706 | PQ | 2771.281 | False | -1 | AD | 8102502
node_intto1_8102502_200841332 |  | 42.20372131063339 | -76.0795351806672 | PQ | 2771.281 | False | -1 | AD | 8102502
node_intto1_8102502_200841924 |  | 42.197999452198744 | -76.08812316307791 | PQ | 2771.281 | False | -1 | AD | 8102502
node_intto1_8102502_200842061 |  | 42.2034965861099 | -76.07720552580118 | PQ | 2771.281 | False | -1 | AD | 8102502
node_intto1_8102502_200842773 |  | 42.19559640132076 | -76.06977366221021 | PQ | 2771.281 | False | -1 | AD | 8102502
node_intto1_8102502_200842799 |  | 42.197319836222455 | -76.06371033683779 | PQ | 2771.281 | False | -1 | AD | 8102502
node_intto1_8102502_200842833 |  | 42.202016714618075 | -76.08046657617587 | PQ | 2771.281 | False | -1 | AD | 8102502
node_intto1_8102502_200842844 |  | 42.19592133513436 | -76.06816642657115 | PQ | 2771.281 | False | -1 | AD | 8102502
node_intto1_8102502_200842858 |  | 42.19566834954228 | -76.07073902853921 | PQ | 2771.281 | False | -1 | AD | 8102502
node_intto1_8102502_200890415 |  | 42.1980075404848 | -76.09810173107013 | PQ | 2771.281 | False | -1 | AD | 8102502
node_intto1_8102502_200890417 |  | 42.198782279416214 | -76.09817580183964 | PQ | 2771.281 | False | -1 | AD | 8102502
node_intto1_8102502_200890427 |  | 42.207397202461394 | -76.1199920041877 | PQ | 2771.281 | False | -1 | AN | 8102502
node_intto1_8102502_200890437 |  | 42.20989965736159 | -76.09138594832706 | PQ | 2771.281 | False | -1 | AD | 8102502
node_intto1_8102502_200890450 |  | 42.21147192649712 | -76.10788872478895 | PQ | 2771.281 | False | -1 | AD | 8102502
node_intto1_8102502_200890597 |  | 42.21958131386017 | -76.09535306217145 | PQ | 2771.281 | False | -1 | AD | 8102502
node_intto1_8102502_200890978 |  | 42.22035260712146 | -76.09713676802335 | PQ | 2771.281 | False | -1 | AD | 8102502
node_intto1_8102502_200891009 |  | 42.21059370790189 | -76.09101114696135 | PQ | 2771.281 | False | -1 | AD | 8102502
node_intto1_8102502_200891780 |  | 42.211976593914194 | -76.10918465698943 | PQ | 2771.281 | False | -1 | AD | 8102502
node_intto1_8102502_200911575 |  | 42.22425003800845 | -76.103916238921 | PQ | 2771.281 | False | -1 | AD | 8102502
node_intto1_8102502_200982840 |  | 42.20975488717549 | -76.09086626592102 | PQ | 2771.281 | False | -1 | AD | 8102502
node_intto1_8102502_311997606 |  | 42.1946332844815 | -76.06713114404042 | PQ | 2771.281 | False | -1 | ABCN | 8102502
node_intto1_8102502_312024018 |  | 42.20593152724002 | -76.07776450920106 | PQ | 2771.281 | False | -1 | AD | 8102502
node_intto1_220417470 |  | 42.19555648851872 | -76.06911450502832 | PQ | 2771.281 | False | -1 | ABCD | 8102502
node_intto1_220555616 |  | 42.19555643099959 | -76.06908960044888 | PQ | 2771.281 | False | -1 | ABCD | 8102502

## Capacitor
Name | GroupId | NominalVoltage | RemoteSense | RemoteSenseB | ParticipatingPhases | PhasesConnected | SwitchA | SwitchB | SwitchC | Control | ControlLevel | VoltageSetHigh | VoltageSetLow | ReactivePowerSetHigh | ReactivePowerSetLow | CapacitorA | CapacitorB | CapacitorC | TimeDelay | DwellTime | LockoutTime | CurrentSetHigh | CurrentSetLow | Status | ParentNode | Phases | Feeder | Comments
cap_220369555 |  | 0 |  |  |  |  | CLOSED | OPEN | OPEN | MANUAL | BANK | 0 | 0 | 0 | 0 | 50000 | 0 | 0 | 0 | 0 | 0 | 0 | 0 | OPEN | node_1338402_794_15338902_687 | AN | 8102502
cap_220625411 |  | 0 |  |  |  |  | CLOSED | OPEN | OPEN | MANUAL | BANK | 0 | 0 | 0 | 0 | 50000 | 0 | 0 | 0 | 0 | 0 | 0 | 0 | OPEN | node_1338472_965_15331685_667 | AN | 8102502
cap_220651481 |  | 0 |  |  |  |  | CLOSED | OPEN | OPEN | MANUAL | BANK | 0 | 0 | 0 | 0 | 50000 | 0 | 0 | 0 | 0 | 0 | 0 | 0 | OPEN | node_1343309_797_15329432_832 | AN | 8102502

## EVChargingStation
Name | GroupId | ServiceCharge | ServiceDischarge | ChargeEfficiency | DischargeEfficiency | CommitmentStatus | ConstructionTime | CalendarLife | YearOfInstallation | DepthOfDischarge | ReactivePower | ReactivePowerA | ReactivePowerB | ReactivePowerC | ActivePower | ActivePowerA | ActivePowerB | ActivePowerC | Energy | MaxEnergy | PowerCharge | PowerDischarge | RampUpLimit | RampDownLimit | CapitalCost | FixedOperatingCost | VariableOperatingCost | MaxReactivePower | MaxActivePower | OutputSchedule | PlanningStatus | UnitType | UnitSubtype | ParentNode | Phases | Feeder | Comments
evchargingstation_load_220342037 |  | 0 | 0 | 0.92 | 0 | False | 0 | 0 | 0 | 0 | 0 | 0 | 0 | 0 | 0 | 0 | 0 | 0 | 0 | 396.39595391551063 | 0 | 0 | 0 | 0 | 0 | 0 | 0.001 | 28.144004378690358 | 66.06599231925178 | OPTIMIZED | INSTALLED |  |  | node_1349772_996_15330219_527 | AN | 8102502
evchargingstation_load_220342038 |  | 0 | 0 | 0.92 | 0 | False | 0 | 0 | 0 | 0 | 0 | 0 | 0 | 0 | 0 | 0 | 0 | 0 | 0 | 631.8931811494487 | 0 | 0 | 0 | 0 | 0 | 0 | 0.001 | 44.864233022148724 | 105.31553019157478 | OPTIMIZED | INSTALLED |  |  | node_1349989_031_15332130_965 | AN | 8102502
evchargingstation_load_220342039 |  | 0 | 0 | 0.92 | 0 | False | 0 | 0 | 0 | 0 | 0 | 0 | 0 | 0 | 0 | 0 | 0 | 0 | 0 | 956.6160659068044 | 0 | 0 | 0 | 0 | 0 | 0 | 0.001 | 67.91944271877814 | 159.4360109844674 | OPTIMIZED | INSTALLED |  |  | node_1350338_288_15333106_599 | AN | 8102502
evchargingstation_load_220342040 |  | 0 | 0 | 0.92 | 0 | False | 0 | 0 | 0 | 0 | 0 | 0 | 0 | 0 | 0 | 0 | 0 | 0 | 0 | 1641.1670121520401 | 0 | 0 | 0 | 0 | 0 | 0 | 0.001 | 116.52237029089582 | 273.52783535867337 | OPTIMIZED | INSTALLED |  |  | node_1350410_771_15333310_197 | AN | 8102502
evchargingstation_load_220342041 |  | 0 | 0 | 0.92 | 0 | False | 0 | 0 | 0 | 0 | 0 | 0 | 0 | 0 | 0 | 0 | 0 | 0 | 0 | 1496.3581581386252 | 0 | 0 | 0 | 0 | 0 | 0 | 0.001 | 106.24096874327105 | 249.39302635643753 | OPTIMIZED | INSTALLED |  |  | node_1350494_083_15333541_628 | AN | 8102502
evchargingstation_load_220342042 |  | 0 | 0 | 0.92 | 0 | False | 0 | 0 | 0 | 0 | 0 | 0 | 0 | 0 | 0 | 0 | 0 | 0 | 0 | 930.2871833589106 | 0 | 0 | 0 | 0 | 0 | 0 | 0.001 | 66.05011237337348 | 155.04786389315177 | OPTIMIZED | INSTALLED |  |  | node_1350283_618_15333807_292 | AN | 8102502
evchargingstation_load_220342043 |  | 0 | 0 | 0.92 | 0 | False | 0 | 0 | 0 | 0 | 0 | 0 | 0 | 0 | 0 | 0 | 0 | 0 | 0 | 329.1110318486712 | 0 | 0 | 0 | 0 | 0 | 0 | 0.001 | 23.36678168377669 | 54.8518386414452 | OPTIMIZED | INSTALLED |  |  | node_1351099_196_15335406_005 | AN | 8102502
evchargingstation_load_220342044 |  | 0 | 0 | 0.92 | 0 | False | 0 | 0 | 0 | 0 | 0 | 0 | 0 | 0 | 0 | 0 | 0 | 0 | 0 | 697.715387519183 | 0 | 0 | 0 | 0 | 0 | 0 | 0.001 | 49.537575815240196 | 116.28589791986383 | OPTIMIZED | INSTALLED |  |  | node_1349215_804_15330421_229 | AN | 8102502
evchargingstation_load_220342045 |  | 0 | 0 | 0.92 | 0 | False | 0 | 0 | 0 | 0 | 0 | 0 | 0 | 0 | 0 | 0 | 0 | 0 | 0 | 1535.8514819604657 | 0 | 0 | 0 | 0 | 0 | 0 | 0.001 | 109.04501505011754 | 255.97524699341093 | OPTIMIZED | INSTALLED |  |  | node_1351103_331_15335990_881 | AN | 8102502
evchargingstation_load_220342046 |  | 0 | 0 | 0.92 | 0 | False | 0 | 0 | 0 | 0 | 0 | 0 | 0 | 0 | 0 | 0 | 0 | 0 | 0 | 966.8550757865407 | 0 | 0 | 0 | 0 | 0 | 0 | 0.001 | 68.64643273573522 | 161.1425126310901 | OPTIMIZED | INSTALLED |  |  | node_1350811_883_15336580_322 | AN | 8102502
evchargingstation_load_220342047 |  | 0 | 0 | 0.92 | 0 | False | 0 | 0 | 0 | 0 | 0 | 0 | 0 | 0 | 0 | 0 | 0 | 0 | 0 | 2258.433036330437 | 0 | 0 | 0 | 0 | 0 | 0 | 0.001 | 160.34807516809985 | 376.4055060550728 | OPTIMIZED | INSTALLED |  |  | node_1351077_563_15337455_027 | AN | 8102502
evchargingstation_load_220342048 |  | 0 | 0 | 0.92 | 0 | False | 0 | 0 | 0 | 0 | 0 | 0 | 0 | 0 | 0 | 0 | 0 | 0 | 0 | 0 | 0 | 0 | 0 | 0 | 0 | 0 | 0.001 | 0 | 0 | OPTIMIZED | INSTALLED |  |  | node_1350511_262_15337527_38 | AN | 8102502
evchargingstation_load_220342049 |  | 0 | 0 | 0.92 | 0 | False | 0 | 0 | 0 | 0 | 0 | 0 | 0 | 0 | 0 | 0 | 0 | 0 | 0 | 1758.184267920457 | 0 | 0 | 0 | 0 | 0 | 0 | 0.001 | 124.83056159129374 | 293.03071132007614 | OPTIMIZED | INSTALLED |  |  | node_1349264_296_15330658_671 | AN | 8102502
evchargingstation_load_220342050 |  | 0 | 0 | 0.92 | 0 | False | 0 | 0 | 0 | 0 | 0 | 0 | 0 | 0 | 0 | 0 | 0 | 0 | 0 | 16.08987266815726 | 0 | 0 | 0 | 0 | 0 | 0 | 0.001 | 1.1423741876072342 | 2.6816454446928764 | OPTIMIZED | INSTALLED |  |  | node_1349381_992_15331171_178 | AN | 8102502
evchargingstation_load_220342051 |  | 0 | 0 | 0.92 | 0 | False | 0 | 0 | 0 | 0 | 0 | 0 | 0 | 0 | 0 | 0 | 0 | 0 | 0 | 1222.8303227799515 | 0 | 0 | 0 | 0 | 0 | 0 | 0.001 | 86.82057369478844 | 203.8050537966586 | OPTIMIZED | INSTALLED |  |  | node_1349421_326_15331486_599 | AN | 8102502
evchargingstation_load_220342052 |  | 0 | 0 | 0.92 | 0 | False | 0 | 0 | 0 | 0 | 0 | 0 | 0 | 0 | 0 | 0 | 0 | 0 | 0 | 3822.076116535901 | 0 | 0 | 0 | 0 | 0 | 0 | 0.001 | 271.3662666062846 | 637.0126860893168 | OPTIMIZED | INSTALLED |  |  | node_1349714_963_15331814_28 | AN | 8102502
evchargingstation_load_220342123 |  | 0 | 0 | 0.92 | 0 | False | 0 | 0 | 0 | 0 | 0 | 0 | 0 | 0 | 0 | 0 | 0 | 0 | 0 | 2044.876544553077 | 0 | 0 | 0 | 0 | 0 | 0 | 0.001 | 145.18563874205853 | 340.81275742551287 | OPTIMIZED | INSTALLED |  |  | node_1346478_613_15332270_467 | AN | 8102502
evchargingstation_load_220342125 |  | 0 | 0 | 0.92 | 0 | False | 0 | 0 | 0 | 0 | 0 | 0 | 0 | 0 | 0 | 0 | 0 | 0 | 0 | 5372.554755467419 | 0 | 0 | 0 | 0 | 0 | 0 | 0.001 | 381.44977594218716 | 895.4257925779032 | OPTIMIZED | INSTALLED |  |  | node_1348323_396_15330416_653 | AN | 8102502
evchargingstation_load_220342126 |  | 0 | 0 | 0.92 | 0 | False | 0 | 0 | 0 | 0 | 0 | 0 | 0 | 0 | 0 | 0 | 0 | 0 | 0 | 242.8108057194641 | 0 | 0 | 0 | 0 | 0 | 0 | 0.001 | 17.23949271593071 | 40.46846761991068 | OPTIMIZED | INSTALLED |  |  | node_1348089_596_15331170_216 | AN | 8102502
evchargingstation_load_220342128 |  | 0 | 0 | 0.92 | 0 | False | 0 | 0 | 0 | 0 | 0 | 0 | 0 | 0 | 0 | 0 | 0 | 0 | 0 | 3693.357135190644 | 0 | 0 | 0 | 0 | 0 | 0 | 0.001 | 262.2272731054267 | 615.559522531774 | OPTIMIZED | INSTALLED |  |  | node_1347371_245_15331376_692 | AN | 8102502
evchargingstation_load_220342129 |  | 0 | 0 | 0.92 | 0 | False | 0 | 0 | 0 | 0 | 0 | 0 | 0 | 0 | 0 | 0 | 0 | 0 | 0 | 2330.106105488592 | 0 | 0 | 0 | 0 | 0 | 0 | 0.001 | 165.43683599100115 | 388.351017581432 | OPTIMIZED | INSTALLED |  |  | node_1347266_398_15331867_058 | AN | 8102502
evchargingstation_load_220342130 |  | 0 | 0 | 0.92 | 0 | False | 0 | 0 | 0 | 0 | 0 | 0 | 0 | 0 | 0 | 0 | 0 | 0 | 0 | 3390.574985889866 | 0 | 0 | 0 | 0 | 0 | 0 | 0.001 | 240.72982176705466 | 565.0958309816443 | OPTIMIZED | INSTALLED |  |  | node_1346813_042_15332252_963 | AN | 8102502
evchargingstation_load_220342165 |  | 0 | 0 | 0.92 | 0 | False | 0 | 0 | 0 | 0 | 0 | 0 | 0 | 0 | 0 | 0 | 0 | 0 | 0 | 1566.5685115996748 | 0 | 0 | 0 | 0 | 0 | 0 | 0.001 | 111.22588352350981 | 261.09475193327916 | OPTIMIZED | INSTALLED |  |  | node_1347937_962_15337340_795 | AN | 8102502
evchargingstation_load_220342364 |  | 0 | 0 | 0.92 | 0 | False | 0 | 0 | 0 | 0 | 0 | 0 | 0 | 0 | 0 | 0 | 0 | 0 | 0 | 865.9276926862815 | 0 | 0 | 0 | 0 | 0 | 0 | 0.001 | 61.48061562294454 | 144.32128211438024 | OPTIMIZED | INSTALLED |  |  | node_1347064_949_15328754_722 | AN | 8102502
evchargingstation_load_220342365 |  | 0 | 0 | 0.92 | 0 | False | 0 | 0 | 0 | 0 | 0 | 0 | 0 | 0 | 0 | 0 | 0 | 0 | 0 | 1132.141949559429 | 0 | 0 | 0 | 0 | 0 | 0 | 0.001 | 80.38174659895483 | 188.6903249265715 | OPTIMIZED | INSTALLED |  |  | node_1346910_34_15329228_536 | AN | 8102502
evchargingstation_load_220342366 |  | 0 | 0 | 0.92 | 0 | False | 0 | 0 | 0 | 0 | 0 | 0 | 0 | 0 | 0 | 0 | 0 | 0 | 0 | 2382.763870584379 | 0 | 0 | 0 | 0 | 0 | 0 | 0.001 | 169.17553054097013 | 397.12731176406317 | OPTIMIZED | INSTALLED |  |  | node_1346765_124_15328686_38 | AN | 8102502
evchargingstation_load_220342422 |  | 0 | 0 | 0.92 | 0 | False | 0 | 0 | 0 | 0 | 0 | 0 | 0 | 0 | 0 | 0 | 0 | 0 | 0 | 2922.5059628162003 | 0 | 0 | 0 | 0 | 0 | 0 | 0.001 | 207.49705656546305 | 487.0843271360334 | OPTIMIZED | INSTALLED |  |  | node_1347409_514_15329187_46 | AN | 8102502
evchargingstation_load_220342423 |  | 0 | 0 | 0.92 | 0 | False | 0 | 0 | 0 | 0 | 0 | 0 | 0 | 0 | 0 | 0 | 0 | 0 | 0 | 2254.0448892391214 | 0 | 0 | 0 | 0 | 0 | 0 | 0.001 | 160.0365031809526 | 375.6741482065203 | OPTIMIZED | INSTALLED |  |  | node_1347128_393_15329163_032 | AN | 8102502
evchargingstation_load_220342424 |  | 0 | 0 | 0.92 | 0 | False | 0 | 0 | 0 | 0 | 0 | 0 | 0 | 0 | 0 | 0 | 0 | 0 | 0 | 3456.3971922595993 | 0 | 0 | 0 | 0 | 0 | 0 | 0.001 | 245.40316456014617 | 576.0661987099332 | OPTIMIZED | INSTALLED |  |  | node_1347825_41_15328987_437 | AN | 8102502
evchargingstation_load_220342427 |  | 0 | 0 | 0.92 | 0 | False | 0 | 0 | 0 | 0 | 0 | 0 | 0 | 0 | 0 | 0 | 0 | 0 | 0 | 78.98664764368108 | 0 | 0 | 0 | 0 | 0 | 0 | 0.001 | 5.6080248953736325 | 13.164441273946847 | OPTIMIZED | INSTALLED |  |  | node_1350364_073_15330664_622 | AN | 8102502
evchargingstation_load_220342635 |  | 0 | 0 | 0.92 | 0 | False | 0 | 0 | 0 | 0 | 0 | 0 | 0 | 0 | 0 | 0 | 0 | 0 | 0 | 28847.678978308857 | 0 | 0 | 0 | 0 | 0 | 0 | 0.001 | 2048.1766275488726 | 4807.9464963848095 | OPTIMIZED | INSTALLED |  |  | node_1353129_964_15327609_453 | AN | 8102502
evchargingstation_load_220342636 |  | 0 | 0 | 0.92 | 0 | False | 0 | 0 | 0 | 0 | 0 | 0 | 0 | 0 | 0 | 0 | 0 | 0 | 0 | 428.5756992518251 | 0 | 0 | 0 | 0 | 0 | 0 | 0.001 | 30.428752753904828 | 71.42928320863751 | OPTIMIZED | INSTALLED |  |  | node_1353044_835_15327235_409 | AN | 8102502
evchargingstation_load_220342641 |  | 0 | 0 | 0.92 | 0 | False | 0 | 0 | 0 | 0 | 0 | 0 | 0 | 0 | 0 | 0 | 0 | 0 | 0 | 0 | 0 | 0 | 0 | 0 | 0 | 0 | 0.001 | 0 | 0 | OPTIMIZED | INSTALLED |  |  | node_1353689_929_15328859_559 | AN | 8102502
evchargingstation_load_220342642 |  | 0 | 0 | 0.92 | 0 | False | 0 | 0 | 0 | 0 | 0 | 0 | 0 | 0 | 0 | 0 | 0 | 0 | 0 | 0 | 0 | 0 | 0 | 0 | 0 | 0 | 0.001 | 0 | 0 | OPTIMIZED | INSTALLED |  |  | node_1353695_054_15328885_331 | AN | 8102502
evchargingstation_load_220342643 |  | 0 | 0 | 0.92 | 0 | False | 0 | 0 | 0 | 0 | 0 | 0 | 0 | 0 | 0 | 0 | 0 | 0 | 0 | 948.0565380642859 | 0 | 0 | 0 | 0 | 0 | 0 | 0.001 | 67.31173852128637 | 158.0094230107143 | OPTIMIZED | INSTALLED |  |  | node_1353820_404_15329097_058 | AN | 8102502
evchargingstation_load_220342644 |  | 0 | 0 | 0.92 | 0 | False | 0 | 0 | 0 | 0 | 0 | 0 | 0 | 0 | 0 | 0 | 0 | 0 | 0 | 948.0565380642859 | 0 | 0 | 0 | 0 | 0 | 0 | 0.001 | 67.31173852128637 | 158.0094230107143 | OPTIMIZED | INSTALLED |  |  | node_1353825_557_15329122_821 | BN | 8102502
evchargingstation_load_220342645 |  | 0 | 0 | 0.92 | 0 | False | 0 | 0 | 0 | 0 | 0 | 0 | 0 | 0 | 0 | 0 | 0 | 0 | 0 | 948.0565380642859 | 0 | 0 | 0 | 0 | 0 | 0 | 0.001 | 67.31173852128637 | 158.0094230107143 | OPTIMIZED | INSTALLED |  |  | node_1353810_479_15329073_918 | CN | 8102502
evchargingstation_load_220342665 |  | 0 | 0 | 0.92 | 0 | False | 0 | 0 | 0 | 0 | 0 | 0 | 0 | 0 | 0 | 0 | 0 | 0 | 0 | 10546.180176128531 | 0 | 0 | 0 | 0 | 0 | 0 | 0.001 | 748.7756436032778 | 1757.6966960214218 | OPTIMIZED | INSTALLED |  |  | node_1353404_819_15328506_861 | AN | 8102502
evchargingstation_load_220342666 |  | 0 | 0 | 0.92 | 0 | False | 0 | 0 | 0 | 0 | 0 | 0 | 0 | 0 | 0 | 0 | 0 | 0 | 0 | 12446.979224516745 | 0 | 0 | 0 | 0 | 0 | 0 | 0.001 | 883.7318207486225 | 2074.4965374194576 | OPTIMIZED | INSTALLED |  |  | node_1353502_677_15328660_564 | AN | 8102502
evchargingstation_load_220342667 |  | 0 | 0 | 0.92 | 0 | False | 0 | 0 | 0 | 0 | 0 | 0 | 0 | 0 | 0 | 0 | 0 | 0 | 0 | 12446.979224516745 | 0 | 0 | 0 | 0 | 0 | 0 | 0.001 | 883.7318207486225 | 2074.4965374194576 | OPTIMIZED | INSTALLED |  |  | node_1353492_186_15328657_319 | AN | 8102502
evchargingstation_load_220342672 |  | 0 | 0 | 0.92 | 0 | False | 0 | 0 | 0 | 0 | 0 | 0 | 0 | 0 | 0 | 0 | 0 | 0 | 0 | 1522.6870406865187 | 0 | 0 | 0 | 0 | 0 | 0 | 0.001 | 108.11033294783539 | 253.7811734477531 | OPTIMIZED | INSTALLED |  |  | node_1351741_121_15327741_731 | AN | 8102502
evchargingstation_load_220342673 |  | 0 | 0 | 0.92 | 0 | False | 0 | 0 | 0 | 0 | 0 | 0 | 0 | 0 | 0 | 0 | 0 | 0 | 0 | 2255.5076049362265 | 0 | 0 | 0 | 0 | 0 | 0 | 0.001 | 160.14038308277478 | 375.91793415603775 | OPTIMIZED | INSTALLED |  |  | node_1351545_458_15327784_934 | AN | 8102502
evchargingstation_load_220342674 |  | 0 | 0 | 0.92 | 0 | False | 0 | 0 | 0 | 0 | 0 | 0 | 0 | 0 | 0 | 0 | 0 | 0 | 0 | 15272.214593475448 | 0 | 0 | 0 | 0 | 0 | 0 | 0.001 | 1084.322692237531 | 2545.369098912575 | OPTIMIZED | INSTALLED |  |  | node_1351619_292_15327170_8 | AN | 8102502
evchargingstation_load_220342675 |  | 0 | 0 | 0.92 | 0 | False | 0 | 0 | 0 | 0 | 0 | 0 | 0 | 0 | 0 | 0 | 0 | 0 | 0 | 697.715387519183 | 0 | 0 | 0 | 0 | 0 | 0 | 0.001 | 49.537575815240196 | 116.28589791986383 | OPTIMIZED | INSTALLED |  |  | node_1351175_049_15327415_553 | AN | 8102502
evchargingstation_load_220342676 |  | 0 | 0 | 0.92 | 0 | False | 0 | 0 | 0 | 0 | 0 | 0 | 0 | 0 | 0 | 0 | 0 | 0 | 0 | 1265.2490779960026 | 0 | 0 | 0 | 0 | 0 | 0 | 0.001 | 89.83231208695999 | 210.8748463326671 | OPTIMIZED | INSTALLED |  |  | node_1350940_26_15327064_95 | AN | 8102502
evchargingstation_load_220342677 |  | 0 | 0 | 0.92 | 0 | False | 0 | 0 | 0 | 0 | 0 | 0 | 0 | 0 | 0 | 0 | 0 | 0 | 0 | 9670.013473562512 | 0 | 0 | 0 | 0 | 0 | 0 | 0.001 | 686.5680718225357 | 1611.6689122604187 | OPTIMIZED | INSTALLED |  |  | node_1350279_912_15326339_879 | AN | 8102502
evchargingstation_load_220342679 |  | 0 | 0 | 0.92 | 0 | False | 0 | 0 | 0 | 0 | 0 | 0 | 0 | 0 | 0 | 0 | 0 | 0 | 0 | 15858.763588014635 | 0 | 0 | 0 | 0 | 0 | 0 | 0.001 | 1125.9674947821832 | 2643.127264669106 | OPTIMIZED | INSTALLED |  |  | node_1352492_325_15327866_276 | AN | 8102502
evchargingstation_load_220342680 |  | 0 | 0 | 0.92 | 0 | False | 0 | 0 | 0 | 0 | 0 | 0 | 0 | 0 | 0 | 0 | 0 | 0 | 0 | 1286.6479991797778 | 0 | 0 | 0 | 0 | 0 | 0 | 0.001 | 91.3516402990087 | 214.44133319662964 | OPTIMIZED | INSTALLED |  |  | node_1352430_003_15327532_567 | AN | 8102502
evchargingstation_load_220342681 |  | 0 | 0 | 0.92 | 0 | False | 0 | 0 | 0 | 0 | 0 | 0 | 0 | 0 | 0 | 0 | 0 | 0 | 0 | 1286.6479991797778 | 0 | 0 | 0 | 0 | 0 | 0 | 0.001 | 91.3516402990087 | 214.44133319662964 | OPTIMIZED | INSTALLED |  |  | node_1352448_121_15327543_499 | BN | 8102502
evchargingstation_load_220342682 |  | 0 | 0 | 0.92 | 0 | False | 0 | 0 | 0 | 0 | 0 | 0 | 0 | 0 | 0 | 0 | 0 | 0 | 0 | 1286.6479991797778 | 0 | 0 | 0 | 0 | 0 | 0 | 0.001 | 91.3516402990087 | 214.44133319662964 | OPTIMIZED | INSTALLED |  |  | node_1352410_433_15327528_293 | CN | 8102502
evchargingstation_load_220342683 |  | 0 | 0 | 0.92 | 0 | False | 0 | 0 | 0 | 0 | 0 | 0 | 0 | 0 | 0 | 0 | 0 | 0 | 0 | 15852.912725226215 | 0 | 0 | 0 | 0 | 0 | 0 | 0.001 | 1125.5520767523733 | 2642.152120871036 | OPTIMIZED | INSTALLED |  |  | node_1351521_698_15328342_62 | AN | 8102502
evchargingstation_load_220342684 |  | 0 | 0 | 0.92 | 0 | False | 0 | 0 | 0 | 0 | 0 | 0 | 0 | 0 | 0 | 0 | 0 | 0 | 0 | 3984.4375589145793 | 0 | 0 | 0 | 0 | 0 | 0 | 0.001 | 282.8938883841791 | 664.0729264857632 | OPTIMIZED | INSTALLED |  |  | node_1351210_02_15328474_819 | AN | 8102502
evchargingstation_load_220342685 |  | 0 | 0 | 0.92 | 0 | False | 0 | 0 | 0 | 0 | 0 | 0 | 0 | 0 | 0 | 0 | 0 | 0 | 0 | 1076.558753069431 | 0 | 0 | 0 | 0 | 0 | 0 | 0.001 | 76.43535996366077 | 179.42645884490517 | OPTIMIZED | INSTALLED |  |  | node_1350566_757_15328493_488 | AN | 8102502
evchargingstation_load_220342687 |  | 0 | 0 | 0.92 | 0 | False | 0 | 0 | 0 | 0 | 0 | 0 | 0 | 0 | 0 | 0 | 0 | 0 | 0 | 4266.254116556848 | 0 | 0 | 0 | 0 | 0 | 0 | 0.001 | 302.902789486629 | 711.0423527594747 | OPTIMIZED | INSTALLED |  |  | node_1352906_016_15328375_295 | AN | 8102502
evchargingstation_load_220342688 |  | 0 | 0 | 0.92 | 0 | False | 0 | 0 | 0 | 0 | 0 | 0 | 0 | 0 | 0 | 0 | 0 | 0 | 0 | 11491.094516458494 | 0 | 0 | 0 | 0 | 0 | 0 | 0.001 | 815.864284121596 | 1915.182419409749 | OPTIMIZED | INSTALLED |  |  | node_1349731_59_15329225_336 | AN | 8102502
evchargingstation_load_220342689 |  | 0 | 0 | 0.92 | 0 | False | 0 | 0 | 0 | 0 | 0 | 0 | 0 | 0 | 0 | 0 | 0 | 0 | 0 | 1496.3581581386252 | 0 | 0 | 0 | 0 | 0 | 0 | 0.001 | 106.24096874327105 | 249.39302635643753 | OPTIMIZED | INSTALLED |  |  | node_1349507_312_15329553_145 | AN | 8102502
evchargingstation_load_220342690 |  | 0 | 0 | 0.92 | 0 | False | 0 | 0 | 0 | 0 | 0 | 0 | 0 | 0 | 0 | 0 | 0 | 0 | 0 | 0 | 0 | 0 | 0 | 0 | 0 | 0 | 0.001 | 0 | 0 | OPTIMIZED | INSTALLED |  |  | node_1349224_146_15329920_059 | AN | 8102502
evchargingstation_load_220342691 |  | 0 | 0 | 0.92 | 0 | False | 0 | 0 | 0 | 0 | 0 | 0 | 0 | 0 | 0 | 0 | 0 | 0 | 0 | 70.21035346104986 | 0 | 0 | 0 | 0 | 0 | 0 | 0.001 | 4.984914780238746 | 11.701725576841643 | OPTIMIZED | INSTALLED |  |  | node_1349139_594_15330181_863 | AN | 8102502
evchargingstation_load_220342692 |  | 0 | 0 | 0.92 | 0 | False | 0 | 0 | 0 | 0 | 0 | 0 | 0 | 0 | 0 | 0 | 0 | 0 | 0 | 2777.6971088027844 | 0 | 0 | 0 | 0 | 0 | 0 | 0.001 | 197.2156550178383 | 462.9495181337974 | OPTIMIZED | INSTALLED |  |  | node_1348520_478_15329685_951 | AN | 8102502
evchargingstation_load_220342693 |  | 0 | 0 | 0.92 | 0 | False | 0 | 0 | 0 | 0 | 0 | 0 | 0 | 0 | 0 | 0 | 0 | 0 | 0 | 2397.3910275554317 | 0 | 0 | 0 | 0 | 0 | 0 | 0.001 | 170.2140586859148 | 399.5651712592386 | OPTIMIZED | INSTALLED |  |  | node_1348842_06_15330461_255 | AN | 8102502
evchargingstation_load_220342694 |  | 0 | 0 | 0.92 | 0 | False | 0 | 0 | 0 | 0 | 0 | 0 | 0 | 0 | 0 | 0 | 0 | 0 | 0 | 18715.447344461107 | 0 | 0 | 0 | 0 | 0 | 0 | 0.001 | 1328.7912085545547 | 3119.241224076851 | OPTIMIZED | INSTALLED |  |  | node_1352540_752_15328426_689 | AN | 8102502
evchargingstation_load_220342695 |  | 0 | 0 | 0.92 | 0 | False | 0 | 0 | 0 | 0 | 0 | 0 | 0 | 0 | 0 | 0 | 0 | 0 | 0 | 8417.928836840458 | 0 | 0 | 0 | 0 | 0 | 0 | 0.001 | 597.670441837858 | 1402.9881394734095 | OPTIMIZED | INSTALLED |  |  | node_1351978_142_15328150_192 | AN | 8102502
evchargingstation_load_220342696 |  | 0 | 0 | 0.92 | 0 | False | 0 | 0 | 0 | 0 | 0 | 0 | 0 | 0 | 0 | 0 | 0 | 0 | 0 | 15867.539882197269 | 0 | 0 | 0 | 0 | 0 | 0 | 0.001 | 1126.5906048973181 | 2644.5899803662114 | OPTIMIZED | INSTALLED |  |  | node_1351942_128_15328350_043 | AN | 8102502
evchargingstation_load_220342697 |  | 0 | 0 | 0.92 | 0 | False | 0 | 0 | 0 | 0 | 0 | 0 | 0 | 0 | 0 | 0 | 0 | 0 | 0 | 24099.703825505363 | 0 | 0 | 0 | 0 | 0 | 0 | 0.001 | 1711.0718205563617 | 4016.6173042508935 | OPTIMIZED | INSTALLED |  |  | node_1353171_508_15328661_156 | AN | 8102502
evchargingstation_load_220342698 |  | 0 | 0 | 0.92 | 0 | False | 0 | 0 | 0 | 0 | 0 | 0 | 0 | 0 | 0 | 0 | 0 | 0 | 0 | 1828.3946213815066 | 0 | 0 | 0 | 0 | 0 | 0 | 0.001 | 129.8154763715325 | 304.73243689691776 | OPTIMIZED | INSTALLED |  |  | node_1352813_494_15328811_456 | AN | 8102502
evchargingstation_load_220342699 |  | 0 | 0 | 0.92 | 0 | False | 0 | 0 | 0 | 0 | 0 | 0 | 0 | 0 | 0 | 0 | 0 | 0 | 0 | 0 | 0 | 0 | 0 | 0 | 0 | 0 | 0.001 | 0 | 0 | OPTIMIZED | INSTALLED |  |  | node_1351315_184_15327782_159 | AN | 8102502
evchargingstation_load_220342700 |  | 0 | 0 | 0.92 | 0 | False | 0 | 0 | 0 | 0 | 0 | 0 | 0 | 0 | 0 | 0 | 0 | 0 | 0 | 10848.962325429307 | 0 | 0 | 0 | 0 | 0 | 0 | 0.001 | 770.2730949416497 | 1808.1603875715514 | OPTIMIZED | INSTALLED |  |  | node_1351016_467_15327927_766 | AN | 8102502
evchargingstation_load_220342701 |  | 0 | 0 | 0.92 | 0 | False | 0 | 0 | 0 | 0 | 0 | 0 | 0 | 0 | 0 | 0 | 0 | 0 | 0 | 0 | 0 | 0 | 0 | 0 | 0 | 0 | 0.001 | 0 | 0 | OPTIMIZED | INSTALLED |  |  | node_1350727_938_15328004_94 | AN | 8102502
evchargingstation_load_220342702 |  | 0 | 0 | 0.92 | 0 | False | 0 | 0 | 0 | 0 | 0 | 0 | 0 | 0 | 0 | 0 | 0 | 0 | 0 | 574.8472689623457 | 0 | 0 | 0 | 0 | 0 | 0 | 0.001 | 40.81400034419213 | 95.80787816039094 | OPTIMIZED | INSTALLED |  |  | node_1349802_118_15328293_508 | AN | 8102502
evchargingstation_load_220342703 |  | 0 | 0 | 0.92 | 0 | False | 0 | 0 | 0 | 0 | 0 | 0 | 0 | 0 | 0 | 0 | 0 | 0 | 0 | 367.14163997340654 | 0 | 0 | 0 | 0 | 0 | 0 | 0.001 | 26.06694808880097 | 61.19027332890109 | OPTIMIZED | INSTALLED |  |  | node_1349747_719_15328125_839 | AN | 8102502
evchargingstation_load_220342704 |  | 0 | 0 | 0.92 | 0 | False | 0 | 0 | 0 | 0 | 0 | 0 | 0 | 0 | 0 | 0 | 0 | 0 | 0 | 2104.8478881343904 | 0 | 0 | 0 | 0 | 0 | 0 | 0.001 | 149.4435635053402 | 350.8079813557317 | OPTIMIZED | INSTALLED |  |  | node_1349531_325_15328071_912 | AN | 8102502
evchargingstation_load_220342705 |  | 0 | 0 | 0.92 | 0 | False | 0 | 0 | 0 | 0 | 0 | 0 | 0 | 0 | 0 | 0 | 0 | 0 | 0 | 3043.9113656759323 | 0 | 0 | 0 | 0 | 0 | 0 | 0.001 | 216.1167859938486 | 507.31856094598874 | OPTIMIZED | INSTALLED |  |  | node_1349694_575_15327294_44 | AN | 8102502
evchargingstation_load_220342706 |  | 0 | 0 | 0.92 | 0 | False | 0 | 0 | 0 | 0 | 0 | 0 | 0 | 0 | 0 | 0 | 0 | 0 | 0 | 1771.348709194404 | 0 | 0 | 0 | 0 | 0 | 0 | 0.001 | 125.7652436935759 | 295.22478486573397 | OPTIMIZED | INSTALLED |  |  | node_1347397_139_15328488_635 | AN | 8102502
evchargingstation_load_220358377 |  | 0 | 0 | 0.92 | 0 | False | 0 | 0 | 0 | 0 | 0 | 0 | 0 | 0 | 0 | 0 | 0 | 0 | 0 | 4312.085875066145 | 0 | 0 | 0 | 0 | 0 | 0 | 0.001 | 306.15682402529325 | 718.6809791776908 | OPTIMIZED | INSTALLED |  |  | node_1345671_182_15328343_489 | AN | 8102502
evchargingstation_load_220358378 |  | 0 | 0 | 0.92 | 0 | False | 0 | 0 | 0 | 0 | 0 | 0 | 0 | 0 | 0 | 0 | 0 | 0 | 0 | 1085.3350472520624 | 0 | 0 | 0 | 0 | 0 | 0 | 0.001 | 77.05847007879566 | 180.88917454201038 | OPTIMIZED | INSTALLED |  |  | node_1345428_91_15328531_505 | AN | 8102502
evchargingstation_load_220358379 |  | 0 | 0 | 0.92 | 0 | False | 0 | 0 | 0 | 0 | 0 | 0 | 0 | 0 | 0 | 0 | 0 | 0 | 0 | 3125.823444713824 | 0 | 0 | 0 | 0 | 0 | 0 | 0.001 | 221.9325368337069 | 520.9705741189706 | OPTIMIZED | INSTALLED |  |  | node_1342616_986_15329883_315 | AN | 8102502
evchargingstation_load_220358381 |  | 0 | 0 | 0.92 | 0 | False | 0 | 0 | 0 | 0 | 0 | 0 | 0 | 0 | 0 | 0 | 0 | 0 | 0 | 1522.6870406865187 | 0 | 0 | 0 | 0 | 0 | 0 | 0.001 | 108.11033294783539 | 253.7811734477531 | OPTIMIZED | INSTALLED |  |  | node_1341750_086_15329570_012 | AN | 8102502
evchargingstation_load_220358382 |  | 0 | 0 | 0.92 | 0 | False | 0 | 0 | 0 | 0 | 0 | 0 | 0 | 0 | 0 | 0 | 0 | 0 | 0 | 6708.014186924471 | 0 | 0 | 0 | 0 | 0 | 0 | 0.001 | 476.26700280938593 | 1118.0023644874118 | OPTIMIZED | INSTALLED |  |  | node_1340998_482_15329267_95 | AN | 8102502
evchargingstation_load_220358383 |  | 0 | 0 | 0.92 | 0 | False | 0 | 0 | 0 | 0 | 0 | 0 | 0 | 0 | 0 | 0 | 0 | 0 | 0 | 909.8091635994377 | 0 | 0 | 0 | 0 | 0 | 0 | 0.001 | 64.59616619861897 | 151.6348605999063 | OPTIMIZED | INSTALLED |  |  | node_1345124_354_15328515_247 | AN | 8102502
evchargingstation_load_220358384 |  | 0 | 0 | 0.92 | 0 | False | 0 | 0 | 0 | 0 | 0 | 0 | 0 | 0 | 0 | 0 | 0 | 0 | 0 | 4480.298180233243 | 0 | 0 | 0 | 0 | 0 | 0 | 0.001 | 318.099829973838 | 746.7163633722073 | OPTIMIZED | INSTALLED |  |  | node_1344556_626_15328498_433 | AN | 8102502
evchargingstation_load_220358385 |  | 0 | 0 | 0.92 | 0 | False | 0 | 0 | 0 | 0 | 0 | 0 | 0 | 0 | 0 | 0 | 0 | 0 | 0 | 476.84531725629694 | 0 | 0 | 0 | 0 | 0 | 0 | 0.001 | 33.85587531672653 | 79.47421954271616 | OPTIMIZED | INSTALLED |  |  | node_1344352_979_15328487_025 | AN | 8102502
evchargingstation_load_220358386 |  | 0 | 0 | 0.92 | 0 | False | 0 | 0 | 0 | 0 | 0 | 0 | 0 | 0 | 0 | 0 | 0 | 0 | 0 | 362.7534928820909 | 0 | 0 | 0 | 0 | 0 | 0 | 0.001 | 25.755376101653695 | 60.45891548034848 | OPTIMIZED | INSTALLED |  |  | node_1344158_041_15328679_35 | AN | 8102502
evchargingstation_load_220358387 |  | 0 | 0 | 0.92 | 0 | False | 0 | 0 | 0 | 0 | 0 | 0 | 0 | 0 | 0 | 0 | 0 | 0 | 0 | 179.91403074394026 | 0 | 0 | 0 | 0 | 0 | 0 | 0.001 | 12.77384200816431 | 29.98567179065671 | OPTIMIZED | INSTALLED |  |  | node_1344152_061_15328951_517 | AN | 8102502
evchargingstation_load_220358388 |  | 0 | 0 | 0.92 | 0 | False | 0 | 0 | 0 | 0 | 0 | 0 | 0 | 0 | 0 | 0 | 0 | 0 | 0 | 1099.9622042231142 | 0 | 0 | 0 | 0 | 0 | 0 | 0.001 | 78.09699822374036 | 183.3270340371857 | OPTIMIZED | INSTALLED |  |  | node_1343259_092_15329518_639 | AN | 8102502
evchargingstation_load_220358390 |  | 0 | 0 | 0.92 | 0 | False | 0 | 0 | 0 | 0 | 0 | 0 | 0 | 0 | 0 | 0 | 0 | 0 | 0 | 2037.5629660675513 | 0 | 0 | 0 | 0 | 0 | 0 | 0.001 | 144.6663746695862 | 339.5938276779252 | OPTIMIZED | INSTALLED |  |  | node_1346405_819_15332598_612 | AN | 8102502
evchargingstation_load_220358391 |  | 0 | 0 | 0.92 | 0 | False | 0 | 0 | 0 | 0 | 0 | 0 | 0 | 0 | 0 | 0 | 0 | 0 | 0 | 2932.7449726959367 | 0 | 0 | 0 | 0 | 0 | 0 | 0.001 | 208.22401272326047 | 488.7908287826561 | OPTIMIZED | INSTALLED |  |  | node_1346206_963_15332764_8 | AN | 8102502
evchargingstation_load_220358392 |  | 0 | 0 | 0.92 | 0 | False | 0 | 0 | 0 | 0 | 0 | 0 | 0 | 0 | 0 | 0 | 0 | 0 | 0 | 1709.9146499159851 | 0 | 0 | 0 | 0 | 0 | 0 | 0.001 | 121.40343902847202 | 284.9857749859975 | OPTIMIZED | INSTALLED |  |  | node_1345643_509_15332761_091 | AN | 8102502
evchargingstation_load_220358393 |  | 0 | 0 | 0.92 | 0 | False | 0 | 0 | 0 | 0 | 0 | 0 | 0 | 0 | 0 | 0 | 0 | 0 | 0 | 1345.6984413367888 | 0 | 0 | 0 | 0 | 0 | 0 | 0.001 | 95.54418302499614 | 224.28307355613148 | OPTIMIZED | INSTALLED |  |  | node_1345892_559_15333041_788 | AN | 8102502
evchargingstation_load_220358394 |  | 0 | 0 | 0.92 | 0 | False | 0 | 0 | 0 | 0 | 0 | 0 | 0 | 0 | 0 | 0 | 0 | 0 | 0 | 1047.304439127327 | 0 | 0 | 0 | 0 | 0 | 0 | 0.001 | 74.35830367377139 | 174.5507398545545 | OPTIMIZED | INSTALLED |  |  | node_1344355_941_15332992_698 | AN | 8102502
evchargingstation_load_220358395 |  | 0 | 0 | 0.92 | 0 | False | 0 | 0 | 0 | 0 | 0 | 0 | 0 | 0 | 0 | 0 | 0 | 0 | 0 | 3023.433345916459 | 0 | 0 | 0 | 0 | 0 | 0 | 0.001 | 214.66287367825376 | 503.9055576527432 | OPTIMIZED | INSTALLED |  |  | node_1343438_164_15333088_308 | AN | 8102502
evchargingstation_load_220358396 |  | 0 | 0 | 0.92 | 0 | False | 0 | 0 | 0 | 0 | 0 | 0 | 0 | 0 | 0 | 0 | 0 | 0 | 0 | 380.3060812473534 | 0 | 0 | 0 | 0 | 0 | 0 | 0.001 | 27.001630191083127 | 63.3843468745589 | OPTIMIZED | INSTALLED |  |  | node_1343061_735_15332901_699 | AN | 8102502
evchargingstation_load_220358397 |  | 0 | 0 | 0.92 | 0 | False | 0 | 0 | 0 | 0 | 0 | 0 | 0 | 0 | 0 | 0 | 0 | 0 | 0 | 1110.2012141028508 | 0 | 0 | 0 | 0 | 0 | 0 | 0.001 | 78.82395438153779 | 185.03353568380848 | OPTIMIZED | INSTALLED |  |  | node_1342787_582_15332823_147 | AN | 8102502
evchargingstation_load_220358398 |  | 0 | 0 | 0.92 | 0 | False | 0 | 0 | 0 | 0 | 0 | 0 | 0 | 0 | 0 | 0 | 0 | 0 | 0 | 0 | 0 | 0 | 0 | 0 | 0 | 0 | 0.001 | 0 | 0 | OPTIMIZED | INSTALLED |  |  | node_1341576_035_15333602_455 | AN | 8102502
evchargingstation_load_220358399 |  | 0 | 0 | 0.92 | 0 | False | 0 | 0 | 0 | 0 | 0 | 0 | 0 | 0 | 0 | 0 | 0 | 0 | 0 | 1244.7710582365298 | 0 | 0 | 0 | 0 | 0 | 0 | 0.001 | 88.37836591220547 | 207.46184303942164 | OPTIMIZED | INSTALLED |  |  | node_1340295_826_15333631_924 | AN | 8102502
evchargingstation_load_220358400 |  | 0 | 0 | 0.92 | 0 | False | 0 | 0 | 0 | 0 | 0 | 0 | 0 | 0 | 0 | 0 | 0 | 0 | 0 | 0 | 0 | 0 | 0 | 0 | 0 | 0 | 0.001 | 0 | 0 | OPTIMIZED | INSTALLED |  |  | node_1340280_536_15334025_367 | AN | 8102502
evchargingstation_load_220358402 |  | 0 | 0 | 0.92 | 0 | False | 0 | 0 | 0 | 0 | 0 | 0 | 0 | 0 | 0 | 0 | 0 | 0 | 0 | 2227.7160066912274 | 0 | 0 | 0 | 0 | 0 | 0 | 0.001 | 158.16717283554792 | 371.2860011152046 | OPTIMIZED | INSTALLED |  |  | node_1339131_792_15332142_048 | AN | 8102502
evchargingstation_load_220358403 |  | 0 | 0 | 0.92 | 0 | False | 0 | 0 | 0 | 0 | 0 | 0 | 0 | 0 | 0 | 0 | 0 | 0 | 0 | 1291.5779605438963 | 0 | 0 | 0 | 0 | 0 | 0 | 0.001 | 91.70164243236464 | 215.26299342398272 | OPTIMIZED | INSTALLED |  |  | node_1338880_805_15331765_829 | AN | 8102502
evchargingstation_load_220358404 |  | 0 | 0 | 0.92 | 0 | False | 0 | 0 | 0 | 0 | 0 | 0 | 0 | 0 | 0 | 0 | 0 | 0 | 0 | 732.8205642497078 | 0 | 0 | 0 | 0 | 0 | 0 | 0.001 | 52.0300501349394 | 122.13676070828463 | OPTIMIZED | INSTALLED |  |  | node_1338164_709_15331692_03 | AN | 8102502
evchargingstation_load_220358405 |  | 0 | 0 | 0.92 | 0 | False | 0 | 0 | 0 | 0 | 0 | 0 | 0 | 0 | 0 | 0 | 0 | 0 | 0 | 7165.844200118401 | 0 | 0 | 0 | 0 | 0 | 0 | 0.001 | 508.7728118531801 | 1194.3073666864002 | OPTIMIZED | INSTALLED |  |  | node_1337828_612_15331601_208 | AN | 8102502
evchargingstation_load_220358407 |  | 0 | 0 | 0.92 | 0 | False | 0 | 0 | 0 | 0 | 0 | 0 | 0 | 0 | 0 | 0 | 0 | 0 | 0 | 1989.2933480630793 | 0 | 0 | 0 | 0 | 0 | 0 | 0.001 | 141.23925210676447 | 331.54889134384655 | OPTIMIZED | INSTALLED |  |  | node_1337081_878_15331620_259 | AN | 8102502
evchargingstation_load_220358408 |  | 0 | 0 | 0.92 | 0 | False | 0 | 0 | 0 | 0 | 0 | 0 | 0 | 0 | 0 | 0 | 0 | 0 | 0 | 1670.4213260941447 | 0 | 0 | 0 | 0 | 0 | 0 | 0.001 | 118.59942658078522 | 278.4035543490241 | OPTIMIZED | INSTALLED |  |  | node_1336767_972_15331580_578 | AN | 8102502
evchargingstation_load_220358456 |  | 0 | 0 | 0.92 | 0 | False | 0 | 0 | 0 | 0 | 0 | 0 | 0 | 0 | 0 | 0 | 0 | 0 | 0 | 8207.297776457308 | 0 | 0 | 0 | 0 | 0 | 0 | 0.001 | 582.7156974971417 | 1367.8829627428845 | OPTIMIZED | INSTALLED |  |  | node_1344857_594_15336502_026 | AN | 8102502
evchargingstation_load_220358457 |  | 0 | 0 | 0.92 | 0 | False | 0 | 0 | 0 | 0 | 0 | 0 | 0 | 0 | 0 | 0 | 0 | 0 | 0 | 3121.435297622508 | 0 | 0 | 0 | 0 | 0 | 0 | 0.001 | 221.6209648465597 | 520.2392162704181 | OPTIMIZED | INSTALLED |  |  | node_1345142_129_15336518_576 | AN | 8102502
evchargingstation_load_220358458 |  | 0 | 0 | 0.92 | 0 | False | 0 | 0 | 0 | 0 | 0 | 0 | 0 | 0 | 0 | 0 | 0 | 0 | 0 | 999.0348211228554 | 0 | 0 | 0 | 0 | 0 | 0 | 0.001 | 70.9311811109497 | 166.5058035204759 | OPTIMIZED | INSTALLED |  |  | node_1345389_67_15336516_506 | AN | 8102502
evchargingstation_load_220358459 |  | 0 | 0 | 0.92 | 0 | False | 0 | 0 | 0 | 0 | 0 | 0 | 0 | 0 | 0 | 0 | 0 | 0 | 0 | 4217.009354754307 | 0 | 0 | 0 | 0 | 0 | 0 | 0.001 | 299.40642494231236 | 702.8348924590512 | OPTIMIZED | INSTALLED |  |  | node_1345580_809_15336626_123 | AN | 8102502
evchargingstation_load_220358460 |  | 0 | 0 | 0.92 | 0 | False | 0 | 0 | 0 | 0 | 0 | 0 | 0 | 0 | 0 | 0 | 0 | 0 | 0 | 9450.60611899673 | 0 | 0 | 0 | 0 | 0 | 0 | 0.001 | 670.9902173666846 | 1575.1010198327883 | OPTIMIZED | INSTALLED |  |  | node_1346008_817_15336648_553 | AN | 8102502
evchargingstation_load_220358461 |  | 0 | 0 | 0.92 | 0 | False | 0 | 0 | 0 | 0 | 0 | 0 | 0 | 0 | 0 | 0 | 0 | 0 | 0 | 6450.576224233956 | 0 | 0 | 0 | 0 | 0 | 0 | 0.001 | 457.98898194851046 | 1075.096037372326 | OPTIMIZED | INSTALLED |  |  | node_1346332_613_15336660_377 | AN | 8102502
evchargingstation_load_220358462 |  | 0 | 0 | 0.92 | 0 | False | 0 | 0 | 0 | 0 | 0 | 0 | 0 | 0 | 0 | 0 | 0 | 0 | 0 | 2199.9244084462284 | 0 | 0 | 0 | 0 | 0 | 0 | 0.001 | 156.19396258832109 | 366.6540680743714 | OPTIMIZED | INSTALLED |  |  | node_1346805_341_15336673_775 | AN | 8102502
evchargingstation_load_220358463 |  | 0 | 0 | 0.92 | 0 | False | 0 | 0 | 0 | 0 | 0 | 0 | 0 | 0 | 0 | 0 | 0 | 0 | 0 | 4272.5925512443055 | 0 | 0 | 0 | 0 | 0 | 0 | 0.001 | 303.3528115776065 | 712.0987585407175 | OPTIMIZED | INSTALLED |  |  | node_1347204_533_15336558_26 | AN | 8102502
evchargingstation_load_220358464 |  | 0 | 0 | 0.92 | 0 | False | 0 | 0 | 0 | 0 | 0 | 0 | 0 | 0 | 0 | 0 | 0 | 0 | 0 | 1171.6352733812694 | 0 | 0 | 0 | 0 | 0 | 0 | 0.001 | 83.18575904664165 | 195.2725455635449 | OPTIMIZED | INSTALLED |  |  | node_1347582_255_15336523_434 | AN | 8102502
evchargingstation_load_220358465 |  | 0 | 0 | 0.92 | 0 | False | 0 | 0 | 0 | 0 | 0 | 0 | 0 | 0 | 0 | 0 | 0 | 0 | 0 | 3150.6896115646123 | 0 | 0 | 0 | 0 | 0 | 0 | 0.001 | 223.69802113644906 | 525.1149352607687 | OPTIMIZED | INSTALLED |  |  | node_1347554_546_15337025_819 | AN | 8102502
evchargingstation_load_220358592 |  | 0 | 0 | 0.92 | 0 | False | 0 | 0 | 0 | 0 | 0 | 0 | 0 | 0 | 0 | 0 | 0 | 0 | 0 | 1452.476687225469 | 0 | 0 | 0 | 0 | 0 | 0 | 0.001 | 103.12541816759664 | 242.0794478709115 | OPTIMIZED | INSTALLED |  |  | node_1336896_344_15339539_484 | AN | 8102502
evchargingstation_load_220358593 |  | 0 | 0 | 0.92 | 0 | False | 0 | 0 | 0 | 0 | 0 | 0 | 0 | 0 | 0 | 0 | 0 | 0 | 0 | 949.3024874212783 | 0 | 0 | 0 | 0 | 0 | 0 | 0.001 | 67.40017864630579 | 158.21708123687972 | OPTIMIZED | INSTALLED |  |  | node_1337216_96_15339485_576 | AN | 8102502
evchargingstation_load_220358595 |  | 0 | 0 | 0.92 | 0 | False | 0 | 0 | 0 | 0 | 0 | 0 | 0 | 0 | 0 | 0 | 0 | 0 | 0 | 3371.559681827498 | 0 | 0 | 0 | 0 | 0 | 0 | 0.001 | 239.37972163496272 | 561.9266136379164 | OPTIMIZED | INSTALLED |  |  | node_1340541_463_15338155_832 | AN | 8102502
evchargingstation_load_220358596 |  | 0 | 0 | 0.92 | 0 | False | 0 | 0 | 0 | 0 | 0 | 0 | 0 | 0 | 0 | 0 | 0 | 0 | 0 | 250.12438420499012 | 0 | 0 | 0 | 0 | 0 | 0 | 0.001 | 17.75875678840306 | 41.687397367498356 | OPTIMIZED | INSTALLED |  |  | node_1341276_484_15338136_176 | AN | 8102502
evchargingstation_load_220358598 |  | 0 | 0 | 0.92 | 0 | False | 0 | 0 | 0 | 0 | 0 | 0 | 0 | 0 | 0 | 0 | 0 | 0 | 0 | 2409.092753132273 | 0 | 0 | 0 | 0 | 0 | 0 | 0.001 | 171.04486088637478 | 401.5154588553789 | OPTIMIZED | INSTALLED |  |  | node_1342319_957_15338034_507 | AN | 8102502
evchargingstation_load_220358599 |  | 0 | 0 | 0.92 | 0 | False | 0 | 0 | 0 | 0 | 0 | 0 | 0 | 0 | 0 | 0 | 0 | 0 | 0 | 7411.580437232076 | 0 | 0 | 0 | 0 | 0 | 0 | 0.001 | 526.2199966544359 | 1235.263406205346 | OPTIMIZED | INSTALLED |  |  | node_1342822_89_15338077_215 | AN | 8102502
evchargingstation_load_220358600 |  | 0 | 0 | 0.92 | 0 | False | 0 | 0 | 0 | 0 | 0 | 0 | 0 | 0 | 0 | 0 | 0 | 0 | 0 | 4942.5163405184885 | 0 | 0 | 0 | 0 | 0 | 0 | 0.001 | 350.9171771456198 | 823.7527234197481 | OPTIMIZED | INSTALLED |  |  | node_1343609_147_15337462_446 | AN | 8102502
evchargingstation_load_220358601 |  | 0 | 0 | 0.92 | 0 | False | 0 | 0 | 0 | 0 | 0 | 0 | 0 | 0 | 0 | 0 | 0 | 0 | 0 | 757.6867311004963 | 0 | 0 | 0 | 0 | 0 | 0 | 0.001 | 53.79553443768152 | 126.28112185008273 | OPTIMIZED | INSTALLED |  |  | node_1344367_188_15336796_378 | AN | 8102502
evchargingstation_load_220358602 |  | 0 | 0 | 0.92 | 0 | False | 0 | 0 | 0 | 0 | 0 | 0 | 0 | 0 | 0 | 0 | 0 | 0 | 0 | 7464.238202327862 | 0 | 0 | 0 | 0 | 0 | 0 | 0.001 | 529.9586912044049 | 1244.039700387977 | OPTIMIZED | INSTALLED |  |  | node_1345003_712_15336083_472 | AN | 8102502
evchargingstation_load_220358603 |  | 0 | 0 | 0.92 | 0 | False | 0 | 0 | 0 | 0 | 0 | 0 | 0 | 0 | 0 | 0 | 0 | 0 | 0 | 1098.4994885260094 | 0 | 0 | 0 | 0 | 0 | 0 | 0.001 | 77.99315218107783 | 183.0832480876682 | OPTIMIZED | INSTALLED |  |  | node_1344872_638_15335907_113 | AN | 8102502
evchargingstation_load_220358604 |  | 0 | 0 | 0.92 | 0 | False | 0 | 0 | 0 | 0 | 0 | 0 | 0 | 0 | 0 | 0 | 0 | 0 | 0 | 1256.4727838133715 | 0 | 0 | 0 | 0 | 0 | 0 | 0.001 | 89.20920197182508 | 209.4121306355619 | OPTIMIZED | INSTALLED |  |  | node_1344510_782_15335730_606 | AN | 8102502
evchargingstation_load_220358605 |  | 0 | 0 | 0.92 | 0 | False | 0 | 0 | 0 | 0 | 0 | 0 | 0 | 0 | 0 | 0 | 0 | 0 | 0 | 2188.2226828693874 | 0 | 0 | 0 | 0 | 0 | 0 | 0.001 | 155.36316038786111 | 364.70378047823124 | OPTIMIZED | INSTALLED |  |  | node_1345216_932_15335646_908 | AN | 8102502
evchargingstation_load_220358606 |  | 0 | 0 | 0.92 | 0 | False | 0 | 0 | 0 | 0 | 0 | 0 | 0 | 0 | 0 | 0 | 0 | 0 | 0 | 615.8033084812914 | 0 | 0 | 0 | 0 | 0 | 0 | 0.001 | 43.721858834541486 | 102.6338847468819 | OPTIMIZED | INSTALLED |  |  | node_1345336_789_15335308_132 | AN | 8102502
evchargingstation_load_220358607 |  | 0 | 0 | 0.92 | 0 | False | 0 | 0 | 0 | 0 | 0 | 0 | 0 | 0 | 0 | 0 | 0 | 0 | 0 | 3999.064715885631 | 0 | 0 | 0 | 0 | 0 | 0 | 0.001 | 283.9324165291238 | 666.5107859809385 | OPTIMIZED | INSTALLED |  |  | node_1345449_09_15334956_752 | AN | 8102502
evchargingstation_load_220358608 |  | 0 | 0 | 0.92 | 0 | False | 0 | 0 | 0 | 0 | 0 | 0 | 0 | 0 | 0 | 0 | 0 | 0 | 0 | 7546.1502813657535 | 0 | 0 | 0 | 0 | 0 | 0 | 0.001 | 535.7744420442633 | 1257.691713560959 | OPTIMIZED | INSTALLED |  |  | node_1345605_064_15334896_804 | AN | 8102502
evchargingstation_load_220358609 |  | 0 | 0 | 0.92 | 0 | False | 0 | 0 | 0 | 0 | 0 | 0 | 0 | 0 | 0 | 0 | 0 | 0 | 0 | 2214.5515654172805 | 0 | 0 | 0 | 0 | 0 | 0 | 0.001 | 157.23249073326576 | 369.0919275695468 | OPTIMIZED | INSTALLED |  |  | node_1345531_371_15334545_744 | AN | 8102502
evchargingstation_load_220358610 |  | 0 | 0 | 0.92 | 0 | False | 0 | 0 | 0 | 0 | 0 | 0 | 0 | 0 | 0 | 0 | 0 | 0 | 0 | 3394.963132981182 | 0 | 0 | 0 | 0 | 0 | 0 | 0.001 | 241.04135989504232 | 565.827188830197 | OPTIMIZED | INSTALLED |  |  | node_1345787_843_15334794_332 | AN | 8102502
evchargingstation_load_220358611 |  | 0 | 0 | 0.92 | 0 | False | 0 | 0 | 0 | 0 | 0 | 0 | 0 | 0 | 0 | 0 | 0 | 0 | 0 | 5770.413425080035 | 0 | 0 | 0 | 0 | 0 | 0 | 0.001 | 409.69762636354005 | 961.7355708466725 | OPTIMIZED | INSTALLED |  |  | node_1345761_91_15334290_34 | AN | 8102502
evchargingstation_load_220358612 |  | 0 | 0 | 0.92 | 0 | False | 0 | 0 | 0 | 0 | 0 | 0 | 0 | 0 | 0 | 0 | 0 | 0 | 0 | 1437.849530254417 | 0 | 0 | 0 | 0 | 0 | 0 | 0.001 | 102.08689002265194 | 239.64158837573618 | OPTIMIZED | INSTALLED |  |  | node_1345608_259_15334046_578 | AN | 8102502
evchargingstation_load_220358613 |  | 0 | 0 | 0.92 | 0 | False | 0 | 0 | 0 | 0 | 0 | 0 | 0 | 0 | 0 | 0 | 0 | 0 | 0 | 1847.4099254438743 | 0 | 0 | 0 | 0 | 0 | 0 | 0.001 | 131.16554264446478 | 307.9016542406457 | OPTIMIZED | INSTALLED |  |  | node_1345985_313_15334099_644 | AN | 8102502
evchargingstation_load_220358614 |  | 0 | 0 | 0.92 | 0 | False | 0 | 0 | 0 | 0 | 0 | 0 | 0 | 0 | 0 | 0 | 0 | 0 | 0 | 1796.2148760451923 | 0 | 0 | 0 | 0 | 0 | 0 | 0.001 | 127.530727996318 | 299.36914600753204 | OPTIMIZED | INSTALLED |  |  | node_1345919_897_15333618_853 | AN | 8102502
evchargingstation_load_220358615 |  | 0 | 0 | 0.92 | 0 | False | 0 | 0 | 0 | 0 | 0 | 0 | 0 | 0 | 0 | 0 | 0 | 0 | 0 | 1706.9892185217745 | 0 | 0 | 0 | 0 | 0 | 0 | 0.001 | 121.19571308398731 | 284.4982030869624 | OPTIMIZED | INSTALLED |  |  | node_1346029_148_15333265_787 | AN | 8102502
evchargingstation_load_220358910 |  | 0 | 0 | 0.92 | 0 | False | 0 | 0 | 0 | 0 | 0 | 0 | 0 | 0 | 0 | 0 | 0 | 0 | 0 | 6770.9109618999955 | 0 | 0 | 0 | 0 | 0 | 0 | 0.001 | 480.7326535171523 | 1128.485160316666 | OPTIMIZED | INSTALLED |  |  | node_1346512_548_15328676_852 | AN | 8102502
evchargingstation_load_220358911 |  | 0 | 0 | 0.92 | 0 | False | 0 | 0 | 0 | 0 | 0 | 0 | 0 | 0 | 0 | 0 | 0 | 0 | 0 | 5327.210568857158 | 0 | 0 | 0 | 0 | 0 | 0 | 0.001 | 378.23037932385023 | 887.8684281428597 | OPTIMIZED | INSTALLED |  |  | node_1346357_567_15328670_719 | AN | 8102502
evchargingstation_load_220358912 |  | 0 | 0 | 0.92 | 0 | False | 0 | 0 | 0 | 0 | 0 | 0 | 0 | 0 | 0 | 0 | 0 | 0 | 0 | 1.4627156971052053 | 0 | 0 | 0 | 0 | 0 | 0 | 0.001 | 0.10384604266253855 | 0.2437859495175342 | OPTIMIZED | INSTALLED |  |  | node_1346075_639_15328646_847 | AN | 8102502
evchargingstation_load_220358913 |  | 0 | 0 | 0.92 | 0 | False | 0 | 0 | 0 | 0 | 0 | 0 | 0 | 0 | 0 | 0 | 0 | 0 | 0 | 6510.547567815269 | 0 | 0 | 0 | 0 | 0 | 0 | 0.001 | 462.2469405709518 | 1085.0912613025448 | OPTIMIZED | INSTALLED |  |  | node_1346092_389_15328873_069 | AN | 8102502
evchargingstation_load_220358914 |  | 0 | 0 | 0.92 | 0 | False | 0 | 0 | 0 | 0 | 0 | 0 | 0 | 0 | 0 | 0 | 0 | 0 | 0 | 2732.3529221925237 | 0 | 0 | 0 | 0 | 0 | 0 | 0.001 | 193.9962583995013 | 455.39215369875393 | OPTIMIZED | INSTALLED |  |  | node_1346084_991_15329203_142 | AN | 8102502
evchargingstation_load_220358915 |  | 0 | 0 | 0.92 | 0 | False | 0 | 0 | 0 | 0 | 0 | 0 | 0 | 0 | 0 | 0 | 0 | 0 | 0 | 3187.257503992242 | 0 | 0 | 0 | 0 | 0 | 0 | 0.001 | 226.2943414988108 | 531.209583998707 | OPTIMIZED | INSTALLED |  |  | node_1346103_683_15329473_061 | AN | 8102502
evchargingstation_load_220358916 |  | 0 | 0 | 0.92 | 0 | False | 0 | 0 | 0 | 0 | 0 | 0 | 0 | 0 | 0 | 0 | 0 | 0 | 0 | 1651.406022031777 | 0 | 0 | 0 | 0 | 0 | 0 | 0.001 | 117.24932644869324 | 275.23433700529614 | OPTIMIZED | INSTALLED |  |  | node_1345848_908_15328546_091 | AN | 8102502
evchargingstation_load_220358917 |  | 0 | 0 | 0.92 | 0 | False | 0 | 0 | 0 | 0 | 0 | 0 | 0 | 0 | 0 | 0 | 0 | 0 | 0 | 2701.635892553314 | 0 | 0 | 0 | 0 | 0 | 0 | 0.001 | 191.81535606694942 | 450.2726487588857 | OPTIMIZED | INSTALLED |  |  | node_1345662_95_15328605_134 | AN | 8102502
evchargingstation_load_220358952 |  | 0 | 0 | 0.92 | 0 | False | 0 | 0 | 0 | 0 | 0 | 0 | 0 | 0 | 0 | 0 | 0 | 0 | 0 | 198.9293348063079 | 0 | 0 | 0 | 0 | 0 | 0 | 0.001 | 14.123908281096622 | 33.15488913438465 | OPTIMIZED | INSTALLED |  |  | node_1341202_077_15333733_853 | AN | 8102502
evchargingstation_load_220358953 |  | 0 | 0 | 0.92 | 0 | False | 0 | 0 | 0 | 0 | 0 | 0 | 0 | 0 | 0 | 0 | 0 | 0 | 0 | 213.55649177736 | 0 | 0 | 0 | 0 | 0 | 0 | 0.001 | 15.162436426041316 | 35.59274862956 | OPTIMIZED | INSTALLED |  |  | node_1340854_07_15333920_583 | AN | 8102502
evchargingstation_load_220358954 |  | 0 | 0 | 0.92 | 0 | False | 0 | 0 | 0 | 0 | 0 | 0 | 0 | 0 | 0 | 0 | 0 | 0 | 0 | 1152.619969318902 | 0 | 0 | 0 | 0 | 0 | 0 | 0.001 | 81.8356589145497 | 192.103328219817 | OPTIMIZED | INSTALLED |  |  | node_1340630_467_15334120_39 | AN | 8102502
evchargingstation_load_220358955 |  | 0 | 0 | 0.92 | 0 | False | 0 | 0 | 0 | 0 | 0 | 0 | 0 | 0 | 0 | 0 | 0 | 0 | 0 | 1559.2549331141486 | 0 | 0 | 0 | 0 | 0 | 0 | 0.001 | 110.70665331019713 | 259.87582218569145 | OPTIMIZED | INSTALLED |  |  | node_1340422_589_15334122_17 | AN | 8102502
evchargingstation_load_220358956 |  | 0 | 0 | 0.92 | 0 | False | 0 | 0 | 0 | 0 | 0 | 0 | 0 | 0 | 0 | 0 | 0 | 0 | 0 | 1136.5300966507443 | 0 | 0 | 0 | 0 | 0 | 0 | 0.001 | 80.69328472694245 | 189.42168277512405 | OPTIMIZED | INSTALLED |  |  | node_1340390_437_15334714_884 | AN | 8102502
evchargingstation_load_220432060 |  | 0 | 0 | 0.92 | 0 | False | 0 | 0 | 0 | 0 | 0 | 0 | 0 | 0 | 0 | 0 | 0 | 0 | 0 | 203.1547547763206 | 0 | 0 | 0 | 0 | 0 | 0 | 0.001 | 14.423900435641809 | 33.85912579605343 | OPTIMIZED | INSTALLED |  |  | node_1352260_274_15327330_552 | ABCN | 8102502
evchargingstation_load_220432089 |  | 0 | 0 | 0.92 | 0 | False | 0 | 0 | 0 | 0 | 0 | 0 | 0 | 0 | 0 | 0 | 0 | 0 | 0 | 4936.665477730067 | 0 | 0 | 0 | 0 | 0 | 0 | 0.001 | 350.5017929749696 | 822.7775796216779 | OPTIMIZED | INSTALLED |  |  | node_1345896_92_15328745_577 | AN | 8102502
evchargingstation_load_220432210 |  | 0 | 0 | 0.92 | 0 | False | 0 | 0 | 0 | 0 | 0 | 0 | 0 | 0 | 0 | 0 | 0 | 0 | 0 | 61.434059278418616 | 0 | 0 | 0 | 0 | 0 | 0 | 0.001 | 4.36180466510386 | 10.239009879736436 | OPTIMIZED | INSTALLED |  |  | node_1344290_801_15336170_26 | AN | 8102502
evchargingstation_load_220432236 |  | 0 | 0 | 0.92 | 0 | False | 0 | 0 | 0 | 0 | 0 | 0 | 0 | 0 | 0 | 0 | 0 | 0 | 0 | 991.7212426373293 | 0 | 0 | 0 | 0 | 0 | 0 | 0.001 | 70.41191703847734 | 165.2868737728882 | OPTIMIZED | INSTALLED |  |  | node_1344404_167_15329548_493 | AN | 8102502
evchargingstation_load_220432635 |  | 0 | 0 | 0.92 | 0 | False | 0 | 0 | 0 | 0 | 0 | 0 | 0 | 0 | 0 | 0 | 0 | 0 | 0 | 206.24291329183396 | 0 | 0 | 0 | 0 | 0 | 0 | 0.001 | 14.643172353568971 | 34.373818881972326 | OPTIMIZED | INSTALLED |  |  | node_1342115_991_15339705_104 | AN | 8102502
evchargingstation_load_220435496 |  | 0 | 0 | 0.92 | 0 | False | 0 | 0 | 0 | 0 | 0 | 0 | 0 | 0 | 0 | 0 | 0 | 0 | 0 | 6704.11361173219 | 0 | 0 | 0 | 0 | 0 | 0 | 0.001 | 475.99006874256594 | 1117.3522686220317 | OPTIMIZED | INSTALLED |  |  | node_1353105_234_15327895_983 | AN | 8102502
evchargingstation_load_220522687 |  | 0 | 0 | 0.92 | 0 | False | 0 | 0 | 0 | 0 | 0 | 0 | 0 | 0 | 0 | 0 | 0 | 0 | 0 | 1606.0618354215155 | 0 | 0 | 0 | 0 | 0 | 0 | 0.001 | 114.02989597119664 | 267.6769725702526 | OPTIMIZED | INSTALLED |  |  | node_1345862_696_15336644_316 | AN | 8102502
evchargingstation_load_220527452 |  | 0 | 0 | 0.92 | 0 | False | 0 | 0 | 0 | 0 | 0 | 0 | 0 | 0 | 0 | 0 | 0 | 0 | 0 | 1734.7808167667736 | 0 | 0 | 0 | 0 | 0 | 0 | 0.001 | 123.16892333121416 | 289.1301361277956 | OPTIMIZED | INSTALLED |  |  | node_1338378_35_15332116_672 | AN | 8102502
evchargingstation_load_220528258 |  | 0 | 0 | 0.92 | 0 | False | 0 | 0 | 0 | 0 | 0 | 0 | 0 | 0 | 0 | 0 | 0 | 0 | 0 | 906.8837322052273 | 0 | 0 | 0 | 0 | 0 | 0 | 0.001 | 64.3884741132939 | 151.1472887008712 | OPTIMIZED | INSTALLED |  |  | node_1348972_503_15330323_031 | AN | 8102502
evchargingstation_load_220532439 |  | 0 | 0 | 0.92 | 0 | False | 0 | 0 | 0 | 0 | 0 | 0 | 0 | 0 | 0 | 0 | 0 | 0 | 0 | 974.1686542720668 | 0 | 0 | 0 | 0 | 0 | 0 | 0.001 | 69.16569680820757 | 162.3614423786778 | OPTIMIZED | INSTALLED |  |  | node_1344874_361_15329104_002 | AN | 8102502
evchargingstation_load_220538620 |  | 0 | 0 | 0.92 | 0 | False | 0 | 0 | 0 | 0 | 0 | 0 | 0 | 0 | 0 | 0 | 0 | 0 | 0 | 1807.916601622034 | 0 | 0 | 0 | 0 | 0 | 0 | 0.001 | 128.36153019677798 | 301.31943360367234 | OPTIMIZED | INSTALLED |  |  | node_1348715_047_15330857_292 | AN | 8102502
evchargingstation_load_220543163 |  | 0 | 0 | 0.92 | 0 | False | 0 | 0 | 0 | 0 | 0 | 0 | 0 | 0 | 0 | 0 | 0 | 0 | 0 | 1025.3637036707487 | 0 | 0 | 0 | 0 | 0 | 0 | 0.001 | 72.80051145635434 | 170.89395061179147 | OPTIMIZED | INSTALLED |  |  | node_1338220_5_15339305_137 | AN | 8102502
evchargingstation_load_220600601 |  | 0 | 0 | 0.92 | 0 | False | 0 | 0 | 0 | 0 | 0 | 0 | 0 | 0 | 0 | 0 | 0 | 0 | 0 | 2261.3584677246477 | 0 | 0 | 0 | 0 | 0 | 0 | 0.001 | 160.55576725342493 | 376.8930779541079 | OPTIMIZED | INSTALLED |  |  | node_1347682_187_15331156_616 | AN | 8102502
evchargingstation_load_220616687 |  | 0 | 0 | 0.92 | 0 | False | 0 | 0 | 0 | 0 | 0 | 0 | 0 | 0 | 0 | 0 | 0 | 0 | 0 | 2840.5938837783083 | 0 | 0 | 0 | 0 | 0 | 0 | 0.001 | 201.6813057256047 | 473.4323139630514 | OPTIMIZED | INSTALLED |  |  | node_1342024_328_15329671_712 | AN | 8102502
evchargingstation_load_220625431 |  | 0 | 0 | 0.92 | 0 | False | 0 | 0 | 0 | 0 | 0 | 0 | 0 | 0 | 0 | 0 | 0 | 0 | 0 | 2628.500107698054 | 0 | 0 | 0 | 0 | 0 | 0 | 0.001 | 186.6227153422259 | 438.083351283009 | OPTIMIZED | INSTALLED |  |  | node_1337566_56_15331634_234 | AN | 8102502
evchargingstation_load_220633094 |  | 0 | 0 | 0.92 | 0 | False | 0 | 0 | 0 | 0 | 0 | 0 | 0 | 0 | 0 | 0 | 0 | 0 | 0 | 950.7652031183834 | 0 | 0 | 0 | 0 | 0 | 0 | 0.001 | 67.50405854812799 | 158.46086718639722 | OPTIMIZED | INSTALLED |  |  | node_1339634_402_15332734_724 | AN | 8102502
evchargingstation_load_220647668 |  | 0 | 0 | 0.92 | 0 | False | 0 | 0 | 0 | 0 | 0 | 0 | 0 | 0 | 0 | 0 | 0 | 0 | 0 | 1745.01982664651 | 0 | 0 | 0 | 0 | 0 | 0 | 0.001 | 123.89587948901158 | 290.8366377744183 | OPTIMIZED | INSTALLED |  |  | node_1339014_001_15338279_541 | AN | 8102502
evchargingstation_load_220647671 |  | 0 | 0 | 0.92 | 0 | False | 0 | 0 | 0 | 0 | 0 | 0 | 0 | 0 | 0 | 0 | 0 | 0 | 0 | 1562.1803645083594 | 0 | 0 | 0 | 0 | 0 | 0 | 0.001 | 110.9143453955222 | 260.36339408472656 | OPTIMIZED | INSTALLED |  |  | node_1338545_136_15338568_57 | AN | 8102502
evchargingstation_load_220647677 |  | 0 | 0 | 0.92 | 0 | False | 0 | 0 | 0 | 0 | 0 | 0 | 0 | 0 | 0 | 0 | 0 | 0 | 0 | 1269.6372250873183 | 0 | 0 | 0 | 0 | 0 | 0 | 0.001 | 90.14385021494759 | 211.6062041812197 | OPTIMIZED | INSTALLED |  |  | node_1340214_587_15337968_71 | AN | 8102502
evchargingstation_load_220647680 |  | 0 | 0 | 0.92 | 0 | False | 0 | 0 | 0 | 0 | 0 | 0 | 0 | 0 | 0 | 0 | 0 | 0 | 0 | 1799.1403074394025 | 0 | 0 | 0 | 0 | 0 | 0 | 0.001 | 127.73842008164308 | 299.8567179065671 | OPTIMIZED | INSTALLED |  |  | node_1338725_203_15338303_143 | AN | 8102502
evchargingstation_load_220647687 |  | 0 | 0 | 0.92 | 0 | False | 0 | 0 | 0 | 0 | 0 | 0 | 0 | 0 | 0 | 0 | 0 | 0 | 0 | 517.8013567752428 | 0 | 0 | 0 | 0 | 0 | 0 | 0.001 | 36.76373380707589 | 86.30022612920712 | OPTIMIZED | INSTALLED |  |  | node_1339810_002_15338156_653 | AN | 8102502
evchargingstation_load_220647765 |  | 0 | 0 | 0.92 | 0 | False | 0 | 0 | 0 | 0 | 0 | 0 | 0 | 0 | 0 | 0 | 0 | 0 | 0 | 1829.8573370786116 | 0 | 0 | 0 | 0 | 0 | 0 | 0.001 | 129.91932241419502 | 304.9762228464353 | OPTIMIZED | INSTALLED |  |  | node_1338461_399_15338195_681 | AN | 8102502
evchargingstation_load_220647904 |  | 0 | 0 | 0.92 | 0 | False | 0 | 0 | 0 | 0 | 0 | 0 | 0 | 0 | 0 | 0 | 0 | 0 | 0 | 5122.43037126243 | 0 | 0 | 0 | 0 | 0 | 0 | 0.001 | 363.69101915378417 | 853.7383952104049 | OPTIMIZED | INSTALLED |  |  | node_1339343_016_15338303_04 | AN | 8102502
evchargingstation_load_220649259 |  | 0 | 0 | 0.92 | 0 | False | 0 | 0 | 0 | 0 | 0 | 0 | 0 | 0 | 0 | 0 | 0 | 0 | 0 | 4009.3037257653677 | 0 | 0 | 0 | 0 | 0 | 0 | 0.001 | 284.65937268692124 | 668.2172876275613 | OPTIMIZED | INSTALLED |  |  | node_1350330_096_15328378_953 | AN | 8102502
evchargingstation_load_220649264 |  | 0 | 0 | 0.92 | 0 | False | 0 | 0 | 0 | 0 | 0 | 0 | 0 | 0 | 0 | 0 | 0 | 0 | 0 | 2058.040985827024 | 0 | 0 | 0 | 0 | 0 | 0 | 0.001 | 146.12028698518105 | 343.00683097117064 | OPTIMIZED | INSTALLED |  |  | node_1350069_488_15328798_298 | AN | 8102502
evchargingstation_load_310061065 |  | 0 | 0 | 0.92 | 0 | False | 0 | 0 | 0 | 0 | 0 | 0 | 0 | 0 | 0 | 0 | 0 | 0 | 0 | 1076.558753069431 | 0 | 0 | 0 | 0 | 0 | 0 | 0.001 | 76.43535996366077 | 179.42645884490517 | OPTIMIZED | INSTALLED |  |  | node_1342521_76_15338158_104 | AN | 8102502
evchargingstation_load_310061368 |  | 0 | 0 | 0.92 | 0 | False | 0 | 0 | 0 | 0 | 0 | 0 | 0 | 0 | 0 | 0 | 0 | 0 | 0 | 22958.785581763303 | 0 | 0 | 0 | 0 | 0 | 0 | 0.001 | 1630.066963842272 | 3826.464263627217 | OPTIMIZED | INSTALLED |  |  | node_1352698_811_15327870_071 | AN | 8102502
evchargingstation_load_311901308 |  | 0 | 0 | 0.92 | 0 | False | 0 | 0 | 0 | 0 | 0 | 0 | 0 | 0 | 0 | 0 | 0 | 0 | 0 | 963.9296443923304 | 0 | 0 | 0 | 0 | 0 | 0 | 0.001 | 68.4387067912505 | 160.65494073205505 | OPTIMIZED | INSTALLED |  |  | node_1340323_824_15333342_863 | AN | 8102502
evchargingstation_load_311922009 |  | 0 | 0 | 0.92 | 0 | False | 0 | 0 | 0 | 0 | 0 | 0 | 0 | 0 | 0 | 0 | 0 | 0 | 0 | 222.3327859599912 | 0 | 0 | 0 | 0 | 0 | 0 | 0.001 | 15.785546541176203 | 37.0554643266652 | OPTIMIZED | INSTALLED |  |  | node_1351407_338_15328489_654 | AN | 8102502
evchargingstation_load_312024035 |  | 0 | 0 | 0.92 | 0 | False | 0 | 0 | 0 | 0 | 0 | 0 | 0 | 0 | 0 | 0 | 0 | 0 | 0 | 1515.3734622009927 | 0 | 0 | 0 | 0 | 0 | 0 | 0.001 | 107.59106887536304 | 252.56224370016545 | OPTIMIZED | INSTALLED |  |  | node_1350762_755_15331623_938 | AN | 8102502
evchargingstation_load_312071765 |  | 0 | 0 | 0.92 | 0 | False | 0 | 0 | 0 | 0 | 0 | 0 | 0 | 0 | 0 | 0 | 0 | 0 | 0 | 1484.6564325617833 | 0 | 0 | 0 | 0 | 0 | 0 | 0.001 | 105.41016654281111 | 247.44273876029723 | OPTIMIZED | INSTALLED |  |  |  | AN | 8102502

## Fuse
Name | GroupId | MeanReplacementTime | PhaseAStatus | PhaseBStatus | PhaseCStatus | RepairDistributionType | CurrentLimit | CurrentInAReal | CurrentInAImag | CurrentInA | CurrentInBReal | CurrentInBImag | CurrentInB | CurrentInCReal | CurrentInCImag | CurrentInC | CurrentOutAReal | CurrentOutAImag | CurrentOutA | CurrentOutBReal | CurrentOutBImag | CurrentOutB | CurrentOutCReal | CurrentOutCImag | CurrentOutC | ActivePowerInA | ReactivePowerInA | PowerInA | ActivePowerInB | ReactivePowerInB | PowerInB | ActivePowerInC | ReactivePowerInC | PowerInC | ActivePowerOutA | ReactivePowerOutA | PowerOutA | ActivePowerOutB | ReactivePowerOutB | PowerOutB | ActivePowerOutC | ReactivePowerOutC | PowerOutC | Status | From | To | Length | Phases | Feeder | Comments
fuse_220387705 |  | 0 | GOOD | GOOD | GOOD | NONE | 40 | 0 | 0 | 0+0j | 0 | 0 | 0+0j | 0 | 0 | 0+0j | 0 | 0 | 0+0j | 0 | 0 | 0+0j | 0 | 0 | 0+0j | 0 | 0 | 0+0j | 0 | 0 | 0+0j | 0 | 0 | 0+0j | 0 | 0 | 0+0j | 0 | 0 | 0+0j | 0 | 0 | 0+0j | OPEN | node_intto1_8102502_200890978 | node_8102502_200890978 | 0 | AD | 8102502
fuse_220387706 |  | 0 | GOOD | GOOD | GOOD | NONE | 40 | 0 | 0 | 0+0j | 0 | 0 | 0+0j | 0 | 0 | 0+0j | 0 | 0 | 0+0j | 0 | 0 | 0+0j | 0 | 0 | 0+0j | 0 | 0 | 0+0j | 0 | 0 | 0+0j | 0 | 0 | 0+0j | 0 | 0 | 0+0j | 0 | 0 | 0+0j | 0 | 0 | 0+0j | OPEN | node_intto1_8102502_200890597 | node_8102502_200890597 | 0 | AD | 8102502
fuse_220387707 |  | 0 | GOOD | GOOD | GOOD | NONE | 30 | 0 | 0 | 0+0j | 0 | 0 | 0+0j | 0 | 0 | 0+0j | 0 | 0 | 0+0j | 0 | 0 | 0+0j | 0 | 0 | 0+0j | 0 | 0 | 0+0j | 0 | 0 | 0+0j | 0 | 0 | 0+0j | 0 | 0 | 0+0j | 0 | 0 | 0+0j | 0 | 0 | 0+0j | OPEN | node_intto1_8102502_200911575 | node_8102502_200911575 | 0 | AD | 8102502
fuse_220387874 |  | 0 | GOOD | GOOD | GOOD | NONE | 30 | 0 | 0 | 0+0j | 0 | 0 | 0+0j | 0 | 0 | 0+0j | 0 | 0 | 0+0j | 0 | 0 | 0+0j | 0 | 0 | 0+0j | 0 | 0 | 0+0j | 0 | 0 | 0+0j | 0 | 0 | 0+0j | 0 | 0 | 0+0j | 0 | 0 | 0+0j | 0 | 0 | 0+0j | OPEN | node_intto1_8102502_200890427 | node_8102502_200890427 | 0 | AN | 8102502
fuse_220387875 |  | 0 | GOOD | GOOD | GOOD | NONE | 40 | 0 | 0 | 0+0j | 0 | 0 | 0+0j | 0 | 0 | 0+0j | 0 | 0 | 0+0j | 0 | 0 | 0+0j | 0 | 0 | 0+0j | 0 | 0 | 0+0j | 0 | 0 | 0+0j | 0 | 0 | 0+0j | 0 | 0 | 0+0j | 0 | 0 | 0+0j | 0 | 0 | 0+0j | OPEN | node_intto1_8102502_200891780 | node_8102502_200891780 | 0 | AD | 8102502
fuse_220387876 |  | 0 | GOOD | GOOD | GOOD | NONE | 65 | 0 | 0 | 0+0j | 0 | 0 | 0+0j | 0 | 0 | 0+0j | 0 | 0 | 0+0j | 0 | 0 | 0+0j | 0 | 0 | 0+0j | 0 | 0 | 0+0j | 0 | 0 | 0+0j | 0 | 0 | 0+0j | 0 | 0 | 0+0j | 0 | 0 | 0+0j | 0 | 0 | 0+0j | OPEN | node_intto1_8102502_200982840 | node_8102502_200982840 | 0 | AD | 8102502
fuse_220387877 |  | 0 | GOOD | GOOD | GOOD | NONE | 60 | 0 | 0 | 0+0j | 0 | 0 | 0+0j | 0 | 0 | 0+0j | 0 | 0 | 0+0j | 0 | 0 | 0+0j | 0 | 0 | 0+0j | 0 | 0 | 0+0j | 0 | 0 | 0+0j | 0 | 0 | 0+0j | 0 | 0 | 0+0j | 0 | 0 | 0+0j | 0 | 0 | 0+0j | OPEN | node_intto1_8102502_200890437 | node_8102502_200890437 | 0 | AD | 8102502
fuse_220387878 |  | 0 | GOOD | GOOD | GOOD | NONE | 40 | 0 | 0 | 0+0j | 0 | 0 | 0+0j | 0 | 0 | 0+0j | 0 | 0 | 0+0j | 0 | 0 | 0+0j | 0 | 0 | 0+0j | 0 | 0 | 0+0j | 0 | 0 | 0+0j | 0 | 0 | 0+0j | 0 | 0 | 0+0j | 0 | 0 | 0+0j | 0 | 0 | 0+0j | OPEN | node_intto1_8102502_200890417 | node_8102502_200890417 | 0 | AD | 8102502
fuse_220388054 |  | 0 | GOOD | GOOD | GOOD | NONE | 150 | 0 | 0 | 0+0j | 0 | 0 | 0+0j | 0 | 0 | 0+0j | 0 | 0 | 0+0j | 0 | 0 | 0+0j | 0 | 0 | 0+0j | 0 | 0 | 0+0j | 0 | 0 | 0+0j | 0 | 0 | 0+0j | 0 | 0 | 0+0j | 0 | 0 | 0+0j | 0 | 0 | 0+0j | OPEN | node_intto1_8102502_200842844 | node_8102502_200842844 | 0 | AD | 8102502
fuse_220388057 |  | 0 | GOOD | GOOD | GOOD | NONE | 100 | 0 | 0 | 0+0j | 0 | 0 | 0+0j | 0 | 0 | 0+0j | 0 | 0 | 0+0j | 0 | 0 | 0+0j | 0 | 0 | 0+0j | 0 | 0 | 0+0j | 0 | 0 | 0+0j | 0 | 0 | 0+0j | 0 | 0 | 0+0j | 0 | 0 | 0+0j | 0 | 0 | 0+0j | OPEN | node_intto1_8102502_200842773 | node_8102502_200842773 | 0 | AD | 8102502
fuse_220388058 |  | 0 | GOOD | GOOD | GOOD | NONE | 30 | 0 | 0 | 0+0j | 0 | 0 | 0+0j | 0 | 0 | 0+0j | 0 | 0 | 0+0j | 0 | 0 | 0+0j | 0 | 0 | 0+0j | 0 | 0 | 0+0j | 0 | 0 | 0+0j | 0 | 0 | 0+0j | 0 | 0 | 0+0j | 0 | 0 | 0+0j | 0 | 0 | 0+0j | OPEN | node_intto1_8102502_311997606 | node_8102502_311997606 | 0 | ABCN | 8102502
fuse_220388059 |  | 0 | GOOD | GOOD | GOOD | NONE | 50 | 0 | 0 | 0+0j | 0 | 0 | 0+0j | 0 | 0 | 0+0j | 0 | 0 | 0+0j | 0 | 0 | 0+0j | 0 | 0 | 0+0j | 0 | 0 | 0+0j | 0 | 0 | 0+0j | 0 | 0 | 0+0j | 0 | 0 | 0+0j | 0 | 0 | 0+0j | 0 | 0 | 0+0j | OPEN | node_intto1_8102502_200842833 | node_8102502_200842833 | 0 | AD | 8102502
fuse_220388060 |  | 0 | GOOD | GOOD | GOOD | NONE | 100 | 0 | 0 | 0+0j | 0 | 0 | 0+0j | 0 | 0 | 0+0j | 0 | 0 | 0+0j | 0 | 0 | 0+0j | 0 | 0 | 0+0j | 0 | 0 | 0+0j | 0 | 0 | 0+0j | 0 | 0 | 0+0j | 0 | 0 | 0+0j | 0 | 0 | 0+0j | 0 | 0 | 0+0j | OPEN | node_intto1_8102502_200842858 | node_8102502_200842858 | 0 | AD | 8102502
fuse_220388067 |  | 0 | GOOD | GOOD | GOOD | NONE | 100 | 0 | 0 | 0+0j | 0 | 0 | 0+0j | 0 | 0 | 0+0j | 0 | 0 | 0+0j | 0 | 0 | 0+0j | 0 | 0 | 0+0j | 0 | 0 | 0+0j | 0 | 0 | 0+0j | 0 | 0 | 0+0j | 0 | 0 | 0+0j | 0 | 0 | 0+0j | 0 | 0 | 0+0j | OPEN | node_intto1_8102502_200842799 | node_8102502_200842799 | 0 | AD | 8102502
fuse_220388618 |  | 0 | GOOD | GOOD | GOOD | NONE | 100 | 0 | 0 | 0+0j | 0 | 0 | 0+0j | 0 | 0 | 0+0j | 0 | 0 | 0+0j | 0 | 0 | 0+0j | 0 | 0 | 0+0j | 0 | 0 | 0+0j | 0 | 0 | 0+0j | 0 | 0 | 0+0j | 0 | 0 | 0+0j | 0 | 0 | 0+0j | 0 | 0 | 0+0j | OPEN | node_intto1_8102502_200841332 | node_8102502_200841332 | 0 | AD | 8102502
fuse_220388620 |  | 0 | GOOD | GOOD | GOOD | NONE | 60 | 0 | 0 | 0+0j | 0 | 0 | 0+0j | 0 | 0 | 0+0j | 0 | 0 | 0+0j | 0 | 0 | 0+0j | 0 | 0 | 0+0j | 0 | 0 | 0+0j | 0 | 0 | 0+0j | 0 | 0 | 0+0j | 0 | 0 | 0+0j | 0 | 0 | 0+0j | 0 | 0 | 0+0j | OPEN | node_intto1_8102502_200841158 | node_8102502_200841158 | 0 | AD | 8102502
fuse_220388642 |  | 0 | GOOD | GOOD | GOOD | NONE | 85 | 0 | 0 | 0+0j | 0 | 0 | 0+0j | 0 | 0 | 0+0j | 0 | 0 | 0+0j | 0 | 0 | 0+0j | 0 | 0 | 0+0j | 0 | 0 | 0+0j | 0 | 0 | 0+0j | 0 | 0 | 0+0j | 0 | 0 | 0+0j | 0 | 0 | 0+0j | 0 | 0 | 0+0j | OPEN | node_intto1_8102502_200841924 | node_8102502_200841924 | 0 | AD | 8102502
fuse_220388648 |  | 0 | GOOD | GOOD | GOOD | NONE | 60 | 0 | 0 | 0+0j | 0 | 0 | 0+0j | 0 | 0 | 0+0j | 0 | 0 | 0+0j | 0 | 0 | 0+0j | 0 | 0 | 0+0j | 0 | 0 | 0+0j | 0 | 0 | 0+0j | 0 | 0 | 0+0j | 0 | 0 | 0+0j | 0 | 0 | 0+0j | 0 | 0 | 0+0j | OPEN | node_intto1_8102502_200842061 | node_8102502_200842061 | 0 | AD | 8102502
fuse_220555613 |  | 0 | GOOD | GOOD | GOOD | NONE | 40 | 0 | 0 | 0+0j | 0 | 0 | 0+0j | 0 | 0 | 0+0j | 0 | 0 | 0+0j | 0 | 0 | 0+0j | 0 | 0 | 0+0j | 0 | 0 | 0+0j | 0 | 0 | 0+0j | 0 | 0 | 0+0j | 0 | 0 | 0+0j | 0 | 0 | 0+0j | 0 | 0 | 0+0j | OPEN | node_intto1_8102502_200890415 | node_8102502_200890415 | 0 | AD | 8102502
fuse_220555616 |  | 0 | GOOD | GOOD | GOOD | NONE | 300 | 0 | 0 | 0+0j | 0 | 0 | 0+0j | 0 | 0 | 0+0j | 0 | 0 | 0+0j | 0 | 0 | 0+0j | 0 | 0 | 0+0j | 0 | 0 | 0+0j | 0 | 0 | 0+0j | 0 | 0 | 0+0j | 0 | 0 | 0+0j | 0 | 0 | 0+0j | 0 | 0 | 0+0j | OPEN | node_intto1_220555616 | node_220555616 | 0 | ABCD | 8102502
fuse_312024039 |  | 0 | GOOD | GOOD | GOOD | NONE | 30 | 0 | 0 | 0+0j | 0 | 0 | 0+0j | 0 | 0 | 0+0j | 0 | 0 | 0+0j | 0 | 0 | 0+0j | 0 | 0 | 0+0j | 0 | 0 | 0+0j | 0 | 0 | 0+0j | 0 | 0 | 0+0j | 0 | 0 | 0+0j | 0 | 0 | 0+0j | 0 | 0 | 0+0j | OPEN | node_intto1_8102502_312024018 | node_8102502_312024018 | 0 | AD | 8102502

## Generator
Name | GroupId | ColdStartupCost | ColdStartupTime | HotStartupCost | HotStartupStatus | ShutdownCost | CommitmentStatus | ConstructionTime | CalendarLife | YearOfInstallation | ReactivePower | ActivePower | MaxPowerOutput | MinPowerOutput | MinimumDowntime | MinimumUptime | NoLoadCost | NonSpinningReserve | SpinningReserve | OperatingReserve | RampUpLimit | RampDownLimit | StartupCapability | ShutdownCapability | ShutdownStatus | StartupStatus | CapitalCost | FixedOperatingCost | VariableOperatingCost | MaxReactivePower | MaxActivePower | OutputSchedule | PlanningStatus | UnitType | UnitSubtype | ParentNode | Phases | Feeder | Comments

## HeatPump
Name | GroupId | YearOfInstallation | ReactivePower | ActivePower | MaxPowerOutput | MinPowerOutput | RampUpLimit | RampDownLimit | CapitalCost | FixedOperatingCost | VariableOperatingCost | MaxReactivePower | MaxActivePower | OutputSchedule | PlanningStatus | UnitType | UnitSubtype | ParentNode | Phases | Feeder | Comments
heatpump_load_220342037 |  | 0 | 0 | 0 | 0 | 0 | 0 | 0 | 0 | 0 | 0.19 | 20.059958478215023 | 47.0892856934644 | OPTIMIZED | INSTALLED |  |  | node_1349772_996_15330219_527 | AN | 8102502
heatpump_load_220342038 |  | 0 | 0 | 0 | 0 | 0 | 0 | 0 | 0 | 0 | 0.19 | 31.977491172602843 | 75.0648391866296 | OPTIMIZED | INSTALLED |  |  | node_1349989_031_15332130_965 | AN | 8102502
heatpump_load_220342039 |  | 0 | 0 | 0 | 0 | 0 | 0 | 0 | 0 | 0 | 0.19 | 48.410353497308314 | 113.63982599086981 | OPTIMIZED | INSTALLED |  |  | node_1350338_288_15333106_599 | AN | 8102502
heatpump_load_220342040 |  | 0 | 0 | 0 | 0 | 0 | 0 | 0 | 0 | 0 | 0.19 | 83.05264163433645 | 194.96006844305185 | OPTIMIZED | INSTALLED |  |  | node_1350410_771_15333310_197 | AN | 8102502
heatpump_load_220342041 |  | 0 | 0 | 0 | 0 | 0 | 0 | 0 | 0 | 0 | 0.19 | 75.72445601554193 | 177.7577094627826 | OPTIMIZED | INSTALLED |  |  | node_1350494_083_15333541_628 | AN | 8102502
heatpump_load_220342042 |  | 0 | 0 | 0 | 0 | 0 | 0 | 0 | 0 | 0 | 0.19 | 47.07796708184579 | 110.51212435809357 | OPTIMIZED | INSTALLED |  |  | node_1350283_618_15333807_292 | AN | 8102502
heatpump_load_220342043 |  | 0 | 0 | 0 | 0 | 0 | 0 | 0 | 0 | 0 | 0.19 | 16.654938794032685 | 39.09627040970291 | OPTIMIZED | INSTALLED |  |  | node_1351099_196_15335406_005 | AN | 8102502
heatpump_load_220342044 |  | 0 | 0 | 0 | 0 | 0 | 0 | 0 | 0 | 0 | 0.19 | 35.30846927800928 | 82.88409326857018 | OPTIMIZED | INSTALLED |  |  | node_1349215_804_15330421_229 | AN | 8102502
heatpump_load_220342045 |  | 0 | 0 | 0 | 0 | 0 | 0 | 0 | 0 | 0 | 0.19 | 77.7230718389861 | 182.44926191194693 | OPTIMIZED | INSTALLED |  |  | node_1351103_331_15335990_881 | AN | 8102502
heatpump_load_220342046 |  | 0 | 0 | 0 | 0 | 0 | 0 | 0 | 0 | 0 | 0.19 | 48.92852388123839 | 114.85615440361612 | OPTIMIZED | INSTALLED |  |  | node_1350811_883_15336580_322 | AN | 8102502
heatpump_load_220342047 |  | 0 | 0 | 0 | 0 | 0 | 0 | 0 | 0 | 0 | 0.19 | 114.28991008718226 | 268.2872956114724 | OPTIMIZED | INSTALLED |  |  | node_1351077_563_15337455_027 | AN | 8102502
heatpump_load_220342048 |  | 0 | 0 | 0 | 0 | 0 | 0 | 0 | 0 | 0 | 0.19 | 0 | 0 | OPTIMIZED | INSTALLED |  |  | node_1350511_262_15337527_38 | AN | 8102502
heatpump_load_220342049 |  | 0 | 0 | 0 | 0 | 0 | 0 | 0 | 0 | 0 | 0.19 | 88.97439925889253 | 208.860964588724 | OPTIMIZED | INSTALLED |  |  | node_1349264_296_15330658_671 | AN | 8102502
heatpump_load_220342050 |  | 0 | 0 | 0 | 0 | 0 | 0 | 0 | 0 | 0 | 0.19 | 0.8142401650326954 | 1.9113732200299205 | OPTIMIZED | INSTALLED |  |  | node_1349381_992_15331171_178 | AN | 8102502
heatpump_load_220342051 |  | 0 | 0 | 0 | 0 | 0 | 0 | 0 | 0 | 0 | 0.19 | 61.88234907648587 | 145.26436472227394 | OPTIMIZED | INSTALLED |  |  | node_1349421_326_15331486_599 | AN | 8102502
heatpump_load_220342052 |  | 0 | 0 | 0 | 0 | 0 | 0 | 0 | 0 | 0 | 0.19 | 193.41938578690653 | 454.0380203580165 | OPTIMIZED | INSTALLED |  |  | node_1349714_963_15331814_28 | AN | 8102502
heatpump_load_220342123 |  | 0 | 0 | 0 | 0 | 0 | 0 | 0 | 0 | 0 | 0.19 | 103.48271147243 | 242.91816014562076 | OPTIMIZED | INSTALLED |  |  | node_1346478_613_15332270_467 | AN | 8102502
heatpump_load_220342125 |  | 0 | 0 | 0 | 0 | 0 | 0 | 0 | 0 | 0 | 0.19 | 271.8826562121494 | 638.2248942881724 | OPTIMIZED | INSTALLED |  |  | node_1348323_396_15330416_653 | AN | 8102502
heatpump_load_220342126 |  | 0 | 0 | 0 | 0 | 0 | 0 | 0 | 0 | 0 | 0.19 | 12.287644054266337 | 28.844359502269707 | OPTIMIZED | INSTALLED |  |  | node_1348089_596_15331170_216 | AN | 8102502
heatpump_load_220342128 |  | 0 | 0 | 0 | 0 | 0 | 0 | 0 | 0 | 0 | 0.19 | 186.905464466645 | 438.74703459777714 | OPTIMIZED | INSTALLED |  |  | node_1347371_245_15331376_692 | AN | 8102502
heatpump_load_220342129 |  | 0 | 0 | 0 | 0 | 0 | 0 | 0 | 0 | 0 | 0.19 | 117.91698210719157 | 276.80159450069664 | OPTIMIZED | INSTALLED |  |  | node_1347266_398_15331867_058 | AN | 8102502
heatpump_load_220342130 |  | 0 | 0 | 0 | 0 | 0 | 0 | 0 | 0 | 0 | 0.19 | 171.5829120880748 | 402.77846582085044 | OPTIMIZED | INSTALLED |  |  | node_1346813_042_15332252_963 | AN | 8102502
heatpump_load_220342165 |  | 0 | 0 | 0 | 0 | 0 | 0 | 0 | 0 | 0 | 0.19 | 79.27751059027558 | 186.09824715018587 | OPTIMIZED | INSTALLED |  |  | node_1347937_962_15337340_795 | AN | 8102502
heatpump_load_220342364 |  | 0 | 0 | 0 | 0 | 0 | 0 | 0 | 0 | 0 | 0.19 | 43.82100642171501 | 102.86663147797388 | OPTIMIZED | INSTALLED |  |  | node_1347064_949_15328754_722 | AN | 8102502
heatpump_load_220342365 |  | 0 | 0 | 0 | 0 | 0 | 0 | 0 | 0 | 0 | 0.19 | 57.293002000892564 | 134.49117020937803 | OPTIMIZED | INSTALLED |  |  | node_1346910_34_15329228_536 | AN | 8102502
heatpump_load_220342366 |  | 0 | 0 | 0 | 0 | 0 | 0 | 0 | 0 | 0 | 0.19 | 120.58177907161688 | 283.0569977662491 | OPTIMIZED | INSTALLED |  |  | node_1346765_124_15328686_38 | AN | 8102502
heatpump_load_220342422 |  | 0 | 0 | 0 | 0 | 0 | 0 | 0 | 0 | 0 | 0.19 | 147.89588158985046 | 347.17488123816184 | OPTIMIZED | INSTALLED |  |  | node_1347409_514_15329187_46 | AN | 8102502
heatpump_load_220342423 |  | 0 | 0 | 0 | 0 | 0 | 0 | 0 | 0 | 0 | 0.19 | 114.06783361785503 | 267.76601200600976 | OPTIMIZED | INSTALLED |  |  | node_1347128_393_15329163_032 | AN | 8102502
heatpump_load_220342424 |  | 0 | 0 | 0 | 0 | 0 | 0 | 0 | 0 | 0 | 0.19 | 174.91389019348125 | 410.59771990279097 | OPTIMIZED | INSTALLED |  |  | node_1347825_41_15328987_437 | AN | 8102502
heatpump_load_220342427 |  | 0 | 0 | 0 | 0 | 0 | 0 | 0 | 0 | 0 | 0.19 | 3.9971833798878236 | 9.3831048983287 | OPTIMIZED | INSTALLED |  |  | node_1350364_073_15330664_622 | AN | 8102502
heatpump_load_220342635 |  | 0 | 0 | 0 | 0 | 0 | 0 | 0 | 0 | 0 | 0.19 | 1459.8611324758738 | 3426.918422311826 | OPTIMIZED | INSTALLED |  |  | node_1353129_964_15327609_453 | AN | 8102502
heatpump_load_220342636 |  | 0 | 0 | 0 | 0 | 0 | 0 | 0 | 0 | 0 | 0.19 | 21.688438808280416 | 50.91203213352424 | OPTIMIZED | INSTALLED |  |  | node_1353044_835_15327235_409 | AN | 8102502
heatpump_load_220342641 |  | 0 | 0 | 0 | 0 | 0 | 0 | 0 | 0 | 0 | 0.19 | 0 | 0 | OPTIMIZED | INSTALLED |  |  | node_1353689_929_15328859_559 | AN | 8102502
heatpump_load_220342642 |  | 0 | 0 | 0 | 0 | 0 | 0 | 0 | 0 | 0 | 0.19 | 0 | 0 | OPTIMIZED | INSTALLED |  |  | node_1353695_054_15328885_331 | AN | 8102502
heatpump_load_220342643 |  | 0 | 0 | 0 | 0 | 0 | 0 | 0 | 0 | 0 | 0.19 | 47.97720543476921 | 112.62300922471425 | OPTIMIZED | INSTALLED |  |  | node_1353820_404_15329097_058 | AN | 8102502
heatpump_load_220342644 |  | 0 | 0 | 0 | 0 | 0 | 0 | 0 | 0 | 0 | 0.19 | 47.97720543476921 | 112.62300922471425 | OPTIMIZED | INSTALLED |  |  | node_1353825_557_15329122_821 | BN | 8102502
heatpump_load_220342645 |  | 0 | 0 | 0 | 0 | 0 | 0 | 0 | 0 | 0 | 0.19 | 47.97720543476921 | 112.62300922471425 | OPTIMIZED | INSTALLED |  |  | node_1353810_479_15329073_918 | CN | 8102502
heatpump_load_220342665 |  | 0 | 0 | 0 | 0 | 0 | 0 | 0 | 0 | 0 | 0.19 | 533.6983365293037 | 1252.8182651287023 | OPTIMIZED | INSTALLED |  |  | node_1353404_819_15328506_861 | AN | 8102502
heatpump_load_220342666 |  | 0 | 0 | 0 | 0 | 0 | 0 | 0 | 0 | 0 | 0.19 | 629.8898831723271 | 1478.6209468949644 | OPTIMIZED | INSTALLED |  |  | node_1353502_677_15328660_564 | AN | 8102502
heatpump_load_220342667 |  | 0 | 0 | 0 | 0 | 0 | 0 | 0 | 0 | 0 | 0.19 | 629.8898831723271 | 1478.6209468949644 | OPTIMIZED | INSTALLED |  |  | node_1353492_186_15328657_319 | AN | 8102502
heatpump_load_220342672 |  | 0 | 0 | 0 | 0 | 0 | 0 | 0 | 0 | 0 | 0.19 | 77.05686656450472 | 180.88541109555882 | OPTIMIZED | INSTALLED |  |  | node_1351741_121_15327741_731 | AN | 8102502
heatpump_load_220342673 |  | 0 | 0 | 0 | 0 | 0 | 0 | 0 | 0 | 0 | 0.19 | 114.14187519663095 | 267.9397732078306 | OPTIMIZED | INSTALLED |  |  | node_1351545_458_15327784_934 | AN | 8102502
heatpump_load_220342674 |  | 0 | 0 | 0 | 0 | 0 | 0 | 0 | 0 | 0 | 0.19 | 772.8633029825934 | 1814.240708212036 | OPTIMIZED | INSTALLED |  |  | node_1351619_292_15327170_8 | AN | 8102502
heatpump_load_220342675 |  | 0 | 0 | 0 | 0 | 0 | 0 | 0 | 0 | 0 | 0.19 | 35.30846927800928 | 82.88409326857018 | OPTIMIZED | INSTALLED |  |  | node_1351175_049_15327415_553 | AN | 8102502
heatpump_load_220342676 |  | 0 | 0 | 0 | 0 | 0 | 0 | 0 | 0 | 0 | 0.19 | 64.02899979048135 | 150.3034395750801 | OPTIMIZED | INSTALLED |  |  | node_1350940_26_15327064_95 | AN | 8102502
heatpump_load_220342677 |  | 0 | 0 | 0 | 0 | 0 | 0 | 0 | 0 | 0 | 0.19 | 489.3591838571588 | 1148.735305237982 | OPTIMIZED | INSTALLED |  |  | node_1350279_912_15326339_879 | AN | 8102502
heatpump_load_220342679 |  | 0 | 0 | 0 | 0 | 0 | 0 | 0 | 0 | 0 | 0.19 | 802.5461085506496 | 1883.9189501422175 | OPTIMIZED | INSTALLED |  |  | node_1352492_325_15327866_276 | AN | 8102502
heatpump_load_220342680 |  | 0 | 0 | 0 | 0 | 0 | 0 | 0 | 0 | 0 | 0.19 | 65.11191821382961 | 152.84549355721913 | OPTIMIZED | INSTALLED |  |  | node_1352430_003_15327532_567 | AN | 8102502
heatpump_load_220342681 |  | 0 | 0 | 0 | 0 | 0 | 0 | 0 | 0 | 0 | 0.19 | 65.11191821382961 | 152.84549355721913 | OPTIMIZED | INSTALLED |  |  | node_1352448_121_15327543_499 | BN | 8102502
heatpump_load_220342682 |  | 0 | 0 | 0 | 0 | 0 | 0 | 0 | 0 | 0 | 0.19 | 65.11191821382961 | 152.84549355721913 | OPTIMIZED | INSTALLED |  |  | node_1352410_433_15327528_293 | CN | 8102502
heatpump_load_220342683 |  | 0 | 0 | 0 | 0 | 0 | 0 | 0 | 0 | 0 | 0.19 | 802.2500146360466 | 1883.2239053349344 | OPTIMIZED | INSTALLED |  |  | node_1351521_698_15328342_62 | AN | 8102502
heatpump_load_220342684 |  | 0 | 0 | 0 | 0 | 0 | 0 | 0 | 0 | 0 | 0.19 | 201.63582901600938 | 473.3255137601366 | OPTIMIZED | INSTALLED |  |  | node_1351210_02_15328474_819 | AN | 8102502
heatpump_load_220342685 |  | 0 | 0 | 0 | 0 | 0 | 0 | 0 | 0 | 0 | 0.19 | 54.48017014591595 | 127.88824454018376 | OPTIMIZED | INSTALLED |  |  | node_1350566_757_15328493_488 | AN | 8102502
heatpump_load_220342687 |  | 0 | 0 | 0 | 0 | 0 | 0 | 0 | 0 | 0 | 0.19 | 215.89740032296118 | 506.8035053109637 | OPTIMIZED | INSTALLED |  |  | node_1352906_016_15328375_295 | AN | 8102502
heatpump_load_220342688 |  | 0 | 0 | 0 | 0 | 0 | 0 | 0 | 0 | 0 | 0.19 | 581.5165263309065 | 1365.0680015050048 | OPTIMIZED | INSTALLED |  |  | node_1349731_59_15329225_336 | AN | 8102502
heatpump_load_220342689 |  | 0 | 0 | 0 | 0 | 0 | 0 | 0 | 0 | 0 | 0.19 | 75.72445601554193 | 177.7577094627826 | OPTIMIZED | INSTALLED |  |  | node_1349507_312_15329553_145 | AN | 8102502
heatpump_load_220342690 |  | 0 | 0 | 0 | 0 | 0 | 0 | 0 | 0 | 0 | 0.19 | 0 | 0 | OPTIMIZED | INSTALLED |  |  | node_1349224_146_15329920_059 | AN | 8102502
heatpump_load_220342691 |  | 0 | 0 | 0 | 0 | 0 | 0 | 0 | 0 | 0 | 0.19 | 3.553054574733649 | 8.34053768740329 | OPTIMIZED | INSTALLED |  |  | node_1349139_594_15330181_863 | AN | 8102502
heatpump_load_220342692 |  | 0 | 0 | 0 | 0 | 0 | 0 | 0 | 0 | 0 | 0.19 | 140.56769597105597 | 329.9725222578926 | OPTIMIZED | INSTALLED |  |  | node_1348520_478_15329685_951 | AN | 8102502
heatpump_load_220342693 |  | 0 | 0 | 0 | 0 | 0 | 0 | 0 | 0 | 0 | 0.19 | 121.32200179137389 | 284.7946097844581 | OPTIMIZED | INSTALLED |  |  | node_1348842_06_15330461_255 | AN | 8102502
heatpump_load_220342694 |  | 0 | 0 | 0 | 0 | 0 | 0 | 0 | 0 | 0 | 0.19 | 947.1110120350937 | 2223.274577298439 | OPTIMIZED | INSTALLED |  |  | node_1352540_752_15328426_689 | AN | 8102502
heatpump_load_220342695 |  | 0 | 0 | 0 | 0 | 0 | 0 | 0 | 0 | 0 | 0.19 | 425.9963893411589 | 999.9957164792901 | OPTIMIZED | INSTALLED |  |  | node_1351978_142_15328150_192 | AN | 8102502
heatpump_load_220342696 |  | 0 | 0 | 0 | 0 | 0 | 0 | 0 | 0 | 0 | 0.19 | 802.9902373558036 | 1884.961517353143 | OPTIMIZED | INSTALLED |  |  | node_1351942_128_15328350_043 | AN | 8102502
heatpump_load_220342697 |  | 0 | 0 | 0 | 0 | 0 | 0 | 0 | 0 | 0 | 0.19 | 1219.5858560764489 | 2862.889561201179 | OPTIMIZED | INSTALLED |  |  | node_1353171_508_15328661_156 | AN | 8102502
heatpump_load_220342698 |  | 0 | 0 | 0 | 0 | 0 | 0 | 0 | 0 | 0 | 0.19 | 92.52745383362618 | 217.20150227612731 | OPTIMIZED | INSTALLED |  |  | node_1352813_494_15328811_456 | AN | 8102502
heatpump_load_220342699 |  | 0 | 0 | 0 | 0 | 0 | 0 | 0 | 0 | 0 | 0.19 | 0 | 0 | OPTIMIZED | INSTALLED |  |  | node_1351315_184_15327782_159 | AN | 8102502
heatpump_load_220342700 |  | 0 | 0 | 0 | 0 | 0 | 0 | 0 | 0 | 0 | 0.19 | 549.0208889078739 | 1288.786833905629 | OPTIMIZED | INSTALLED |  |  | node_1351016_467_15327927_766 | AN | 8102502
heatpump_load_220342701 |  | 0 | 0 | 0 | 0 | 0 | 0 | 0 | 0 | 0 | 0.19 | 0 | 0 | OPTIMIZED | INSTALLED |  |  | node_1350727_938_15328004_94 | AN | 8102502
heatpump_load_220342702 |  | 0 | 0 | 0 | 0 | 0 | 0 | 0 | 0 | 0 | 0.19 | 29.09064187235058 | 68.28815231561443 | OPTIMIZED | INSTALLED |  |  | node_1349802_118_15328293_508 | AN | 8102502
heatpump_load_220342703 |  | 0 | 0 | 0 | 0 | 0 | 0 | 0 | 0 | 0 | 0.19 | 18.57951303870094 | 43.61406165704636 | OPTIMIZED | INSTALLED |  |  | node_1349747_719_15328125_839 | AN | 8102502
heatpump_load_220342704 |  | 0 | 0 | 0 | 0 | 0 | 0 | 0 | 0 | 0 | 0.19 | 106.51759566323356 | 250.04236942027774 | OPTIMIZED | INSTALLED |  |  | node_1349531_325_15328071_912 | AN | 8102502
heatpump_load_220342705 |  | 0 | 0 | 0 | 0 | 0 | 0 | 0 | 0 | 0 | 0.19 | 154.03969155023353 | 361.5970609892968 | OPTIMIZED | INSTALLED |  |  | node_1349694_575_15327294_44 | AN | 8102502
heatpump_load_220342706 |  | 0 | 0 | 0 | 0 | 0 | 0 | 0 | 0 | 0 | 0.19 | 89.64060453337392 | 210.42481540511216 | OPTIMIZED | INSTALLED |  |  | node_1347397_139_15328488_635 | AN | 8102502
heatpump_load_220358377 |  | 0 | 0 | 0 | 0 | 0 | 0 | 0 | 0 | 0 | 0.19 | 218.2167503647664 | 512.2480229680186 | OPTIMIZED | INSTALLED |  |  | node_1345671_182_15328343_489 | AN | 8102502
heatpump_load_220358378 |  | 0 | 0 | 0 | 0 | 0 | 0 | 0 | 0 | 0 | 0.19 | 54.92429895107013 | 128.93081175110916 | OPTIMIZED | INSTALLED |  |  | node_1345428_91_15328531_505 | AN | 8102502
heatpump_load_220358379 |  | 0 | 0 | 0 | 0 | 0 | 0 | 0 | 0 | 0 | 0.19 | 158.18493395417292 | 371.32768829126724 | OPTIMIZED | INSTALLED |  |  | node_1342616_986_15329883_315 | AN | 8102502
heatpump_load_220358381 |  | 0 | 0 | 0 | 0 | 0 | 0 | 0 | 0 | 0 | 0.19 | 77.05686656450472 | 180.88541109555882 | OPTIMIZED | INSTALLED |  |  | node_1341750_086_15329570_012 | AN | 8102502
heatpump_load_220358382 |  | 0 | 0 | 0 | 0 | 0 | 0 | 0 | 0 | 0 | 0.19 | 339.46471057736443 | 796.8688715506559 | OPTIMIZED | INSTALLED |  |  | node_1340998_482_15329267_95 | AN | 8102502
heatpump_load_220358383 |  | 0 | 0 | 0 | 0 | 0 | 0 | 0 | 0 | 0 | 0.19 | 46.04165044748588 | 108.07946753260094 | OPTIMIZED | INSTALLED |  |  | node_1345124_354_15328515_247 | AN | 8102502
heatpump_load_220358384 |  | 0 | 0 | 0 | 0 | 0 | 0 | 0 | 0 | 0 | 0.19 | 226.72926337497188 | 532.2305611774223 | OPTIMIZED | INSTALLED |  |  | node_1344556_626_15328498_433 | AN | 8102502
heatpump_load_220358385 |  | 0 | 0 | 0 | 0 | 0 | 0 | 0 | 0 | 0 | 0.19 | 24.1311593033785 | 56.646151793613996 | OPTIMIZED | INSTALLED |  |  | node_1344352_979_15328487_025 | AN | 8102502
heatpump_load_220358386 |  | 0 | 0 | 0 | 0 | 0 | 0 | 0 | 0 | 0 | 0.19 | 18.35743656937373 | 43.09277805158366 | OPTIMIZED | INSTALLED |  |  | node_1344158_041_15328679_35 | AN | 8102502
heatpump_load_220358387 |  | 0 | 0 | 0 | 0 | 0 | 0 | 0 | 0 | 0 | 0.19 | 9.10470083941121 | 21.372627823970927 | OPTIMIZED | INSTALLED |  |  | node_1344152_061_15328951_517 | AN | 8102502
heatpump_load_220358388 |  | 0 | 0 | 0 | 0 | 0 | 0 | 0 | 0 | 0 | 0.19 | 55.66452167082718 | 130.66842376931817 | OPTIMIZED | INSTALLED |  |  | node_1343259_092_15329518_639 | AN | 8102502
heatpump_load_220358390 |  | 0 | 0 | 0 | 0 | 0 | 0 | 0 | 0 | 0 | 0.19 | 103.11260011255148 | 242.04935413651629 | OPTIMIZED | INSTALLED |  |  | node_1346405_819_15332598_612 | AN | 8102502
heatpump_load_220358391 |  | 0 | 0 | 0 | 0 | 0 | 0 | 0 | 0 | 0 | 0.19 | 148.4140278402803 | 348.3912096509082 | OPTIMIZED | INSTALLED |  |  | node_1346206_963_15332764_8 | AN | 8102502
heatpump_load_220358392 |  | 0 | 0 | 0 | 0 | 0 | 0 | 0 | 0 | 0 | 0.19 | 86.53167876379445 | 203.12684492863423 | OPTIMIZED | INSTALLED |  |  | node_1345643_509_15332761_091 | AN | 8102502
heatpump_load_220358393 |  | 0 | 0 | 0 | 0 | 0 | 0 | 0 | 0 | 0 | 0.19 | 68.10020061564481 | 159.86030567522968 | OPTIMIZED | INSTALLED |  |  | node_1345892_559_15333041_788 | AN | 8102502
heatpump_load_220358394 |  | 0 | 0 | 0 | 0 | 0 | 0 | 0 | 0 | 0 | 0.19 | 52.99972470640188 | 124.41302050376572 | OPTIMIZED | INSTALLED |  |  | node_1344355_941_15332992_698 | AN | 8102502
heatpump_load_220358395 |  | 0 | 0 | 0 | 0 | 0 | 0 | 0 | 0 | 0 | 0.19 | 153.00339904937388 | 359.16440416380414 | OPTIMIZED | INSTALLED |  |  | node_1343438_164_15333088_308 | AN | 8102502
heatpump_load_220358396 |  | 0 | 0 | 0 | 0 | 0 | 0 | 0 | 0 | 0 | 0.19 | 19.24571831318233 | 45.177912473434475 | OPTIMIZED | INSTALLED |  |  | node_1343061_735_15332901_699 | AN | 8102502
heatpump_load_220358397 |  | 0 | 0 | 0 | 0 | 0 | 0 | 0 | 0 | 0 | 0.19 | 56.182667921257 | 131.8847521820645 | OPTIMIZED | INSTALLED |  |  | node_1342787_582_15332823_147 | AN | 8102502
heatpump_load_220358398 |  | 0 | 0 | 0 | 0 | 0 | 0 | 0 | 0 | 0 | 0.19 | 0 | 0 | OPTIMIZED | INSTALLED |  |  | node_1341576_035_15333602_455 | AN | 8102502
heatpump_load_220358399 |  | 0 | 0 | 0 | 0 | 0 | 0 | 0 | 0 | 0 | 0.19 | 62.99268315612143 | 147.87078274958745 | OPTIMIZED | INSTALLED |  |  | node_1340295_826_15333631_924 | AN | 8102502
heatpump_load_220358400 |  | 0 | 0 | 0 | 0 | 0 | 0 | 0 | 0 | 0 | 0.19 | 0 | 0 | OPTIMIZED | INSTALLED |  |  | node_1340280_536_15334025_367 | AN | 8102502
heatpump_load_220358402 |  | 0 | 0 | 0 | 0 | 0 | 0 | 0 | 0 | 0 | 0.19 | 112.73544720239252 | 264.63831037323354 | OPTIMIZED | INSTALLED |  |  | node_1339131_792_15332142_048 | AN | 8102502
heatpump_load_220358403 |  | 0 | 0 | 0 | 0 | 0 | 0 | 0 | 0 | 0 | 0.19 | 65.36138620594386 | 153.43114120785634 | OPTIMIZED | INSTALLED |  |  | node_1338880_805_15331765_829 | AN | 8102502
heatpump_load_220358404 |  | 0 | 0 | 0 | 0 | 0 | 0 | 0 | 0 | 0 | 0.19 | 37.08500863212623 | 87.05436211227182 | OPTIMIZED | INSTALLED |  |  | node_1338164_709_15331692_03 | AN | 8102502
heatpump_load_220358405 |  | 0 | 0 | 0 | 0 | 0 | 0 | 0 | 0 | 0 | 0.19 | 362.6335948251589 | 851.2561277205982 | OPTIMIZED | INSTALLED |  |  | node_1337828_612_15331601_208 | AN | 8102502
heatpump_load_220358407 |  | 0 | 0 | 0 | 0 | 0 | 0 | 0 | 0 | 0 | 0.19 | 100.6698796174534 | 236.3152344764265 | OPTIMIZED | INSTALLED |  |  | node_1337081_878_15331620_259 | AN | 8102502
heatpump_load_220358408 |  | 0 | 0 | 0 | 0 | 0 | 0 | 0 | 0 | 0 | 0.19 | 84.53308707385054 | 198.4352924794699 | OPTIMIZED | INSTALLED |  |  | node_1336767_972_15331580_578 | AN | 8102502
heatpump_load_220358456 |  | 0 | 0 | 0 | 0 | 0 | 0 | 0 | 0 | 0 | 0.19 | 415.337225616958 | 974.9741034170802 | OPTIMIZED | INSTALLED |  |  | node_1344857_594_15336502_026 | AN | 8102502
heatpump_load_220358457 |  | 0 | 0 | 0 | 0 | 0 | 0 | 0 | 0 | 0 | 0.19 | 157.9628574848457 | 370.8064046858045 | OPTIMIZED | INSTALLED |  |  | node_1345142_129_15336518_576 | AN | 8102502
heatpump_load_220358458 |  | 0 | 0 | 0 | 0 | 0 | 0 | 0 | 0 | 0 | 0.19 | 50.55700421130379 | 118.67890084367596 | OPTIMIZED | INSTALLED |  |  | node_1345389_67_15336516_506 | AN | 8102502
heatpump_load_220358459 |  | 0 | 0 | 0 | 0 | 0 | 0 | 0 | 0 | 0 | 0.19 | 213.40532681984587 | 500.9535448496599 | OPTIMIZED | INSTALLED |  |  | node_1345580_809_15336626_123 | AN | 8102502
heatpump_load_220358460 |  | 0 | 0 | 0 | 0 | 0 | 0 | 0 | 0 | 0 | 0.19 | 478.25589132780374 | 1122.6711249648467 | OPTIMIZED | INSTALLED |  |  | node_1346008_817_15336648_553 | AN | 8102502
heatpump_load_220358461 |  | 0 | 0 | 0 | 0 | 0 | 0 | 0 | 0 | 0 | 0.19 | 326.43684380334105 | 766.2869000301772 | OPTIMIZED | INSTALLED |  |  | node_1346332_613_15336660_377 | AN | 8102502
heatpump_load_220358462 |  | 0 | 0 | 0 | 0 | 0 | 0 | 0 | 0 | 0 | 0.19 | 111.3290192081541 | 261.33684753863633 | OPTIMIZED | INSTALLED |  |  | node_1346805_341_15336673_775 | AN | 8102502
heatpump_load_220358463 |  | 0 | 0 | 0 | 0 | 0 | 0 | 0 | 0 | 0 | 0.19 | 216.21815867482255 | 507.5564705188543 | OPTIMIZED | INSTALLED |  |  | node_1347204_533_15336558_26 | AN | 8102502
heatpump_load_220358464 |  | 0 | 0 | 0 | 0 | 0 | 0 | 0 | 0 | 0 | 0.19 | 59.29159369083648 | 139.18272265854236 | OPTIMIZED | INSTALLED |  |  | node_1347582_255_15336523_434 | AN | 8102502
heatpump_load_220358465 |  | 0 | 0 | 0 | 0 | 0 | 0 | 0 | 0 | 0 | 0.19 | 159.44330292435978 | 374.2816287222226 | OPTIMIZED | INSTALLED |  |  | node_1347554_546_15337025_819 | AN | 8102502
heatpump_load_220358592 |  | 0 | 0 | 0 | 0 | 0 | 0 | 0 | 0 | 0 | 0.19 | 73.50381198977107 | 172.54487340815552 | OPTIMIZED | INSTALLED |  |  | node_1336896_344_15339539_484 | AN | 8102502
heatpump_load_220358593 |  | 0 | 0 | 0 | 0 | 0 | 0 | 0 | 0 | 0 | 0.19 | 48.040242137429786 | 112.77101998176529 | OPTIMIZED | INSTALLED |  |  | node_1337216_96_15339485_576 | AN | 8102502
heatpump_load_220358595 |  | 0 | 0 | 0 | 0 | 0 | 0 | 0 | 0 | 0 | 0.19 | 170.62061289899057 | 400.5195701971787 | OPTIMIZED | INSTALLED |  |  | node_1340541_463_15338155_832 | AN | 8102502
heatpump_load_220358596 |  | 0 | 0 | 0 | 0 | 0 | 0 | 0 | 0 | 0 | 0.19 | 12.657755414144859 | 29.713165511374218 | OPTIMIZED | INSTALLED |  |  | node_1341276_484_15338136_176 | AN | 8102502
heatpump_load_220358598 |  | 0 | 0 | 0 | 0 | 0 | 0 | 0 | 0 | 0 | 0.19 | 121.91416548707937 | 286.1846993990253 | OPTIMIZED | INSTALLED |  |  | node_1342319_957_15338034_507 | AN | 8102502
heatpump_load_220358599 |  | 0 | 0 | 0 | 0 | 0 | 0 | 0 | 0 | 0 | 0.19 | 375.0692737699766 | 880.4480096265097 | OPTIMIZED | INSTALLED |  |  | node_1342822_89_15338077_215 | AN | 8102502
heatpump_load_220358600 |  | 0 | 0 | 0 | 0 | 0 | 0 | 0 | 0 | 0 | 0.19 | 250.12019995859333 | 587.1391009528273 | OPTIMIZED | INSTALLED |  |  | node_1343609_147_15337462_446 | AN | 8102502
heatpump_load_220358601 |  | 0 | 0 | 0 | 0 | 0 | 0 | 0 | 0 | 0 | 0.19 | 38.3433776023131 | 90.00830254322716 | OPTIMIZED | INSTALLED |  |  | node_1344367_188_15336796_378 | AN | 8102502
heatpump_load_220358602 |  | 0 | 0 | 0 | 0 | 0 | 0 | 0 | 0 | 0 | 0.19 | 377.7340707344019 | 886.703412892062 | OPTIMIZED | INSTALLED |  |  | node_1345003_712_15336083_472 | AN | 8102502
heatpump_load_220358603 |  | 0 | 0 | 0 | 0 | 0 | 0 | 0 | 0 | 0 | 0.19 | 55.59050422555152 | 130.49466256749727 | OPTIMIZED | INSTALLED |  |  | node_1344872_638_15335907_113 | AN | 8102502
heatpump_load_220358604 |  | 0 | 0 | 0 | 0 | 0 | 0 | 0 | 0 | 0 | 0.19 | 63.58487098532716 | 149.26087236415466 | OPTIMIZED | INSTALLED |  |  | node_1344510_782_15335730_606 | AN | 8102502
heatpump_load_220358605 |  | 0 | 0 | 0 | 0 | 0 | 0 | 0 | 0 | 0 | 0.19 | 110.73685551244861 | 259.9467579240692 | OPTIMIZED | INSTALLED |  |  | node_1345216_932_15335646_908 | AN | 8102502
heatpump_load_220358606 |  | 0 | 0 | 0 | 0 | 0 | 0 | 0 | 0 | 0 | 0.19 | 31.16325100757015 | 73.15346596659967 | OPTIMIZED | INSTALLED |  |  | node_1345336_789_15335308_132 | AN | 8102502
heatpump_load_220358607 |  | 0 | 0 | 0 | 0 | 0 | 0 | 0 | 0 | 0 | 0.19 | 202.37605173576645 | 475.0631257783456 | OPTIMIZED | INSTALLED |  |  | node_1345449_09_15334956_752 | AN | 8102502
heatpump_load_220358608 |  | 0 | 0 | 0 | 0 | 0 | 0 | 0 | 0 | 0 | 0.19 | 381.8793131383413 | 896.4340401940326 | OPTIMIZED | INSTALLED |  |  | node_1345605_064_15334896_804 | AN | 8102502
heatpump_load_220358609 |  | 0 | 0 | 0 | 0 | 0 | 0 | 0 | 0 | 0 | 0.19 | 112.06924192791111 | 263.0744595568454 | OPTIMIZED | INSTALLED |  |  | node_1345531_371_15334545_744 | AN | 8102502
heatpump_load_220358610 |  | 0 | 0 | 0 | 0 | 0 | 0 | 0 | 0 | 0 | 0.19 | 171.80496442390177 | 403.2997494263132 | OPTIMIZED | INSTALLED |  |  | node_1345787_843_15334794_332 | AN | 8102502
heatpump_load_220358611 |  | 0 | 0 | 0 | 0 | 0 | 0 | 0 | 0 | 0 | 0.19 | 292.0166321356401 | 685.4879411834578 | OPTIMIZED | INSTALLED |  |  | node_1345761_91_15334290_34 | AN | 8102502
heatpump_load_220358612 |  | 0 | 0 | 0 | 0 | 0 | 0 | 0 | 0 | 0 | 0.19 | 72.76358927001402 | 170.80726138994652 | OPTIMIZED | INSTALLED |  |  | node_1345608_259_15334046_578 | AN | 8102502
heatpump_load_220358613 |  | 0 | 0 | 0 | 0 | 0 | 0 | 0 | 0 | 0 | 0.19 | 93.48972888921018 | 219.46039789979906 | OPTIMIZED | INSTALLED |  |  | node_1345985_313_15334099_644 | AN | 8102502
heatpump_load_220358614 |  | 0 | 0 | 0 | 0 | 0 | 0 | 0 | 0 | 0 | 0.19 | 90.8989735035608 | 213.37875583606748 | OPTIMIZED | INSTALLED |  |  | node_1345919_897_15333618_853 | AN | 8102502
heatpump_load_220358615 |  | 0 | 0 | 0 | 0 | 0 | 0 | 0 | 0 | 0 | 0.19 | 86.3836197397429 | 202.77932252499244 | OPTIMIZED | INSTALLED |  |  | node_1346029_148_15333265_787 | AN | 8102502
heatpump_load_220358910 |  | 0 | 0 | 0 | 0 | 0 | 0 | 0 | 0 | 0 | 0.19 | 342.64765379221956 | 804.3406032289547 | OPTIMIZED | INSTALLED |  |  | node_1346512_548_15328676_852 | AN | 8102502
heatpump_load_220358911 |  | 0 | 0 | 0 | 0 | 0 | 0 | 0 | 0 | 0 | 0.19 | 269.58799474110293 | 632.8382970317246 | OPTIMIZED | INSTALLED |  |  | node_1346357_567_15328670_719 | AN | 8102502
heatpump_load_220358912 |  | 0 | 0 | 0 | 0 | 0 | 0 | 0 | 0 | 0 | 0.19 | 0.07401744527565361 | 0.17376120182090185 | OPTIMIZED | INSTALLED |  |  | node_1346075_639_15328646_847 | AN | 8102502
heatpump_load_220358913 |  | 0 | 0 | 0 | 0 | 0 | 0 | 0 | 0 | 0 | 0.19 | 329.47175212764483 | 773.4111093048341 | OPTIMIZED | INSTALLED |  |  | node_1346092_389_15328873_069 | AN | 8102502
heatpump_load_220358914 |  | 0 | 0 | 0 | 0 | 0 | 0 | 0 | 0 | 0 | 0.19 | 138.27303450000946 | 324.58592500144465 | OPTIMIZED | INSTALLED |  |  | node_1346084_991_15329203_142 | AN | 8102502
heatpump_load_220358915 |  | 0 | 0 | 0 | 0 | 0 | 0 | 0 | 0 | 0 | 0.19 | 161.2938597237524 | 378.6256587677451 | OPTIMIZED | INSTALLED |  |  | node_1346103_683_15329473_061 | AN | 8102502
heatpump_load_220358916 |  | 0 | 0 | 0 | 0 | 0 | 0 | 0 | 0 | 0 | 0.19 | 83.57078788476628 | 196.1763968557982 | OPTIMIZED | INSTALLED |  |  | node_1345848_908_15328546_091 | AN | 8102502
heatpump_load_220358917 |  | 0 | 0 | 0 | 0 | 0 | 0 | 0 | 0 | 0 | 0.19 | 136.71857161521973 | 320.9369397632057 | OPTIMIZED | INSTALLED |  |  | node_1345662_95_15328605_134 | AN | 8102502
heatpump_load_220358952 |  | 0 | 0 | 0 | 0 | 0 | 0 | 0 | 0 | 0 | 0.19 | 10.066975894995212 | 23.631523447642653 | OPTIMIZED | INSTALLED |  |  | node_1341202_077_15333733_853 | AN | 8102502
heatpump_load_220358953 |  | 0 | 0 | 0 | 0 | 0 | 0 | 0 | 0 | 0 | 0.19 | 10.807198614752256 | 25.36913546585167 | OPTIMIZED | INSTALLED |  |  | node_1340854_07_15333920_583 | AN | 8102502
heatpump_load_220358954 |  | 0 | 0 | 0 | 0 | 0 | 0 | 0 | 0 | 0 | 0.19 | 58.329294501752216 | 136.92382703487067 | OPTIMIZED | INSTALLED |  |  | node_1340630_467_15334120_39 | AN | 8102502
heatpump_load_220358955 |  | 0 | 0 | 0 | 0 | 0 | 0 | 0 | 0 | 0 | 0.19 | 78.90742336389732 | 185.22944114108137 | OPTIMIZED | INSTALLED |  |  | node_1340422_589_15334122_17 | AN | 8102502
heatpump_load_220358956 |  | 0 | 0 | 0 | 0 | 0 | 0 | 0 | 0 | 0 | 0.19 | 57.51505433671952 | 135.01245381484074 | OPTIMIZED | INSTALLED |  |  | node_1340390_437_15334714_884 | AN | 8102502
heatpump_load_220432060 |  | 0 | 0 | 0 | 0 | 0 | 0 | 0 | 0 | 0 | 0.19 | 10.280798707235933 | 24.13347611940278 | OPTIMIZED | INSTALLED |  |  | node_1352260_274_15327330_552 | ABCN | 8102502
heatpump_load_220432089 |  | 0 | 0 | 0 | 0 | 0 | 0 | 0 | 0 | 0 | 0.19 | 249.82413017749076 | 586.4440561455438 | OPTIMIZED | INSTALLED |  |  | node_1345896_92_15328745_577 | AN | 8102502
heatpump_load_220432210 |  | 0 | 0 | 0 | 0 | 0 | 0 | 0 | 0 | 0 | 0.19 | 3.108925769579475 | 7.297970476477877 | OPTIMIZED | INSTALLED |  |  | node_1344290_801_15336170_26 | AN | 8102502
heatpump_load_220432236 |  | 0 | 0 | 0 | 0 | 0 | 0 | 0 | 0 | 0 | 0.19 | 50.18689285142526 | 117.81009483457144 | OPTIMIZED | INSTALLED |  |  | node_1344404_167_15329548_493 | AN | 8102502
heatpump_load_220432635 |  | 0 | 0 | 0 | 0 | 0 | 0 | 0 | 0 | 0 | 0.19 | 10.437087254873735 | 24.500329456747163 | OPTIMIZED | INSTALLED |  |  | node_1342115_991_15339705_104 | AN | 8102502
heatpump_load_220435496 |  | 0 | 0 | 0 | 0 | 0 | 0 | 0 | 0 | 0 | 0.19 | 339.26732267879595 | 796.4055083458002 | OPTIMIZED | INSTALLED |  |  | node_1353105_234_15327895_983 | AN | 8102502
heatpump_load_220522687 |  | 0 | 0 | 0 | 0 | 0 | 0 | 0 | 0 | 0 | 0.19 | 81.27610228021952 | 190.78979959935023 | OPTIMIZED | INSTALLED |  |  | node_1345862_696_15336644_316 | AN | 8102502
heatpump_load_220527452 |  | 0 | 0 | 0 | 0 | 0 | 0 | 0 | 0 | 0 | 0.19 | 87.79004773398132 | 206.0807853595896 | OPTIMIZED | INSTALLED |  |  | node_1338378_35_15332116_672 | AN | 8102502
heatpump_load_220528258 |  | 0 | 0 | 0 | 0 | 0 | 0 | 0 | 0 | 0 | 0.19 | 45.89361555693457 | 107.73194512895914 | OPTIMIZED | INSTALLED |  |  | node_1348972_503_15330323_031 | AN | 8102502
heatpump_load_220532439 |  | 0 | 0 | 0 | 0 | 0 | 0 | 0 | 0 | 0 | 0.19 | 49.29863524111692 | 115.72496041272063 | OPTIMIZED | INSTALLED |  |  | node_1344874_361_15329104_002 | AN | 8102502
heatpump_load_220538620 |  | 0 | 0 | 0 | 0 | 0 | 0 | 0 | 0 | 0 | 0.19 | 91.49113719926629 | 214.76884545063467 | OPTIMIZED | INSTALLED |  |  | node_1348715_047_15330857_292 | AN | 8102502
heatpump_load_220543163 |  | 0 | 0 | 0 | 0 | 0 | 0 | 0 | 0 | 0 | 0.19 | 51.88939062676631 | 121.80660247645218 | OPTIMIZED | INSTALLED |  |  | node_1338220_5_15339305_137 | AN | 8102502
heatpump_load_220600601 |  | 0 | 0 | 0 | 0 | 0 | 0 | 0 | 0 | 0 | 0.19 | 114.43794497773355 | 268.63481801511426 | OPTIMIZED | INSTALLED |  |  | node_1347682_187_15331156_616 | AN | 8102502
heatpump_load_220616687 |  | 0 | 0 | 0 | 0 | 0 | 0 | 0 | 0 | 0 | 0.19 | 143.7506391859111 | 337.4442539361914 | OPTIMIZED | INSTALLED |  |  | node_1342024_328_15329671_712 | AN | 8102502
heatpump_load_220625431 |  | 0 | 0 | 0 | 0 | 0 | 0 | 0 | 0 | 0 | 0.19 | 133.0174580164345 | 312.2488796721606 | OPTIMIZED | INSTALLED |  |  | node_1337566_56_15331634_234 | AN | 8102502
heatpump_load_220633094 |  | 0 | 0 | 0 | 0 | 0 | 0 | 0 | 0 | 0 | 0.19 | 48.1142837162057 | 112.94478118358619 | OPTIMIZED | INSTALLED |  |  | node_1339634_402_15332734_724 | AN | 8102502
heatpump_load_220647668 |  | 0 | 0 | 0 | 0 | 0 | 0 | 0 | 0 | 0 | 0.19 | 88.30819398441115 | 207.2971137723359 | OPTIMIZED | INSTALLED |  |  | node_1339014_001_15338279_541 | AN | 8102502
heatpump_load_220647671 |  | 0 | 0 | 0 | 0 | 0 | 0 | 0 | 0 | 0 | 0.19 | 79.05545825444862 | 185.57696354472318 | OPTIMIZED | INSTALLED |  |  | node_1338545_136_15338568_57 | AN | 8102502
heatpump_load_220647677 |  | 0 | 0 | 0 | 0 | 0 | 0 | 0 | 0 | 0 | 0.19 | 64.25105212630831 | 150.82472318054283 | OPTIMIZED | INSTALLED |  |  | node_1340214_587_15337968_71 | AN | 8102502
heatpump_load_220647680 |  | 0 | 0 | 0 | 0 | 0 | 0 | 0 | 0 | 0 | 0.19 | 91.0470083941121 | 213.72627823970927 | OPTIMIZED | INSTALLED |  |  | node_1338725_203_15338303_143 | AN | 8102502
heatpump_load_220647687 |  | 0 | 0 | 0 | 0 | 0 | 0 | 0 | 0 | 0 | 0.19 | 26.20376843859807 | 61.51146544459925 | OPTIMIZED | INSTALLED |  |  | node_1339810_002_15338156_653 | AN | 8102502
heatpump_load_220647765 |  | 0 | 0 | 0 | 0 | 0 | 0 | 0 | 0 | 0 | 0.19 | 92.60147127890184 | 217.3752634779482 | OPTIMIZED | INSTALLED |  |  | node_1338461_399_15338195_681 | AN | 8102502
heatpump_load_220647904 |  | 0 | 0 | 0 | 0 | 0 | 0 | 0 | 0 | 0 | 0.19 | 259.22490079800457 | 608.5117287767982 | OPTIMIZED | INSTALLED |  |  | node_1339343_016_15338303_04 | AN | 8102502
heatpump_load_220649259 |  | 0 | 0 | 0 | 0 | 0 | 0 | 0 | 0 | 0 | 0.19 | 202.89419798619627 | 476.27945419109193 | OPTIMIZED | INSTALLED |  |  | node_1350330_096_15328378_953 | AN | 8102502
heatpump_load_220649264 |  | 0 | 0 | 0 | 0 | 0 | 0 | 0 | 0 | 0 | 0.19 | 104.14889261341114 | 244.48201096200887 | OPTIMIZED | INSTALLED |  |  | node_1350069_488_15328798_298 | AN | 8102502
heatpump_load_310061065 |  | 0 | 0 | 0 | 0 | 0 | 0 | 0 | 0 | 0 | 0.19 | 54.48017014591595 | 127.88824454018376 | OPTIMIZED | INSTALLED |  |  | node_1342521_76_15338158_104 | AN | 8102502
heatpump_load_310061368 |  | 0 | 0 | 0 | 0 | 0 | 0 | 0 | 0 | 0 | 0.19 | 1161.8487252704022 | 2727.355823780875 | OPTIMIZED | INSTALLED |  |  | node_1352698_811_15327870_071 | AN | 8102502
heatpump_load_311901308 |  | 0 | 0 | 0 | 0 | 0 | 0 | 0 | 0 | 0 | 0.19 | 48.780464857186836 | 114.50863199997431 | OPTIMIZED | INSTALLED |  |  | node_1340323_824_15333342_863 | AN | 8102502
heatpump_load_311922009 |  | 0 | 0 | 0 | 0 | 0 | 0 | 0 | 0 | 0 | 0.19 | 11.25132741990643 | 26.41170267677708 | OPTIMIZED | INSTALLED |  |  | node_1351407_338_15328489_654 | AN | 8102502
heatpump_load_312024035 |  | 0 | 0 | 0 | 0 | 0 | 0 | 0 | 0 | 0 | 0.19 | 76.6867552046262 | 180.01660508645432 | OPTIMIZED | INSTALLED |  |  | node_1350762_755_15331623_938 | AN | 8102502
heatpump_load_312071765 |  | 0 | 0 | 0 | 0 | 0 | 0 | 0 | 0 | 0 | 0.19 | 75.13229231983647 | 176.36761984821538 | OPTIMIZED | INSTALLED |  |  |  | AN | 8102502

## LineSpacing
Name | DistanceAB | DistanceAC | DistanceAE | DistanceAN | DistanceBC | DistanceBE | DistanceBN | DistanceCE | DistanceCN | DistanceNE | Feeder | Comments

## Load
Name | GroupId | PriorityLevel | LoadClass | BaseReactivePowerA | BaseReactivePowerB | BaseReactivePowerC | BaseActivePowerA | BaseActivePowerB | BaseActivePowerC | BasePowerA | BasePowerB | BasePowerC | ConstantCurrentAReal | ConstantCurrentAImag | ConstantCurrentA | ConstantCurrentBReal | ConstantCurrentBImag | ConstantCurrentB | ConstantCurrentCReal | ConstantCurrentCImag | ConstantCurrentC | ConstantResistanceA | ConstantReactanceA | ConstantImpedanceA | ConstantResistanceB | ConstantReactanceB | ConstantImpedanceB | ConstantResistanceC | ConstantReactanceC | ConstantImpedanceC | ConstantActivePowerA | ConstantReactivePowerA | ConstantPowerA | ConstantActivePowerB | ConstantReactivePowerB | ConstantPowerB | ConstantActivePowerC | ConstantReactivePowerC | ConstantPowerC | CurrentFractionA | CurrentFractionB | CurrentFractionC | CurrentPfA | CurrentPfB | CurrentPfC | ImpedanceFractionA | ImpedanceFractionB | ImpedanceFractionC | ImpedancePfA | ImpedancePfB | ImpedancePfC | PowerFractionA | PowerFractionB | PowerFractionC | PowerPfA | PowerPfB | PowerPfC | DemandResponseLowerBound | DemandResponseShortageCost | DemandResponseSurplusCost | DemandResponseUpperBound | ActivePowerA | ActivePowerB | ActivePowerC | ReactivePowerA | ReactivePowerB | ReactivePowerC | NominalVoltage | Status | ParentNode | Phases | Feeder | Comments
load_220342037 |  | 0 | R | 0 | 0 | 0 | 0 | 0 | 0 | 0 | 0 | 0 | 0 | 0 | 0+0j | 0 | 0 | 0+0j | 0 | 0 | 0+0j | 0 | 0 | 0+0j | 0 | 0 | 0+0j | 0 | 0 | 0+0j | 1951.2 | 831.208 | 1951.2+831.208j | 0 | 0 | 0+0j | 0 | 0 | 0+0j | 0 | 0 | 0 | 0 | 0 | 0 | 0 | 0 | 0 | 0 | 0 | 0 | 0 | 0 | 0 | 0 | 0 | 0 | 1 | 0 | 0 | 1 | 0 | 0 | 0 | 0 | 0 | 0 | 0 | OPEN | node_1349772_996_15330219_527 | AN | 8102502
load_220342038 |  | 0 | C | 0 | 0 | 0 | 0 | 0 | 0 | 0 | 0 | 0 | 0 | 0 | 0+0j | 0 | 0 | 0+0j | 0 | 0 | 0+0j | 0 | 0 | 0+0j | 0 | 0 | 0+0j | 0 | 0 | 0+0j | 3110.4 | 1325.025 | 3110.4+1325.025j | 0 | 0 | 0+0j | 0 | 0 | 0+0j | 0 | 0 | 0 | 0 | 0 | 0 | 0 | 0 | 0 | 0 | 0 | 0 | 0 | 0 | 0 | 0 | 0 | 0 | 1 | 0 | 0 | 1 | 0 | 0 | 0 | 0 | 0 | 0 | 0 | OPEN | node_1349989_031_15332130_965 | AN | 8102502
load_220342039 |  | 0 | R | 0 | 0 | 0 | 0 | 0 | 0 | 0 | 0 | 0 | 0 | 0 | 0+0j | 0 | 0 | 0+0j | 0 | 0 | 0+0j | 0 | 0 | 0+0j | 0 | 0 | 0+0j | 0 | 0 | 0+0j | 4708.8 | 2005.94 | 4708.8+2005.94j | 0 | 0 | 0+0j | 0 | 0 | 0+0j | 0 | 0 | 0 | 0 | 0 | 0 | 0 | 0 | 0 | 0 | 0 | 0 | 0 | 0 | 0 | 0 | 0 | 0 | 1 | 0 | 0 | 1 | 0 | 0 | 0 | 0 | 0 | 0 | 0 | OPEN | node_1350338_288_15333106_599 | AN | 8102502
load_220342040 |  | 0 | R | 0 | 0 | 0 | 0 | 0 | 0 | 0 | 0 | 0 | 0 | 0 | 0+0j | 0 | 0 | 0+0j | 0 | 0 | 0+0j | 0 | 0 | 0+0j | 0 | 0 | 0+0j | 0 | 0 | 0+0j | 8078.4 | 3441.384 | 8078.4+3441.384j | 0 | 0 | 0+0j | 0 | 0 | 0+0j | 0 | 0 | 0 | 0 | 0 | 0 | 0 | 0 | 0 | 0 | 0 | 0 | 0 | 0 | 0 | 0 | 0 | 0 | 1 | 0 | 0 | 1 | 0 | 0 | 0 | 0 | 0 | 0 | 0 | OPEN | node_1350410_771_15333310_197 | AN | 8102502
load_220342041 |  | 0 | R | 0 | 0 | 0 | 0 | 0 | 0 | 0 | 0 | 0 | 0 | 0 | 0+0j | 0 | 0 | 0+0j | 0 | 0 | 0+0j | 0 | 0 | 0+0j | 0 | 0 | 0+0j | 0 | 0 | 0+0j | 7365.6 | 3137.732 | 7365.6+3137.732j | 0 | 0 | 0+0j | 0 | 0 | 0+0j | 0 | 0 | 0 | 0 | 0 | 0 | 0 | 0 | 0 | 0 | 0 | 0 | 0 | 0 | 0 | 0 | 0 | 0 | 1 | 0 | 0 | 1 | 0 | 0 | 0 | 0 | 0 | 0 | 0 | OPEN | node_1350494_083_15333541_628 | AN | 8102502
load_220342042 |  | 0 | R | 0 | 0 | 0 | 0 | 0 | 0 | 0 | 0 | 0 | 0 | 0 | 0+0j | 0 | 0 | 0+0j | 0 | 0 | 0+0j | 0 | 0 | 0+0j | 0 | 0 | 0+0j | 0 | 0 | 0+0j | 4579.2 | 1950.731 | 4579.2+1950.731j | 0 | 0 | 0+0j | 0 | 0 | 0+0j | 0 | 0 | 0 | 0 | 0 | 0 | 0 | 0 | 0 | 0 | 0 | 0 | 0 | 0 | 0 | 0 | 0 | 0 | 1 | 0 | 0 | 1 | 0 | 0 | 0 | 0 | 0 | 0 | 0 | OPEN | node_1350283_618_15333807_292 | AN | 8102502
load_220342043 |  | 0 | C | 0 | 0 | 0 | 0 | 0 | 0 | 0 | 0 | 0 | 0 | 0 | 0+0j | 0 | 0 | 0+0j | 0 | 0 | 0+0j | 0 | 0 | 0+0j | 0 | 0 | 0+0j | 0 | 0 | 0+0j | 1620 | 690.117 | 1620+690.117j | 0 | 0 | 0+0j | 0 | 0 | 0+0j | 0 | 0 | 0 | 0 | 0 | 0 | 0 | 0 | 0 | 0 | 0 | 0 | 0 | 0 | 0 | 0 | 0 | 0 | 1 | 0 | 0 | 1 | 0 | 0 | 0 | 0 | 0 | 0 | 0 | OPEN | node_1351099_196_15335406_005 | AN | 8102502
load_220342044 |  | 0 | R | 0 | 0 | 0 | 0 | 0 | 0 | 0 | 0 | 0 | 0 | 0 | 0+0j | 0 | 0 | 0+0j | 0 | 0 | 0+0j | 0 | 0 | 0+0j | 0 | 0 | 0+0j | 0 | 0 | 0+0j | 3434.4 | 1463.048 | 3434.4+1463.048j | 0 | 0 | 0+0j | 0 | 0 | 0+0j | 0 | 0 | 0 | 0 | 0 | 0 | 0 | 0 | 0 | 0 | 0 | 0 | 0 | 0 | 0 | 0 | 0 | 0 | 1 | 0 | 0 | 1 | 0 | 0 | 0 | 0 | 0 | 0 | 0 | OPEN | node_1349215_804_15330421_229 | AN | 8102502
load_220342045 |  | 0 | R | 0 | 0 | 0 | 0 | 0 | 0 | 0 | 0 | 0 | 0 | 0 | 0+0j | 0 | 0 | 0+0j | 0 | 0 | 0+0j | 0 | 0 | 0+0j | 0 | 0 | 0+0j | 0 | 0 | 0+0j | 7560 | 3220.547 | 7560+3220.547j | 0 | 0 | 0+0j | 0 | 0 | 0+0j | 0 | 0 | 0 | 0 | 0 | 0 | 0 | 0 | 0 | 0 | 0 | 0 | 0 | 0 | 0 | 0 | 0 | 0 | 1 | 0 | 0 | 1 | 0 | 0 | 0 | 0 | 0 | 0 | 0 | OPEN | node_1351103_331_15335990_881 | AN | 8102502
load_220342046 |  | 0 | R | 0 | 0 | 0 | 0 | 0 | 0 | 0 | 0 | 0 | 0 | 0 | 0+0j | 0 | 0 | 0+0j | 0 | 0 | 0+0j | 0 | 0 | 0+0j | 0 | 0 | 0+0j | 0 | 0 | 0+0j | 4759.2 | 2027.411 | 4759.2+2027.411j | 0 | 0 | 0+0j | 0 | 0 | 0+0j | 0 | 0 | 0 | 0 | 0 | 0 | 0 | 0 | 0 | 0 | 0 | 0 | 0 | 0 | 0 | 0 | 0 | 0 | 1 | 0 | 0 | 1 | 0 | 0 | 0 | 0 | 0 | 0 | 0 | OPEN | node_1350811_883_15336580_322 | AN | 8102502
load_220342047 |  | 0 | R | 0 | 0 | 0 | 0 | 0 | 0 | 0 | 0 | 0 | 0 | 0 | 0+0j | 0 | 0 | 0+0j | 0 | 0 | 0+0j | 0 | 0 | 0+0j | 0 | 0 | 0+0j | 0 | 0 | 0+0j | 11116.8 | 4735.737 | 11116.8+4735.737j | 0 | 0 | 0+0j | 0 | 0 | 0+0j | 0 | 0 | 0 | 0 | 0 | 0 | 0 | 0 | 0 | 0 | 0 | 0 | 0 | 0 | 0 | 0 | 0 | 0 | 1 | 0 | 0 | 1 | 0 | 0 | 0 | 0 | 0 | 0 | 0 | OPEN | node_1351077_563_15337455_027 | AN | 8102502
load_220342048 |  | 0 | R | 0 | 0 | 0 | 0 | 0 | 0 | 0 | 0 | 0 | 0 | 0 | 0+0j | 0 | 0 | 0+0j | 0 | 0 | 0+0j | 0 | 0 | 0+0j | 0 | 0 | 0+0j | 0 | 0 | 0+0j | 0 | 0 | 0+0j | 0 | 0 | 0+0j | 0 | 0 | 0+0j | 0 | 0 | 0 | 0 | 0 | 0 | 0 | 0 | 0 | 0 | 0 | 0 | 0 | 0 | 0 | 0 | 0 | 0 | 1 | 0 | 0 | 1 | 0 | 0 | 0 | 0 | 0 | 0 | 0 | OPEN | node_1350511_262_15337527_38 | AN | 8102502
load_220342049 |  | 0 | R | 0 | 0 | 0 | 0 | 0 | 0 | 0 | 0 | 0 | 0 | 0 | 0+0j | 0 | 0 | 0+0j | 0 | 0 | 0+0j | 0 | 0 | 0+0j | 0 | 0 | 0+0j | 0 | 0 | 0+0j | 8654.4 | 3686.759 | 8654.4+3686.759j | 0 | 0 | 0+0j | 0 | 0 | 0+0j | 0 | 0 | 0 | 0 | 0 | 0 | 0 | 0 | 0 | 0 | 0 | 0 | 0 | 0 | 0 | 0 | 0 | 0 | 1 | 0 | 0 | 1 | 0 | 0 | 0 | 0 | 0 | 0 | 0 | OPEN | node_1349264_296_15330658_671 | AN | 8102502
load_220342050 |  | 0 | R | 0 | 0 | 0 | 0 | 0 | 0 | 0 | 0 | 0 | 0 | 0 | 0+0j | 0 | 0 | 0+0j | 0 | 0 | 0+0j | 0 | 0 | 0+0j | 0 | 0 | 0+0j | 0 | 0 | 0+0j | 79.2 | 33.739 | 79.2+33.739j | 0 | 0 | 0+0j | 0 | 0 | 0+0j | 0 | 0 | 0 | 0 | 0 | 0 | 0 | 0 | 0 | 0 | 0 | 0 | 0 | 0 | 0 | 0 | 0 | 0 | 1 | 0 | 0 | 1 | 0 | 0 | 0 | 0 | 0 | 0 | 0 | OPEN | node_1349381_992_15331171_178 | AN | 8102502
load_220342051 |  | 0 | R | 0 | 0 | 0 | 0 | 0 | 0 | 0 | 0 | 0 | 0 | 0 | 0+0j | 0 | 0 | 0+0j | 0 | 0 | 0+0j | 0 | 0 | 0+0j | 0 | 0 | 0+0j | 0 | 0 | 0+0j | 6019.2 | 2564.168 | 6019.2+2564.168j | 0 | 0 | 0+0j | 0 | 0 | 0+0j | 0 | 0 | 0 | 0 | 0 | 0 | 0 | 0 | 0 | 0 | 0 | 0 | 0 | 0 | 0 | 0 | 0 | 0 | 1 | 0 | 0 | 1 | 0 | 0 | 0 | 0 | 0 | 0 | 0 | OPEN | node_1349421_326_15331486_599 | AN | 8102502
load_220342052 |  | 0 | R | 0 | 0 | 0 | 0 | 0 | 0 | 0 | 0 | 0 | 0 | 0 | 0+0j | 0 | 0 | 0+0j | 0 | 0 | 0+0j | 0 | 0 | 0+0j | 0 | 0 | 0+0j | 0 | 0 | 0+0j | 18813.6 | 8014.56 | 18813.6+8014.56j | 0 | 0 | 0+0j | 0 | 0 | 0+0j | 0 | 0 | 0 | 0 | 0 | 0 | 0 | 0 | 0 | 0 | 0 | 0 | 0 | 0 | 0 | 0 | 0 | 0 | 1 | 0 | 0 | 1 | 0 | 0 | 0 | 0 | 0 | 0 | 0 | OPEN | node_1349714_963_15331814_28 | AN | 8102502
load_220342123 |  | 0 | R | 0 | 0 | 0 | 0 | 0 | 0 | 0 | 0 | 0 | 0 | 0 | 0+0j | 0 | 0 | 0+0j | 0 | 0 | 0+0j | 0 | 0 | 0+0j | 0 | 0 | 0+0j | 0 | 0 | 0+0j | 10065.6 | 4287.928 | 10065.6+4287.928j | 0 | 0 | 0+0j | 0 | 0 | 0+0j | 0 | 0 | 0 | 0 | 0 | 0 | 0 | 0 | 0 | 0 | 0 | 0 | 0 | 0 | 0 | 0 | 0 | 0 | 1 | 0 | 0 | 1 | 0 | 0 | 0 | 0 | 0 | 0 | 0 | OPEN | node_1346478_613_15332270_467 | AN | 8102502
load_220342125 |  | 0 | R | 0 | 0 | 0 | 0 | 0 | 0 | 0 | 0 | 0 | 0 | 0 | 0+0j | 0 | 0 | 0+0j | 0 | 0 | 0+0j | 0 | 0 | 0+0j | 0 | 0 | 0+0j | 0 | 0 | 0+0j | 26445.6 | 11265.778 | 26445.6+11265.778j | 0 | 0 | 0+0j | 0 | 0 | 0+0j | 0 | 0 | 0 | 0 | 0 | 0 | 0 | 0 | 0 | 0 | 0 | 0 | 0 | 0 | 0 | 0 | 0 | 0 | 1 | 0 | 0 | 1 | 0 | 0 | 0 | 0 | 0 | 0 | 0 | OPEN | node_1348323_396_15330416_653 | AN | 8102502
load_220342126 |  | 0 | R | 0 | 0 | 0 | 0 | 0 | 0 | 0 | 0 | 0 | 0 | 0 | 0+0j | 0 | 0 | 0+0j | 0 | 0 | 0+0j | 0 | 0 | 0+0j | 0 | 0 | 0+0j | 0 | 0 | 0+0j | 1195.2 | 509.153 | 1195.2+509.153j | 0 | 0 | 0+0j | 0 | 0 | 0+0j | 0 | 0 | 0 | 0 | 0 | 0 | 0 | 0 | 0 | 0 | 0 | 0 | 0 | 0 | 0 | 0 | 0 | 0 | 1 | 0 | 0 | 1 | 0 | 0 | 0 | 0 | 0 | 0 | 0 | OPEN | node_1348089_596_15331170_216 | AN | 8102502
load_220342128 |  | 0 | R | 0 | 0 | 0 | 0 | 0 | 0 | 0 | 0 | 0 | 0 | 0 | 0+0j | 0 | 0 | 0+0j | 0 | 0 | 0+0j | 0 | 0 | 0+0j | 0 | 0 | 0+0j | 0 | 0 | 0+0j | 18180 | 7744.648 | 18180+7744.648j | 0 | 0 | 0+0j | 0 | 0 | 0+0j | 0 | 0 | 0 | 0 | 0 | 0 | 0 | 0 | 0 | 0 | 0 | 0 | 0 | 0 | 0 | 0 | 0 | 0 | 1 | 0 | 0 | 1 | 0 | 0 | 0 | 0 | 0 | 0 | 0 | OPEN | node_1347371_245_15331376_692 | AN | 8102502
load_220342129 |  | 0 | R | 0 | 0 | 0 | 0 | 0 | 0 | 0 | 0 | 0 | 0 | 0 | 0+0j | 0 | 0 | 0+0j | 0 | 0 | 0+0j | 0 | 0 | 0+0j | 0 | 0 | 0+0j | 0 | 0 | 0+0j | 11469.6 | 4886.029 | 11469.6+4886.029j | 0 | 0 | 0+0j | 0 | 0 | 0+0j | 0 | 0 | 0 | 0 | 0 | 0 | 0 | 0 | 0 | 0 | 0 | 0 | 0 | 0 | 0 | 0 | 0 | 0 | 1 | 0 | 0 | 1 | 0 | 0 | 0 | 0 | 0 | 0 | 0 | OPEN | node_1347266_398_15331867_058 | AN | 8102502
load_220342130 |  | 0 | R | 0 | 0 | 0 | 0 | 0 | 0 | 0 | 0 | 0 | 0 | 0 | 0+0j | 0 | 0 | 0+0j | 0 | 0 | 0+0j | 0 | 0 | 0+0j | 0 | 0 | 0+0j | 0 | 0 | 0+0j | 16689.6 | 7109.74 | 16689.6+7109.74j | 0 | 0 | 0+0j | 0 | 0 | 0+0j | 0 | 0 | 0 | 0 | 0 | 0 | 0 | 0 | 0 | 0 | 0 | 0 | 0 | 0 | 0 | 0 | 0 | 0 | 1 | 0 | 0 | 1 | 0 | 0 | 0 | 0 | 0 | 0 | 0 | OPEN | node_1346813_042_15332252_963 | AN | 8102502
load_220342165 |  | 0 | R | 0 | 0 | 0 | 0 | 0 | 0 | 0 | 0 | 0 | 0 | 0 | 0+0j | 0 | 0 | 0+0j | 0 | 0 | 0+0j | 0 | 0 | 0+0j | 0 | 0 | 0+0j | 0 | 0 | 0+0j | 7711.2 | 3284.957 | 7711.2+3284.957j | 0 | 0 | 0+0j | 0 | 0 | 0+0j | 0 | 0 | 0 | 0 | 0 | 0 | 0 | 0 | 0 | 0 | 0 | 0 | 0 | 0 | 0 | 0 | 0 | 0 | 1 | 0 | 0 | 1 | 0 | 0 | 0 | 0 | 0 | 0 | 0 | OPEN | node_1347937_962_15337340_795 | AN | 8102502
load_220342364 |  | 0 | R | 0 | 0 | 0 | 0 | 0 | 0 | 0 | 0 | 0 | 0 | 0 | 0+0j | 0 | 0 | 0+0j | 0 | 0 | 0+0j | 0 | 0 | 0+0j | 0 | 0 | 0+0j | 0 | 0 | 0+0j | 4262.4 | 1815.775 | 4262.4+1815.775j | 0 | 0 | 0+0j | 0 | 0 | 0+0j | 0 | 0 | 0 | 0 | 0 | 0 | 0 | 0 | 0 | 0 | 0 | 0 | 0 | 0 | 0 | 0 | 0 | 0 | 1 | 0 | 0 | 1 | 0 | 0 | 0 | 0 | 0 | 0 | 0 | OPEN | node_1347064_949_15328754_722 | AN | 8102502
load_220342365 |  | 0 | R | 0 | 0 | 0 | 0 | 0 | 0 | 0 | 0 | 0 | 0 | 0 | 0+0j | 0 | 0 | 0+0j | 0 | 0 | 0+0j | 0 | 0 | 0+0j | 0 | 0 | 0+0j | 0 | 0 | 0+0j | 5572.8 | 2374.003 | 5572.8+2374.003j | 0 | 0 | 0+0j | 0 | 0 | 0+0j | 0 | 0 | 0 | 0 | 0 | 0 | 0 | 0 | 0 | 0 | 0 | 0 | 0 | 0 | 0 | 0 | 0 | 0 | 1 | 0 | 0 | 1 | 0 | 0 | 0 | 0 | 0 | 0 | 0 | OPEN | node_1346910_34_15329228_536 | AN | 8102502
load_220342366 |  | 0 | R | 0 | 0 | 0 | 0 | 0 | 0 | 0 | 0 | 0 | 0 | 0 | 0+0j | 0 | 0 | 0+0j | 0 | 0 | 0+0j | 0 | 0 | 0+0j | 0 | 0 | 0+0j | 0 | 0 | 0+0j | 11728.8 | 4996.448 | 11728.8+4996.448j | 0 | 0 | 0+0j | 0 | 0 | 0+0j | 0 | 0 | 0 | 0 | 0 | 0 | 0 | 0 | 0 | 0 | 0 | 0 | 0 | 0 | 0 | 0 | 0 | 0 | 1 | 0 | 0 | 1 | 0 | 0 | 0 | 0 | 0 | 0 | 0 | OPEN | node_1346765_124_15328686_38 | AN | 8102502
load_220342422 |  | 0 | R | 0 | 0 | 0 | 0 | 0 | 0 | 0 | 0 | 0 | 0 | 0 | 0+0j | 0 | 0 | 0+0j | 0 | 0 | 0+0j | 0 | 0 | 0+0j | 0 | 0 | 0+0j | 0 | 0 | 0+0j | 14385.6 | 6128.24 | 14385.6+6128.24j | 0 | 0 | 0+0j | 0 | 0 | 0+0j | 0 | 0 | 0 | 0 | 0 | 0 | 0 | 0 | 0 | 0 | 0 | 0 | 0 | 0 | 0 | 0 | 0 | 0 | 1 | 0 | 0 | 1 | 0 | 0 | 0 | 0 | 0 | 0 | 0 | OPEN | node_1347409_514_15329187_46 | AN | 8102502
load_220342423 |  | 0 | R | 0 | 0 | 0 | 0 | 0 | 0 | 0 | 0 | 0 | 0 | 0 | 0+0j | 0 | 0 | 0+0j | 0 | 0 | 0+0j | 0 | 0 | 0+0j | 0 | 0 | 0+0j | 0 | 0 | 0+0j | 11095.2 | 4726.535 | 11095.2+4726.535j | 0 | 0 | 0+0j | 0 | 0 | 0+0j | 0 | 0 | 0 | 0 | 0 | 0 | 0 | 0 | 0 | 0 | 0 | 0 | 0 | 0 | 0 | 0 | 0 | 0 | 1 | 0 | 0 | 1 | 0 | 0 | 0 | 0 | 0 | 0 | 0 | OPEN | node_1347128_393_15329163_032 | AN | 8102502
load_220342424 |  | 0 | R | 0 | 0 | 0 | 0 | 0 | 0 | 0 | 0 | 0 | 0 | 0 | 0+0j | 0 | 0 | 0+0j | 0 | 0 | 0+0j | 0 | 0 | 0+0j | 0 | 0 | 0+0j | 0 | 0 | 0+0j | 17013.6 | 7247.763 | 17013.6+7247.763j | 0 | 0 | 0+0j | 0 | 0 | 0+0j | 0 | 0 | 0 | 0 | 0 | 0 | 0 | 0 | 0 | 0 | 0 | 0 | 0 | 0 | 0 | 0 | 0 | 0 | 1 | 0 | 0 | 1 | 0 | 0 | 0 | 0 | 0 | 0 | 0 | OPEN | node_1347825_41_15328987_437 | AN | 8102502
load_220342427 |  | 0 | C | 0 | 0 | 0 | 0 | 0 | 0 | 0 | 0 | 0 | 0 | 0 | 0+0j | 0 | 0 | 0+0j | 0 | 0 | 0+0j | 0 | 0 | 0+0j | 0 | 0 | 0+0j | 0 | 0 | 0+0j | 388.8 | 165.628 | 388.8+165.628j | 0 | 0 | 0+0j | 0 | 0 | 0+0j | 0 | 0 | 0 | 0 | 0 | 0 | 0 | 0 | 0 | 0 | 0 | 0 | 0 | 0 | 0 | 0 | 0 | 0 | 1 | 0 | 0 | 1 | 0 | 0 | 0 | 0 | 0 | 0 | 0 | OPEN | node_1350364_073_15330664_622 | AN | 8102502
load_220342635 |  | 0 | R | 0 | 0 | 0 | 0 | 0 | 0 | 0 | 0 | 0 | 0 | 0 | 0+0j | 0 | 0 | 0+0j | 0 | 0 | 0+0j | 0 | 0 | 0+0j | 0 | 0 | 0+0j | 0 | 0 | 0+0j | 141998.4 | 60491.065 | 141998.4+60491.065j | 0 | 0 | 0+0j | 0 | 0 | 0+0j | 0 | 0 | 0 | 0 | 0 | 0 | 0 | 0 | 0 | 0 | 0 | 0 | 0 | 0 | 0 | 0 | 0 | 0 | 1 | 0 | 0 | 1 | 0 | 0 | 0 | 0 | 0 | 0 | 0 | OPEN | node_1353129_964_15327609_453 | AN | 8102502
load_220342636 |  | 0 | C | 0 | 0 | 0 | 0 | 0 | 0 | 0 | 0 | 0 | 0 | 0 | 0+0j | 0 | 0 | 0+0j | 0 | 0 | 0+0j | 0 | 0 | 0+0j | 0 | 0 | 0+0j | 0 | 0 | 0+0j | 2109.6 | 898.686 | 2109.6+898.686j | 0 | 0 | 0+0j | 0 | 0 | 0+0j | 0 | 0 | 0 | 0 | 0 | 0 | 0 | 0 | 0 | 0 | 0 | 0 | 0 | 0 | 0 | 0 | 0 | 0 | 1 | 0 | 0 | 1 | 0 | 0 | 0 | 0 | 0 | 0 | 0 | OPEN | node_1353044_835_15327235_409 | AN | 8102502
load_220342641 |  | 0 | C | 0 | 0 | 0 | 0 | 0 | 0 | 0 | 0 | 0 | 0 | 0 | 0+0j | 0 | 0 | 0+0j | 0 | 0 | 0+0j | 0 | 0 | 0+0j | 0 | 0 | 0+0j | 0 | 0 | 0+0j | 0 | 0 | 0+0j | 0 | 0 | 0+0j | 0 | 0 | 0+0j | 0 | 0 | 0 | 0 | 0 | 0 | 0 | 0 | 0 | 0 | 0 | 0 | 0 | 0 | 0 | 0 | 0 | 0 | 1 | 0 | 0 | 1 | 0 | 0 | 0 | 0 | 0 | 0 | 0 | OPEN | node_1353689_929_15328859_559 | AN | 8102502
load_220342642 |  | 0 | C | 0 | 0 | 0 | 0 | 0 | 0 | 0 | 0 | 0 | 0 | 0 | 0+0j | 0 | 0 | 0+0j | 0 | 0 | 0+0j | 0 | 0 | 0+0j | 0 | 0 | 0+0j | 0 | 0 | 0+0j | 0 | 0 | 0+0j | 0 | 0 | 0+0j | 0 | 0 | 0+0j | 0 | 0 | 0 | 0 | 0 | 0 | 0 | 0 | 0 | 0 | 0 | 0 | 0 | 0 | 0 | 0 | 0 | 0 | 1 | 0 | 0 | 1 | 0 | 0 | 0 | 0 | 0 | 0 | 0 | OPEN | node_1353695_054_15328885_331 | AN | 8102502
load_220342643 |  | 0 | C | 0 | 0 | 0 | 0 | 0 | 0 | 0 | 0 | 0 | 0 | 0 | 0+0j | 0 | 0 | 0+0j | 0 | 0 | 0+0j | 0 | 0 | 0+0j | 0 | 0 | 0+0j | 0 | 0 | 0+0j | 4666.667 | 1987.992 | 4666.667+1987.992j | 0 | 0 | 0+0j | 0 | 0 | 0+0j | 0 | 0 | 0 | 0 | 0 | 0 | 0 | 0 | 0 | 0 | 0 | 0 | 0 | 0 | 0 | 0 | 0 | 0 | 1 | 0 | 0 | 1 | 0 | 0 | 0 | 0 | 0 | 0 | 0 | OPEN | node_1353820_404_15329097_058 | AN | 8102502
load_220342644 |  | 0 | C | 0 | 0 | 0 | 0 | 0 | 0 | 0 | 0 | 0 | 0 | 0 | 0+0j | 0 | 0 | 0+0j | 0 | 0 | 0+0j | 0 | 0 | 0+0j | 0 | 0 | 0+0j | 0 | 0 | 0+0j | 0 | 0 | 0+0j | 4666.667 | 1987.992 | 4666.667+1987.992j | 0 | 0 | 0+0j | 0 | 0 | 0 | 0 | 0 | 0 | 0 | 0 | 0 | 0 | 0 | 0 | 0 | 0 | 0 | 0 | 0 | 0 | 1 | 0 | 0 | 1 | 0 | 0 | 0 | 0 | 0 | 0 | 0 | OPEN | node_1353825_557_15329122_821 | BN | 8102502
load_220342645 |  | 0 | C | 0 | 0 | 0 | 0 | 0 | 0 | 0 | 0 | 0 | 0 | 0 | 0+0j | 0 | 0 | 0+0j | 0 | 0 | 0+0j | 0 | 0 | 0+0j | 0 | 0 | 0+0j | 0 | 0 | 0+0j | 0 | 0 | 0+0j | 0 | 0 | 0+0j | 4666.667 | 1987.992 | 4666.667+1987.992j | 0 | 0 | 0 | 0 | 0 | 0 | 0 | 0 | 0 | 0 | 0 | 0 | 0 | 0 | 0 | 0 | 0 | 0 | 1 | 0 | 0 | 1 | 0 | 0 | 0 | 0 | 0 | 0 | 0 | OPEN | node_1353810_479_15329073_918 | CN | 8102502
load_220342665 |  | 0 | R | 0 | 0 | 0 | 0 | 0 | 0 | 0 | 0 | 0 | 0 | 0 | 0+0j | 0 | 0 | 0+0j | 0 | 0 | 0+0j | 0 | 0 | 0+0j | 0 | 0 | 0+0j | 0 | 0 | 0+0j | 51912 | 22114.419 | 51912+22114.419j | 0 | 0 | 0+0j | 0 | 0 | 0+0j | 0 | 0 | 0 | 0 | 0 | 0 | 0 | 0 | 0 | 0 | 0 | 0 | 0 | 0 | 0 | 0 | 0 | 0 | 1 | 0 | 0 | 1 | 0 | 0 | 0 | 0 | 0 | 0 | 0 | OPEN | node_1353404_819_15328506_861 | AN | 8102502
load_220342666 |  | 0 | R | 0 | 0 | 0 | 0 | 0 | 0 | 0 | 0 | 0 | 0 | 0 | 0+0j | 0 | 0 | 0+0j | 0 | 0 | 0+0j | 0 | 0 | 0+0j | 0 | 0 | 0+0j | 0 | 0 | 0+0j | 61268.4 | 26100.229 | 61268.4+26100.229j | 0 | 0 | 0+0j | 0 | 0 | 0+0j | 0 | 0 | 0 | 0 | 0 | 0 | 0 | 0 | 0 | 0 | 0 | 0 | 0 | 0 | 0 | 0 | 0 | 0 | 1 | 0 | 0 | 1 | 0 | 0 | 0 | 0 | 0 | 0 | 0 | OPEN | node_1353502_677_15328660_564 | AN | 8102502
load_220342667 |  | 0 | R | 0 | 0 | 0 | 0 | 0 | 0 | 0 | 0 | 0 | 0 | 0 | 0+0j | 0 | 0 | 0+0j | 0 | 0 | 0+0j | 0 | 0 | 0+0j | 0 | 0 | 0+0j | 0 | 0 | 0+0j | 61268.4 | 26100.229 | 61268.4+26100.229j | 0 | 0 | 0+0j | 0 | 0 | 0+0j | 0 | 0 | 0 | 0 | 0 | 0 | 0 | 0 | 0 | 0 | 0 | 0 | 0 | 0 | 0 | 0 | 0 | 0 | 1 | 0 | 0 | 1 | 0 | 0 | 0 | 0 | 0 | 0 | 0 | OPEN | node_1353492_186_15328657_319 | AN | 8102502
load_220342672 |  | 0 | R | 0 | 0 | 0 | 0 | 0 | 0 | 0 | 0 | 0 | 0 | 0 | 0+0j | 0 | 0 | 0+0j | 0 | 0 | 0+0j | 0 | 0 | 0+0j | 0 | 0 | 0+0j | 0 | 0 | 0+0j | 7495.2 | 3192.942 | 7495.2+3192.942j | 0 | 0 | 0+0j | 0 | 0 | 0+0j | 0 | 0 | 0 | 0 | 0 | 0 | 0 | 0 | 0 | 0 | 0 | 0 | 0 | 0 | 0 | 0 | 0 | 0 | 1 | 0 | 0 | 1 | 0 | 0 | 0 | 0 | 0 | 0 | 0 | OPEN | node_1351741_121_15327741_731 | AN | 8102502
load_220342673 |  | 0 | R | 0 | 0 | 0 | 0 | 0 | 0 | 0 | 0 | 0 | 0 | 0 | 0+0j | 0 | 0 | 0+0j | 0 | 0 | 0+0j | 0 | 0 | 0+0j | 0 | 0 | 0+0j | 0 | 0 | 0+0j | 11102.4 | 4729.603 | 11102.4+4729.603j | 0 | 0 | 0+0j | 0 | 0 | 0+0j | 0 | 0 | 0 | 0 | 0 | 0 | 0 | 0 | 0 | 0 | 0 | 0 | 0 | 0 | 0 | 0 | 0 | 0 | 1 | 0 | 0 | 1 | 0 | 0 | 0 | 0 | 0 | 0 | 0 | OPEN | node_1351545_458_15327784_934 | AN | 8102502
load_220342674 |  | 0 | R | 0 | 0 | 0 | 0 | 0 | 0 | 0 | 0 | 0 | 0 | 0 | 0+0j | 0 | 0 | 0+0j | 0 | 0 | 0+0j | 0 | 0 | 0+0j | 0 | 0 | 0+0j | 0 | 0 | 0+0j | 75175.2 | 32024.501 | 75175.2+32024.501j | 0 | 0 | 0+0j | 0 | 0 | 0+0j | 0 | 0 | 0 | 0 | 0 | 0 | 0 | 0 | 0 | 0 | 0 | 0 | 0 | 0 | 0 | 0 | 0 | 0 | 1 | 0 | 0 | 1 | 0 | 0 | 0 | 0 | 0 | 0 | 0 | OPEN | node_1351619_292_15327170_8 | AN | 8102502
load_220342675 |  | 0 | R | 0 | 0 | 0 | 0 | 0 | 0 | 0 | 0 | 0 | 0 | 0 | 0+0j | 0 | 0 | 0+0j | 0 | 0 | 0+0j | 0 | 0 | 0+0j | 0 | 0 | 0+0j | 0 | 0 | 0+0j | 3434.4 | 1463.048 | 3434.4+1463.048j | 0 | 0 | 0+0j | 0 | 0 | 0+0j | 0 | 0 | 0 | 0 | 0 | 0 | 0 | 0 | 0 | 0 | 0 | 0 | 0 | 0 | 0 | 0 | 0 | 0 | 1 | 0 | 0 | 1 | 0 | 0 | 0 | 0 | 0 | 0 | 0 | OPEN | node_1351175_049_15327415_553 | AN | 8102502
load_220342676 |  | 0 | R | 0 | 0 | 0 | 0 | 0 | 0 | 0 | 0 | 0 | 0 | 0 | 0+0j | 0 | 0 | 0+0j | 0 | 0 | 0+0j | 0 | 0 | 0+0j | 0 | 0 | 0+0j | 0 | 0 | 0+0j | 6228 | 2653.117 | 6228+2653.117j | 0 | 0 | 0+0j | 0 | 0 | 0+0j | 0 | 0 | 0 | 0 | 0 | 0 | 0 | 0 | 0 | 0 | 0 | 0 | 0 | 0 | 0 | 0 | 0 | 0 | 1 | 0 | 0 | 1 | 0 | 0 | 0 | 0 | 0 | 0 | 0 | OPEN | node_1350940_26_15327064_95 | AN | 8102502
load_220342677 |  | 0 | R | 0 | 0 | 0 | 0 | 0 | 0 | 0 | 0 | 0 | 0 | 0 | 0+0j | 0 | 0 | 0+0j | 0 | 0 | 0+0j | 0 | 0 | 0+0j | 0 | 0 | 0+0j | 0 | 0 | 0+0j | 47599.2 | 20277.174 | 47599.2+20277.174j | 0 | 0 | 0+0j | 0 | 0 | 0+0j | 0 | 0 | 0 | 0 | 0 | 0 | 0 | 0 | 0 | 0 | 0 | 0 | 0 | 0 | 0 | 0 | 0 | 0 | 1 | 0 | 0 | 1 | 0 | 0 | 0 | 0 | 0 | 0 | 0 | OPEN | node_1350279_912_15326339_879 | AN | 8102502
load_220342679 |  | 0 | R | 0 | 0 | 0 | 0 | 0 | 0 | 0 | 0 | 0 | 0 | 0 | 0+0j | 0 | 0 | 0+0j | 0 | 0 | 0+0j | 0 | 0 | 0+0j | 0 | 0 | 0+0j | 0 | 0 | 0+0j | 78062.4 | 33254.443 | 78062.4+33254.443j | 0 | 0 | 0+0j | 0 | 0 | 0+0j | 0 | 0 | 0 | 0 | 0 | 0 | 0 | 0 | 0 | 0 | 0 | 0 | 0 | 0 | 0 | 0 | 0 | 0 | 1 | 0 | 0 | 1 | 0 | 0 | 0 | 0 | 0 | 0 | 0 | OPEN | node_1352492_325_15327866_276 | AN | 8102502
load_220342680 |  | 0 | C | 0 | 0 | 0 | 0 | 0 | 0 | 0 | 0 | 0 | 0 | 0 | 0+0j | 0 | 0 | 0+0j | 0 | 0 | 0+0j | 0 | 0 | 0+0j | 0 | 0 | 0+0j | 0 | 0 | 0+0j | 6333.333 | 2697.989 | 6333.333+2697.989j | 0 | 0 | 0+0j | 0 | 0 | 0+0j | 0 | 0 | 0 | 0 | 0 | 0 | 0 | 0 | 0 | 0 | 0 | 0 | 0 | 0 | 0 | 0 | 0 | 0 | 1 | 0 | 0 | 1 | 0 | 0 | 0 | 0 | 0 | 0 | 0 | OPEN | node_1352430_003_15327532_567 | AN | 8102502
load_220342681 |  | 0 | C | 0 | 0 | 0 | 0 | 0 | 0 | 0 | 0 | 0 | 0 | 0 | 0+0j | 0 | 0 | 0+0j | 0 | 0 | 0+0j | 0 | 0 | 0+0j | 0 | 0 | 0+0j | 0 | 0 | 0+0j | 0 | 0 | 0+0j | 6333.333 | 2697.989 | 6333.333+2697.989j | 0 | 0 | 0+0j | 0 | 0 | 0 | 0 | 0 | 0 | 0 | 0 | 0 | 0 | 0 | 0 | 0 | 0 | 0 | 0 | 0 | 0 | 1 | 0 | 0 | 1 | 0 | 0 | 0 | 0 | 0 | 0 | 0 | OPEN | node_1352448_121_15327543_499 | BN | 8102502
load_220342682 |  | 0 | C | 0 | 0 | 0 | 0 | 0 | 0 | 0 | 0 | 0 | 0 | 0 | 0+0j | 0 | 0 | 0+0j | 0 | 0 | 0+0j | 0 | 0 | 0+0j | 0 | 0 | 0+0j | 0 | 0 | 0+0j | 0 | 0 | 0+0j | 0 | 0 | 0+0j | 6333.333 | 2697.989 | 6333.333+2697.989j | 0 | 0 | 0 | 0 | 0 | 0 | 0 | 0 | 0 | 0 | 0 | 0 | 0 | 0 | 0 | 0 | 0 | 0 | 1 | 0 | 0 | 1 | 0 | 0 | 0 | 0 | 0 | 0 | 0 | OPEN | node_1352410_433_15327528_293 | CN | 8102502
load_220342683 |  | 0 | R | 0 | 0 | 0 | 0 | 0 | 0 | 0 | 0 | 0 | 0 | 0 | 0+0j | 0 | 0 | 0+0j | 0 | 0 | 0+0j | 0 | 0 | 0+0j | 0 | 0 | 0+0j | 0 | 0 | 0+0j | 78033.6 | 33242.174 | 78033.6+33242.174j | 0 | 0 | 0+0j | 0 | 0 | 0+0j | 0 | 0 | 0 | 0 | 0 | 0 | 0 | 0 | 0 | 0 | 0 | 0 | 0 | 0 | 0 | 0 | 0 | 0 | 1 | 0 | 0 | 1 | 0 | 0 | 0 | 0 | 0 | 0 | 0 | OPEN | node_1351521_698_15328342_62 | AN | 8102502
load_220342684 |  | 0 | R | 0 | 0 | 0 | 0 | 0 | 0 | 0 | 0 | 0 | 0 | 0 | 0+0j | 0 | 0 | 0+0j | 0 | 0 | 0+0j | 0 | 0 | 0+0j | 0 | 0 | 0+0j | 0 | 0 | 0+0j | 19612.8 | 8355.018 | 19612.8+8355.018j | 0 | 0 | 0+0j | 0 | 0 | 0+0j | 0 | 0 | 0 | 0 | 0 | 0 | 0 | 0 | 0 | 0 | 0 | 0 | 0 | 0 | 0 | 0 | 0 | 0 | 1 | 0 | 0 | 1 | 0 | 0 | 0 | 0 | 0 | 0 | 0 | OPEN | node_1351210_02_15328474_819 | AN | 8102502
load_220342685 |  | 0 | R | 0 | 0 | 0 | 0 | 0 | 0 | 0 | 0 | 0 | 0 | 0 | 0+0j | 0 | 0 | 0+0j | 0 | 0 | 0+0j | 0 | 0 | 0+0j | 0 | 0 | 0+0j | 0 | 0 | 0+0j | 5299.2 | 2257.45 | 5299.2+2257.45j | 0 | 0 | 0+0j | 0 | 0 | 0+0j | 0 | 0 | 0 | 0 | 0 | 0 | 0 | 0 | 0 | 0 | 0 | 0 | 0 | 0 | 0 | 0 | 0 | 0 | 1 | 0 | 0 | 1 | 0 | 0 | 0 | 0 | 0 | 0 | 0 | OPEN | node_1350566_757_15328493_488 | AN | 8102502
load_220342687 |  | 0 | C | 0 | 0 | 0 | 0 | 0 | 0 | 0 | 0 | 0 | 0 | 0 | 0+0j | 0 | 0 | 0+0j | 0 | 0 | 0+0j | 0 | 0 | 0+0j | 0 | 0 | 0+0j | 0 | 0 | 0+0j | 21000 | 8945.963 | 21000+8945.963j | 0 | 0 | 0+0j | 0 | 0 | 0+0j | 0 | 0 | 0 | 0 | 0 | 0 | 0 | 0 | 0 | 0 | 0 | 0 | 0 | 0 | 0 | 0 | 0 | 0 | 1 | 0 | 0 | 1 | 0 | 0 | 0 | 0 | 0 | 0 | 0 | OPEN | node_1352906_016_15328375_295 | AN | 8102502
load_220342688 |  | 0 | R | 0 | 0 | 0 | 0 | 0 | 0 | 0 | 0 | 0 | 0 | 0 | 0+0j | 0 | 0 | 0+0j | 0 | 0 | 0+0j | 0 | 0 | 0+0j | 0 | 0 | 0+0j | 0 | 0 | 0+0j | 56563.2 | 24095.822 | 56563.2+24095.822j | 0 | 0 | 0+0j | 0 | 0 | 0+0j | 0 | 0 | 0 | 0 | 0 | 0 | 0 | 0 | 0 | 0 | 0 | 0 | 0 | 0 | 0 | 0 | 0 | 0 | 1 | 0 | 0 | 1 | 0 | 0 | 0 | 0 | 0 | 0 | 0 | OPEN | node_1349731_59_15329225_336 | AN | 8102502
load_220342689 |  | 0 | R | 0 | 0 | 0 | 0 | 0 | 0 | 0 | 0 | 0 | 0 | 0 | 0+0j | 0 | 0 | 0+0j | 0 | 0 | 0+0j | 0 | 0 | 0+0j | 0 | 0 | 0+0j | 0 | 0 | 0+0j | 7365.6 | 3137.732 | 7365.6+3137.732j | 0 | 0 | 0+0j | 0 | 0 | 0+0j | 0 | 0 | 0 | 0 | 0 | 0 | 0 | 0 | 0 | 0 | 0 | 0 | 0 | 0 | 0 | 0 | 0 | 0 | 1 | 0 | 0 | 1 | 0 | 0 | 0 | 0 | 0 | 0 | 0 | OPEN | node_1349507_312_15329553_145 | AN | 8102502
load_220342690 |  | 0 | U | 0 | 0 | 0 | 0 | 0 | 0 | 0 | 0 | 0 | 0 | 0 | 0+0j | 0 | 0 | 0+0j | 0 | 0 | 0+0j | 0 | 0 | 0+0j | 0 | 0 | 0+0j | 0 | 0 | 0+0j | 0 | 0 | 0+0j | 0 | 0 | 0+0j | 0 | 0 | 0+0j | 0 | 0 | 0 | 0 | 0 | 0 | 0 | 0 | 0 | 0 | 0 | 0 | 0 | 0 | 0 | 0 | 0 | 0 | 1 | 0 | 0 | 1 | 0 | 0 | 0 | 0 | 0 | 0 | 0 | OPEN | node_1349224_146_15329920_059 | AN | 8102502
load_220342691 |  | 0 | C | 0 | 0 | 0 | 0 | 0 | 0 | 0 | 0 | 0 | 0 | 0 | 0+0j | 0 | 0 | 0+0j | 0 | 0 | 0+0j | 0 | 0 | 0+0j | 0 | 0 | 0+0j | 0 | 0 | 0+0j | 345.6 | 147.225 | 345.6+147.225j | 0 | 0 | 0+0j | 0 | 0 | 0+0j | 0 | 0 | 0 | 0 | 0 | 0 | 0 | 0 | 0 | 0 | 0 | 0 | 0 | 0 | 0 | 0 | 0 | 0 | 1 | 0 | 0 | 1 | 0 | 0 | 0 | 0 | 0 | 0 | 0 | OPEN | node_1349139_594_15330181_863 | AN | 8102502
load_220342692 |  | 0 | R | 0 | 0 | 0 | 0 | 0 | 0 | 0 | 0 | 0 | 0 | 0 | 0+0j | 0 | 0 | 0+0j | 0 | 0 | 0+0j | 0 | 0 | 0+0j | 0 | 0 | 0+0j | 0 | 0 | 0+0j | 13672.8 | 5824.588 | 13672.8+5824.588j | 0 | 0 | 0+0j | 0 | 0 | 0+0j | 0 | 0 | 0 | 0 | 0 | 0 | 0 | 0 | 0 | 0 | 0 | 0 | 0 | 0 | 0 | 0 | 0 | 0 | 1 | 0 | 0 | 1 | 0 | 0 | 0 | 0 | 0 | 0 | 0 | OPEN | node_1348520_478_15329685_951 | AN | 8102502
load_220342693 |  | 0 | R | 0 | 0 | 0 | 0 | 0 | 0 | 0 | 0 | 0 | 0 | 0 | 0+0j | 0 | 0 | 0+0j | 0 | 0 | 0+0j | 0 | 0 | 0+0j | 0 | 0 | 0+0j | 0 | 0 | 0+0j | 11800.8 | 5027.12 | 11800.8+5027.12j | 0 | 0 | 0+0j | 0 | 0 | 0+0j | 0 | 0 | 0 | 0 | 0 | 0 | 0 | 0 | 0 | 0 | 0 | 0 | 0 | 0 | 0 | 0 | 0 | 0 | 1 | 0 | 0 | 1 | 0 | 0 | 0 | 0 | 0 | 0 | 0 | OPEN | node_1348842_06_15330461_255 | AN | 8102502
load_220342694 |  | 0 | R | 0 | 0 | 0 | 0 | 0 | 0 | 0 | 0 | 0 | 0 | 0 | 0+0j | 0 | 0 | 0+0j | 0 | 0 | 0+0j | 0 | 0 | 0+0j | 0 | 0 | 0+0j | 0 | 0 | 0+0j | 92124 | 39244.66 | 92124+39244.66j | 0 | 0 | 0+0j | 0 | 0 | 0+0j | 0 | 0 | 0 | 0 | 0 | 0 | 0 | 0 | 0 | 0 | 0 | 0 | 0 | 0 | 0 | 0 | 0 | 0 | 1 | 0 | 0 | 1 | 0 | 0 | 0 | 0 | 0 | 0 | 0 | OPEN | node_1352540_752_15328426_689 | AN | 8102502
load_220342695 |  | 0 | R | 0 | 0 | 0 | 0 | 0 | 0 | 0 | 0 | 0 | 0 | 0 | 0+0j | 0 | 0 | 0+0j | 0 | 0 | 0+0j | 0 | 0 | 0+0j | 0 | 0 | 0+0j | 0 | 0 | 0+0j | 41436 | 17651.662 | 41436+17651.662j | 0 | 0 | 0+0j | 0 | 0 | 0+0j | 0 | 0 | 0 | 0 | 0 | 0 | 0 | 0 | 0 | 0 | 0 | 0 | 0 | 0 | 0 | 0 | 0 | 0 | 1 | 0 | 0 | 1 | 0 | 0 | 0 | 0 | 0 | 0 | 0 | OPEN | node_1351978_142_15328150_192 | AN | 8102502
load_220342696 |  | 0 | R | 0 | 0 | 0 | 0 | 0 | 0 | 0 | 0 | 0 | 0 | 0 | 0+0j | 0 | 0 | 0+0j | 0 | 0 | 0+0j | 0 | 0 | 0+0j | 0 | 0 | 0+0j | 0 | 0 | 0+0j | 78105.6 | 33272.846 | 78105.6+33272.846j | 0 | 0 | 0+0j | 0 | 0 | 0+0j | 0 | 0 | 0 | 0 | 0 | 0 | 0 | 0 | 0 | 0 | 0 | 0 | 0 | 0 | 0 | 0 | 0 | 0 | 1 | 0 | 0 | 1 | 0 | 0 | 0 | 0 | 0 | 0 | 0 | OPEN | node_1351942_128_15328350_043 | AN | 8102502
load_220342697 |  | 0 | R | 0 | 0 | 0 | 0 | 0 | 0 | 0 | 0 | 0 | 0 | 0 | 0+0j | 0 | 0 | 0+0j | 0 | 0 | 0+0j | 0 | 0 | 0+0j | 0 | 0 | 0+0j | 0 | 0 | 0+0j | 118627.2 | 50534.976 | 118627.2+50534.976j | 0 | 0 | 0+0j | 0 | 0 | 0+0j | 0 | 0 | 0 | 0 | 0 | 0 | 0 | 0 | 0 | 0 | 0 | 0 | 0 | 0 | 0 | 0 | 0 | 0 | 1 | 0 | 0 | 1 | 0 | 0 | 0 | 0 | 0 | 0 | 0 | OPEN | node_1353171_508_15328661_156 | AN | 8102502
load_220342698 |  | 0 | C | 0 | 0 | 0 | 0 | 0 | 0 | 0 | 0 | 0 | 0 | 0 | 0+0j | 0 | 0 | 0+0j | 0 | 0 | 0+0j | 0 | 0 | 0+0j | 0 | 0 | 0+0j | 0 | 0 | 0+0j | 9000 | 3833.984 | 9000+3833.984j | 0 | 0 | 0+0j | 0 | 0 | 0+0j | 0 | 0 | 0 | 0 | 0 | 0 | 0 | 0 | 0 | 0 | 0 | 0 | 0 | 0 | 0 | 0 | 0 | 0 | 1 | 0 | 0 | 1 | 0 | 0 | 0 | 0 | 0 | 0 | 0 | OPEN | node_1352813_494_15328811_456 | AN | 8102502
load_220342699 |  | 0 | U | 0 | 0 | 0 | 0 | 0 | 0 | 0 | 0 | 0 | 0 | 0 | 0+0j | 0 | 0 | 0+0j | 0 | 0 | 0+0j | 0 | 0 | 0+0j | 0 | 0 | 0+0j | 0 | 0 | 0+0j | 0 | 0 | 0+0j | 0 | 0 | 0+0j | 0 | 0 | 0+0j | 0 | 0 | 0 | 0 | 0 | 0 | 0 | 0 | 0 | 0 | 0 | 0 | 0 | 0 | 0 | 0 | 0 | 0 | 1 | 0 | 0 | 1 | 0 | 0 | 0 | 0 | 0 | 0 | 0 | OPEN | node_1351315_184_15327782_159 | AN | 8102502
load_220342700 |  | 0 | R | 0 | 0 | 0 | 0 | 0 | 0 | 0 | 0 | 0 | 0 | 0 | 0+0j | 0 | 0 | 0+0j | 0 | 0 | 0+0j | 0 | 0 | 0+0j | 0 | 0 | 0+0j | 0 | 0 | 0+0j | 53402.4 | 22749.327 | 53402.4+22749.327j | 0 | 0 | 0+0j | 0 | 0 | 0+0j | 0 | 0 | 0 | 0 | 0 | 0 | 0 | 0 | 0 | 0 | 0 | 0 | 0 | 0 | 0 | 0 | 0 | 0 | 1 | 0 | 0 | 1 | 0 | 0 | 0 | 0 | 0 | 0 | 0 | OPEN | node_1351016_467_15327927_766 | AN | 8102502
load_220342701 |  | 0 | U | 0 | 0 | 0 | 0 | 0 | 0 | 0 | 0 | 0 | 0 | 0 | 0+0j | 0 | 0 | 0+0j | 0 | 0 | 0+0j | 0 | 0 | 0+0j | 0 | 0 | 0+0j | 0 | 0 | 0+0j | 0 | 0 | 0+0j | 0 | 0 | 0+0j | 0 | 0 | 0+0j | 0 | 0 | 0 | 0 | 0 | 0 | 0 | 0 | 0 | 0 | 0 | 0 | 0 | 0 | 0 | 0 | 0 | 0 | 1 | 0 | 0 | 1 | 0 | 0 | 0 | 0 | 0 | 0 | 0 | OPEN | node_1350727_938_15328004_94 | AN | 8102502
load_220342702 |  | 0 | R | 0 | 0 | 0 | 0 | 0 | 0 | 0 | 0 | 0 | 0 | 0 | 0+0j | 0 | 0 | 0+0j | 0 | 0 | 0+0j | 0 | 0 | 0+0j | 0 | 0 | 0+0j | 0 | 0 | 0+0j | 2829.6 | 1205.405 | 2829.6+1205.405j | 0 | 0 | 0+0j | 0 | 0 | 0+0j | 0 | 0 | 0 | 0 | 0 | 0 | 0 | 0 | 0 | 0 | 0 | 0 | 0 | 0 | 0 | 0 | 0 | 0 | 1 | 0 | 0 | 1 | 0 | 0 | 0 | 0 | 0 | 0 | 0 | OPEN | node_1349802_118_15328293_508 | AN | 8102502
load_220342703 |  | 0 | R | 0 | 0 | 0 | 0 | 0 | 0 | 0 | 0 | 0 | 0 | 0 | 0+0j | 0 | 0 | 0+0j | 0 | 0 | 0+0j | 0 | 0 | 0+0j | 0 | 0 | 0+0j | 0 | 0 | 0+0j | 1807.2 | 769.864 | 1807.2+769.864j | 0 | 0 | 0+0j | 0 | 0 | 0+0j | 0 | 0 | 0 | 0 | 0 | 0 | 0 | 0 | 0 | 0 | 0 | 0 | 0 | 0 | 0 | 0 | 0 | 0 | 1 | 0 | 0 | 1 | 0 | 0 | 0 | 0 | 0 | 0 | 0 | OPEN | node_1349747_719_15328125_839 | AN | 8102502
load_220342704 |  | 0 | R | 0 | 0 | 0 | 0 | 0 | 0 | 0 | 0 | 0 | 0 | 0 | 0+0j | 0 | 0 | 0+0j | 0 | 0 | 0+0j | 0 | 0 | 0+0j | 0 | 0 | 0+0j | 0 | 0 | 0+0j | 10360.8 | 4413.682 | 10360.8+4413.682j | 0 | 0 | 0+0j | 0 | 0 | 0+0j | 0 | 0 | 0 | 0 | 0 | 0 | 0 | 0 | 0 | 0 | 0 | 0 | 0 | 0 | 0 | 0 | 0 | 0 | 1 | 0 | 0 | 1 | 0 | 0 | 0 | 0 | 0 | 0 | 0 | OPEN | node_1349531_325_15328071_912 | AN | 8102502
load_220342705 |  | 0 | R | 0 | 0 | 0 | 0 | 0 | 0 | 0 | 0 | 0 | 0 | 0 | 0+0j | 0 | 0 | 0+0j | 0 | 0 | 0+0j | 0 | 0 | 0+0j | 0 | 0 | 0+0j | 0 | 0 | 0+0j | 14983.2 | 6382.816 | 14983.2+6382.816j | 0 | 0 | 0+0j | 0 | 0 | 0+0j | 0 | 0 | 0 | 0 | 0 | 0 | 0 | 0 | 0 | 0 | 0 | 0 | 0 | 0 | 0 | 0 | 0 | 0 | 1 | 0 | 0 | 1 | 0 | 0 | 0 | 0 | 0 | 0 | 0 | OPEN | node_1349694_575_15327294_44 | AN | 8102502
load_220342706 |  | 0 | R | 0 | 0 | 0 | 0 | 0 | 0 | 0 | 0 | 0 | 0 | 0 | 0+0j | 0 | 0 | 0+0j | 0 | 0 | 0+0j | 0 | 0 | 0+0j | 0 | 0 | 0+0j | 0 | 0 | 0+0j | 8719.2 | 3714.364 | 8719.2+3714.364j | 0 | 0 | 0+0j | 0 | 0 | 0+0j | 0 | 0 | 0 | 0 | 0 | 0 | 0 | 0 | 0 | 0 | 0 | 0 | 0 | 0 | 0 | 0 | 0 | 0 | 1 | 0 | 0 | 1 | 0 | 0 | 0 | 0 | 0 | 0 | 0 | OPEN | node_1347397_139_15328488_635 | AN | 8102502
load_220358377 |  | 0 | R | 0 | 0 | 0 | 0 | 0 | 0 | 0 | 0 | 0 | 0 | 0 | 0+0j | 0 | 0 | 0+0j | 0 | 0 | 0+0j | 0 | 0 | 0+0j | 0 | 0 | 0+0j | 0 | 0 | 0+0j | 21225.6 | 9042.068 | 21225.6+9042.068j | 0 | 0 | 0+0j | 0 | 0 | 0+0j | 0 | 0 | 0 | 0 | 0 | 0 | 0 | 0 | 0 | 0 | 0 | 0 | 0 | 0 | 0 | 0 | 0 | 0 | 1 | 0 | 0 | 1 | 0 | 0 | 0 | 0 | 0 | 0 | 0 | OPEN | node_1345671_182_15328343_489 | AN | 8102502
load_220358378 |  | 0 | R | 0 | 0 | 0 | 0 | 0 | 0 | 0 | 0 | 0 | 0 | 0 | 0+0j | 0 | 0 | 0+0j | 0 | 0 | 0+0j | 0 | 0 | 0+0j | 0 | 0 | 0+0j | 0 | 0 | 0+0j | 5342.4 | 2275.853 | 5342.4+2275.853j | 0 | 0 | 0+0j | 0 | 0 | 0+0j | 0 | 0 | 0 | 0 | 0 | 0 | 0 | 0 | 0 | 0 | 0 | 0 | 0 | 0 | 0 | 0 | 0 | 0 | 1 | 0 | 0 | 1 | 0 | 0 | 0 | 0 | 0 | 0 | 0 | OPEN | node_1345428_91_15328531_505 | AN | 8102502
load_220358379 |  | 0 | R | 0 | 0 | 0 | 0 | 0 | 0 | 0 | 0 | 0 | 0 | 0 | 0+0j | 0 | 0 | 0+0j | 0 | 0 | 0+0j | 0 | 0 | 0+0j | 0 | 0 | 0+0j | 0 | 0 | 0+0j | 15386.4 | 6554.579 | 15386.4+6554.579j | 0 | 0 | 0+0j | 0 | 0 | 0+0j | 0 | 0 | 0 | 0 | 0 | 0 | 0 | 0 | 0 | 0 | 0 | 0 | 0 | 0 | 0 | 0 | 0 | 0 | 1 | 0 | 0 | 1 | 0 | 0 | 0 | 0 | 0 | 0 | 0 | OPEN | node_1342616_986_15329883_315 | AN | 8102502
load_220358381 |  | 0 | R | 0 | 0 | 0 | 0 | 0 | 0 | 0 | 0 | 0 | 0 | 0 | 0+0j | 0 | 0 | 0+0j | 0 | 0 | 0+0j | 0 | 0 | 0+0j | 0 | 0 | 0+0j | 0 | 0 | 0+0j | 7495.2 | 3192.942 | 7495.2+3192.942j | 0 | 0 | 0+0j | 0 | 0 | 0+0j | 0 | 0 | 0 | 0 | 0 | 0 | 0 | 0 | 0 | 0 | 0 | 0 | 0 | 0 | 0 | 0 | 0 | 0 | 1 | 0 | 0 | 1 | 0 | 0 | 0 | 0 | 0 | 0 | 0 | OPEN | node_1341750_086_15329570_012 | AN | 8102502
load_220358382 |  | 0 | R | 0 | 0 | 0 | 0 | 0 | 0 | 0 | 0 | 0 | 0 | 0 | 0+0j | 0 | 0 | 0+0j | 0 | 0 | 0+0j | 0 | 0 | 0+0j | 0 | 0 | 0+0j | 0 | 0 | 0+0j | 33019.2 | 14066.12 | 33019.2+14066.12j | 0 | 0 | 0+0j | 0 | 0 | 0+0j | 0 | 0 | 0 | 0 | 0 | 0 | 0 | 0 | 0 | 0 | 0 | 0 | 0 | 0 | 0 | 0 | 0 | 0 | 1 | 0 | 0 | 1 | 0 | 0 | 0 | 0 | 0 | 0 | 0 | OPEN | node_1340998_482_15329267_95 | AN | 8102502
load_220358383 |  | 0 | R | 0 | 0 | 0 | 0 | 0 | 0 | 0 | 0 | 0 | 0 | 0 | 0+0j | 0 | 0 | 0+0j | 0 | 0 | 0+0j | 0 | 0 | 0+0j | 0 | 0 | 0+0j | 0 | 0 | 0+0j | 4478.4 | 1907.79 | 4478.4+1907.79j | 0 | 0 | 0+0j | 0 | 0 | 0+0j | 0 | 0 | 0 | 0 | 0 | 0 | 0 | 0 | 0 | 0 | 0 | 0 | 0 | 0 | 0 | 0 | 0 | 0 | 1 | 0 | 0 | 1 | 0 | 0 | 0 | 0 | 0 | 0 | 0 | OPEN | node_1345124_354_15328515_247 | AN | 8102502
load_220358384 |  | 0 | R | 0 | 0 | 0 | 0 | 0 | 0 | 0 | 0 | 0 | 0 | 0 | 0+0j | 0 | 0 | 0+0j | 0 | 0 | 0+0j | 0 | 0 | 0+0j | 0 | 0 | 0+0j | 0 | 0 | 0+0j | 22053.6 | 9394.794 | 22053.6+9394.794j | 0 | 0 | 0+0j | 0 | 0 | 0+0j | 0 | 0 | 0 | 0 | 0 | 0 | 0 | 0 | 0 | 0 | 0 | 0 | 0 | 0 | 0 | 0 | 0 | 0 | 1 | 0 | 0 | 1 | 0 | 0 | 0 | 0 | 0 | 0 | 0 | OPEN | node_1344556_626_15328498_433 | AN | 8102502
load_220358385 |  | 0 | R | 0 | 0 | 0 | 0 | 0 | 0 | 0 | 0 | 0 | 0 | 0 | 0+0j | 0 | 0 | 0+0j | 0 | 0 | 0+0j | 0 | 0 | 0+0j | 0 | 0 | 0+0j | 0 | 0 | 0+0j | 2347.2 | 999.903 | 2347.2+999.903j | 0 | 0 | 0+0j | 0 | 0 | 0+0j | 0 | 0 | 0 | 0 | 0 | 0 | 0 | 0 | 0 | 0 | 0 | 0 | 0 | 0 | 0 | 0 | 0 | 0 | 1 | 0 | 0 | 1 | 0 | 0 | 0 | 0 | 0 | 0 | 0 | OPEN | node_1344352_979_15328487_025 | AN | 8102502
load_220358386 |  | 0 | R | 0 | 0 | 0 | 0 | 0 | 0 | 0 | 0 | 0 | 0 | 0 | 0+0j | 0 | 0 | 0+0j | 0 | 0 | 0+0j | 0 | 0 | 0+0j | 0 | 0 | 0+0j | 0 | 0 | 0+0j | 1785.6 | 760.662 | 1785.6+760.662j | 0 | 0 | 0+0j | 0 | 0 | 0+0j | 0 | 0 | 0 | 0 | 0 | 0 | 0 | 0 | 0 | 0 | 0 | 0 | 0 | 0 | 0 | 0 | 0 | 0 | 1 | 0 | 0 | 1 | 0 | 0 | 0 | 0 | 0 | 0 | 0 | OPEN | node_1344158_041_15328679_35 | AN | 8102502
load_220358387 |  | 0 | R | 0 | 0 | 0 | 0 | 0 | 0 | 0 | 0 | 0 | 0 | 0 | 0+0j | 0 | 0 | 0+0j | 0 | 0 | 0+0j | 0 | 0 | 0+0j | 0 | 0 | 0+0j | 0 | 0 | 0+0j | 885.6 | 377.264 | 885.6+377.264j | 0 | 0 | 0+0j | 0 | 0 | 0+0j | 0 | 0 | 0 | 0 | 0 | 0 | 0 | 0 | 0 | 0 | 0 | 0 | 0 | 0 | 0 | 0 | 0 | 0 | 1 | 0 | 0 | 1 | 0 | 0 | 0 | 0 | 0 | 0 | 0 | OPEN | node_1344152_061_15328951_517 | AN | 8102502
load_220358388 |  | 0 | R | 0 | 0 | 0 | 0 | 0 | 0 | 0 | 0 | 0 | 0 | 0 | 0+0j | 0 | 0 | 0+0j | 0 | 0 | 0+0j | 0 | 0 | 0+0j | 0 | 0 | 0+0j | 0 | 0 | 0+0j | 5414.4 | 2306.525 | 5414.4+2306.525j | 0 | 0 | 0+0j | 0 | 0 | 0+0j | 0 | 0 | 0 | 0 | 0 | 0 | 0 | 0 | 0 | 0 | 0 | 0 | 0 | 0 | 0 | 0 | 0 | 0 | 1 | 0 | 0 | 1 | 0 | 0 | 0 | 0 | 0 | 0 | 0 | OPEN | node_1343259_092_15329518_639 | AN | 8102502
load_220358390 |  | 0 | R | 0 | 0 | 0 | 0 | 0 | 0 | 0 | 0 | 0 | 0 | 0 | 0+0j | 0 | 0 | 0+0j | 0 | 0 | 0+0j | 0 | 0 | 0+0j | 0 | 0 | 0+0j | 0 | 0 | 0+0j | 10029.6 | 4272.592 | 10029.6+4272.592j | 0 | 0 | 0+0j | 0 | 0 | 0+0j | 0 | 0 | 0 | 0 | 0 | 0 | 0 | 0 | 0 | 0 | 0 | 0 | 0 | 0 | 0 | 0 | 0 | 0 | 1 | 0 | 0 | 1 | 0 | 0 | 0 | 0 | 0 | 0 | 0 | OPEN | node_1346405_819_15332598_612 | AN | 8102502
load_220358391 |  | 0 | R | 0 | 0 | 0 | 0 | 0 | 0 | 0 | 0 | 0 | 0 | 0 | 0+0j | 0 | 0 | 0+0j | 0 | 0 | 0+0j | 0 | 0 | 0+0j | 0 | 0 | 0+0j | 0 | 0 | 0+0j | 14436 | 6149.71 | 14436+6149.71j | 0 | 0 | 0+0j | 0 | 0 | 0+0j | 0 | 0 | 0 | 0 | 0 | 0 | 0 | 0 | 0 | 0 | 0 | 0 | 0 | 0 | 0 | 0 | 0 | 0 | 1 | 0 | 0 | 1 | 0 | 0 | 0 | 0 | 0 | 0 | 0 | OPEN | node_1346206_963_15332764_8 | AN | 8102502
load_220358392 |  | 0 | R | 0 | 0 | 0 | 0 | 0 | 0 | 0 | 0 | 0 | 0 | 0 | 0+0j | 0 | 0 | 0+0j | 0 | 0 | 0+0j | 0 | 0 | 0+0j | 0 | 0 | 0+0j | 0 | 0 | 0+0j | 8416.8 | 3585.542 | 8416.8+3585.542j | 0 | 0 | 0+0j | 0 | 0 | 0+0j | 0 | 0 | 0 | 0 | 0 | 0 | 0 | 0 | 0 | 0 | 0 | 0 | 0 | 0 | 0 | 0 | 0 | 0 | 1 | 0 | 0 | 1 | 0 | 0 | 0 | 0 | 0 | 0 | 0 | OPEN | node_1345643_509_15332761_091 | AN | 8102502
load_220358393 |  | 0 | R | 0 | 0 | 0 | 0 | 0 | 0 | 0 | 0 | 0 | 0 | 0 | 0+0j | 0 | 0 | 0+0j | 0 | 0 | 0+0j | 0 | 0 | 0+0j | 0 | 0 | 0+0j | 0 | 0 | 0+0j | 6624 | 2821.812 | 6624+2821.812j | 0 | 0 | 0+0j | 0 | 0 | 0+0j | 0 | 0 | 0 | 0 | 0 | 0 | 0 | 0 | 0 | 0 | 0 | 0 | 0 | 0 | 0 | 0 | 0 | 0 | 1 | 0 | 0 | 1 | 0 | 0 | 0 | 0 | 0 | 0 | 0 | OPEN | node_1345892_559_15333041_788 | AN | 8102502
load_220358394 |  | 0 | R | 0 | 0 | 0 | 0 | 0 | 0 | 0 | 0 | 0 | 0 | 0 | 0+0j | 0 | 0 | 0+0j | 0 | 0 | 0+0j | 0 | 0 | 0+0j | 0 | 0 | 0+0j | 0 | 0 | 0+0j | 5155.2 | 2196.106 | 5155.2+2196.106j | 0 | 0 | 0+0j | 0 | 0 | 0+0j | 0 | 0 | 0 | 0 | 0 | 0 | 0 | 0 | 0 | 0 | 0 | 0 | 0 | 0 | 0 | 0 | 0 | 0 | 1 | 0 | 0 | 1 | 0 | 0 | 0 | 0 | 0 | 0 | 0 | OPEN | node_1344355_941_15332992_698 | AN | 8102502
load_220358395 |  | 0 | R | 0 | 0 | 0 | 0 | 0 | 0 | 0 | 0 | 0 | 0 | 0 | 0+0j | 0 | 0 | 0+0j | 0 | 0 | 0+0j | 0 | 0 | 0+0j | 0 | 0 | 0+0j | 0 | 0 | 0+0j | 14882.4 | 6339.876 | 14882.4+6339.876j | 0 | 0 | 0+0j | 0 | 0 | 0+0j | 0 | 0 | 0 | 0 | 0 | 0 | 0 | 0 | 0 | 0 | 0 | 0 | 0 | 0 | 0 | 0 | 0 | 0 | 1 | 0 | 0 | 1 | 0 | 0 | 0 | 0 | 0 | 0 | 0 | OPEN | node_1343438_164_15333088_308 | AN | 8102502
load_220358396 |  | 0 | R | 0 | 0 | 0 | 0 | 0 | 0 | 0 | 0 | 0 | 0 | 0 | 0+0j | 0 | 0 | 0+0j | 0 | 0 | 0+0j | 0 | 0 | 0+0j | 0 | 0 | 0+0j | 0 | 0 | 0+0j | 1872 | 797.469 | 1872+797.469j | 0 | 0 | 0+0j | 0 | 0 | 0+0j | 0 | 0 | 0 | 0 | 0 | 0 | 0 | 0 | 0 | 0 | 0 | 0 | 0 | 0 | 0 | 0 | 0 | 0 | 1 | 0 | 0 | 1 | 0 | 0 | 0 | 0 | 0 | 0 | 0 | OPEN | node_1343061_735_15332901_699 | AN | 8102502
load_220358397 |  | 0 | R | 0 | 0 | 0 | 0 | 0 | 0 | 0 | 0 | 0 | 0 | 0 | 0+0j | 0 | 0 | 0+0j | 0 | 0 | 0+0j | 0 | 0 | 0+0j | 0 | 0 | 0+0j | 0 | 0 | 0+0j | 5464.8 | 2327.995 | 5464.8+2327.995j | 0 | 0 | 0+0j | 0 | 0 | 0+0j | 0 | 0 | 0 | 0 | 0 | 0 | 0 | 0 | 0 | 0 | 0 | 0 | 0 | 0 | 0 | 0 | 0 | 0 | 1 | 0 | 0 | 1 | 0 | 0 | 0 | 0 | 0 | 0 | 0 | OPEN | node_1342787_582_15332823_147 | AN | 8102502
load_220358398 |  | 0 | U | 0 | 0 | 0 | 0 | 0 | 0 | 0 | 0 | 0 | 0 | 0 | 0+0j | 0 | 0 | 0+0j | 0 | 0 | 0+0j | 0 | 0 | 0+0j | 0 | 0 | 0+0j | 0 | 0 | 0+0j | 0 | 0 | 0+0j | 0 | 0 | 0+0j | 0 | 0 | 0+0j | 0 | 0 | 0 | 0 | 0 | 0 | 0 | 0 | 0 | 0 | 0 | 0 | 0 | 0 | 0 | 0 | 0 | 0 | 1 | 0 | 0 | 1 | 0 | 0 | 0 | 0 | 0 | 0 | 0 | OPEN | node_1341576_035_15333602_455 | AN | 8102502
load_220358399 |  | 0 | R | 0 | 0 | 0 | 0 | 0 | 0 | 0 | 0 | 0 | 0 | 0 | 0+0j | 0 | 0 | 0+0j | 0 | 0 | 0+0j | 0 | 0 | 0+0j | 0 | 0 | 0+0j | 0 | 0 | 0+0j | 6127.2 | 2610.176 | 6127.2+2610.176j | 0 | 0 | 0+0j | 0 | 0 | 0+0j | 0 | 0 | 0 | 0 | 0 | 0 | 0 | 0 | 0 | 0 | 0 | 0 | 0 | 0 | 0 | 0 | 0 | 0 | 1 | 0 | 0 | 1 | 0 | 0 | 0 | 0 | 0 | 0 | 0 | OPEN | node_1340295_826_15333631_924 | AN | 8102502
load_220358400 |  | 0 | C | 0 | 0 | 0 | 0 | 0 | 0 | 0 | 0 | 0 | 0 | 0 | 0+0j | 0 | 0 | 0+0j | 0 | 0 | 0+0j | 0 | 0 | 0+0j | 0 | 0 | 0+0j | 0 | 0 | 0+0j | 0 | 0 | 0+0j | 0 | 0 | 0+0j | 0 | 0 | 0+0j | 0 | 0 | 0 | 0 | 0 | 0 | 0 | 0 | 0 | 0 | 0 | 0 | 0 | 0 | 0 | 0 | 0 | 0 | 1 | 0 | 0 | 1 | 0 | 0 | 0 | 0 | 0 | 0 | 0 | OPEN | node_1340280_536_15334025_367 | AN | 8102502
load_220358402 |  | 0 | R | 0 | 0 | 0 | 0 | 0 | 0 | 0 | 0 | 0 | 0 | 0 | 0+0j | 0 | 0 | 0+0j | 0 | 0 | 0+0j | 0 | 0 | 0+0j | 0 | 0 | 0+0j | 0 | 0 | 0+0j | 10965.6 | 4671.326 | 10965.6+4671.326j | 0 | 0 | 0+0j | 0 | 0 | 0+0j | 0 | 0 | 0 | 0 | 0 | 0 | 0 | 0 | 0 | 0 | 0 | 0 | 0 | 0 | 0 | 0 | 0 | 0 | 1 | 0 | 0 | 1 | 0 | 0 | 0 | 0 | 0 | 0 | 0 | OPEN | node_1339131_792_15332142_048 | AN | 8102502
load_220358403 |  | 0 | R | 0 | 0 | 0 | 0 | 0 | 0 | 0 | 0 | 0 | 0 | 0 | 0+0j | 0 | 0 | 0+0j | 0 | 0 | 0+0j | 0 | 0 | 0+0j | 0 | 0 | 0+0j | 0 | 0 | 0+0j | 6357.6 | 2708.326 | 6357.6+2708.326j | 0 | 0 | 0+0j | 0 | 0 | 0+0j | 0 | 0 | 0 | 0 | 0 | 0 | 0 | 0 | 0 | 0 | 0 | 0 | 0 | 0 | 0 | 0 | 0 | 0 | 1 | 0 | 0 | 1 | 0 | 0 | 0 | 0 | 0 | 0 | 0 | OPEN | node_1338880_805_15331765_829 | AN | 8102502
load_220358404 |  | 0 | R | 0 | 0 | 0 | 0 | 0 | 0 | 0 | 0 | 0 | 0 | 0 | 0+0j | 0 | 0 | 0+0j | 0 | 0 | 0+0j | 0 | 0 | 0+0j | 0 | 0 | 0+0j | 0 | 0 | 0+0j | 3607.2 | 1536.661 | 3607.2+1536.661j | 0 | 0 | 0+0j | 0 | 0 | 0+0j | 0 | 0 | 0 | 0 | 0 | 0 | 0 | 0 | 0 | 0 | 0 | 0 | 0 | 0 | 0 | 0 | 0 | 0 | 1 | 0 | 0 | 1 | 0 | 0 | 0 | 0 | 0 | 0 | 0 | OPEN | node_1338164_709_15331692_03 | AN | 8102502
load_220358405 |  | 0 | R | 0 | 0 | 0 | 0 | 0 | 0 | 0 | 0 | 0 | 0 | 0 | 0+0j | 0 | 0 | 0+0j | 0 | 0 | 0+0j | 0 | 0 | 0+0j | 0 | 0 | 0+0j | 0 | 0 | 0+0j | 35272.8 | 15026.15 | 35272.8+15026.15j | 0 | 0 | 0+0j | 0 | 0 | 0+0j | 0 | 0 | 0 | 0 | 0 | 0 | 0 | 0 | 0 | 0 | 0 | 0 | 0 | 0 | 0 | 0 | 0 | 0 | 1 | 0 | 0 | 1 | 0 | 0 | 0 | 0 | 0 | 0 | 0 | OPEN | node_1337828_612_15331601_208 | AN | 8102502
load_220358407 |  | 0 | R | 0 | 0 | 0 | 0 | 0 | 0 | 0 | 0 | 0 | 0 | 0 | 0+0j | 0 | 0 | 0+0j | 0 | 0 | 0+0j | 0 | 0 | 0+0j | 0 | 0 | 0+0j | 0 | 0 | 0+0j | 9792 | 4171.375 | 9792+4171.375j | 0 | 0 | 0+0j | 0 | 0 | 0+0j | 0 | 0 | 0 | 0 | 0 | 0 | 0 | 0 | 0 | 0 | 0 | 0 | 0 | 0 | 0 | 0 | 0 | 0 | 1 | 0 | 0 | 1 | 0 | 0 | 0 | 0 | 0 | 0 | 0 | OPEN | node_1337081_878_15331620_259 | AN | 8102502
load_220358408 |  | 0 | R | 0 | 0 | 0 | 0 | 0 | 0 | 0 | 0 | 0 | 0 | 0 | 0+0j | 0 | 0 | 0+0j | 0 | 0 | 0+0j | 0 | 0 | 0+0j | 0 | 0 | 0+0j | 0 | 0 | 0+0j | 8222.4 | 3502.728 | 8222.4+3502.728j | 0 | 0 | 0+0j | 0 | 0 | 0+0j | 0 | 0 | 0 | 0 | 0 | 0 | 0 | 0 | 0 | 0 | 0 | 0 | 0 | 0 | 0 | 0 | 0 | 0 | 1 | 0 | 0 | 1 | 0 | 0 | 0 | 0 | 0 | 0 | 0 | OPEN | node_1336767_972_15331580_578 | AN | 8102502
load_220358456 |  | 0 | R | 0 | 0 | 0 | 0 | 0 | 0 | 0 | 0 | 0 | 0 | 0 | 0+0j | 0 | 0 | 0+0j | 0 | 0 | 0+0j | 0 | 0 | 0+0j | 0 | 0 | 0+0j | 0 | 0 | 0+0j | 40399.2 | 17209.987 | 40399.2+17209.987j | 0 | 0 | 0+0j | 0 | 0 | 0+0j | 0 | 0 | 0 | 0 | 0 | 0 | 0 | 0 | 0 | 0 | 0 | 0 | 0 | 0 | 0 | 0 | 0 | 0 | 1 | 0 | 0 | 1 | 0 | 0 | 0 | 0 | 0 | 0 | 0 | OPEN | node_1344857_594_15336502_026 | AN | 8102502
load_220358457 |  | 0 | R | 0 | 0 | 0 | 0 | 0 | 0 | 0 | 0 | 0 | 0 | 0 | 0+0j | 0 | 0 | 0+0j | 0 | 0 | 0+0j | 0 | 0 | 0+0j | 0 | 0 | 0+0j | 0 | 0 | 0+0j | 15364.8 | 6545.377 | 15364.8+6545.377j | 0 | 0 | 0+0j | 0 | 0 | 0+0j | 0 | 0 | 0 | 0 | 0 | 0 | 0 | 0 | 0 | 0 | 0 | 0 | 0 | 0 | 0 | 0 | 0 | 0 | 1 | 0 | 0 | 1 | 0 | 0 | 0 | 0 | 0 | 0 | 0 | OPEN | node_1345142_129_15336518_576 | AN | 8102502
load_220358458 |  | 0 | R | 0 | 0 | 0 | 0 | 0 | 0 | 0 | 0 | 0 | 0 | 0 | 0+0j | 0 | 0 | 0+0j | 0 | 0 | 0+0j | 0 | 0 | 0+0j | 0 | 0 | 0+0j | 0 | 0 | 0+0j | 4917.6 | 2094.889 | 4917.6+2094.889j | 0 | 0 | 0+0j | 0 | 0 | 0+0j | 0 | 0 | 0 | 0 | 0 | 0 | 0 | 0 | 0 | 0 | 0 | 0 | 0 | 0 | 0 | 0 | 0 | 0 | 1 | 0 | 0 | 1 | 0 | 0 | 0 | 0 | 0 | 0 | 0 | OPEN | node_1345389_67_15336516_506 | AN | 8102502
load_220358459 |  | 0 | R | 0 | 0 | 0 | 0 | 0 | 0 | 0 | 0 | 0 | 0 | 0 | 0+0j | 0 | 0 | 0+0j | 0 | 0 | 0+0j | 0 | 0 | 0+0j | 0 | 0 | 0+0j | 0 | 0 | 0+0j | 20757.6 | 8842.701 | 20757.6+8842.701j | 0 | 0 | 0+0j | 0 | 0 | 0+0j | 0 | 0 | 0 | 0 | 0 | 0 | 0 | 0 | 0 | 0 | 0 | 0 | 0 | 0 | 0 | 0 | 0 | 0 | 1 | 0 | 0 | 1 | 0 | 0 | 0 | 0 | 0 | 0 | 0 | OPEN | node_1345580_809_15336626_123 | AN | 8102502
load_220358460 |  | 0 | R | 0 | 0 | 0 | 0 | 0 | 0 | 0 | 0 | 0 | 0 | 0 | 0+0j | 0 | 0 | 0+0j | 0 | 0 | 0+0j | 0 | 0 | 0+0j | 0 | 0 | 0+0j | 0 | 0 | 0+0j | 46519.2 | 19817.096 | 46519.2+19817.096j | 0 | 0 | 0+0j | 0 | 0 | 0+0j | 0 | 0 | 0 | 0 | 0 | 0 | 0 | 0 | 0 | 0 | 0 | 0 | 0 | 0 | 0 | 0 | 0 | 0 | 1 | 0 | 0 | 1 | 0 | 0 | 0 | 0 | 0 | 0 | 0 | OPEN | node_1346008_817_15336648_553 | AN | 8102502
load_220358461 |  | 0 | R | 0 | 0 | 0 | 0 | 0 | 0 | 0 | 0 | 0 | 0 | 0 | 0+0j | 0 | 0 | 0+0j | 0 | 0 | 0+0j | 0 | 0 | 0+0j | 0 | 0 | 0+0j | 0 | 0 | 0+0j | 31752 | 13526.295 | 31752+13526.295j | 0 | 0 | 0+0j | 0 | 0 | 0+0j | 0 | 0 | 0 | 0 | 0 | 0 | 0 | 0 | 0 | 0 | 0 | 0 | 0 | 0 | 0 | 0 | 0 | 0 | 1 | 0 | 0 | 1 | 0 | 0 | 0 | 0 | 0 | 0 | 0 | OPEN | node_1346332_613_15336660_377 | AN | 8102502
load_220358462 |  | 0 | R | 0 | 0 | 0 | 0 | 0 | 0 | 0 | 0 | 0 | 0 | 0 | 0+0j | 0 | 0 | 0+0j | 0 | 0 | 0+0j | 0 | 0 | 0+0j | 0 | 0 | 0+0j | 0 | 0 | 0+0j | 10828.8 | 4613.049 | 10828.8+4613.049j | 0 | 0 | 0+0j | 0 | 0 | 0+0j | 0 | 0 | 0 | 0 | 0 | 0 | 0 | 0 | 0 | 0 | 0 | 0 | 0 | 0 | 0 | 0 | 0 | 0 | 1 | 0 | 0 | 1 | 0 | 0 | 0 | 0 | 0 | 0 | 0 | OPEN | node_1346805_341_15336673_775 | AN | 8102502
load_220358463 |  | 0 | R | 0 | 0 | 0 | 0 | 0 | 0 | 0 | 0 | 0 | 0 | 0 | 0+0j | 0 | 0 | 0+0j | 0 | 0 | 0+0j | 0 | 0 | 0+0j | 0 | 0 | 0+0j | 0 | 0 | 0+0j | 21031.2 | 8959.254 | 21031.2+8959.254j | 0 | 0 | 0+0j | 0 | 0 | 0+0j | 0 | 0 | 0 | 0 | 0 | 0 | 0 | 0 | 0 | 0 | 0 | 0 | 0 | 0 | 0 | 0 | 0 | 0 | 1 | 0 | 0 | 1 | 0 | 0 | 0 | 0 | 0 | 0 | 0 | OPEN | node_1347204_533_15336558_26 | AN | 8102502
load_220358464 |  | 0 | R | 0 | 0 | 0 | 0 | 0 | 0 | 0 | 0 | 0 | 0 | 0 | 0+0j | 0 | 0 | 0+0j | 0 | 0 | 0+0j | 0 | 0 | 0+0j | 0 | 0 | 0+0j | 0 | 0 | 0+0j | 5767.2 | 2456.817 | 5767.2+2456.817j | 0 | 0 | 0+0j | 0 | 0 | 0+0j | 0 | 0 | 0 | 0 | 0 | 0 | 0 | 0 | 0 | 0 | 0 | 0 | 0 | 0 | 0 | 0 | 0 | 0 | 1 | 0 | 0 | 1 | 0 | 0 | 0 | 0 | 0 | 0 | 0 | OPEN | node_1347582_255_15336523_434 | AN | 8102502
load_220358465 |  | 0 | R | 0 | 0 | 0 | 0 | 0 | 0 | 0 | 0 | 0 | 0 | 0 | 0+0j | 0 | 0 | 0+0j | 0 | 0 | 0+0j | 0 | 0 | 0+0j | 0 | 0 | 0+0j | 0 | 0 | 0+0j | 15508.8 | 6606.721 | 15508.8+6606.721j | 0 | 0 | 0+0j | 0 | 0 | 0+0j | 0 | 0 | 0 | 0 | 0 | 0 | 0 | 0 | 0 | 0 | 0 | 0 | 0 | 0 | 0 | 0 | 0 | 0 | 1 | 0 | 0 | 1 | 0 | 0 | 0 | 0 | 0 | 0 | 0 | OPEN | node_1347554_546_15337025_819 | AN | 8102502
load_220358592 |  | 0 | R | 0 | 0 | 0 | 0 | 0 | 0 | 0 | 0 | 0 | 0 | 0 | 0+0j | 0 | 0 | 0+0j | 0 | 0 | 0+0j | 0 | 0 | 0+0j | 0 | 0 | 0+0j | 0 | 0 | 0+0j | 7149.6 | 3045.717 | 7149.6+3045.717j | 0 | 0 | 0+0j | 0 | 0 | 0+0j | 0 | 0 | 0 | 0 | 0 | 0 | 0 | 0 | 0 | 0 | 0 | 0 | 0 | 0 | 0 | 0 | 0 | 0 | 1 | 0 | 0 | 1 | 0 | 0 | 0 | 0 | 0 | 0 | 0 | OPEN | node_1336896_344_15339539_484 | AN | 8102502
load_220358593 |  | 0 | R | 0 | 0 | 0 | 0 | 0 | 0 | 0 | 0 | 0 | 0 | 0 | 0+0j | 0 | 0 | 0+0j | 0 | 0 | 0+0j | 0 | 0 | 0+0j | 0 | 0 | 0+0j | 0 | 0 | 0+0j | 4672.8 | 1990.604 | 4672.8+1990.604j | 0 | 0 | 0+0j | 0 | 0 | 0+0j | 0 | 0 | 0 | 0 | 0 | 0 | 0 | 0 | 0 | 0 | 0 | 0 | 0 | 0 | 0 | 0 | 0 | 0 | 1 | 0 | 0 | 1 | 0 | 0 | 0 | 0 | 0 | 0 | 0 | OPEN | node_1337216_96_15339485_576 | AN | 8102502
load_220358595 |  | 0 | R | 0 | 0 | 0 | 0 | 0 | 0 | 0 | 0 | 0 | 0 | 0 | 0+0j | 0 | 0 | 0+0j | 0 | 0 | 0+0j | 0 | 0 | 0+0j | 0 | 0 | 0+0j | 0 | 0 | 0+0j | 16596 | 7069.866 | 16596+7069.866j | 0 | 0 | 0+0j | 0 | 0 | 0+0j | 0 | 0 | 0 | 0 | 0 | 0 | 0 | 0 | 0 | 0 | 0 | 0 | 0 | 0 | 0 | 0 | 0 | 0 | 1 | 0 | 0 | 1 | 0 | 0 | 0 | 0 | 0 | 0 | 0 | OPEN | node_1340541_463_15338155_832 | AN | 8102502
load_220358596 |  | 0 | R | 0 | 0 | 0 | 0 | 0 | 0 | 0 | 0 | 0 | 0 | 0 | 0+0j | 0 | 0 | 0+0j | 0 | 0 | 0+0j | 0 | 0 | 0+0j | 0 | 0 | 0+0j | 0 | 0 | 0+0j | 1231.2 | 524.489 | 1231.2+524.489j | 0 | 0 | 0+0j | 0 | 0 | 0+0j | 0 | 0 | 0 | 0 | 0 | 0 | 0 | 0 | 0 | 0 | 0 | 0 | 0 | 0 | 0 | 0 | 0 | 0 | 1 | 0 | 0 | 1 | 0 | 0 | 0 | 0 | 0 | 0 | 0 | OPEN | node_1341276_484_15338136_176 | AN | 8102502
load_220358598 |  | 0 | R | 0 | 0 | 0 | 0 | 0 | 0 | 0 | 0 | 0 | 0 | 0 | 0+0j | 0 | 0 | 0+0j | 0 | 0 | 0+0j | 0 | 0 | 0+0j | 0 | 0 | 0+0j | 0 | 0 | 0+0j | 11858.4 | 5051.657 | 11858.4+5051.657j | 0 | 0 | 0+0j | 0 | 0 | 0+0j | 0 | 0 | 0 | 0 | 0 | 0 | 0 | 0 | 0 | 0 | 0 | 0 | 0 | 0 | 0 | 0 | 0 | 0 | 1 | 0 | 0 | 1 | 0 | 0 | 0 | 0 | 0 | 0 | 0 | OPEN | node_1342319_957_15338034_507 | AN | 8102502
load_220358599 |  | 0 | R | 0 | 0 | 0 | 0 | 0 | 0 | 0 | 0 | 0 | 0 | 0 | 0+0j | 0 | 0 | 0+0j | 0 | 0 | 0+0j | 0 | 0 | 0+0j | 0 | 0 | 0+0j | 0 | 0 | 0+0j | 36482.4 | 15541.437 | 36482.4+15541.437j | 0 | 0 | 0+0j | 0 | 0 | 0+0j | 0 | 0 | 0 | 0 | 0 | 0 | 0 | 0 | 0 | 0 | 0 | 0 | 0 | 0 | 0 | 0 | 0 | 0 | 1 | 0 | 0 | 1 | 0 | 0 | 0 | 0 | 0 | 0 | 0 | OPEN | node_1342822_89_15338077_215 | AN | 8102502
load_220358600 |  | 0 | R | 0 | 0 | 0 | 0 | 0 | 0 | 0 | 0 | 0 | 0 | 0 | 0+0j | 0 | 0 | 0+0j | 0 | 0 | 0+0j | 0 | 0 | 0+0j | 0 | 0 | 0+0j | 0 | 0 | 0+0j | 24328.8 | 10364.025 | 24328.8+10364.025j | 0 | 0 | 0+0j | 0 | 0 | 0+0j | 0 | 0 | 0 | 0 | 0 | 0 | 0 | 0 | 0 | 0 | 0 | 0 | 0 | 0 | 0 | 0 | 0 | 0 | 1 | 0 | 0 | 1 | 0 | 0 | 0 | 0 | 0 | 0 | 0 | OPEN | node_1343609_147_15337462_446 | AN | 8102502
load_220358601 |  | 0 | C | 0 | 0 | 0 | 0 | 0 | 0 | 0 | 0 | 0 | 0 | 0 | 0+0j | 0 | 0 | 0+0j | 0 | 0 | 0+0j | 0 | 0 | 0+0j | 0 | 0 | 0+0j | 0 | 0 | 0+0j | 3729.6 | 1588.803 | 3729.6+1588.803j | 0 | 0 | 0+0j | 0 | 0 | 0+0j | 0 | 0 | 0 | 0 | 0 | 0 | 0 | 0 | 0 | 0 | 0 | 0 | 0 | 0 | 0 | 0 | 0 | 0 | 1 | 0 | 0 | 1 | 0 | 0 | 0 | 0 | 0 | 0 | 0 | OPEN | node_1344367_188_15336796_378 | AN | 8102502
load_220358602 |  | 0 | R | 0 | 0 | 0 | 0 | 0 | 0 | 0 | 0 | 0 | 0 | 0 | 0+0j | 0 | 0 | 0+0j | 0 | 0 | 0+0j | 0 | 0 | 0+0j | 0 | 0 | 0+0j | 0 | 0 | 0+0j | 36741.6 | 15651.856 | 36741.6+15651.856j | 0 | 0 | 0+0j | 0 | 0 | 0+0j | 0 | 0 | 0 | 0 | 0 | 0 | 0 | 0 | 0 | 0 | 0 | 0 | 0 | 0 | 0 | 0 | 0 | 0 | 1 | 0 | 0 | 1 | 0 | 0 | 0 | 0 | 0 | 0 | 0 | OPEN | node_1345003_712_15336083_472 | AN | 8102502
load_220358603 |  | 0 | R | 0 | 0 | 0 | 0 | 0 | 0 | 0 | 0 | 0 | 0 | 0 | 0+0j | 0 | 0 | 0+0j | 0 | 0 | 0+0j | 0 | 0 | 0+0j | 0 | 0 | 0+0j | 0 | 0 | 0+0j | 5407.2 | 2303.458 | 5407.2+2303.458j | 0 | 0 | 0+0j | 0 | 0 | 0+0j | 0 | 0 | 0 | 0 | 0 | 0 | 0 | 0 | 0 | 0 | 0 | 0 | 0 | 0 | 0 | 0 | 0 | 0 | 1 | 0 | 0 | 1 | 0 | 0 | 0 | 0 | 0 | 0 | 0 | OPEN | node_1344872_638_15335907_113 | AN | 8102502
load_220358604 |  | 0 | R | 0 | 0 | 0 | 0 | 0 | 0 | 0 | 0 | 0 | 0 | 0 | 0+0j | 0 | 0 | 0+0j | 0 | 0 | 0+0j | 0 | 0 | 0+0j | 0 | 0 | 0+0j | 0 | 0 | 0+0j | 6184.8 | 2634.714 | 6184.8+2634.714j | 0 | 0 | 0+0j | 0 | 0 | 0+0j | 0 | 0 | 0 | 0 | 0 | 0 | 0 | 0 | 0 | 0 | 0 | 0 | 0 | 0 | 0 | 0 | 0 | 0 | 1 | 0 | 0 | 1 | 0 | 0 | 0 | 0 | 0 | 0 | 0 | OPEN | node_1344510_782_15335730_606 | AN | 8102502
load_220358605 |  | 0 | R | 0 | 0 | 0 | 0 | 0 | 0 | 0 | 0 | 0 | 0 | 0 | 0+0j | 0 | 0 | 0+0j | 0 | 0 | 0+0j | 0 | 0 | 0+0j | 0 | 0 | 0+0j | 0 | 0 | 0+0j | 10771.2 | 4588.512 | 10771.2+4588.512j | 0 | 0 | 0+0j | 0 | 0 | 0+0j | 0 | 0 | 0 | 0 | 0 | 0 | 0 | 0 | 0 | 0 | 0 | 0 | 0 | 0 | 0 | 0 | 0 | 0 | 1 | 0 | 0 | 1 | 0 | 0 | 0 | 0 | 0 | 0 | 0 | OPEN | node_1345216_932_15335646_908 | AN | 8102502
load_220358606 |  | 0 | R | 0 | 0 | 0 | 0 | 0 | 0 | 0 | 0 | 0 | 0 | 0 | 0+0j | 0 | 0 | 0+0j | 0 | 0 | 0+0j | 0 | 0 | 0+0j | 0 | 0 | 0+0j | 0 | 0 | 0+0j | 3031.2 | 1291.286 | 3031.2+1291.286j | 0 | 0 | 0+0j | 0 | 0 | 0+0j | 0 | 0 | 0 | 0 | 0 | 0 | 0 | 0 | 0 | 0 | 0 | 0 | 0 | 0 | 0 | 0 | 0 | 0 | 1 | 0 | 0 | 1 | 0 | 0 | 0 | 0 | 0 | 0 | 0 | OPEN | node_1345336_789_15335308_132 | AN | 8102502
load_220358607 |  | 0 | R | 0 | 0 | 0 | 0 | 0 | 0 | 0 | 0 | 0 | 0 | 0 | 0+0j | 0 | 0 | 0+0j | 0 | 0 | 0+0j | 0 | 0 | 0+0j | 0 | 0 | 0+0j | 0 | 0 | 0+0j | 19684.8 | 8385.69 | 19684.8+8385.69j | 0 | 0 | 0+0j | 0 | 0 | 0+0j | 0 | 0 | 0 | 0 | 0 | 0 | 0 | 0 | 0 | 0 | 0 | 0 | 0 | 0 | 0 | 0 | 0 | 0 | 1 | 0 | 0 | 1 | 0 | 0 | 0 | 0 | 0 | 0 | 0 | OPEN | node_1345449_09_15334956_752 | AN | 8102502
load_220358608 |  | 0 | R | 0 | 0 | 0 | 0 | 0 | 0 | 0 | 0 | 0 | 0 | 0 | 0+0j | 0 | 0 | 0+0j | 0 | 0 | 0+0j | 0 | 0 | 0+0j | 0 | 0 | 0+0j | 0 | 0 | 0+0j | 37144.8 | 15823.619 | 37144.8+15823.619j | 0 | 0 | 0+0j | 0 | 0 | 0+0j | 0 | 0 | 0 | 0 | 0 | 0 | 0 | 0 | 0 | 0 | 0 | 0 | 0 | 0 | 0 | 0 | 0 | 0 | 1 | 0 | 0 | 1 | 0 | 0 | 0 | 0 | 0 | 0 | 0 | OPEN | node_1345605_064_15334896_804 | AN | 8102502
load_220358609 |  | 0 | R | 0 | 0 | 0 | 0 | 0 | 0 | 0 | 0 | 0 | 0 | 0 | 0+0j | 0 | 0 | 0+0j | 0 | 0 | 0+0j | 0 | 0 | 0+0j | 0 | 0 | 0+0j | 0 | 0 | 0+0j | 10900.8 | 4643.721 | 10900.8+4643.721j | 0 | 0 | 0+0j | 0 | 0 | 0+0j | 0 | 0 | 0 | 0 | 0 | 0 | 0 | 0 | 0 | 0 | 0 | 0 | 0 | 0 | 0 | 0 | 0 | 0 | 1 | 0 | 0 | 1 | 0 | 0 | 0 | 0 | 0 | 0 | 0 | OPEN | node_1345531_371_15334545_744 | AN | 8102502
load_220358610 |  | 0 | R | 0 | 0 | 0 | 0 | 0 | 0 | 0 | 0 | 0 | 0 | 0 | 0+0j | 0 | 0 | 0+0j | 0 | 0 | 0+0j | 0 | 0 | 0+0j | 0 | 0 | 0+0j | 0 | 0 | 0+0j | 16711.2 | 7118.941 | 16711.2+7118.941j | 0 | 0 | 0+0j | 0 | 0 | 0+0j | 0 | 0 | 0 | 0 | 0 | 0 | 0 | 0 | 0 | 0 | 0 | 0 | 0 | 0 | 0 | 0 | 0 | 0 | 1 | 0 | 0 | 1 | 0 | 0 | 0 | 0 | 0 | 0 | 0 | OPEN | node_1345787_843_15334794_332 | AN | 8102502
load_220358611 |  | 0 | R | 0 | 0 | 0 | 0 | 0 | 0 | 0 | 0 | 0 | 0 | 0 | 0+0j | 0 | 0 | 0+0j | 0 | 0 | 0+0j | 0 | 0 | 0+0j | 0 | 0 | 0+0j | 0 | 0 | 0+0j | 28404 | 12100.053 | 28404+12100.053j | 0 | 0 | 0+0j | 0 | 0 | 0+0j | 0 | 0 | 0 | 0 | 0 | 0 | 0 | 0 | 0 | 0 | 0 | 0 | 0 | 0 | 0 | 0 | 0 | 0 | 1 | 0 | 0 | 1 | 0 | 0 | 0 | 0 | 0 | 0 | 0 | OPEN | node_1345761_91_15334290_34 | AN | 8102502
load_220358612 |  | 0 | R | 0 | 0 | 0 | 0 | 0 | 0 | 0 | 0 | 0 | 0 | 0 | 0+0j | 0 | 0 | 0+0j | 0 | 0 | 0+0j | 0 | 0 | 0+0j | 0 | 0 | 0+0j | 0 | 0 | 0+0j | 7077.6 | 3015.045 | 7077.6+3015.045j | 0 | 0 | 0+0j | 0 | 0 | 0+0j | 0 | 0 | 0 | 0 | 0 | 0 | 0 | 0 | 0 | 0 | 0 | 0 | 0 | 0 | 0 | 0 | 0 | 0 | 1 | 0 | 0 | 1 | 0 | 0 | 0 | 0 | 0 | 0 | 0 | OPEN | node_1345608_259_15334046_578 | AN | 8102502
load_220358613 |  | 0 | R | 0 | 0 | 0 | 0 | 0 | 0 | 0 | 0 | 0 | 0 | 0 | 0+0j | 0 | 0 | 0+0j | 0 | 0 | 0+0j | 0 | 0 | 0+0j | 0 | 0 | 0+0j | 0 | 0 | 0+0j | 9093.6 | 3873.857 | 9093.6+3873.857j | 0 | 0 | 0+0j | 0 | 0 | 0+0j | 0 | 0 | 0 | 0 | 0 | 0 | 0 | 0 | 0 | 0 | 0 | 0 | 0 | 0 | 0 | 0 | 0 | 0 | 1 | 0 | 0 | 1 | 0 | 0 | 0 | 0 | 0 | 0 | 0 | OPEN | node_1345985_313_15334099_644 | AN | 8102502
load_220358614 |  | 0 | R | 0 | 0 | 0 | 0 | 0 | 0 | 0 | 0 | 0 | 0 | 0 | 0+0j | 0 | 0 | 0+0j | 0 | 0 | 0+0j | 0 | 0 | 0+0j | 0 | 0 | 0+0j | 0 | 0 | 0+0j | 8841.6 | 3766.506 | 8841.6+3766.506j | 0 | 0 | 0+0j | 0 | 0 | 0+0j | 0 | 0 | 0 | 0 | 0 | 0 | 0 | 0 | 0 | 0 | 0 | 0 | 0 | 0 | 0 | 0 | 0 | 0 | 1 | 0 | 0 | 1 | 0 | 0 | 0 | 0 | 0 | 0 | 0 | OPEN | node_1345919_897_15333618_853 | AN | 8102502
load_220358615 |  | 0 | R | 0 | 0 | 0 | 0 | 0 | 0 | 0 | 0 | 0 | 0 | 0 | 0+0j | 0 | 0 | 0+0j | 0 | 0 | 0+0j | 0 | 0 | 0+0j | 0 | 0 | 0+0j | 0 | 0 | 0+0j | 8402.4 | 3579.407 | 8402.4+3579.407j | 0 | 0 | 0+0j | 0 | 0 | 0+0j | 0 | 0 | 0 | 0 | 0 | 0 | 0 | 0 | 0 | 0 | 0 | 0 | 0 | 0 | 0 | 0 | 0 | 0 | 1 | 0 | 0 | 1 | 0 | 0 | 0 | 0 | 0 | 0 | 0 | OPEN | node_1346029_148_15333265_787 | AN | 8102502
load_220358910 |  | 0 | R | 0 | 0 | 0 | 0 | 0 | 0 | 0 | 0 | 0 | 0 | 0 | 0+0j | 0 | 0 | 0+0j | 0 | 0 | 0+0j | 0 | 0 | 0+0j | 0 | 0 | 0+0j | 0 | 0 | 0+0j | 33328.8 | 14198.009 | 33328.8+14198.009j | 0 | 0 | 0+0j | 0 | 0 | 0+0j | 0 | 0 | 0 | 0 | 0 | 0 | 0 | 0 | 0 | 0 | 0 | 0 | 0 | 0 | 0 | 0 | 0 | 0 | 1 | 0 | 0 | 1 | 0 | 0 | 0 | 0 | 0 | 0 | 0 | OPEN | node_1346512_548_15328676_852 | AN | 8102502
load_220358911 |  | 0 | R | 0 | 0 | 0 | 0 | 0 | 0 | 0 | 0 | 0 | 0 | 0 | 0+0j | 0 | 0 | 0+0j | 0 | 0 | 0+0j | 0 | 0 | 0+0j | 0 | 0 | 0+0j | 0 | 0 | 0+0j | 26222.4 | 11170.696 | 26222.4+11170.696j | 0 | 0 | 0+0j | 0 | 0 | 0+0j | 0 | 0 | 0 | 0 | 0 | 0 | 0 | 0 | 0 | 0 | 0 | 0 | 0 | 0 | 0 | 0 | 0 | 0 | 1 | 0 | 0 | 1 | 0 | 0 | 0 | 0 | 0 | 0 | 0 | OPEN | node_1346357_567_15328670_719 | AN | 8102502
load_220358912 |  | 0 | C | 0 | 0 | 0 | 0 | 0 | 0 | 0 | 0 | 0 | 0 | 0 | 0+0j | 0 | 0 | 0+0j | 0 | 0 | 0+0j | 0 | 0 | 0+0j | 0 | 0 | 0+0j | 0 | 0 | 0+0j | 7.2 | 3.067 | 7.2+3.067j | 0 | 0 | 0+0j | 0 | 0 | 0+0j | 0 | 0 | 0 | 0 | 0 | 0 | 0 | 0 | 0 | 0 | 0 | 0 | 0 | 0 | 0 | 0 | 0 | 0 | 1 | 0 | 0 | 1 | 0 | 0 | 0 | 0 | 0 | 0 | 0 | OPEN | node_1346075_639_15328646_847 | AN | 8102502
load_220358913 |  | 0 | R | 0 | 0 | 0 | 0 | 0 | 0 | 0 | 0 | 0 | 0 | 0 | 0+0j | 0 | 0 | 0+0j | 0 | 0 | 0+0j | 0 | 0 | 0+0j | 0 | 0 | 0+0j | 0 | 0 | 0+0j | 32047.2 | 13652.05 | 32047.2+13652.05j | 0 | 0 | 0+0j | 0 | 0 | 0+0j | 0 | 0 | 0 | 0 | 0 | 0 | 0 | 0 | 0 | 0 | 0 | 0 | 0 | 0 | 0 | 0 | 0 | 0 | 1 | 0 | 0 | 1 | 0 | 0 | 0 | 0 | 0 | 0 | 0 | OPEN | node_1346092_389_15328873_069 | AN | 8102502
load_220358914 |  | 0 | R | 0 | 0 | 0 | 0 | 0 | 0 | 0 | 0 | 0 | 0 | 0 | 0+0j | 0 | 0 | 0+0j | 0 | 0 | 0+0j | 0 | 0 | 0+0j | 0 | 0 | 0+0j | 0 | 0 | 0+0j | 13449.6 | 5729.506 | 13449.6+5729.506j | 0 | 0 | 0+0j | 0 | 0 | 0+0j | 0 | 0 | 0 | 0 | 0 | 0 | 0 | 0 | 0 | 0 | 0 | 0 | 0 | 0 | 0 | 0 | 0 | 0 | 1 | 0 | 0 | 1 | 0 | 0 | 0 | 0 | 0 | 0 | 0 | OPEN | node_1346084_991_15329203_142 | AN | 8102502
load_220358915 |  | 0 | R | 0 | 0 | 0 | 0 | 0 | 0 | 0 | 0 | 0 | 0 | 0 | 0+0j | 0 | 0 | 0+0j | 0 | 0 | 0+0j | 0 | 0 | 0+0j | 0 | 0 | 0+0j | 0 | 0 | 0+0j | 15688.8 | 6683.401 | 15688.8+6683.401j | 0 | 0 | 0+0j | 0 | 0 | 0+0j | 0 | 0 | 0 | 0 | 0 | 0 | 0 | 0 | 0 | 0 | 0 | 0 | 0 | 0 | 0 | 0 | 0 | 0 | 1 | 0 | 0 | 1 | 0 | 0 | 0 | 0 | 0 | 0 | 0 | OPEN | node_1346103_683_15329473_061 | AN | 8102502
load_220358916 |  | 0 | R | 0 | 0 | 0 | 0 | 0 | 0 | 0 | 0 | 0 | 0 | 0 | 0+0j | 0 | 0 | 0+0j | 0 | 0 | 0+0j | 0 | 0 | 0+0j | 0 | 0 | 0+0j | 0 | 0 | 0+0j | 8128.8 | 3462.854 | 8128.8+3462.854j | 0 | 0 | 0+0j | 0 | 0 | 0+0j | 0 | 0 | 0 | 0 | 0 | 0 | 0 | 0 | 0 | 0 | 0 | 0 | 0 | 0 | 0 | 0 | 0 | 0 | 1 | 0 | 0 | 1 | 0 | 0 | 0 | 0 | 0 | 0 | 0 | OPEN | node_1345848_908_15328546_091 | AN | 8102502
load_220358917 |  | 0 | R | 0 | 0 | 0 | 0 | 0 | 0 | 0 | 0 | 0 | 0 | 0 | 0+0j | 0 | 0 | 0+0j | 0 | 0 | 0+0j | 0 | 0 | 0+0j | 0 | 0 | 0+0j | 0 | 0 | 0+0j | 13298.4 | 5665.095 | 13298.4+5665.095j | 0 | 0 | 0+0j | 0 | 0 | 0+0j | 0 | 0 | 0 | 0 | 0 | 0 | 0 | 0 | 0 | 0 | 0 | 0 | 0 | 0 | 0 | 0 | 0 | 0 | 1 | 0 | 0 | 1 | 0 | 0 | 0 | 0 | 0 | 0 | 0 | OPEN | node_1345662_95_15328605_134 | AN | 8102502
load_220358952 |  | 0 | R | 0 | 0 | 0 | 0 | 0 | 0 | 0 | 0 | 0 | 0 | 0 | 0+0j | 0 | 0 | 0+0j | 0 | 0 | 0+0j | 0 | 0 | 0+0j | 0 | 0 | 0+0j | 0 | 0 | 0+0j | 979.2 | 417.137 | 979.2+417.137j | 0 | 0 | 0+0j | 0 | 0 | 0+0j | 0 | 0 | 0 | 0 | 0 | 0 | 0 | 0 | 0 | 0 | 0 | 0 | 0 | 0 | 0 | 0 | 0 | 0 | 1 | 0 | 0 | 1 | 0 | 0 | 0 | 0 | 0 | 0 | 0 | OPEN | node_1341202_077_15333733_853 | AN | 8102502
load_220358953 |  | 0 | R | 0 | 0 | 0 | 0 | 0 | 0 | 0 | 0 | 0 | 0 | 0 | 0+0j | 0 | 0 | 0+0j | 0 | 0 | 0+0j | 0 | 0 | 0+0j | 0 | 0 | 0+0j | 0 | 0 | 0+0j | 1051.2 | 447.809 | 1051.2+447.809j | 0 | 0 | 0+0j | 0 | 0 | 0+0j | 0 | 0 | 0 | 0 | 0 | 0 | 0 | 0 | 0 | 0 | 0 | 0 | 0 | 0 | 0 | 0 | 0 | 0 | 1 | 0 | 0 | 1 | 0 | 0 | 0 | 0 | 0 | 0 | 0 | OPEN | node_1340854_07_15333920_583 | AN | 8102502
load_220358954 |  | 0 | R | 0 | 0 | 0 | 0 | 0 | 0 | 0 | 0 | 0 | 0 | 0 | 0+0j | 0 | 0 | 0+0j | 0 | 0 | 0+0j | 0 | 0 | 0+0j | 0 | 0 | 0+0j | 0 | 0 | 0+0j | 5673.6 | 2416.943 | 5673.6+2416.943j | 0 | 0 | 0+0j | 0 | 0 | 0+0j | 0 | 0 | 0 | 0 | 0 | 0 | 0 | 0 | 0 | 0 | 0 | 0 | 0 | 0 | 0 | 0 | 0 | 0 | 1 | 0 | 0 | 1 | 0 | 0 | 0 | 0 | 0 | 0 | 0 | OPEN | node_1340630_467_15334120_39 | AN | 8102502
load_220358955 |  | 0 | R | 0 | 0 | 0 | 0 | 0 | 0 | 0 | 0 | 0 | 0 | 0 | 0+0j | 0 | 0 | 0+0j | 0 | 0 | 0+0j | 0 | 0 | 0+0j | 0 | 0 | 0+0j | 0 | 0 | 0+0j | 7675.2 | 3269.622 | 7675.2+3269.622j | 0 | 0 | 0+0j | 0 | 0 | 0+0j | 0 | 0 | 0 | 0 | 0 | 0 | 0 | 0 | 0 | 0 | 0 | 0 | 0 | 0 | 0 | 0 | 0 | 0 | 1 | 0 | 0 | 1 | 0 | 0 | 0 | 0 | 0 | 0 | 0 | OPEN | node_1340422_589_15334122_17 | AN | 8102502
load_220358956 |  | 0 | R | 0 | 0 | 0 | 0 | 0 | 0 | 0 | 0 | 0 | 0 | 0 | 0+0j | 0 | 0 | 0+0j | 0 | 0 | 0+0j | 0 | 0 | 0+0j | 0 | 0 | 0+0j | 0 | 0 | 0+0j | 5594.4 | 2383.204 | 5594.4+2383.204j | 0 | 0 | 0+0j | 0 | 0 | 0+0j | 0 | 0 | 0 | 0 | 0 | 0 | 0 | 0 | 0 | 0 | 0 | 0 | 0 | 0 | 0 | 0 | 0 | 0 | 1 | 0 | 0 | 1 | 0 | 0 | 0 | 0 | 0 | 0 | 0 | OPEN | node_1340390_437_15334714_884 | AN | 8102502
load_220432060 |  | 0 | C | 0 | 0 | 0 | 0 | 0 | 0 | 0 | 0 | 0 | 0 | 0 | 0+0j | 0 | 0 | 0+0j | 0 | 0 | 0+0j | 0 | 0 | 0+0j | 0 | 0 | 0+0j | 0 | 0 | 0+0j | 333.333 | 141.999 | 333.333+141.999j | 333.333 | 141.999 | 333.333+141.999j | 333.333 | 141.999 | 333.333+141.999j | 0 | 0 | 0 | 0 | 0 | 0 | 0 | 0 | 0 | 0 | 0 | 0 | 0 | 0 | 0 | 0 | 0 | 0 | 1 | 0 | 0 | 1 | 0 | 0 | 0 | 0 | 0 | 0 | 0 | OPEN | node_1352260_274_15327330_552 | ABCN | 8102502
load_220432089 |  | 0 | R | 0 | 0 | 0 | 0 | 0 | 0 | 0 | 0 | 0 | 0 | 0 | 0+0j | 0 | 0 | 0+0j | 0 | 0 | 0+0j | 0 | 0 | 0+0j | 0 | 0 | 0+0j | 0 | 0 | 0+0j | 24300 | 10351.757 | 24300+10351.757j | 0 | 0 | 0+0j | 0 | 0 | 0+0j | 0 | 0 | 0 | 0 | 0 | 0 | 0 | 0 | 0 | 0 | 0 | 0 | 0 | 0 | 0 | 0 | 0 | 0 | 1 | 0 | 0 | 1 | 0 | 0 | 0 | 0 | 0 | 0 | 0 | OPEN | node_1345896_92_15328745_577 | AN | 8102502
load_220432210 |  | 0 | R | 0 | 0 | 0 | 0 | 0 | 0 | 0 | 0 | 0 | 0 | 0 | 0+0j | 0 | 0 | 0+0j | 0 | 0 | 0+0j | 0 | 0 | 0+0j | 0 | 0 | 0+0j | 0 | 0 | 0+0j | 302.4 | 128.822 | 302.4+128.822j | 0 | 0 | 0+0j | 0 | 0 | 0+0j | 0 | 0 | 0 | 0 | 0 | 0 | 0 | 0 | 0 | 0 | 0 | 0 | 0 | 0 | 0 | 0 | 0 | 0 | 1 | 0 | 0 | 1 | 0 | 0 | 0 | 0 | 0 | 0 | 0 | OPEN | node_1344290_801_15336170_26 | AN | 8102502
load_220432236 |  | 0 | R | 0 | 0 | 0 | 0 | 0 | 0 | 0 | 0 | 0 | 0 | 0 | 0+0j | 0 | 0 | 0+0j | 0 | 0 | 0+0j | 0 | 0 | 0+0j | 0 | 0 | 0+0j | 0 | 0 | 0+0j | 4881.6 | 2079.553 | 4881.6+2079.553j | 0 | 0 | 0+0j | 0 | 0 | 0+0j | 0 | 0 | 0 | 0 | 0 | 0 | 0 | 0 | 0 | 0 | 0 | 0 | 0 | 0 | 0 | 0 | 0 | 0 | 1 | 0 | 0 | 1 | 0 | 0 | 0 | 0 | 0 | 0 | 0 | OPEN | node_1344404_167_15329548_493 | AN | 8102502
load_220432635 |  | 0 | R | 0 | 0 | 0 | 0 | 0 | 0 | 0 | 0 | 0 | 0 | 0 | 0+0j | 0 | 0 | 0+0j | 0 | 0 | 0+0j | 0 | 0 | 0+0j | 0 | 0 | 0+0j | 0 | 0 | 0+0j | 1015.2 | 432.473 | 1015.2+432.473j | 0 | 0 | 0+0j | 0 | 0 | 0+0j | 0 | 0 | 0 | 0 | 0 | 0 | 0 | 0 | 0 | 0 | 0 | 0 | 0 | 0 | 0 | 0 | 0 | 0 | 1 | 0 | 0 | 1 | 0 | 0 | 0 | 0 | 0 | 0 | 0 | OPEN | node_1342115_991_15339705_104 | AN | 8102502
load_220435496 |  | 0 | C | 0 | 0 | 0 | 0 | 0 | 0 | 0 | 0 | 0 | 0 | 0 | 0+0j | 0 | 0 | 0+0j | 0 | 0 | 0+0j | 0 | 0 | 0+0j | 0 | 0 | 0+0j | 0 | 0 | 0+0j | 33000 | 14057.941 | 33000+14057.941j | 0 | 0 | 0+0j | 0 | 0 | 0+0j | 0 | 0 | 0 | 0 | 0 | 0 | 0 | 0 | 0 | 0 | 0 | 0 | 0 | 0 | 0 | 0 | 0 | 0 | 1 | 0 | 0 | 1 | 0 | 0 | 0 | 0 | 0 | 0 | 0 | OPEN | node_1353105_234_15327895_983 | AN | 8102502
load_220522687 |  | 0 | R | 0 | 0 | 0 | 0 | 0 | 0 | 0 | 0 | 0 | 0 | 0 | 0+0j | 0 | 0 | 0+0j | 0 | 0 | 0+0j | 0 | 0 | 0+0j | 0 | 0 | 0+0j | 0 | 0 | 0+0j | 7905.6 | 3367.771 | 7905.6+3367.771j | 0 | 0 | 0+0j | 0 | 0 | 0+0j | 0 | 0 | 0 | 0 | 0 | 0 | 0 | 0 | 0 | 0 | 0 | 0 | 0 | 0 | 0 | 0 | 0 | 0 | 1 | 0 | 0 | 1 | 0 | 0 | 0 | 0 | 0 | 0 | 0 | OPEN | node_1345862_696_15336644_316 | AN | 8102502
load_220527452 |  | 0 | R | 0 | 0 | 0 | 0 | 0 | 0 | 0 | 0 | 0 | 0 | 0 | 0+0j | 0 | 0 | 0+0j | 0 | 0 | 0+0j | 0 | 0 | 0+0j | 0 | 0 | 0+0j | 0 | 0 | 0+0j | 8539.2 | 3637.684 | 8539.2+3637.684j | 0 | 0 | 0+0j | 0 | 0 | 0+0j | 0 | 0 | 0 | 0 | 0 | 0 | 0 | 0 | 0 | 0 | 0 | 0 | 0 | 0 | 0 | 0 | 0 | 0 | 1 | 0 | 0 | 1 | 0 | 0 | 0 | 0 | 0 | 0 | 0 | OPEN | node_1338378_35_15332116_672 | AN | 8102502
load_220528258 |  | 0 | R | 0 | 0 | 0 | 0 | 0 | 0 | 0 | 0 | 0 | 0 | 0 | 0+0j | 0 | 0 | 0+0j | 0 | 0 | 0+0j | 0 | 0 | 0+0j | 0 | 0 | 0+0j | 0 | 0 | 0+0j | 4464 | 1901.656 | 4464+1901.656j | 0 | 0 | 0+0j | 0 | 0 | 0+0j | 0 | 0 | 0 | 0 | 0 | 0 | 0 | 0 | 0 | 0 | 0 | 0 | 0 | 0 | 0 | 0 | 0 | 0 | 1 | 0 | 0 | 1 | 0 | 0 | 0 | 0 | 0 | 0 | 0 | OPEN | node_1348972_503_15330323_031 | AN | 8102502
load_220532439 |  | 0 | R | 0 | 0 | 0 | 0 | 0 | 0 | 0 | 0 | 0 | 0 | 0 | 0+0j | 0 | 0 | 0+0j | 0 | 0 | 0+0j | 0 | 0 | 0+0j | 0 | 0 | 0+0j | 0 | 0 | 0+0j | 4795.2 | 2042.747 | 4795.2+2042.747j | 0 | 0 | 0+0j | 0 | 0 | 0+0j | 0 | 0 | 0 | 0 | 0 | 0 | 0 | 0 | 0 | 0 | 0 | 0 | 0 | 0 | 0 | 0 | 0 | 0 | 1 | 0 | 0 | 1 | 0 | 0 | 0 | 0 | 0 | 0 | 0 | OPEN | node_1344874_361_15329104_002 | AN | 8102502
load_220538620 |  | 0 | R | 0 | 0 | 0 | 0 | 0 | 0 | 0 | 0 | 0 | 0 | 0 | 0+0j | 0 | 0 | 0+0j | 0 | 0 | 0+0j | 0 | 0 | 0+0j | 0 | 0 | 0+0j | 0 | 0 | 0+0j | 8899.2 | 3791.043 | 8899.2+3791.043j | 0 | 0 | 0+0j | 0 | 0 | 0+0j | 0 | 0 | 0 | 0 | 0 | 0 | 0 | 0 | 0 | 0 | 0 | 0 | 0 | 0 | 0 | 0 | 0 | 0 | 1 | 0 | 0 | 1 | 0 | 0 | 0 | 0 | 0 | 0 | 0 | OPEN | node_1348715_047_15330857_292 | AN | 8102502
load_220543163 |  | 0 | R | 0 | 0 | 0 | 0 | 0 | 0 | 0 | 0 | 0 | 0 | 0 | 0+0j | 0 | 0 | 0+0j | 0 | 0 | 0+0j | 0 | 0 | 0+0j | 0 | 0 | 0+0j | 0 | 0 | 0+0j | 5047.2 | 2150.098 | 5047.2+2150.098j | 0 | 0 | 0+0j | 0 | 0 | 0+0j | 0 | 0 | 0 | 0 | 0 | 0 | 0 | 0 | 0 | 0 | 0 | 0 | 0 | 0 | 0 | 0 | 0 | 0 | 1 | 0 | 0 | 1 | 0 | 0 | 0 | 0 | 0 | 0 | 0 | OPEN | node_1338220_5_15339305_137 | AN | 8102502
load_220600601 |  | 0 | R | 0 | 0 | 0 | 0 | 0 | 0 | 0 | 0 | 0 | 0 | 0 | 0+0j | 0 | 0 | 0+0j | 0 | 0 | 0+0j | 0 | 0 | 0+0j | 0 | 0 | 0+0j | 0 | 0 | 0+0j | 11131.2 | 4741.871 | 11131.2+4741.871j | 0 | 0 | 0+0j | 0 | 0 | 0+0j | 0 | 0 | 0 | 0 | 0 | 0 | 0 | 0 | 0 | 0 | 0 | 0 | 0 | 0 | 0 | 0 | 0 | 0 | 1 | 0 | 0 | 1 | 0 | 0 | 0 | 0 | 0 | 0 | 0 | OPEN | node_1347682_187_15331156_616 | AN | 8102502
load_220616687 |  | 0 | R | 0 | 0 | 0 | 0 | 0 | 0 | 0 | 0 | 0 | 0 | 0 | 0+0j | 0 | 0 | 0+0j | 0 | 0 | 0+0j | 0 | 0 | 0+0j | 0 | 0 | 0+0j | 0 | 0 | 0+0j | 13982.4 | 5956.477 | 13982.4+5956.477j | 0 | 0 | 0+0j | 0 | 0 | 0+0j | 0 | 0 | 0 | 0 | 0 | 0 | 0 | 0 | 0 | 0 | 0 | 0 | 0 | 0 | 0 | 0 | 0 | 0 | 1 | 0 | 0 | 1 | 0 | 0 | 0 | 0 | 0 | 0 | 0 | OPEN | node_1342024_328_15329671_712 | AN | 8102502
load_220625431 |  | 0 | R | 0 | 0 | 0 | 0 | 0 | 0 | 0 | 0 | 0 | 0 | 0 | 0+0j | 0 | 0 | 0+0j | 0 | 0 | 0+0j | 0 | 0 | 0+0j | 0 | 0 | 0+0j | 0 | 0 | 0+0j | 12938.4 | 5511.735 | 12938.4+5511.735j | 0 | 0 | 0+0j | 0 | 0 | 0+0j | 0 | 0 | 0 | 0 | 0 | 0 | 0 | 0 | 0 | 0 | 0 | 0 | 0 | 0 | 0 | 0 | 0 | 0 | 1 | 0 | 0 | 1 | 0 | 0 | 0 | 0 | 0 | 0 | 0 | OPEN | node_1337566_56_15331634_234 | AN | 8102502
load_220633094 |  | 0 | R | 0 | 0 | 0 | 0 | 0 | 0 | 0 | 0 | 0 | 0 | 0 | 0+0j | 0 | 0 | 0+0j | 0 | 0 | 0+0j | 0 | 0 | 0+0j | 0 | 0 | 0+0j | 0 | 0 | 0+0j | 4680 | 1993.672 | 4680+1993.672j | 0 | 0 | 0+0j | 0 | 0 | 0+0j | 0 | 0 | 0 | 0 | 0 | 0 | 0 | 0 | 0 | 0 | 0 | 0 | 0 | 0 | 0 | 0 | 0 | 0 | 1 | 0 | 0 | 1 | 0 | 0 | 0 | 0 | 0 | 0 | 0 | OPEN | node_1339634_402_15332734_724 | AN | 8102502
load_220647668 |  | 0 | R | 0 | 0 | 0 | 0 | 0 | 0 | 0 | 0 | 0 | 0 | 0 | 0+0j | 0 | 0 | 0+0j | 0 | 0 | 0+0j | 0 | 0 | 0+0j | 0 | 0 | 0+0j | 0 | 0 | 0+0j | 8589.6 | 3659.154 | 8589.6+3659.154j | 0 | 0 | 0+0j | 0 | 0 | 0+0j | 0 | 0 | 0 | 0 | 0 | 0 | 0 | 0 | 0 | 0 | 0 | 0 | 0 | 0 | 0 | 0 | 0 | 0 | 1 | 0 | 0 | 1 | 0 | 0 | 0 | 0 | 0 | 0 | 0 | OPEN | node_1339014_001_15338279_541 | AN | 8102502
load_220647671 |  | 0 | R | 0 | 0 | 0 | 0 | 0 | 0 | 0 | 0 | 0 | 0 | 0 | 0+0j | 0 | 0 | 0+0j | 0 | 0 | 0+0j | 0 | 0 | 0+0j | 0 | 0 | 0+0j | 0 | 0 | 0+0j | 7689.6 | 3275.756 | 7689.6+3275.756j | 0 | 0 | 0+0j | 0 | 0 | 0+0j | 0 | 0 | 0 | 0 | 0 | 0 | 0 | 0 | 0 | 0 | 0 | 0 | 0 | 0 | 0 | 0 | 0 | 0 | 1 | 0 | 0 | 1 | 0 | 0 | 0 | 0 | 0 | 0 | 0 | OPEN | node_1338545_136_15338568_57 | AN | 8102502
load_220647677 |  | 0 | R | 0 | 0 | 0 | 0 | 0 | 0 | 0 | 0 | 0 | 0 | 0 | 0+0j | 0 | 0 | 0+0j | 0 | 0 | 0+0j | 0 | 0 | 0+0j | 0 | 0 | 0+0j | 0 | 0 | 0+0j | 6249.6 | 2662.318 | 6249.6+2662.318j | 0 | 0 | 0+0j | 0 | 0 | 0+0j | 0 | 0 | 0 | 0 | 0 | 0 | 0 | 0 | 0 | 0 | 0 | 0 | 0 | 0 | 0 | 0 | 0 | 0 | 1 | 0 | 0 | 1 | 0 | 0 | 0 | 0 | 0 | 0 | 0 | OPEN | node_1340214_587_15337968_71 | AN | 8102502
load_220647680 |  | 0 | R | 0 | 0 | 0 | 0 | 0 | 0 | 0 | 0 | 0 | 0 | 0 | 0+0j | 0 | 0 | 0+0j | 0 | 0 | 0+0j | 0 | 0 | 0+0j | 0 | 0 | 0+0j | 0 | 0 | 0+0j | 8856 | 3772.64 | 8856+3772.64j | 0 | 0 | 0+0j | 0 | 0 | 0+0j | 0 | 0 | 0 | 0 | 0 | 0 | 0 | 0 | 0 | 0 | 0 | 0 | 0 | 0 | 0 | 0 | 0 | 0 | 1 | 0 | 0 | 1 | 0 | 0 | 0 | 0 | 0 | 0 | 0 | OPEN | node_1338725_203_15338303_143 | AN | 8102502
load_220647687 |  | 0 | R | 0 | 0 | 0 | 0 | 0 | 0 | 0 | 0 | 0 | 0 | 0 | 0+0j | 0 | 0 | 0+0j | 0 | 0 | 0+0j | 0 | 0 | 0+0j | 0 | 0 | 0+0j | 0 | 0 | 0+0j | 2548.8 | 1085.784 | 2548.8+1085.784j | 0 | 0 | 0+0j | 0 | 0 | 0+0j | 0 | 0 | 0 | 0 | 0 | 0 | 0 | 0 | 0 | 0 | 0 | 0 | 0 | 0 | 0 | 0 | 0 | 0 | 1 | 0 | 0 | 1 | 0 | 0 | 0 | 0 | 0 | 0 | 0 | OPEN | node_1339810_002_15338156_653 | AN | 8102502
load_220647765 |  | 0 | C | 0 | 0 | 0 | 0 | 0 | 0 | 0 | 0 | 0 | 0 | 0 | 0+0j | 0 | 0 | 0+0j | 0 | 0 | 0+0j | 0 | 0 | 0+0j | 0 | 0 | 0+0j | 0 | 0 | 0+0j | 9007.2 | 3837.051 | 9007.2+3837.051j | 0 | 0 | 0+0j | 0 | 0 | 0+0j | 0 | 0 | 0 | 0 | 0 | 0 | 0 | 0 | 0 | 0 | 0 | 0 | 0 | 0 | 0 | 0 | 0 | 0 | 1 | 0 | 0 | 1 | 0 | 0 | 0 | 0 | 0 | 0 | 0 | OPEN | node_1338461_399_15338195_681 | AN | 8102502
load_220647904 |  | 0 | R | 0 | 0 | 0 | 0 | 0 | 0 | 0 | 0 | 0 | 0 | 0 | 0+0j | 0 | 0 | 0+0j | 0 | 0 | 0+0j | 0 | 0 | 0+0j | 0 | 0 | 0+0j | 0 | 0 | 0+0j | 25214.4 | 10741.289 | 25214.4+10741.289j | 0 | 0 | 0+0j | 0 | 0 | 0+0j | 0 | 0 | 0 | 0 | 0 | 0 | 0 | 0 | 0 | 0 | 0 | 0 | 0 | 0 | 0 | 0 | 0 | 0 | 1 | 0 | 0 | 1 | 0 | 0 | 0 | 0 | 0 | 0 | 0 | OPEN | node_1339343_016_15338303_04 | AN | 8102502
load_220649259 |  | 0 | R | 0 | 0 | 0 | 0 | 0 | 0 | 0 | 0 | 0 | 0 | 0 | 0+0j | 0 | 0 | 0+0j | 0 | 0 | 0+0j | 0 | 0 | 0+0j | 0 | 0 | 0+0j | 0 | 0 | 0+0j | 19735.2 | 8407.16 | 19735.2+8407.16j | 0 | 0 | 0+0j | 0 | 0 | 0+0j | 0 | 0 | 0 | 0 | 0 | 0 | 0 | 0 | 0 | 0 | 0 | 0 | 0 | 0 | 0 | 0 | 0 | 0 | 1 | 0 | 0 | 1 | 0 | 0 | 0 | 0 | 0 | 0 | 0 | OPEN | node_1350330_096_15328378_953 | AN | 8102502
load_220649264 |  | 0 | C | 0 | 0 | 0 | 0 | 0 | 0 | 0 | 0 | 0 | 0 | 0 | 0+0j | 0 | 0 | 0+0j | 0 | 0 | 0+0j | 0 | 0 | 0+0j | 0 | 0 | 0+0j | 0 | 0 | 0+0j | 10130.4 | 4315.532 | 10130.4+4315.532j | 0 | 0 | 0+0j | 0 | 0 | 0+0j | 0 | 0 | 0 | 0 | 0 | 0 | 0 | 0 | 0 | 0 | 0 | 0 | 0 | 0 | 0 | 0 | 0 | 0 | 1 | 0 | 0 | 1 | 0 | 0 | 0 | 0 | 0 | 0 | 0 | OPEN | node_1350069_488_15328798_298 | AN | 8102502
load_310061065 |  | 0 | R | 0 | 0 | 0 | 0 | 0 | 0 | 0 | 0 | 0 | 0 | 0 | 0+0j | 0 | 0 | 0+0j | 0 | 0 | 0+0j | 0 | 0 | 0+0j | 0 | 0 | 0+0j | 0 | 0 | 0+0j | 5299.2 | 2257.45 | 5299.2+2257.45j | 0 | 0 | 0+0j | 0 | 0 | 0+0j | 0 | 0 | 0 | 0 | 0 | 0 | 0 | 0 | 0 | 0 | 0 | 0 | 0 | 0 | 0 | 0 | 0 | 0 | 1 | 0 | 0 | 1 | 0 | 0 | 0 | 0 | 0 | 0 | 0 | OPEN | node_1342521_76_15338158_104 | AN | 8102502
load_310061368 |  | 0 | R | 0 | 0 | 0 | 0 | 0 | 0 | 0 | 0 | 0 | 0 | 0 | 0+0j | 0 | 0 | 0+0j | 0 | 0 | 0+0j | 0 | 0 | 0+0j | 0 | 0 | 0+0j | 0 | 0 | 0+0j | 113011.2 | 48142.57 | 113011.2+48142.57j | 0 | 0 | 0+0j | 0 | 0 | 0+0j | 0 | 0 | 0 | 0 | 0 | 0 | 0 | 0 | 0 | 0 | 0 | 0 | 0 | 0 | 0 | 0 | 0 | 0 | 1 | 0 | 0 | 1 | 0 | 0 | 0 | 0 | 0 | 0 | 0 | OPEN | node_1352698_811_15327870_071 | AN | 8102502
load_311901308 |  | 0 | R | 0 | 0 | 0 | 0 | 0 | 0 | 0 | 0 | 0 | 0 | 0 | 0+0j | 0 | 0 | 0+0j | 0 | 0 | 0+0j | 0 | 0 | 0+0j | 0 | 0 | 0+0j | 0 | 0 | 0+0j | 4744.8 | 2021.276 | 4744.8+2021.276j | 0 | 0 | 0+0j | 0 | 0 | 0+0j | 0 | 0 | 0 | 0 | 0 | 0 | 0 | 0 | 0 | 0 | 0 | 0 | 0 | 0 | 0 | 0 | 0 | 0 | 1 | 0 | 0 | 1 | 0 | 0 | 0 | 0 | 0 | 0 | 0 | OPEN | node_1340323_824_15333342_863 | AN | 8102502
load_311922009 |  | 0 | R | 0 | 0 | 0 | 0 | 0 | 0 | 0 | 0 | 0 | 0 | 0 | 0+0j | 0 | 0 | 0+0j | 0 | 0 | 0+0j | 0 | 0 | 0+0j | 0 | 0 | 0+0j | 0 | 0 | 0+0j | 1094.4 | 466.212 | 1094.4+466.212j | 0 | 0 | 0+0j | 0 | 0 | 0+0j | 0 | 0 | 0 | 0 | 0 | 0 | 0 | 0 | 0 | 0 | 0 | 0 | 0 | 0 | 0 | 0 | 0 | 0 | 1 | 0 | 0 | 1 | 0 | 0 | 0 | 0 | 0 | 0 | 0 | OPEN | node_1351407_338_15328489_654 | AN | 8102502
load_312024035 |  | 0 | R | 0 | 0 | 0 | 0 | 0 | 0 | 0 | 0 | 0 | 0 | 0 | 0+0j | 0 | 0 | 0+0j | 0 | 0 | 0+0j | 0 | 0 | 0+0j | 0 | 0 | 0+0j | 0 | 0 | 0+0j | 7459.2 | 3177.606 | 7459.2+3177.606j | 0 | 0 | 0+0j | 0 | 0 | 0+0j | 0 | 0 | 0 | 0 | 0 | 0 | 0 | 0 | 0 | 0 | 0 | 0 | 0 | 0 | 0 | 0 | 0 | 0 | 1 | 0 | 0 | 1 | 0 | 0 | 0 | 0 | 0 | 0 | 0 | OPEN | node_1350762_755_15331623_938 | AN | 8102502
load_312071765 |  | 0 | R | 0 | 0 | 0 | 0 | 0 | 0 | 0 | 0 | 0 | 0 | 0 | 0+0j | 0 | 0 | 0+0j | 0 | 0 | 0+0j | 0 | 0 | 0+0j | 0 | 0 | 0+0j | 0 | 0 | 0+0j | 7308 | 3113.195 | 7308+3113.195j | 0 | 0 | 0+0j | 0 | 0 | 0+0j | 0 | 0 | 0 | 0 | 0 | 0 | 0 | 0 | 0 | 0 | 0 | 0 | 0 | 0 | 0 | 0 | 0 | 0 | 1 | 0 | 0 | 1 | 0 | 0 | 0 | 0 | 0 | 0 | 0 | OPEN |  | AN | 8102502

## OverheadLineConductor
Name | Diameter | GeometricMeanRadius | RatingSummerContinuous | RatingSummerEmergency | RatingWinterContinuous | RatingWinterEmergency | Feeder | Comments
oh_cond_1/0_AAAC | 0.398 | 0.012 | 235 | 235 | 310 | 310 | 8102502
oh_cond_1/0_ACSR | 0.398 | 0.012 | 265 | 265 | 330 | 330 | 8102502
oh_cond_2_ACSR | 0.325 | 0.01 | 195 | 195 | 245 | 245 | 8102502
oh_cond_2_CU | 0.292 | 0.009 | 190 | 190 | 270 | 270 | 8102502
oh_cond_3_#104_CWD | 0.224 | 0.003 | 90 | 90 | 130 | 130 | 8102502
oh_cond_4/0_AAAC | 0.563 | 0.017 | 365 | 365 | 480 | 480 | 8102502
oh_cond_4/0_AL | 0.522 | 0.016 | 365 | 365 | 480 | 480 | 8102502
oh_cond_4A_CWD | 0.29 | 0.006 | 150 | 150 | 220 | 220 | 8102502
oh_cond_4_ACSR | 0.25 | 0.008 | 145 | 145 | 185 | 185 | 8102502
oh_cond_4_CU | 0.232 | 0.007 | 140 | 140 | 200 | 200 | 8102502
oh_cond_8D_CWD | 0.219 | 0.004 | 85 | 85 | 135 | 135 | 8102502
oh_cond_477_MCM_AL | 0.792 | 0.025 | 605 | 605 | 810 | 810 | 8102502
oh_cond_WP-4/0-CU | 0.81 | 0.015 | 340 | 340 | 390 | 390 | 8102502

## OverheadLineConfiguration
Name | ConductorA | ConductorB | ConductorC | ConductorN | LineSpacing | Capacitance11 | Capacitance12 | Capacitance13 | Capacitance21 | Capacitance22 | Capacitance23 | Capacitance31 | Capacitance32 | Capacitance33 | Impedance11 | Impedance12 | Impedance13 | Impedance21 | Impedance22 | Impedance23 | Impedance31 | Impedance32 | Impedance33 | Feeder | Comments
bal_1P_1/0AA | oh_cond_1/0_AAAC | oh_cond_1/0_AAAC | oh_cond_1/0_AAAC |  |  | 12.796 | -3.172 | -3.172 | -3.172 | 12.796 | -3.172 | -3.172 | -3.172 | 12.796 | 0.972+1.499j | 0.095+0.781j | 0.095+0.781j | 0.095+0.781j | 0.972+1.499j | 0.095+0.781j | 0.095+0.781j | 0.095+0.781j | 0.972+1.499j | 8102502
bal_1P_1/0AC | oh_cond_1/0_ACSR | oh_cond_1/0_ACSR | oh_cond_1/0_ACSR |  |  | 12.796 | -3.172 | -3.172 | -3.172 | 12.796 | -3.172 | -3.172 | -3.172 | 12.796 | 0.983+1.218j | 0.095+0.781j | 0.095+0.781j | 0.095+0.781j | 0.983+1.218j | 0.095+0.781j | 0.095+0.781j | 0.095+0.781j | 0.983+1.218j | 8102502
bal_1P_2AC | oh_cond_2_ACSR | oh_cond_2_ACSR | oh_cond_2_ACSR |  |  | 12.393 | -3.017 | -3.017 | -3.017 | 12.393 | -3.017 | -3.017 | -3.017 | 12.393 | 1.505+1.527j | 0.095+0.781j | 0.095+0.781j | 0.095+0.781j | 1.505+1.527j | 0.095+0.781j | 0.095+0.781j | 0.095+0.781j | 1.505+1.527j | 8102502
bal_1P_3-104CW | oh_cond_3_#104_CWD | oh_cond_3_#104_CWD | oh_cond_3_#104_CWD |  |  | 11.719 | -2.762 | -2.762 | -2.762 | 11.719 | -2.762 | -2.762 | -2.762 | 11.719 | 6.041+1.65j | 0.095+0.781j | 0.095+0.781j | 0.095+0.781j | 6.041+1.65j | 0.095+0.781j | 0.095+0.781j | 0.095+0.781j | 6.041+1.65j | 8102502
bal_1P_4/0AA | oh_cond_4/0_AAAC | oh_cond_4/0_AAAC | oh_cond_4/0_AAAC |  |  | 13.554 | -3.469 | -3.469 | -3.469 | 13.554 | -3.469 | -3.469 | -3.469 | 13.554 | 0.534+1.457j | 0.095+0.781j | 0.095+0.781j | 0.095+0.781j | 0.534+1.457j | 0.095+0.781j | 0.095+0.781j | 0.095+0.781j | 0.534+1.457j | 8102502
bal_1P_4/0AL | oh_cond_4/0_AL | oh_cond_4/0_AL | oh_cond_4/0_AL |  |  | 13.381 | -3.4 | -3.4 | -3.4 | 13.381 | -3.4 | -3.4 | -3.4 | 13.381 | 0.537+1.466j | 0.095+0.781j | 0.095+0.781j | 0.095+0.781j | 0.537+1.466j | 0.095+0.781j | 0.095+0.781j | 0.095+0.781j | 0.537+1.466j | 8102502
bal_1P_4AC | oh_cond_4_ACSR | oh_cond_4_ACSR | oh_cond_4_ACSR |  |  | 11.91 | -2.834 | -2.834 | -2.834 | 11.91 | -2.834 | -2.834 | -2.834 | 11.91 | 2.335+1.555j | 0.095+0.781j | 0.095+0.781j | 0.095+0.781j | 2.335+1.555j | 0.095+0.781j | 0.095+0.781j | 0.095+0.781j | 2.335+1.555j | 8102502
bal_1P_4ACW | oh_cond_4A_CWD | oh_cond_4A_CWD | oh_cond_4A_CWD |  |  | 12.178 | -2.935 | -2.935 | -2.935 | 12.178 | -2.935 | -2.935 | -2.935 | 12.178 | 1.49+1.583j | 0.095+0.781j | 0.095+0.781j | 0.095+0.781j | 1.49+1.583j | 0.095+0.781j | 0.095+0.781j | 0.095+0.781j | 1.49+1.583j | 8102502
bal_1P_4CU | oh_cond_4_CU | oh_cond_4_CU | oh_cond_4_CU |  |  | 11.78 | -2.785 | -2.785 | -2.785 | 11.78 | -2.785 | -2.785 | -2.785 | 11.78 | 1.483+1.565j | 0.095+0.781j | 0.095+0.781j | 0.095+0.781j | 1.483+1.565j | 0.095+0.781j | 0.095+0.781j | 0.095+0.781j | 1.483+1.565j | 8102502
bal_1P_8DCW | oh_cond_8D_CWD | oh_cond_8D_CWD | oh_cond_8D_CWD |  |  | 11.681 | -2.748 | -2.748 | -2.748 | 11.681 | -2.748 | -2.748 | -2.748 | 11.681 | 3.605+1.647j | 0.095+0.781j | 0.095+0.781j | 0.095+0.781j | 3.605+1.647j | 0.095+0.781j | 0.095+0.781j | 0.095+0.781j | 3.605+1.647j | 8102502
bal_1P_477AL | oh_cond_477_MCM_AL | oh_cond_477_MCM_AL | oh_cond_477_MCM_AL |  |  | 14.4 | -3.806 | -3.806 | -3.806 | 14.4 | -3.806 | -3.806 | -3.806 | 14.4 | 0.293+1.41j | 0.095+0.781j | 0.095+0.781j | 0.095+0.781j | 0.293+1.41j | 0.095+0.781j | 0.095+0.781j | 0.095+0.781j | 0.293+1.41j | 8102502
bal_3P_1/0AA | oh_cond_1/0_AAAC | oh_cond_1/0_AAAC | oh_cond_1/0_AAAC |  |  | 12.796 | -3.172 | -3.172 | -3.172 | 12.796 | -3.172 | -3.172 | -3.172 | 12.796 | 0.972+1.499j | 0.095+0.781j | 0.095+0.781j | 0.095+0.781j | 0.972+1.499j | 0.095+0.781j | 0.095+0.781j | 0.095+0.781j | 0.972+1.499j | 8102502
bal_3P_2CU | oh_cond_2_CU | oh_cond_2_CU | oh_cond_2_CU |  |  | 12.191 | -2.94 | -2.94 | -2.94 | 12.191 | -2.94 | -2.94 | -2.94 | 12.191 | 0.968+1.536j | 0.095+0.781j | 0.095+0.781j | 0.095+0.781j | 0.968+1.536j | 0.095+0.781j | 0.095+0.781j | 0.095+0.781j | 0.968+1.536j | 8102502
bal_3P_4/0AA | oh_cond_4/0_AAAC | oh_cond_4/0_AAAC | oh_cond_4/0_AAAC |  |  | 13.554 | -3.469 | -3.469 | -3.469 | 13.554 | -3.469 | -3.469 | -3.469 | 13.554 | 0.534+1.457j | 0.095+0.781j | 0.095+0.781j | 0.095+0.781j | 0.534+1.457j | 0.095+0.781j | 0.095+0.781j | 0.095+0.781j | 0.534+1.457j | 8102502
bal_3P_4/0AL | oh_cond_4/0_AL | oh_cond_4/0_AL | oh_cond_4/0_AL |  |  | 13.381 | -3.4 | -3.4 | -3.4 | 13.381 | -3.4 | -3.4 | -3.4 | 13.381 | 0.537+1.466j | 0.095+0.781j | 0.095+0.781j | 0.095+0.781j | 0.537+1.466j | 0.095+0.781j | 0.095+0.781j | 0.095+0.781j | 0.537+1.466j | 8102502
bal_3P_477AL | oh_cond_477_MCM_AL | oh_cond_477_MCM_AL | oh_cond_477_MCM_AL |  |  | 14.305 | -3.735 | -3.735 | -3.735 | 14.305 | -3.735 | -3.735 | -3.735 | 14.305 | 0.293+1.41j | 0.095+0.775j | 0.095+0.775j | 0.095+0.775j | 0.293+1.41j | 0.095+0.775j | 0.095+0.775j | 0.095+0.775j | 0.293+1.41j | 8102502
unb_TAPWIRE_OH | oh_cond_WP-4/0-CU | oh_cond_WP-4/0-CU | oh_cond_WP-4/0-CU | oh_cond_WP-4/0-CU |  | 14.911 | -4.341 | -1.953 | -4.341 | 15.781 | -3.724 | -1.953 | -3.724 | 14.818 | 0.365+1.097j | 0.093+0.433j | 0.094+0.34j | 0.093+0.433j | 0.368+1.078j | 0.095+0.401j | 0.094+0.34j | 0.095+0.401j | 0.368+1.077j | 8102502

## Recloser
Name | GroupId | RetryTime | MaximumNumberOfTries | Status | From | To | Length | Phases | Feeder | Comments

## RegulatorConfiguration
Name | CurrentTransducerPhase | PowerTransducerPhase | Regulation | Control | Type | CompensatorResistiveSettingA | CompensatorResistiveSettingB | CompensatorResistiveSettingC | CompensatorReactiveSettingA | CompensatorReactiveSettingB | CompensatorReactiveSettingC | BandCenter | BandWidth | CurrentTransducerRatio | PowerTransducerRatio | ConnectType | ControlLevel | DwellTime | TimeDelay | LowerTaps | RaiseTaps | TapPositionA | TapPositionB | TapPositionC | Feeder | Comments
config_regulator_220551156 | A | A | 0.1 | MANUAL | TYPEA | 0 | 0 | 0 | 0 | 0 | 0 | 123 | 3 | 100 | 40 | UNKNOWN | INDIVIDUAL | 0 | 0 | 16 | 16 | 0 | 0 | 0 | 8102502

## Sectionalizer
Name | GroupId | OperatingMode | PhaseAState | PhaseBState | PhaseCState | CurrentInAReal | CurrentInAImag | CurrentInA | CurrentInBReal | CurrentInBImag | CurrentInB | CurrentInCReal | CurrentInCImag | CurrentInC | CurrentOutAReal | CurrentOutAImag | CurrentOutA | CurrentOutBReal | CurrentOutBImag | CurrentOutB | CurrentOutCReal | CurrentOutCImag | CurrentOutC | ActivePowerInA | ReactivePowerInA | PowerInA | ActivePowerInB | ReactivePowerInB | PowerInB | ActivePowerInC | ReactivePowerInC | PowerInC | ActivePowerOutA | ReactivePowerOutA | PowerOutA | ActivePowerOutB | ReactivePowerOutB | PowerOutB | ActivePowerOutC | ReactivePowerOutC | PowerOutC | Status | From | To | Length | Phases | Feeder | Comments

## Solar
Name | GroupId | SpillageCost | CapitalCost | FixedOperatingCost | VariableOperatingCost | MaxReactivePower | MaxActivePower | OutputSchedule | PlanningStatus | UnitType | UnitSubtype | ParentNode | Phases | Feeder | Comments
solar_load_220342037 |  | 0 | 0 | 0 | 0.001 | 247.0538085975245 | 579.9407504926442 | OPTIMIZED | INSTALLED | solar_pv |  | node_1349772_996_15330219_527 | AN | 8102502
solar_load_220342038 |  | 0 | 0 | 0 | 0.001 | 393.8273846461234 | 924.4811963572779 | OPTIMIZED | INSTALLED | solar_pv |  | node_1349989_031_15332130_965 | AN | 8102502
solar_load_220342039 |  | 0 | 0 | 0 | 0.001 | 596.2107159918075 | 1399.56181115199 | OPTIMIZED | INSTALLED | solar_pv |  | node_1350338_288_15333106_599 | AN | 8102502
solar_load_220342040 |  | 0 | 0 | 0 | 0.001 | 1022.8571236640928 | 2401.0831072057076 | OPTIMIZED | INSTALLED | solar_pv |  | node_1350410_771_15333310_197 | AN | 8102502
solar_load_220342041 |  | 0 | 0 | 0 | 0.001 | 932.6048846477992 | 2189.2228330404987 | OPTIMIZED | INSTALLED | solar_pv |  | node_1350494_083_15333541_628 | AN | 8102502
solar_load_220342042 |  | 0 | 0 | 0 | 0.001 | 579.8013530900299 | 1361.04176130377 | OPTIMIZED | INSTALLED | solar_pv |  | node_1350283_618_15333807_292 | AN | 8102502
solar_load_220342043 |  | 0 | 0 | 0 | 0.001 | 205.11837377395045 | 481.50062310274893 | OPTIMIZED | INSTALLED | solar_pv |  | node_1351099_196_15335406_005 | AN | 8102502
solar_load_220342044 |  | 0 | 0 | 0 | 0.001 | 434.8509405118707 | 1020.7813209778276 | OPTIMIZED | INSTALLED | solar_pv |  | node_1349215_804_15330421_229 | AN | 8102502
solar_load_220342045 |  | 0 | 0 | 0 | 0.001 | 957.2193748343757 | 2247.002907812828 | OPTIMIZED | INSTALLED | solar_pv |  | node_1351103_331_15335990_881 | AN | 8102502
solar_load_220342046 |  | 0 | 0 | 0 | 0.001 | 602.59238258356 | 1414.541830537409 | OPTIMIZED | INSTALLED | solar_pv |  | node_1350811_883_15336580_322 | AN | 8102502
solar_load_220342047 |  | 0 | 0 | 0 | 0.001 | 1407.568096512804 | 3304.16427586953 | OPTIMIZED | INSTALLED | solar_pv |  | node_1351077_563_15337455_027 | AN | 8102502
solar_load_220342048 |  | 0 | 0 | 0 | 0.001 | 0 | 0 | OPTIMIZED | INSTALLED | solar_pv |  | node_1350511_262_15337527_38 | AN | 8102502
solar_load_220342049 |  | 0 | 0 | 0 | 0.001 | 1095.7881208207823 | 2572.2833287533517 | OPTIMIZED | INSTALLED | solar_pv |  | node_1349264_296_15330658_671 | AN | 8102502
solar_load_220342050 |  | 0 | 0 | 0 | 0.001 | 10.027993532631879 | 23.540030462801056 | OPTIMIZED | INSTALLED | solar_pv |  | node_1349381_992_15331171_178 | AN | 8102502
solar_load_220342051 |  | 0 | 0 | 0 | 0.001 | 762.1286973704504 | 1789.04231517288 | OPTIMIZED | INSTALLED | solar_pv |  | node_1349421_326_15331486_599 | AN | 8102502
solar_load_220342052 |  | 0 | 0 | 0 | 0.001 | 2382.108415984177 | 5591.827236299923 | OPTIMIZED | INSTALLED | solar_pv |  | node_1349714_963_15331814_28 | AN | 8102502
solar_load_220342123 |  | 0 | 0 | 0 | 0.001 | 1274.4691381603232 | 2991.72387154508 | OPTIMIZED | INSTALLED | solar_pv |  | node_1346478_613_15332270_467 | AN | 8102502
solar_load_220342125 |  | 0 | 0 | 0 | 0.001 | 3348.443905393358 | 7860.230171806207 | OPTIMIZED | INSTALLED | solar_pv |  | node_1348323_396_15330416_653 | AN | 8102502
solar_load_220342126 |  | 0 | 0 | 0 | 0.001 | 151.33178194730488 | 355.24045971136144 | OPTIMIZED | INSTALLED | solar_pv |  | node_1348089_596_15331170_216 | AN | 8102502
solar_load_220342128 |  | 0 | 0 | 0 | 0.001 | 2301.8844677231223 | 5403.506992597516 | OPTIMIZED | INSTALLED | solar_pv |  | node_1347371_245_15331376_692 | AN | 8102502
solar_load_220342129 |  | 0 | 0 | 0 | 0.001 | 1452.2382765420377 | 3409.0244115674623 | OPTIMIZED | INSTALLED | solar_pv |  | node_1347266_398_15331867_058 | AN | 8102502
solar_load_220342130 |  | 0 | 0 | 0 | 0.001 | 2113.1754568509496 | 4960.526419342986 | OPTIMIZED | INSTALLED | solar_pv |  | node_1346813_042_15332252_963 | AN | 8102502
solar_load_220342165 |  | 0 | 0 | 0 | 0.001 | 976.3634829418128 | 2291.9429659690845 | OPTIMIZED | INSTALLED | solar_pv |  | node_1347937_962_15337340_795 | AN | 8102502
solar_load_220342364 |  | 0 | 0 | 0 | 0.001 | 539.6893789595024 | 1266.8816394525659 | OPTIMIZED | INSTALLED | solar_pv |  | node_1347064_949_15328754_722 | AN | 8102502
solar_load_220342365 |  | 0 | 0 | 0 | 0.001 | 705.6073603381452 | 1656.3621434734564 | OPTIMIZED | INSTALLED | solar_pv |  | node_1346910_34_15329228_536 | AN | 8102502
solar_load_220342366 |  | 0 | 0 | 0 | 0.001 | 1485.0572995681998 | 3486.0645112639013 | OPTIMIZED | INSTALLED | solar_pv |  | node_1346765_124_15328686_38 | AN | 8102502
solar_load_220342422 |  | 0 | 0 | 0 | 0.001 | 1821.4514682241913 | 4275.72553315241 | OPTIMIZED | INSTALLED | solar_pv |  | node_1347409_514_15329187_46 | AN | 8102502
solar_load_220342423 |  | 0 | 0 | 0 | 0.001 | 1404.8330540845377 | 3297.744267561494 | OPTIMIZED | INSTALLED | solar_pv |  | node_1347128_393_15329163_032 | AN | 8102502
solar_load_220342424 |  | 0 | 0 | 0 | 0.001 | 2154.199012716697 | 5056.826543963536 | OPTIMIZED | INSTALLED | solar_pv |  | node_1347825_41_15328987_437 | AN | 8102502
solar_load_220342427 |  | 0 | 0 | 0 | 0.001 | 49.228385927939556 | 115.56014954465974 | OPTIMIZED | INSTALLED | solar_pv |  | node_1350364_073_15330664_622 | AN | 8102502
solar_load_220342635 |  | 0 | 0 | 0 | 0.001 | 17979.31203064746 | 42205.13461703295 | OPTIMIZED | INSTALLED | solar_pv |  | node_1353129_964_15327609_453 | AN | 8102502
solar_load_220342636 |  | 0 | 0 | 0 | 0.001 | 267.10979566278826 | 627.0208114182462 | OPTIMIZED | INSTALLED | solar_pv |  | node_1353044_835_15327235_409 | AN | 8102502
solar_load_220342641 |  | 0 | 0 | 0 | 0.001 | 0 | 0 | OPTIMIZED | INSTALLED | solar_pv |  | node_1353689_929_15328859_559 | AN | 8102502
solar_load_220342642 |  | 0 | 0 | 0 | 0.001 | 0 | 0 | OPTIMIZED | INSTALLED | solar_pv |  | node_1353695_054_15328885_331 | AN | 8102502
solar_load_220342643 |  | 0 | 0 | 0 | 0.001 | 590.8761646439999 | 1387.0389310574296 | OPTIMIZED | INSTALLED | solar_pv |  | node_1353820_404_15329097_058 | AN | 8102502
solar_load_220342644 |  | 0 | 0 | 0 | 0.001 | 590.8761646439999 | 1387.0389310574296 | OPTIMIZED | INSTALLED | solar_pv |  | node_1353825_557_15329122_821 | BN | 8102502
solar_load_220342645 |  | 0 | 0 | 0 | 0.001 | 590.8761646439999 | 1387.0389310574296 | OPTIMIZED | INSTALLED | solar_pv |  | node_1353810_479_15329073_918 | CN | 8102502
solar_load_220342665 |  | 0 | 0 | 0 | 0.001 | 6572.905264231648 | 15429.41996698142 | OPTIMIZED | INSTALLED | solar_pv |  | node_1353404_819_15328506_861 | AN | 8102502
solar_load_220342666 |  | 0 | 0 | 0 | 0.001 | 7757.578102854591 | 18210.35356574596 | OPTIMIZED | INSTALLED | solar_pv |  | node_1353502_677_15328660_564 | AN | 8102502
solar_load_220342667 |  | 0 | 0 | 0 | 0.001 | 7757.578102854591 | 18210.35356574596 | OPTIMIZED | INSTALLED | solar_pv |  | node_1353492_186_15328657_319 | AN | 8102502
solar_load_220342672 |  | 0 | 0 | 0 | 0.001 | 949.0145447721835 | 2227.742882888718 | OPTIMIZED | INSTALLED | solar_pv |  | node_1351741_121_15327741_731 | AN | 8102502
solar_load_220342673 |  | 0 | 0 | 0 | 0.001 | 1405.7449330423644 | 3299.8842703308387 | OPTIMIZED | INSTALLED | solar_pv |  | node_1351545_458_15327784_934 | AN | 8102502
solar_load_220342674 |  | 0 | 0 | 0 | 0.001 | 9518.405670404076 | 22343.76891473689 | OPTIMIZED | INSTALLED | solar_pv |  | node_1351619_292_15327170_8 | AN | 8102502
solar_load_220342675 |  | 0 | 0 | 0 | 0.001 | 434.8509405118707 | 1020.7813209778276 | OPTIMIZED | INSTALLED | solar_pv |  | node_1351175_049_15327415_553 | AN | 8102502
solar_load_220342676 |  | 0 | 0 | 0 | 0.001 | 788.5663510274666 | 1851.102395483901 | OPTIMIZED | INSTALLED | solar_pv |  | node_1350940_26_15327064_95 | AN | 8102502
solar_load_220342677 |  | 0 | 0 | 0 | 0.001 | 6026.834515902999 | 14147.558308143434 | OPTIMIZED | INSTALLED | solar_pv |  | node_1350279_912_15326339_879 | AN | 8102502
solar_load_220342679 |  | 0 | 0 | 0 | 0.001 | 9883.972237922744 | 23201.91002524446 | OPTIMIZED | INSTALLED | solar_pv |  | node_1352492_325_15327866_276 | AN | 8102502
solar_load_220342680 |  | 0 | 0 | 0 | 0.001 | 801.9033238421989 | 1882.409744331606 | OPTIMIZED | INSTALLED | solar_pv |  | node_1352430_003_15327532_567 | AN | 8102502
solar_load_220342681 |  | 0 | 0 | 0 | 0.001 | 801.9033238421989 | 1882.409744331606 | OPTIMIZED | INSTALLED | solar_pv |  | node_1352448_121_15327543_499 | BN | 8102502
solar_load_220342682 |  | 0 | 0 | 0 | 0.001 | 801.9033238421989 | 1882.409744331606 | OPTIMIZED | INSTALLED | solar_pv |  | node_1352410_433_15327528_293 | CN | 8102502
solar_load_220342683 |  | 0 | 0 | 0 | 0.001 | 9880.325613759258 | 23193.350014167077 | OPTIMIZED | INSTALLED | solar_pv |  | node_1351521_698_15328342_62 | AN | 8102502
solar_load_220342684 |  | 0 | 0 | 0 | 0.001 | 2483.3002302683226 | 5829.36754369728 | OPTIMIZED | INSTALLED | solar_pv |  | node_1351210_02_15328474_819 | AN | 8102502
solar_load_220342685 |  | 0 | 0 | 0 | 0.001 | 670.9651738415434 | 1575.0420382383254 | OPTIMIZED | INSTALLED | solar_pv |  | node_1350566_757_15328493_488 | AN | 8102502
solar_load_220342687 |  | 0 | 0 | 0 | 0.001 | 2658.942443675393 | 6241.674743924523 | OPTIMIZED | INSTALLED | solar_pv |  | node_1352906_016_15328375_295 | AN | 8102502
solar_load_220342688 |  | 0 | 0 | 0 | 0.001 | 7161.823029119089 | 16811.861755978643 | OPTIMIZED | INSTALLED | solar_pv |  | node_1349731_59_15329225_336 | AN | 8102502
solar_load_220342689 |  | 0 | 0 | 0 | 0.001 | 932.6048846477992 | 2189.2228330404987 | OPTIMIZED | INSTALLED | solar_pv |  | node_1349507_312_15329553_145 | AN | 8102502
solar_load_220342690 |  | 0 | 0 | 0 | 0.001 | 0 | 0 | OPTIMIZED | INSTALLED | solar_pv |  | node_1349224_146_15329920_059 | AN | 8102502
solar_load_220342691 |  | 0 | 0 | 0 | 0.001 | 43.75859829401371 | 102.72013292858644 | OPTIMIZED | INSTALLED | solar_pv |  | node_1349139_594_15330181_863 | AN | 8102502
solar_load_220342692 |  | 0 | 0 | 0 | 0.001 | 1731.1992292078974 | 4063.8652589872 | OPTIMIZED | INSTALLED | solar_pv |  | node_1348520_478_15329685_951 | AN | 8102502
solar_load_220342693 |  | 0 | 0 | 0 | 0.001 | 1494.1737113656116 | 3507.4645389573575 | OPTIMIZED | INSTALLED | solar_pv |  | node_1348842_06_15330461_255 | AN | 8102502
solar_load_220342694 |  | 0 | 0 | 0 | 0.001 | 11664.40015028119 | 27381.335433776323 | OPTIMIZED | INSTALLED | solar_pv |  | node_1352540_752_15328426_689 | AN | 8102502
solar_load_220342695 |  | 0 | 0 | 0 | 0.001 | 5246.472994937725 | 12315.715937583644 | OPTIMIZED | INSTALLED | solar_pv |  | node_1351978_142_15328150_192 | AN | 8102502
solar_load_220342696 |  | 0 | 0 | 0 | 0.001 | 9889.44202555667 | 23214.750041860534 | OPTIMIZED | INSTALLED | solar_pv |  | node_1351942_128_15328350_043 | AN | 8102502
solar_load_220342697 |  | 0 | 0 | 0 | 0.001 | 15020.13730400152 | 35258.685627737286 | OPTIMIZED | INSTALLED | solar_pv |  | node_1353171_508_15328661_156 | AN | 8102502
solar_load_220342698 |  | 0 | 0 | 0 | 0.001 | 1139.5467191147961 | 2675.0034616819385 | OPTIMIZED | INSTALLED | solar_pv |  | node_1352813_494_15328811_456 | AN | 8102502
solar_load_220342699 |  | 0 | 0 | 0 | 0.001 | 0 | 0 | OPTIMIZED | INSTALLED | solar_pv |  | node_1351315_184_15327782_159 | AN | 8102502
solar_load_220342700 |  | 0 | 0 | 0 | 0.001 | 6761.614275103821 | 15872.400540235947 | OPTIMIZED | INSTALLED | solar_pv |  | node_1351016_467_15327927_766 | AN | 8102502
solar_load_220342701 |  | 0 | 0 | 0 | 0.001 | 0 | 0 | OPTIMIZED | INSTALLED | solar_pv |  | node_1350727_938_15328004_94 | AN | 8102502
solar_load_220342702 |  | 0 | 0 | 0 | 0.001 | 358.27361641430184 | 841.0210883528015 | OPTIMIZED | INSTALLED | solar_pv |  | node_1349802_118_15328293_508 | AN | 8102502
solar_load_220342703 |  | 0 | 0 | 0 | 0.001 | 228.8209850027004 | 537.1406951057332 | OPTIMIZED | INSTALLED | solar_pv |  | node_1349747_719_15328125_839 | AN | 8102502
solar_load_220342704 |  | 0 | 0 | 0 | 0.001 | 1311.8460698625845 | 3079.4639850882472 | OPTIMIZED | INSTALLED | solar_pv |  | node_1349531_325_15328071_912 | AN | 8102502
solar_load_220342705 |  | 0 | 0 | 0 | 0.001 | 1897.11721058654 | 4453.345763008091 | OPTIMIZED | INSTALLED | solar_pv |  | node_1349694_575_15327294_44 | AN | 8102502
solar_load_220342706 |  | 0 | 0 | 0 | 0.001 | 1103.9929508829746 | 2591.5433536774617 | OPTIMIZED | INSTALLED | solar_pv |  | node_1347397_139_15328488_635 | AN | 8102502
solar_load_220358377 |  | 0 | 0 | 0 | 0.001 | 2687.5070223070534 | 6308.728164030683 | OPTIMIZED | INSTALLED | solar_pv |  | node_1345671_182_15328343_489 | AN | 8102502
solar_load_220358378 |  | 0 | 0 | 0 | 0.001 | 676.4349614754694 | 1587.8820548543983 | OPTIMIZED | INSTALLED | solar_pv |  | node_1345428_91_15328531_505 | AN | 8102502
solar_load_220358379 |  | 0 | 0 | 0 | 0.001 | 1948.1690572075263 | 4573.185918091442 | OPTIMIZED | INSTALLED | solar_pv |  | node_1342616_986_15329883_315 | AN | 8102502
solar_load_220358381 |  | 0 | 0 | 0 | 0.001 | 949.0145447721835 | 2227.742882888718 | OPTIMIZED | INSTALLED | solar_pv |  | node_1341750_086_15329570_012 | AN | 8102502
solar_load_220358382 |  | 0 | 0 | 0 | 0.001 | 4180.768854714838 | 9814.052700218694 | OPTIMIZED | INSTALLED | solar_pv |  | node_1340998_482_15329267_95 | AN | 8102502
solar_load_220358383 |  | 0 | 0 | 0 | 0.001 | 567.0383171291317 | 1331.0817225329322 | OPTIMIZED | INSTALLED | solar_pv |  | node_1345124_354_15328515_247 | AN | 8102502
solar_load_220358384 |  | 0 | 0 | 0 | 0.001 | 2792.345163532078 | 6554.828482505422 | OPTIMIZED | INSTALLED | solar_pv |  | node_1344556_626_15328498_433 | AN | 8102502
solar_load_220358385 |  | 0 | 0 | 0 | 0.001 | 297.1937762606839 | 697.6409028066495 | OPTIMIZED | INSTALLED | solar_pv |  | node_1344352_979_15328487_025 | AN | 8102502
solar_load_220358386 |  | 0 | 0 | 0 | 0.001 | 226.08594257443406 | 530.7206867976964 | OPTIMIZED | INSTALLED | solar_pv |  | node_1344158_041_15328679_35 | AN | 8102502
solar_load_220358387 |  | 0 | 0 | 0 | 0.001 | 112.1313895519972 | 263.2203406295027 | OPTIMIZED | INSTALLED | solar_pv |  | node_1344152_061_15328951_517 | AN | 8102502
solar_load_220358388 |  | 0 | 0 | 0 | 0.001 | 685.5513732728815 | 1609.282082547854 | OPTIMIZED | INSTALLED | solar_pv |  | node_1343259_092_15329518_639 | AN | 8102502
solar_load_220358390 |  | 0 | 0 | 0 | 0.001 | 1269.9109322616173 | 2981.023857698352 | OPTIMIZED | INSTALLED | solar_pv |  | node_1346405_819_15332598_612 | AN | 8102502
solar_load_220358391 |  | 0 | 0 | 0 | 0.001 | 1827.832837593337 | 4290.705552537829 | OPTIMIZED | INSTALLED | solar_pv |  | node_1346206_963_15332764_8 | AN | 8102502
solar_load_220358392 |  | 0 | 0 | 0 | 0.001 | 1065.7041402228867 | 2501.6632373649486 | OPTIMIZED | INSTALLED | solar_pv |  | node_1345643_509_15332761_091 | AN | 8102502
solar_load_220358393 |  | 0 | 0 | 0 | 0.001 | 838.706318690626 | 1968.8025477979065 | OPTIMIZED | INSTALLED | solar_pv |  | node_1345892_559_15333041_788 | AN | 8102502
solar_load_220358394 |  | 0 | 0 | 0 | 0.001 | 652.7323502467194 | 1532.2419828514141 | OPTIMIZED | INSTALLED | solar_pv |  | node_1344355_941_15332992_698 | AN | 8102502
solar_load_220358395 |  | 0 | 0 | 0 | 0.001 | 1884.3544718482492 | 4423.385724237252 | OPTIMIZED | INSTALLED | solar_pv |  | node_1343438_164_15333088_308 | AN | 8102502
solar_load_220358396 |  | 0 | 0 | 0 | 0.001 | 237.0258150648926 | 556.4007200298432 | OPTIMIZED | INSTALLED | solar_pv |  | node_1343061_735_15332901_699 | AN | 8102502
solar_load_220358397 |  | 0 | 0 | 0 | 0.001 | 691.932742642027 | 1624.262101933273 | OPTIMIZED | INSTALLED | solar_pv |  | node_1342787_582_15332823_147 | AN | 8102502
solar_load_220358398 |  | 0 | 0 | 0 | 0.001 | 0 | 0 | OPTIMIZED | INSTALLED | solar_pv |  | node_1341576_035_15333602_455 | AN | 8102502
solar_load_220358399 |  | 0 | 0 | 0 | 0.001 | 775.8033150665682 | 1821.1423567130635 | OPTIMIZED | INSTALLED | solar_pv |  | node_1340295_826_15333631_924 | AN | 8102502
solar_load_220358400 |  | 0 | 0 | 0 | 0.001 | 0 | 0 | OPTIMIZED | INSTALLED | solar_pv |  | node_1340280_536_15334025_367 | AN | 8102502
solar_load_220358402 |  | 0 | 0 | 0 | 0.001 | 1388.4236911827602 | 3259.224217713274 | OPTIMIZED | INSTALLED | solar_pv |  | node_1339131_792_15332142_048 | AN | 8102502
solar_load_220358403 |  | 0 | 0 | 0 | 0.001 | 804.9757139292441 | 1889.622445332121 | OPTIMIZED | INSTALLED | solar_pv |  | node_1338880_805_15331765_829 | AN | 8102502
solar_load_220358404 |  | 0 | 0 | 0 | 0.001 | 456.730388270181 | 1072.1413874421207 | OPTIMIZED | INSTALLED | solar_pv |  | node_1338164_709_15331692_03 | AN | 8102502
solar_load_220358405 |  | 0 | 0 | 0 | 0.001 | 4466.111473972451 | 10483.873567023853 | OPTIMIZED | INSTALLED | solar_pv |  | node_1337828_612_15331601_208 | AN | 8102502
solar_load_220358407 |  | 0 | 0 | 0 | 0.001 | 1239.8269516637217 | 2910.403766309949 | OPTIMIZED | INSTALLED | solar_pv |  | node_1337081_878_15331620_259 | AN | 8102502
solar_load_220358408 |  | 0 | 0 | 0 | 0.001 | 1041.089947258917 | 2443.8831625926186 | OPTIMIZED | INSTALLED | solar_pv |  | node_1336767_972_15331580_578 | AN | 8102502
solar_load_220358456 |  | 0 | 0 | 0 | 0.001 | 5115.197200055684 | 12007.555538797884 | OPTIMIZED | INSTALLED | solar_pv |  | node_1344857_594_15336502_026 | AN | 8102502
solar_load_220358457 |  | 0 | 0 | 0 | 0.001 | 1945.4340147792602 | 4566.765909783405 | OPTIMIZED | INSTALLED | solar_pv |  | node_1345142_129_15336518_576 | AN | 8102502
solar_load_220358458 |  | 0 | 0 | 0 | 0.001 | 622.6483696488237 | 1461.6218914630113 | OPTIMIZED | INSTALLED | solar_pv |  | node_1345389_67_15336516_506 | AN | 8102502
solar_load_220358459 |  | 0 | 0 | 0 | 0.001 | 2628.2506428464817 | 6169.627984023222 | OPTIMIZED | INSTALLED | solar_pv |  | node_1345580_809_15336626_123 | AN | 8102502
solar_load_220358460 |  | 0 | 0 | 0 | 0.001 | 5890.088933387033 | 13826.5578927416 | OPTIMIZED | INSTALLED | solar_pv |  | node_1346008_817_15336648_553 | AN | 8102502
solar_load_220358461 |  | 0 | 0 | 0 | 0.001 | 4020.320660970122 | 9437.412212813879 | OPTIMIZED | INSTALLED | solar_pv |  | node_1346332_613_15336660_377 | AN | 8102502
solar_load_220358462 |  | 0 | 0 | 0 | 0.001 | 1371.102449323156 | 3218.564165095708 | OPTIMIZED | INSTALLED | solar_pv |  | node_1346805_341_15336673_775 | AN | 8102502
solar_load_220358463 |  | 0 | 0 | 0 | 0.001 | 2662.8928293430836 | 6250.948089258353 | OPTIMIZED | INSTALLED | solar_pv |  | node_1347204_533_15336558_26 | AN | 8102502
solar_load_220358464 |  | 0 | 0 | 0 | 0.001 | 730.221553302115 | 1714.142218245786 | OPTIMIZED | INSTALLED | solar_pv |  | node_1347582_255_15336523_434 | AN | 8102502
solar_load_220358465 |  | 0 | 0 | 0 | 0.001 | 1963.6668383740837 | 4609.565965170316 | OPTIMIZED | INSTALLED | solar_pv |  | node_1347554_546_15337025_819 | AN | 8102502
solar_load_220358592 |  | 0 | 0 | 0 | 0.001 | 905.2559464781698 | 2125.022749960132 | OPTIMIZED | INSTALLED | solar_pv |  | node_1336896_344_15339539_484 | AN | 8102502
solar_load_220358593 |  | 0 | 0 | 0 | 0.001 | 591.6525100931015 | 1388.8617973052624 | OPTIMIZED | INSTALLED | solar_pv |  | node_1337216_96_15339485_576 | AN | 8102502
solar_load_220358595 |  | 0 | 0 | 0 | 0.001 | 2101.3240026252706 | 4932.706383341494 | OPTIMIZED | INSTALLED | solar_pv |  | node_1340541_463_15338155_832 | AN | 8102502
solar_load_220358596 |  | 0 | 0 | 0 | 0.001 | 155.8899878460109 | 365.9404735580892 | OPTIMIZED | INSTALLED | solar_pv |  | node_1341276_484_15338136_176 | AN | 8102502
solar_load_220358598 |  | 0 | 0 | 0 | 0.001 | 1501.4666624699773 | 3524.5845611121213 | OPTIMIZED | INSTALLED | solar_pv |  | node_1342319_957_15338034_507 | AN | 8102502
solar_load_220358599 |  | 0 | 0 | 0 | 0.001 | 4619.266419390196 | 10843.394032273905 | OPTIMIZED | INSTALLED | solar_pv |  | node_1342822_89_15338077_215 | AN | 8102502
solar_load_220358600 |  | 0 | 0 | 0 | 0.001 | 3080.42252799535 | 7231.069357618616 | OPTIMIZED | INSTALLED | solar_pv |  | node_1343609_147_15337462_446 | AN | 8102502
solar_load_220358601 |  | 0 | 0 | 0 | 0.001 | 472.2281694367387 | 1108.5214345209952 | OPTIMIZED | INSTALLED | solar_pv |  | node_1344367_188_15336796_378 | AN | 8102502
solar_load_220358602 |  | 0 | 0 | 0 | 0.001 | 4652.085442416357 | 10920.434131970345 | OPTIMIZED | INSTALLED | solar_pv |  | node_1345003_712_15336083_472 | AN | 8102502
solar_load_220358603 |  | 0 | 0 | 0 | 0.001 | 684.6397915376616 | 1607.1420797785083 | OPTIMIZED | INSTALLED | solar_pv |  | node_1344872_638_15335907_113 | AN | 8102502
solar_load_220358604 |  | 0 | 0 | 0 | 0.001 | 783.0965633935408 | 1838.2623788678281 | OPTIMIZED | INSTALLED | solar_pv |  | node_1344510_782_15335730_606 | AN | 8102502
solar_load_220358605 |  | 0 | 0 | 0 | 0.001 | 1363.8094982187902 | 3201.4441429409435 | OPTIMIZED | INSTALLED | solar_pv |  | node_1345216_932_15335646_908 | AN | 8102502
solar_load_220358606 |  | 0 | 0 | 0 | 0.001 | 383.7993911134915 | 900.9411658944767 | OPTIMIZED | INSTALLED | solar_pv |  | node_1345336_789_15335308_132 | AN | 8102502
solar_load_220358607 |  | 0 | 0 | 0 | 0.001 | 2492.416642065735 | 5850.767571390735 | OPTIMIZED | INSTALLED | solar_pv |  | node_1345449_09_15334956_752 | AN | 8102502
solar_load_220358608 |  | 0 | 0 | 0 | 0.001 | 4703.137289037344 | 11040.274287053697 | OPTIMIZED | INSTALLED | solar_pv |  | node_1345605_064_15334896_804 | AN | 8102502
solar_load_220358609 |  | 0 | 0 | 0 | 0.001 | 1380.218861120568 | 3239.9641927891635 | OPTIMIZED | INSTALLED | solar_pv |  | node_1345531_371_15334545_744 | AN | 8102502
solar_load_220358610 |  | 0 | 0 | 0 | 0.001 | 2115.910202056609 | 4966.9464276510225 | OPTIMIZED | INSTALLED | solar_pv |  | node_1345787_843_15334794_332 | AN | 8102502
solar_load_220358611 |  | 0 | 0 | 0 | 0.001 | 3596.4092957261023 | 8442.310925068197 | OPTIMIZED | INSTALLED | solar_pv |  | node_1345761_91_15334290_34 | AN | 8102502
solar_load_220358612 |  | 0 | 0 | 0 | 0.001 | 896.1395346807578 | 2103.622722266676 | OPTIMIZED | INSTALLED | solar_pv |  | node_1345608_259_15334046_578 | AN | 8102502
solar_load_220358613 |  | 0 | 0 | 0 | 0.001 | 1151.3978761178676 | 2702.8234976834306 | OPTIMIZED | INSTALLED | solar_pv |  | node_1345985_313_15334099_644 | AN | 8102502
solar_load_220358614 |  | 0 | 0 | 0 | 0.001 | 1119.4907320495322 | 2627.923400756336 | OPTIMIZED | INSTALLED | solar_pv |  | node_1345919_897_15333618_853 | AN | 8102502
solar_load_220358615 |  | 0 | 0 | 0 | 0.001 | 1063.88067952984 | 2497.3832318262575 | OPTIMIZED | INSTALLED | solar_pv |  | node_1346029_148_15333265_787 | AN | 8102502
solar_load_220358910 |  | 0 | 0 | 0 | 0.001 | 4219.969247110146 | 9906.072819300554 | OPTIMIZED | INSTALLED | solar_pv |  | node_1346512_548_15328676_852 | AN | 8102502
solar_load_220358911 |  | 0 | 0 | 0 | 0.001 | 3320.1833854885085 | 7793.890085956496 | OPTIMIZED | INSTALLED | solar_pv |  | node_1346357_567_15328670_719 | AN | 8102502
solar_load_220358912 |  | 0 | 0 | 0 | 0.001 | 0.9115817352198339 | 2.140002769345551 | OPTIMIZED | INSTALLED | solar_pv |  | node_1346075_639_15328646_847 | AN | 8102502
solar_load_220358913 |  | 0 | 0 | 0 | 0.001 | 4057.697889894989 | 9525.152326357045 | OPTIMIZED | INSTALLED | solar_pv |  | node_1346092_389_15328873_069 | AN | 8102502
solar_load_220358914 |  | 0 | 0 | 0 | 0.001 | 1702.9387093030487 | 3997.5251731374888 | OPTIMIZED | INSTALLED | solar_pv |  | node_1346084_991_15329203_142 | AN | 8102502
solar_load_220358915 |  | 0 | 0 | 0 | 0.001 | 1986.4578678676144 | 4663.066034403955 | OPTIMIZED | INSTALLED | solar_pv |  | node_1346103_683_15329473_061 | AN | 8102502
solar_load_220358916 |  | 0 | 0 | 0 | 0.001 | 1029.2384930332385 | 2416.0631265911265 | OPTIMIZED | INSTALLED | solar_pv |  | node_1345848_908_15328546_091 | AN | 8102502
solar_load_220358917 |  | 0 | 0 | 0 | 0.001 | 1683.7943039730046 | 3952.5851149812315 | OPTIMIZED | INSTALLED | solar_pv |  | node_1345662_95_15328605_134 | AN | 8102502
solar_load_220358952 |  | 0 | 0 | 0 | 0.001 | 123.98254655506874 | 291.0403766309949 | OPTIMIZED | INSTALLED | solar_pv |  | node_1341202_077_15333733_853 | AN | 8102502
solar_load_220358953 |  | 0 | 0 | 0 | 0.001 | 133.0989583524808 | 312.4404043244504 | OPTIMIZED | INSTALLED | solar_pv |  | node_1340854_07_15333920_583 | AN | 8102502
solar_load_220358954 |  | 0 | 0 | 0 | 0.001 | 718.3700990764366 | 1686.322182244294 | OPTIMIZED | INSTALLED | solar_pv |  | node_1340630_467_15334120_39 | AN | 8102502
solar_load_220358955 |  | 0 | 0 | 0 | 0.001 | 971.8055742657135 | 2281.242952122357 | OPTIMIZED | INSTALLED | solar_pv |  | node_1340422_589_15334122_17 | AN | 8102502
solar_load_220358956 |  | 0 | 0 | 0 | 0.001 | 708.3421055438047 | 1662.7821517814925 | OPTIMIZED | INSTALLED | solar_pv |  | node_1340390_437_15334714_884 | AN | 8102502
solar_load_220432060 |  | 0 | 0 | 0 | 0.001 | 126.61593885179117 | 297.2223096309419 | OPTIMIZED | INSTALLED | solar_pv |  | node_1352260_274_15327330_552 | ABCN | 8102502
solar_load_220432089 |  | 0 | 0 | 0 | 0.001 | 3076.77620105447 | 7222.509346541233 | OPTIMIZED | INSTALLED | solar_pv |  | node_1345896_92_15328745_577 | AN | 8102502
solar_load_220432210 |  | 0 | 0 | 0 | 0.001 | 38.288810660087854 | 89.88011631251312 | OPTIMIZED | INSTALLED | solar_pv |  | node_1344290_801_15336170_26 | AN | 8102502
solar_load_220432236 |  | 0 | 0 | 0 | 0.001 | 618.0901637501177 | 1450.9218776162834 | OPTIMIZED | INSTALLED | solar_pv |  | node_1344404_167_15329548_493 | AN | 8102502
solar_load_220432635 |  | 0 | 0 | 0 | 0.001 | 128.54075245377476 | 301.74039047772266 | OPTIMIZED | INSTALLED | solar_pv |  | node_1342115_991_15339705_104 | AN | 8102502
solar_load_220435496 |  | 0 | 0 | 0 | 0.001 | 4178.337871013384 | 9808.346026167106 | OPTIMIZED | INSTALLED | solar_pv |  | node_1353105_234_15327895_983 | AN | 8102502
solar_load_220522687 |  | 0 | 0 | 0 | 0.001 | 1000.9776759057827 | 2349.7230407414145 | OPTIMIZED | INSTALLED | solar_pv |  | node_1345862_696_15336644_316 | AN | 8102502
solar_load_220527452 |  | 0 | 0 | 0 | 0.001 | 1081.2019213894446 | 2538.0432844438233 | OPTIMIZED | INSTALLED | solar_pv |  | node_1338378_35_15332116_672 | AN | 8102502
solar_load_220528258 |  | 0 | 0 | 0 | 0.001 | 565.215153658692 | 1326.8017169942414 | OPTIMIZED | INSTALLED | solar_pv |  | node_1348972_503_15330323_031 | AN | 8102502
solar_load_220532439 |  | 0 | 0 | 0 | 0.001 | 607.150588482266 | 1425.2418443841366 | OPTIMIZED | INSTALLED | solar_pv |  | node_1344874_361_15329104_002 | AN | 8102502
solar_load_220538620 |  | 0 | 0 | 0 | 0.001 | 1126.7836831538978 | 2645.0434229111006 | OPTIMIZED | INSTALLED | solar_pv |  | node_1348715_047_15330857_292 | AN | 8102502
solar_load_220543163 |  | 0 | 0 | 0 | 0.001 | 639.0577325506014 | 1500.141941311231 | OPTIMIZED | INSTALLED | solar_pv |  | node_1338220_5_15339305_137 | AN | 8102502
solar_load_220600601 |  | 0 | 0 | 0 | 0.001 | 1409.3912599832438 | 3308.4442814082213 | OPTIMIZED | INSTALLED | solar_pv |  | node_1347682_187_15331156_616 | AN | 8102502
solar_load_220616687 |  | 0 | 0 | 0 | 0.001 | 1770.399621603205 | 4155.885378069059 | OPTIMIZED | INSTALLED | solar_pv |  | node_1342024_328_15329671_712 | AN | 8102502
solar_load_220625431 |  | 0 | 0 | 0 | 0.001 | 1638.2122449859442 | 3845.584976513954 | OPTIMIZED | INSTALLED | solar_pv |  | node_1337566_56_15331634_234 | AN | 8102502
solar_load_220633094 |  | 0 | 0 | 0 | 0.001 | 592.5643890509281 | 1391.001800074608 | OPTIMIZED | INSTALLED | solar_pv |  | node_1339634_402_15332734_724 | AN | 8102502
solar_load_220647668 |  | 0 | 0 | 0 | 0.001 | 1087.5832907585902 | 2553.0233038292417 | OPTIMIZED | INSTALLED | solar_pv |  | node_1339014_001_15338279_541 | AN | 8102502
solar_load_220647671 |  | 0 | 0 | 0 | 0.001 | 973.6287377361532 | 2285.522957661048 | OPTIMIZED | INSTALLED | solar_pv |  | node_1338545_136_15338568_57 | AN | 8102502
solar_load_220647677 |  | 0 | 0 | 0 | 0.001 | 791.301096233126 | 1857.5224037919381 | OPTIMIZED | INSTALLED | solar_pv |  | node_1340214_587_15337968_71 | AN | 8102502
solar_load_220647680 |  | 0 | 0 | 0 | 0.001 | 1121.3138955199718 | 2632.2034062950274 | OPTIMIZED | INSTALLED | solar_pv |  | node_1338725_203_15338303_143 | AN | 8102502
solar_load_220647687 |  | 0 | 0 | 0 | 0.001 | 322.7195509598736 | 757.560980348325 | OPTIMIZED | INSTALLED | solar_pv |  | node_1339810_002_15338156_653 | AN | 8102502
solar_load_220647765 |  | 0 | 0 | 0 | 0.001 | 1140.4583008500158 | 2677.143464451284 | OPTIMIZED | INSTALLED | solar_pv |  | node_1338461_399_15338195_681 | AN | 8102502
solar_load_220647904 |  | 0 | 0 | 0 | 0.001 | 3192.5539175473473 | 7494.289698248119 | OPTIMIZED | INSTALLED | solar_pv |  | node_1339343_016_15338303_04 | AN | 8102502
solar_load_220649259 |  | 0 | 0 | 0 | 0.001 | 2498.79801143488 | 5865.7475907761545 | OPTIMIZED | INSTALLED | solar_pv |  | node_1350330_096_15328378_953 | AN | 8102502
solar_load_220649264 |  | 0 | 0 | 0 | 0.001 | 1282.6736709999088 | 3010.9838964691894 | OPTIMIZED | INSTALLED | solar_pv |  | node_1350069_488_15328798_298 | AN | 8102502
solar_load_310061065 |  | 0 | 0 | 0 | 0.001 | 670.9651738415434 | 1575.0420382383254 | OPTIMIZED | INSTALLED | solar_pv |  | node_1342521_76_15338158_104 | AN | 8102502
solar_load_310061368 |  | 0 | 0 | 0 | 0.001 | 14309.060156029447 | 33589.48346764776 | OPTIMIZED | INSTALLED | solar_pv |  | node_1352698_811_15327870_071 | AN | 8102502
solar_load_311901308 |  | 0 | 0 | 0 | 0.001 | 600.7689218905135 | 1410.2618249987179 | OPTIMIZED | INSTALLED | solar_pv |  | node_1340323_824_15333342_863 | AN | 8102502
solar_load_311922009 |  | 0 | 0 | 0 | 0.001 | 138.56874598640664 | 325.2804209405237 | OPTIMIZED | INSTALLED | solar_pv |  | node_1351407_338_15328489_654 | AN | 8102502
solar_load_312024035 |  | 0 | 0 | 0 | 0.001 | 944.4563388734774 | 2217.0428690419903 | OPTIMIZED | INSTALLED | solar_pv |  | node_1350762_755_15331623_938 | AN | 8102502
solar_load_312071765 |  | 0 | 0 | 0 | 0.001 | 925.3119335434336 | 2172.102810885734 | OPTIMIZED | INSTALLED | solar_pv |  |  | AN | 8102502

## Storage
Name | GroupId | InitStateOfCharge | SpinningReserveCharge | SpinningReserveDischarge | NonSpinningReserveCharge | NonSpinningReserveDischarge | RegulationUpCharge | RegulationUpDischarge | RegulationDownCharge | RegulationDownDischarge | ChargeEfficiency | DischargeEfficiency | CommitmentStatus | ConstructionTime | CalendarLife | YearOfInstallation | DepthOfDischarge | ReactivePower | ReactivePowerA | ReactivePowerB | ReactivePowerC | ActivePower | ActivePowerA | ActivePowerB | ActivePowerC | Energy | MaxEnergy | PowerCharge | PowerDischarge | RampUpLimit | RampDownLimit | CapitalCost | FixedOperatingCost | VariableOperatingCost | MaxReactivePower | MaxActivePower | OutputSchedule | PlanningStatus | UnitType | UnitSubtype | ParentNode | Phases | Feeder | Comments

## Switch
Name | GroupId | OperatingMode | PhaseAState | PhaseBState | PhaseCState | CurrentInAReal | CurrentInAImag | CurrentInA | CurrentInBReal | CurrentInBImag | CurrentInB | CurrentInCReal | CurrentInCImag | CurrentInC | CurrentOutAReal | CurrentOutAImag | CurrentOutA | CurrentOutBReal | CurrentOutBImag | CurrentOutB | CurrentOutCReal | CurrentOutCImag | CurrentOutC | ActivePowerInA | ReactivePowerInA | PowerInA | ActivePowerInB | ReactivePowerInB | PowerInB | ActivePowerInC | ReactivePowerInC | PowerInC | ActivePowerOutA | ReactivePowerOutA | PowerOutA | ActivePowerOutB | ReactivePowerOutB | PowerOutB | ActivePowerOutC | ReactivePowerOutC | PowerOutC | Status | From | To | Length | Phases | Feeder | Comments
switch_220415572 |  | INDIVIDUAL | CLOSED | CLOSED | CLOSED | 0 | 0 | 0+0j | 0 | 0 | 0+0j | 0 | 0 | 0+0j | 0 | 0 | 0+0j | 0 | 0 | 0+0j | 0 | 0 | 0+0j | 0 | 0 | 0+0j | 0 | 0 | 0+0j | 0 | 0 | 0+0j | 0 | 0 | 0+0j | 0 | 0 | 0+0j | 0 | 0 | 0+0j | OPEN | node_intto1_8102502_200890450 | node_8102502_200890450 | 0 | AD | 8102502
switch_220417470 |  | INDIVIDUAL | CLOSED | CLOSED | CLOSED | 0 | 0 | 0+0j | 0 | 0 | 0+0j | 0 | 0 | 0+0j | 0 | 0 | 0+0j | 0 | 0 | 0+0j | 0 | 0 | 0+0j | 0 | 0 | 0+0j | 0 | 0 | 0+0j | 0 | 0 | 0+0j | 0 | 0 | 0+0j | 0 | 0 | 0+0j | 0 | 0 | 0+0j | OPEN | node_intto1_220417470 | node_220417470 | 0 | ABCD | 8102502

## TransformerConfiguration
Name | ConnectType | NoLoadLoss | PowerRating | ReactanceResistanceRatio | FullLoadLoss | PowerARating | PowerBRating | PowerCRating | ShuntResistance | ShuntReactance | ShuntImpedance | Impedance | PrimaryVoltage | SecondaryVoltage | CoreCoilWeight | InstalledInsulationLife | InstallType | CoolantType | CoolingType | Feeder | Comments

## UndergroundLineConductor
Name | OuterDiameter | ConductorGMR | ConductorDiameter | ConductorResistance | NeutralGMR | NeutralDiameter | NeutralResistance | NeutralStrands | InsulationRelativePermittivity | ShieldGMR | ShieldResitance | RatingSummerContinuous | RatingSummerEmergency | RatingWinterContinuous | RatingWinterEmergency | Feeder | Comments
und_cond_1P_2ALURD | 0 | 0 | 0 | 0 | 0 | 0 | 0 | 0 | 0 | 0 | 0 | 125 | 125 | 140 | 140 | 8102502
und_cond_3P_2ALURD | 0 | 0 | 0 | 0 | 0 | 0 | 0 | 0 | 0 | 0 | 0 | 125 | 125 | 140 | 140 | 8102502
und_cond_TAPWIRE_UG | 0 | 0 | 0 | 0 | 0 | 0 | 0 | 0 | 0 | 0 | 0 | 99999999 | 99999999 | 99999999 | 99999999 | 8102502

## UndergroundLineConfiguration
Name | ConductorA | ConductorB | ConductorC | ConductorN | LineSpacing | Capacitance11 | Capacitance12 | Capacitance13 | Capacitance21 | Capacitance22 | Capacitance23 | Capacitance31 | Capacitance32 | Capacitance33 | Impedance11 | Impedance12 | Impedance13 | Impedance21 | Impedance22 | Impedance23 | Impedance31 | Impedance32 | Impedance33 | Feeder | Comments
und_1P_2ALURD | und_cond_1P_2ALURD | und_cond_1P_2ALURD | und_cond_1P_2ALURD |  |  | 401.497 | 0 | 0 | 0 | 401.497 | 0 | 0 | 0 | 401.497 | 2.379+0.823j | 0+0j | 0+0j | 0+0j | 2.379+0.823j | 0+0j | 0+0j | 0+0j | 2.379+0.823j | 8102502
und_3P_2ALURD | und_cond_3P_2ALURD | und_cond_3P_2ALURD | und_cond_3P_2ALURD |  |  | 401.498 | 0 | 0 | 0 | 401.498 | 0 | 0 | 0 | 401.498 | 2.125+0.49j | 0.384+0.067j | 0.384+0.067j | 0.384+0.067j | 2.125+0.49j | 0.384+0.067j | 0.384+0.067j | 0.384+0.067j | 2.125+0.49j | 8102502
und_TAPWIRE_UG | und_cond_TAPWIRE_UG | und_cond_TAPWIRE_UG | und_cond_TAPWIRE_UG |  |  | 0 | 0 | 0 | 0 | 0 | 0 | 0 | 0 | 0 | 0.001+0.001j | 0+0j | 0+0j | 0+0j | 0.001+0.001j | 0+0j | 0+0j | 0+0j | 0.001+0.001j | 8102502

## Regulator
Name | GroupId | Configuration | SenseNode | Status | From | To | Length | Phases | Feeder | Comments
regulator_220551156 |  | config_regulator_220551156 |  | OPEN | node_intto1_8102502_200891009 | node_8102502_200891009 | 0 | AD | 8102502

## Transformer
Name | GroupId | Configuration | AgingConstant | AgingGranularity | Climate | UseThermalModel | Status | From | To | Length | Phases | Feeder | Comments

## OverheadLine
Name | GroupId | Configuration | Length | Status | From | To | Phases | Feeder | Comments
oh_line_8102502_200841124 |  | bal_1P_4/0AL | 264 | OPEN | node_8102502_200842829 | node_8102502_200841124 | AD | 8102502
oh_line_8102502_200841125 |  | bal_1P_1/0AA | 52.800000000000004 | OPEN | node_8102502_200841124 | node_8102502_200841125 | AD | 8102502
oh_line_8102502_200841126 |  | bal_1P_1/0AA | 211.20000000000002 | OPEN | node_8102502_200841125 | node_8102502_200841126 | AD | 8102502
oh_line_8102502_200841127 |  | bal_1P_1/0AA | 211.20000000000002 | OPEN | node_8102502_200841126 | node_8102502_200841127 | AD | 8102502
oh_line_8102502_200841128 |  | bal_1P_3-104CW | 158.4 | OPEN | node_8102502_200841163 | node_8102502_200841128 | AD | 8102502
oh_line_8102502_200841129 |  | bal_1P_3-104CW | 369.6 | OPEN | node_8102502_200841128 | node_8102502_200841129 | AD | 8102502
oh_line_8102502_200841130 |  | bal_1P_3-104CW | 475.2 | OPEN | node_8102502_200841129 | node_8102502_200841130 | AD | 8102502
oh_line_8102502_200841131 |  | bal_1P_3-104CW | 211.20000000000002 | OPEN | node_8102502_200841130 | node_8102502_200841131 | AD | 8102502
oh_line_8102502_200841132 |  | bal_1P_3-104CW | 211.20000000000002 | OPEN | node_8102502_200841131 | node_8102502_200841132 | AD | 8102502
oh_line_8102502_200841134 |  | bal_1P_3-104CW | 264 | OPEN | node_8102502_200841132 | node_8102502_200841134 | AD | 8102502
oh_line_8102502_200841135 |  | bal_1P_3-104CW | 264 | OPEN | node_8102502_200841134 | node_8102502_200841135 | AD | 8102502
oh_line_8102502_200841136 |  | bal_1P_1/0AA | 264 | OPEN | node_8102502_200841135 | node_8102502_200841136 | AD | 8102502
oh_line_8102502_200841137 |  | bal_1P_3-104CW | 158.4 | OPEN | node_8102502_200841135 | node_8102502_200841137 | AD | 8102502
oh_line_8102502_200841138 |  | bal_1P_3-104CW | 211.20000000000002 | OPEN | node_8102502_200841137 | node_8102502_200841138 | AD | 8102502
oh_line_8102502_200841139 |  | bal_1P_1/0AA | 264 | OPEN | node_8102502_200841138 | node_8102502_200841139 | AD | 8102502
oh_line_8102502_200841140 |  | bal_1P_1/0AA | 369.6 | OPEN | node_8102502_200841139 | node_8102502_200841140 | AD | 8102502
oh_line_8102502_200841141 |  | bal_1P_1/0AA | 369.6 | OPEN | node_8102502_200841140 | node_8102502_200841141 | AD | 8102502
oh_line_8102502_200841142 |  | bal_1P_1/0AA | 316.8 | OPEN | node_8102502_200841141 | node_8102502_200841142 | AD | 8102502
oh_line_8102502_200841143 |  | bal_1P_4/0AL | 211.20000000000002 | OPEN | node_8102502_200841124 | node_8102502_200841143 | AD | 8102502
oh_line_8102502_200841145 |  | bal_1P_1/0AA | 264 | OPEN | node_8102502_200841142 | node_8102502_200841145 | AD | 8102502
oh_line_8102502_200841146 |  | bal_1P_1/0AA | 316.8 | OPEN | node_8102502_200841145 | node_8102502_200841146 | AD | 8102502
oh_line_8102502_200841148 |  | bal_1P_1/0AA | 369.6 | OPEN | node_8102502_200841146 | node_8102502_200841148 | AD | 8102502
oh_line_8102502_200841149 |  | bal_1P_1/0AA | 264 | OPEN | node_8102502_200841148 | node_8102502_200841149 | AD | 8102502
oh_line_8102502_200841151 |  | bal_1P_1/0AA | 369.6 | OPEN | node_8102502_200841148 | node_8102502_200841151 | AD | 8102502
oh_line_8102502_200841152 |  | bal_1P_1/0AA | 369.6 | OPEN | node_8102502_200841151 | node_8102502_200841152 | AD | 8102502
oh_line_8102502_200841153 |  | bal_1P_1/0AA | 369.6 | OPEN | node_8102502_200841152 | node_8102502_200841153 | AD | 8102502
oh_line_8102502_200841154 |  | bal_1P_1/0AA | 264 | OPEN | node_8102502_200841153 | node_8102502_200841154 | AD | 8102502
oh_line_8102502_200841155 |  | bal_1P_1/0AA | 264 | OPEN | node_8102502_200841154 | node_8102502_200841155 | AD | 8102502
oh_line_8102502_200841156 |  | bal_1P_4/0AA | 264 | OPEN | node_8102502_200841143 | node_8102502_200841156 | AD | 8102502
oh_line_8102502_200841157 |  | bal_1P_4/0AL | 264 | OPEN | node_8102502_200841156 | node_8102502_200841157 | AD | 8102502
oh_line_8102502_200841158 |  | bal_1P_3-104CW | 264 | OPEN | node_8102502_200841157 | node_intto1_8102502_200841158 | AD | 8102502
oh_line_8102502_200841160 |  | bal_1P_3-104CW | 316.8 | OPEN | node_8102502_200841158 | node_8102502_200841160 | AD | 8102502
oh_line_8102502_200841162 |  | bal_1P_3-104CW | 475.2 | OPEN | node_8102502_200841160 | node_8102502_200841162 | AD | 8102502
oh_line_8102502_200841163 |  | bal_1P_3-104CW | 211.20000000000002 | OPEN | node_8102502_200841162 | node_8102502_200841163 | AD | 8102502
oh_line_8102502_200841332 |  | bal_1P_2AC | 316.8 | OPEN | node_8102502_200841156 | node_intto1_8102502_200841332 | AD | 8102502
oh_line_8102502_200841333 |  | bal_1P_2AC | 316.8 | OPEN | node_8102502_200841349 | node_8102502_200841333 | AD | 8102502
oh_line_8102502_200841334 |  | bal_1P_2AC | 158.4 | OPEN | node_8102502_200841333 | node_8102502_200841334 | AD | 8102502
oh_line_8102502_200841335 |  | bal_1P_2AC | 316.8 | OPEN | node_8102502_200841332 | node_8102502_200841335 | AD | 8102502
oh_line_8102502_200841336 |  | bal_1P_2AC | 369.6 | OPEN | node_8102502_200841335 | node_8102502_200841336 | AD | 8102502
oh_line_8102502_200841337 |  | bal_1P_2AC | 475.2 | OPEN | node_8102502_200841336 | node_8102502_200841337 | AD | 8102502
oh_line_8102502_200841340 |  | bal_1P_2AC | 369.6 | OPEN | node_8102502_200841336 | node_8102502_200841340 | AD | 8102502
oh_line_8102502_200841341 |  | bal_1P_2AC | 369.6 | OPEN | node_8102502_200841340 | node_8102502_200841341 | AD | 8102502
oh_line_8102502_200841342 |  | bal_1P_2AC | 211.20000000000002 | OPEN | node_8102502_200841341 | node_8102502_200841342 | AD | 8102502
oh_line_8102502_200841343 |  | bal_1P_2AC | 369.6 | OPEN | node_8102502_200841341 | node_8102502_200841343 | AD | 8102502
oh_line_8102502_200841344 |  | bal_1P_2AC | 264 | OPEN | node_8102502_200841343 | node_8102502_200841344 | AD | 8102502
oh_line_8102502_200841346 |  | bal_1P_2AC | 211.20000000000002 | OPEN | node_8102502_200841343 | node_8102502_200841346 | AD | 8102502
oh_line_8102502_200841347 |  | bal_1P_2AC | 158.4 | OPEN | node_8102502_200841346 | node_8102502_200841347 | AD | 8102502
oh_line_8102502_200841348 |  | bal_1P_2AC | 316.8 | OPEN | node_8102502_200841347 | node_8102502_200841348 | AD | 8102502
oh_line_8102502_200841349 |  | bal_1P_2AC | 316.8 | OPEN | node_8102502_200841348 | node_8102502_200841349 | AD | 8102502
oh_line_8102502_200841445 |  | bal_1P_1/0AA | 211.20000000000002 | OPEN | node_8102502_200890614 | node_8102502_200841445 | AD | 8102502
oh_line_8102502_200841446 |  | bal_1P_1/0AA | 369.6 | OPEN | node_8102502_200841445 | node_8102502_200841446 | AD | 8102502
oh_line_8102502_200841447 |  | bal_1P_1/0AA | 369.6 | OPEN | node_8102502_200841446 | node_8102502_200841447 | AD | 8102502
oh_line_8102502_200841919 |  | bal_1P_2AC | 158.4 | OPEN | node_8102502_200841920 | node_8102502_200841919 | AD | 8102502
oh_line_8102502_200841920 |  | bal_1P_2AC | 211.20000000000002 | OPEN | node_8102502_200841924 | node_8102502_200841920 | AD | 8102502
oh_line_8102502_200841921 |  | bal_1P_1/0AA | 264 | OPEN | node_8102502_200841920 | node_8102502_200841921 | AD | 8102502
oh_line_8102502_200841922 |  | bal_1P_1/0AA | 264 | OPEN | node_8102502_200841921 | node_8102502_200841922 | AD | 8102502
oh_line_8102502_200841924 |  | bal_1P_4AC | 264 | OPEN | node_8102502_200842876 | node_intto1_8102502_200841924 | AD | 8102502
oh_line_8102502_200842047 |  | bal_1P_1/0AA | 264 | OPEN | node_8102502_200842051 | node_8102502_200842047 | AD | 8102502
oh_line_8102502_200842048 |  | bal_1P_1/0AA | 211.20000000000002 | OPEN | node_8102502_200841919 | node_8102502_200842048 | AD | 8102502
oh_line_8102502_200842049 |  | bal_1P_1/0AA | 105.60000000000001 | OPEN | node_8102502_200842048 | node_8102502_200842049 | AD | 8102502
oh_line_8102502_200842050 |  | bal_1P_1/0AA | 316.8 | OPEN | node_8102502_200842049 | node_8102502_200842050 | AD | 8102502
oh_line_8102502_200842051 |  | bal_1P_1/0AA | 264 | OPEN | node_8102502_200842048 | node_8102502_200842051 | AD | 8102502
oh_line_8102502_200842052 |  | bal_1P_1/0AA | 316.8 | OPEN | node_8102502_200842051 | node_8102502_200842052 | AD | 8102502
oh_line_8102502_200842060 |  | bal_1P_1/0AA | 105.60000000000001 | OPEN | node_8102502_200841156 | node_8102502_200842060 | AD | 8102502
oh_line_8102502_200842061 |  | bal_1P_1/0AA | 264 | OPEN | node_8102502_200842060 | node_intto1_8102502_200842061 | AD | 8102502
oh_line_8102502_200842062 |  | bal_1P_1/0AA | 264 | OPEN | node_8102502_200842061 | node_8102502_200842062 | AD | 8102502
oh_line_8102502_200842063 |  | bal_1P_1/0AA | 264 | OPEN | node_8102502_200842062 | node_8102502_200842063 | AD | 8102502
oh_line_8102502_200842064 |  | bal_1P_1/0AA | 211.20000000000002 | OPEN | node_8102502_200842063 | node_8102502_200842064 | AD | 8102502
oh_line_8102502_200842683 |  | bal_1P_1/0AC | 158.4 | OPEN | node_8102502_200969549 | node_8102502_200842683 | AD | 8102502
oh_line_8102502_200842684 |  | bal_1P_1/0AC | 158.4 | OPEN | node_8102502_200842683 | node_8102502_200842684 | AD | 8102502
oh_line_8102502_200842685 |  | bal_1P_1/0AA | 105.60000000000001 | OPEN | node_8102502_200842684 | node_8102502_200842685 | AD | 8102502
oh_line_8102502_200842686 |  | bal_1P_1/0AA | 105.60000000000001 | OPEN | node_8102502_200842685 | node_8102502_200842686 | AD | 8102502
oh_line_8102502_200842687 |  | bal_1P_1/0AA | 105.60000000000001 | OPEN | node_8102502_200842686 | node_8102502_200842687 | AD | 8102502
oh_line_8102502_200842688 |  | bal_1P_1/0AA | 105.60000000000001 | OPEN | node_8102502_200842687 | node_8102502_200842688 | AD | 8102502
oh_line_8102502_200842703 |  | bal_3P_477AL | 158.4 | OPEN | node_8102502_200842706 | node_8102502_200842703 | ABCD | 8102502
oh_line_8102502_200842705 |  | bal_3P_477AL | 105.60000000000001 | OPEN | node_8102502_200842703 | node_8102502_200842705 | ABCD | 8102502
oh_line_8102502_200842706 |  | bal_3P_477AL | 158.4 | OPEN | node_8102502_201016821 | node_8102502_200842706 | ABCD | 8102502
oh_line_8102502_200842708 |  | bal_3P_477AL | 52.800000000000004 | OPEN | node_8102502_200842705 | node_8102502_200842708 | ABCD | 8102502
oh_line_8102502_200842710 |  | bal_3P_477AL | 105.60000000000001 | OPEN | node_8102502_200842708 | node_8102502_200842710 | ABCD | 8102502
oh_line_8102502_200842711 |  | bal_3P_477AL | 158.4 | OPEN | node_8102502_200842710 | node_8102502_200842711 | ABCD | 8102502
oh_line_8102502_200842717 |  | bal_3P_2CU | 105.60000000000001 | OPEN | node_8102502_200842724 | node_8102502_200842717 | ABCD | 8102502
oh_line_8102502_200842724 |  | bal_3P_2CU | 105.60000000000001 | OPEN | node_8102502_200842749 | node_8102502_200842724 | ABCD | 8102502
oh_line_8102502_200842749 |  | bal_3P_2CU | 105.60000000000001 | OPEN | node_8102502_200842760 | node_8102502_200842749 | ABCD | 8102502
oh_line_8102502_200842760 |  | bal_3P_2CU | 105.60000000000001 | OPEN | node_8102502_200842761 | node_8102502_200842760 | ABCD | 8102502
oh_line_8102502_200842761 |  | bal_3P_2CU | 105.60000000000001 | OPEN | node_8102502_200842762 | node_8102502_200842761 | ABCD | 8102502
oh_line_8102502_200842762 |  | bal_3P_4/0AL | 158.4 | OPEN | node_8102502_200969550 | node_8102502_200842762 | ABCD | 8102502
oh_line_8102502_200842765 |  | bal_3P_4/0AL | 105.60000000000001 | OPEN | node_8102502_200842703 | node_8102502_200842765 | ABCD | 8102502
oh_line_8102502_200842768 |  | bal_3P_1/0AA | 52.800000000000004 | OPEN | node_8102502_200969549 | node_8102502_200842768 | ABCD | 8102502
oh_line_8102502_200842769 |  | bal_3P_4/0AA | 158.4 | OPEN | node_8102502_200842798 | node_8102502_200842769 | ABCD | 8102502
oh_line_8102502_200842771-1 |  | bal_3P_4/0AA | 0 | OPEN | node_220417470 | node_8102502_200842771 | ABCD | 8102502
oh_line_8102502_200842771-2 |  | bal_3P_4/0AA | 0 | OPEN | node_220555616 | node_intto1_220417470 | ABCD | 8102502
oh_line_8102502_200842771-3 |  | bal_3P_4/0AA | 264 | OPEN | node_8102502_200842769 | node_intto1_220555616 | ABCD | 8102502
oh_line_8102502_200842772 |  | bal_3P_4/0AA | 158.4 | OPEN | node_8102502_200842771 | node_8102502_200842772 | ABCD | 8102502
oh_line_8102502_200842773 |  | bal_1P_1/0AC | 52.800000000000004 | OPEN | node_8102502_200842772 | node_intto1_8102502_200842773 | AD | 8102502
oh_line_8102502_200842774 |  | bal_1P_1/0AC | 211.20000000000002 | OPEN | node_8102502_200842773 | node_8102502_200842774 | AD | 8102502
oh_line_8102502_200842775 |  | bal_1P_1/0AC | 316.8 | OPEN | node_8102502_200842774 | node_8102502_200842775 | AD | 8102502
oh_line_8102502_200842776 |  | bal_1P_1/0AA | 105.60000000000001 | OPEN | node_8102502_200842775 | node_8102502_200842776 | AD | 8102502
oh_line_8102502_200842777 |  | bal_1P_1/0AA | 211.20000000000002 | OPEN | node_8102502_200842776 | node_8102502_200842777 | AD | 8102502
oh_line_8102502_200842778 |  | bal_1P_1/0AA | 211.20000000000002 | OPEN | node_8102502_200842777 | node_8102502_200842778 | AD | 8102502
oh_line_8102502_200842780 |  | bal_1P_1/0AA | 105.60000000000001 | OPEN | node_8102502_200842778 | node_8102502_200842780 | AD | 8102502
oh_line_8102502_200842781 |  | bal_1P_1/0AA | 316.8 | OPEN | node_8102502_200842780 | node_8102502_200842781 | AD | 8102502
oh_line_8102502_200842782 |  | bal_1P_1/0AA | 264 | OPEN | node_8102502_200842781 | node_8102502_200842782 | AD | 8102502
oh_line_8102502_200842783 |  | bal_1P_1/0AA | 316.8 | OPEN | node_8102502_200842782 | node_8102502_200842783 | AD | 8102502
oh_line_8102502_200842784 |  | bal_1P_1/0AA | 264 | OPEN | node_8102502_200842783 | node_8102502_200842784 | AD | 8102502
oh_line_8102502_200842785 |  | bal_1P_1/0AA | 264 | OPEN | node_8102502_200842784 | node_8102502_200842785 | AD | 8102502
oh_line_8102502_200842786 |  | bal_1P_1/0AA | 211.20000000000002 | OPEN | node_8102502_200842785 | node_8102502_200842786 | AD | 8102502
oh_line_8102502_200842792 |  | bal_3P_1/0AA | 158.4 | OPEN | node_8102502_200983826 | node_8102502_200842792 | ABCD | 8102502
oh_line_8102502_200842793 |  | bal_3P_1/0AA | 105.60000000000001 | OPEN | node_8102502_200842792 | node_8102502_200842793 | ABCD | 8102502
oh_line_8102502_200842794 |  | bal_3P_1/0AA | 52.800000000000004 | OPEN | node_8102502_200842793 | node_8102502_200842794 | ABCD | 8102502
oh_line_8102502_200842795 |  | bal_3P_1/0AA | 52.800000000000004 | OPEN | node_8102502_200842794 | node_8102502_200842795 | ABCD | 8102502
oh_line_8102502_200842796 |  | bal_3P_1/0AA | 158.4 | OPEN | node_8102502_200842795 | node_8102502_200842796 | ABCD | 8102502
oh_line_8102502_200842797 |  | bal_3P_1/0AA | 105.60000000000001 | OPEN | node_8102502_200842793 | node_8102502_200842797 | ABCD | 8102502
oh_line_8102502_200842798 |  | bal_3P_1/0AA | 105.60000000000001 | OPEN | node_8102502_200842797 | node_8102502_200842798 | ABCD | 8102502
oh_line_8102502_200842799 |  | bal_1P_1/0AC | 158.4 | OPEN | node_8102502_200842761 | node_intto1_8102502_200842799 | AD | 8102502
oh_line_8102502_200842801 |  | bal_1P_4/0AL | 52.800000000000004 | OPEN | node_8102502_200842848 | node_8102502_200842801 | AD | 8102502
oh_line_8102502_200842802 |  | bal_1P_4/0AL | 52.800000000000004 | OPEN | node_8102502_200842801 | node_8102502_200842802 | AD | 8102502
oh_line_8102502_200842803 |  | bal_1P_4/0AL | 158.4 | OPEN | node_8102502_200842802 | node_8102502_200842803 | AD | 8102502
oh_line_8102502_200842804 |  | bal_1P_477AL | 158.4 | OPEN | node_8102502_200842803 | node_8102502_200842804 | AD | 8102502
oh_line_8102502_200842805 |  | bal_1P_4/0AL | 105.60000000000001 | OPEN | node_8102502_200842804 | node_8102502_200842805 | AD | 8102502
oh_line_8102502_200842806 |  | bal_1P_4/0AA | 211.20000000000002 | OPEN | node_8102502_200842805 | node_8102502_200842806 | AD | 8102502
oh_line_8102502_200842810 |  | bal_1P_4/0AA | 105.60000000000001 | OPEN | node_8102502_200842806 | node_8102502_200842810 | AD | 8102502
oh_line_8102502_200842811 |  | bal_1P_1/0AC | 105.60000000000001 | OPEN | node_8102502_200842799 | node_8102502_200842811 | AD | 8102502
oh_line_8102502_200842812 |  | bal_1P_4/0AL | 264 | OPEN | node_8102502_200842810 | node_8102502_200842812 | AD | 8102502
oh_line_8102502_200842813 |  | bal_1P_4/0AL | 105.60000000000001 | OPEN | node_8102502_200842812 | node_8102502_200842813 | AD | 8102502
oh_line_8102502_200842814 |  | bal_1P_4/0AL | 158.4 | OPEN | node_8102502_200842813 | node_8102502_200842814 | AD | 8102502
oh_line_8102502_200842815 |  | bal_1P_4/0AL | 52.800000000000004 | OPEN | node_8102502_200842814 | node_8102502_200842815 | AD | 8102502
oh_line_8102502_200842821 |  | bal_1P_4/0AL | 211.20000000000002 | OPEN | node_8102502_201059636 | node_8102502_200842821 | AD | 8102502
oh_line_8102502_200842822 |  | bal_1P_4/0AL | 211.20000000000002 | OPEN | node_8102502_200842821 | node_8102502_200842822 | AD | 8102502
oh_line_8102502_200842823 |  | bal_1P_1/0AC | 158.4 | OPEN | node_8102502_200842811 | node_8102502_200842823 | AD | 8102502
oh_line_8102502_200842825 |  | bal_1P_4/0AL | 158.4 | OPEN | node_8102502_200842822 | node_8102502_200842825 | AD | 8102502
oh_line_8102502_200842826 |  | bal_1P_4/0AL | 211.20000000000002 | OPEN | node_8102502_200842825 | node_8102502_200842826 | AD | 8102502
oh_line_8102502_200842827 |  | bal_1P_4/0AL | 211.20000000000002 | OPEN | node_8102502_200842826 | node_8102502_200842827 | AD | 8102502
oh_line_8102502_200842828 |  | bal_1P_4/0AL | 158.4 | OPEN | node_8102502_200842827 | node_8102502_200842828 | AD | 8102502
oh_line_8102502_200842829 |  | bal_1P_4/0AL | 316.8 | OPEN | node_8102502_200842828 | node_8102502_200842829 | AD | 8102502
oh_line_8102502_200842830 |  | bal_1P_2AC | 264 | OPEN | node_8102502_200842829 | node_8102502_200842830 | AD | 8102502
oh_line_8102502_200842832 |  | bal_1P_1/0AC | 211.20000000000002 | OPEN | node_8102502_200842830 | node_8102502_200842832 | AD | 8102502
oh_line_8102502_200842833 |  | bal_1P_1/0AA | 264 | OPEN | node_8102502_200842832 | node_intto1_8102502_200842833 | AD | 8102502
oh_line_8102502_200842834 |  | bal_1P_1/0AA | 264 | OPEN | node_8102502_200842833 | node_8102502_200842834 | AD | 8102502
oh_line_8102502_200842835 |  | bal_1P_1/0AA | 211.20000000000002 | OPEN | node_8102502_200842834 | node_8102502_200842835 | AD | 8102502
oh_line_8102502_200842836 |  | bal_1P_1/0AC | 158.4 | OPEN | node_8102502_200842832 | node_8102502_200842836 | AD | 8102502
oh_line_8102502_200842837 |  | bal_1P_1/0AC | 105.60000000000001 | OPEN | node_8102502_200842823 | node_8102502_200842837 | AD | 8102502
oh_line_8102502_200842838 |  | bal_1P_1/0AC | 158.4 | OPEN | node_8102502_200842837 | node_8102502_200842838 | AD | 8102502
oh_line_8102502_200842840 |  | bal_1P_1/0AA | 105.60000000000001 | OPEN | node_8102502_200842838 | node_8102502_200842840 | AD | 8102502
oh_line_8102502_200842844 |  | bal_1P_4/0AA | 158.4 | OPEN | node_8102502_200842769 | node_intto1_8102502_200842844 | AD | 8102502
oh_line_8102502_200842845 |  | bal_1P_4/0AL | 105.60000000000001 | OPEN | node_8102502_200842844 | node_8102502_200842845 | AD | 8102502
oh_line_8102502_200842846 |  | bal_1P_4/0AL | 105.60000000000001 | OPEN | node_8102502_200842845 | node_8102502_200842846 | AD | 8102502
oh_line_8102502_200842847 |  | bal_1P_4/0AL | 105.60000000000001 | OPEN | node_8102502_200842846 | node_8102502_200842847 | AD | 8102502
oh_line_8102502_200842848 |  | bal_1P_4/0AL | 105.60000000000001 | OPEN | node_8102502_200842847 | node_8102502_200842848 | AD | 8102502
oh_line_8102502_200842849 |  | bal_1P_4CU | 105.60000000000001 | OPEN | node_8102502_200969550 | node_8102502_200842849 | AD | 8102502
oh_line_8102502_200842850 |  | bal_1P_4CU | 105.60000000000001 | OPEN | node_8102502_200842849 | node_8102502_200842850 | AD | 8102502
oh_line_8102502_200842851 |  | bal_1P_4CU | 158.4 | OPEN | node_8102502_200842850 | node_8102502_200842851 | AD | 8102502
oh_line_8102502_200842852 |  | bal_1P_4CU | 211.20000000000002 | OPEN | node_8102502_200842851 | node_8102502_200842852 | AD | 8102502
oh_line_8102502_200842858 |  | bal_1P_1/0AA | 264 | OPEN | node_8102502_200842772 | node_intto1_8102502_200842858 | AD | 8102502
oh_line_8102502_200842859 |  | bal_1P_1/0AA | 316.8 | OPEN | node_8102502_200842858 | node_8102502_200842859 | AD | 8102502
oh_line_8102502_200842860 |  | bal_1P_2AC | 316.8 | OPEN | node_8102502_200842859 | node_8102502_200842860 | AD | 8102502
oh_line_8102502_200842861 |  | bal_1P_2AC | 369.6 | OPEN | node_8102502_200842860 | node_8102502_200842861 | AD | 8102502
oh_line_8102502_200842862 |  | bal_1P_2AC | 369.6 | OPEN | node_8102502_200842861 | node_8102502_200842862 | AD | 8102502
oh_line_8102502_200842863 |  | bal_1P_2AC | 264 | OPEN | node_8102502_200842862 | node_8102502_200842863 | AD | 8102502
oh_line_8102502_200842864 |  | bal_1P_2AC | 264 | OPEN | node_8102502_200842862 | node_8102502_200842864 | AD | 8102502
oh_line_8102502_200842865 |  | bal_1P_2AC | 211.20000000000002 | OPEN | node_8102502_200842864 | node_8102502_200842865 | AD | 8102502
oh_line_8102502_200842867 |  | bal_1P_1/0AA | 316.8 | OPEN | node_8102502_200842865 | node_8102502_200842867 | AD | 8102502
oh_line_8102502_200842868 |  | bal_1P_1/0AA | 211.20000000000002 | OPEN | node_8102502_200842867 | node_8102502_200842868 | AD | 8102502
oh_line_8102502_200842869 |  | bal_1P_1/0AA | 316.8 | OPEN | node_8102502_200842868 | node_8102502_200842869 | AD | 8102502
oh_line_8102502_200842870 |  | bal_1P_2AC | 316.8 | OPEN | node_8102502_200842865 | node_8102502_200842870 | AD | 8102502
oh_line_8102502_200842871 |  | bal_1P_2AC | 369.6 | OPEN | node_8102502_200842870 | node_8102502_200842871 | AD | 8102502
oh_line_8102502_200842872 |  | bal_1P_2AC | 422.40000000000003 | OPEN | node_8102502_200842871 | node_8102502_200842872 | AD | 8102502
oh_line_8102502_200842873 |  | bal_1P_2AC | 422.40000000000003 | OPEN | node_8102502_200842872 | node_8102502_200842873 | AD | 8102502
oh_line_8102502_200842874 |  | bal_1P_2AC | 422.40000000000003 | OPEN | node_8102502_200842873 | node_8102502_200842874 | AD | 8102502
oh_line_8102502_200842875 |  | bal_1P_2AC | 369.6 | OPEN | node_8102502_200842874 | node_8102502_200842875 | AD | 8102502
oh_line_8102502_200842876 |  | bal_1P_2AC | 580.8 | OPEN | node_8102502_200842875 | node_8102502_200842876 | AD | 8102502
oh_line_8102502_200890399 |  | bal_1P_1/0AA | 316.8 | OPEN | node_8102502_200890419 | node_8102502_200890399 | AD | 8102502
oh_line_8102502_200890402 |  | bal_1P_1/0AA | 211.20000000000002 | OPEN | node_8102502_200891694 | node_8102502_200890402 | AD | 8102502
oh_line_8102502_200890403 |  | bal_1P_1/0AA | 264 | OPEN | node_8102502_200891694 | node_8102502_200890403 | AD | 8102502
oh_line_8102502_200890404 |  | bal_1P_4ACW | 369.6 | OPEN | node_8102502_200890426 | node_8102502_200890404 | AD | 8102502
oh_line_8102502_200890405 |  | bal_1P_4ACW | 316.8 | OPEN | node_8102502_200890404 | node_8102502_200890405 | AD | 8102502
oh_line_8102502_200890406 |  | bal_1P_4ACW | 316.8 | OPEN | node_8102502_200890405 | node_8102502_200890406 | AD | 8102502
oh_line_8102502_200890407 |  | bal_1P_4ACW | 316.8 | OPEN | node_8102502_200890406 | node_8102502_200890407 | AD | 8102502
oh_line_8102502_200890409 |  | bal_1P_4ACW | 792 | OPEN | node_8102502_200890407 | node_8102502_200890409 | AD | 8102502
oh_line_8102502_200890410 |  | bal_1P_1/0AA | 316.8 | OPEN | node_8102502_200890403 | node_8102502_200890410 | AD | 8102502
oh_line_8102502_200890411 |  | bal_1P_1/0AA | 211.20000000000002 | OPEN | node_8102502_200890410 | node_8102502_200890411 | AD | 8102502
oh_line_8102502_200890412 |  | bal_1P_1/0AA | 52.800000000000004 | OPEN | node_8102502_200890411 | node_8102502_200890412 | AD | 8102502
oh_line_8102502_200890413 |  | bal_1P_2AC | 369.6 | OPEN | node_8102502_200890411 | node_8102502_200890413 | AD | 8102502
oh_line_8102502_200890414 |  | bal_1P_2AC | 211.20000000000002 | OPEN | node_8102502_200890413 | node_8102502_200890414 | AD | 8102502
oh_line_8102502_200890415 |  | bal_1P_2AC | 264 | OPEN | node_8102502_200890414 | node_intto1_8102502_200890415 | AD | 8102502
oh_line_8102502_200890417 |  | bal_1P_1/0AA | 264 | OPEN | node_8102502_200890415 | node_intto1_8102502_200890417 | AD | 8102502
oh_line_8102502_200890418 |  | bal_1P_1/0AA | 264 | OPEN | node_8102502_200890417 | node_8102502_200890418 | AD | 8102502
oh_line_8102502_200890419 |  | bal_1P_1/0AA | 264 | OPEN | node_8102502_200890418 | node_8102502_200890419 | AD | 8102502
oh_line_8102502_200890420 |  | bal_1P_4ACW | 211.20000000000002 | OPEN | node_8102502_200890415 | node_8102502_200890420 | AD | 8102502
oh_line_8102502_200890421 |  | bal_1P_4ACW | 158.4 | OPEN | node_8102502_200890420 | node_8102502_200890421 | AD | 8102502
oh_line_8102502_200890422 |  | bal_1P_4ACW | 316.8 | OPEN | node_8102502_200890421 | node_8102502_200890422 | AD | 8102502
oh_line_8102502_200890423 |  | bal_1P_4ACW | 264 | OPEN | node_8102502_200890422 | node_8102502_200890423 | AD | 8102502
oh_line_8102502_200890424 |  | bal_1P_4ACW | 158.4 | OPEN | node_8102502_200890423 | node_8102502_200890424 | AD | 8102502
oh_line_8102502_200890425-1 |  | bal_1P_4ACW | 105.60000000000001 | OPEN | node_1343309_797_15329432_832 | node_8102502_200890425 | AD | 8102502
oh_line_8102502_200890425-2 |  | bal_1P_4ACW | 0 | OPEN | node_8102502_200890424 | node_1343309_797_15329432_832 | AD | 8102502
oh_line_8102502_200890426 |  | bal_1P_4ACW | 369.6 | OPEN | node_8102502_200890425 | node_8102502_200890426 | AD | 8102502
oh_line_8102502_200890430 |  | bal_1P_2AC | 264 | OPEN | node_8102502_200841333 | node_8102502_200890430 | AD | 8102502
oh_line_8102502_200890431 |  | bal_1P_2AC | 264 | OPEN | node_8102502_200890430 | node_8102502_200890431 | AD | 8102502
oh_line_8102502_200890432 |  | bal_1P_2AC | 211.20000000000002 | OPEN | node_8102502_200890431 | node_8102502_200890432 | AD | 8102502
oh_line_8102502_200890434 |  | bal_1P_2AC | 211.20000000000002 | OPEN | node_8102502_200890432 | node_8102502_200890434 | AD | 8102502
oh_line_8102502_200890435 |  | bal_1P_2AC | 158.4 | OPEN | node_8102502_200890434 | node_8102502_200890435 | AD | 8102502
oh_line_8102502_200890436 |  | bal_1P_2AC | 158.4 | OPEN | node_8102502_200890435 | node_8102502_200890436 | AD | 8102502
oh_line_8102502_200890437 |  | bal_1P_2AC | 211.20000000000002 | OPEN | node_8102502_200890432 | node_intto1_8102502_200890437 | AD | 8102502
oh_line_8102502_200890438 |  | bal_1P_2AC | 369.6 | OPEN | node_8102502_200890437 | node_8102502_200890438 | AD | 8102502
oh_line_8102502_200890439 |  | bal_1P_2AC | 316.8 | OPEN | node_8102502_200890438 | node_8102502_200890439 | AD | 8102502
oh_line_8102502_200890440 |  | bal_1P_2AC | 264 | OPEN | node_8102502_200890439 | node_8102502_200890440 | AD | 8102502
oh_line_8102502_200890441 |  | bal_1P_2AC | 369.6 | OPEN | node_8102502_200890440 | node_8102502_200890441 | AD | 8102502
oh_line_8102502_200890442 |  | bal_1P_2AC | 264 | OPEN | node_8102502_200890441 | node_8102502_200890442 | AD | 8102502
oh_line_8102502_200890443 |  | bal_1P_2AC | 369.6 | OPEN | node_8102502_200890442 | node_8102502_200890443 | AD | 8102502
oh_line_8102502_200890444 |  | bal_1P_2AC | 528 | OPEN | node_8102502_200890443 | node_8102502_200890444 | AD | 8102502
oh_line_8102502_200890445 |  | bal_1P_1/0AC | 158.4 | OPEN | node_8102502_200890444 | node_8102502_200890445 | AD | 8102502
oh_line_8102502_200890446 |  | bal_1P_2AC | 422.40000000000003 | OPEN | node_8102502_200890444 | node_8102502_200890446 | AD | 8102502
oh_line_8102502_200890447 |  | bal_1P_2AC | 264 | OPEN | node_8102502_200890446 | node_8102502_200890447 | AD | 8102502
oh_line_8102502_200890448 |  | bal_1P_2AC | 264 | OPEN | node_8102502_200890447 | node_8102502_200890448 | AD | 8102502
oh_line_8102502_200890449 |  | bal_1P_2AC | 528 | OPEN | node_8102502_200890448 | node_8102502_200890449 | AD | 8102502
oh_line_8102502_200890450 |  | bal_1P_2AC | 633.6 | OPEN | node_8102502_200890449 | node_intto1_8102502_200890450 | AD | 8102502
oh_line_8102502_200890451 |  | bal_1P_2AC | 264 | OPEN | node_8102502_200890450 | node_8102502_200890451 | AD | 8102502
oh_line_8102502_200890452 |  | bal_1P_2AC | 528 | OPEN | node_8102502_200890451 | node_8102502_200890452 | AD | 8102502
oh_line_8102502_200890453 |  | bal_1P_2AC | 316.8 | OPEN | node_8102502_200890452 | node_8102502_200890453 | AD | 8102502
oh_line_8102502_200890454 |  | bal_1P_2AC | 158.4 | OPEN | node_8102502_200890453 | node_8102502_200890454 | AD | 8102502
oh_line_8102502_200890455 |  | bal_1P_1/0AC | 264 | OPEN | node_8102502_200890454 | node_8102502_200890455 | AD | 8102502
oh_line_8102502_200890457 |  | bal_1P_1/0AA | 316.8 | OPEN | node_8102502_200890455 | node_8102502_200890457 | AD | 8102502
oh_line_8102502_200890458 |  | bal_1P_2AC | 158.4 | OPEN | node_8102502_200890454 | node_8102502_200890458 | AD | 8102502
oh_line_8102502_200890459 |  | bal_1P_2AC | 264 | OPEN | node_8102502_200890458 | node_8102502_200890459 | AD | 8102502
oh_line_8102502_200890461 |  | bal_1P_2AC | 369.6 | OPEN | node_8102502_201052133 | node_8102502_200890461 | AD | 8102502
oh_line_8102502_200890462 |  | bal_1P_2AC | 422.40000000000003 | OPEN | node_8102502_200890461 | node_8102502_200890462 | AD | 8102502
oh_line_8102502_200890463 |  | bal_1P_2AC | 422.40000000000003 | OPEN | node_8102502_200890462 | node_8102502_200890463 | AD | 8102502
oh_line_8102502_200890464 |  | bal_1P_1/0AA | 422.40000000000003 | OPEN | node_8102502_200890463 | node_8102502_200890464 | AD | 8102502
oh_line_8102502_200890465-1 |  | bal_1P_1/0AA | 264 | OPEN | node_1338472_965_15331685_667 | node_8102502_200890465 | AD | 8102502
oh_line_8102502_200890465-2 |  | bal_1P_1/0AA | 0 | OPEN | node_8102502_200890464 | node_1338472_965_15331685_667 | AD | 8102502
oh_line_8102502_200890466 |  | bal_1P_1/0AA | 52.800000000000004 | OPEN | node_8102502_200890465 | node_8102502_200890466 | AD | 8102502
oh_line_8102502_200890468 |  | bal_1P_1/0AA | 369.6 | OPEN | node_8102502_200890466 | node_8102502_200890468 | AD | 8102502
oh_line_8102502_200890470 |  | bal_1P_1/0AA | 264 | OPEN | node_8102502_200890468 | node_8102502_200890470 | AD | 8102502
oh_line_8102502_200890472 |  | bal_1P_1/0AA | 316.8 | OPEN | node_8102502_200890470 | node_8102502_200890472 | AD | 8102502
oh_line_8102502_200890473 |  | bal_1P_1/0AA | 211.20000000000002 | OPEN | node_8102502_200890472 | node_8102502_200890473 | AD | 8102502
oh_line_8102502_200890474 |  | bal_1P_1/0AA | 316.8 | OPEN | node_8102502_200890473 | node_8102502_200890474 | AD | 8102502
oh_line_8102502_200890597 |  | bal_1P_1/0AA | 105.60000000000001 | OPEN | node_8102502_200890980 | node_intto1_8102502_200890597 | AD | 8102502
oh_line_8102502_200890598 |  | bal_1P_1/0AA | 105.60000000000001 | OPEN | node_8102502_200890597 | node_8102502_200890598 | AD | 8102502
oh_line_8102502_200890599 |  | bal_1P_3-104CW | 211.20000000000002 | OPEN | node_8102502_200890598 | node_8102502_200890599 | AD | 8102502
oh_line_8102502_200890600 |  | bal_1P_1/0AA | 264 | OPEN | node_8102502_200890599 | node_8102502_200890600 | AD | 8102502
oh_line_8102502_200890601 |  | bal_1P_1/0AA | 211.20000000000002 | OPEN | node_8102502_200890600 | node_8102502_200890601 | AD | 8102502
oh_line_8102502_200890604 |  | bal_1P_1/0AA | 158.4 | OPEN | node_8102502_200969713 | node_8102502_200890604 | AD | 8102502
oh_line_8102502_200890606 |  | bal_1P_8DCW | 316.8 | OPEN | node_8102502_200890604 | node_8102502_200890606 | AD | 8102502
oh_line_8102502_200890608 |  | bal_1P_8DCW | 475.2 | OPEN | node_8102502_200890606 | node_8102502_200890608 | AD | 8102502
oh_line_8102502_200890610 |  | bal_1P_8DCW | 422.40000000000003 | OPEN | node_8102502_200890608 | node_8102502_200890610 | AD | 8102502
oh_line_8102502_200890612 |  | bal_1P_8DCW | 369.6 | OPEN | node_8102502_200890610 | node_8102502_200890612 | AD | 8102502
oh_line_8102502_200890614 |  | bal_1P_1/0AA | 105.60000000000001 | OPEN | node_8102502_200890612 | node_8102502_200890614 | AD | 8102502
oh_line_8102502_200890615 |  | bal_1P_1/0AA | 316.8 | OPEN | node_8102502_200890614 | node_8102502_200890615 | AD | 8102502
oh_line_8102502_200890859 |  | bal_1P_3-104CW | 1742.4 | OPEN | node_8102502_200890972 | node_8102502_200890859 | AD | 8102502
oh_line_8102502_200890860 |  | bal_1P_1/0AA | 369.6 | OPEN | node_8102502_200890988 | node_8102502_200890860 | AD | 8102502
oh_line_8102502_200890948 |  | bal_1P_3-104CW | 369.6 | OPEN | node_8102502_200890949 | node_8102502_200890948 | AD | 8102502
oh_line_8102502_200890949 |  | bal_1P_3-104CW | 316.8 | OPEN | node_8102502_200890950 | node_8102502_200890949 | AD | 8102502
oh_line_8102502_200890950 |  | bal_1P_3-104CW | 369.6 | OPEN | node_8102502_200890951 | node_8102502_200890950 | AD | 8102502
oh_line_8102502_200890951 |  | bal_1P_3-104CW | 633.6 | OPEN | node_8102502_200890952 | node_8102502_200890951 | AD | 8102502
oh_line_8102502_200890952 |  | bal_1P_2AC | 369.6 | OPEN | node_8102502_200890953 | node_8102502_200890952 | AD | 8102502
oh_line_8102502_200890953-1 |  | bal_1P_1/0AA | 52.800000000000004 | OPEN | node_1338402_794_15338902_687 | node_8102502_200890953 | AD | 8102502
oh_line_8102502_200890953-2 |  | bal_1P_1/0AA | 369.6 | OPEN | node_8102502_200890954 | node_1338402_794_15338902_687 | AD | 8102502
oh_line_8102502_200890954 |  | bal_1P_1/0AA | 264 | OPEN | node_8102502_200890955 | node_8102502_200890954 | AD | 8102502
oh_line_8102502_200890955 |  | bal_1P_1/0AA | 316.8 | OPEN | node_8102502_200890957 | node_8102502_200890955 | AD | 8102502
oh_line_8102502_200890956 |  | bal_1P_1/0AA | 264 | OPEN | node_8102502_200890955 | node_8102502_200890956 | AD | 8102502
oh_line_8102502_200890957 |  | bal_1P_1/0AA | 211.20000000000002 | OPEN | node_8102502_200890959 | node_8102502_200890957 | AD | 8102502
oh_line_8102502_200890959 |  | bal_1P_1/0AA | 105.60000000000001 | OPEN | node_8102502_200946844 | node_8102502_200890959 | AD | 8102502
oh_line_8102502_200890962 |  | bal_1P_3-104CW | 264 | OPEN | node_8102502_200890963 | node_8102502_200890962 | AD | 8102502
oh_line_8102502_200890963 |  | bal_1P_3-104CW | 211.20000000000002 | OPEN | node_8102502_200890964 | node_8102502_200890963 | AD | 8102502
oh_line_8102502_200890964 |  | bal_1P_3-104CW | 158.4 | OPEN | node_8102502_200890965 | node_8102502_200890964 | AD | 8102502
oh_line_8102502_200890965 |  | bal_1P_3-104CW | 316.8 | OPEN | node_8102502_200890966 | node_8102502_200890965 | AD | 8102502
oh_line_8102502_200890966 |  | bal_1P_3-104CW | 422.40000000000003 | OPEN | node_8102502_200890968 | node_8102502_200890966 | AD | 8102502
oh_line_8102502_200890968 |  | bal_1P_3-104CW | 316.8 | OPEN | node_8102502_200890969 | node_8102502_200890968 | AD | 8102502
oh_line_8102502_200890969 |  | bal_1P_3-104CW | 528 | OPEN | node_8102502_201053643 | node_8102502_200890969 | AD | 8102502
oh_line_8102502_200890971 |  | bal_1P_3-104CW | 264 | OPEN | node_8102502_310012862 | node_8102502_200890971 | AD | 8102502
oh_line_8102502_200890972 |  | bal_1P_3-104CW | 158.4 | OPEN | node_8102502_200890974 | node_8102502_200890972 | AD | 8102502
oh_line_8102502_200890973 |  | bal_1P_1/0AA | 158.4 | OPEN | node_8102502_200890972 | node_8102502_200890973 | AD | 8102502
oh_line_8102502_200890974 |  | bal_1P_3-104CW | 369.6 | OPEN | node_8102502_200890975 | node_8102502_200890974 | AD | 8102502
oh_line_8102502_200890975 |  | bal_1P_3-104CW | 528 | OPEN | node_8102502_200890976 | node_8102502_200890975 | AD | 8102502
oh_line_8102502_200890976 |  | bal_1P_3-104CW | 475.2 | OPEN | node_8102502_200890977 | node_8102502_200890976 | AD | 8102502
oh_line_8102502_200890977 |  | bal_1P_3-104CW | 528 | OPEN | node_8102502_200890978 | node_8102502_200890977 | AD | 8102502
oh_line_8102502_200890978 |  | bal_1P_3-104CW | 475.2 | OPEN | node_8102502_200890980 | node_intto1_8102502_200890978 | AD | 8102502
oh_line_8102502_200890980 |  | bal_1P_3-104CW | 369.6 | OPEN | node_8102502_200890983 | node_8102502_200890980 | AD | 8102502
oh_line_8102502_200890981 |  | bal_1P_1/0AA | 158.4 | OPEN | node_8102502_200890980 | node_8102502_200890981 | AD | 8102502
oh_line_8102502_200890983 |  | bal_1P_3-104CW | 158.4 | OPEN | node_8102502_200890984 | node_8102502_200890983 | AD | 8102502
oh_line_8102502_200890984 |  | bal_1P_3-104CW | 158.4 | OPEN | node_8102502_200890985 | node_8102502_200890984 | AD | 8102502
oh_line_8102502_200890985 |  | bal_1P_3-104CW | 316.8 | OPEN | node_8102502_200890989 | node_8102502_200890985 | AD | 8102502
oh_line_8102502_200890986 |  | bal_1P_2AC | 158.4 | OPEN | node_8102502_200890985 | node_8102502_200890986 | AD | 8102502
oh_line_8102502_200890987 |  | bal_1P_2AC | 369.6 | OPEN | node_8102502_200890986 | node_8102502_200890987 | AD | 8102502
oh_line_8102502_200890988 |  | bal_1P_1/0AA | 105.60000000000001 | OPEN | node_8102502_200890987 | node_8102502_200890988 | AD | 8102502
oh_line_8102502_200890989 |  | bal_1P_3-104CW | 211.20000000000002 | OPEN | node_8102502_200890991 | node_8102502_200890989 | AD | 8102502
oh_line_8102502_200890991 |  | bal_1P_3-104CW | 158.4 | OPEN | node_8102502_200890992 | node_8102502_200890991 | AD | 8102502
oh_line_8102502_200890992 |  | bal_1P_3-104CW | 158.4 | OPEN | node_8102502_200911578 | node_8102502_200890992 | AD | 8102502
oh_line_8102502_200890993 |  | bal_1P_3-104CW | 422.40000000000003 | OPEN | node_8102502_200890998 | node_8102502_200890993 | AD | 8102502
oh_line_8102502_200890994 |  | bal_1P_2AC | 158.4 | OPEN | node_8102502_200890993 | node_8102502_200890994 | AD | 8102502
oh_line_8102502_200890997 |  | bal_1P_3-104CW | 105.60000000000001 | OPEN | node_8102502_200890993 | node_8102502_200890997 | AD | 8102502
oh_line_8102502_200890998 |  | bal_1P_1/0AC | 264 | OPEN | node_8102502_200891000 | node_8102502_200890998 | AD | 8102502
oh_line_8102502_200890999 |  | bal_1P_2AC | 316.8 | OPEN | node_8102502_200890998 | node_8102502_200890999 | AD | 8102502
oh_line_8102502_200891000 |  | bal_1P_1/0AC | 264 | OPEN | node_8102502_200891003 | node_8102502_200891000 | AD | 8102502
oh_line_8102502_200891001 |  | bal_1P_2AC | 158.4 | OPEN | node_8102502_200891000 | node_8102502_200891001 | AD | 8102502
oh_line_8102502_200891003 |  | bal_1P_1/0AC | 264 | OPEN | node_8102502_200891006 | node_8102502_200891003 | AD | 8102502
oh_line_8102502_200891004 |  | bal_1P_1/0AA | 158.4 | OPEN | node_8102502_200891003 | node_8102502_200891004 | AD | 8102502
oh_line_8102502_200891005 |  | bal_1P_1/0AA | 211.20000000000002 | OPEN | node_8102502_200891004 | node_8102502_200891005 | AD | 8102502
oh_line_8102502_200891006 |  | bal_1P_1/0AC | 316.8 | OPEN | node_8102502_200891008 | node_8102502_200891006 | AD | 8102502
oh_line_8102502_200891008 |  | bal_1P_1/0AC | 369.6 | OPEN | node_8102502_200891009 | node_8102502_200891008 | AD | 8102502
oh_line_8102502_200891009 |  | bal_1P_1/0AC | 316.8 | OPEN | node_8102502_200982840 | node_intto1_8102502_200891009 | AD | 8102502
oh_line_8102502_200891685 |  | bal_1P_1/0AC | 158.4 | OPEN | node_8102502_200891693 | node_8102502_200891685 | AD | 8102502
oh_line_8102502_200891686 |  | bal_1P_2AC | 264 | OPEN | node_8102502_200841924 | node_8102502_200891686 | AD | 8102502
oh_line_8102502_200891687 |  | bal_1P_2AC | 158.4 | OPEN | node_8102502_200891686 | node_8102502_200891687 | AD | 8102502
oh_line_8102502_200891688 |  | bal_1P_2AC | 264 | OPEN | node_8102502_200891687 | node_8102502_200891688 | AD | 8102502
oh_line_8102502_200891689 |  | bal_1P_1/0AA | 264 | OPEN | node_8102502_200891688 | node_8102502_200891689 | AD | 8102502
oh_line_8102502_200891690 |  | bal_1P_1/0AA | 316.8 | OPEN | node_8102502_200891689 | node_8102502_200891690 | AD | 8102502
oh_line_8102502_200891691 |  | bal_1P_1/0AA | 264 | OPEN | node_8102502_200891690 | node_8102502_200891691 | AD | 8102502
oh_line_8102502_200891693 |  | bal_1P_2AC | 264 | OPEN | node_8102502_200891688 | node_8102502_200891693 | AD | 8102502
oh_line_8102502_200891694 |  | bal_1P_1/0AA | 211.20000000000002 | OPEN | node_8102502_200891693 | node_8102502_200891694 | AD | 8102502
oh_line_8102502_200891780 |  | bal_1P_2AC | 369.6 | OPEN | node_8102502_200890450 | node_intto1_8102502_200891780 | AD | 8102502
oh_line_8102502_200891782 |  | bal_1P_2AC | 422.40000000000003 | OPEN | node_8102502_200891780 | node_8102502_200891782 | AD | 8102502
oh_line_8102502_200891783 |  | bal_1P_2AC | 264 | OPEN | node_8102502_200891782 | node_8102502_200891783 | AD | 8102502
oh_line_8102502_200891784 |  | bal_1P_2AC | 211.20000000000002 | OPEN | node_8102502_200891783 | node_8102502_200891784 | AD | 8102502
oh_line_8102502_200891785 |  | bal_1P_1/0AA | 52.800000000000004 | OPEN | node_8102502_200891784 | node_8102502_200891785 | AD | 8102502
oh_line_8102502_200891786 |  | bal_1P_1/0AA | 211.20000000000002 | OPEN | node_8102502_200891785 | node_8102502_200891786 | AD | 8102502
oh_line_8102502_200891787 |  | bal_1P_1/0AA | 316.8 | OPEN | node_8102502_200891786 | node_8102502_200891787 | AD | 8102502
oh_line_8102502_200911575 |  | bal_1P_1/0AA | 158.4 | OPEN | node_8102502_200890973 | node_intto1_8102502_200911575 | AD | 8102502
oh_line_8102502_200911578 |  | bal_1P_3-104CW | 211.20000000000002 | OPEN | node_8102502_200890993 | node_8102502_200911578 | AD | 8102502
oh_line_8102502_200946844 |  | bal_1P_1/0AA | 264 | OPEN | node_8102502_200946845 | node_8102502_200946844 | AD | 8102502
oh_line_8102502_200946845 |  | bal_1P_3-104CW | 211.20000000000002 | OPEN | node_8102502_200890962 | node_8102502_200946845 | AD | 8102502
oh_line_8102502_200969549 |  | bal_3P_2CU | 158.4 | OPEN | node_8102502_200842717 | node_8102502_200969549 | ABCD | 8102502
oh_line_8102502_200969550 |  | bal_3P_4/0AL | 105.60000000000001 | OPEN | node_8102502_200842765 | node_8102502_200969550 | ABCD | 8102502
oh_line_8102502_200969551 |  | bal_3P_4/0AA | 158.4 | OPEN | node_8102502_200983856 | node_8102502_200969551 | ABCD | 8102502
oh_line_8102502_200969713 |  | bal_1P_1/0AA | 264 | OPEN | node_8102502_200890601 | node_8102502_200969713 | AD | 8102502
oh_line_8102502_200982840 |  | bal_1P_1/0AC | 105.60000000000001 | OPEN | node_8102502_200890432 | node_intto1_8102502_200982840 | AD | 8102502
oh_line_8102502_200983826 |  | bal_3P_1/0AA | 105.60000000000001 | OPEN | node_8102502_200969551 | node_8102502_200983826 | ABCD | 8102502
oh_line_8102502_200983855 |  | bal_3P_4/0AA | 52.800000000000004 | OPEN | node_8102502_200983856 | node_8102502_200983855 | ABCD | 8102502
oh_line_8102502_200983856 |  | bal_3P_1/0AA | 158.4 | OPEN | node_8102502_200983857 | node_8102502_200983856 | ABCD | 8102502
oh_line_8102502_200983857 |  | bal_3P_1/0AA | 105.60000000000001 | OPEN | node_8102502_200842768 | node_8102502_200983857 | ABCD | 8102502
oh_line_8102502_201016821 |  | bal_3P_4/0AA | 52.800000000000004 | OPEN | node_8102502_201017040 | node_8102502_201016821 | ABCD | 8102502
oh_line_8102502_201017040 |  | bal_3P_477AL | 52.800000000000004 | OPEN | node_SOURCE_8102502 | node_8102502_201017040 | ABCD | 8102502
oh_line_8102502_201052133 |  | bal_1P_2AC | 528 | OPEN | node_8102502_200890459 | node_8102502_201052133 | AD | 8102502
oh_line_8102502_201053643 |  | bal_1P_3-104CW | 528 | OPEN | node_8102502_200890971 | node_8102502_201053643 | AD | 8102502
oh_line_8102502_201059633 |  | bal_1P_4/0AL | 211.20000000000002 | OPEN | node_8102502_200842815 | node_8102502_201059633 | AD | 8102502
oh_line_8102502_201059634 |  | bal_1P_4/0AL | 52.800000000000004 | OPEN | node_8102502_201059633 | node_8102502_201059634 | AD | 8102502
oh_line_8102502_201059635 |  | bal_1P_4/0AL | 211.20000000000002 | OPEN | node_8102502_201059634 | node_8102502_201059635 | AD | 8102502
oh_line_8102502_201059636 |  | bal_1P_4/0AL | 211.20000000000002 | OPEN | node_8102502_201059635 | node_8102502_201059636 | AD | 8102502
oh_line_8102502_310012862 |  | bal_1P_3-104CW | 264 | OPEN | node_8102502_200890972 | node_8102502_310012862 | AD | 8102502
oh_line_8102502_310012863 |  | bal_1P_1/0AA | 52.800000000000004 | OPEN | node_8102502_310012862 | node_8102502_310012863 | AD | 8102502
oh_line_8102502_311859697 |  | bal_1P_1/0AA | 105.60000000000001 | OPEN | node_8102502_200842805 | node_8102502_311859697 | AD | 8102502
oh_line_8102502_312024018 |  | bal_1P_1/0AA | 105.60000000000001 | OPEN | node_8102502_200841160 | node_intto1_8102502_312024018 | AD | 8102502
oh_line_8102502_312024021 |  | bal_1P_1/0AA | 264 | OPEN | node_8102502_312024018 | node_8102502_312024021 | AD | 8102502
oh_line_8102502_312024026 |  | bal_1P_1/0AA | 369.6 | OPEN | node_8102502_312024021 | node_8102502_312024026 | AD | 8102502
oh_line_8102502_312024030 |  | bal_1P_1/0AA | 369.6 | OPEN | node_8102502_312024026 | node_8102502_312024030 | AD | 8102502
oh_line_8102502_312024031 |  | bal_1P_1/0AA | 264 | OPEN | node_8102502_312024030 | node_8102502_312024031 | AD | 8102502
oh_line_TAP_OH_900644 |  | unb_TAPWIRE_OH | 52.800000000000004 | OPEN | node_8102502_200841127 | node_1349772_996_15330219_527 | AN | 8102502
oh_line_TAP_OH_900645 |  | unb_TAPWIRE_OH | 52.800000000000004 | OPEN | node_8102502_200841128 | node_1349989_031_15332130_965 | AN | 8102502
oh_line_TAP_OH_900646 |  | unb_TAPWIRE_OH | 52.800000000000004 | OPEN | node_8102502_200841131 | node_1350338_288_15333106_599 | AN | 8102502
oh_line_TAP_OH_900647 |  | unb_TAPWIRE_OH | 52.800000000000004 | OPEN | node_8102502_200841132 | node_1350410_771_15333310_197 | AN | 8102502
oh_line_TAP_OH_900648 |  | unb_TAPWIRE_OH | 52.800000000000004 | OPEN | node_8102502_200841134 | node_1350494_083_15333541_628 | AN | 8102502
oh_line_TAP_OH_900649 |  | unb_TAPWIRE_OH | 52.800000000000004 | OPEN | node_8102502_200841136 | node_1350283_618_15333807_292 | AN | 8102502
oh_line_TAP_OH_900650 |  | unb_TAPWIRE_OH | 52.800000000000004 | OPEN | node_8102502_200841142 | node_1351099_196_15335406_005 | AN | 8102502
oh_line_TAP_OH_900651 |  | unb_TAPWIRE_OH | 52.800000000000004 | OPEN | node_8102502_200841143 | node_1349215_804_15330421_229 | AN | 8102502
oh_line_TAP_OH_900652 |  | unb_TAPWIRE_OH | 52.800000000000004 | OPEN | node_8102502_200841146 | node_1351103_331_15335990_881 | AN | 8102502
oh_line_TAP_OH_900653 |  | unb_TAPWIRE_OH | 0 | OPEN | node_8102502_200841149 | node_1350811_883_15336580_322 | AN | 8102502
oh_line_TAP_OH_900654 |  | unb_TAPWIRE_OH | 52.800000000000004 | OPEN | node_8102502_200841153 | node_1351077_563_15337455_027 | AN | 8102502
oh_line_TAP_OH_900655 |  | unb_TAPWIRE_OH | 52.800000000000004 | OPEN | node_8102502_200841155 | node_1350511_262_15337527_38 | AN | 8102502
oh_line_TAP_OH_900656 |  | unb_TAPWIRE_OH | 52.800000000000004 | OPEN | node_8102502_200841156 | node_1349264_296_15330658_671 | AN | 8102502
oh_line_TAP_OH_900657 |  | unb_TAPWIRE_OH | 52.800000000000004 | OPEN | node_8102502_200841158 | node_1349381_992_15331171_178 | AN | 8102502
oh_line_TAP_OH_900658 |  | unb_TAPWIRE_OH | 52.800000000000004 | OPEN | node_8102502_200841160 | node_1349421_326_15331486_599 | AN | 8102502
oh_line_TAP_OH_900659 |  | unb_TAPWIRE_OH | 52.800000000000004 | OPEN | node_8102502_200841162 | node_1349714_963_15331814_28 | AN | 8102502
oh_line_TAP_OH_900715 |  | unb_TAPWIRE_OH | 52.800000000000004 | OPEN | node_8102502_200841334 | node_1346478_613_15332270_467 | AN | 8102502
oh_line_TAP_OH_900716 |  | unb_TAPWIRE_OH | 52.800000000000004 | OPEN | node_8102502_200841335 | node_1348715_047_15330857_292 | AN | 8102502
oh_line_TAP_OH_900717 |  | unb_TAPWIRE_OH | 52.800000000000004 | OPEN | node_8102502_200841337 | node_1348323_396_15330416_653 | AN | 8102502
oh_line_TAP_OH_900718 |  | unb_TAPWIRE_OH | 52.800000000000004 | OPEN | node_8102502_200841340 | node_1348089_596_15331170_216 | AN | 8102502
oh_line_TAP_OH_900719 |  | unb_TAPWIRE_OH | 52.800000000000004 | OPEN | node_8102502_200841342 | node_1347682_187_15331156_616 | AN | 8102502
oh_line_TAP_OH_900720 |  | unb_TAPWIRE_OH | 52.800000000000004 | OPEN | node_8102502_200841344 | node_1347371_245_15331376_692 | AN | 8102502
oh_line_TAP_OH_900721 |  | unb_TAPWIRE_OH | 52.800000000000004 | OPEN | node_8102502_200841347 | node_1347266_398_15331867_058 | AN | 8102502
oh_line_TAP_OH_900722 |  | unb_TAPWIRE_OH | 52.800000000000004 | OPEN | node_8102502_200841349 | node_1346813_042_15332252_963 | AN | 8102502
oh_line_TAP_OH_900755 |  | unb_TAPWIRE_OH | 52.800000000000004 | OPEN | node_8102502_200841447 | node_1347937_962_15337340_795 | AN | 8102502
oh_line_TAP_OH_900922 |  | unb_TAPWIRE_OH | 52.800000000000004 | OPEN | node_8102502_200841919 | node_1347064_949_15328754_722 | AN | 8102502
oh_line_TAP_OH_900923 |  | unb_TAPWIRE_OH | 52.800000000000004 | OPEN | node_8102502_200841922 | node_1346910_34_15329228_536 | AN | 8102502
oh_line_TAP_OH_900924 |  | unb_TAPWIRE_OH | 52.800000000000004 | OPEN | node_8102502_200841924 | node_1346765_124_15328686_38 | AN | 8102502
oh_line_TAP_OH_900977 |  | unb_TAPWIRE_OH | 0 | OPEN | node_8102502_200842047 | node_1347409_514_15329187_46 | AN | 8102502
oh_line_TAP_OH_900978 |  | unb_TAPWIRE_OH | 0 | OPEN | node_8102502_200842050 | node_1347128_393_15329163_032 | AN | 8102502
oh_line_TAP_OH_900979 |  | unb_TAPWIRE_OH | 52.800000000000004 | OPEN | node_8102502_200842052 | node_1347825_41_15328987_437 | AN | 8102502
oh_line_TAP_OH_900982 |  | unb_TAPWIRE_OH | 52.800000000000004 | OPEN | node_8102502_200842064 | node_1350364_073_15330664_622 | AN | 8102502
oh_line_TAP_OH_901173 |  | unb_TAPWIRE_OH | 0 | OPEN | node_8102502_200842684 | node_1353129_964_15327609_453 | AN | 8102502
oh_line_TAP_OH_901174 |  | unb_TAPWIRE_OH | 0 | OPEN | node_8102502_200842687 | node_1353044_835_15327235_409 | AN | 8102502
oh_line_TAP_OH_901197 |  | unb_TAPWIRE_OH | 52.800000000000004 | OPEN | node_8102502_200842762 | node_1353404_819_15328506_861 | ABCN | 8102502
oh_line_TAP_OH_901199 |  | unb_TAPWIRE_OH | 52.800000000000004 | OPEN | node_8102502_200842768 | node_1353105_234_15327895_983 | ABCN | 8102502
oh_line_TAP_OH_901200 |  | unb_TAPWIRE_OH | 52.800000000000004 | OPEN | node_8102502_200842771 | node_1351741_121_15327741_731 | ABCN | 8102502
oh_line_TAP_OH_901201 |  | unb_TAPWIRE_OH | 52.800000000000004 | OPEN | node_8102502_200842773 | node_1351545_458_15327784_934 | AN | 8102502
oh_line_TAP_OH_901202 |  | unb_TAPWIRE_OH | 52.800000000000004 | OPEN | node_8102502_200842776 | node_1351619_292_15327170_8 | AN | 8102502
oh_line_TAP_OH_901203 |  | unb_TAPWIRE_OH | 52.800000000000004 | OPEN | node_8102502_200842780 | node_1351175_049_15327415_553 | AN | 8102502
oh_line_TAP_OH_901204 |  | unb_TAPWIRE_OH | 52.800000000000004 | OPEN | node_8102502_200842782 | node_1350940_26_15327064_95 | AN | 8102502
oh_line_TAP_OH_901205 |  | unb_TAPWIRE_OH | 52.800000000000004 | OPEN | node_8102502_200842786 | node_1350279_912_15326339_879 | AN | 8102502
oh_line_TAP_OH_901206 |  | unb_TAPWIRE_OH | 52.800000000000004 | OPEN | node_8102502_200842792 | node_1352492_325_15327866_276 | ABCN | 8102502
oh_line_TAP_OH_901208 |  | unb_TAPWIRE_OH | 0 | OPEN | node_8102502_200842804 | node_1351521_698_15328342_62 | AN | 8102502
oh_line_TAP_OH_901209 |  | unb_TAPWIRE_OH | 52.800000000000004 | OPEN | node_8102502_200842806 | node_1351210_02_15328474_819 | AN | 8102502
oh_line_TAP_OH_901210 |  | unb_TAPWIRE_OH | 52.800000000000004 | OPEN | node_8102502_200842814 | node_1350566_757_15328493_488 | AN | 8102502
oh_line_TAP_OH_901211 |  | unb_TAPWIRE_OH | 52.800000000000004 | OPEN | node_8102502_200842823 | node_1352906_016_15328375_295 | AN | 8102502
oh_line_TAP_OH_901212 |  | unb_TAPWIRE_OH | 52.800000000000004 | OPEN | node_8102502_200842825 | node_1349731_59_15329225_336 | AN | 8102502
oh_line_TAP_OH_901213 |  | unb_TAPWIRE_OH | 52.800000000000004 | OPEN | node_8102502_200842827 | node_1349507_312_15329553_145 | AN | 8102502
oh_line_TAP_OH_901214 |  | unb_TAPWIRE_OH | 52.800000000000004 | OPEN | node_8102502_200842829 | node_1349224_146_15329920_059 | AN | 8102502
oh_line_TAP_OH_901215 |  | unb_TAPWIRE_OH | 52.800000000000004 | OPEN | node_8102502_200842830 | node_1349139_594_15330181_863 | AN | 8102502
oh_line_TAP_OH_901216 |  | unb_TAPWIRE_OH | 52.800000000000004 | OPEN | node_8102502_200842832 | node_1348972_503_15330323_031 | AN | 8102502
oh_line_TAP_OH_901217 |  | unb_TAPWIRE_OH | 0 | OPEN | node_8102502_200842835 | node_1348520_478_15329685_951 | AN | 8102502
oh_line_TAP_OH_901218 |  | unb_TAPWIRE_OH | 52.800000000000004 | OPEN | node_8102502_200842836 | node_1348842_06_15330461_255 | AN | 8102502
oh_line_TAP_OH_901219 |  | unb_TAPWIRE_OH | 52.800000000000004 | OPEN | node_8102502_200842840 | node_1352540_752_15328426_689 | AN | 8102502
oh_line_TAP_OH_901220 |  | unb_TAPWIRE_OH | 52.800000000000004 | OPEN | node_8102502_200842846 | node_1351978_142_15328150_192 | AN | 8102502
oh_line_TAP_OH_901221 |  | unb_TAPWIRE_OH | 0 | OPEN | node_8102502_200842848 | node_1351942_128_15328350_043 | AN | 8102502
oh_line_TAP_OH_901222 |  | unb_TAPWIRE_OH | 52.800000000000004 | OPEN | node_8102502_200842850 | node_1353171_508_15328661_156 | AN | 8102502
oh_line_TAP_OH_901223 |  | unb_TAPWIRE_OH | 52.800000000000004 | OPEN | node_8102502_200842852 | node_1352813_494_15328811_456 | AN | 8102502
oh_line_TAP_OH_901224 |  | unb_TAPWIRE_OH | 52.800000000000004 | OPEN | node_8102502_200842858 | node_1351315_184_15327782_159 | AN | 8102502
oh_line_TAP_OH_901225 |  | unb_TAPWIRE_OH | 52.800000000000004 | OPEN | node_8102502_200842859 | node_1351016_467_15327927_766 | AN | 8102502
oh_line_TAP_OH_901226 |  | unb_TAPWIRE_OH | 52.800000000000004 | OPEN | node_8102502_200842860 | node_1350727_938_15328004_94 | AN | 8102502
oh_line_TAP_OH_901227 |  | unb_TAPWIRE_OH | 52.800000000000004 | OPEN | node_8102502_200842863 | node_1349802_118_15328293_508 | AN | 8102502
oh_line_TAP_OH_901228 |  | unb_TAPWIRE_OH | 52.800000000000004 | OPEN | node_8102502_200842864 | node_1349747_719_15328125_839 | AN | 8102502
oh_line_TAP_OH_901229 |  | unb_TAPWIRE_OH | 52.800000000000004 | OPEN | node_8102502_200842865 | node_1349531_325_15328071_912 | AN | 8102502
oh_line_TAP_OH_901230 |  | unb_TAPWIRE_OH | 0 | OPEN | node_8102502_200842869 | node_1349694_575_15327294_44 | AN | 8102502
oh_line_TAP_OH_901231 |  | unb_TAPWIRE_OH | 52.800000000000004 | OPEN | node_8102502_200842875 | node_1347397_139_15328488_635 | AN | 8102502
oh_line_TAP_OH_914174 |  | unb_TAPWIRE_OH | 52.800000000000004 | OPEN | node_8102502_200890399 | node_1344404_167_15329548_493 | AN | 8102502
oh_line_TAP_OH_914175 |  | unb_TAPWIRE_OH | 52.800000000000004 | OPEN | node_8102502_200890402 | node_1345671_182_15328343_489 | AN | 8102502
oh_line_TAP_OH_914176 |  | unb_TAPWIRE_OH | 52.800000000000004 | OPEN | node_8102502_200890403 | node_1345428_91_15328531_505 | AN | 8102502
oh_line_TAP_OH_914177 |  | unb_TAPWIRE_OH | 52.800000000000004 | OPEN | node_8102502_200890404 | node_1342616_986_15329883_315 | AN | 8102502
oh_line_TAP_OH_914178 |  | unb_TAPWIRE_OH | 52.800000000000004 | OPEN | node_8102502_200890406 | node_1342024_328_15329671_712 | AN | 8102502
oh_line_TAP_OH_914179 |  | unb_TAPWIRE_OH | 0 | OPEN | node_8102502_200890407 | node_1341750_086_15329570_012 | AN | 8102502
oh_line_TAP_OH_914180 |  | unb_TAPWIRE_OH | 52.800000000000004 | OPEN | node_8102502_200890409 | node_1340998_482_15329267_95 | AN | 8102502
oh_line_TAP_OH_914181 |  | unb_TAPWIRE_OH | 52.800000000000004 | OPEN | node_8102502_200890410 | node_1345124_354_15328515_247 | AN | 8102502
oh_line_TAP_OH_914182 |  | unb_TAPWIRE_OH | 52.800000000000004 | OPEN | node_8102502_200890413 | node_1344556_626_15328498_433 | AN | 8102502
oh_line_TAP_OH_914183 |  | unb_TAPWIRE_OH | 52.800000000000004 | OPEN | node_8102502_200890414 | node_1344352_979_15328487_025 | AN | 8102502
oh_line_TAP_OH_914184 |  | unb_TAPWIRE_OH | 52.800000000000004 | OPEN | node_8102502_200890415 | node_1344158_041_15328679_35 | AN | 8102502
oh_line_TAP_OH_914185 |  | unb_TAPWIRE_OH | 52.800000000000004 | OPEN | node_8102502_200890417 | node_1344152_061_15328951_517 | AN | 8102502
oh_line_TAP_OH_914186 |  | unb_TAPWIRE_OH | 0 | OPEN | node_8102502_200890425 | node_1343259_092_15329518_639 | AN | 8102502
oh_line_TAP_OH_914187 |  | unb_TAPWIRE_OH | 52.800000000000004 | OPEN | node_8102502_200890430 | node_1346405_819_15332598_612 | AN | 8102502
oh_line_TAP_OH_914188 |  | unb_TAPWIRE_OH | 52.800000000000004 | OPEN | node_8102502_200890431 | node_1346206_963_15332764_8 | AN | 8102502
oh_line_TAP_OH_914189 |  | unb_TAPWIRE_OH | 52.800000000000004 | OPEN | node_8102502_200890435 | node_1345643_509_15332761_091 | AN | 8102502
oh_line_TAP_OH_914190 |  | unb_TAPWIRE_OH | 52.800000000000004 | OPEN | node_8102502_200890437 | node_1345892_559_15333041_788 | AN | 8102502
oh_line_TAP_OH_914191 |  | unb_TAPWIRE_OH | 52.800000000000004 | OPEN | node_8102502_200890442 | node_1344355_941_15332992_698 | AN | 8102502
oh_line_TAP_OH_914192 |  | unb_TAPWIRE_OH | 52.800000000000004 | OPEN | node_8102502_200890445 | node_1343438_164_15333088_308 | AN | 8102502
oh_line_TAP_OH_914193 |  | unb_TAPWIRE_OH | 52.800000000000004 | OPEN | node_8102502_200890446 | node_1343061_735_15332901_699 | AN | 8102502
oh_line_TAP_OH_914194 |  | unb_TAPWIRE_OH | 52.800000000000004 | OPEN | node_8102502_200890447 | node_1342787_582_15332823_147 | AN | 8102502
oh_line_TAP_OH_914195 |  | unb_TAPWIRE_OH | 52.800000000000004 | OPEN | node_8102502_200890450 | node_1341576_035_15333602_455 | AN | 8102502
oh_line_TAP_OH_914196 |  | unb_TAPWIRE_OH | 52.800000000000004 | OPEN | node_8102502_200890455 | node_1340295_826_15333631_924 | AN | 8102502
oh_line_TAP_OH_914197 |  | unb_TAPWIRE_OH | 52.800000000000004 | OPEN | node_8102502_200890457 | node_1340280_536_15334025_367 | AN | 8102502
oh_line_TAP_OH_914198 |  | unb_TAPWIRE_OH | 52.800000000000004 | OPEN | node_8102502_200890462 | node_1339131_792_15332142_048 | AN | 8102502
oh_line_TAP_OH_914199 |  | unb_TAPWIRE_OH | 52.800000000000004 | OPEN | node_8102502_200890463 | node_1338880_805_15331765_829 | AN | 8102502
oh_line_TAP_OH_914200 |  | unb_TAPWIRE_OH | 52.800000000000004 | OPEN | node_8102502_200890466 | node_1338164_709_15331692_03 | AN | 8102502
oh_line_TAP_OH_914201 |  | unb_TAPWIRE_OH | 52.800000000000004 | OPEN | node_8102502_200890468 | node_1337828_612_15331601_208 | AN | 8102502
oh_line_TAP_OH_914202 |  | unb_TAPWIRE_OH | 52.800000000000004 | OPEN | node_8102502_200890470 | node_1337566_56_15331634_234 | AN | 8102502
oh_line_TAP_OH_914203 |  | unb_TAPWIRE_OH | 52.800000000000004 | OPEN | node_8102502_200890473 | node_1337081_878_15331620_259 | AN | 8102502
oh_line_TAP_OH_914204 |  | unb_TAPWIRE_OH | 52.800000000000004 | OPEN | node_8102502_200890474 | node_1336767_972_15331580_578 | AN | 8102502
oh_line_TAP_OH_914252 |  | unb_TAPWIRE_OH | 52.800000000000004 | OPEN | node_8102502_200890597 | node_1344857_594_15336502_026 | AN | 8102502
oh_line_TAP_OH_914253 |  | unb_TAPWIRE_OH | 52.800000000000004 | OPEN | node_8102502_200890599 | node_1345142_129_15336518_576 | AN | 8102502
oh_line_TAP_OH_914254 |  | unb_TAPWIRE_OH | 52.800000000000004 | OPEN | node_8102502_200890600 | node_1345389_67_15336516_506 | AN | 8102502
oh_line_TAP_OH_914255 |  | unb_TAPWIRE_OH | 52.800000000000004 | OPEN | node_8102502_200890601 | node_1345580_809_15336626_123 | AN | 8102502
oh_line_TAP_OH_914256 |  | unb_TAPWIRE_OH | 52.800000000000004 | OPEN | node_8102502_200890604 | node_1346008_817_15336648_553 | AN | 8102502
oh_line_TAP_OH_914257 |  | unb_TAPWIRE_OH | 52.800000000000004 | OPEN | node_8102502_200890606 | node_1346332_613_15336660_377 | AN | 8102502
oh_line_TAP_OH_914258 |  | unb_TAPWIRE_OH | 52.800000000000004 | OPEN | node_8102502_200890608 | node_1346805_341_15336673_775 | AN | 8102502
oh_line_TAP_OH_914259 |  | unb_TAPWIRE_OH | 52.800000000000004 | OPEN | node_8102502_200890610 | node_1347204_533_15336558_26 | AN | 8102502
oh_line_TAP_OH_914260 |  | unb_TAPWIRE_OH | 52.800000000000004 | OPEN | node_8102502_200890612 | node_1347582_255_15336523_434 | AN | 8102502
oh_line_TAP_OH_914261 |  | unb_TAPWIRE_OH | 52.800000000000004 | OPEN | node_8102502_200890615 | node_1347554_546_15337025_819 | AN | 8102502
oh_line_TAP_OH_914338 |  | unb_TAPWIRE_OH | 52.800000000000004 | OPEN | node_8102502_200890859 | node_1342115_991_15339705_104 | AN | 8102502
oh_line_TAP_OH_914339 |  | unb_TAPWIRE_OH | 52.800000000000004 | OPEN | node_8102502_200890860 | node_1344290_801_15336170_26 | AN | 8102502
oh_line_TAP_OH_914379 |  | unb_TAPWIRE_OH | 52.800000000000004 | OPEN | node_8102502_200890949 | node_1336896_344_15339539_484 | AN | 8102502
oh_line_TAP_OH_914380 |  | unb_TAPWIRE_OH | 52.800000000000004 | OPEN | node_8102502_200890950 | node_1337216_96_15339485_576 | AN | 8102502
oh_line_TAP_OH_914382 |  | unb_TAPWIRE_OH | 52.800000000000004 | OPEN | node_8102502_200890952 | node_1338220_5_15339305_137 | AN | 8102502
oh_line_TAP_OH_914383 |  | unb_TAPWIRE_OH | 52.800000000000004 | OPEN | node_8102502_200890954 | node_1338545_136_15338568_57 | AN | 8102502
oh_line_TAP_OH_914384 |  | unb_TAPWIRE_OH | 52.800000000000004 | OPEN | node_8102502_200890955 | node_1338725_203_15338303_143 | AN | 8102502
oh_line_TAP_OH_914385 |  | unb_TAPWIRE_OH | 52.800000000000004 | OPEN | node_8102502_200890956 | node_1338461_399_15338195_681 | AN | 8102502
oh_line_TAP_OH_914386 |  | unb_TAPWIRE_OH | 52.800000000000004 | OPEN | node_8102502_200890957 | node_1339014_001_15338279_541 | AN | 8102502
oh_line_TAP_OH_914387 |  | unb_TAPWIRE_OH | 52.800000000000004 | OPEN | node_8102502_200890962 | node_1339810_002_15338156_653 | AN | 8102502
oh_line_TAP_OH_914388 |  | unb_TAPWIRE_OH | 52.800000000000004 | OPEN | node_8102502_200890964 | node_1340214_587_15337968_71 | AN | 8102502
oh_line_TAP_OH_914389 |  | unb_TAPWIRE_OH | 52.800000000000004 | OPEN | node_8102502_200890966 | node_1340541_463_15338155_832 | AN | 8102502
oh_line_TAP_OH_914390 |  | unb_TAPWIRE_OH | 52.800000000000004 | OPEN | node_8102502_200890969 | node_1341276_484_15338136_176 | AN | 8102502
oh_line_TAP_OH_914391 |  | unb_TAPWIRE_OH | 52.800000000000004 | OPEN | node_8102502_200890971 | node_1342319_957_15338034_507 | AN | 8102502
oh_line_TAP_OH_914392 |  | unb_TAPWIRE_OH | 52.800000000000004 | OPEN | node_8102502_200890972 | node_1342822_89_15338077_215 | AN | 8102502
oh_line_TAP_OH_914393 |  | unb_TAPWIRE_OH | 52.800000000000004 | OPEN | node_8102502_200890976 | node_1343609_147_15337462_446 | AN | 8102502
oh_line_TAP_OH_914394 |  | unb_TAPWIRE_OH | 52.800000000000004 | OPEN | node_8102502_200890978 | node_1344367_188_15336796_378 | AN | 8102502
oh_line_TAP_OH_914395 |  | unb_TAPWIRE_OH | 52.800000000000004 | OPEN | node_8102502_200890984 | node_1345003_712_15336083_472 | AN | 8102502
oh_line_TAP_OH_914396 |  | unb_TAPWIRE_OH | 52.800000000000004 | OPEN | node_8102502_200890986 | node_1344872_638_15335907_113 | AN | 8102502
oh_line_TAP_OH_914397 |  | unb_TAPWIRE_OH | 52.800000000000004 | OPEN | node_8102502_200890987 | node_1344510_782_15335730_606 | AN | 8102502
oh_line_TAP_OH_914398 |  | unb_TAPWIRE_OH | 52.800000000000004 | OPEN | node_8102502_200890989 | node_1345216_932_15335646_908 | AN | 8102502
oh_line_TAP_OH_914399 |  | unb_TAPWIRE_OH | 52.800000000000004 | OPEN | node_8102502_200890992 | node_1345336_789_15335308_132 | AN | 8102502
oh_line_TAP_OH_914400 |  | unb_TAPWIRE_OH | 52.800000000000004 | OPEN | node_8102502_200890993 | node_1345449_09_15334956_752 | AN | 8102502
oh_line_TAP_OH_914401 |  | unb_TAPWIRE_OH | 52.800000000000004 | OPEN | node_8102502_200890994 | node_1345605_064_15334896_804 | AN | 8102502
oh_line_TAP_OH_914402 |  | unb_TAPWIRE_OH | 52.800000000000004 | OPEN | node_8102502_200890998 | node_1345531_371_15334545_744 | AN | 8102502
oh_line_TAP_OH_914403 |  | unb_TAPWIRE_OH | 52.800000000000004 | OPEN | node_8102502_200890999 | node_1345787_843_15334794_332 | AN | 8102502
oh_line_TAP_OH_914404 |  | unb_TAPWIRE_OH | 0 | OPEN | node_8102502_200891001 | node_1345761_91_15334290_34 | AN | 8102502
oh_line_TAP_OH_914405 |  | unb_TAPWIRE_OH | 52.800000000000004 | OPEN | node_8102502_200891003 | node_1345608_259_15334046_578 | AN | 8102502
oh_line_TAP_OH_914406 |  | unb_TAPWIRE_OH | 52.800000000000004 | OPEN | node_8102502_200891005 | node_1345985_313_15334099_644 | AN | 8102502
oh_line_TAP_OH_914407 |  | unb_TAPWIRE_OH | 52.800000000000004 | OPEN | node_8102502_200891008 | node_1345919_897_15333618_853 | AN | 8102502
oh_line_TAP_OH_914408 |  | unb_TAPWIRE_OH | 52.800000000000004 | OPEN | node_8102502_200891009 | node_1346029_148_15333265_787 | AN | 8102502
oh_line_TAP_OH_914689 |  | unb_TAPWIRE_OH | 52.800000000000004 | OPEN | node_8102502_200891685 | node_1345896_92_15328745_577 | AN | 8102502
oh_line_TAP_OH_914690 |  | unb_TAPWIRE_OH | 52.800000000000004 | OPEN | node_8102502_200891686 | node_1346512_548_15328676_852 | AN | 8102502
oh_line_TAP_OH_914691 |  | unb_TAPWIRE_OH | 52.800000000000004 | OPEN | node_8102502_200891687 | node_1346357_567_15328670_719 | AN | 8102502
oh_line_TAP_OH_914692 |  | unb_TAPWIRE_OH | 52.800000000000004 | OPEN | node_8102502_200891688 | node_1346075_639_15328646_847 | AN | 8102502
oh_line_TAP_OH_914693 |  | unb_TAPWIRE_OH | 52.800000000000004 | OPEN | node_8102502_200891689 | node_1346092_389_15328873_069 | AN | 8102502
oh_line_TAP_OH_914694 |  | unb_TAPWIRE_OH | 52.800000000000004 | OPEN | node_8102502_200891690 | node_1346084_991_15329203_142 | AN | 8102502
oh_line_TAP_OH_914695 |  | unb_TAPWIRE_OH | 0 | OPEN | node_8102502_200891691 | node_1346103_683_15329473_061 | AN | 8102502
oh_line_TAP_OH_914696 |  | unb_TAPWIRE_OH | 52.800000000000004 | OPEN | node_8102502_200891693 | node_1345848_908_15328546_091 | AN | 8102502
oh_line_TAP_OH_914697 |  | unb_TAPWIRE_OH | 52.800000000000004 | OPEN | node_8102502_200891694 | node_1345662_95_15328605_134 | AN | 8102502
oh_line_TAP_OH_914733 |  | unb_TAPWIRE_OH | 52.800000000000004 | OPEN | node_8102502_200891780 | node_1341202_077_15333733_853 | AN | 8102502
oh_line_TAP_OH_914734 |  | unb_TAPWIRE_OH | 52.800000000000004 | OPEN | node_8102502_200891782 | node_1340854_07_15333920_583 | AN | 8102502
oh_line_TAP_OH_914735 |  | unb_TAPWIRE_OH | 0 | OPEN | node_8102502_200891783 | node_1340630_467_15334120_39 | AN | 8102502
oh_line_TAP_OH_914736 |  | unb_TAPWIRE_OH | 52.800000000000004 | OPEN | node_8102502_200891784 | node_1340422_589_15334122_17 | AN | 8102502
oh_line_TAP_OH_914737 |  | unb_TAPWIRE_OH | 52.800000000000004 | OPEN | node_8102502_200891787 | node_1340390_437_15334714_884 | AN | 8102502
oh_line_TAP_OH_920150 |  | unb_TAPWIRE_OH | 52.800000000000004 | OPEN | node_8102502_200946844 | node_1339343_016_15338303_04 | AN | 8102502
oh_line_TAP_OH_924101 |  | unb_TAPWIRE_OH | 52.800000000000004 | OPEN | node_8102502_200969713 | node_1345862_696_15336644_316 | AN | 8102502
oh_line_TAP_OH_935765 |  | unb_TAPWIRE_OH | 52.800000000000004 | OPEN | node_8102502_201052133 | node_1339634_402_15332734_724 | AN | 8102502
oh_line_TAP_OH_936592 |  | unb_TAPWIRE_OH | 52.800000000000004 | OPEN | node_8102502_201059633 | node_1350330_096_15328378_953 | AN | 8102502
oh_line_TAP_OH_936593 |  | unb_TAPWIRE_OH | 52.800000000000004 | OPEN | node_8102502_201059636 | node_1350069_488_15328798_298 | AN | 8102502
oh_line_TAP_OH_1417625 |  | unb_TAPWIRE_OH | 52.800000000000004 | OPEN | node_8102502_310012863 | node_1342521_76_15338158_104 | AN | 8102502
oh_line_TAP_OH_1507236 |  | unb_TAPWIRE_OH | 0 | OPEN | node_8102502_200969551 | node_1352698_811_15327870_071 | ABCN | 8102502
oh_line_TAP_OH_2141322 |  | unb_TAPWIRE_OH | 105.60000000000001 | OPEN | node_8102502_200842796 | node_1352430_003_15327532_567 | ABCN | 8102502
oh_line_TAP_OH_2141323 |  | unb_TAPWIRE_OH | 105.60000000000001 | OPEN | node_8102502_200842796 | node_1352448_121_15327543_499 | ABCN | 8102502
oh_line_TAP_OH_2141324 |  | unb_TAPWIRE_OH | 105.60000000000001 | OPEN | node_8102502_200842796 | node_1352410_433_15327528_293 | ABCN | 8102502
oh_line_TAP_OH_2141343 |  | unb_TAPWIRE_OH | 52.800000000000004 | OPEN | node_8102502_200842708 | node_1353689_929_15328859_559 | ABCN | 8102502
oh_line_TAP_OH_2141344 |  | unb_TAPWIRE_OH | 52.800000000000004 | OPEN | node_8102502_200842708 | node_1353695_054_15328885_331 | ABCN | 8102502
oh_line_TAP_OH_2141386 |  | unb_TAPWIRE_OH | 105.60000000000001 | OPEN | node_8102502_200842711 | node_1353820_404_15329097_058 | ABCN | 8102502
oh_line_TAP_OH_2141387 |  | unb_TAPWIRE_OH | 105.60000000000001 | OPEN | node_8102502_200842711 | node_1353825_557_15329122_821 | ABCN | 8102502
oh_line_TAP_OH_2141388 |  | unb_TAPWIRE_OH | 105.60000000000001 | OPEN | node_8102502_200842711 | node_1353810_479_15329073_918 | ABCN | 8102502
oh_line_TAP_OH_2141415 |  | unb_TAPWIRE_OH | 52.800000000000004 | OPEN | node_8102502_200842765 | node_1353502_677_15328660_564 | ABCN | 8102502
oh_line_TAP_OH_2141416 |  | unb_TAPWIRE_OH | 52.800000000000004 | OPEN | node_8102502_200842765 | node_1353492_186_15328657_319 | ABCN | 8102502
oh_line_TAP_OH_3074161 |  | unb_TAPWIRE_OH | 52.800000000000004 | OPEN | node_8102502_200890454 | node_1340323_824_15333342_863 | AN | 8102502
oh_line_TAP_OH_3261648 |  | unb_TAPWIRE_OH | 52.800000000000004 | OPEN | node_8102502_311859697 | node_1351407_338_15328489_654 | AN | 8102502
oh_line_TAP_OH_4015518 |  | unb_TAPWIRE_OH | 105.60000000000001 | OPEN | node_8102502_312024031 | node_1350762_755_15331623_938 | AN | 8102502

## UndergroundLine
Name | GroupId | Configuration | NumParallelCables | Length | Status | From | To | Phases | Feeder | Comments
und_line_8102502_200890398 |  | und_1P_2ALURD | 0 | 475.2 | OPEN | node_8102502_200890412 | node_8102502_200890398 | AN | 8102502
und_line_8102502_200890427 |  | und_1P_2ALURD | 0 | 475.2 | OPEN | node_8102502_200890465 | node_intto1_8102502_200890427 | AN | 8102502
und_line_8102502_311997606 |  | und_3P_2ALURD | 0 | 369.6 | OPEN | node_8102502_200842794 | node_intto1_8102502_311997606 | ABCN | 8102502
und_line_TAP_UG_59731 |  | und_TAPWIRE_UG | 0 | 52.800000000000004 | OPEN | node_8102502_200890398 | node_1344874_361_15329104_002 | AN | 8102502
und_line_TAP_UG_59732 |  | und_TAPWIRE_UG | 0 | 0 | OPEN | node_8102502_200890427 | node_1338378_35_15332116_672 | AN | 8102502
und_line_TAP_UG_899058 |  | und_TAPWIRE_UG | 0 | 105.60000000000001 | OPEN | node_8102502_311997606 | node_1352260_274_15327330_552 | ABCN | 8102502