## Feeder
Name | Description | Comments
8104201

## Node
Name | GroupId | Latitude | Longitude | BusType | NominalVoltage | ConsistentPath | DistToSlack | Phases | Feeder | Comments
node_1389945_873_15302304_208 |  | 42.125808193156246 | -75.92378757912851 | PQ | 2771.281 | False | -1 | AN | 8104201
node_1390392_922_15301512_843 |  | 42.12364063931413 | -75.92208675918678 | PQ | 2771.281 | False | -1 | AN | 8104201
node_1390671_112_15303328_882 |  | 42.12861478185503 | -75.9210283716284 | PQ | 2771.281 | False | -1 | AN | 8104201
node_1390779_67_15301516_55 |  | 42.123650792811056 | -75.92061535736993 | PQ | 2771.281 | False | -1 | AN | 8104201
node_1391014_839_15303424_979 |  | 42.128877992158195 | -75.91972064532521 | PQ | 2771.281 | False | -1 | AN | 8104201
node_1391535_605_15303033_928 |  | 42.12780690094553 | -75.91773936542575 | PQ | 2771.281 | False | -1 | AN | 8104201
node_1392105_348_15302958_073 |  | 42.127599133611 | -75.91557175011722 | PQ | 2771.281 | False | -1 | AN | 8104201
node_1392227_664_15302254_774 |  | 42.12567279311122 | -75.91510639287004 | PQ | 2771.281 | False | -1 | AN | 8104201
node_1392234_399_15301725_457 |  | 42.124222990432244 | -75.91508076923078 | PQ | 2771.281 | False | -1 | AN | 8104201
node_1392273_249_15303247_505 |  | 42.12839188972686 | -75.91493296249206 | PQ | 2771.281 | False | -1 | AN | 8104201
node_1392325_594_15302665_398 |  | 42.126797494897204 | -75.9147338133611 | PQ | 2771.281 | False | -1 | AN | 8104201
node_1392397_201_15302064_428 |  | 42.12515143418881 | -75.9144613810023 | PQ | 2771.281 | False | -1 | AN | 8104201
node_1392548_244_15302947_264 |  | 42.12756952769024 | -75.91388673046856 | PQ | 2771.281 | False | -1 | AN | 8104201
node_1392567_838_15301694_178 |  | 42.12413731704938 | -75.91381218413038 | PQ | 2771.281 | False | -1 | AD | 8104201
node_1392568_561_15302479_66 |  | 42.12628875731653 | -75.91380943344126 | PQ | 2771.281 | False | -1 | AN | 8104201
node_1392586_694_15301319_23 |  | 42.12311033205764 | -75.91374044554955 | PQ | 2771.281 | False | -1 | AN | 8104201
node_1392641_439_15304365_569 |  | 42.131454274238344 | -75.91353216550036 | PQ | 2771.281 | False | -1 | AN | 8104201
node_1392673_849_15302804_574 |  | 42.12717869885938 | -75.91340886005887 | PQ | 2771.281 | False | -1 | AN | 8104201
node_1392725_018_15301178_962 |  | 42.122726137100415 | -75.91321418507783 | PQ | 2771.281 | False | -1 | AN | 8104201
node_1392726_759_15303272_501 |  | 42.12846035393218 | -75.91320756135757 | PQ | 2771.281 | False | -1 | AN | 8104201
node_1392745_778_15302053_527 |  | 42.12512157627946 | -75.91313520263522 | PQ | 2771.281 | False | -1 | AN | 8104201
node_1392767_306_15302255_014 |  | 42.12567345047277 | -75.91305329829876 | PQ | 2771.281 | False | -1 | AN | 8104201
node_1392952_607_15303023_581 |  | 42.127778560445755 | -75.91234831151651 | PQ | 2771.281 | False | -1 | AN | 8104201
node_1393024_408_15303693_803 |  | 42.12961430282906 | -75.91207514107515 | PQ | 2771.281 | False | -1 | ABCN | 8104201
node_1393049_16_15302422_611 |  | 42.126132499737366 | -75.9119809708719 | PQ | 2771.281 | False | -1 | ABCN | 8104201
node_1393136_441_15300536_497 |  | 42.12096642131923 | -75.91164890600801 | PQ | 2771.281 | False | -1 | ABCN | 8104201
node_1393138_479_15300510_029 |  | 42.120893925296414 | -75.91164115233661 | PQ | 2771.281 | False | -1 | ABCN | 8104201
node_1393139_577_15300562_816 |  | 42.12103850923008 | -75.91163697494153 | PQ | 2771.281 | False | -1 | ABCN | 8104201
node_1393143_107_15301744_783 |  | 42.124275924470965 | -75.91162354488264 | PQ | 2771.281 | False | -1 | AN | 8104201
node_1393182_224_15302274_493 |  | 42.12572680357948 | -75.91147472232927 | PQ | 2771.281 | False | -1 | AN | 8104201
node_1393303_824_15301166_031 |  | 42.12269071900796 | -75.91101208913938 | PQ | 2771.281 | False | -1 | AN | 8104201
node_1393344_111_15303222_137 |  | 42.12832240661115 | -75.91085881526337 | PQ | 2771.281 | False | -1 | AN | 8104201
node_1393346_249_15304199_849 |  | 42.131000366088855 | -75.91085068113705 | PQ | 2771.281 | False | -1 | ABCN | 8104201
node_1393396_367_15307778_155 |  | 42.14080136931564 | -75.91066000473728 | PQ | 2771.281 | False | -1 | ABCN | 8104201
node_1393422_494_15302607_31 |  | 42.12663839149033 | -75.9105606032788 | PQ | 2771.281 | False | -1 | AN | 8104201
node_1393479_528_15299974_858 |  | 42.11942808847366 | -75.91034361461635 | PQ | 2771.281 | False | -1 | AN | 8104201
node_1393587_208_15300421_437 |  | 42.12065127123669 | -75.90993394075213 | PQ | 2771.281 | False | -1 | ABCN | 8104201
node_1393589_676_15300403_951 |  | 42.12060337696984 | -75.90992455112456 | PQ | 2771.281 | False | -1 | ABCN | 8104201
node_1393589_967_15307600_979 |  | 42.140316083108225 | -75.90992344400073 | PQ | 2771.281 | False | -1 | ABCN | 8104201
node_1393591_186_15304532_188 |  | 42.131910644754626 | -75.90991880625518 | PQ | 2771.281 | False | -1 | ABCN | 8104201
node_1393593_497_15307173_053 |  | 42.13914399103258 | -75.90991001394184 | PQ | 2771.281 | False | -1 | ABCN | 8104201
node_1393603_803_15300128_609 |  | 42.119849213454906 | -75.90987080425718 | PQ | 2771.281 | False | -1 | AN | 8104201
node_1393615_819_15301559_748 |  | 42.123769112411836 | -75.90982508879328 | PQ | 2771.281 | False | -1 | ABCN | 8104201
node_1393619_107_15301844_547 |  | 42.1245491787108 | -75.90981257943531 | PQ | 2771.281 | False | -1 | ABCD | 8104201
node_1393627_455_15306727_109 |  | 42.13792254753866 | -75.9097808190581 | PQ | 2771.281 | False | -1 | ABCN | 8104201
node_1393632_808_15300285_61 |  | 42.12027924020712 | -75.90976045330592 | PQ | 2771.281 | False | -1 | ABCN | 8104201
node_1393633_22_15300232_817 |  | 42.12013463983942 | -75.90975888583162 | PQ | 2771.281 | False | -1 | ABCN | 8104201
node_1393635_601_15300259_272 |  | 42.12020710025514 | -75.90974982719983 | PQ | 2771.281 | False | -1 | ABCN | 8104201
node_1393640_251_15301925_779 |  | 42.12477167368303 | -75.90973213604578 | PQ | 2771.281 | False | -1 | ABCN | 8104201
node_1393643_238_15300728_082 |  | 42.12149117387064 | -75.90972077185714 | PQ | 2771.281 | False | -1 | ABCN | 8104201
node_1393651_302_15301099_898 |  | 42.12250958029417 | -75.90969009197192 | PQ | 2771.281 | False | -1 | ABCN | 8104201
node_1393693_588_15302055_089 |  | 42.12512585460754 | -75.90952921280194 | PQ | 2771.281 | False | -1 | ABCN | 8104201
node_1393699_755_15302080_447 |  | 42.1251953103332 | -75.90950575014666 | PQ | 2771.281 | False | -1 | ABCN | 8104201
node_1393710_589_15302102_84 |  | 42.1252566449047 | -75.90946453165999 | PQ | 2771.281 | False | -1 | ABCN | 8104201
node_1393761_192_15301405_361 |  | 42.12334624542249 | -75.90927201005384 | PQ | 2771.281 | False | -1 | ABCN | 8104201
node_1393767_126_15301380_005 |  | 42.12327679517485 | -75.90924943385853 | PQ | 2771.281 | False | -1 | ABCN | 8104201
node_1393836_61_15307160_856 |  | 42.13911058337087 | -75.9089850785578 | PQ | 2771.281 | False | -1 | AN | 8104201
node_1393919_125_15301751_491 |  | 42.12429429772626 | -75.90867114617569 | PQ | 2771.281 | False | -1 | ABCN | 8104201
node_1393954_442_15306361_035 |  | 42.13691986849018 | -75.90853678090951 | PQ | 2771.281 | False | -1 | ABCN | 8104201
node_1393981_309_15301863_43 |  | 42.12460089936966 | -75.90843456408457 | PQ | 2771.281 | False | -1 | ABCN | 8104201
node_1393991_157_15301840_405 |  | 42.12453783374607 | -75.90839709688346 | PQ | 2771.281 | False | -1 | ABCN | 8104201
node_1394005_123_15301821_627 |  | 42.12448640068288 | -75.90834396254851 | PQ | 2771.281 | False | -1 | ABCN | 8104201
node_1394019_199_15306730_168 |  | 42.1379309261594 | -75.90829040971315 | PQ | 2771.281 | False | -1 | AN | 8104201
node_1394096_156_15302517_631 |  | 42.12639276013058 | -75.90799762301582 | PQ | 2771.281 | False | -1 | ABCN | 8104201
node_1394176_23_15302444_062 |  | 42.1261912541648 | -75.90769297753843 | PQ | 2771.281 | False | -1 | AN | 8104201
node_1394202_709_15302225_54 |  | 42.12559272099656 | -75.9075922368786 | PQ | 2771.281 | False | -1 | ABCN | 8104201
node_1394276_646_15304123_708 |  | 42.13079181539848 | -75.90731093992004 | PQ | 2771.281 | False | -1 | ABCN | 8104201
node_1394296_378_15304121_338 |  | 42.130785323953184 | -75.90723586855405 | PQ | 2771.281 | False | -1 | ABCN | 8104201
node_1394315_927_15304125_913 |  | 42.13079785490771 | -75.90716149342059 | PQ | 2771.281 | False | -1 | ABCN | 8104201
node_1394338_062_15302149_456 |  | 42.12538432642955 | -75.90707727972274 | PQ | 2771.281 | False | -1 | ABCN | 8104201
node_1394354_443_15302134_6 |  | 42.12534363574967 | -75.90701495740133 | PQ | 2771.281 | False | -1 | ABCN | 8104201
node_1394367_376_15302114_531 |  | 42.12528866662915 | -75.90696575316576 | PQ | 2771.281 | False | -1 | ABCN | 8104201
node_1394397_867_15304524_907 |  | 42.131890702048636 | -75.9068497486543 | PQ | 2771.281 | False | -1 | ABCN | 8104201
node_1394454_118_15303042_864 |  | 42.1278313767072 | -75.90663573895392 | PQ | 2771.281 | False | -1 | ABCN | 8104201
node_1394463_326_15304433_651 |  | 42.13164075127571 | -75.90660070666435 | PQ | 2771.281 | False | -1 | ABCN | 8104201
node_1394521_448_15305023_01 |  | 42.13325500938017 | -75.9063795786523 | PQ | 2771.281 | False | -1 | ABCN | 8104201
node_1394559_515_15307211_185 |  | 42.13924843482667 | -75.90623475087567 | PQ | 2771.281 | False | -1 | AN | 8104201
node_1394570_635_15303906_358 |  | 42.130196492345796 | -75.9061924442879 | PQ | 2771.281 | False | -1 | ABCN | 8104201
node_1394572_784_15303932_847 |  | 42.130269045887744 | -75.90618426831155 | PQ | 2771.281 | False | -1 | ABCN | 8104201
node_1394573_659_15303880_068 |  | 42.13012448386613 | -75.90618093933094 | PQ | 2771.281 | False | -1 | ABCN | 8104201
node_1394584_531_15303347_59 |  | 42.12866602318776 | -75.9061395762714 | PQ | 2771.281 | False | -1 | ABCN | 8104201
node_1394586_415_15306755_286 |  | 42.1379997245235 | -75.9061324085006 | PQ | 2771.281 | False | -1 | AN | 8104201
node_1394589_996_15304520_704 |  | 42.13187919000451 | -75.9061187844097 | PQ | 2771.281 | False | -1 | ABCN | 8104201
node_1394595_456_15304521_035 |  | 42.13188009661565 | -75.90609801157075 | PQ | 2771.281 | False | -1 | ABCN | 8104201
node_1394602_691_15304520_742 |  | 42.13187929408676 | -75.90607048565685 | PQ | 2771.281 | False | -1 | ABCN | 8104201
node_1394629_316_15303461_219 |  | 42.128977253752076 | -75.90596918953283 | PQ | 2771.281 | False | -1 | ABCN | 8104201
node_1394639_795_15306404_177 |  | 42.1370380347066 | -75.90592932166115 | PQ | 2771.281 | False | -1 | ABCN | 8104201
node_1394654_694_15305775_552 |  | 42.135316226774734 | -75.90587263768174 | PQ | 2771.281 | False | -1 | ABCN | 8104201
node_1394662_286_15304502_072 |  | 42.13182815683627 | -75.90584375354375 | PQ | 2771.281 | False | -1 | ABCD | 8104201
node_1394774_87_15306454_574 |  | 42.13717607241484 | -75.90541542216997 | PQ | 2771.281 | False | -1 | ABCD | 8104201
node_1394794_965_15303760_319 |  | 42.12979649058233 | -75.9053389697526 | PQ | 2771.281 | False | -1 | ABCN | 8104201
node_1394797_985_15303746_215 |  | 42.12975785963531 | -75.90532748001385 | PQ | 2771.281 | False | -1 | ABCN | 8104201
node_1394843_616_15303580_968 |  | 42.12930524703588 | -75.9051538746266 | PQ | 2771.281 | False | -1 | ABCN | 8104201
node_1394849_449_15303589_963 |  | 42.12932988439893 | -75.90513168269078 | PQ | 2771.281 | False | -1 | ABCN | 8104201
node_1394856_062_15303596_917 |  | 42.129348931449805 | -75.90510652320653 | PQ | 2771.281 | False | -1 | ABCN | 8104201
node_1394880_26_15304733_41 |  | 42.132461793111226 | -75.90501446072355 | PQ | 2771.281 | False | -1 | ABCN | 8104201
node_1394922_996_15304150_915 |  | 42.13086633554706 | -75.90485186950642 | PQ | 2771.281 | False | -1 | ABCN | 8104201
node_1394956_91_15303766_021 |  | 42.129812108397125 | -75.90472284202285 | PQ | 7199.557 | False | -1 | ABCN | 8104201
node_1395005_948_15305917_297 |  | 42.1357044672445 | -75.90453627453627 | PQ | 2771.281 | False | -1 | ABCN | 8104201
node_1395068_918_15304046_383 |  | 42.130580021724455 | -75.90429670206943 | PQ | 2771.281 | False | -1 | ABCN | 8104201
node_1395073_195_15306597_737 |  | 42.13756819679575 | -75.90428043001225 | PQ | 2771.281 | False | -1 | ABCN | 8104201
node_1395148_001_15304001_35 |  | 42.13045667604683 | -75.90399582690037 | PQ | 18703.849 | False | -1 | AN | 8104201
node_1395207_356_15306176_636 |  | 42.136414798439155 | -75.9037700078791 | PQ | 2771.281 | False | -1 | ABCN | 8104201
node_1395244_473_15306669_592 |  | 42.13776500810447 | -75.90362879442425 | PQ | 2771.281 | False | -1 | ABCN | 8104201
node_1395256_366_15304929_852 |  | 42.13299984901697 | -75.9035835469199 | PQ | 2771.281 | False | -1 | ABCN | 8104201
node_1395381_354_15306619_124 |  | 42.137626775926776 | -75.90310802391711 | PQ | 2771.281 | False | -1 | ABCN | 8104201
node_1395381_684_15306566_329 |  | 42.13748217008106 | -75.90310676841585 | PQ | 2771.281 | False | -1 | ABCN | 8104201
node_1395384_106_15306592_778 |  | 42.13755461406275 | -75.90309755379755 | PQ | 2771.281 | False | -1 | ABCN | 8104201
node_1395678_284_15304343_299 |  | 42.13139327656462 | -75.90197833910561 | PQ | 18703.849 | False | -1 | AN | 8104201
node_1395699_568_15304975_745 |  | 42.133125550240145 | -75.90189736307919 | PQ | 18703.849 | False | -1 | AN | 8104201
node_8104201_200807760 |  | 42.12590764374157 | -75.92098935217119 | PQ | 2771.281 | False | -1 | AD | 8104201
node_8104201_200807761 |  | 42.12541661383762 | -75.92091818427275 | PQ | 2771.281 | False | -1 | AD | 8104201
node_8104201_200807762 |  | 42.125056308494685 | -75.92092328236876 | PQ | 2771.281 | False | -1 | AD | 8104201
node_8104201_200815631 |  | 42.124281547651215 | -75.92078734582373 | PQ | 2771.281 | False | -1 | AD | 8104201
node_8104201_200815642 |  | 42.1237076025439 | -75.92071730787642 | PQ | 2771.281 | False | -1 | AN | 8104201
node_8104201_200815653 |  | 42.123670713604994 | -75.9214216554944 | PQ | 2771.281 | False | -1 | AD | 8104201
node_8104201_200815654 |  | 42.12364906449798 | -75.92196683979414 | PQ | 2771.281 | False | -1 | AN | 8104201
node_8104201_200815831 |  | 42.1251284703587 | -75.9211746793747 | PQ | 2771.281 | False | -1 | AD | 8104201
node_8104201_200815832 |  | 42.12570740867478 | -75.923819708547 | PQ | 2771.281 | False | -1 | AN | 8104201
node_8104201_200815833 |  | 42.125592353969694 | -75.92397181062184 | PQ | 2771.281 | False | -1 | AD | 8104201
node_8104201_200815834 |  | 42.12554391737957 | -75.92283423517516 | PQ | 2771.281 | False | -1 | AD | 8104201
node_8104201_200815835 |  | 42.125385791797996 | -75.92180898524083 | PQ | 2771.281 | False | -1 | AD | 8104201
node_8104201_200821738 |  | 42.140711713417396 | -75.91263428807066 | PQ | 2771.281 | False | -1 | ABCD | 8104201
node_8104201_200824036 |  | 42.140374843013674 | -75.90999989261354 | PQ | 2771.281 | False | -1 | ABCN | 8104201
node_8104201_200824038 |  | 42.140712031142144 | -75.90992668167215 | PQ | 2771.281 | False | -1 | ABCD | 8104201
node_8104201_200824039 |  | 42.14071562745762 | -75.91008207087754 | PQ | 2771.281 | False | -1 | ABCD | 8104201
node_8104201_200824040 |  | 42.14074228072942 | -75.91083798916073 | PQ | 2771.281 | False | -1 | ABCN | 8104201
node_8104201_200831758 |  | 42.12998696656912 | -75.90406987864715 | PQ | 18703.849 | False | -1 | AN | 8104201
node_8104201_200831759 |  | 42.13135920332434 | -75.90206099674282 | PQ | 18703.849 | False | -1 | AN | 8104201
node_8104201_200831764 |  | 42.12123859091251 | -75.90992598163508 | PQ | 2771.281 | False | -1 | ABCD | 8104201
node_8104201_200831765 |  | 42.12151465537296 | -75.90984104507287 | PQ | 2771.281 | False | -1 | ABCN | 8104201
node_8104201_200831767 |  | 42.12187374733604 | -75.90973855051583 | PQ | 2771.281 | False | -1 | ABCD | 8104201
node_8104201_200831768 |  | 42.12215933532194 | -75.90965614397888 | PQ | 2771.281 | False | -1 | ABCD | 8104201
node_8104201_200831772 |  | 42.12250488837611 | -75.90955864479501 | PQ | 2771.281 | False | -1 | ABCN | 8104201
node_8104201_200831773 |  | 42.12277041861775 | -75.90954982204528 | PQ | 2771.281 | False | -1 | ABCD | 8104201
node_8104201_200831775 |  | 42.123228637963386 | -75.90952970739335 | PQ | 2771.281 | False | -1 | ABCN | 8104201
node_8104201_200831776 |  | 42.123461053617 | -75.90971195291196 | PQ | 2771.281 | False | -1 | ABCD | 8104201
node_8104201_200831777 |  | 42.1237635385337 | -75.90972190561283 | PQ | 2771.281 | False | -1 | ABCN | 8104201
node_8104201_200831778 |  | 42.12410535010506 | -75.9097150992742 | PQ | 2771.281 | False | -1 | ABCD | 8104201
node_8104201_200831780 |  | 42.124505803804595 | -75.90956626911174 | PQ | 2771.281 | False | -1 | ABCD | 8104201
node_8104201_200831781 |  | 42.12406169855922 | -75.90887081272537 | PQ | 2771.281 | False | -1 | ABCN | 8104201
node_8104201_200831782 |  | 42.12479774080745 | -75.90943259627352 | PQ | 2771.281 | False | -1 | ABCD | 8104201
node_8104201_200831783 |  | 42.12508775776678 | -75.90927891150619 | PQ | 2771.281 | False | -1 | ABCN | 8104201
node_8104201_200831784 |  | 42.12530206310972 | -75.90903202669567 | PQ | 2771.281 | False | -1 | ABCD | 8104201
node_8104201_200831785 |  | 42.12500053410627 | -75.90860630143813 | PQ | 2771.281 | False | -1 | ABCD | 8104201
node_8104201_200831787 |  | 42.124696660513294 | -75.90816901035083 | PQ | 2771.281 | False | -1 | ABCN | 8104201
node_8104201_200831788 |  | 42.124460448596736 | -75.90785159680615 | PQ | 2771.281 | False | -1 | ABCD | 8104201
node_8104201_200831789 |  | 42.1251495607084 | -75.90721639306639 | PQ | 2771.281 | False | -1 | ABCN | 8104201
node_8104201_200831790 |  | 42.125551871454306 | -75.90874975196795 | PQ | 2771.281 | False | -1 | ABCD | 8104201
node_8104201_200831791 |  | 42.12581487359299 | -75.90850196928379 | PQ | 2771.281 | False | -1 | ABCD | 8104201
node_8104201_200831794 |  | 42.12605037610687 | -75.90824206150116 | PQ | 2771.281 | False | -1 | ABCD | 8104201
node_8104201_200831795 |  | 42.126367870778935 | -75.90790487190942 | PQ | 2771.281 | False | -1 | ABCN | 8104201
node_8104201_200831796 |  | 42.126311011743965 | -75.90771844519118 | PQ | 2771.281 | False | -1 | AN | 8104201
node_8104201_200831797 |  | 42.126735171544354 | -75.90751745465838 | PQ | 2771.281 | False | -1 | ABCD | 8104201
node_8104201_200831799 |  | 42.127084537295524 | -75.90716310654948 | PQ | 2771.281 | False | -1 | ABCD | 8104201
node_8104201_200831801 |  | 42.12729354813899 | -75.90697762335945 | PQ | 2771.281 | False | -1 | ABCD | 8104201
node_8104201_200831802 |  | 42.12751489820652 | -75.90676715569444 | PQ | 2771.281 | False | -1 | ABCD | 8104201
node_8104201_200831803 |  | 42.12780317863576 | -75.90654854248946 | PQ | 2771.281 | False | -1 | ABCN | 8104201
node_8104201_200831805 |  | 42.12804516985593 | -75.90638066294885 | PQ | 2771.281 | False | -1 | ABCD | 8104201
node_8104201_200831807 |  | 42.12830171889541 | -75.90624113490932 | PQ | 2771.281 | False | -1 | ABCD | 8104201
node_8104201_200831808 |  | 42.128654390627354 | -75.90604507507236 | PQ | 2771.281 | False | -1 | ABCN | 8104201
node_8104201_200831810 |  | 42.12895836282456 | -75.90585595092868 | PQ | 2771.281 | False | -1 | ABCN | 8104201
node_8104201_200831812 |  | 42.12926894698335 | -75.90579223614223 | PQ | 2771.281 | False | -1 | ABCD | 8104201
node_8104201_200831814 |  | 42.1297637539772 | -75.90571980893799 | PQ | 2771.281 | False | -1 | ABCD | 8104201
node_8104201_200831815 |  | 42.129442624643566 | -75.9054792206565 | PQ | 2771.281 | False | -1 | ABCD | 8104201
node_8104201_200831816 |  | 42.129731559695344 | -75.90541810057265 | PQ | 2771.281 | False | -1 | ABCN | 8104201
node_8104201_200831817 |  | 42.130047509567774 | -75.90537403247858 | PQ | 2771.281 | False | -1 | ABCD | 8104201
node_8104201_200831818 |  | 42.130233025213876 | -75.9056266165039 | PQ | 2771.281 | False | -1 | ABCD | 8104201
node_8104201_200831819 |  | 42.13021795793938 | -75.90590379313562 | PQ | 2771.281 | False | -1 | ABCN | 8104201
node_8104201_200831820 |  | 42.12997816888039 | -75.90530849531304 | PQ | 7199.557 | False | -1 | ABCN | 8104201
node_8104201_200831821 |  | 42.12997229918956 | -75.90496043231953 | PQ | 18703.849 | False | -1 | AN | 8104201
node_8104201_200831822 |  | 42.13068937381811 | -75.90524782416601 | PQ | 2771.281 | False | -1 | ABCN | 8104201
node_8104201_200831823 |  | 42.131279364025225 | -75.9051176743404 | PQ | 2771.281 | False | -1 | ABCN | 8104201
node_8104201_200831826 |  | 42.13246355703138 | -75.90489005196278 | PQ | 2771.281 | False | -1 | ABCN | 8104201
node_8104201_200831827 |  | 42.1329802514258 | -75.90482578932125 | PQ | 2771.281 | False | -1 | ABCN | 8104201
node_8104201_200831828 |  | 42.133445923607994 | -75.90476469967379 | PQ | 2771.281 | False | -1 | ABCD | 8104201
node_8104201_200831829 |  | 42.134005091775485 | -75.9046933035024 | PQ | 2771.281 | False | -1 | ABCD | 8104201
node_8104201_200831830 |  | 42.13457014058984 | -75.9046550563687 | PQ | 2771.281 | False | -1 | ABCD | 8104201
node_8104201_200831831 |  | 42.13513630417981 | -75.90454305424305 | PQ | 2771.281 | False | -1 | ABCD | 8104201
node_8104201_200831832 |  | 42.13569933982442 | -75.90445726926636 | PQ | 2771.281 | False | -1 | ABCN | 8104201
node_8104201_200831833 |  | 42.11985365064536 | -75.90999528530439 | PQ | 2771.281 | False | -1 | AN | 8104201
node_8104201_200831834 |  | 42.13624269844666 | -75.90437213867214 | PQ | 2771.281 | False | -1 | ABCD | 8104201
node_8104201_200831838 |  | 42.137733446533105 | -75.90376013887833 | PQ | 2771.281 | False | -1 | ABCN | 8104201
node_8104201_200831840 |  | 42.13753786229928 | -75.90411747355839 | PQ | 2771.281 | False | -1 | ABCD | 8104201
node_8104201_200831841 |  | 42.137567668167506 | -75.9033702753021 | PQ | 2771.281 | False | -1 | ABCN | 8104201
node_8104201_200831847 |  | 42.12019219184302 | -75.91003990125354 | PQ | 2771.281 | False | -1 | ABCN | 8104201
node_8104201_200831855 |  | 42.12058679776378 | -75.9100229291593 | PQ | 2771.281 | False | -1 | ABCN | 8104201
node_8104201_200831856 |  | 42.12092751099355 | -75.91000388739026 | PQ | 2771.281 | False | -1 | ABCD | 8104201
node_8104201_200831858 |  | 42.12094284395168 | -75.91034598485054 | PQ | 2771.281 | False | -1 | ABCD | 8104201
node_8104201_200831859 |  | 42.12451217747262 | -75.90980439584986 | PQ | 2771.281 | False | -1 | ABCD | 8104201
node_8104201_200831860 |  | 42.12475287588174 | -75.90986138799776 | PQ | 2771.281 | False | -1 | ABCN | 8104201
node_8104201_200831861 |  | 42.12505450075042 | -75.91009429869885 | PQ | 2771.281 | False | -1 | ABCD | 8104201
node_8104201_200831862 |  | 42.125250860123074 | -75.91058281804192 | PQ | 2771.281 | False | -1 | ABCD | 8104201
node_8104201_200831864 |  | 42.12548864696834 | -75.91098005483461 | PQ | 2771.281 | False | -1 | ABCD | 8104201
node_8104201_200831865 |  | 42.12567627986643 | -75.91127257521349 | PQ | 2771.281 | False | -1 | ABCD | 8104201
node_8104201_200831866 |  | 42.12596190619842 | -75.91159099315918 | PQ | 2771.281 | False | -1 | ABCD | 8104201
node_8104201_200831867 |  | 42.12620563942669 | -75.91191550218824 | PQ | 2771.281 | False | -1 | ABCN | 8104201
node_8104201_200831868 |  | 42.126424573690535 | -75.91235814627633 | PQ | 2771.281 | False | -1 | AD | 8104201
node_8104201_200831870 |  | 42.12659983449648 | -75.91257353322354 | PQ | 2771.281 | False | -1 | AD | 8104201
node_8104201_200831871 |  | 42.126820047876336 | -75.91281974462885 | PQ | 2771.281 | False | -1 | AD | 8104201
node_8104201_200831872 |  | 42.127013290259654 | -75.91307198624473 | PQ | 2771.281 | False | -1 | AD | 8104201
node_8104201_200831873 |  | 42.12722060018011 | -75.91333152118153 | PQ | 2771.281 | False | -1 | AN | 8104201
node_8104201_200831874 |  | 42.12743061897795 | -75.91359529438621 | PQ | 2771.281 | False | -1 | AD | 8104201
node_8104201_200831875 |  | 42.12761839978239 | -75.91382090035273 | PQ | 2771.281 | False | -1 | AN | 8104201
node_8104201_200831876 |  | 42.12784178219272 | -75.914097346511 | PQ | 2771.281 | False | -1 | AD | 8104201
node_8104201_200831877 |  | 42.1280302587048 | -75.91434218827857 | PQ | 2771.281 | False | -1 | AD | 8104201
node_8104201_200831878 |  | 42.12824546518086 | -75.91458957528958 | PQ | 2771.281 | False | -1 | AD | 8104201
node_8104201_200831879 |  | 42.128457423195265 | -75.91486384524568 | PQ | 2771.281 | False | -1 | AN | 8104201
node_8104201_200831880 |  | 42.12855491265197 | -75.9151415240779 | PQ | 2771.281 | False | -1 | AD | 8104201
node_8104201_200831881 |  | 42.128542614512995 | -75.91550006099553 | PQ | 2771.281 | False | -1 | AD | 8104201
node_8104201_200831882 |  | 42.12852009166293 | -75.91589721408813 | PQ | 2771.281 | False | -1 | AD | 8104201
node_8104201_200831883 |  | 42.128491685426994 | -75.91645641054279 | PQ | 2771.281 | False | -1 | AD | 8104201
node_8104201_200831884 |  | 42.12835571840763 | -75.91682478222025 | PQ | 2771.281 | False | -1 | AD | 8104201
node_8104201_200831885 |  | 42.12819678481916 | -75.91710393721759 | PQ | 2771.281 | False | -1 | AD | 8104201
node_8104201_200831890 |  | 42.12431404048477 | -75.91151749307205 | PQ | 2771.281 | False | -1 | AN | 8104201
node_8104201_200831891 |  | 42.12454737096654 | -75.91180934385027 | PQ | 2771.281 | False | -1 | AD | 8104201
node_8104201_200831892 |  | 42.12485066662916 | -75.9121808885218 | PQ | 2771.281 | False | -1 | AD | 8104201
node_8104201_200831893 |  | 42.12505969116765 | -75.91244439921259 | PQ | 2771.281 | False | -1 | AD | 8104201
node_8104201_200831894 |  | 42.125619968632755 | -75.91314969416334 | PQ | 2771.281 | False | -1 | AN | 8104201
node_8104201_200831895 |  | 42.12595020790185 | -75.91355179697453 | PQ | 2771.281 | False | -1 | AD | 8104201
node_8104201_200831896 |  | 42.12621639276603 | -75.91392187689462 | PQ | 2771.281 | False | -1 | AN | 8104201
node_8104201_200831897 |  | 42.126441309019974 | -75.91416219505311 | PQ | 2771.281 | False | -1 | AD | 8104201
node_8104201_200831898 |  | 42.126642672557416 | -75.91440910649548 | PQ | 2771.281 | False | -1 | AD | 8104201
node_8104201_200831899 |  | 42.12685073844365 | -75.91465982629165 | PQ | 2771.281 | False | -1 | AN | 8104201
node_8104201_200831903 |  | 42.127668811196166 | -75.9156745186018 | PQ | 2771.281 | False | -1 | AN | 8104201
node_8104201_200831904 |  | 42.12787324515985 | -75.91592946144766 | PQ | 2771.281 | False | -1 | AD | 8104201
node_8104201_200831905 |  | 42.12808167259494 | -75.91616408800047 | PQ | 2771.281 | False | -1 | AD | 8104201
node_8104201_200831906 |  | 42.12829011372506 | -75.91641439310077 | PQ | 2771.281 | False | -1 | AD | 8104201
node_8104201_200831907 |  | 42.12395197669969 | -75.91148866219777 | PQ | 2771.281 | False | -1 | AD | 8104201
node_8104201_200831908 |  | 42.123576647906354 | -75.91143491152583 | PQ | 2771.281 | False | -1 | AD | 8104201
node_8104201_200831909 |  | 42.12309437186704 | -75.91111671043944 | PQ | 2771.281 | False | -1 | AD | 8104201
node_8104201_200831910 |  | 42.12269139554256 | -75.91110864479502 | PQ | 2771.281 | False | -1 | AN | 8104201
node_8104201_200831913 |  | 42.12530942555907 | -75.9101405810406 | PQ | 2771.281 | False | -1 | AD | 8104201
node_8104201_200831914 |  | 42.125743111623905 | -75.91022744270472 | PQ | 2771.281 | False | -1 | AD | 8104201
node_8104201_200831915 |  | 42.12608827026115 | -75.91031027154665 | PQ | 2771.281 | False | -1 | AD | 8104201
node_8104201_200831917 |  | 42.12641731532344 | -75.91040178997908 | PQ | 2771.281 | False | -1 | AD | 8104201
node_8104201_200831918 |  | 42.12671890458503 | -75.9105130426085 | PQ | 2771.281 | False | -1 | AN | 8104201
node_8104201_200831920 |  | 42.127019748836865 | -75.91054558672286 | PQ | 2771.281 | False | -1 | AD | 8104201
node_8104201_200831921 |  | 42.12735673975688 | -75.91060878028605 | PQ | 2771.281 | False | -1 | AD | 8104201
node_8104201_200831922 |  | 42.12768370591326 | -75.9106673817583 | PQ | 2771.281 | False | -1 | AD | 8104201
node_8104201_200831923 |  | 42.12801702930363 | -75.91072989811173 | PQ | 2771.281 | False | -1 | AD | 8104201
node_8104201_200831924 |  | 42.12833887899596 | -75.91077160738526 | PQ | 2771.281 | False | -1 | AN | 8104201
node_8104201_200831926 |  | 42.12565434590276 | -75.91146291300838 | PQ | 2771.281 | False | -1 | AN | 8104201
node_8104201_200831927 |  | 42.12560997947622 | -75.911784994735 | PQ | 2771.281 | False | -1 | AD | 8104201
node_8104201_200831928 |  | 42.12554897632449 | -75.91224774967048 | PQ | 2771.281 | False | -1 | AD | 8104201
node_8104201_200831929 |  | 42.12533033239533 | -75.91280634500636 | PQ | 2771.281 | False | -1 | AD | 8104201
node_8104201_200831930 |  | 42.125079244934724 | -75.9130174480311 | PQ | 2771.281 | False | -1 | AN | 8104201
node_8104201_200831931 |  | 42.12476111755216 | -75.9132675134448 | PQ | 2771.281 | False | -1 | AD | 8104201
node_8104201_200831932 |  | 42.124478087798295 | -75.91351803540441 | PQ | 2771.281 | False | -1 | AD | 8104201
node_8104201_200831934 |  | 42.124108751951084 | -75.91383606528608 | PQ | 2771.281 | False | -1 | AD | 8104201
node_8104201_200831935 |  | 42.12367871972085 | -75.91425227156138 | PQ | 2771.281 | False | -1 | AD | 8104201
node_8104201_200831936 |  | 42.1238698530692 | -75.91480886570433 | PQ | 2771.281 | False | -1 | AD | 8104201
node_8104201_200831937 |  | 42.124164611248695 | -75.9151594891595 | PQ | 2771.281 | False | -1 | AN | 8104201
node_8104201_200831940 |  | 42.128195900120076 | -75.9212681419318 | PQ | 2771.281 | False | -1 | AD | 8104201
node_8104201_200831941 |  | 42.12753790312173 | -75.9211926292381 | PQ | 2771.281 | False | -1 | AD | 8104201
node_8104201_200831942 |  | 42.126985823502935 | -75.92111989006082 | PQ | 2771.281 | False | -1 | AD | 8104201
node_8104201_200831943 |  | 42.12645611882787 | -75.92105588232408 | PQ | 2771.281 | False | -1 | AD | 8104201
node_8104201_200831944 |  | 42.12477050960529 | -75.9138772419227 | PQ | 2771.281 | False | -1 | AD | 8104201
node_8104201_200831945 |  | 42.12499368932914 | -75.91414959438598 | PQ | 2771.281 | False | -1 | AD | 8104201
node_8104201_200831946 |  | 42.12518972002102 | -75.91438956633048 | PQ | 2771.281 | False | -1 | AN | 8104201
node_8104201_200831947 |  | 42.12540070294913 | -75.91466108940202 | PQ | 2771.281 | False | -1 | AD | 8104201
node_8104201_200831948 |  | 42.12570309473961 | -75.91503528203984 | PQ | 2771.281 | False | -1 | AN | 8104201
node_8104201_200831954 |  | 42.12786328065437 | -75.91767324235963 | PQ | 2771.281 | False | -1 | AN | 8104201
node_8104201_200831955 |  | 42.12827498893142 | -75.91818850387943 | PQ | 2771.281 | False | -1 | AD | 8104201
node_8104201_200831956 |  | 42.12863559830408 | -75.91857240953152 | PQ | 2771.281 | False | -1 | AD | 8104201
node_8104201_200831957 |  | 42.12874886991596 | -75.91893852130671 | PQ | 2771.281 | False | -1 | AD | 8104201
node_8104201_200831958 |  | 42.128789593463914 | -75.91973538414904 | PQ | 2771.281 | False | -1 | AN | 8104201
node_8104201_200831959 |  | 42.128654015383475 | -75.92049616464618 | PQ | 2771.281 | False | -1 | AD | 8104201
node_8104201_200831961 |  | 42.12857691782982 | -75.92101942713309 | PQ | 2771.281 | False | -1 | AN | 8104201
node_8104201_200831963 |  | 42.128480975911756 | -75.9211296981888 | PQ | 2771.281 | False | -1 | AD | 8104201
node_8104201_200831964 |  | 42.12645967679725 | -75.91186309071765 | PQ | 2771.281 | False | -1 | AD | 8104201
node_8104201_200831965 |  | 42.126804334196315 | -75.91182950415678 | PQ | 2771.281 | False | -1 | AD | 8104201
node_8104201_200831966 |  | 42.1272206796113 | -75.91176224353043 | PQ | 2771.281 | False | -1 | AD | 8104201
node_8104201_200831967 |  | 42.127566983153244 | -75.91198059802606 | PQ | 2771.281 | False | -1 | AD | 8104201
node_8104201_200831968 |  | 42.127813115751174 | -75.91227721209995 | PQ | 2771.281 | False | -1 | AN | 8104201
node_8104201_200831970 |  | 42.128214977300026 | -75.91277609123064 | PQ | 2771.281 | False | -1 | AD | 8104201
node_8104201_200831971 |  | 42.12848471191656 | -75.91309406023953 | PQ | 2771.281 | False | -1 | AN | 8104201
node_8104201_200831977 |  | 42.13182580676873 | -75.9058713060895 | PQ | 2771.281 | False | -1 | ABCD | 8104201
node_8104201_200831978 |  | 42.13181969330633 | -75.906089729067 | PQ | 2771.281 | False | -1 | ABCN | 8104201
node_8104201_200831979 |  | 42.131813147080905 | -75.9062622882032 | PQ | 2771.281 | False | -1 | ABCD | 8104201
node_8104201_200831980 |  | 42.13168556689931 | -75.90625413124958 | PQ | 2771.281 | False | -1 | ABCN | 8104201
node_8104201_200831981 |  | 42.13182003568214 | -75.90686779363143 | PQ | 2771.281 | False | -1 | ABCN | 8104201
node_8104201_200831982 |  | 42.13181495482517 | -75.90742511824784 | PQ | 2771.281 | False | -1 | ABCD | 8104201
node_8104201_200831983 |  | 42.131647809695345 | -75.90725387929025 | PQ | 2771.281 | False | -1 | ABCD | 8104201
node_8104201_200831985 |  | 42.13180955076543 | -75.90818782765147 | PQ | 2771.281 | False | -1 | ABCD | 8104201
node_8104201_200831986 |  | 42.13182284042474 | -75.90871173691174 | PQ | 2771.281 | False | -1 | ABCD | 8104201
node_8104201_200831987 |  | 42.131825250750424 | -75.90912116348026 | PQ | 2771.281 | False | -1 | ABCD | 8104201
node_8104201_200831988 |  | 42.131822796600645 | -75.9098824918325 | PQ | 2771.281 | False | -1 | ABCN | 8104201
node_8104201_200831994 |  | 42.139161411113626 | -75.90615713046168 | PQ | 2771.281 | False | -1 | AN | 8104201
node_8104201_200831995 |  | 42.13913427029868 | -75.90668625956354 | PQ | 2771.281 | False | -1 | AD | 8104201
node_8104201_200831996 |  | 42.13911332237733 | -75.90725487988671 | PQ | 2771.281 | False | -1 | AD | 8104201
node_8104201_200831997 |  | 42.13908242364552 | -75.90781788469516 | PQ | 2771.281 | False | -1 | AD | 8104201
node_8104201_200831998 |  | 42.13906658944921 | -75.90837986227532 | PQ | 2771.281 | False | -1 | AD | 8104201
node_8104201_200831999 |  | 42.13904941861775 | -75.90897100172555 | PQ | 2771.281 | False | -1 | AN | 8104201
node_8104201_200832449 |  | 42.13720444030468 | -75.90480572412845 | PQ | 2771.281 | False | -1 | ABCD | 8104201
node_8104201_200832450 |  | 42.13702504085999 | -75.90961580434309 | PQ | 2771.281 | False | -1 | ABCD | 8104201
node_8104201_200832451 |  | 42.137177222797554 | -75.90536936429663 | PQ | 2771.281 | False | -1 | ABCD | 8104201
node_8104201_200832452 |  | 42.13715025454001 | -75.90591921297376 | PQ | 2771.281 | False | -1 | ABCN | 8104201
node_8104201_200832453 |  | 42.137151610348205 | -75.90624878966243 | PQ | 2771.281 | False | -1 | ABCD | 8104201
node_8104201_200832454 |  | 42.13713208123219 | -75.90680558925105 | PQ | 2771.281 | False | -1 | ABCD | 8104201
node_8104201_200832455 |  | 42.137115280166604 | -75.90736771520862 | PQ | 2771.281 | False | -1 | ABCD | 8104201
node_8104201_200832456 |  | 42.13708356247187 | -75.90794623496896 | PQ | 2771.281 | False | -1 | ABCD | 8104201
node_8104201_200832457 |  | 42.13706568223774 | -75.90850888975889 | PQ | 2771.281 | False | -1 | ABCN | 8104201
node_8104201_200832458 |  | 42.13704718572716 | -75.90906570076116 | PQ | 2771.281 | False | -1 | ABCD | 8104201
node_8104201_200832459 |  | 42.137597972534905 | -75.90600310328493 | PQ | 2771.281 | False | -1 | AD | 8104201
node_8104201_200832460 |  | 42.138061385036785 | -75.90598304950578 | PQ | 2771.281 | False | -1 | AD | 8104201
node_8104201_200832461 |  | 42.13824690889991 | -75.90600399354945 | PQ | 2771.281 | False | -1 | AD | 8104201
node_8104201_200832462 |  | 42.138626707751776 | -75.90603460114824 | PQ | 2771.281 | False | -1 | AD | 8104201
node_8104201_200832463 |  | 42.13902435944771 | -75.90606967909241 | PQ | 2771.281 | False | -1 | AD | 8104201
node_8104201_200832464 |  | 42.13920784275103 | -75.90609470541743 | PQ | 2771.281 | False | -1 | AD | 8104201
node_8104201_200832470 |  | 42.138074614437954 | -75.90606124060216 | PQ | 2771.281 | False | -1 | AN | 8104201
node_8104201_200832471 |  | 42.13808738642504 | -75.90659565422293 | PQ | 2771.281 | False | -1 | AD | 8104201
node_8104201_200832472 |  | 42.13806674527242 | -75.90714226903319 | PQ | 2771.281 | False | -1 | AD | 8104201
node_8104201_200832473 |  | 42.138038730714406 | -75.90769027630846 | PQ | 2771.281 | False | -1 | AD | 8104201
node_8104201_200832474 |  | 42.13800806479815 | -75.90829530997259 | PQ | 2771.281 | False | -1 | AN | 8104201
node_8104201_200832475 |  | 42.137988012531906 | -75.90889345359801 | PQ | 2771.281 | False | -1 | AD | 8104201
node_8104201_200832479 |  | 42.13711299035721 | -75.90984559531378 | PQ | 2771.281 | False | -1 | ABCD | 8104201
node_8104201_200832480 |  | 42.137549782455366 | -75.90987697523607 | PQ | 2771.281 | False | -1 | ABCD | 8104201
node_8104201_200832481 |  | 42.13793638226026 | -75.9099076627304 | PQ | 2771.281 | False | -1 | ABCN | 8104201
node_8104201_200832482 |  | 42.13835838920157 | -75.90994768658861 | PQ | 2771.281 | False | -1 | ABCD | 8104201
node_8104201_200832483 |  | 42.13879897208466 | -75.9099810981402 | PQ | 2771.281 | False | -1 | ABCD | 8104201
node_8104201_200832484 |  | 42.13920648968184 | -75.91000616251071 | PQ | 2771.281 | False | -1 | ABCN | 8104201
node_8104201_200832485 |  | 42.13956627461355 | -75.9100463081145 | PQ | 2771.281 | False | -1 | ABCD | 8104201
node_8104201_200832486 |  | 42.139878157061396 | -75.91010159582433 | PQ | 2771.281 | False | -1 | ABCD | 8104201
node_8104201_200832495 |  | 42.12360155095303 | -75.91405630683813 | PQ | 2771.281 | False | -1 | AD | 8104201
node_8104201_200832497 |  | 42.12342191047577 | -75.91395468352287 | PQ | 2771.281 | False | -1 | AD | 8104201
node_8104201_200832498 |  | 42.12302110618341 | -75.91370957163231 | PQ | 2771.281 | False | -1 | AN | 8104201
node_8104201_200832500 |  | 42.12267334822903 | -75.91335158637432 | PQ | 2771.281 | False | -1 | AN | 8104201
node_8104201_200916323 |  | 42.14079932875583 | -75.91255004393642 | PQ | 2771.281 | False | -1 | ABCD | 8104201
node_8104201_200946986 |  | 42.13185316396519 | -75.90540200732929 | PQ | 2771.281 | False | -1 | ABCD | 8104201
node_8104201_200946987 |  | 42.131825642428346 | -75.90501084640175 | PQ | 2771.281 | False | -1 | ABCD | 8104201
node_8104201_200949153 |  | 42.136425754464966 | -75.90435700417518 | PQ | 2771.281 | False | -1 | ABCN | 8104201
node_8104201_200949154 |  | 42.13720637130423 | -75.90428305895578 | PQ | 2771.281 | False | -1 | ABCD | 8104201
node_8104201_200949155 |  | 42.137624472422345 | -75.9041851564897 | PQ | 2771.281 | False | -1 | ABCN | 8104201
node_8104201_200949157 |  | 42.138118605620605 | -75.90410388370843 | PQ | 2771.281 | False | -1 | ABCD | 8104201
node_8104201_200966433 |  | 42.125719279528745 | -75.90833583222674 | PQ | 2771.281 | False | -1 | ABCN | 8104201
node_8104201_200975878 |  | 42.13641712659464 | -75.9038947438311 | PQ | 2771.281 | False | -1 | ABCN | 8104201
node_8104201_200978749 |  | 42.12564811466307 | -75.90773664235029 | PQ | 2771.281 | False | -1 | ABCN | 8104201
node_8104201_201003803 |  | 42.13112842011858 | -75.90723184714548 | PQ | 2771.281 | False | -1 | ABCN | 8104201
node_8104201_201004619 |  | 42.129866414678084 | -75.90462382862837 | PQ | 7199.557 | False | -1 | ABCN | 8104201
node_8104201_201013342 |  | 42.12421144004203 | -75.9087317298181 | PQ | 2771.281 | False | -1 | ABCN | 8104201
node_8104201_201013343 |  | 42.13303056423534 | -75.90373489949853 | PQ | 2771.281 | False | -1 | ABCN | 8104201
node_8104201_201013344 |  | 42.13096055189105 | -75.91075942521853 | PQ | 2771.281 | False | -1 | ABCN | 8104201
node_8104201_201013345 |  | 42.13463918546452 | -75.9049767348131 | PQ | 2771.281 | False | -1 | ABCD | 8104201
node_8104201_201013392 |  | 42.13325180474262 | -75.90515019562747 | PQ | 2771.281 | False | -1 | ABCD | 8104201
node_8104201_201014262 |  | 42.136749839186564 | -75.90431670258488 | PQ | 2771.281 | False | -1 | ABCD | 8104201
node_8104201_201014528 |  | 42.11941106828756 | -75.91022504964324 | PQ | 2771.281 | False | -1 | AN | 8104201
node_8104201_201014845 |  | 42.131664019135535 | -75.90646123569306 | PQ | 2771.281 | False | -1 | ABCN | 8104201
node_8104201_201014849 |  | 42.13147340619842 | -75.91342407064681 | PQ | 2771.281 | False | -1 | AN | 8104201
node_8104201_201014850 |  | 42.1296933889014 | -75.91199186329642 | PQ | 2771.281 | False | -1 | ABCN | 8104201
node_8104201_201014851 |  | 42.12094426275702 | -75.9113500738819 | PQ | 2771.281 | False | -1 | ABCN | 8104201
node_8104201_201016227 |  | 42.12801932459103 | -75.9125306407352 | PQ | 2771.281 | False | -1 | AD | 8104201
node_8104201_201027520 |  | 42.130616308081954 | -75.90437235553145 | PQ | 2771.281 | False | -1 | ABCN | 8104201
node_8104201_201027524 |  | 42.1294353416254 | -75.90520289624381 | PQ | 2771.281 | False | -1 | ABCN | 8104201
node_8104201_201027528 |  | 42.13098563571216 | -75.90492710446802 | PQ | 2771.281 | False | -1 | ABCN | 8104201
node_8104201_201027627 |  | 42.13394465559809 | -75.90506884675521 | PQ | 2771.281 | False | -1 | ABCD | 8104201
node_8104201_310017137 |  | 42.1351738614363 | -75.90495270527998 | PQ | 2771.281 | False | -1 | ABCN | 8104201
node_8104201_310034342 |  | 42.13679105301667 | -75.90431070661525 | PQ | 2771.281 | False | -1 | ABCD | 8104201
node_8104201_310034345 |  | 42.13676070482517 | -75.90431346491347 | PQ | 2771.281 | False | -1 | ABCD | 8104201
node_8104201_310044107 |  | 42.13520167604684 | -75.90579675594675 | PQ | 2771.281 | False | -1 | ABCN | 8104201
node_8104201_310049373 |  | 42.13036739813148 | -75.90400967165513 | PQ | 18703.849 | False | -1 | AN | 8104201
node_8104201_310054917 |  | 42.14071348281556 | -75.9115254597982 | PQ | 2771.281 | False | -1 | ABCD | 8104201
node_8104201_310054918 |  | 42.14067686503828 | -75.91232130302132 | PQ | 2771.281 | False | -1 | ABCD | 8104201
node_8104201_311899771 |  | 42.13265958498425 | -75.90182073565255 | PQ | 18703.849 | False | -1 | AN | 8104201
node_8104201_311908492 |  | 42.13324852341289 | -75.90610167535168 | PQ | 2771.281 | False | -1 | ABCN | 8104201
node_8104201_311908758 |  | 42.12094389025214 | -75.91079402759404 | PQ | 2771.281 | False | -1 | ABCD | 8104201
node_8104201_311981738 |  | 42.133252363499935 | -75.90629467633104 | PQ | 2771.281 | False | -1 | ABCN | 8104201
node_8104201_312035728 |  | 42.130789911788995 | -75.90522564744838 | PQ | 2771.281 | False | -1 | ABCN | 8104201
node_8104201_312035730 |  | 42.131101786019826 | -75.90515684597958 | PQ | 2771.281 | False | -1 | ABCN | 8104201
node_312036051 |  | 42.13077817514634 | -75.90522823454187 | PQ | 2771.281 | False | -1 | ABCD | 8104201
node_312036060 |  | 42.13108049572266 | -75.90516154459792 | PQ | 2771.281 | False | -1 | ABCN | 8104201
node_312049159 |  | 42.13106523945671 | -75.90516490781945 | PQ | 2771.281 | False | -1 | ABCN | 8104201
node_312049162 |  | 42.1307626668918 | -75.90523165483165 | PQ | 2771.281 | False | -1 | ABCD | 8104201
node_SOURCE_8104201 |  | 42.14092989171546 | -75.91250288274381 | SWING | 2771.281 | False | -1 | ABCN | 8104201
node_intto1_8104201_200815642 |  | 42.1237076025439 | -75.92071730787642 | PQ | 2771.281 | False | -1 | AD | 8104201
node_intto1_8104201_200831758 |  | 42.12998696656912 | -75.90406987864715 | PQ | 18703.849 | False | -1 | AN | 8104201
node_intto1_8104201_200831777 |  | 42.1237635385337 | -75.90972190561283 | PQ | 2771.281 | False | -1 | ABCD | 8104201
node_intto1_8104201_200831785 |  | 42.12500053410627 | -75.90860630143813 | PQ | 2771.281 | False | -1 | ABCD | 8104201
node_intto1_8104201_200831814 |  | 42.1297637539772 | -75.90571980893799 | PQ | 2771.281 | False | -1 | ABCD | 8104201
node_intto1_8104201_200831817 |  | 42.130047509567774 | -75.90537403247858 | PQ | 2771.281 | False | -1 | ABCD | 8104201
node_intto1_8104201_200831818 |  | 42.130233025213876 | -75.9056266165039 | PQ | 2771.281 | False | -1 | ABCD | 8104201
node_intto1_8104201_200831820 |  | 42.12997816888039 | -75.90530849531304 | PQ | 2771.281 | False | -1 | ABCD | 8104201
node_intto1_8104201_200831821 |  | 42.12997229918956 | -75.90496043231953 | PQ | 7199.557 | False | -1 | AD | 8104201
node_intto1_8104201_200831861 |  | 42.12505450075042 | -75.91009429869885 | PQ | 2771.281 | False | -1 | ABCD | 8104201
node_intto1_8104201_200831867 |  | 42.12620563942669 | -75.91191550218824 | PQ | 2771.281 | False | -1 | ABCD | 8104201
node_intto1_8104201_200831893 |  | 42.12505969116765 | -75.91244439921259 | PQ | 2771.281 | False | -1 | AD | 8104201
node_intto1_8104201_200831894 |  | 42.125619968632755 | -75.91314969416334 | PQ | 2771.281 | False | -1 | AD | 8104201
node_intto1_8104201_200831914 |  | 42.125743111623905 | -75.91022744270472 | PQ | 2771.281 | False | -1 | AD | 8104201
node_intto1_8104201_200831928 |  | 42.12554897632449 | -75.91224774967048 | PQ | 2771.281 | False | -1 | AD | 8104201
node_intto1_8104201_200831944 |  | 42.12477050960529 | -75.9138772419227 | PQ | 2771.281 | False | -1 | AD | 8104201
node_intto1_8104201_200831963 |  | 42.128480975911756 | -75.9211296981888 | PQ | 2771.281 | False | -1 | AD | 8104201
node_intto1_8104201_200832449 |  | 42.13720444030468 | -75.90480572412845 | PQ | 2771.281 | False | -1 | ABCD | 8104201
node_intto1_8104201_200832460 |  | 42.138061385036785 | -75.90598304950578 | PQ | 2771.281 | False | -1 | AD | 8104201
node_intto1_8104201_200946986 |  | 42.13185316396519 | -75.90540200732929 | PQ | 2771.281 | False | -1 | ABCD | 8104201
node_intto1_8104201_200949153 |  | 42.136425754464966 | -75.90435700417518 | PQ | 2771.281 | False | -1 | ABCD | 8104201
node_intto1_8104201_200949154 |  | 42.13720637130423 | -75.90428305895578 | PQ | 2771.281 | False | -1 | ABCD | 8104201
node_intto1_8104201_200975878 |  | 42.13641712659464 | -75.9038947438311 | PQ | 2771.281 | False | -1 | ABCN | 8104201
node_intto1_8104201_200978749 |  | 42.12564811466307 | -75.90773664235029 | PQ | 2771.281 | False | -1 | ABCN | 8104201
node_intto1_8104201_201003803 |  | 42.13112842011858 | -75.90723184714548 | PQ | 2771.281 | False | -1 | ABCD | 8104201
node_intto1_8104201_201013342 |  | 42.12421144004203 | -75.9087317298181 | PQ | 2771.281 | False | -1 | ABCN | 8104201
node_intto1_8104201_201013343 |  | 42.13303056423534 | -75.90373489949853 | PQ | 2771.281 | False | -1 | ABCN | 8104201
node_intto1_8104201_201013344 |  | 42.13096055189105 | -75.91075942521853 | PQ | 2771.281 | False | -1 | ABCN | 8104201
node_intto1_8104201_201014262 |  | 42.136749839186564 | -75.90431670258488 | PQ | 2771.281 | False | -1 | ABCD | 8104201
node_intto1_8104201_201014845 |  | 42.131664019135535 | -75.90646123569306 | PQ | 2771.281 | False | -1 | ABCN | 8104201
node_intto1_8104201_201014849 |  | 42.13147340619842 | -75.91342407064681 | PQ | 2771.281 | False | -1 | AN | 8104201
node_intto1_8104201_201014851 |  | 42.12094426275702 | -75.9113500738819 | PQ | 2771.281 | False | -1 | ABCD | 8104201
node_intto1_8104201_201027520 |  | 42.130616308081954 | -75.90437235553145 | PQ | 2771.281 | False | -1 | ABCN | 8104201
node_intto1_8104201_201027524 |  | 42.1294353416254 | -75.90520289624381 | PQ | 2771.281 | False | -1 | ABCD | 8104201
node_intto1_8104201_201027528 |  | 42.13098563571216 | -75.90492710446802 | PQ | 2771.281 | False | -1 | ABCN | 8104201
node_intto1_8104201_201027627 |  | 42.13394465559809 | -75.90506884675521 | PQ | 2771.281 | False | -1 | ABCD | 8104201
node_intto1_8104201_310017137 |  | 42.1351738614363 | -75.90495270527998 | PQ | 2771.281 | False | -1 | ABCD | 8104201
node_intto1_8104201_310034342 |  | 42.13679105301667 | -75.90431070661525 | PQ | 2771.281 | False | -1 | ABCD | 8104201
node_intto1_8104201_310034345 |  | 42.13676070482517 | -75.90431346491347 | PQ | 2771.281 | False | -1 | ABCD | 8104201
node_intto1_8104201_310044107 |  | 42.13520167604684 | -75.90579675594675 | PQ | 2771.281 | False | -1 | ABCN | 8104201
node_intto1_8104201_311908758 |  | 42.12094389025214 | -75.91079402759404 | PQ | 2771.281 | False | -1 | ABCD | 8104201
node_intto1_8104201_311981738 |  | 42.133252363499935 | -75.90629467633104 | PQ | 2771.281 | False | -1 | ABCN | 8104201
node_intto1_312036051 |  | 42.13077817514634 | -75.90522823454187 | PQ | 2771.281 | False | -1 | ABCD | 8104201
node_intto1_312036060 |  | 42.13108049572266 | -75.90516154459792 | PQ | 2771.281 | False | -1 | ABCN | 8104201
node_intto1_312049159 |  | 42.13106523945671 | -75.90516490781945 | PQ | 2771.281 | False | -1 | ABCN | 8104201
node_intto1_312049162 |  | 42.1307626668918 | -75.90523165483165 | PQ | 2771.281 | False | -1 | ABCD | 8104201

## Capacitor
Name | GroupId | NominalVoltage | RemoteSense | RemoteSenseB | ParticipatingPhases | PhasesConnected | SwitchA | SwitchB | SwitchC | Control | ControlLevel | VoltageSetHigh | VoltageSetLow | ReactivePowerSetHigh | ReactivePowerSetLow | CapacitorA | CapacitorB | CapacitorC | TimeDelay | DwellTime | LockoutTime | CurrentSetHigh | CurrentSetLow | Status | ParentNode | Phases | Feeder | Comments
cap_220369035 |  | 0 |  |  |  |  | CLOSED | OPEN | OPEN | MANUAL | BANK | 0 | 0 | 0 | 0 | 100000 | 0 | 0 | 0 | 0 | 0 | 0 | 0 | OPEN | node_1392567_838_15301694_178 | AN | 8104201
cap_220369036 |  | 0 |  |  |  |  | CLOSED | CLOSED | CLOSED | MANUAL | BANK | 0 | 0 | 0 | 0 | 50000 | 50000 | 50000 | 0 | 0 | 0 | 0 | 0 | OPEN | node_1394662_286_15304502_072 | ABCN | 8104201
cap_220369048 |  | 0 |  |  |  |  | CLOSED | CLOSED | CLOSED | MANUAL | BANK | 0 | 0 | 0 | 0 | 150000 | 150000 | 150000 | 0 | 0 | 0 | 0 | 0 | OPEN | node_1394774_87_15306454_574 | ABCN | 8104201
cap_310058423 |  | 0 |  |  |  |  | CLOSED | CLOSED | CLOSED | MANUAL | BANK | 0 | 0 | 0 | 0 | 100000 | 100000 | 100000 | 0 | 0 | 0 | 0 | 0 | OPEN | node_1393619_107_15301844_547 | ABCN | 8104201

## EVChargingStation
Name | GroupId | ServiceCharge | ServiceDischarge | ChargeEfficiency | DischargeEfficiency | CommitmentStatus | ConstructionTime | CalendarLife | YearOfInstallation | DepthOfDischarge | ReactivePower | ReactivePowerA | ReactivePowerB | ReactivePowerC | ActivePower | ActivePowerA | ActivePowerB | ActivePowerC | Energy | MaxEnergy | PowerCharge | PowerDischarge | RampUpLimit | RampDownLimit | CapitalCost | FixedOperatingCost | VariableOperatingCost | MaxReactivePower | MaxActivePower | OutputSchedule | PlanningStatus | UnitType | UnitSubtype | ParentNode | Phases | Feeder | Comments
evchargingstation_load_220335814 |  | 0 | 0 | 0.92 | 0 | False | 0 | 0 | 0 | 0 | 0 | 0 | 0 | 0 | 0 | 0 | 0 | 0 | 0 | 7780.886475033573 | 0 | 0 | 0 | 0 | 0 | 0 | 0.001 | 552.4406154593262 | 1296.8144125055956 | OPTIMIZED | INSTALLED |  |  | node_1393589_967_15307600_979 | AN | 8104201
evchargingstation_load_220335815 |  | 0 | 0 | 0.92 | 0 | False | 0 | 0 | 0 | 0 | 0 | 0 | 0 | 0 | 0 | 0 | 0 | 0 | 0 | 0 | 0 | 0 | 0 | 0 | 0 | 0 | 0.001 | 0 | 0 | OPTIMIZED | INSTALLED |  |  | node_1393396_367_15307778_155 | AN | 8104201
evchargingstation_load_220338653 |  | 0 | 0 | 0.92 | 0 | False | 0 | 0 | 0 | 0 | 0 | 0 | 0 | 0 | 0 | 0 | 0 | 0 | 0 | 3249.7364231789993 | 0 | 0 | 0 | 0 | 0 | 0 | 0.001 | 230.73033733459206 | 541.6227371964999 | OPTIMIZED | INSTALLED |  |  | node_1394843_616_15303580_968 | AN | 8104201
evchargingstation_load_220338654 |  | 0 | 0 | 0.92 | 0 | False | 0 | 0 | 0 | 0 | 0 | 0 | 0 | 0 | 0 | 0 | 0 | 0 | 0 | 3249.7364231789993 | 0 | 0 | 0 | 0 | 0 | 0 | 0.001 | 230.73033733459206 | 541.6227371964999 | OPTIMIZED | INSTALLED |  |  | node_1394849_449_15303589_963 | BN | 8104201
evchargingstation_load_220338655 |  | 0 | 0 | 0.92 | 0 | False | 0 | 0 | 0 | 0 | 0 | 0 | 0 | 0 | 0 | 0 | 0 | 0 | 0 | 3249.7364231789993 | 0 | 0 | 0 | 0 | 0 | 0 | 0.001 | 230.73033733459206 | 541.6227371964999 | OPTIMIZED | INSTALLED |  |  | node_1394856_062_15303596_917 | CN | 8104201
evchargingstation_load_220338658 |  | 0 | 0 | 0.92 | 0 | False | 0 | 0 | 0 | 0 | 0 | 0 | 0 | 0 | 0 | 0 | 0 | 0 | 0 | 5651.715712082002 | 0 | 0 | 0 | 0 | 0 | 0 | 0.001 | 401.2701503504548 | 941.9526186803337 | OPTIMIZED | INSTALLED |  |  | node_1393136_441_15300536_497 | AN | 8104201
evchargingstation_load_220338659 |  | 0 | 0 | 0.92 | 0 | False | 0 | 0 | 0 | 0 | 0 | 0 | 0 | 0 | 0 | 0 | 0 | 0 | 0 | 5651.715712082002 | 0 | 0 | 0 | 0 | 0 | 0 | 0.001 | 401.2701503504548 | 941.9526186803337 | OPTIMIZED | INSTALLED |  |  | node_1393138_479_15300510_029 | BN | 8104201
evchargingstation_load_220338660 |  | 0 | 0 | 0.92 | 0 | False | 0 | 0 | 0 | 0 | 0 | 0 | 0 | 0 | 0 | 0 | 0 | 0 | 0 | 5651.715712082002 | 0 | 0 | 0 | 0 | 0 | 0 | 0.001 | 401.2701503504548 | 941.9526186803337 | OPTIMIZED | INSTALLED |  |  | node_1393139_577_15300562_816 | CN | 8104201
evchargingstation_load_220338663 |  | 0 | 0 | 0.92 | 0 | False | 0 | 0 | 0 | 0 | 0 | 0 | 0 | 0 | 0 | 0 | 0 | 0 | 0 | 9094.740810198098 | 0 | 0 | 0 | 0 | 0 | 0 | 0.001 | 645.7238776359126 | 1515.7901350330162 | OPTIMIZED | INSTALLED |  |  | node_1393643_238_15300728_082 | AN | 8104201
evchargingstation_load_220338664 |  | 0 | 0 | 0.92 | 0 | False | 0 | 0 | 0 | 0 | 0 | 0 | 0 | 0 | 0 | 0 | 0 | 0 | 0 | 5208.112480739279 | 0 | 0 | 0 | 0 | 0 | 0 | 0.001 | 369.7744460399765 | 868.0187467898797 | OPTIMIZED | INSTALLED |  |  | node_1393651_302_15301099_898 | AN | 8104201
evchargingstation_load_220338665 |  | 0 | 0 | 0.92 | 0 | False | 0 | 0 | 0 | 0 | 0 | 0 | 0 | 0 | 0 | 0 | 0 | 0 | 0 | 2967.150711753667 | 0 | 0 | 0 | 0 | 0 | 0 | 0.001 | 210.66681745394138 | 494.5251186256112 | OPTIMIZED | INSTALLED |  |  | node_1393767_126_15301380_005 | AN | 8104201
evchargingstation_load_220338666 |  | 0 | 0 | 0.92 | 0 | False | 0 | 0 | 0 | 0 | 0 | 0 | 0 | 0 | 0 | 0 | 0 | 0 | 0 | 2967.150711753667 | 0 | 0 | 0 | 0 | 0 | 0 | 0.001 | 210.66681745394138 | 494.5251186256112 | OPTIMIZED | INSTALLED |  |  | node_1393761_192_15301405_361 | AN | 8104201
evchargingstation_load_220338667 |  | 0 | 0 | 0.92 | 0 | False | 0 | 0 | 0 | 0 | 0 | 0 | 0 | 0 | 0 | 0 | 0 | 0 | 0 | 6087.067297295338 | 0 | 0 | 0 | 0 | 0 | 0 | 0.001 | 432.1799836882528 | 1014.5112162158896 | OPTIMIZED | INSTALLED |  |  | node_1393615_819_15301559_748 | AN | 8104201
evchargingstation_load_220338668 |  | 0 | 0 | 0.92 | 0 | False | 0 | 0 | 0 | 0 | 0 | 0 | 0 | 0 | 0 | 0 | 0 | 0 | 0 | 1624.8683175591682 | 0 | 0 | 0 | 0 | 0 | 0 | 0.001 | 115.36515100568467 | 270.81138625986137 | OPTIMIZED | INSTALLED |  |  | node_1393693_588_15302055_089 | AN | 8104201
evchargingstation_load_220338670 |  | 0 | 0 | 0.92 | 0 | False | 0 | 0 | 0 | 0 | 0 | 0 | 0 | 0 | 0 | 0 | 0 | 0 | 0 | 1624.8683175591682 | 0 | 0 | 0 | 0 | 0 | 0 | 0.001 | 115.36515100568467 | 270.81138625986137 | OPTIMIZED | INSTALLED |  |  | node_1393699_755_15302080_447 | BN | 8104201
evchargingstation_load_220338671 |  | 0 | 0 | 0.92 | 0 | False | 0 | 0 | 0 | 0 | 0 | 0 | 0 | 0 | 0 | 0 | 0 | 0 | 0 | 0 | 0 | 0 | 0 | 0 | 0 | 0 | 0.001 | 0 | 0 | OPTIMIZED | INSTALLED |  |  | node_1394005_123_15301821_627 | AN | 8104201
evchargingstation_load_220338672 |  | 0 | 0 | 0.92 | 0 | False | 0 | 0 | 0 | 0 | 0 | 0 | 0 | 0 | 0 | 0 | 0 | 0 | 0 | 0 | 0 | 0 | 0 | 0 | 0 | 0 | 0.001 | 0 | 0 | OPTIMIZED | INSTALLED |  |  | node_1393981_309_15301863_43 | BN | 8104201
evchargingstation_load_220338673 |  | 0 | 0 | 0.92 | 0 | False | 0 | 0 | 0 | 0 | 0 | 0 | 0 | 0 | 0 | 0 | 0 | 0 | 0 | 0 | 0 | 0 | 0 | 0 | 0 | 0 | 0.001 | 0 | 0 | OPTIMIZED | INSTALLED |  |  | node_1393991_157_15301840_405 | CN | 8104201
evchargingstation_load_220338674 |  | 0 | 0 | 0.92 | 0 | False | 0 | 0 | 0 | 0 | 0 | 0 | 0 | 0 | 0 | 0 | 0 | 0 | 0 | 635.8180096615001 | 0 | 0 | 0 | 0 | 0 | 0 | 0.001 | 45.1429020698527 | 105.96966827691668 | OPTIMIZED | INSTALLED |  |  | node_1394338_062_15302149_456 | AN | 8104201
evchargingstation_load_220338675 |  | 0 | 0 | 0.92 | 0 | False | 0 | 0 | 0 | 0 | 0 | 0 | 0 | 0 | 0 | 0 | 0 | 0 | 0 | 635.8180096615001 | 0 | 0 | 0 | 0 | 0 | 0 | 0.001 | 45.1429020698527 | 105.96966827691668 | OPTIMIZED | INSTALLED |  |  | node_1394367_376_15302114_531 | BN | 8104201
evchargingstation_load_220338676 |  | 0 | 0 | 0.92 | 0 | False | 0 | 0 | 0 | 0 | 0 | 0 | 0 | 0 | 0 | 0 | 0 | 0 | 0 | 635.8180096615001 | 0 | 0 | 0 | 0 | 0 | 0 | 0.001 | 45.1429020698527 | 105.96966827691668 | OPTIMIZED | INSTALLED |  |  | node_1394354_443_15302134_6 | CN | 8104201
evchargingstation_load_220338680 |  | 0 | 0 | 0.92 | 0 | False | 0 | 0 | 0 | 0 | 0 | 0 | 0 | 0 | 0 | 0 | 0 | 0 | 0 | 35393.86920449017 | 0 | 0 | 0 | 0 | 0 | 0 | 0.001 | 2512.9541871984197 | 5898.978200748362 | OPTIMIZED | INSTALLED |  |  | node_1394096_156_15302517_631 | AN | 8104201
evchargingstation_load_220338681 |  | 0 | 0 | 0.92 | 0 | False | 0 | 0 | 0 | 0 | 0 | 0 | 0 | 0 | 0 | 0 | 0 | 0 | 0 | 1483.5753558768336 | 0 | 0 | 0 | 0 | 0 | 0 | 0.001 | 105.33342638858207 | 247.2625593128056 | OPTIMIZED | INSTALLED |  |  | node_1394176_23_15302444_062 | AN | 8104201
evchargingstation_load_220338683 |  | 0 | 0 | 0.92 | 0 | False | 0 | 0 | 0 | 0 | 0 | 0 | 0 | 0 | 0 | 0 | 0 | 0 | 0 | 6146.240760061168 | 0 | 0 | 0 | 0 | 0 | 0 | 0.001 | 436.38125715675943 | 1024.3734600101945 | OPTIMIZED | INSTALLED |  |  | node_1394584_531_15303347_59 | AN | 8104201
evchargingstation_load_220338684 |  | 0 | 0 | 0.92 | 0 | False | 0 | 0 | 0 | 0 | 0 | 0 | 0 | 0 | 0 | 0 | 0 | 0 | 0 | 652.3492779126991 | 0 | 0 | 0 | 0 | 0 | 0 | 0.001 | 46.316622115687835 | 108.72487965211651 | OPTIMIZED | INSTALLED |  |  | node_1394794_965_15303760_319 | AN | 8104201
evchargingstation_load_220338685 |  | 0 | 0 | 0.92 | 0 | False | 0 | 0 | 0 | 0 | 0 | 0 | 0 | 0 | 0 | 0 | 0 | 0 | 0 | 652.3492779126991 | 0 | 0 | 0 | 0 | 0 | 0 | 0.001 | 46.316622115687835 | 108.72487965211651 | OPTIMIZED | INSTALLED |  |  | node_1394797_985_15303746_215 | AN | 8104201
evchargingstation_load_220338686 |  | 0 | 0 | 0.92 | 0 | False | 0 | 0 | 0 | 0 | 0 | 0 | 0 | 0 | 0 | 0 | 0 | 0 | 0 | 1907.4540289845 | 0 | 0 | 0 | 0 | 0 | 0 | 0.001 | 135.42867088633537 | 317.90900483075 | OPTIMIZED | INSTALLED |  |  | node_1394572_784_15303932_847 | AN | 8104201
evchargingstation_load_220338687 |  | 0 | 0 | 0.92 | 0 | False | 0 | 0 | 0 | 0 | 0 | 0 | 0 | 0 | 0 | 0 | 0 | 0 | 0 | 1907.4540289845 | 0 | 0 | 0 | 0 | 0 | 0 | 0.001 | 135.42867088633537 | 317.90900483075 | OPTIMIZED | INSTALLED |  |  | node_1394570_635_15303906_358 | BN | 8104201
evchargingstation_load_220338688 |  | 0 | 0 | 0.92 | 0 | False | 0 | 0 | 0 | 0 | 0 | 0 | 0 | 0 | 0 | 0 | 0 | 0 | 0 | 1907.4540289845 | 0 | 0 | 0 | 0 | 0 | 0 | 0.001 | 135.42867088633537 | 317.90900483075 | OPTIMIZED | INSTALLED |  |  | node_1394573_659_15303880_068 | CN | 8104201
evchargingstation_load_220338689 |  | 0 | 0 | 0.92 | 0 | False | 0 | 0 | 0 | 0 | 0 | 0 | 0 | 0 | 0 | 0 | 0 | 0 | 0 | 1149.0503070602629 | 0 | 0 | 0 | 0 | 0 | 0 | 0.001 | 81.58223269834018 | 191.5083845100438 | OPTIMIZED | INSTALLED |  |  | node_1394880_26_15304733_41 | AN | 8104201
evchargingstation_load_220338690 |  | 0 | 0 | 0.92 | 0 | False | 0 | 0 | 0 | 0 | 0 | 0 | 0 | 0 | 0 | 0 | 0 | 0 | 0 | 0 | 0 | 0 | 0 | 0 | 0 | 0 | 0.001 | 0 | 0 | OPTIMIZED | INSTALLED |  |  | node_1395005_948_15305917_297 | AN | 8104201
evchargingstation_load_220338693 |  | 0 | 0 | 0.92 | 0 | False | 0 | 0 | 0 | 0 | 0 | 0 | 0 | 0 | 0 | 0 | 0 | 0 | 0 | 328.08209298533404 | 0 | 0 | 0 | 0 | 0 | 0 | 0.001 | 23.293722632290443 | 54.680348830889 | OPTIMIZED | INSTALLED |  |  | node_1395073_195_15306597_737 | AN | 8104201
evchargingstation_load_220338694 |  | 0 | 0 | 0.92 | 0 | False | 0 | 0 | 0 | 0 | 0 | 0 | 0 | 0 | 0 | 0 | 0 | 0 | 0 | 1788.4288975758673 | 0 | 0 | 0 | 0 | 0 | 0 | 0.001 | 126.9779077502561 | 298.07148292931123 | OPTIMIZED | INSTALLED |  |  | node_1395244_473_15306669_592 | AN | 8104201
evchargingstation_load_220338695 |  | 0 | 0 | 0.92 | 0 | False | 0 | 0 | 0 | 0 | 0 | 0 | 0 | 0 | 0 | 0 | 0 | 0 | 0 | 3391.0293848613333 | 0 | 0 | 0 | 0 | 0 | 0 | 0.001 | 240.76206195169465 | 565.1715641435555 | OPTIMIZED | INSTALLED |  |  | node_1395384_106_15306592_778 | AN | 8104201
evchargingstation_load_220338696 |  | 0 | 0 | 0.92 | 0 | False | 0 | 0 | 0 | 0 | 0 | 0 | 0 | 0 | 0 | 0 | 0 | 0 | 0 | 3391.0293848613333 | 0 | 0 | 0 | 0 | 0 | 0 | 0.001 | 240.76206195169465 | 565.1715641435555 | OPTIMIZED | INSTALLED |  |  | node_1395381_354_15306619_124 | BN | 8104201
evchargingstation_load_220338697 |  | 0 | 0 | 0.92 | 0 | False | 0 | 0 | 0 | 0 | 0 | 0 | 0 | 0 | 0 | 0 | 0 | 0 | 0 | 3391.0293848613333 | 0 | 0 | 0 | 0 | 0 | 0 | 0.001 | 240.76206195169465 | 565.1715641435555 | OPTIMIZED | INSTALLED |  |  | node_1395381_684_15306566_329 | CN | 8104201
evchargingstation_load_220338698 |  | 0 | 0 | 0.92 | 0 | False | 0 | 0 | 0 | 0 | 0 | 0 | 0 | 0 | 0 | 0 | 0 | 0 | 0 | 2401.979076963666 | 0 | 0 | 0 | 0 | 0 | 0 | 0.001 | 170.5398130158627 | 400.329846160611 | OPTIMIZED | INSTALLED |  |  | node_1393635_601_15300259_272 | AN | 8104201
evchargingstation_load_220338699 |  | 0 | 0 | 0.92 | 0 | False | 0 | 0 | 0 | 0 | 0 | 0 | 0 | 0 | 0 | 0 | 0 | 0 | 0 | 2401.979076963666 | 0 | 0 | 0 | 0 | 0 | 0 | 0.001 | 170.5398130158627 | 400.329846160611 | OPTIMIZED | INSTALLED |  |  | node_1393632_808_15300285_61 | BN | 8104201
evchargingstation_load_220338700 |  | 0 | 0 | 0.92 | 0 | False | 0 | 0 | 0 | 0 | 0 | 0 | 0 | 0 | 0 | 0 | 0 | 0 | 0 | 2401.979076963666 | 0 | 0 | 0 | 0 | 0 | 0 | 0.001 | 170.5398130158627 | 400.329846160611 | OPTIMIZED | INSTALLED |  |  | node_1393633_22_15300232_817 | CN | 8104201
evchargingstation_load_220338702 |  | 0 | 0 | 0.92 | 0 | False | 0 | 0 | 0 | 0 | 0 | 0 | 0 | 0 | 0 | 0 | 0 | 0 | 0 | 1271.6360193230003 | 0 | 0 | 0 | 0 | 0 | 0 | 0.001 | 90.28576881648267 | 211.93933655383336 | OPTIMIZED | INSTALLED |  |  | node_1393587_208_15300421_437 | AN | 8104201
evchargingstation_load_220338703 |  | 0 | 0 | 0.92 | 0 | False | 0 | 0 | 0 | 0 | 0 | 0 | 0 | 0 | 0 | 0 | 0 | 0 | 0 | 1271.6360193230003 | 0 | 0 | 0 | 0 | 0 | 0 | 0.001 | 90.28576881648267 | 211.93933655383336 | OPTIMIZED | INSTALLED |  |  | node_1393589_676_15300403_951 | AN | 8104201
evchargingstation_load_220338704 |  | 0 | 0 | 0.92 | 0 | False | 0 | 0 | 0 | 0 | 0 | 0 | 0 | 0 | 0 | 0 | 0 | 0 | 0 | 2279.7890554422747 | 0 | 0 | 0 | 0 | 0 | 0 | 0.001 | 161.86435885981362 | 379.9648425737124 | OPTIMIZED | INSTALLED |  |  | node_1393640_251_15301925_779 | AN | 8104201
evchargingstation_load_220338705 |  | 0 | 0 | 0.92 | 0 | False | 0 | 0 | 0 | 0 | 0 | 0 | 0 | 0 | 0 | 0 | 0 | 0 | 0 | 9613.568306081881 | 0 | 0 | 0 | 0 | 0 | 0 | 0.001 | 682.5604885507701 | 1602.26138434698 | OPTIMIZED | INSTALLED |  |  | node_1393049_16_15302422_611 | AN | 8104201
evchargingstation_load_220338706 |  | 0 | 0 | 0.92 | 0 | False | 0 | 0 | 0 | 0 | 0 | 0 | 0 | 0 | 0 | 0 | 0 | 0 | 0 | 10568.821283797319 | 0 | 0 | 0 | 0 | 0 | 0 | 0.001 | 750.3831603181395 | 1761.4702139662197 | OPTIMIZED | INSTALLED |  |  | node_1392673_849_15302804_574 | AN | 8104201
evchargingstation_load_220338707 |  | 0 | 0 | 0.92 | 0 | False | 0 | 0 | 0 | 0 | 0 | 0 | 0 | 0 | 0 | 0 | 0 | 0 | 0 | 12842.506486346843 | 0 | 0 | 0 | 0 | 0 | 0 | 0.001 | 911.8141385579233 | 2140.417747724474 | OPTIMIZED | INSTALLED |  |  | node_1392548_244_15302947_264 | AN | 8104201
evchargingstation_load_220338708 |  | 0 | 0 | 0.92 | 0 | False | 0 | 0 | 0 | 0 | 0 | 0 | 0 | 0 | 0 | 0 | 0 | 0 | 0 | 25683.487009470497 | 0 | 0 | 0 | 0 | 0 | 0 | 0.001 | 1823.519940791645 | 4280.581168245083 | OPTIMIZED | INSTALLED |  |  | node_1392273_249_15303247_505 | AN | 8104201
evchargingstation_load_220338710 |  | 0 | 0 | 0.92 | 0 | False | 0 | 0 | 0 | 0 | 0 | 0 | 0 | 0 | 0 | 0 | 0 | 0 | 0 | 17457.019273266145 | 0 | 0 | 0 | 0 | 0 | 0 | 0.001 | 1239.4431758881508 | 2909.503212211024 | OPTIMIZED | INSTALLED |  |  | node_1392767_306_15302255_014 | AN | 8104201
evchargingstation_load_220338711 |  | 0 | 0 | 0.92 | 0 | False | 0 | 0 | 0 | 0 | 0 | 0 | 0 | 0 | 0 | 0 | 0 | 0 | 0 | 10783.982098266772 | 0 | 0 | 0 | 0 | 0 | 0 | 0.001 | 765.6595357576034 | 1797.3303497111285 | OPTIMIZED | INSTALLED |  |  | node_1392568_561_15302479_66 | AN | 8104201
evchargingstation_load_220338712 |  | 0 | 0 | 0.92 | 0 | False | 0 | 0 | 0 | 0 | 0 | 0 | 0 | 0 | 0 | 0 | 0 | 0 | 0 | 13129.387572306114 | 0 | 0 | 0 | 0 | 0 | 0 | 0.001 | 932.1826038206524 | 2188.231262051019 | OPTIMIZED | INSTALLED |  |  | node_1392325_594_15302665_398 | AN | 8104201
evchargingstation_load_220338713 |  | 0 | 0 | 0.92 | 0 | False | 0 | 0 | 0 | 0 | 0 | 0 | 0 | 0 | 0 | 0 | 0 | 0 | 0 | 13892.369183899913 | 0 | 0 | 0 | 0 | 0 | 0 | 0.001 | 986.3540863044755 | 2315.394863983319 | OPTIMIZED | INSTALLED |  |  | node_1392105_348_15302958_073 | AN | 8104201
evchargingstation_load_220338714 |  | 0 | 0 | 0.92 | 0 | False | 0 | 0 | 0 | 0 | 0 | 0 | 0 | 0 | 0 | 0 | 0 | 0 | 0 | 26011.569102455836 | 0 | 0 | 0 | 0 | 0 | 0 | 0.001 | 1846.8136634239354 | 4335.261517075973 | OPTIMIZED | INSTALLED |  |  | node_1393303_824_15301166_031 | AN | 8104201
evchargingstation_load_220338715 |  | 0 | 0 | 0.92 | 0 | False | 0 | 0 | 0 | 0 | 0 | 0 | 0 | 0 | 0 | 0 | 0 | 0 | 0 | 8673.57496059832 | 0 | 0 | 0 | 0 | 0 | 0 | 0.001 | 615.8212506718638 | 1445.5958267663866 | OPTIMIZED | INSTALLED |  |  | node_1393422_494_15302607_31 | AN | 8104201
evchargingstation_load_220338716 |  | 0 | 0 | 0.92 | 0 | False | 0 | 0 | 0 | 0 | 0 | 0 | 0 | 0 | 0 | 0 | 0 | 0 | 0 | 7880.074084540767 | 0 | 0 | 0 | 0 | 0 | 0 | 0.001 | 559.4829004111142 | 1313.3456807567945 | OPTIMIZED | INSTALLED |  |  | node_1393344_111_15303222_137 | AN | 8104201
evchargingstation_load_220338717 |  | 0 | 0 | 0.92 | 0 | False | 0 | 0 | 0 | 0 | 0 | 0 | 0 | 0 | 0 | 0 | 0 | 0 | 0 | 12973.73932354098 | 0 | 0 | 0 | 0 | 0 | 0 | 0.001 | 921.1316276108395 | 2162.28988725683 | OPTIMIZED | INSTALLED |  |  | node_1393182_224_15302274_493 | AN | 8104201
evchargingstation_load_220338718 |  | 0 | 0 | 0.92 | 0 | False | 0 | 0 | 0 | 0 | 0 | 0 | 0 | 0 | 0 | 0 | 0 | 0 | 0 | 412.010070260652 | 0 | 0 | 0 | 0 | 0 | 0 | 0.001 | 29.252609018838015 | 68.668345043442 | OPTIMIZED | INSTALLED |  |  | node_1392745_778_15302053_527 | AN | 8104201
evchargingstation_load_220338720 |  | 0 | 0 | 0.92 | 0 | False | 0 | 0 | 0 | 0 | 0 | 0 | 0 | 0 | 0 | 0 | 0 | 0 | 0 | 4187.243084426775 | 0 | 0 | 0 | 0 | 0 | 0 | 0.001 | 297.29302974614893 | 697.8738474044625 | OPTIMIZED | INSTALLED |  |  | node_1392397_201_15302064_428 | AN | 8104201
evchargingstation_load_220338721 |  | 0 | 0 | 0.92 | 0 | False | 0 | 0 | 0 | 0 | 0 | 0 | 0 | 0 | 0 | 0 | 0 | 0 | 0 | 14139.575226056302 | 0 | 0 | 0 | 0 | 0 | 0 | 0.001 | 1003.9056305218447 | 2356.5958710093837 | OPTIMIZED | INSTALLED |  |  | node_1392227_664_15302254_774 | AN | 8104201
evchargingstation_load_220338722 |  | 0 | 0 | 0.92 | 0 | False | 0 | 0 | 0 | 0 | 0 | 0 | 0 | 0 | 0 | 0 | 0 | 0 | 0 | 26991.237491742275 | 0 | 0 | 0 | 0 | 0 | 0 | 0.001 | 1916.3698223482013 | 4498.539581957046 | OPTIMIZED | INSTALLED |  |  | node_1391535_605_15303033_928 | AN | 8104201
evchargingstation_load_220338723 |  | 0 | 0 | 0.92 | 0 | False | 0 | 0 | 0 | 0 | 0 | 0 | 0 | 0 | 0 | 0 | 0 | 0 | 0 | 8604.906615554879 | 0 | 0 | 0 | 0 | 0 | 0 | 0.001 | 610.9457981737794 | 1434.1511025924797 | OPTIMIZED | INSTALLED |  |  | node_1391014_839_15303424_979 | AN | 8104201
evchargingstation_load_220338724 |  | 0 | 0 | 0.92 | 0 | False | 0 | 0 | 0 | 0 | 0 | 0 | 0 | 0 | 0 | 0 | 0 | 0 | 0 | 1086.4858149095712 | 0 | 0 | 0 | 0 | 0 | 0 | 0.001 | 77.14016082028563 | 181.0809691515952 | OPTIMIZED | INSTALLED |  |  | node_1390671_112_15303328_882 | AN | 8104201
evchargingstation_load_220338725 |  | 0 | 0 | 0.92 | 0 | False | 0 | 0 | 0 | 0 | 0 | 0 | 0 | 0 | 0 | 0 | 0 | 0 | 0 | 11617.1580181272 | 0 | 0 | 0 | 0 | 0 | 0 | 0.001 | 824.8147717404898 | 1936.1930030212 | OPTIMIZED | INSTALLED |  |  | node_1392952_607_15303023_581 | AN | 8104201
evchargingstation_load_220338726 |  | 0 | 0 | 0.92 | 0 | False | 0 | 0 | 0 | 0 | 0 | 0 | 0 | 0 | 0 | 0 | 0 | 0 | 0 | 1.5259632231876004 | 0 | 0 | 0 | 0 | 0 | 0 | 0.001 | 0.10833632420176782 | 0.25432720386460006 | OPTIMIZED | INSTALLED |  |  | node_1392726_759_15303272_501 | AN | 8104201
evchargingstation_load_220338731 |  | 0 | 0 | 0.92 | 0 | False | 0 | 0 | 0 | 0 | 0 | 0 | 0 | 0 | 0 | 0 | 0 | 0 | 0 | 4767.109109238063 | 0 | 0 | 0 | 0 | 0 | 0 | 0.001 | 338.4633408916367 | 794.5181848730105 | OPTIMIZED | INSTALLED |  |  | node_1394397_867_15304524_907 | AN | 8104201
evchargingstation_load_220338737 |  | 0 | 0 | 0.92 | 0 | False | 0 | 0 | 0 | 0 | 0 | 0 | 0 | 0 | 0 | 0 | 0 | 0 | 0 | 16666.570323654967 | 0 | 0 | 0 | 0 | 0 | 0 | 0.001 | 1183.3215335990274 | 2777.7617206091613 | OPTIMIZED | INSTALLED |  |  | node_1393836_61_15307160_856 | AN | 8104201
evchargingstation_load_220338848 |  | 0 | 0 | 0.92 | 0 | False | 0 | 0 | 0 | 0 | 0 | 0 | 0 | 0 | 0 | 0 | 0 | 0 | 0 | 19886.352724580807 | 0 | 0 | 0 | 0 | 0 | 0 | 0.001 | 1411.9251303377473 | 3314.3921207634676 | OPTIMIZED | INSTALLED |  |  | node_1393954_442_15306361_035 | AN | 8104201
evchargingstation_load_220338849 |  | 0 | 0 | 0.92 | 0 | False | 0 | 0 | 0 | 0 | 0 | 0 | 0 | 0 | 0 | 0 | 0 | 0 | 0 | 20113.721244835757 | 0 | 0 | 0 | 0 | 0 | 0 | 0.001 | 1428.068231694048 | 3352.2868741392926 | OPTIMIZED | INSTALLED |  |  | node_1394586_415_15306755_286 | AN | 8104201
evchargingstation_load_220338850 |  | 0 | 0 | 0.92 | 0 | False | 0 | 0 | 0 | 0 | 0 | 0 | 0 | 0 | 0 | 0 | 0 | 0 | 0 | 17617.245411700846 | 0 | 0 | 0 | 0 | 0 | 0 | 0.001 | 1250.8191963937916 | 2936.2075686168073 | OPTIMIZED | INSTALLED |  |  | node_1394019_199_15306730_168 | AN | 8104201
evchargingstation_load_220338851 |  | 0 | 0 | 0.92 | 0 | False | 0 | 0 | 0 | 0 | 0 | 0 | 0 | 0 | 0 | 0 | 0 | 0 | 0 | 12137.511477234171 | 0 | 0 | 0 | 0 | 0 | 0 | 0.001 | 861.7597189795492 | 2022.9185795390285 | OPTIMIZED | INSTALLED |  |  | node_1393627_455_15306727_109 | AN | 8104201
evchargingstation_load_220338852 |  | 0 | 0 | 0.92 | 0 | False | 0 | 0 | 0 | 0 | 0 | 0 | 0 | 0 | 0 | 0 | 0 | 0 | 0 | 3540.234677795233 | 0 | 0 | 0 | 0 | 0 | 0 | 0.001 | 251.35560242677872 | 590.0391129658722 | OPTIMIZED | INSTALLED |  |  | node_1393593_497_15307173_053 | AN | 8104201
evchargingstation_load_220338856 |  | 0 | 0 | 0.92 | 0 | False | 0 | 0 | 0 | 0 | 0 | 0 | 0 | 0 | 0 | 0 | 0 | 0 | 0 | 4968.536254698826 | 0 | 0 | 0 | 0 | 0 | 0 | 0.001 | 352.7645834436163 | 828.0893757831377 | OPTIMIZED | INSTALLED |  |  | node_1392586_694_15301319_23 | AN | 8104201
evchargingstation_load_220338857 |  | 0 | 0 | 0.92 | 0 | False | 0 | 0 | 0 | 0 | 0 | 0 | 0 | 0 | 0 | 0 | 0 | 0 | 0 | 5937.522901422953 | 0 | 0 | 0 | 0 | 0 | 0 | 0.001 | 421.5623527752471 | 989.5871502371588 | OPTIMIZED | INSTALLED |  |  | node_1392725_018_15301178_962 | AN | 8104201
evchargingstation_load_220425807 |  | 0 | 0 | 0.92 | 0 | False | 0 | 0 | 0 | 0 | 0 | 0 | 0 | 0 | 0 | 0 | 0 | 0 | 0 | 14656.876758716902 | 0 | 0 | 0 | 0 | 0 | 0 | 0.001 | 1040.6339051125005 | 2442.8127931194836 | OPTIMIZED | INSTALLED |  |  | node_1394559_515_15307211_185 | AN | 8104201
evchargingstation_load_220474388 |  | 0 | 0 | 0.92 | 0 | False | 0 | 0 | 0 | 0 | 0 | 0 | 0 | 0 | 0 | 0 | 0 | 0 | 0 | 12064.265242521167 | 0 | 0 | 0 | 0 | 0 | 0 | 0.001 | 856.5592575088597 | 2010.7108737535277 | OPTIMIZED | INSTALLED |  |  | node_1394639_795_15306404_177 | AN | 8104201
evchargingstation_load_220481992 |  | 0 | 0 | 0.92 | 0 | False | 0 | 0 | 0 | 0 | 0 | 0 | 0 | 0 | 0 | 0 | 0 | 0 | 0 | 7754.945100239384 | 0 | 0 | 0 | 0 | 0 | 0 | 0.001 | 550.5987919782278 | 1292.4908500398974 | OPTIMIZED | INSTALLED |  |  | node_1394454_118_15303042_864 | AN | 8104201
evchargingstation_load_220527040 |  | 0 | 0 | 0.92 | 0 | False | 0 | 0 | 0 | 0 | 0 | 0 | 0 | 0 | 0 | 0 | 0 | 0 | 0 | 423.87867310766666 | 0 | 0 | 0 | 0 | 0 | 0 | 0.001 | 30.0952444977533 | 70.64644551794444 | OPTIMIZED | INSTALLED |  |  | node_1392641_439_15304365_569 | AN | 8104201
evchargingstation_load_220529901 |  | 0 | 0 | 0.92 | 0 | False | 0 | 0 | 0 | 0 | 0 | 0 | 0 | 0 | 0 | 0 | 0 | 0 | 0 | 21193.933443444 | 0 | 0 | 0 | 0 | 0 | 0 | 0.001 | 1504.7629313521202 | 3532.322240574 | OPTIMIZED | INSTALLED |  |  | node_1393024_408_15303693_803 | ABCN | 8104201
evchargingstation_load_220529914 |  | 0 | 0 | 0.92 | 0 | False | 0 | 0 | 0 | 0 | 0 | 0 | 0 | 0 | 0 | 0 | 0 | 0 | 0 | 2755.211163260497 | 0 | 0 | 0 | 0 | 0 | 0 | 0.001 | 195.61915988184197 | 459.20186054341616 | OPTIMIZED | INSTALLED |  |  | node_1393346_249_15304199_849 | ABCN | 8104201
evchargingstation_load_220529952 |  | 0 | 0 | 0.92 | 0 | False | 0 | 0 | 0 | 0 | 0 | 0 | 0 | 0 | 0 | 0 | 0 | 0 | 0 | 0 | 0 | 0 | 0 | 0 | 0 | 0 | 0.001 | 0 | 0 | OPTIMIZED | INSTALLED |  |  | node_1393919_125_15301751_491 | ABCN | 8104201
evchargingstation_load_220530191 |  | 0 | 0 | 0.92 | 0 | False | 0 | 0 | 0 | 0 | 0 | 0 | 0 | 0 | 0 | 0 | 0 | 0 | 0 | 1271.6360193230003 | 0 | 0 | 0 | 0 | 0 | 0 | 0.001 | 90.28576881648267 | 211.93933655383336 | OPTIMIZED | INSTALLED |  |  | node_1395678_284_15304343_299 | AN | 8104201
evchargingstation_load_220530233 |  | 0 | 0 | 0.92 | 0 | False | 0 | 0 | 0 | 0 | 0 | 0 | 0 | 0 | 0 | 0 | 0 | 0 | 0 | 40692.35261833601 | 0 | 0 | 0 | 0 | 0 | 0 | 0.001 | 2889.1449553596726 | 6782.058769722667 | OPTIMIZED | INSTALLED |  |  | node_1394463_326_15304433_651 | ABCN | 8104201
evchargingstation_load_220530700 |  | 0 | 0 | 0.92 | 0 | False | 0 | 0 | 0 | 0 | 0 | 0 | 0 | 0 | 0 | 0 | 0 | 0 | 0 | 19498.419174892006 | 0 | 0 | 0 | 0 | 0 | 0 | 0.001 | 1384.3819180378841 | 3249.7365291486676 | OPTIMIZED | INSTALLED |  |  | node_1395068_918_15304046_383 | ABCN | 8104201
evchargingstation_load_220530765 |  | 0 | 0 | 0.92 | 0 | False | 0 | 0 | 0 | 0 | 0 | 0 | 0 | 0 | 0 | 0 | 0 | 0 | 0 | 48110.22960965951 | 0 | 0 | 0 | 0 | 0 | 0 | 0.001 | 3415.811981332915 | 8018.371601609918 | OPTIMIZED | INSTALLED |  |  | node_1395256_366_15304929_852 | ABCN | 8104201
evchargingstation_load_220530766 |  | 0 | 0 | 0.92 | 0 | False | 0 | 0 | 0 | 0 | 0 | 0 | 0 | 0 | 0 | 0 | 0 | 0 | 0 | 36241.62655070551 | 0 | 0 | 0 | 0 | 0 | 0 | 0.001 | 2573.1446761939264 | 6040.2710917842505 | OPTIMIZED | INSTALLED |  |  | node_1394922_996_15304150_915 | ABCN | 8104201
evchargingstation_load_220532268 |  | 0 | 0 | 0.92 | 0 | False | 0 | 0 | 0 | 0 | 0 | 0 | 0 | 0 | 0 | 0 | 0 | 0 | 0 | 635.8180096615001 | 0 | 0 | 0 | 0 | 0 | 0 | 0.001 | 45.1429020698527 | 105.96966827691668 | OPTIMIZED | INSTALLED |  |  | node_1395148_001_15304001_35 | AN | 8104201
evchargingstation_load_220534465 |  | 0 | 0 | 0.92 | 0 | False | 0 | 0 | 0 | 0 | 0 | 0 | 0 | 0 | 0 | 0 | 0 | 0 | 0 | 155.6482487651352 | 0 | 0 | 0 | 0 | 0 | 0 | 0.001 | 11.050976209812738 | 25.9413747941892 | OPTIMIZED | INSTALLED |  |  | node_1389945_873_15302304_208 | AN | 8104201
evchargingstation_load_220537698 |  | 0 | 0 | 0.92 | 0 | False | 0 | 0 | 0 | 0 | 0 | 0 | 0 | 0 | 0 | 0 | 0 | 0 | 0 | 0 | 0 | 0 | 0 | 0 | 0 | 0 | 0.001 | 0 | 0 | OPTIMIZED | INSTALLED |  |  | node_1395207_356_15306176_636 | ABCN | 8104201
evchargingstation_load_220543482 |  | 0 | 0 | 0.92 | 0 | False | 0 | 0 | 0 | 0 | 0 | 0 | 0 | 0 | 0 | 0 | 0 | 0 | 0 | 2967.150711753667 | 0 | 0 | 0 | 0 | 0 | 0 | 0.001 | 210.66681745394138 | 494.5251186256112 | OPTIMIZED | INSTALLED |  |  | node_1394202_709_15302225_54 | AN | 8104201
evchargingstation_load_220545604 |  | 0 | 0 | 0.92 | 0 | False | 0 | 0 | 0 | 0 | 0 | 0 | 0 | 0 | 0 | 0 | 0 | 0 | 0 | 30619.97803648239 | 0 | 0 | 0 | 0 | 0 | 0 | 0.001 | 2174.0093201341333 | 5103.329672747065 | OPTIMIZED | INSTALLED |  |  | node_1393143_107_15301744_783 | AN | 8104201
evchargingstation_load_220545610 |  | 0 | 0 | 0.92 | 0 | False | 0 | 0 | 0 | 0 | 0 | 0 | 0 | 0 | 0 | 0 | 0 | 0 | 0 | 635.8180096615001 | 0 | 0 | 0 | 0 | 0 | 0 | 0.001 | 45.1429020698527 | 105.96966827691668 | OPTIMIZED | INSTALLED |  |  | node_1393591_186_15304532_188 | AN | 8104201
evchargingstation_load_220564696 |  | 0 | 0 | 0.92 | 0 | False | 0 | 0 | 0 | 0 | 0 | 0 | 0 | 0 | 0 | 0 | 0 | 0 | 0 | 7629.816115938 | 0 | 0 | 0 | 0 | 0 | 0 | 0.001 | 541.7146835453415 | 1271.636019323 | OPTIMIZED | INSTALLED |  |  | node_1390779_67_15301516_55 | AN | 8104201
evchargingstation_load_220566699 |  | 0 | 0 | 0.92 | 0 | False | 0 | 0 | 0 | 0 | 0 | 0 | 0 | 0 | 0 | 0 | 0 | 0 | 0 | 18014.8433951365 | 0 | 0 | 0 | 0 | 0 | 0 | 0.001 | 1279.0484916493022 | 3002.4738991894164 | OPTIMIZED | INSTALLED |  |  | node_1394956_91_15303766_021 | ABCN | 8104201
evchargingstation_load_220568568 |  | 0 | 0 | 0.92 | 0 | False | 0 | 0 | 0 | 0 | 0 | 0 | 0 | 0 | 0 | 0 | 0 | 0 | 0 | 1059.6966827691667 | 0 | 0 | 0 | 0 | 0 | 0 | 0.001 | 75.23814656760601 | 176.61611379486112 | OPTIMIZED | INSTALLED |  |  | node_1390392_922_15301512_843 | AN | 8104201
evchargingstation_load_220596922 |  | 0 | 0 | 0.92 | 0 | False | 0 | 0 | 0 | 0 | 0 | 0 | 0 | 0 | 0 | 0 | 0 | 0 | 0 | 635.8180096615001 | 0 | 0 | 0 | 0 | 0 | 0 | 0.001 | 45.1429020698527 | 105.96966827691668 | OPTIMIZED | INSTALLED |  |  | node_1393603_803_15300128_609 | AN | 8104201
evchargingstation_load_220596947 |  | 0 | 0 | 0.92 | 0 | False | 0 | 0 | 0 | 0 | 0 | 0 | 0 | 0 | 0 | 0 | 0 | 0 | 0 | 965.934720277751 | 0 | 0 | 0 | 0 | 0 | 0 | 0.001 | 68.5810613600046 | 160.98912004629184 | OPTIMIZED | INSTALLED |  |  | node_1393479_528_15299974_858 | AN | 8104201
evchargingstation_load_220597697 |  | 0 | 0 | 0.92 | 0 | False | 0 | 0 | 0 | 0 | 0 | 0 | 0 | 0 | 0 | 0 | 0 | 0 | 0 | 12998.945904655333 | 0 | 0 | 0 | 0 | 0 | 0 | 0.001 | 922.9212786919229 | 2166.490984109222 | OPTIMIZED | INSTALLED |  |  | node_1394315_927_15304125_913 | AN | 8104201
evchargingstation_load_220597698 |  | 0 | 0 | 0.92 | 0 | False | 0 | 0 | 0 | 0 | 0 | 0 | 0 | 0 | 0 | 0 | 0 | 0 | 0 | 12998.945904655333 | 0 | 0 | 0 | 0 | 0 | 0 | 0.001 | 922.9212786919229 | 2166.490984109222 | OPTIMIZED | INSTALLED |  |  | node_1394276_646_15304123_708 | BN | 8104201
evchargingstation_load_220597699 |  | 0 | 0 | 0.92 | 0 | False | 0 | 0 | 0 | 0 | 0 | 0 | 0 | 0 | 0 | 0 | 0 | 0 | 0 | 12998.945904655333 | 0 | 0 | 0 | 0 | 0 | 0 | 0.001 | 922.9212786919229 | 2166.490984109222 | OPTIMIZED | INSTALLED |  |  | node_1394296_378_15304121_338 | CN | 8104201
evchargingstation_load_220598230 |  | 0 | 0 | 0.92 | 0 | False | 0 | 0 | 0 | 0 | 0 | 0 | 0 | 0 | 0 | 0 | 0 | 0 | 0 | 8907.047333746023 | 0 | 0 | 0 | 0 | 0 | 0 | 0.001 | 632.3976973249715 | 1484.5078889576705 | OPTIMIZED | INSTALLED |  |  | node_1392234_399_15301725_457 | AN | 8104201
evchargingstation_load_220648076 |  | 0 | 0 | 0.92 | 0 | False | 0 | 0 | 0 | 0 | 0 | 0 | 0 | 0 | 0 | 0 | 0 | 0 | 0 | 2755.2113751998336 | 0 | 0 | 0 | 0 | 0 | 0 | 0.001 | 195.61919520506473 | 459.20189586663895 | OPTIMIZED | INSTALLED |  |  | node_1394595_456_15304521_035 | AN | 8104201
evchargingstation_load_220648077 |  | 0 | 0 | 0.92 | 0 | False | 0 | 0 | 0 | 0 | 0 | 0 | 0 | 0 | 0 | 0 | 0 | 0 | 0 | 2755.2113751998336 | 0 | 0 | 0 | 0 | 0 | 0 | 0.001 | 195.61919520506473 | 459.20189586663895 | OPTIMIZED | INSTALLED |  |  | node_1394589_996_15304520_704 | BN | 8104201
evchargingstation_load_220648078 |  | 0 | 0 | 0.92 | 0 | False | 0 | 0 | 0 | 0 | 0 | 0 | 0 | 0 | 0 | 0 | 0 | 0 | 0 | 2755.2113751998336 | 0 | 0 | 0 | 0 | 0 | 0 | 0.001 | 195.61919520506473 | 459.20189586663895 | OPTIMIZED | INSTALLED |  |  | node_1394602_691_15304520_742 | CN | 8104201
evchargingstation_load_310005514 |  | 0 | 0 | 0.92 | 0 | False | 0 | 0 | 0 | 0 | 0 | 0 | 0 | 0 | 0 | 0 | 0 | 0 | 0 | 1624.8683175591682 | 0 | 0 | 0 | 0 | 0 | 0 | 0.001 | 115.36515100568467 | 270.81138625986137 | OPTIMIZED | INSTALLED |  |  | node_1393710_589_15302102_84 | CN | 8104201
evchargingstation_load_310049569 |  | 0 | 0 | 0.92 | 0 | False | 0 | 0 | 0 | 0 | 0 | 0 | 0 | 0 | 0 | 0 | 0 | 0 | 0 | 20981.994318829504 | 0 | 0 | 0 | 0 | 0 | 0 | 0.001 | 1489.7153444264661 | 3496.9990531382505 | OPTIMIZED | INSTALLED |  |  | node_1394654_694_15305775_552 | AN | 8104201
evchargingstation_load_311899775 |  | 0 | 0 | 0.92 | 0 | False | 0 | 0 | 0 | 0 | 0 | 0 | 0 | 0 | 0 | 0 | 0 | 0 | 0 | 211.93933655383333 | 0 | 0 | 0 | 0 | 0 | 0 | 0.001 | 15.04762224887665 | 35.32322275897222 | OPTIMIZED | INSTALLED |  |  | node_1395699_568_15304975_745 | AN | 8104201
evchargingstation_load_311981742 |  | 0 | 0 | 0.92 | 0 | False | 0 | 0 | 0 | 0 | 0 | 0 | 0 | 0 | 0 | 0 | 0 | 0 | 0 | 12504.421068615506 | 0 | 0 | 0 | 0 | 0 | 0 | 0.001 | 887.8101718856183 | 2084.070178102584 | OPTIMIZED | INSTALLED |  |  | node_1394521_448_15305023_01 | ABCN | 8104201
evchargingstation_load_311987994 |  | 0 | 0 | 0.92 | 0 | False | 0 | 0 | 0 | 0 | 0 | 0 | 0 | 0 | 0 | 0 | 0 | 0 | 0 | 0 | 0 | 0 | 0 | 0 | 0 | 0 | 0.001 | 0 | 0 | OPTIMIZED | INSTALLED |  |  | node_1394629_316_15303461_219 | AN | 8104201

## Fuse
Name | GroupId | MeanReplacementTime | PhaseAStatus | PhaseBStatus | PhaseCStatus | RepairDistributionType | CurrentLimit | CurrentInAReal | CurrentInAImag | CurrentInA | CurrentInBReal | CurrentInBImag | CurrentInB | CurrentInCReal | CurrentInCImag | CurrentInC | CurrentOutAReal | CurrentOutAImag | CurrentOutA | CurrentOutBReal | CurrentOutBImag | CurrentOutB | CurrentOutCReal | CurrentOutCImag | CurrentOutC | ActivePowerInA | ReactivePowerInA | PowerInA | ActivePowerInB | ReactivePowerInB | PowerInB | ActivePowerInC | ReactivePowerInC | PowerInC | ActivePowerOutA | ReactivePowerOutA | PowerOutA | ActivePowerOutB | ReactivePowerOutB | PowerOutB | ActivePowerOutC | ReactivePowerOutC | PowerOutC | Status | From | To | Length | Phases | Feeder | Comments
fuse_220388009 |  | 0 | GOOD | GOOD | GOOD | NONE | 50 | 0 | 0 | 0+0j | 0 | 0 | 0+0j | 0 | 0 | 0+0j | 0 | 0 | 0+0j | 0 | 0 | 0+0j | 0 | 0 | 0+0j | 0 | 0 | 0+0j | 0 | 0 | 0+0j | 0 | 0 | 0+0j | 0 | 0 | 0+0j | 0 | 0 | 0+0j | 0 | 0 | 0+0j | OPEN | node_intto1_8104201_201027528 | node_8104201_201027528 | 0 | ABCN | 8104201
fuse_220388011 |  | 0 | GOOD | GOOD | GOOD | NONE | 30 | 0 | 0 | 0+0j | 0 | 0 | 0+0j | 0 | 0 | 0+0j | 0 | 0 | 0+0j | 0 | 0 | 0+0j | 0 | 0 | 0+0j | 0 | 0 | 0+0j | 0 | 0 | 0+0j | 0 | 0 | 0+0j | 0 | 0 | 0+0j | 0 | 0 | 0+0j | 0 | 0 | 0+0j | OPEN | node_intto1_8104201_201027520 | node_8104201_201027520 | 0 | ABCN | 8104201
fuse_220388012 |  | 0 | GOOD | GOOD | GOOD | NONE | 300 | 0 | 0 | 0+0j | 0 | 0 | 0+0j | 0 | 0 | 0+0j | 0 | 0 | 0+0j | 0 | 0 | 0+0j | 0 | 0 | 0+0j | 0 | 0 | 0+0j | 0 | 0 | 0+0j | 0 | 0 | 0+0j | 0 | 0 | 0+0j | 0 | 0 | 0+0j | 0 | 0 | 0+0j | OPEN | node_intto1_8104201_200831818 | node_8104201_200831818 | 0 | ABCD | 8104201
fuse_220388017 |  | 0 | GOOD | GOOD | GOOD | NONE | 50 | 0 | 0 | 0+0j | 0 | 0 | 0+0j | 0 | 0 | 0+0j | 0 | 0 | 0+0j | 0 | 0 | 0+0j | 0 | 0 | 0+0j | 0 | 0 | 0+0j | 0 | 0 | 0+0j | 0 | 0 | 0+0j | 0 | 0 | 0+0j | 0 | 0 | 0+0j | 0 | 0 | 0+0j | OPEN | node_intto1_8104201_200831963 | node_8104201_200831963 | 0 | AD | 8104201
fuse_220388033 |  | 0 | GOOD | GOOD | GOOD | NONE | 100 | 0 | 0 | 0+0j | 0 | 0 | 0+0j | 0 | 0 | 0+0j | 0 | 0 | 0+0j | 0 | 0 | 0+0j | 0 | 0 | 0+0j | 0 | 0 | 0+0j | 0 | 0 | 0+0j | 0 | 0 | 0+0j | 0 | 0 | 0+0j | 0 | 0 | 0+0j | 0 | 0 | 0+0j | OPEN | node_intto1_8104201_200831914 | node_8104201_200831914 | 0 | AD | 8104201
fuse_220388114 |  | 0 | GOOD | GOOD | GOOD | NONE | 100 | 0 | 0 | 0+0j | 0 | 0 | 0+0j | 0 | 0 | 0+0j | 0 | 0 | 0+0j | 0 | 0 | 0+0j | 0 | 0 | 0+0j | 0 | 0 | 0+0j | 0 | 0 | 0+0j | 0 | 0 | 0+0j | 0 | 0 | 0+0j | 0 | 0 | 0+0j | 0 | 0 | 0+0j | OPEN | node_intto1_8104201_200832460 | node_8104201_200832460 | 0 | AD | 8104201
fuse_220518036 |  | 0 | GOOD | GOOD | GOOD | NONE | 50 | 0 | 0 | 0+0j | 0 | 0 | 0+0j | 0 | 0 | 0+0j | 0 | 0 | 0+0j | 0 | 0 | 0+0j | 0 | 0 | 0+0j | 0 | 0 | 0+0j | 0 | 0 | 0+0j | 0 | 0 | 0+0j | 0 | 0 | 0+0j | 0 | 0 | 0+0j | 0 | 0 | 0+0j | OPEN | node_intto1_8104201_200978749 | node_8104201_200978749 | 0 | ABCN | 8104201
fuse_220537542 |  | 0 | GOOD | GOOD | GOOD | NONE | 30 | 0 | 0 | 0+0j | 0 | 0 | 0+0j | 0 | 0 | 0+0j | 0 | 0 | 0+0j | 0 | 0 | 0+0j | 0 | 0 | 0+0j | 0 | 0 | 0+0j | 0 | 0 | 0+0j | 0 | 0 | 0+0j | 0 | 0 | 0+0j | 0 | 0 | 0+0j | 0 | 0 | 0+0j | OPEN | node_intto1_8104201_200975878 | node_8104201_200975878 | 0 | ABCN | 8104201
fuse_220564705 |  | 0 | GOOD | GOOD | GOOD | NONE | 30 | 0 | 0 | 0+0j | 0 | 0 | 0+0j | 0 | 0 | 0+0j | 0 | 0 | 0+0j | 0 | 0 | 0+0j | 0 | 0 | 0+0j | 0 | 0 | 0+0j | 0 | 0 | 0+0j | 0 | 0 | 0+0j | 0 | 0 | 0+0j | 0 | 0 | 0+0j | 0 | 0 | 0+0j | OPEN | node_intto1_8104201_200815642 | node_8104201_200815642 | 0 | AD | 8104201
fuse_220584706 |  | 0 | GOOD | GOOD | GOOD | NONE | 65 | 0 | 0 | 0+0j | 0 | 0 | 0+0j | 0 | 0 | 0+0j | 0 | 0 | 0+0j | 0 | 0 | 0+0j | 0 | 0 | 0+0j | 0 | 0 | 0+0j | 0 | 0 | 0+0j | 0 | 0 | 0+0j | 0 | 0 | 0+0j | 0 | 0 | 0+0j | 0 | 0 | 0+0j | OPEN | node_intto1_8104201_200831944 | node_8104201_200831944 | 0 | AD | 8104201
fuse_220584708 |  | 0 | GOOD | GOOD | GOOD | NONE | 80 | 0 | 0 | 0+0j | 0 | 0 | 0+0j | 0 | 0 | 0+0j | 0 | 0 | 0+0j | 0 | 0 | 0+0j | 0 | 0 | 0+0j | 0 | 0 | 0+0j | 0 | 0 | 0+0j | 0 | 0 | 0+0j | 0 | 0 | 0+0j | 0 | 0 | 0+0j | 0 | 0 | 0+0j | OPEN | node_intto1_8104201_201027627 | node_8104201_201027627 | 0 | ABCD | 8104201
fuse_220584711 |  | 0 | GOOD | GOOD | GOOD | NONE | 80 | 0 | 0 | 0+0j | 0 | 0 | 0+0j | 0 | 0 | 0+0j | 0 | 0 | 0+0j | 0 | 0 | 0+0j | 0 | 0 | 0+0j | 0 | 0 | 0+0j | 0 | 0 | 0+0j | 0 | 0 | 0+0j | 0 | 0 | 0+0j | 0 | 0 | 0+0j | 0 | 0 | 0+0j | OPEN | node_intto1_8104201_201013343 | node_8104201_201013343 | 0 | ABCN | 8104201
fuse_220584714 |  | 0 | GOOD | GOOD | GOOD | NONE | 80 | 0 | 0 | 0+0j | 0 | 0 | 0+0j | 0 | 0 | 0+0j | 0 | 0 | 0+0j | 0 | 0 | 0+0j | 0 | 0 | 0+0j | 0 | 0 | 0+0j | 0 | 0 | 0+0j | 0 | 0 | 0+0j | 0 | 0 | 0+0j | 0 | 0 | 0+0j | 0 | 0 | 0+0j | OPEN | node_intto1_8104201_201014845 | node_8104201_201014845 | 0 | ABCN | 8104201
fuse_220584717 |  | 0 | GOOD | GOOD | GOOD | NONE | 140 | 0 | 0 | 0+0j | 0 | 0 | 0+0j | 0 | 0 | 0+0j | 0 | 0 | 0+0j | 0 | 0 | 0+0j | 0 | 0 | 0+0j | 0 | 0 | 0+0j | 0 | 0 | 0+0j | 0 | 0 | 0+0j | 0 | 0 | 0+0j | 0 | 0 | 0+0j | 0 | 0 | 0+0j | OPEN | node_intto1_8104201_201013344 | node_8104201_201013344 | 0 | ABCN | 8104201
fuse_220584720 |  | 0 | GOOD | GOOD | GOOD | NONE | 50 | 0 | 0 | 0+0j | 0 | 0 | 0+0j | 0 | 0 | 0+0j | 0 | 0 | 0+0j | 0 | 0 | 0+0j | 0 | 0 | 0+0j | 0 | 0 | 0+0j | 0 | 0 | 0+0j | 0 | 0 | 0+0j | 0 | 0 | 0+0j | 0 | 0 | 0+0j | 0 | 0 | 0+0j | OPEN | node_intto1_8104201_201014849 | node_8104201_201014849 | 0 | AN | 8104201
fuse_220584722 |  | 0 | GOOD | GOOD | GOOD | NONE | 25 | 0 | 0 | 0+0j | 0 | 0 | 0+0j | 0 | 0 | 0+0j | 0 | 0 | 0+0j | 0 | 0 | 0+0j | 0 | 0 | 0+0j | 0 | 0 | 0+0j | 0 | 0 | 0+0j | 0 | 0 | 0+0j | 0 | 0 | 0+0j | 0 | 0 | 0+0j | 0 | 0 | 0+0j | OPEN | node_intto1_8104201_201027524 | node_8104201_201027524 | 0 | ABCD | 8104201
fuse_220584725 |  | 0 | GOOD | GOOD | GOOD | NONE | 40 | 0 | 0 | 0+0j | 0 | 0 | 0+0j | 0 | 0 | 0+0j | 0 | 0 | 0+0j | 0 | 0 | 0+0j | 0 | 0 | 0+0j | 0 | 0 | 0+0j | 0 | 0 | 0+0j | 0 | 0 | 0+0j | 0 | 0 | 0+0j | 0 | 0 | 0+0j | 0 | 0 | 0+0j | OPEN | node_intto1_8104201_200831814 | node_8104201_200831814 | 0 | ABCD | 8104201
fuse_220584728 |  | 0 | GOOD | GOOD | GOOD | NONE | 80 | 0 | 0 | 0+0j | 0 | 0 | 0+0j | 0 | 0 | 0+0j | 0 | 0 | 0+0j | 0 | 0 | 0+0j | 0 | 0 | 0+0j | 0 | 0 | 0+0j | 0 | 0 | 0+0j | 0 | 0 | 0+0j | 0 | 0 | 0+0j | 0 | 0 | 0+0j | 0 | 0 | 0+0j | OPEN | node_intto1_8104201_200831785 | node_8104201_200831785 | 0 | ABCD | 8104201
fuse_220584731 |  | 0 | GOOD | GOOD | GOOD | NONE | 50 | 0 | 0 | 0+0j | 0 | 0 | 0+0j | 0 | 0 | 0+0j | 0 | 0 | 0+0j | 0 | 0 | 0+0j | 0 | 0 | 0+0j | 0 | 0 | 0+0j | 0 | 0 | 0+0j | 0 | 0 | 0+0j | 0 | 0 | 0+0j | 0 | 0 | 0+0j | 0 | 0 | 0+0j | OPEN | node_intto1_8104201_201013342 | node_8104201_201013342 | 0 | ABCN | 8104201
fuse_220584734 |  | 0 | GOOD | GOOD | GOOD | NONE | 100 | 0 | 0 | 0+0j | 0 | 0 | 0+0j | 0 | 0 | 0+0j | 0 | 0 | 0+0j | 0 | 0 | 0+0j | 0 | 0 | 0+0j | 0 | 0 | 0+0j | 0 | 0 | 0+0j | 0 | 0 | 0+0j | 0 | 0 | 0+0j | 0 | 0 | 0+0j | 0 | 0 | 0+0j | OPEN | node_intto1_8104201_200831777 | node_8104201_200831777 | 0 | ABCD | 8104201
fuse_220584737 |  | 0 | GOOD | GOOD | GOOD | NONE | 40 | 0 | 0 | 0+0j | 0 | 0 | 0+0j | 0 | 0 | 0+0j | 0 | 0 | 0+0j | 0 | 0 | 0+0j | 0 | 0 | 0+0j | 0 | 0 | 0+0j | 0 | 0 | 0+0j | 0 | 0 | 0+0j | 0 | 0 | 0+0j | 0 | 0 | 0+0j | 0 | 0 | 0+0j | OPEN | node_intto1_8104201_311908758 | node_8104201_311908758 | 0 | ABCD | 8104201
fuse_220584740 |  | 0 | GOOD | GOOD | GOOD | NONE | 140 | 0 | 0 | 0+0j | 0 | 0 | 0+0j | 0 | 0 | 0+0j | 0 | 0 | 0+0j | 0 | 0 | 0+0j | 0 | 0 | 0+0j | 0 | 0 | 0+0j | 0 | 0 | 0+0j | 0 | 0 | 0+0j | 0 | 0 | 0+0j | 0 | 0 | 0+0j | 0 | 0 | 0+0j | OPEN | node_intto1_8104201_200831861 | node_8104201_200831861 | 0 | ABCD | 8104201
fuse_220584743 |  | 0 | GOOD | GOOD | GOOD | NONE | 100 | 0 | 0 | 0+0j | 0 | 0 | 0+0j | 0 | 0 | 0+0j | 0 | 0 | 0+0j | 0 | 0 | 0+0j | 0 | 0 | 0+0j | 0 | 0 | 0+0j | 0 | 0 | 0+0j | 0 | 0 | 0+0j | 0 | 0 | 0+0j | 0 | 0 | 0+0j | 0 | 0 | 0+0j | OPEN | node_intto1_8104201_200831867 | node_8104201_200831867 | 0 | ABCD | 8104201
fuse_220584746 |  | 0 | GOOD | GOOD | GOOD | NONE | 100 | 0 | 0 | 0+0j | 0 | 0 | 0+0j | 0 | 0 | 0+0j | 0 | 0 | 0+0j | 0 | 0 | 0+0j | 0 | 0 | 0+0j | 0 | 0 | 0+0j | 0 | 0 | 0+0j | 0 | 0 | 0+0j | 0 | 0 | 0+0j | 0 | 0 | 0+0j | 0 | 0 | 0+0j | OPEN | node_intto1_8104201_200831928 | node_8104201_200831928 | 0 | AD | 8104201
fuse_220584748 |  | 0 | GOOD | GOOD | GOOD | NONE | 65 | 0 | 0 | 0+0j | 0 | 0 | 0+0j | 0 | 0 | 0+0j | 0 | 0 | 0+0j | 0 | 0 | 0+0j | 0 | 0 | 0+0j | 0 | 0 | 0+0j | 0 | 0 | 0+0j | 0 | 0 | 0+0j | 0 | 0 | 0+0j | 0 | 0 | 0+0j | 0 | 0 | 0+0j | OPEN | node_intto1_8104201_200831894 | node_8104201_200831894 | 0 | AD | 8104201
fuse_220584750 |  | 0 | GOOD | GOOD | GOOD | NONE | 65 | 0 | 0 | 0+0j | 0 | 0 | 0+0j | 0 | 0 | 0+0j | 0 | 0 | 0+0j | 0 | 0 | 0+0j | 0 | 0 | 0+0j | 0 | 0 | 0+0j | 0 | 0 | 0+0j | 0 | 0 | 0+0j | 0 | 0 | 0+0j | 0 | 0 | 0+0j | 0 | 0 | 0+0j | OPEN | node_intto1_8104201_200831893 | node_8104201_200831893 | 0 | AD | 8104201
fuse_220597801 |  | 0 | GOOD | GOOD | GOOD | NONE | 50 | 0 | 0 | 0+0j | 0 | 0 | 0+0j | 0 | 0 | 0+0j | 0 | 0 | 0+0j | 0 | 0 | 0+0j | 0 | 0 | 0+0j | 0 | 0 | 0+0j | 0 | 0 | 0+0j | 0 | 0 | 0+0j | 0 | 0 | 0+0j | 0 | 0 | 0+0j | 0 | 0 | 0+0j | OPEN | node_intto1_8104201_201003803 | node_8104201_201003803 | 0 | ABCD | 8104201
fuse_310034332 |  | 0 | GOOD | GOOD | GOOD | NONE | 300 | 0 | 0 | 0+0j | 0 | 0 | 0+0j | 0 | 0 | 0+0j | 0 | 0 | 0+0j | 0 | 0 | 0+0j | 0 | 0 | 0+0j | 0 | 0 | 0+0j | 0 | 0 | 0+0j | 0 | 0 | 0+0j | 0 | 0 | 0+0j | 0 | 0 | 0+0j | 0 | 0 | 0+0j | OPEN | node_intto1_8104201_310034342 | node_8104201_310034342 | 0 | ABCD | 8104201
fuse_310034362 |  | 0 | GOOD | GOOD | GOOD | NONE | 300 | 0 | 0 | 0+0j | 0 | 0 | 0+0j | 0 | 0 | 0+0j | 0 | 0 | 0+0j | 0 | 0 | 0+0j | 0 | 0 | 0+0j | 0 | 0 | 0+0j | 0 | 0 | 0+0j | 0 | 0 | 0+0j | 0 | 0 | 0+0j | 0 | 0 | 0+0j | 0 | 0 | 0+0j | OPEN | node_intto1_8104201_200949154 | node_8104201_200949154 | 0 | ABCD | 8104201
fuse_310043941 |  | 0 | GOOD | GOOD | GOOD | NONE | 140 | 0 | 0 | 0+0j | 0 | 0 | 0+0j | 0 | 0 | 0+0j | 0 | 0 | 0+0j | 0 | 0 | 0+0j | 0 | 0 | 0+0j | 0 | 0 | 0+0j | 0 | 0 | 0+0j | 0 | 0 | 0+0j | 0 | 0 | 0+0j | 0 | 0 | 0+0j | 0 | 0 | 0+0j | OPEN | node_intto1_8104201_310044107 | node_8104201_310044107 | 0 | ABCN | 8104201
fuse_310062854 |  | 0 | GOOD | GOOD | GOOD | NONE | 300 | 0 | 0 | 0+0j | 0 | 0 | 0+0j | 0 | 0 | 0+0j | 0 | 0 | 0+0j | 0 | 0 | 0+0j | 0 | 0 | 0+0j | 0 | 0 | 0+0j | 0 | 0 | 0+0j | 0 | 0 | 0+0j | 0 | 0 | 0+0j | 0 | 0 | 0+0j | 0 | 0 | 0+0j | OPEN | node_intto1_8104201_200831758 | node_8104201_200831758 | 0 | AN | 8104201
fuse_311907061 |  | 0 | GOOD | GOOD | GOOD | NONE | 15 | 0 | 0 | 0+0j | 0 | 0 | 0+0j | 0 | 0 | 0+0j | 0 | 0 | 0+0j | 0 | 0 | 0+0j | 0 | 0 | 0+0j | 0 | 0 | 0+0j | 0 | 0 | 0+0j | 0 | 0 | 0+0j | 0 | 0 | 0+0j | 0 | 0 | 0+0j | 0 | 0 | 0+0j | OPEN | node_intto1_8104201_201014851 | node_8104201_201014851 | 0 | ABCD | 8104201
fuse_311981739 |  | 0 | GOOD | GOOD | GOOD | NONE | 50 | 0 | 0 | 0+0j | 0 | 0 | 0+0j | 0 | 0 | 0+0j | 0 | 0 | 0+0j | 0 | 0 | 0+0j | 0 | 0 | 0+0j | 0 | 0 | 0+0j | 0 | 0 | 0+0j | 0 | 0 | 0+0j | 0 | 0 | 0+0j | 0 | 0 | 0+0j | 0 | 0 | 0+0j | OPEN | node_intto1_8104201_311981738 | node_8104201_311981738 | 0 | ABCN | 8104201
fuse_312011940 |  | 0 | GOOD | GOOD | GOOD | NONE | 80 | 0 | 0 | 0+0j | 0 | 0 | 0+0j | 0 | 0 | 0+0j | 0 | 0 | 0+0j | 0 | 0 | 0+0j | 0 | 0 | 0+0j | 0 | 0 | 0+0j | 0 | 0 | 0+0j | 0 | 0 | 0+0j | 0 | 0 | 0+0j | 0 | 0 | 0+0j | 0 | 0 | 0+0j | OPEN | node_intto1_8104201_310017137 | node_8104201_310017137 | 0 | ABCD | 8104201
fuse_312036051 |  | 0 | GOOD | GOOD | GOOD | NONE | 300 | 0 | 0 | 0+0j | 0 | 0 | 0+0j | 0 | 0 | 0+0j | 0 | 0 | 0+0j | 0 | 0 | 0+0j | 0 | 0 | 0+0j | 0 | 0 | 0+0j | 0 | 0 | 0+0j | 0 | 0 | 0+0j | 0 | 0 | 0+0j | 0 | 0 | 0+0j | 0 | 0 | 0+0j | OPEN | node_intto1_312036051 | node_312036051 | 0 | ABCD | 8104201
fuse_312036060 |  | 0 | GOOD | GOOD | GOOD | NONE | 100 | 0 | 0 | 0+0j | 0 | 0 | 0+0j | 0 | 0 | 0+0j | 0 | 0 | 0+0j | 0 | 0 | 0+0j | 0 | 0 | 0+0j | 0 | 0 | 0+0j | 0 | 0 | 0+0j | 0 | 0 | 0+0j | 0 | 0 | 0+0j | 0 | 0 | 0+0j | 0 | 0 | 0+0j | OPEN | node_intto1_312036060 | node_312036060 | 0 | ABCN | 8104201

## Generator
Name | GroupId | ColdStartupCost | ColdStartupTime | HotStartupCost | HotStartupStatus | ShutdownCost | CommitmentStatus | ConstructionTime | CalendarLife | YearOfInstallation | ReactivePower | ActivePower | MaxPowerOutput | MinPowerOutput | MinimumDowntime | MinimumUptime | NoLoadCost | NonSpinningReserve | SpinningReserve | OperatingReserve | RampUpLimit | RampDownLimit | StartupCapability | ShutdownCapability | ShutdownStatus | StartupStatus | CapitalCost | FixedOperatingCost | VariableOperatingCost | MaxReactivePower | MaxActivePower | OutputSchedule | PlanningStatus | UnitType | UnitSubtype | ParentNode | Phases | Feeder | Comments

## HeatPump
Name | GroupId | YearOfInstallation | ReactivePower | ActivePower | MaxPowerOutput | MinPowerOutput | RampUpLimit | RampDownLimit | CapitalCost | FixedOperatingCost | VariableOperatingCost | MaxReactivePower | MaxActivePower | OutputSchedule | PlanningStatus | UnitType | UnitSubtype | ParentNode | Phases | Feeder | Comments
heatpump_load_220335814 |  | 0 | 0 | 0 | 0 | 0 | 0 | 0 | 0 | 0 | 0.19 | 803.0069761181301 | 1885.0008323640318 | OPTIMIZED | INSTALLED |  |  | node_1393589_967_15307600_979 | AN | 8104201
heatpump_load_220335815 |  | 0 | 0 | 0 | 0 | 0 | 0 | 0 | 0 | 0 | 0.19 | 0 | 0 | OPTIMIZED | INSTALLED |  |  | node_1393396_367_15307778_155 | AN | 8104201
heatpump_load_220338653 |  | 0 | 0 | 0 | 0 | 0 | 0 | 0 | 0 | 0 | 0.19 | 335.38097181308376 | 787.2825136713864 | OPTIMIZED | INSTALLED |  |  | node_1394843_616_15303580_968 | AN | 8104201
heatpump_load_220338654 |  | 0 | 0 | 0 | 0 | 0 | 0 | 0 | 0 | 0 | 0.19 | 335.38097181308376 | 787.2825136713864 | OPTIMIZED | INSTALLED |  |  | node_1394849_449_15303589_963 | BN | 8104201
heatpump_load_220338655 |  | 0 | 0 | 0 | 0 | 0 | 0 | 0 | 0 | 0 | 0.19 | 335.38097181308376 | 787.2825136713864 | OPTIMIZED | INSTALLED |  |  | node_1394856_062_15303596_917 | CN | 8104201
heatpump_load_220338658 |  | 0 | 0 | 0 | 0 | 0 | 0 | 0 | 0 | 0 | 0.19 | 583.2712530947321 | 1369.1870271778362 | OPTIMIZED | INSTALLED |  |  | node_1393136_441_15300536_497 | AN | 8104201
heatpump_load_220338659 |  | 0 | 0 | 0 | 0 | 0 | 0 | 0 | 0 | 0 | 0.19 | 583.2712530947321 | 1369.1870271778362 | OPTIMIZED | INSTALLED |  |  | node_1393138_479_15300510_029 | BN | 8104201
heatpump_load_220338660 |  | 0 | 0 | 0 | 0 | 0 | 0 | 0 | 0 | 0 | 0.19 | 583.2712530947321 | 1369.1870271778362 | OPTIMIZED | INSTALLED |  |  | node_1393139_577_15300562_816 | CN | 8104201
heatpump_load_220338663 |  | 0 | 0 | 0 | 0 | 0 | 0 | 0 | 0 | 0 | 0.19 | 938.6000302612871 | 2203.2957365933767 | OPTIMIZED | INSTALLED |  |  | node_1393643_238_15300728_082 | AN | 8104201
heatpump_load_220338664 |  | 0 | 0 | 0 | 0 | 0 | 0 | 0 | 0 | 0 | 0.19 | 537.4902775992219 | 1261.7195216431533 | OPTIMIZED | INSTALLED |  |  | node_1393651_302_15301099_898 | AN | 8104201
heatpump_load_220338665 |  | 0 | 0 | 0 | 0 | 0 | 0 | 0 | 0 | 0 | 0.19 | 306.2173911877676 | 718.8231802830741 | OPTIMIZED | INSTALLED |  |  | node_1393767_126_15301380_005 | AN | 8104201
heatpump_load_220338666 |  | 0 | 0 | 0 | 0 | 0 | 0 | 0 | 0 | 0 | 0.19 | 306.2173911877676 | 718.8231802830741 | OPTIMIZED | INSTALLED |  |  | node_1393761_192_15301405_361 | AN | 8104201
heatpump_load_220338667 |  | 0 | 0 | 0 | 0 | 0 | 0 | 0 | 0 | 0 | 0.19 | 628.2006284996581 | 1474.6554854481508 | OPTIMIZED | INSTALLED |  |  | node_1393615_819_15301559_748 | AN | 8104201
heatpump_load_220338668 |  | 0 | 0 | 0 | 0 | 0 | 0 | 0 | 0 | 0 | 0.19 | 167.69046023428544 | 393.64128250794965 | OPTIMIZED | INSTALLED |  |  | node_1393693_588_15302055_089 | AN | 8104201
heatpump_load_220338670 |  | 0 | 0 | 0 | 0 | 0 | 0 | 0 | 0 | 0 | 0.19 | 167.69046023428544 | 393.64128250794965 | OPTIMIZED | INSTALLED |  |  | node_1393699_755_15302080_447 | BN | 8104201
heatpump_load_220338671 |  | 0 | 0 | 0 | 0 | 0 | 0 | 0 | 0 | 0 | 0.19 | 0 | 0 | OPTIMIZED | INSTALLED |  |  | node_1394005_123_15301821_627 | AN | 8104201
heatpump_load_220338672 |  | 0 | 0 | 0 | 0 | 0 | 0 | 0 | 0 | 0 | 0.19 | 0 | 0 | OPTIMIZED | INSTALLED |  |  | node_1393981_309_15301863_43 | BN | 8104201
heatpump_load_220338673 |  | 0 | 0 | 0 | 0 | 0 | 0 | 0 | 0 | 0 | 0.19 | 0 | 0 | OPTIMIZED | INSTALLED |  |  | node_1393991_157_15301840_405 | CN | 8104201
heatpump_load_220338674 |  | 0 | 0 | 0 | 0 | 0 | 0 | 0 | 0 | 0 | 0.19 | 65.6180307347048 | 154.0335386320873 | OPTIMIZED | INSTALLED |  |  | node_1394338_062_15302149_456 | AN | 8104201
heatpump_load_220338675 |  | 0 | 0 | 0 | 0 | 0 | 0 | 0 | 0 | 0 | 0.19 | 65.6180307347048 | 154.0335386320873 | OPTIMIZED | INSTALLED |  |  | node_1394367_376_15302114_531 | BN | 8104201
heatpump_load_220338676 |  | 0 | 0 | 0 | 0 | 0 | 0 | 0 | 0 | 0 | 0.19 | 65.6180307347048 | 154.0335386320873 | OPTIMIZED | INSTALLED |  |  | node_1394354_443_15302134_6 | CN | 8104201
heatpump_load_220338680 |  | 0 | 0 | 0 | 0 | 0 | 0 | 0 | 0 | 0 | 0.19 | 3652.7360344564813 | 8574.533650519526 | OPTIMIZED | INSTALLED |  |  | node_1394096_156_15302517_631 | AN | 8104201
heatpump_load_220338681 |  | 0 | 0 | 0 | 0 | 0 | 0 | 0 | 0 | 0 | 0.19 | 153.10872126614024 | 359.41159014153703 | OPTIMIZED | INSTALLED |  |  | node_1394176_23_15302444_062 | AN | 8104201
heatpump_load_220338683 |  | 0 | 0 | 0 | 0 | 0 | 0 | 0 | 0 | 0 | 0.19 | 634.307442172266 | 1488.9908734435107 | OPTIMIZED | INSTALLED |  |  | node_1394584_531_15303347_59 | AN | 8104201
heatpump_load_220338684 |  | 0 | 0 | 0 | 0 | 0 | 0 | 0 | 0 | 0 | 0.19 | 67.3241062085938 | 158.03841063652158 | OPTIMIZED | INSTALLED |  |  | node_1394794_965_15303760_319 | AN | 8104201
heatpump_load_220338685 |  | 0 | 0 | 0 | 0 | 0 | 0 | 0 | 0 | 0 | 0.19 | 67.3241062085938 | 158.03841063652158 | OPTIMIZED | INSTALLED |  |  | node_1394797_985_15303746_215 | AN | 8104201
heatpump_load_220338686 |  | 0 | 0 | 0 | 0 | 0 | 0 | 0 | 0 | 0 | 0.19 | 196.85404085960155 | 462.1006158962619 | OPTIMIZED | INSTALLED |  |  | node_1394572_784_15303932_847 | AN | 8104201
heatpump_load_220338687 |  | 0 | 0 | 0 | 0 | 0 | 0 | 0 | 0 | 0 | 0.19 | 196.85404085960155 | 462.1006158962619 | OPTIMIZED | INSTALLED |  |  | node_1394570_635_15303906_358 | BN | 8104201
heatpump_load_220338688 |  | 0 | 0 | 0 | 0 | 0 | 0 | 0 | 0 | 0 | 0.19 | 196.85404085960155 | 462.1006158962619 | OPTIMIZED | INSTALLED |  |  | node_1394573_659_15303880_068 | CN | 8104201
heatpump_load_220338689 |  | 0 | 0 | 0 | 0 | 0 | 0 | 0 | 0 | 0 | 0.19 | 118.58487618545327 | 278.36941101590816 | OPTIMIZED | INSTALLED |  |  | node_1394880_26_15304733_41 | AN | 8104201
heatpump_load_220338690 |  | 0 | 0 | 0 | 0 | 0 | 0 | 0 | 0 | 0 | 0.19 | 0 | 0 | OPTIMIZED | INSTALLED |  |  | node_1395005_948_15305917_297 | AN | 8104201
heatpump_load_220338693 |  | 0 | 0 | 0 | 0 | 0 | 0 | 0 | 0 | 0 | 0.19 | 33.858882294412275 | 79.48130593415705 | OPTIMIZED | INSTALLED |  |  | node_1395073_195_15306597_737 | AN | 8104201
heatpump_load_220338694 |  | 0 | 0 | 0 | 0 | 0 | 0 | 0 | 0 | 0 | 0.19 | 184.5703282543085 | 433.2655374643352 | OPTIMIZED | INSTALLED |  |  | node_1395244_473_15306669_592 | AN | 8104201
heatpump_load_220338695 |  | 0 | 0 | 0 | 0 | 0 | 0 | 0 | 0 | 0 | 0.19 | 349.9627107812289 | 821.512206037799 | OPTIMIZED | INSTALLED |  |  | node_1395384_106_15306592_778 | AN | 8104201
heatpump_load_220338696 |  | 0 | 0 | 0 | 0 | 0 | 0 | 0 | 0 | 0 | 0.19 | 349.9627107812289 | 821.512206037799 | OPTIMIZED | INSTALLED |  |  | node_1395381_354_15306619_124 | BN | 8104201
heatpump_load_220338697 |  | 0 | 0 | 0 | 0 | 0 | 0 | 0 | 0 | 0 | 0.19 | 349.9627107812289 | 821.512206037799 | OPTIMIZED | INSTALLED |  |  | node_1395381_684_15306566_329 | CN | 8104201
heatpump_load_220338698 |  | 0 | 0 | 0 | 0 | 0 | 0 | 0 | 0 | 0 | 0.19 | 247.89028128164824 | 581.9044621619366 | OPTIMIZED | INSTALLED |  |  | node_1393635_601_15300259_272 | AN | 8104201
heatpump_load_220338699 |  | 0 | 0 | 0 | 0 | 0 | 0 | 0 | 0 | 0 | 0.19 | 247.89028128164824 | 581.9044621619366 | OPTIMIZED | INSTALLED |  |  | node_1393632_808_15300285_61 | BN | 8104201
heatpump_load_220338700 |  | 0 | 0 | 0 | 0 | 0 | 0 | 0 | 0 | 0 | 0.19 | 247.89028128164824 | 581.9044621619366 | OPTIMIZED | INSTALLED |  |  | node_1393633_22_15300232_817 | CN | 8104201
heatpump_load_220338702 |  | 0 | 0 | 0 | 0 | 0 | 0 | 0 | 0 | 0 | 0.19 | 131.23601012489672 | 308.0670772641746 | OPTIMIZED | INSTALLED |  |  | node_1393587_208_15300421_437 | AN | 8104201
heatpump_load_220338703 |  | 0 | 0 | 0 | 0 | 0 | 0 | 0 | 0 | 0 | 0.19 | 131.23601012489672 | 308.0670772641746 | OPTIMIZED | INSTALLED |  |  | node_1393589_676_15300403_951 | AN | 8104201
heatpump_load_220338704 |  | 0 | 0 | 0 | 0 | 0 | 0 | 0 | 0 | 0 | 0.19 | 235.2799662299423 | 552.3026561192122 | OPTIMIZED | INSTALLED |  |  | node_1393640_251_15301925_779 | AN | 8104201
heatpump_load_220338705 |  | 0 | 0 | 0 | 0 | 0 | 0 | 0 | 0 | 0 | 0.19 | 992.1443474483671 | 2328.98710411716 | OPTIMIZED | INSTALLED |  |  | node_1393049_16_15302422_611 | AN | 8104201
heatpump_load_220338706 |  | 0 | 0 | 0 | 0 | 0 | 0 | 0 | 0 | 0 | 0.19 | 1090.7288414991626 | 2560.4070925580077 | OPTIMIZED | INSTALLED |  |  | node_1392673_849_15302804_574 | AN | 8104201
heatpump_load_220338707 |  | 0 | 0 | 0 | 0 | 0 | 0 | 0 | 0 | 0 | 0.19 | 1325.3788619006127 | 3111.2310267063517 | OPTIMIZED | INSTALLED |  |  | node_1392548_244_15302947_264 | AN | 8104201
heatpump_load_220338708 |  | 0 | 0 | 0 | 0 | 0 | 0 | 0 | 0 | 0 | 0.19 | 2650.6002501802304 | 6222.092372919987 | OPTIMIZED | INSTALLED |  |  | node_1392273_249_15303247_505 | AN | 8104201
heatpump_load_220338710 |  | 0 | 0 | 0 | 0 | 0 | 0 | 0 | 0 | 0 | 0.19 | 1801.60815278339 | 4229.144836682589 | OPTIMIZED | INSTALLED |  |  | node_1392767_306_15302255_014 | AN | 8104201
heatpump_load_220338711 |  | 0 | 0 | 0 | 0 | 0 | 0 | 0 | 0 | 0 | 0.19 | 1112.9340083612872 | 2612.5320420311064 | OPTIMIZED | INSTALLED |  |  | node_1392568_561_15302479_66 | AN | 8104201
heatpump_load_220338712 |  | 0 | 0 | 0 | 0 | 0 | 0 | 0 | 0 | 0 | 0.19 | 1354.9856997055992 | 3180.73095933715 | OPTIMIZED | INSTALLED |  |  | node_1392325_594_15302665_398 | AN | 8104201
heatpump_load_220338713 |  | 0 | 0 | 0 | 0 | 0 | 0 | 0 | 0 | 0 | 0.19 | 1433.7273365872447 | 3365.571205695655 | OPTIMIZED | INSTALLED |  |  | node_1392105_348_15302958_073 | AN | 8104201
heatpump_load_220338714 |  | 0 | 0 | 0 | 0 | 0 | 0 | 0 | 0 | 0 | 0.19 | 2684.4591324746425 | 6301.573678854144 | OPTIMIZED | INSTALLED |  |  | node_1393303_824_15301166_031 | AN | 8104201
heatpump_load_220338715 |  | 0 | 0 | 0 | 0 | 0 | 0 | 0 | 0 | 0 | 0.19 | 895.134692296546 | 2101.2639206034823 | OPTIMIZED | INSTALLED |  |  | node_1393422_494_15302607_31 | AN | 8104201
heatpump_load_220338716 |  | 0 | 0 | 0 | 0 | 0 | 0 | 0 | 0 | 0 | 0.19 | 813.2433776169513 | 1909.0300643906373 | OPTIMIZED | INSTALLED |  |  | node_1393344_111_15303222_137 | AN | 8104201
heatpump_load_220338717 |  | 0 | 0 | 0 | 0 | 0 | 0 | 0 | 0 | 0 | 0.19 | 1338.9224148183775 | 3143.023549080015 | OPTIMIZED | INSTALLED |  |  | node_1393182_224_15302274_493 | AN | 8104201
heatpump_load_220338718 |  | 0 | 0 | 0 | 0 | 0 | 0 | 0 | 0 | 0 | 0.19 | 42.520496238771806 | 99.81373303359257 | OPTIMIZED | INSTALLED |  |  | node_1392745_778_15302053_527 | AN | 8104201
heatpump_load_220338720 |  | 0 | 0 | 0 | 0 | 0 | 0 | 0 | 0 | 0 | 0.19 | 432.1340070895438 | 1014.4032720154742 | OPTIMIZED | INSTALLED |  |  | node_1392397_201_15302064_428 | AN | 8104201
heatpump_load_220338721 |  | 0 | 0 | 0 | 0 | 0 | 0 | 0 | 0 | 0 | 0.19 | 1459.2396035238003 | 3425.4594455158103 | OPTIMIZED | INSTALLED |  |  | node_1392227_664_15302254_774 | AN | 8104201
heatpump_load_220338722 |  | 0 | 0 | 0 | 0 | 0 | 0 | 0 | 0 | 0 | 0.19 | 2785.563358494895 | 6538.908555178465 | OPTIMIZED | INSTALLED |  |  | node_1391535_605_15303033_928 | AN | 8104201
heatpump_load_220338723 |  | 0 | 0 | 0 | 0 | 0 | 0 | 0 | 0 | 0 | 0.19 | 888.0479172511608 | 2084.628298431217 | OPTIMIZED | INSTALLED |  |  | node_1391014_839_15303424_979 | AN | 8104201
heatpump_load_220338724 |  | 0 | 0 | 0 | 0 | 0 | 0 | 0 | 0 | 0 | 0.19 | 112.12804696856055 | 263.2125108145108 | OPTIMIZED | INSTALLED |  |  | node_1390671_112_15303328_882 | AN | 8104201
heatpump_load_220338725 |  | 0 | 0 | 0 | 0 | 0 | 0 | 0 | 0 | 0 | 0.19 | 1198.9198425648 | 2814.3775910545933 | OPTIMIZED | INSTALLED |  |  | node_1392952_607_15303023_581 | AN | 8104201
heatpump_load_220338726 |  | 0 | 0 | 0 | 0 | 0 | 0 | 0 | 0 | 0 | 0.19 | 0.15747362099487058 | 0.36968049271700953 | OPTIMIZED | INSTALLED |  |  | node_1392726_759_15303272_501 | AN | 8104201
heatpump_load_220338731 |  | 0 | 0 | 0 | 0 | 0 | 0 | 0 | 0 | 0 | 0.19 | 491.97762852800895 | 1154.8818592479377 | OPTIMIZED | INSTALLED |  |  | node_1394397_867_15304524_907 | AN | 8104201
heatpump_load_220338737 |  | 0 | 0 | 0 | 0 | 0 | 0 | 0 | 0 | 0 | 0.19 | 1720.031836690298 | 4037.650341455178 | OPTIMIZED | INSTALLED |  |  | node_1393836_61_15307160_856 | AN | 8104201
heatpump_load_220338848 |  | 0 | 0 | 0 | 0 | 0 | 0 | 0 | 0 | 0 | 0.19 | 2052.3214580720614 | 4817.676181088068 | OPTIMIZED | INSTALLED |  |  | node_1393954_442_15306361_035 | AN | 8104201
heatpump_load_220338849 |  | 0 | 0 | 0 | 0 | 0 | 0 | 0 | 0 | 0 | 0.19 | 2075.7864652466574 | 4872.758574502903 | OPTIMIZED | INSTALLED |  |  | node_1394586_415_15306755_286 | AN | 8104201
heatpump_load_220338850 |  | 0 | 0 | 0 | 0 | 0 | 0 | 0 | 0 | 0 | 0.19 | 1818.143909878109 | 4267.961288417875 | OPTIMIZED | INSTALLED |  |  | node_1394019_199_15306730_168 | AN | 8104201
heatpump_load_220338851 |  | 0 | 0 | 0 | 0 | 0 | 0 | 0 | 0 | 0 | 0.19 | 1252.6216333728748 | 2940.438639071094 | OPTIMIZED | INSTALLED |  |  | node_1393627_455_15306727_109 | AN | 8104201
heatpump_load_220338852 |  | 0 | 0 | 0 | 0 | 0 | 0 | 0 | 0 | 0 | 0.19 | 365.3610842266885 | 857.6587431034621 | OPTIMIZED | INSTALLED |  |  | node_1393593_497_15307173_053 | AN | 8104201
heatpump_load_220338856 |  | 0 | 0 | 0 | 0 | 0 | 0 | 0 | 0 | 0 | 0.19 | 512.765378767641 | 1203.679684286583 | OPTIMIZED | INSTALLED |  |  | node_1392586_694_15301319_23 | AN | 8104201
heatpump_load_220338857 |  | 0 | 0 | 0 | 0 | 0 | 0 | 0 | 0 | 0 | 0.19 | 612.7672380964161 | 1438.426797161884 | OPTIMIZED | INSTALLED |  |  | node_1392725_018_15301178_962 | AN | 8104201
heatpump_load_220425807 |  | 0 | 0 | 0 | 0 | 0 | 0 | 0 | 0 | 0 | 0.19 | 1512.6264470898852 | 3550.7811325468765 | OPTIMIZED | INSTALLED |  |  | node_1394559_515_15307211_185 | AN | 8104201
heatpump_load_220474388 |  | 0 | 0 | 0 | 0 | 0 | 0 | 0 | 0 | 0 | 0.19 | 1245.0624374645054 | 2922.693975420677 | OPTIMIZED | INSTALLED |  |  | node_1394639_795_15306404_177 | AN | 8104201
heatpump_load_220481992 |  | 0 | 0 | 0 | 0 | 0 | 0 | 0 | 0 | 0 | 0.19 | 800.3297705276788 | 1878.7162639878427 | OPTIMIZED | INSTALLED |  |  | node_1394454_118_15303042_864 | AN | 8104201
heatpump_load_220527040 |  | 0 | 0 | 0 | 0 | 0 | 0 | 0 | 0 | 0 | 0.19 | 43.74531959346128 | 102.68902575472488 | OPTIMIZED | INSTALLED |  |  | node_1392641_439_15304365_569 | AN | 8104201
heatpump_load_220529901 |  | 0 | 0 | 0 | 0 | 0 | 0 | 0 | 0 | 0 | 0.19 | 2187.267006563322 | 5134.451236391731 | OPTIMIZED | INSTALLED |  |  | node_1393024_408_15303693_803 | ABCN | 8104201
heatpump_load_220529914 |  | 0 | 0 | 0 | 0 | 0 | 0 | 0 | 0 | 0 | 0.19 | 284.3446800465241 | 667.4786160611989 | OPTIMIZED | INSTALLED |  |  | node_1393346_249_15304199_849 | ABCN | 8104201
heatpump_load_220529952 |  | 0 | 0 | 0 | 0 | 0 | 0 | 0 | 0 | 0 | 0.19 | 0 | 0 | OPTIMIZED | INSTALLED |  |  | node_1393919_125_15301751_491 | ABCN | 8104201
heatpump_load_220530191 |  | 0 | 0 | 0 | 0 | 0 | 0 | 0 | 0 | 0 | 0.19 | 131.23601012489672 | 308.0670772641746 | OPTIMIZED | INSTALLED |  |  | node_1395678_284_15304343_299 | AN | 8104201
heatpump_load_220530233 |  | 0 | 0 | 0 | 0 | 0 | 0 | 0 | 0 | 0 | 0.19 | 4199.552837441824 | 9858.146472453587 | OPTIMIZED | INSTALLED |  |  | node_1394463_326_15304433_651 | ABCN | 8104201
heatpump_load_220530700 |  | 0 | 0 | 0 | 0 | 0 | 0 | 0 | 0 | 0 | 0.19 | 2012.2856768449637 | 4723.695236061857 | OPTIMIZED | INSTALLED |  |  | node_1395068_918_15304046_383 | ABCN | 8104201
heatpump_load_220530765 |  | 0 | 0 | 0 | 0 | 0 | 0 | 0 | 0 | 0 | 0.19 | 4965.096289738986 | 11655.204474505785 | OPTIMIZED | INSTALLED |  |  | node_1395256_366_15304929_852 | ABCN | 8104201
heatpump_load_220530766 |  | 0 | 0 | 0 | 0 | 0 | 0 | 0 | 0 | 0 | 0.19 | 3740.2266736434035 | 8779.911702028976 | OPTIMIZED | INSTALLED |  |  | node_1394922_996_15304150_915 | ABCN | 8104201
heatpump_load_220532268 |  | 0 | 0 | 0 | 0 | 0 | 0 | 0 | 0 | 0 | 0.19 | 65.6180307347048 | 154.0335386320873 | OPTIMIZED | INSTALLED |  |  | node_1395148_001_15304001_35 | AN | 8104201
heatpump_load_220534465 |  | 0 | 0 | 0 | 0 | 0 | 0 | 0 | 0 | 0 | 0.19 | 16.06328488722147 | 37.707410257134974 | OPTIMIZED | INSTALLED |  |  | node_1389945_873_15302304_208 | AN | 8104201
heatpump_load_220537698 |  | 0 | 0 | 0 | 0 | 0 | 0 | 0 | 0 | 0 | 0.19 | 0 | 0 | OPTIMIZED | INSTALLED |  |  | node_1395207_356_15306176_636 | ABCN | 8104201
heatpump_load_220543482 |  | 0 | 0 | 0 | 0 | 0 | 0 | 0 | 0 | 0 | 0.19 | 306.2173911877676 | 718.8231802830741 | OPTIMIZED | INSTALLED |  |  | node_1394202_709_15302225_54 | AN | 8104201
heatpump_load_220545604 |  | 0 | 0 | 0 | 0 | 0 | 0 | 0 | 0 | 0 | 0.19 | 3160.058477528928 | 7418.008766859513 | OPTIMIZED | INSTALLED |  |  | node_1393143_107_15301744_783 | AN | 8104201
heatpump_load_220545610 |  | 0 | 0 | 0 | 0 | 0 | 0 | 0 | 0 | 0 | 0.19 | 65.6180307347048 | 154.0335386320873 | OPTIMIZED | INSTALLED |  |  | node_1393591_186_15304532_188 | AN | 8104201
heatpump_load_220564696 |  | 0 | 0 | 0 | 0 | 0 | 0 | 0 | 0 | 0 | 0.19 | 787.4161634384062 | 1848.4024635850476 | OPTIMIZED | INSTALLED |  |  | node_1390779_67_15301516_55 | AN | 8104201
heatpump_load_220566699 |  | 0 | 0 | 0 | 0 | 0 | 0 | 0 | 0 | 0 | 0.19 | 1859.1769555788237 | 4364.283543231293 | OPTIMIZED | INSTALLED |  |  | node_1394956_91_15303766_021 | ABCN | 8104201
heatpump_load_220568568 |  | 0 | 0 | 0 | 0 | 0 | 0 | 0 | 0 | 0 | 0.19 | 109.36335032816608 | 256.72256438681217 | OPTIMIZED | INSTALLED |  |  | node_1390392_922_15301512_843 | AN | 8104201
heatpump_load_220596922 |  | 0 | 0 | 0 | 0 | 0 | 0 | 0 | 0 | 0 | 0.19 | 65.6180307347048 | 154.0335386320873 | OPTIMIZED | INSTALLED |  |  | node_1393603_803_15300128_609 | AN | 8104201
heatpump_load_220596947 |  | 0 | 0 | 0 | 0 | 0 | 0 | 0 | 0 | 0 | 0.19 | 99.6868607422726 | 234.00775188986705 | OPTIMIZED | INSTALLED |  |  | node_1393479_528_15299974_858 | AN | 8104201
heatpump_load_220597697 |  | 0 | 0 | 0 | 0 | 0 | 0 | 0 | 0 | 0 | 0.19 | 1341.5237845633092 | 3149.130106030058 | OPTIMIZED | INSTALLED |  |  | node_1394315_927_15304125_913 | AN | 8104201
heatpump_load_220597698 |  | 0 | 0 | 0 | 0 | 0 | 0 | 0 | 0 | 0 | 0.19 | 1341.5237845633092 | 3149.130106030058 | OPTIMIZED | INSTALLED |  |  | node_1394276_646_15304123_708 | BN | 8104201
heatpump_load_220597699 |  | 0 | 0 | 0 | 0 | 0 | 0 | 0 | 0 | 0 | 0.19 | 1341.5237845633092 | 3149.130106030058 | OPTIMIZED | INSTALLED |  |  | node_1394296_378_15304121_338 | CN | 8104201
heatpump_load_220598230 |  | 0 | 0 | 0 | 0 | 0 | 0 | 0 | 0 | 0 | 0.19 | 919.2295939551216 | 2157.825035989185 | OPTIMIZED | INSTALLED |  |  | node_1392234_399_15301725_457 | AN | 8104201
heatpump_load_220648076 |  | 0 | 0 | 0 | 0 | 0 | 0 | 0 | 0 | 0 | 0.19 | 284.344731391037 | 667.4786674057117 | OPTIMIZED | INSTALLED |  |  | node_1394595_456_15304521_035 | AN | 8104201
heatpump_load_220648077 |  | 0 | 0 | 0 | 0 | 0 | 0 | 0 | 0 | 0 | 0.19 | 284.344731391037 | 667.4786674057117 | OPTIMIZED | INSTALLED |  |  | node_1394589_996_15304520_704 | BN | 8104201
heatpump_load_220648078 |  | 0 | 0 | 0 | 0 | 0 | 0 | 0 | 0 | 0 | 0.19 | 284.344731391037 | 667.4786674057117 | OPTIMIZED | INSTALLED |  |  | node_1394602_691_15304520_742 | CN | 8104201
heatpump_load_310005514 |  | 0 | 0 | 0 | 0 | 0 | 0 | 0 | 0 | 0 | 0.19 | 167.69046023428544 | 393.64128250794965 | OPTIMIZED | INSTALLED |  |  | node_1393710_589_15302102_84 | CN | 8104201
heatpump_load_310049569 |  | 0 | 0 | 0 | 0 | 0 | 0 | 0 | 0 | 0 | 0.19 | 2165.394398111104 | 5083.106774858881 | OPTIMIZED | INSTALLED |  |  | node_1394654_694_15305775_552 | AN | 8104201
heatpump_load_311899775 |  | 0 | 0 | 0 | 0 | 0 | 0 | 0 | 0 | 0 | 0.19 | 21.87265979673064 | 51.34451287736244 | OPTIMIZED | INSTALLED |  |  | node_1395699_568_15304975_745 | AN | 8104201
heatpump_load_311981742 |  | 0 | 0 | 0 | 0 | 0 | 0 | 0 | 0 | 0 | 0.19 | 1290.4875954857755 | 3029.326311108897 | OPTIMIZED | INSTALLED |  |  | node_1394521_448_15305023_01 | ABCN | 8104201
heatpump_load_311987994 |  | 0 | 0 | 0 | 0 | 0 | 0 | 0 | 0 | 0 | 0.19 | 0 | 0 | OPTIMIZED | INSTALLED |  |  | node_1394629_316_15303461_219 | AN | 8104201

## LineSpacing
Name | DistanceAB | DistanceAC | DistanceAE | DistanceAN | DistanceBC | DistanceBE | DistanceBN | DistanceCE | DistanceCN | DistanceNE | Feeder | Comments

## Load
Name | GroupId | PriorityLevel | LoadClass | BaseReactivePowerA | BaseReactivePowerB | BaseReactivePowerC | BaseActivePowerA | BaseActivePowerB | BaseActivePowerC | BasePowerA | BasePowerB | BasePowerC | ConstantCurrentAReal | ConstantCurrentAImag | ConstantCurrentA | ConstantCurrentBReal | ConstantCurrentBImag | ConstantCurrentB | ConstantCurrentCReal | ConstantCurrentCImag | ConstantCurrentC | ConstantResistanceA | ConstantReactanceA | ConstantImpedanceA | ConstantResistanceB | ConstantReactanceB | ConstantImpedanceB | ConstantResistanceC | ConstantReactanceC | ConstantImpedanceC | ConstantActivePowerA | ConstantReactivePowerA | ConstantPowerA | ConstantActivePowerB | ConstantReactivePowerB | ConstantPowerB | ConstantActivePowerC | ConstantReactivePowerC | ConstantPowerC | CurrentFractionA | CurrentFractionB | CurrentFractionC | CurrentPfA | CurrentPfB | CurrentPfC | ImpedanceFractionA | ImpedanceFractionB | ImpedanceFractionC | ImpedancePfA | ImpedancePfB | ImpedancePfC | PowerFractionA | PowerFractionB | PowerFractionC | PowerPfA | PowerPfB | PowerPfC | DemandResponseLowerBound | DemandResponseShortageCost | DemandResponseSurplusCost | DemandResponseUpperBound | ActivePowerA | ActivePowerB | ActivePowerC | ReactivePowerA | ReactivePowerB | ReactivePowerC | NominalVoltage | Status | ParentNode | Phases | Feeder | Comments
load_220335814 |  | 0 | R | 0 | 0 | 0 | 0 | 0 | 0 | 0 | 0 | 0 | 0 | 0 | 0+0j | 0 | 0 | 0+0j | 0 | 0 | 0+0j | 0 | 0 | 0+0j | 0 | 0 | 0+0j | 0 | 0 | 0+0j | 36712.8 | 15639.587 | 36712.8+15639.587j | 0 | 0 | 0+0j | 0 | 0 | 0+0j | 0 | 0 | 0 | 0 | 0 | 0 | 0 | 0 | 0 | 0 | 0 | 0 | 0 | 0 | 0 | 0 | 0 | 0 | 1 | 0 | 0 | 1 | 0 | 0 | 0 | 0 | 0 | 0 | 0 | OPEN | node_1393589_967_15307600_979 | AN | 8104201
load_220335815 |  | 0 | C | 0 | 0 | 0 | 0 | 0 | 0 | 0 | 0 | 0 | 0 | 0 | 0+0j | 0 | 0 | 0+0j | 0 | 0 | 0+0j | 0 | 0 | 0+0j | 0 | 0 | 0+0j | 0 | 0 | 0+0j | 0 | 0 | 0+0j | 0 | 0 | 0+0j | 0 | 0 | 0+0j | 0 | 0 | 0 | 0 | 0 | 0 | 0 | 0 | 0 | 0 | 0 | 0 | 0 | 0 | 0 | 0 | 0 | 0 | 1 | 0 | 0 | 1 | 0 | 0 | 0 | 0 | 0 | 0 | 0 | OPEN | node_1393396_367_15307778_155 | AN | 8104201
load_220338653 |  | 0 | C | 0 | 0 | 0 | 0 | 0 | 0 | 0 | 0 | 0 | 0 | 0 | 0+0j | 0 | 0 | 0+0j | 0 | 0 | 0+0j | 0 | 0 | 0+0j | 0 | 0 | 0+0j | 0 | 0 | 0+0j | 15333.333 | 6531.973 | 15333.333+6531.973j | 0 | 0 | 0+0j | 0 | 0 | 0+0j | 0 | 0 | 0 | 0 | 0 | 0 | 0 | 0 | 0 | 0 | 0 | 0 | 0 | 0 | 0 | 0 | 0 | 0 | 1 | 0 | 0 | 1 | 0 | 0 | 0 | 0 | 0 | 0 | 0 | OPEN | node_1394843_616_15303580_968 | AN | 8104201
load_220338654 |  | 0 | C | 0 | 0 | 0 | 0 | 0 | 0 | 0 | 0 | 0 | 0 | 0 | 0+0j | 0 | 0 | 0+0j | 0 | 0 | 0+0j | 0 | 0 | 0+0j | 0 | 0 | 0+0j | 0 | 0 | 0+0j | 0 | 0 | 0+0j | 15333.333 | 6531.973 | 15333.333+6531.973j | 0 | 0 | 0+0j | 0 | 0 | 0 | 0 | 0 | 0 | 0 | 0 | 0 | 0 | 0 | 0 | 0 | 0 | 0 | 0 | 0 | 0 | 1 | 0 | 0 | 1 | 0 | 0 | 0 | 0 | 0 | 0 | 0 | OPEN | node_1394849_449_15303589_963 | BN | 8104201
load_220338655 |  | 0 | C | 0 | 0 | 0 | 0 | 0 | 0 | 0 | 0 | 0 | 0 | 0 | 0+0j | 0 | 0 | 0+0j | 0 | 0 | 0+0j | 0 | 0 | 0+0j | 0 | 0 | 0+0j | 0 | 0 | 0+0j | 0 | 0 | 0+0j | 0 | 0 | 0+0j | 15333.333 | 6531.973 | 15333.333+6531.973j | 0 | 0 | 0 | 0 | 0 | 0 | 0 | 0 | 0 | 0 | 0 | 0 | 0 | 0 | 0 | 0 | 0 | 0 | 1 | 0 | 0 | 1 | 0 | 0 | 0 | 0 | 0 | 0 | 0 | OPEN | node_1394856_062_15303596_917 | CN | 8104201
load_220338658 |  | 0 | C | 0 | 0 | 0 | 0 | 0 | 0 | 0 | 0 | 0 | 0 | 0 | 0+0j | 0 | 0 | 0+0j | 0 | 0 | 0+0j | 0 | 0 | 0+0j | 0 | 0 | 0+0j | 0 | 0 | 0+0j | 26666.667 | 11359.953 | 26666.667+11359.953j | 0 | 0 | 0+0j | 0 | 0 | 0+0j | 0 | 0 | 0 | 0 | 0 | 0 | 0 | 0 | 0 | 0 | 0 | 0 | 0 | 0 | 0 | 0 | 0 | 0 | 1 | 0 | 0 | 1 | 0 | 0 | 0 | 0 | 0 | 0 | 0 | OPEN | node_1393136_441_15300536_497 | AN | 8104201
load_220338659 |  | 0 | C | 0 | 0 | 0 | 0 | 0 | 0 | 0 | 0 | 0 | 0 | 0 | 0+0j | 0 | 0 | 0+0j | 0 | 0 | 0+0j | 0 | 0 | 0+0j | 0 | 0 | 0+0j | 0 | 0 | 0+0j | 0 | 0 | 0+0j | 26666.667 | 11359.953 | 26666.667+11359.953j | 0 | 0 | 0+0j | 0 | 0 | 0 | 0 | 0 | 0 | 0 | 0 | 0 | 0 | 0 | 0 | 0 | 0 | 0 | 0 | 0 | 0 | 1 | 0 | 0 | 1 | 0 | 0 | 0 | 0 | 0 | 0 | 0 | OPEN | node_1393138_479_15300510_029 | BN | 8104201
load_220338660 |  | 0 | C | 0 | 0 | 0 | 0 | 0 | 0 | 0 | 0 | 0 | 0 | 0 | 0+0j | 0 | 0 | 0+0j | 0 | 0 | 0+0j | 0 | 0 | 0+0j | 0 | 0 | 0+0j | 0 | 0 | 0+0j | 0 | 0 | 0+0j | 0 | 0 | 0+0j | 26666.667 | 11359.953 | 26666.667+11359.953j | 0 | 0 | 0 | 0 | 0 | 0 | 0 | 0 | 0 | 0 | 0 | 0 | 0 | 0 | 0 | 0 | 0 | 0 | 1 | 0 | 0 | 1 | 0 | 0 | 0 | 0 | 0 | 0 | 0 | OPEN | node_1393139_577_15300562_816 | CN | 8104201
load_220338663 |  | 0 | R | 0 | 0 | 0 | 0 | 0 | 0 | 0 | 0 | 0 | 0 | 0 | 0+0j | 0 | 0 | 0+0j | 0 | 0 | 0+0j | 0 | 0 | 0+0j | 0 | 0 | 0+0j | 0 | 0 | 0+0j | 42912 | 18280.435 | 42912+18280.435j | 0 | 0 | 0+0j | 0 | 0 | 0+0j | 0 | 0 | 0 | 0 | 0 | 0 | 0 | 0 | 0 | 0 | 0 | 0 | 0 | 0 | 0 | 0 | 0 | 0 | 1 | 0 | 0 | 1 | 0 | 0 | 0 | 0 | 0 | 0 | 0 | OPEN | node_1393643_238_15300728_082 | AN | 8104201
load_220338664 |  | 0 | R | 0 | 0 | 0 | 0 | 0 | 0 | 0 | 0 | 0 | 0 | 0 | 0+0j | 0 | 0 | 0+0j | 0 | 0 | 0+0j | 0 | 0 | 0+0j | 0 | 0 | 0+0j | 0 | 0 | 0+0j | 24573.6 | 10468.31 | 24573.6+10468.31j | 0 | 0 | 0+0j | 0 | 0 | 0+0j | 0 | 0 | 0 | 0 | 0 | 0 | 0 | 0 | 0 | 0 | 0 | 0 | 0 | 0 | 0 | 0 | 0 | 0 | 1 | 0 | 0 | 1 | 0 | 0 | 0 | 0 | 0 | 0 | 0 | OPEN | node_1393651_302_15301099_898 | AN | 8104201
load_220338665 |  | 0 | C | 0 | 0 | 0 | 0 | 0 | 0 | 0 | 0 | 0 | 0 | 0 | 0+0j | 0 | 0 | 0+0j | 0 | 0 | 0+0j | 0 | 0 | 0+0j | 0 | 0 | 0+0j | 0 | 0 | 0+0j | 14000 | 5963.975 | 14000+5963.975j | 0 | 0 | 0+0j | 0 | 0 | 0+0j | 0 | 0 | 0 | 0 | 0 | 0 | 0 | 0 | 0 | 0 | 0 | 0 | 0 | 0 | 0 | 0 | 0 | 0 | 1 | 0 | 0 | 1 | 0 | 0 | 0 | 0 | 0 | 0 | 0 | OPEN | node_1393767_126_15301380_005 | AN | 8104201
load_220338666 |  | 0 | C | 0 | 0 | 0 | 0 | 0 | 0 | 0 | 0 | 0 | 0 | 0 | 0+0j | 0 | 0 | 0+0j | 0 | 0 | 0+0j | 0 | 0 | 0+0j | 0 | 0 | 0+0j | 0 | 0 | 0+0j | 14000 | 5963.975 | 14000+5963.975j | 0 | 0 | 0+0j | 0 | 0 | 0+0j | 0 | 0 | 0 | 0 | 0 | 0 | 0 | 0 | 0 | 0 | 0 | 0 | 0 | 0 | 0 | 0 | 0 | 0 | 1 | 0 | 0 | 1 | 0 | 0 | 0 | 0 | 0 | 0 | 0 | OPEN | node_1393761_192_15301405_361 | AN | 8104201
load_220338667 |  | 0 | R | 0 | 0 | 0 | 0 | 0 | 0 | 0 | 0 | 0 | 0 | 0 | 0+0j | 0 | 0 | 0+0j | 0 | 0 | 0+0j | 0 | 0 | 0+0j | 0 | 0 | 0+0j | 0 | 0 | 0+0j | 28720.8 | 12235.01 | 28720.8+12235.01j | 0 | 0 | 0+0j | 0 | 0 | 0+0j | 0 | 0 | 0 | 0 | 0 | 0 | 0 | 0 | 0 | 0 | 0 | 0 | 0 | 0 | 0 | 0 | 0 | 0 | 1 | 0 | 0 | 1 | 0 | 0 | 0 | 0 | 0 | 0 | 0 | OPEN | node_1393615_819_15301559_748 | AN | 8104201
load_220338668 |  | 0 | C | 0 | 0 | 0 | 0 | 0 | 0 | 0 | 0 | 0 | 0 | 0 | 0+0j | 0 | 0 | 0+0j | 0 | 0 | 0+0j | 0 | 0 | 0+0j | 0 | 0 | 0+0j | 0 | 0 | 0+0j | 7666.667 | 3265.986 | 7666.667+3265.986j | 0 | 0 | 0+0j | 0 | 0 | 0+0j | 0 | 0 | 0 | 0 | 0 | 0 | 0 | 0 | 0 | 0 | 0 | 0 | 0 | 0 | 0 | 0 | 0 | 0 | 1 | 0 | 0 | 1 | 0 | 0 | 0 | 0 | 0 | 0 | 0 | OPEN | node_1393693_588_15302055_089 | AN | 8104201
load_220338670 |  | 0 | C | 0 | 0 | 0 | 0 | 0 | 0 | 0 | 0 | 0 | 0 | 0 | 0+0j | 0 | 0 | 0+0j | 0 | 0 | 0+0j | 0 | 0 | 0+0j | 0 | 0 | 0+0j | 0 | 0 | 0+0j | 0 | 0 | 0+0j | 7666.667 | 3265.986 | 7666.667+3265.986j | 0 | 0 | 0+0j | 0 | 0 | 0 | 0 | 0 | 0 | 0 | 0 | 0 | 0 | 0 | 0 | 0 | 0 | 0 | 0 | 0 | 0 | 1 | 0 | 0 | 1 | 0 | 0 | 0 | 0 | 0 | 0 | 0 | OPEN | node_1393699_755_15302080_447 | BN | 8104201
load_220338671 |  | 0 | U | 0 | 0 | 0 | 0 | 0 | 0 | 0 | 0 | 0 | 0 | 0 | 0+0j | 0 | 0 | 0+0j | 0 | 0 | 0+0j | 0 | 0 | 0+0j | 0 | 0 | 0+0j | 0 | 0 | 0+0j | 0 | 0 | 0+0j | 0 | 0 | 0+0j | 0 | 0 | 0+0j | 0 | 0 | 0 | 0 | 0 | 0 | 0 | 0 | 0 | 0 | 0 | 0 | 0 | 0 | 0 | 0 | 0 | 0 | 1 | 0 | 0 | 1 | 0 | 0 | 0 | 0 | 0 | 0 | 0 | OPEN | node_1394005_123_15301821_627 | AN | 8104201
load_220338672 |  | 0 | U | 0 | 0 | 0 | 0 | 0 | 0 | 0 | 0 | 0 | 0 | 0 | 0+0j | 0 | 0 | 0+0j | 0 | 0 | 0+0j | 0 | 0 | 0+0j | 0 | 0 | 0+0j | 0 | 0 | 0+0j | 0 | 0 | 0+0j | 0 | 0 | 0+0j | 0 | 0 | 0+0j | 0 | 0 | 0 | 0 | 0 | 0 | 0 | 0 | 0 | 0 | 0 | 0 | 0 | 0 | 0 | 0 | 0 | 0 | 1 | 0 | 0 | 1 | 0 | 0 | 0 | 0 | 0 | 0 | 0 | OPEN | node_1393981_309_15301863_43 | BN | 8104201
load_220338673 |  | 0 | U | 0 | 0 | 0 | 0 | 0 | 0 | 0 | 0 | 0 | 0 | 0 | 0+0j | 0 | 0 | 0+0j | 0 | 0 | 0+0j | 0 | 0 | 0+0j | 0 | 0 | 0+0j | 0 | 0 | 0+0j | 0 | 0 | 0+0j | 0 | 0 | 0+0j | 0 | 0 | 0+0j | 0 | 0 | 0 | 0 | 0 | 0 | 0 | 0 | 0 | 0 | 0 | 0 | 0 | 0 | 0 | 0 | 0 | 0 | 1 | 0 | 0 | 1 | 0 | 0 | 0 | 0 | 0 | 0 | 0 | OPEN | node_1393991_157_15301840_405 | CN | 8104201
load_220338674 |  | 0 | C | 0 | 0 | 0 | 0 | 0 | 0 | 0 | 0 | 0 | 0 | 0 | 0+0j | 0 | 0 | 0+0j | 0 | 0 | 0+0j | 0 | 0 | 0+0j | 0 | 0 | 0+0j | 0 | 0 | 0+0j | 3000 | 1277.995 | 3000+1277.995j | 0 | 0 | 0+0j | 0 | 0 | 0+0j | 0 | 0 | 0 | 0 | 0 | 0 | 0 | 0 | 0 | 0 | 0 | 0 | 0 | 0 | 0 | 0 | 0 | 0 | 1 | 0 | 0 | 1 | 0 | 0 | 0 | 0 | 0 | 0 | 0 | OPEN | node_1394338_062_15302149_456 | AN | 8104201
load_220338675 |  | 0 | C | 0 | 0 | 0 | 0 | 0 | 0 | 0 | 0 | 0 | 0 | 0 | 0+0j | 0 | 0 | 0+0j | 0 | 0 | 0+0j | 0 | 0 | 0+0j | 0 | 0 | 0+0j | 0 | 0 | 0+0j | 0 | 0 | 0+0j | 3000 | 1277.995 | 3000+1277.995j | 0 | 0 | 0+0j | 0 | 0 | 0 | 0 | 0 | 0 | 0 | 0 | 0 | 0 | 0 | 0 | 0 | 0 | 0 | 0 | 0 | 0 | 1 | 0 | 0 | 1 | 0 | 0 | 0 | 0 | 0 | 0 | 0 | OPEN | node_1394367_376_15302114_531 | BN | 8104201
load_220338676 |  | 0 | C | 0 | 0 | 0 | 0 | 0 | 0 | 0 | 0 | 0 | 0 | 0 | 0+0j | 0 | 0 | 0+0j | 0 | 0 | 0+0j | 0 | 0 | 0+0j | 0 | 0 | 0+0j | 0 | 0 | 0+0j | 0 | 0 | 0+0j | 0 | 0 | 0+0j | 3000 | 1277.995 | 3000+1277.995j | 0 | 0 | 0 | 0 | 0 | 0 | 0 | 0 | 0 | 0 | 0 | 0 | 0 | 0 | 0 | 0 | 0 | 0 | 1 | 0 | 0 | 1 | 0 | 0 | 0 | 0 | 0 | 0 | 0 | OPEN | node_1394354_443_15302134_6 | CN | 8104201
load_220338680 |  | 0 | C | 0 | 0 | 0 | 0 | 0 | 0 | 0 | 0 | 0 | 0 | 0 | 0+0j | 0 | 0 | 0+0j | 0 | 0 | 0+0j | 0 | 0 | 0+0j | 0 | 0 | 0+0j | 0 | 0 | 0+0j | 167000 | 71141.702 | 167000+71141.702j | 0 | 0 | 0+0j | 0 | 0 | 0+0j | 0 | 0 | 0 | 0 | 0 | 0 | 0 | 0 | 0 | 0 | 0 | 0 | 0 | 0 | 0 | 0 | 0 | 0 | 1 | 0 | 0 | 1 | 0 | 0 | 0 | 0 | 0 | 0 | 0 | OPEN | node_1394096_156_15302517_631 | AN | 8104201
load_220338681 |  | 0 | C | 0 | 0 | 0 | 0 | 0 | 0 | 0 | 0 | 0 | 0 | 0 | 0+0j | 0 | 0 | 0+0j | 0 | 0 | 0+0j | 0 | 0 | 0+0j | 0 | 0 | 0+0j | 0 | 0 | 0+0j | 7000 | 2981.988 | 7000+2981.988j | 0 | 0 | 0+0j | 0 | 0 | 0+0j | 0 | 0 | 0 | 0 | 0 | 0 | 0 | 0 | 0 | 0 | 0 | 0 | 0 | 0 | 0 | 0 | 0 | 0 | 1 | 0 | 0 | 1 | 0 | 0 | 0 | 0 | 0 | 0 | 0 | OPEN | node_1394176_23_15302444_062 | AN | 8104201
load_220338683 |  | 0 | C | 0 | 0 | 0 | 0 | 0 | 0 | 0 | 0 | 0 | 0 | 0 | 0+0j | 0 | 0 | 0+0j | 0 | 0 | 0+0j | 0 | 0 | 0+0j | 0 | 0 | 0+0j | 0 | 0 | 0+0j | 29000 | 12353.948 | 29000+12353.948j | 0 | 0 | 0+0j | 0 | 0 | 0+0j | 0 | 0 | 0 | 0 | 0 | 0 | 0 | 0 | 0 | 0 | 0 | 0 | 0 | 0 | 0 | 0 | 0 | 0 | 1 | 0 | 0 | 1 | 0 | 0 | 0 | 0 | 0 | 0 | 0 | OPEN | node_1394584_531_15303347_59 | AN | 8104201
load_220338684 |  | 0 | R | 0 | 0 | 0 | 0 | 0 | 0 | 0 | 0 | 0 | 0 | 0 | 0+0j | 0 | 0 | 0+0j | 0 | 0 | 0+0j | 0 | 0 | 0+0j | 0 | 0 | 0+0j | 0 | 0 | 0+0j | 3078 | 1311.223 | 3078+1311.223j | 0 | 0 | 0+0j | 0 | 0 | 0+0j | 0 | 0 | 0 | 0 | 0 | 0 | 0 | 0 | 0 | 0 | 0 | 0 | 0 | 0 | 0 | 0 | 0 | 0 | 1 | 0 | 0 | 1 | 0 | 0 | 0 | 0 | 0 | 0 | 0 | OPEN | node_1394794_965_15303760_319 | AN | 8104201
load_220338685 |  | 0 | R | 0 | 0 | 0 | 0 | 0 | 0 | 0 | 0 | 0 | 0 | 0 | 0+0j | 0 | 0 | 0+0j | 0 | 0 | 0+0j | 0 | 0 | 0+0j | 0 | 0 | 0+0j | 0 | 0 | 0+0j | 3078 | 1311.223 | 3078+1311.223j | 0 | 0 | 0+0j | 0 | 0 | 0+0j | 0 | 0 | 0 | 0 | 0 | 0 | 0 | 0 | 0 | 0 | 0 | 0 | 0 | 0 | 0 | 0 | 0 | 0 | 1 | 0 | 0 | 1 | 0 | 0 | 0 | 0 | 0 | 0 | 0 | OPEN | node_1394797_985_15303746_215 | AN | 8104201
load_220338686 |  | 0 | C | 0 | 0 | 0 | 0 | 0 | 0 | 0 | 0 | 0 | 0 | 0 | 0+0j | 0 | 0 | 0+0j | 0 | 0 | 0+0j | 0 | 0 | 0+0j | 0 | 0 | 0+0j | 0 | 0 | 0+0j | 9000 | 3833.984 | 9000+3833.984j | 0 | 0 | 0+0j | 0 | 0 | 0+0j | 0 | 0 | 0 | 0 | 0 | 0 | 0 | 0 | 0 | 0 | 0 | 0 | 0 | 0 | 0 | 0 | 0 | 0 | 1 | 0 | 0 | 1 | 0 | 0 | 0 | 0 | 0 | 0 | 0 | OPEN | node_1394572_784_15303932_847 | AN | 8104201
load_220338687 |  | 0 | C | 0 | 0 | 0 | 0 | 0 | 0 | 0 | 0 | 0 | 0 | 0 | 0+0j | 0 | 0 | 0+0j | 0 | 0 | 0+0j | 0 | 0 | 0+0j | 0 | 0 | 0+0j | 0 | 0 | 0+0j | 0 | 0 | 0+0j | 9000 | 3833.984 | 9000+3833.984j | 0 | 0 | 0+0j | 0 | 0 | 0 | 0 | 0 | 0 | 0 | 0 | 0 | 0 | 0 | 0 | 0 | 0 | 0 | 0 | 0 | 0 | 1 | 0 | 0 | 1 | 0 | 0 | 0 | 0 | 0 | 0 | 0 | OPEN | node_1394570_635_15303906_358 | BN | 8104201
load_220338688 |  | 0 | C | 0 | 0 | 0 | 0 | 0 | 0 | 0 | 0 | 0 | 0 | 0 | 0+0j | 0 | 0 | 0+0j | 0 | 0 | 0+0j | 0 | 0 | 0+0j | 0 | 0 | 0+0j | 0 | 0 | 0+0j | 0 | 0 | 0+0j | 0 | 0 | 0+0j | 9000 | 3833.984 | 9000+3833.984j | 0 | 0 | 0 | 0 | 0 | 0 | 0 | 0 | 0 | 0 | 0 | 0 | 0 | 0 | 0 | 0 | 0 | 0 | 1 | 0 | 0 | 1 | 0 | 0 | 0 | 0 | 0 | 0 | 0 | OPEN | node_1394573_659_15303880_068 | CN | 8104201
load_220338689 |  | 0 | C | 0 | 0 | 0 | 0 | 0 | 0 | 0 | 0 | 0 | 0 | 0 | 0+0j | 0 | 0 | 0+0j | 0 | 0 | 0+0j | 0 | 0 | 0+0j | 0 | 0 | 0+0j | 0 | 0 | 0+0j | 5421.6 | 2309.592 | 5421.6+2309.592j | 0 | 0 | 0+0j | 0 | 0 | 0+0j | 0 | 0 | 0 | 0 | 0 | 0 | 0 | 0 | 0 | 0 | 0 | 0 | 0 | 0 | 0 | 0 | 0 | 0 | 1 | 0 | 0 | 1 | 0 | 0 | 0 | 0 | 0 | 0 | 0 | OPEN | node_1394880_26_15304733_41 | AN | 8104201
load_220338690 |  | 0 | U | 0 | 0 | 0 | 0 | 0 | 0 | 0 | 0 | 0 | 0 | 0 | 0+0j | 0 | 0 | 0+0j | 0 | 0 | 0+0j | 0 | 0 | 0+0j | 0 | 0 | 0+0j | 0 | 0 | 0+0j | 0 | 0 | 0+0j | 0 | 0 | 0+0j | 0 | 0 | 0+0j | 0 | 0 | 0 | 0 | 0 | 0 | 0 | 0 | 0 | 0 | 0 | 0 | 0 | 0 | 0 | 0 | 0 | 0 | 1 | 0 | 0 | 1 | 0 | 0 | 0 | 0 | 0 | 0 | 0 | OPEN | node_1395005_948_15305917_297 | AN | 8104201
load_220338693 |  | 0 | C | 0 | 0 | 0 | 0 | 0 | 0 | 0 | 0 | 0 | 0 | 0 | 0+0j | 0 | 0 | 0+0j | 0 | 0 | 0+0j | 0 | 0 | 0+0j | 0 | 0 | 0+0j | 0 | 0 | 0+0j | 1548 | 659.445 | 1548+659.445j | 0 | 0 | 0+0j | 0 | 0 | 0+0j | 0 | 0 | 0 | 0 | 0 | 0 | 0 | 0 | 0 | 0 | 0 | 0 | 0 | 0 | 0 | 0 | 0 | 0 | 1 | 0 | 0 | 1 | 0 | 0 | 0 | 0 | 0 | 0 | 0 | OPEN | node_1395073_195_15306597_737 | AN | 8104201
load_220338694 |  | 0 | R | 0 | 0 | 0 | 0 | 0 | 0 | 0 | 0 | 0 | 0 | 0 | 0+0j | 0 | 0 | 0+0j | 0 | 0 | 0+0j | 0 | 0 | 0+0j | 0 | 0 | 0+0j | 0 | 0 | 0+0j | 8438.4 | 3594.743 | 8438.4+3594.743j | 0 | 0 | 0+0j | 0 | 0 | 0+0j | 0 | 0 | 0 | 0 | 0 | 0 | 0 | 0 | 0 | 0 | 0 | 0 | 0 | 0 | 0 | 0 | 0 | 0 | 1 | 0 | 0 | 1 | 0 | 0 | 0 | 0 | 0 | 0 | 0 | OPEN | node_1395244_473_15306669_592 | AN | 8104201
load_220338695 |  | 0 | C | 0 | 0 | 0 | 0 | 0 | 0 | 0 | 0 | 0 | 0 | 0 | 0+0j | 0 | 0 | 0+0j | 0 | 0 | 0+0j | 0 | 0 | 0+0j | 0 | 0 | 0+0j | 0 | 0 | 0+0j | 16000 | 6815.971 | 16000+6815.971j | 0 | 0 | 0+0j | 0 | 0 | 0+0j | 0 | 0 | 0 | 0 | 0 | 0 | 0 | 0 | 0 | 0 | 0 | 0 | 0 | 0 | 0 | 0 | 0 | 0 | 1 | 0 | 0 | 1 | 0 | 0 | 0 | 0 | 0 | 0 | 0 | OPEN | node_1395384_106_15306592_778 | AN | 8104201
load_220338696 |  | 0 | C | 0 | 0 | 0 | 0 | 0 | 0 | 0 | 0 | 0 | 0 | 0 | 0+0j | 0 | 0 | 0+0j | 0 | 0 | 0+0j | 0 | 0 | 0+0j | 0 | 0 | 0+0j | 0 | 0 | 0+0j | 0 | 0 | 0+0j | 16000 | 6815.971 | 16000+6815.971j | 0 | 0 | 0+0j | 0 | 0 | 0 | 0 | 0 | 0 | 0 | 0 | 0 | 0 | 0 | 0 | 0 | 0 | 0 | 0 | 0 | 0 | 1 | 0 | 0 | 1 | 0 | 0 | 0 | 0 | 0 | 0 | 0 | OPEN | node_1395381_354_15306619_124 | BN | 8104201
load_220338697 |  | 0 | C | 0 | 0 | 0 | 0 | 0 | 0 | 0 | 0 | 0 | 0 | 0 | 0+0j | 0 | 0 | 0+0j | 0 | 0 | 0+0j | 0 | 0 | 0+0j | 0 | 0 | 0+0j | 0 | 0 | 0+0j | 0 | 0 | 0+0j | 0 | 0 | 0+0j | 16000 | 6815.971 | 16000+6815.971j | 0 | 0 | 0 | 0 | 0 | 0 | 0 | 0 | 0 | 0 | 0 | 0 | 0 | 0 | 0 | 0 | 0 | 0 | 1 | 0 | 0 | 1 | 0 | 0 | 0 | 0 | 0 | 0 | 0 | OPEN | node_1395381_684_15306566_329 | CN | 8104201
load_220338698 |  | 0 | C | 0 | 0 | 0 | 0 | 0 | 0 | 0 | 0 | 0 | 0 | 0 | 0+0j | 0 | 0 | 0+0j | 0 | 0 | 0+0j | 0 | 0 | 0+0j | 0 | 0 | 0+0j | 0 | 0 | 0+0j | 11333.333 | 4827.98 | 11333.333+4827.98j | 0 | 0 | 0+0j | 0 | 0 | 0+0j | 0 | 0 | 0 | 0 | 0 | 0 | 0 | 0 | 0 | 0 | 0 | 0 | 0 | 0 | 0 | 0 | 0 | 0 | 1 | 0 | 0 | 1 | 0 | 0 | 0 | 0 | 0 | 0 | 0 | OPEN | node_1393635_601_15300259_272 | AN | 8104201
load_220338699 |  | 0 | C | 0 | 0 | 0 | 0 | 0 | 0 | 0 | 0 | 0 | 0 | 0 | 0+0j | 0 | 0 | 0+0j | 0 | 0 | 0+0j | 0 | 0 | 0+0j | 0 | 0 | 0+0j | 0 | 0 | 0+0j | 0 | 0 | 0+0j | 11333.333 | 4827.98 | 11333.333+4827.98j | 0 | 0 | 0+0j | 0 | 0 | 0 | 0 | 0 | 0 | 0 | 0 | 0 | 0 | 0 | 0 | 0 | 0 | 0 | 0 | 0 | 0 | 1 | 0 | 0 | 1 | 0 | 0 | 0 | 0 | 0 | 0 | 0 | OPEN | node_1393632_808_15300285_61 | BN | 8104201
load_220338700 |  | 0 | C | 0 | 0 | 0 | 0 | 0 | 0 | 0 | 0 | 0 | 0 | 0 | 0+0j | 0 | 0 | 0+0j | 0 | 0 | 0+0j | 0 | 0 | 0+0j | 0 | 0 | 0+0j | 0 | 0 | 0+0j | 0 | 0 | 0+0j | 0 | 0 | 0+0j | 11333.333 | 4827.98 | 11333.333+4827.98j | 0 | 0 | 0 | 0 | 0 | 0 | 0 | 0 | 0 | 0 | 0 | 0 | 0 | 0 | 0 | 0 | 0 | 0 | 1 | 0 | 0 | 1 | 0 | 0 | 0 | 0 | 0 | 0 | 0 | OPEN | node_1393633_22_15300232_817 | CN | 8104201
load_220338702 |  | 0 | C | 0 | 0 | 0 | 0 | 0 | 0 | 0 | 0 | 0 | 0 | 0 | 0+0j | 0 | 0 | 0+0j | 0 | 0 | 0+0j | 0 | 0 | 0+0j | 0 | 0 | 0+0j | 0 | 0 | 0+0j | 6000 | 2555.989 | 6000+2555.989j | 0 | 0 | 0+0j | 0 | 0 | 0+0j | 0 | 0 | 0 | 0 | 0 | 0 | 0 | 0 | 0 | 0 | 0 | 0 | 0 | 0 | 0 | 0 | 0 | 0 | 1 | 0 | 0 | 1 | 0 | 0 | 0 | 0 | 0 | 0 | 0 | OPEN | node_1393587_208_15300421_437 | AN | 8104201
load_220338703 |  | 0 | C | 0 | 0 | 0 | 0 | 0 | 0 | 0 | 0 | 0 | 0 | 0 | 0+0j | 0 | 0 | 0+0j | 0 | 0 | 0+0j | 0 | 0 | 0+0j | 0 | 0 | 0+0j | 0 | 0 | 0+0j | 6000 | 2555.989 | 6000+2555.989j | 0 | 0 | 0+0j | 0 | 0 | 0+0j | 0 | 0 | 0 | 0 | 0 | 0 | 0 | 0 | 0 | 0 | 0 | 0 | 0 | 0 | 0 | 0 | 0 | 0 | 1 | 0 | 0 | 1 | 0 | 0 | 0 | 0 | 0 | 0 | 0 | OPEN | node_1393589_676_15300403_951 | AN | 8104201
load_220338704 |  | 0 | R | 0 | 0 | 0 | 0 | 0 | 0 | 0 | 0 | 0 | 0 | 0 | 0+0j | 0 | 0 | 0+0j | 0 | 0 | 0+0j | 0 | 0 | 0+0j | 0 | 0 | 0+0j | 0 | 0 | 0+0j | 10756.8 | 4582.378 | 10756.8+4582.378j | 0 | 0 | 0+0j | 0 | 0 | 0+0j | 0 | 0 | 0 | 0 | 0 | 0 | 0 | 0 | 0 | 0 | 0 | 0 | 0 | 0 | 0 | 0 | 0 | 0 | 1 | 0 | 0 | 1 | 0 | 0 | 0 | 0 | 0 | 0 | 0 | OPEN | node_1393640_251_15301925_779 | AN | 8104201
load_220338705 |  | 0 | R | 0 | 0 | 0 | 0 | 0 | 0 | 0 | 0 | 0 | 0 | 0 | 0+0j | 0 | 0 | 0+0j | 0 | 0 | 0+0j | 0 | 0 | 0+0j | 0 | 0 | 0+0j | 0 | 0 | 0+0j | 45360 | 19323.279 | 45360+19323.279j | 0 | 0 | 0+0j | 0 | 0 | 0+0j | 0 | 0 | 0 | 0 | 0 | 0 | 0 | 0 | 0 | 0 | 0 | 0 | 0 | 0 | 0 | 0 | 0 | 0 | 1 | 0 | 0 | 1 | 0 | 0 | 0 | 0 | 0 | 0 | 0 | OPEN | node_1393049_16_15302422_611 | AN | 8104201
load_220338706 |  | 0 | R | 0 | 0 | 0 | 0 | 0 | 0 | 0 | 0 | 0 | 0 | 0 | 0+0j | 0 | 0 | 0+0j | 0 | 0 | 0+0j | 0 | 0 | 0+0j | 0 | 0 | 0+0j | 0 | 0 | 0+0j | 49867.2 | 21243.338 | 49867.2+21243.338j | 0 | 0 | 0+0j | 0 | 0 | 0+0j | 0 | 0 | 0 | 0 | 0 | 0 | 0 | 0 | 0 | 0 | 0 | 0 | 0 | 0 | 0 | 0 | 0 | 0 | 1 | 0 | 0 | 1 | 0 | 0 | 0 | 0 | 0 | 0 | 0 | OPEN | node_1392673_849_15302804_574 | AN | 8104201
load_220338707 |  | 0 | R | 0 | 0 | 0 | 0 | 0 | 0 | 0 | 0 | 0 | 0 | 0 | 0+0j | 0 | 0 | 0+0j | 0 | 0 | 0+0j | 0 | 0 | 0+0j | 0 | 0 | 0+0j | 0 | 0 | 0+0j | 60595.2 | 25813.447 | 60595.2+25813.447j | 0 | 0 | 0+0j | 0 | 0 | 0+0j | 0 | 0 | 0 | 0 | 0 | 0 | 0 | 0 | 0 | 0 | 0 | 0 | 0 | 0 | 0 | 0 | 0 | 0 | 1 | 0 | 0 | 1 | 0 | 0 | 0 | 0 | 0 | 0 | 0 | OPEN | node_1392548_244_15302947_264 | AN | 8104201
load_220338708 |  | 0 | R | 0 | 0 | 0 | 0 | 0 | 0 | 0 | 0 | 0 | 0 | 0 | 0+0j | 0 | 0 | 0+0j | 0 | 0 | 0+0j | 0 | 0 | 0+0j | 0 | 0 | 0+0j | 0 | 0 | 0+0j | 121183.2 | 51623.827 | 121183.2+51623.827j | 0 | 0 | 0+0j | 0 | 0 | 0+0j | 0 | 0 | 0 | 0 | 0 | 0 | 0 | 0 | 0 | 0 | 0 | 0 | 0 | 0 | 0 | 0 | 0 | 0 | 1 | 0 | 0 | 1 | 0 | 0 | 0 | 0 | 0 | 0 | 0 | OPEN | node_1392273_249_15303247_505 | AN | 8104201
load_220338710 |  | 0 | R | 0 | 0 | 0 | 0 | 0 | 0 | 0 | 0 | 0 | 0 | 0 | 0+0j | 0 | 0 | 0+0j | 0 | 0 | 0+0j | 0 | 0 | 0+0j | 0 | 0 | 0+0j | 0 | 0 | 0+0j | 82368 | 35088.621 | 82368+35088.621j | 0 | 0 | 0+0j | 0 | 0 | 0+0j | 0 | 0 | 0 | 0 | 0 | 0 | 0 | 0 | 0 | 0 | 0 | 0 | 0 | 0 | 0 | 0 | 0 | 0 | 1 | 0 | 0 | 1 | 0 | 0 | 0 | 0 | 0 | 0 | 0 | OPEN | node_1392767_306_15302255_014 | AN | 8104201
load_220338711 |  | 0 | R | 0 | 0 | 0 | 0 | 0 | 0 | 0 | 0 | 0 | 0 | 0 | 0+0j | 0 | 0 | 0+0j | 0 | 0 | 0+0j | 0 | 0 | 0+0j | 0 | 0 | 0+0j | 0 | 0 | 0+0j | 50882.4 | 21675.812 | 50882.4+21675.812j | 0 | 0 | 0+0j | 0 | 0 | 0+0j | 0 | 0 | 0 | 0 | 0 | 0 | 0 | 0 | 0 | 0 | 0 | 0 | 0 | 0 | 0 | 0 | 0 | 0 | 1 | 0 | 0 | 1 | 0 | 0 | 0 | 0 | 0 | 0 | 0 | OPEN | node_1392568_561_15302479_66 | AN | 8104201
load_220338712 |  | 0 | R | 0 | 0 | 0 | 0 | 0 | 0 | 0 | 0 | 0 | 0 | 0 | 0+0j | 0 | 0 | 0+0j | 0 | 0 | 0+0j | 0 | 0 | 0+0j | 0 | 0 | 0+0j | 0 | 0 | 0+0j | 61948.8 | 26390.078 | 61948.8+26390.078j | 0 | 0 | 0+0j | 0 | 0 | 0+0j | 0 | 0 | 0 | 0 | 0 | 0 | 0 | 0 | 0 | 0 | 0 | 0 | 0 | 0 | 0 | 0 | 0 | 0 | 1 | 0 | 0 | 1 | 0 | 0 | 0 | 0 | 0 | 0 | 0 | OPEN | node_1392325_594_15302665_398 | AN | 8104201
load_220338713 |  | 0 | R | 0 | 0 | 0 | 0 | 0 | 0 | 0 | 0 | 0 | 0 | 0 | 0+0j | 0 | 0 | 0+0j | 0 | 0 | 0+0j | 0 | 0 | 0+0j | 0 | 0 | 0+0j | 0 | 0 | 0+0j | 65548.8 | 27923.672 | 65548.8+27923.672j | 0 | 0 | 0+0j | 0 | 0 | 0+0j | 0 | 0 | 0 | 0 | 0 | 0 | 0 | 0 | 0 | 0 | 0 | 0 | 0 | 0 | 0 | 0 | 0 | 0 | 1 | 0 | 0 | 1 | 0 | 0 | 0 | 0 | 0 | 0 | 0 | OPEN | node_1392105_348_15302958_073 | AN | 8104201
load_220338714 |  | 0 | R | 0 | 0 | 0 | 0 | 0 | 0 | 0 | 0 | 0 | 0 | 0 | 0+0j | 0 | 0 | 0+0j | 0 | 0 | 0+0j | 0 | 0 | 0+0j | 0 | 0 | 0+0j | 0 | 0 | 0+0j | 122731.2 | 52283.272 | 122731.2+52283.272j | 0 | 0 | 0+0j | 0 | 0 | 0+0j | 0 | 0 | 0 | 0 | 0 | 0 | 0 | 0 | 0 | 0 | 0 | 0 | 0 | 0 | 0 | 0 | 0 | 0 | 1 | 0 | 0 | 1 | 0 | 0 | 0 | 0 | 0 | 0 | 0 | OPEN | node_1393303_824_15301166_031 | AN | 8104201
load_220338715 |  | 0 | R | 0 | 0 | 0 | 0 | 0 | 0 | 0 | 0 | 0 | 0 | 0 | 0+0j | 0 | 0 | 0+0j | 0 | 0 | 0+0j | 0 | 0 | 0+0j | 0 | 0 | 0+0j | 0 | 0 | 0+0j | 40924.8 | 17433.892 | 40924.8+17433.892j | 0 | 0 | 0+0j | 0 | 0 | 0+0j | 0 | 0 | 0 | 0 | 0 | 0 | 0 | 0 | 0 | 0 | 0 | 0 | 0 | 0 | 0 | 0 | 0 | 0 | 1 | 0 | 0 | 1 | 0 | 0 | 0 | 0 | 0 | 0 | 0 | OPEN | node_1393422_494_15302607_31 | AN | 8104201
load_220338716 |  | 0 | R | 0 | 0 | 0 | 0 | 0 | 0 | 0 | 0 | 0 | 0 | 0 | 0+0j | 0 | 0 | 0+0j | 0 | 0 | 0+0j | 0 | 0 | 0+0j | 0 | 0 | 0+0j | 0 | 0 | 0+0j | 37180.8 | 15838.954 | 37180.8+15838.954j | 0 | 0 | 0+0j | 0 | 0 | 0+0j | 0 | 0 | 0 | 0 | 0 | 0 | 0 | 0 | 0 | 0 | 0 | 0 | 0 | 0 | 0 | 0 | 0 | 0 | 1 | 0 | 0 | 1 | 0 | 0 | 0 | 0 | 0 | 0 | 0 | OPEN | node_1393344_111_15303222_137 | AN | 8104201
load_220338717 |  | 0 | R | 0 | 0 | 0 | 0 | 0 | 0 | 0 | 0 | 0 | 0 | 0 | 0+0j | 0 | 0 | 0+0j | 0 | 0 | 0+0j | 0 | 0 | 0+0j | 0 | 0 | 0+0j | 0 | 0 | 0+0j | 61214.4 | 26077.225 | 61214.4+26077.225j | 0 | 0 | 0+0j | 0 | 0 | 0+0j | 0 | 0 | 0 | 0 | 0 | 0 | 0 | 0 | 0 | 0 | 0 | 0 | 0 | 0 | 0 | 0 | 0 | 0 | 1 | 0 | 0 | 1 | 0 | 0 | 0 | 0 | 0 | 0 | 0 | OPEN | node_1393182_224_15302274_493 | AN | 8104201
load_220338718 |  | 0 | C | 0 | 0 | 0 | 0 | 0 | 0 | 0 | 0 | 0 | 0 | 0 | 0+0j | 0 | 0 | 0+0j | 0 | 0 | 0+0j | 0 | 0 | 0+0j | 0 | 0 | 0+0j | 0 | 0 | 0+0j | 1944 | 828.141 | 1944+828.141j | 0 | 0 | 0+0j | 0 | 0 | 0+0j | 0 | 0 | 0 | 0 | 0 | 0 | 0 | 0 | 0 | 0 | 0 | 0 | 0 | 0 | 0 | 0 | 0 | 0 | 1 | 0 | 0 | 1 | 0 | 0 | 0 | 0 | 0 | 0 | 0 | OPEN | node_1392745_778_15302053_527 | AN | 8104201
load_220338720 |  | 0 | R | 0 | 0 | 0 | 0 | 0 | 0 | 0 | 0 | 0 | 0 | 0 | 0+0j | 0 | 0 | 0+0j | 0 | 0 | 0+0j | 0 | 0 | 0+0j | 0 | 0 | 0+0j | 0 | 0 | 0+0j | 19756.8 | 8416.362 | 19756.8+8416.362j | 0 | 0 | 0+0j | 0 | 0 | 0+0j | 0 | 0 | 0 | 0 | 0 | 0 | 0 | 0 | 0 | 0 | 0 | 0 | 0 | 0 | 0 | 0 | 0 | 0 | 1 | 0 | 0 | 1 | 0 | 0 | 0 | 0 | 0 | 0 | 0 | OPEN | node_1392397_201_15302064_428 | AN | 8104201
load_220338721 |  | 0 | R | 0 | 0 | 0 | 0 | 0 | 0 | 0 | 0 | 0 | 0 | 0 | 0+0j | 0 | 0 | 0+0j | 0 | 0 | 0+0j | 0 | 0 | 0+0j | 0 | 0 | 0+0j | 0 | 0 | 0+0j | 66715.2 | 28420.556 | 66715.2+28420.556j | 0 | 0 | 0+0j | 0 | 0 | 0+0j | 0 | 0 | 0 | 0 | 0 | 0 | 0 | 0 | 0 | 0 | 0 | 0 | 0 | 0 | 0 | 0 | 0 | 0 | 1 | 0 | 0 | 1 | 0 | 0 | 0 | 0 | 0 | 0 | 0 | OPEN | node_1392227_664_15302254_774 | AN | 8104201
load_220338722 |  | 0 | R | 0 | 0 | 0 | 0 | 0 | 0 | 0 | 0 | 0 | 0 | 0 | 0+0j | 0 | 0 | 0+0j | 0 | 0 | 0+0j | 0 | 0 | 0+0j | 0 | 0 | 0+0j | 0 | 0 | 0+0j | 127353.6 | 54252.406 | 127353.6+54252.406j | 0 | 0 | 0+0j | 0 | 0 | 0+0j | 0 | 0 | 0 | 0 | 0 | 0 | 0 | 0 | 0 | 0 | 0 | 0 | 0 | 0 | 0 | 0 | 0 | 0 | 1 | 0 | 0 | 1 | 0 | 0 | 0 | 0 | 0 | 0 | 0 | OPEN | node_1391535_605_15303033_928 | AN | 8104201
load_220338723 |  | 0 | R | 0 | 0 | 0 | 0 | 0 | 0 | 0 | 0 | 0 | 0 | 0 | 0+0j | 0 | 0 | 0+0j | 0 | 0 | 0+0j | 0 | 0 | 0+0j | 0 | 0 | 0+0j | 0 | 0 | 0+0j | 40600.8 | 17295.868 | 40600.8+17295.868j | 0 | 0 | 0+0j | 0 | 0 | 0+0j | 0 | 0 | 0 | 0 | 0 | 0 | 0 | 0 | 0 | 0 | 0 | 0 | 0 | 0 | 0 | 0 | 0 | 0 | 1 | 0 | 0 | 1 | 0 | 0 | 0 | 0 | 0 | 0 | 0 | OPEN | node_1391014_839_15303424_979 | AN | 8104201
load_220338724 |  | 0 | R | 0 | 0 | 0 | 0 | 0 | 0 | 0 | 0 | 0 | 0 | 0 | 0+0j | 0 | 0 | 0+0j | 0 | 0 | 0+0j | 0 | 0 | 0+0j | 0 | 0 | 0+0j | 0 | 0 | 0+0j | 5126.4 | 2183.837 | 5126.4+2183.837j | 0 | 0 | 0+0j | 0 | 0 | 0+0j | 0 | 0 | 0 | 0 | 0 | 0 | 0 | 0 | 0 | 0 | 0 | 0 | 0 | 0 | 0 | 0 | 0 | 0 | 1 | 0 | 0 | 1 | 0 | 0 | 0 | 0 | 0 | 0 | 0 | OPEN | node_1390671_112_15303328_882 | AN | 8104201
load_220338725 |  | 0 | R | 0 | 0 | 0 | 0 | 0 | 0 | 0 | 0 | 0 | 0 | 0 | 0+0j | 0 | 0 | 0+0j | 0 | 0 | 0+0j | 0 | 0 | 0+0j | 0 | 0 | 0+0j | 0 | 0 | 0+0j | 54813.6 | 23350.496 | 54813.6+23350.496j | 0 | 0 | 0+0j | 0 | 0 | 0+0j | 0 | 0 | 0 | 0 | 0 | 0 | 0 | 0 | 0 | 0 | 0 | 0 | 0 | 0 | 0 | 0 | 0 | 0 | 1 | 0 | 0 | 1 | 0 | 0 | 0 | 0 | 0 | 0 | 0 | OPEN | node_1392952_607_15303023_581 | AN | 8104201
load_220338726 |  | 0 | C | 0 | 0 | 0 | 0 | 0 | 0 | 0 | 0 | 0 | 0 | 0 | 0+0j | 0 | 0 | 0+0j | 0 | 0 | 0+0j | 0 | 0 | 0+0j | 0 | 0 | 0+0j | 0 | 0 | 0+0j | 7.2 | 3.067 | 7.2+3.067j | 0 | 0 | 0+0j | 0 | 0 | 0+0j | 0 | 0 | 0 | 0 | 0 | 0 | 0 | 0 | 0 | 0 | 0 | 0 | 0 | 0 | 0 | 0 | 0 | 0 | 1 | 0 | 0 | 1 | 0 | 0 | 0 | 0 | 0 | 0 | 0 | OPEN | node_1392726_759_15303272_501 | AN | 8104201
load_220338731 |  | 0 | R | 0 | 0 | 0 | 0 | 0 | 0 | 0 | 0 | 0 | 0 | 0 | 0+0j | 0 | 0 | 0+0j | 0 | 0 | 0+0j | 0 | 0 | 0+0j | 0 | 0 | 0+0j | 0 | 0 | 0+0j | 22492.8 | 9581.893 | 22492.8+9581.893j | 0 | 0 | 0+0j | 0 | 0 | 0+0j | 0 | 0 | 0 | 0 | 0 | 0 | 0 | 0 | 0 | 0 | 0 | 0 | 0 | 0 | 0 | 0 | 0 | 0 | 1 | 0 | 0 | 1 | 0 | 0 | 0 | 0 | 0 | 0 | 0 | OPEN | node_1394397_867_15304524_907 | AN | 8104201
load_220338737 |  | 0 | R | 0 | 0 | 0 | 0 | 0 | 0 | 0 | 0 | 0 | 0 | 0 | 0+0j | 0 | 0 | 0+0j | 0 | 0 | 0+0j | 0 | 0 | 0+0j | 0 | 0 | 0+0j | 0 | 0 | 0+0j | 78638.4 | 33499.818 | 78638.4+33499.818j | 0 | 0 | 0+0j | 0 | 0 | 0+0j | 0 | 0 | 0 | 0 | 0 | 0 | 0 | 0 | 0 | 0 | 0 | 0 | 0 | 0 | 0 | 0 | 0 | 0 | 1 | 0 | 0 | 1 | 0 | 0 | 0 | 0 | 0 | 0 | 0 | OPEN | node_1393836_61_15307160_856 | AN | 8104201
load_220338848 |  | 0 | R | 0 | 0 | 0 | 0 | 0 | 0 | 0 | 0 | 0 | 0 | 0 | 0+0j | 0 | 0 | 0+0j | 0 | 0 | 0+0j | 0 | 0 | 0+0j | 0 | 0 | 0+0j | 0 | 0 | 0+0j | 93830.4 | 39971.583 | 93830.4+39971.583j | 0 | 0 | 0+0j | 0 | 0 | 0+0j | 0 | 0 | 0 | 0 | 0 | 0 | 0 | 0 | 0 | 0 | 0 | 0 | 0 | 0 | 0 | 0 | 0 | 0 | 1 | 0 | 0 | 1 | 0 | 0 | 0 | 0 | 0 | 0 | 0 | OPEN | node_1393954_442_15306361_035 | AN | 8104201
load_220338849 |  | 0 | R | 0 | 0 | 0 | 0 | 0 | 0 | 0 | 0 | 0 | 0 | 0 | 0+0j | 0 | 0 | 0+0j | 0 | 0 | 0+0j | 0 | 0 | 0+0j | 0 | 0 | 0+0j | 0 | 0 | 0+0j | 94903.2 | 40428.594 | 94903.2+40428.594j | 0 | 0 | 0+0j | 0 | 0 | 0+0j | 0 | 0 | 0 | 0 | 0 | 0 | 0 | 0 | 0 | 0 | 0 | 0 | 0 | 0 | 0 | 0 | 0 | 0 | 1 | 0 | 0 | 1 | 0 | 0 | 0 | 0 | 0 | 0 | 0 | OPEN | node_1394586_415_15306755_286 | AN | 8104201
load_220338850 |  | 0 | R | 0 | 0 | 0 | 0 | 0 | 0 | 0 | 0 | 0 | 0 | 0 | 0+0j | 0 | 0 | 0+0j | 0 | 0 | 0+0j | 0 | 0 | 0+0j | 0 | 0 | 0+0j | 0 | 0 | 0+0j | 83124 | 35410.676 | 83124+35410.676j | 0 | 0 | 0+0j | 0 | 0 | 0+0j | 0 | 0 | 0 | 0 | 0 | 0 | 0 | 0 | 0 | 0 | 0 | 0 | 0 | 0 | 0 | 0 | 0 | 0 | 1 | 0 | 0 | 1 | 0 | 0 | 0 | 0 | 0 | 0 | 0 | OPEN | node_1394019_199_15306730_168 | AN | 8104201
load_220338851 |  | 0 | R | 0 | 0 | 0 | 0 | 0 | 0 | 0 | 0 | 0 | 0 | 0 | 0+0j | 0 | 0 | 0+0j | 0 | 0 | 0+0j | 0 | 0 | 0+0j | 0 | 0 | 0+0j | 0 | 0 | 0+0j | 57268.8 | 24396.407 | 57268.8+24396.407j | 0 | 0 | 0+0j | 0 | 0 | 0+0j | 0 | 0 | 0 | 0 | 0 | 0 | 0 | 0 | 0 | 0 | 0 | 0 | 0 | 0 | 0 | 0 | 0 | 0 | 1 | 0 | 0 | 1 | 0 | 0 | 0 | 0 | 0 | 0 | 0 | OPEN | node_1393627_455_15306727_109 | AN | 8104201
load_220338852 |  | 0 | R | 0 | 0 | 0 | 0 | 0 | 0 | 0 | 0 | 0 | 0 | 0 | 0+0j | 0 | 0 | 0+0j | 0 | 0 | 0+0j | 0 | 0 | 0+0j | 0 | 0 | 0+0j | 0 | 0 | 0+0j | 16704 | 7115.874 | 16704+7115.874j | 0 | 0 | 0+0j | 0 | 0 | 0+0j | 0 | 0 | 0 | 0 | 0 | 0 | 0 | 0 | 0 | 0 | 0 | 0 | 0 | 0 | 0 | 0 | 0 | 0 | 1 | 0 | 0 | 1 | 0 | 0 | 0 | 0 | 0 | 0 | 0 | OPEN | node_1393593_497_15307173_053 | AN | 8104201
load_220338856 |  | 0 | R | 0 | 0 | 0 | 0 | 0 | 0 | 0 | 0 | 0 | 0 | 0 | 0+0j | 0 | 0 | 0+0j | 0 | 0 | 0+0j | 0 | 0 | 0+0j | 0 | 0 | 0+0j | 0 | 0 | 0+0j | 23443.2 | 9986.761 | 23443.2+9986.761j | 0 | 0 | 0+0j | 0 | 0 | 0+0j | 0 | 0 | 0 | 0 | 0 | 0 | 0 | 0 | 0 | 0 | 0 | 0 | 0 | 0 | 0 | 0 | 0 | 0 | 1 | 0 | 0 | 1 | 0 | 0 | 0 | 0 | 0 | 0 | 0 | OPEN | node_1392586_694_15301319_23 | AN | 8104201
load_220338857 |  | 0 | R | 0 | 0 | 0 | 0 | 0 | 0 | 0 | 0 | 0 | 0 | 0 | 0+0j | 0 | 0 | 0+0j | 0 | 0 | 0+0j | 0 | 0 | 0+0j | 0 | 0 | 0+0j | 0 | 0 | 0+0j | 28015.2 | 11934.425 | 28015.2+11934.425j | 0 | 0 | 0+0j | 0 | 0 | 0+0j | 0 | 0 | 0 | 0 | 0 | 0 | 0 | 0 | 0 | 0 | 0 | 0 | 0 | 0 | 0 | 0 | 0 | 0 | 1 | 0 | 0 | 1 | 0 | 0 | 0 | 0 | 0 | 0 | 0 | OPEN | node_1392725_018_15301178_962 | AN | 8104201
load_220425807 |  | 0 | R | 0 | 0 | 0 | 0 | 0 | 0 | 0 | 0 | 0 | 0 | 0 | 0+0j | 0 | 0 | 0+0j | 0 | 0 | 0+0j | 0 | 0 | 0+0j | 0 | 0 | 0+0j | 0 | 0 | 0+0j | 69156 | 29460.333 | 69156+29460.333j | 0 | 0 | 0+0j | 0 | 0 | 0+0j | 0 | 0 | 0 | 0 | 0 | 0 | 0 | 0 | 0 | 0 | 0 | 0 | 0 | 0 | 0 | 0 | 0 | 0 | 1 | 0 | 0 | 1 | 0 | 0 | 0 | 0 | 0 | 0 | 0 | OPEN | node_1394559_515_15307211_185 | AN | 8104201
load_220474388 |  | 0 | R | 0 | 0 | 0 | 0 | 0 | 0 | 0 | 0 | 0 | 0 | 0 | 0+0j | 0 | 0 | 0+0j | 0 | 0 | 0+0j | 0 | 0 | 0+0j | 0 | 0 | 0+0j | 0 | 0 | 0+0j | 56923.2 | 24249.182 | 56923.2+24249.182j | 0 | 0 | 0+0j | 0 | 0 | 0+0j | 0 | 0 | 0 | 0 | 0 | 0 | 0 | 0 | 0 | 0 | 0 | 0 | 0 | 0 | 0 | 0 | 0 | 0 | 1 | 0 | 0 | 1 | 0 | 0 | 0 | 0 | 0 | 0 | 0 | OPEN | node_1394639_795_15306404_177 | AN | 8104201
load_220481992 |  | 0 | R | 0 | 0 | 0 | 0 | 0 | 0 | 0 | 0 | 0 | 0 | 0 | 0+0j | 0 | 0 | 0+0j | 0 | 0 | 0+0j | 0 | 0 | 0+0j | 0 | 0 | 0+0j | 0 | 0 | 0+0j | 36590.4 | 15587.445 | 36590.4+15587.445j | 0 | 0 | 0+0j | 0 | 0 | 0+0j | 0 | 0 | 0 | 0 | 0 | 0 | 0 | 0 | 0 | 0 | 0 | 0 | 0 | 0 | 0 | 0 | 0 | 0 | 1 | 0 | 0 | 1 | 0 | 0 | 0 | 0 | 0 | 0 | 0 | OPEN | node_1394454_118_15303042_864 | AN | 8104201
load_220527040 |  | 0 | C | 0 | 0 | 0 | 0 | 0 | 0 | 0 | 0 | 0 | 0 | 0 | 0+0j | 0 | 0 | 0+0j | 0 | 0 | 0+0j | 0 | 0 | 0+0j | 0 | 0 | 0+0j | 0 | 0 | 0+0j | 2000 | 851.996 | 2000+851.996j | 0 | 0 | 0+0j | 0 | 0 | 0+0j | 0 | 0 | 0 | 0 | 0 | 0 | 0 | 0 | 0 | 0 | 0 | 0 | 0 | 0 | 0 | 0 | 0 | 0 | 1 | 0 | 0 | 1 | 0 | 0 | 0 | 0 | 0 | 0 | 0 | OPEN | node_1392641_439_15304365_569 | AN | 8104201
load_220529901 |  | 0 | C | 0 | 0 | 0 | 0 | 0 | 0 | 0 | 0 | 0 | 0 | 0 | 0+0j | 0 | 0 | 0+0j | 0 | 0 | 0+0j | 0 | 0 | 0+0j | 0 | 0 | 0+0j | 0 | 0 | 0+0j | 33333.333 | 14199.94 | 33333.333+14199.94j | 33333.333 | 14199.94 | 33333.333+14199.94j | 33333.333 | 14199.94 | 33333.333+14199.94j | 0 | 0 | 0 | 0 | 0 | 0 | 0 | 0 | 0 | 0 | 0 | 0 | 0 | 0 | 0 | 0 | 0 | 0 | 1 | 0 | 0 | 1 | 0 | 0 | 0 | 0 | 0 | 0 | 0 | OPEN | node_1393024_408_15303693_803 | ABCN | 8104201
load_220529914 |  | 0 | C | 0 | 0 | 0 | 0 | 0 | 0 | 0 | 0 | 0 | 0 | 0 | 0+0j | 0 | 0 | 0+0j | 0 | 0 | 0+0j | 0 | 0 | 0+0j | 0 | 0 | 0+0j | 0 | 0 | 0+0j | 4333.333 | 1845.992 | 4333.333+1845.992j | 4333.333 | 1845.992 | 4333.333+1845.992j | 4333.333 | 1845.992 | 4333.333+1845.992j | 0 | 0 | 0 | 0 | 0 | 0 | 0 | 0 | 0 | 0 | 0 | 0 | 0 | 0 | 0 | 0 | 0 | 0 | 1 | 0 | 0 | 1 | 0 | 0 | 0 | 0 | 0 | 0 | 0 | OPEN | node_1393346_249_15304199_849 | ABCN | 8104201
load_220529952 |  | 0 | U | 0 | 0 | 0 | 0 | 0 | 0 | 0 | 0 | 0 | 0 | 0 | 0+0j | 0 | 0 | 0+0j | 0 | 0 | 0+0j | 0 | 0 | 0+0j | 0 | 0 | 0+0j | 0 | 0 | 0+0j | 0 | 0 | 0+0j | 0 | 0 | 0+0j | 0 | 0 | 0+0j | 0 | 0 | 0 | 0 | 0 | 0 | 0 | 0 | 0 | 0 | 0 | 0 | 0 | 0 | 0 | 0 | 0 | 0 | 1 | 0 | 0 | 1 | 0 | 0 | 0 | 0 | 0 | 0 | 0 | OPEN | node_1393919_125_15301751_491 | ABCN | 8104201
load_220530191 |  | 0 | C | 0 | 0 | 0 | 0 | 0 | 0 | 0 | 0 | 0 | 0 | 0 | 0+0j | 0 | 0 | 0+0j | 0 | 0 | 0+0j | 0 | 0 | 0+0j | 0 | 0 | 0+0j | 0 | 0 | 0+0j | 6000 | 2555.989 | 6000+2555.989j | 0 | 0 | 0+0j | 0 | 0 | 0+0j | 0 | 0 | 0 | 0 | 0 | 0 | 0 | 0 | 0 | 0 | 0 | 0 | 0 | 0 | 0 | 0 | 0 | 0 | 1 | 0 | 0 | 1 | 0 | 0 | 0 | 0 | 0 | 0 | 0 | OPEN | node_1395678_284_15304343_299 | AN | 8104201
load_220530233 |  | 0 | C | 0 | 0 | 0 | 0 | 0 | 0 | 0 | 0 | 0 | 0 | 0 | 0+0j | 0 | 0 | 0+0j | 0 | 0 | 0+0j | 0 | 0 | 0+0j | 0 | 0 | 0+0j | 0 | 0 | 0+0j | 64000 | 27263.886 | 64000+27263.886j | 64000 | 27263.886 | 64000+27263.886j | 64000 | 27263.886 | 64000+27263.886j | 0 | 0 | 0 | 0 | 0 | 0 | 0 | 0 | 0 | 0 | 0 | 0 | 0 | 0 | 0 | 0 | 0 | 0 | 1 | 0 | 0 | 1 | 0 | 0 | 0 | 0 | 0 | 0 | 0 | OPEN | node_1394463_326_15304433_651 | ABCN | 8104201
load_220530700 |  | 0 | C | 0 | 0 | 0 | 0 | 0 | 0 | 0 | 0 | 0 | 0 | 0 | 0+0j | 0 | 0 | 0+0j | 0 | 0 | 0+0j | 0 | 0 | 0+0j | 0 | 0 | 0+0j | 0 | 0 | 0+0j | 30666.667 | 13063.945 | 30666.667+13063.945j | 30666.667 | 13063.945 | 30666.667+13063.945j | 30666.667 | 13063.945 | 30666.667+13063.945j | 0 | 0 | 0 | 0 | 0 | 0 | 0 | 0 | 0 | 0 | 0 | 0 | 0 | 0 | 0 | 0 | 0 | 0 | 1 | 0 | 0 | 1 | 0 | 0 | 0 | 0 | 0 | 0 | 0 | OPEN | node_1395068_918_15304046_383 | ABCN | 8104201
load_220530765 |  | 0 | C | 0 | 0 | 0 | 0 | 0 | 0 | 0 | 0 | 0 | 0 | 0 | 0+0j | 0 | 0 | 0+0j | 0 | 0 | 0+0j | 0 | 0 | 0+0j | 0 | 0 | 0+0j | 0 | 0 | 0+0j | 75666.667 | 32233.865 | 75666.667+32233.865j | 75666.667 | 32233.865 | 75666.667+32233.865j | 75666.667 | 32233.865 | 75666.667+32233.865j | 0 | 0 | 0 | 0 | 0 | 0 | 0 | 0 | 0 | 0 | 0 | 0 | 0 | 0 | 0 | 0 | 0 | 0 | 1 | 0 | 0 | 1 | 0 | 0 | 0 | 0 | 0 | 0 | 0 | OPEN | node_1395256_366_15304929_852 | ABCN | 8104201
load_220530766 |  | 0 | C | 0 | 0 | 0 | 0 | 0 | 0 | 0 | 0 | 0 | 0 | 0 | 0+0j | 0 | 0 | 0+0j | 0 | 0 | 0+0j | 0 | 0 | 0+0j | 0 | 0 | 0+0j | 0 | 0 | 0+0j | 57000 | 24281.898 | 57000+24281.898j | 57000 | 24281.898 | 57000+24281.898j | 57000 | 24281.898 | 57000+24281.898j | 0 | 0 | 0 | 0 | 0 | 0 | 0 | 0 | 0 | 0 | 0 | 0 | 0 | 0 | 0 | 0 | 0 | 0 | 1 | 0 | 0 | 1 | 0 | 0 | 0 | 0 | 0 | 0 | 0 | OPEN | node_1394922_996_15304150_915 | ABCN | 8104201
load_220532268 |  | 0 | C | 0 | 0 | 0 | 0 | 0 | 0 | 0 | 0 | 0 | 0 | 0 | 0+0j | 0 | 0 | 0+0j | 0 | 0 | 0+0j | 0 | 0 | 0+0j | 0 | 0 | 0+0j | 0 | 0 | 0+0j | 3000 | 1277.995 | 3000+1277.995j | 0 | 0 | 0+0j | 0 | 0 | 0+0j | 0 | 0 | 0 | 0 | 0 | 0 | 0 | 0 | 0 | 0 | 0 | 0 | 0 | 0 | 0 | 0 | 0 | 0 | 1 | 0 | 0 | 1 | 0 | 0 | 0 | 0 | 0 | 0 | 0 | OPEN | node_1395148_001_15304001_35 | AN | 8104201
load_220534465 |  | 0 | C | 0 | 0 | 0 | 0 | 0 | 0 | 0 | 0 | 0 | 0 | 0 | 0+0j | 0 | 0 | 0+0j | 0 | 0 | 0+0j | 0 | 0 | 0+0j | 0 | 0 | 0+0j | 0 | 0 | 0+0j | 734.4 | 312.853 | 734.4+312.853j | 0 | 0 | 0+0j | 0 | 0 | 0+0j | 0 | 0 | 0 | 0 | 0 | 0 | 0 | 0 | 0 | 0 | 0 | 0 | 0 | 0 | 0 | 0 | 0 | 0 | 1 | 0 | 0 | 1 | 0 | 0 | 0 | 0 | 0 | 0 | 0 | OPEN | node_1389945_873_15302304_208 | AN | 8104201
load_220537698 |  | 0 | U | 0 | 0 | 0 | 0 | 0 | 0 | 0 | 0 | 0 | 0 | 0 | 0+0j | 0 | 0 | 0+0j | 0 | 0 | 0+0j | 0 | 0 | 0+0j | 0 | 0 | 0+0j | 0 | 0 | 0+0j | 0 | 0 | 0+0j | 0 | 0 | 0+0j | 0 | 0 | 0+0j | 0 | 0 | 0 | 0 | 0 | 0 | 0 | 0 | 0 | 0 | 0 | 0 | 0 | 0 | 0 | 0 | 0 | 0 | 1 | 0 | 0 | 1 | 0 | 0 | 0 | 0 | 0 | 0 | 0 | OPEN | node_1395207_356_15306176_636 | ABCN | 8104201
load_220543482 |  | 0 | C | 0 | 0 | 0 | 0 | 0 | 0 | 0 | 0 | 0 | 0 | 0 | 0+0j | 0 | 0 | 0+0j | 0 | 0 | 0+0j | 0 | 0 | 0+0j | 0 | 0 | 0+0j | 0 | 0 | 0+0j | 14000 | 5963.975 | 14000+5963.975j | 0 | 0 | 0+0j | 0 | 0 | 0+0j | 0 | 0 | 0 | 0 | 0 | 0 | 0 | 0 | 0 | 0 | 0 | 0 | 0 | 0 | 0 | 0 | 0 | 0 | 1 | 0 | 0 | 1 | 0 | 0 | 0 | 0 | 0 | 0 | 0 | OPEN | node_1394202_709_15302225_54 | AN | 8104201
load_220545604 |  | 0 | R | 0 | 0 | 0 | 0 | 0 | 0 | 0 | 0 | 0 | 0 | 0 | 0+0j | 0 | 0 | 0+0j | 0 | 0 | 0+0j | 0 | 0 | 0+0j | 0 | 0 | 0+0j | 0 | 0 | 0+0j | 144475.2 | 61546.177 | 144475.2+61546.177j | 0 | 0 | 0+0j | 0 | 0 | 0+0j | 0 | 0 | 0 | 0 | 0 | 0 | 0 | 0 | 0 | 0 | 0 | 0 | 0 | 0 | 0 | 0 | 0 | 0 | 1 | 0 | 0 | 1 | 0 | 0 | 0 | 0 | 0 | 0 | 0 | OPEN | node_1393143_107_15301744_783 | AN | 8104201
load_220545610 |  | 0 | C | 0 | 0 | 0 | 0 | 0 | 0 | 0 | 0 | 0 | 0 | 0 | 0+0j | 0 | 0 | 0+0j | 0 | 0 | 0+0j | 0 | 0 | 0+0j | 0 | 0 | 0+0j | 0 | 0 | 0+0j | 3000 | 1277.995 | 3000+1277.995j | 0 | 0 | 0+0j | 0 | 0 | 0+0j | 0 | 0 | 0 | 0 | 0 | 0 | 0 | 0 | 0 | 0 | 0 | 0 | 0 | 0 | 0 | 0 | 0 | 0 | 1 | 0 | 0 | 1 | 0 | 0 | 0 | 0 | 0 | 0 | 0 | OPEN | node_1393591_186_15304532_188 | AN | 8104201
load_220564696 |  | 0 | C | 0 | 0 | 0 | 0 | 0 | 0 | 0 | 0 | 0 | 0 | 0 | 0+0j | 0 | 0 | 0+0j | 0 | 0 | 0+0j | 0 | 0 | 0+0j | 0 | 0 | 0+0j | 0 | 0 | 0+0j | 36000 | 15335.936 | 36000+15335.936j | 0 | 0 | 0+0j | 0 | 0 | 0+0j | 0 | 0 | 0 | 0 | 0 | 0 | 0 | 0 | 0 | 0 | 0 | 0 | 0 | 0 | 0 | 0 | 0 | 0 | 1 | 0 | 0 | 1 | 0 | 0 | 0 | 0 | 0 | 0 | 0 | OPEN | node_1390779_67_15301516_55 | AN | 8104201
load_220566699 |  | 0 | C | 0 | 0 | 0 | 0 | 0 | 0 | 0 | 0 | 0 | 0 | 0 | 0+0j | 0 | 0 | 0+0j | 0 | 0 | 0+0j | 0 | 0 | 0+0j | 0 | 0 | 0+0j | 0 | 0 | 0+0j | 28333.333 | 12069.949 | 28333.333+12069.949j | 28333.333 | 12069.949 | 28333.333+12069.949j | 28333.333 | 12069.949 | 28333.333+12069.949j | 0 | 0 | 0 | 0 | 0 | 0 | 0 | 0 | 0 | 0 | 0 | 0 | 0 | 0 | 0 | 0 | 0 | 0 | 1 | 0 | 0 | 1 | 0 | 0 | 0 | 0 | 0 | 0 | 0 | OPEN | node_1394956_91_15303766_021 | ABCN | 8104201
load_220568568 |  | 0 | C | 0 | 0 | 0 | 0 | 0 | 0 | 0 | 0 | 0 | 0 | 0 | 0+0j | 0 | 0 | 0+0j | 0 | 0 | 0+0j | 0 | 0 | 0+0j | 0 | 0 | 0+0j | 0 | 0 | 0+0j | 5000 | 2129.991 | 5000+2129.991j | 0 | 0 | 0+0j | 0 | 0 | 0+0j | 0 | 0 | 0 | 0 | 0 | 0 | 0 | 0 | 0 | 0 | 0 | 0 | 0 | 0 | 0 | 0 | 0 | 0 | 1 | 0 | 0 | 1 | 0 | 0 | 0 | 0 | 0 | 0 | 0 | OPEN | node_1390392_922_15301512_843 | AN | 8104201
load_220596922 |  | 0 | C | 0 | 0 | 0 | 0 | 0 | 0 | 0 | 0 | 0 | 0 | 0 | 0+0j | 0 | 0 | 0+0j | 0 | 0 | 0+0j | 0 | 0 | 0+0j | 0 | 0 | 0+0j | 0 | 0 | 0+0j | 3000 | 1277.995 | 3000+1277.995j | 0 | 0 | 0+0j | 0 | 0 | 0+0j | 0 | 0 | 0 | 0 | 0 | 0 | 0 | 0 | 0 | 0 | 0 | 0 | 0 | 0 | 0 | 0 | 0 | 0 | 1 | 0 | 0 | 1 | 0 | 0 | 0 | 0 | 0 | 0 | 0 | OPEN | node_1393603_803_15300128_609 | AN | 8104201
load_220596947 |  | 0 | C | 0 | 0 | 0 | 0 | 0 | 0 | 0 | 0 | 0 | 0 | 0 | 0+0j | 0 | 0 | 0+0j | 0 | 0 | 0+0j | 0 | 0 | 0+0j | 0 | 0 | 0+0j | 0 | 0 | 0+0j | 4557.6 | 1941.529 | 4557.6+1941.529j | 0 | 0 | 0+0j | 0 | 0 | 0+0j | 0 | 0 | 0 | 0 | 0 | 0 | 0 | 0 | 0 | 0 | 0 | 0 | 0 | 0 | 0 | 0 | 0 | 0 | 1 | 0 | 0 | 1 | 0 | 0 | 0 | 0 | 0 | 0 | 0 | OPEN | node_1393479_528_15299974_858 | AN | 8104201
load_220597697 |  | 0 | C | 0 | 0 | 0 | 0 | 0 | 0 | 0 | 0 | 0 | 0 | 0 | 0+0j | 0 | 0 | 0+0j | 0 | 0 | 0+0j | 0 | 0 | 0+0j | 0 | 0 | 0+0j | 0 | 0 | 0+0j | 61333.333 | 26127.89 | 61333.333+26127.89j | 0 | 0 | 0+0j | 0 | 0 | 0+0j | 0 | 0 | 0 | 0 | 0 | 0 | 0 | 0 | 0 | 0 | 0 | 0 | 0 | 0 | 0 | 0 | 0 | 0 | 1 | 0 | 0 | 1 | 0 | 0 | 0 | 0 | 0 | 0 | 0 | OPEN | node_1394315_927_15304125_913 | AN | 8104201
load_220597698 |  | 0 | C | 0 | 0 | 0 | 0 | 0 | 0 | 0 | 0 | 0 | 0 | 0 | 0+0j | 0 | 0 | 0+0j | 0 | 0 | 0+0j | 0 | 0 | 0+0j | 0 | 0 | 0+0j | 0 | 0 | 0+0j | 0 | 0 | 0+0j | 61333.333 | 26127.89 | 61333.333+26127.89j | 0 | 0 | 0+0j | 0 | 0 | 0 | 0 | 0 | 0 | 0 | 0 | 0 | 0 | 0 | 0 | 0 | 0 | 0 | 0 | 0 | 0 | 1 | 0 | 0 | 1 | 0 | 0 | 0 | 0 | 0 | 0 | 0 | OPEN | node_1394276_646_15304123_708 | BN | 8104201
load_220597699 |  | 0 | C | 0 | 0 | 0 | 0 | 0 | 0 | 0 | 0 | 0 | 0 | 0 | 0+0j | 0 | 0 | 0+0j | 0 | 0 | 0+0j | 0 | 0 | 0+0j | 0 | 0 | 0+0j | 0 | 0 | 0+0j | 0 | 0 | 0+0j | 0 | 0 | 0+0j | 61333.333 | 26127.89 | 61333.333+26127.89j | 0 | 0 | 0 | 0 | 0 | 0 | 0 | 0 | 0 | 0 | 0 | 0 | 0 | 0 | 0 | 0 | 0 | 0 | 1 | 0 | 0 | 1 | 0 | 0 | 0 | 0 | 0 | 0 | 0 | OPEN | node_1394296_378_15304121_338 | CN | 8104201
load_220598230 |  | 0 | R | 0 | 0 | 0 | 0 | 0 | 0 | 0 | 0 | 0 | 0 | 0 | 0+0j | 0 | 0 | 0+0j | 0 | 0 | 0+0j | 0 | 0 | 0+0j | 0 | 0 | 0+0j | 0 | 0 | 0+0j | 42026.4 | 17903.171 | 42026.4+17903.171j | 0 | 0 | 0+0j | 0 | 0 | 0+0j | 0 | 0 | 0 | 0 | 0 | 0 | 0 | 0 | 0 | 0 | 0 | 0 | 0 | 0 | 0 | 0 | 0 | 0 | 1 | 0 | 0 | 1 | 0 | 0 | 0 | 0 | 0 | 0 | 0 | OPEN | node_1392234_399_15301725_457 | AN | 8104201
load_220648076 |  | 0 | C | 0 | 0 | 0 | 0 | 0 | 0 | 0 | 0 | 0 | 0 | 0 | 0+0j | 0 | 0 | 0+0j | 0 | 0 | 0+0j | 0 | 0 | 0+0j | 0 | 0 | 0+0j | 0 | 0 | 0+0j | 13000 | 5537.977 | 13000+5537.977j | 0 | 0 | 0+0j | 0 | 0 | 0+0j | 0 | 0 | 0 | 0 | 0 | 0 | 0 | 0 | 0 | 0 | 0 | 0 | 0 | 0 | 0 | 0 | 0 | 0 | 1 | 0 | 0 | 1 | 0 | 0 | 0 | 0 | 0 | 0 | 0 | OPEN | node_1394595_456_15304521_035 | AN | 8104201
load_220648077 |  | 0 | C | 0 | 0 | 0 | 0 | 0 | 0 | 0 | 0 | 0 | 0 | 0 | 0+0j | 0 | 0 | 0+0j | 0 | 0 | 0+0j | 0 | 0 | 0+0j | 0 | 0 | 0+0j | 0 | 0 | 0+0j | 0 | 0 | 0+0j | 13000 | 5537.977 | 13000+5537.977j | 0 | 0 | 0+0j | 0 | 0 | 0 | 0 | 0 | 0 | 0 | 0 | 0 | 0 | 0 | 0 | 0 | 0 | 0 | 0 | 0 | 0 | 1 | 0 | 0 | 1 | 0 | 0 | 0 | 0 | 0 | 0 | 0 | OPEN | node_1394589_996_15304520_704 | BN | 8104201
load_220648078 |  | 0 | C | 0 | 0 | 0 | 0 | 0 | 0 | 0 | 0 | 0 | 0 | 0 | 0+0j | 0 | 0 | 0+0j | 0 | 0 | 0+0j | 0 | 0 | 0+0j | 0 | 0 | 0+0j | 0 | 0 | 0+0j | 0 | 0 | 0+0j | 0 | 0 | 0+0j | 13000 | 5537.977 | 13000+5537.977j | 0 | 0 | 0 | 0 | 0 | 0 | 0 | 0 | 0 | 0 | 0 | 0 | 0 | 0 | 0 | 0 | 0 | 0 | 1 | 0 | 0 | 1 | 0 | 0 | 0 | 0 | 0 | 0 | 0 | OPEN | node_1394602_691_15304520_742 | CN | 8104201
load_310005514 |  | 0 | C | 0 | 0 | 0 | 0 | 0 | 0 | 0 | 0 | 0 | 0 | 0 | 0+0j | 0 | 0 | 0+0j | 0 | 0 | 0+0j | 0 | 0 | 0+0j | 0 | 0 | 0+0j | 0 | 0 | 0+0j | 0 | 0 | 0+0j | 0 | 0 | 0+0j | 7666.667 | 3265.986 | 7666.667+3265.986j | 0 | 0 | 0 | 0 | 0 | 0 | 0 | 0 | 0 | 0 | 0 | 0 | 0 | 0 | 0 | 0 | 0 | 0 | 1 | 0 | 0 | 1 | 0 | 0 | 0 | 0 | 0 | 0 | 0 | OPEN | node_1393710_589_15302102_84 | CN | 8104201
load_310049569 |  | 0 | C | 0 | 0 | 0 | 0 | 0 | 0 | 0 | 0 | 0 | 0 | 0 | 0+0j | 0 | 0 | 0+0j | 0 | 0 | 0+0j | 0 | 0 | 0+0j | 0 | 0 | 0+0j | 0 | 0 | 0+0j | 99000 | 42173.823 | 99000+42173.823j | 0 | 0 | 0+0j | 0 | 0 | 0+0j | 0 | 0 | 0 | 0 | 0 | 0 | 0 | 0 | 0 | 0 | 0 | 0 | 0 | 0 | 0 | 0 | 0 | 0 | 1 | 0 | 0 | 1 | 0 | 0 | 0 | 0 | 0 | 0 | 0 | OPEN | node_1394654_694_15305775_552 | AN | 8104201
load_311899775 |  | 0 | C | 0 | 0 | 0 | 0 | 0 | 0 | 0 | 0 | 0 | 0 | 0 | 0+0j | 0 | 0 | 0+0j | 0 | 0 | 0+0j | 0 | 0 | 0+0j | 0 | 0 | 0+0j | 0 | 0 | 0+0j | 1000 | 425.998 | 1000+425.998j | 0 | 0 | 0+0j | 0 | 0 | 0+0j | 0 | 0 | 0 | 0 | 0 | 0 | 0 | 0 | 0 | 0 | 0 | 0 | 0 | 0 | 0 | 0 | 0 | 0 | 1 | 0 | 0 | 1 | 0 | 0 | 0 | 0 | 0 | 0 | 0 | OPEN | node_1395699_568_15304975_745 | AN | 8104201
load_311981742 |  | 0 | C | 0 | 0 | 0 | 0 | 0 | 0 | 0 | 0 | 0 | 0 | 0 | 0+0j | 0 | 0 | 0+0j | 0 | 0 | 0+0j | 0 | 0 | 0+0j | 0 | 0 | 0+0j | 0 | 0 | 0+0j | 19666.667 | 8377.965 | 19666.667+8377.965j | 19666.667 | 8377.965 | 19666.667+8377.965j | 19666.667 | 8377.965 | 19666.667+8377.965j | 0 | 0 | 0 | 0 | 0 | 0 | 0 | 0 | 0 | 0 | 0 | 0 | 0 | 0 | 0 | 0 | 0 | 0 | 1 | 0 | 0 | 1 | 0 | 0 | 0 | 0 | 0 | 0 | 0 | OPEN | node_1394521_448_15305023_01 | ABCN | 8104201
load_311987994 |  | 0 | U | 0 | 0 | 0 | 0 | 0 | 0 | 0 | 0 | 0 | 0 | 0 | 0+0j | 0 | 0 | 0+0j | 0 | 0 | 0+0j | 0 | 0 | 0+0j | 0 | 0 | 0+0j | 0 | 0 | 0+0j | 0 | 0 | 0+0j | 0 | 0 | 0+0j | 0 | 0 | 0+0j | 0 | 0 | 0 | 0 | 0 | 0 | 0 | 0 | 0 | 0 | 0 | 0 | 0 | 0 | 0 | 0 | 0 | 0 | 1 | 0 | 0 | 1 | 0 | 0 | 0 | 0 | 0 | 0 | 0 | OPEN | node_1394629_316_15303461_219 | AN | 8104201

## OverheadLineConductor
Name | Diameter | GeometricMeanRadius | RatingSummerContinuous | RatingSummerEmergency | RatingWinterContinuous | RatingWinterEmergency | Feeder | Comments
oh_cond_1/0_AAAC | 0.398 | 0.012 | 235 | 235 | 310 | 310 | 8104201
oh_cond_1/0_ACSR | 0.398 | 0.012 | 265 | 265 | 330 | 330 | 8104201
oh_cond_1/0_AL | 0.368 | 0.011 | 235 | 235 | 310 | 310 | 8104201
oh_cond_2/0_CU | 0.414 | 0.013 | 295 | 295 | 425 | 425 | 8104201
oh_cond_2_ACSR | 0.325 | 0.01 | 195 | 195 | 245 | 245 | 8104201
oh_cond_2_CU | 0.292 | 0.009 | 190 | 190 | 270 | 270 | 8104201
oh_cond_3_#7_CWD_30% | 0.311 | 0.005 | 125 | 125 | 195 | 195 | 8104201
oh_cond_4/0_AAAC | 0.563 | 0.017 | 365 | 365 | 480 | 480 | 8104201
oh_cond_4/0_ACSR | 0.563 | 0.017 | 410 | 410 | 515 | 515 | 8104201
oh_cond_4/0_AL | 0.522 | 0.016 | 365 | 365 | 480 | 480 | 8104201
oh_cond_4_CU | 0.232 | 0.007 | 140 | 140 | 200 | 200 | 8104201
oh_cond_6_CU | 0.184 | 0.006 | 110 | 110 | 150 | 150 | 8104201
oh_cond_336_5_MCM_AL | 0.666 | 0.021 | 490 | 490 | 644 | 644 | 8104201
oh_cond_477_MCM_AL | 0.792 | 0.025 | 605 | 605 | 810 | 810 | 8104201
oh_cond_WP-4/0-CU | 0.81 | 0.015 | 340 | 340 | 390 | 390 | 8104201

## OverheadLineConfiguration
Name | ConductorA | ConductorB | ConductorC | ConductorN | LineSpacing | Capacitance11 | Capacitance12 | Capacitance13 | Capacitance21 | Capacitance22 | Capacitance23 | Capacitance31 | Capacitance32 | Capacitance33 | Impedance11 | Impedance12 | Impedance13 | Impedance21 | Impedance22 | Impedance23 | Impedance31 | Impedance32 | Impedance33 | Feeder | Comments
bal_1P_1/0AA | oh_cond_1/0_AAAC | oh_cond_1/0_AAAC | oh_cond_1/0_AAAC |  |  | 12.796 | -3.172 | -3.172 | -3.172 | 12.796 | -3.172 | -3.172 | -3.172 | 12.796 | 0.972+1.499j | 0.095+0.781j | 0.095+0.781j | 0.095+0.781j | 0.972+1.499j | 0.095+0.781j | 0.095+0.781j | 0.095+0.781j | 0.972+1.499j | 8104201
bal_1P_1/0AC | oh_cond_1/0_ACSR | oh_cond_1/0_ACSR | oh_cond_1/0_ACSR |  |  | 12.796 | -3.172 | -3.172 | -3.172 | 12.796 | -3.172 | -3.172 | -3.172 | 12.796 | 0.983+1.218j | 0.095+0.781j | 0.095+0.781j | 0.095+0.781j | 0.983+1.218j | 0.095+0.781j | 0.095+0.781j | 0.095+0.781j | 0.983+1.218j | 8104201
bal_1P_2AC | oh_cond_2_ACSR | oh_cond_2_ACSR | oh_cond_2_ACSR |  |  | 12.393 | -3.017 | -3.017 | -3.017 | 12.393 | -3.017 | -3.017 | -3.017 | 12.393 | 1.505+1.527j | 0.095+0.781j | 0.095+0.781j | 0.095+0.781j | 1.505+1.527j | 0.095+0.781j | 0.095+0.781j | 0.095+0.781j | 1.505+1.527j | 8104201
bal_1P_2CU | oh_cond_2_CU | oh_cond_2_CU | oh_cond_2_CU |  |  | 12.191 | -2.94 | -2.94 | -2.94 | 12.191 | -2.94 | -2.94 | -2.94 | 12.191 | 0.968+1.536j | 0.095+0.781j | 0.095+0.781j | 0.095+0.781j | 0.968+1.536j | 0.095+0.781j | 0.095+0.781j | 0.095+0.781j | 0.968+1.536j | 8104201
bal_1P_4CU | oh_cond_4_CU | oh_cond_4_CU | oh_cond_4_CU |  |  | 11.78 | -2.785 | -2.785 | -2.785 | 11.78 | -2.785 | -2.785 | -2.785 | 11.78 | 1.483+1.565j | 0.095+0.781j | 0.095+0.781j | 0.095+0.781j | 1.483+1.565j | 0.095+0.781j | 0.095+0.781j | 0.095+0.781j | 1.483+1.565j | 8104201
bal_1P_6CU | oh_cond_6_CU | oh_cond_6_CU | oh_cond_6_CU |  |  | 11.393 | -2.641 | -2.641 | -2.641 | 11.393 | -2.641 | -2.641 | -2.641 | 11.393 | 2.275+1.583j | 0.095+0.781j | 0.095+0.781j | 0.095+0.781j | 2.275+1.583j | 0.095+0.781j | 0.095+0.781j | 0.095+0.781j | 2.275+1.583j | 8104201
bal_1P_WYECUST | oh_cond_2/0_CU | oh_cond_2/0_CU | oh_cond_2/0_CU | oh_cond_3_#7_CWD_30% |  | 13.24 | -2.712 | -2.712 | -2.712 | 13.24 | -2.712 | -2.712 | -2.712 | 13.24 | 0.66+1.378j | 0.22+0.666j | 0.22+0.666j | 0.22+0.666j | 0.66+1.378j | 0.22+0.666j | 0.22+0.666j | 0.22+0.666j | 0.66+1.378j | 8104201
bal_3P_1/0AA | oh_cond_1/0_AAAC | oh_cond_1/0_AAAC | oh_cond_1/0_AAAC |  |  | 12.796 | -3.172 | -3.172 | -3.172 | 12.796 | -3.172 | -3.172 | -3.172 | 12.796 | 0.972+1.499j | 0.095+0.781j | 0.095+0.781j | 0.095+0.781j | 0.972+1.499j | 0.095+0.781j | 0.095+0.781j | 0.095+0.781j | 0.972+1.499j | 8104201
bal_3P_1/0AC | oh_cond_1/0_ACSR | oh_cond_1/0_ACSR | oh_cond_1/0_ACSR |  |  | 12.796 | -3.172 | -3.172 | -3.172 | 12.796 | -3.172 | -3.172 | -3.172 | 12.796 | 0.983+1.497j | 0.095+0.781j | 0.095+0.781j | 0.095+0.781j | 0.983+1.497j | 0.095+0.781j | 0.095+0.781j | 0.095+0.781j | 0.983+1.497j | 8104201
bal_3P_1/0AL | oh_cond_1/0_AL | oh_cond_1/0_AL | oh_cond_1/0_AL |  |  | 12.637 | -3.111 | -3.111 | -3.111 | 12.637 | -3.111 | -3.111 | -3.111 | 12.637 | 0.98+1.509j | 0.095+0.781j | 0.095+0.781j | 0.095+0.781j | 0.98+1.509j | 0.095+0.781j | 0.095+0.781j | 0.095+0.781j | 0.98+1.509j | 8104201
bal_3P_4/0AA | oh_cond_4/0_AAAC | oh_cond_4/0_AAAC | oh_cond_4/0_AAAC |  |  | 13.554 | -3.469 | -3.469 | -3.469 | 13.554 | -3.469 | -3.469 | -3.469 | 13.554 | 0.534+1.457j | 0.095+0.781j | 0.095+0.781j | 0.095+0.781j | 0.534+1.457j | 0.095+0.781j | 0.095+0.781j | 0.095+0.781j | 0.534+1.457j | 8104201
bal_3P_4/0AC | oh_cond_4/0_ACSR | oh_cond_4/0_ACSR | oh_cond_4/0_ACSR |  |  | 13.554 | -3.469 | -3.469 | -3.469 | 13.554 | -3.469 | -3.469 | -3.469 | 13.554 | 0.54+1.457j | 0.095+0.781j | 0.095+0.781j | 0.095+0.781j | 0.54+1.457j | 0.095+0.781j | 0.095+0.781j | 0.095+0.781j | 0.54+1.457j | 8104201
bal_3P_4/0AL | oh_cond_4/0_AL | oh_cond_4/0_AL | oh_cond_4/0_AL |  |  | 13.381 | -3.4 | -3.4 | -3.4 | 13.381 | -3.4 | -3.4 | -3.4 | 13.381 | 0.537+1.466j | 0.095+0.781j | 0.095+0.781j | 0.095+0.781j | 0.537+1.466j | 0.095+0.781j | 0.095+0.781j | 0.095+0.781j | 0.537+1.466j | 8104201
bal_3P_4CU | oh_cond_4_CU | oh_cond_4_CU | oh_cond_4_CU |  |  | 11.78 | -2.785 | -2.785 | -2.785 | 11.78 | -2.785 | -2.785 | -2.785 | 11.78 | 1.483+1.565j | 0.095+0.781j | 0.095+0.781j | 0.095+0.781j | 1.483+1.565j | 0.095+0.781j | 0.095+0.781j | 0.095+0.781j | 1.483+1.565j | 8104201
bal_3P_6CU | oh_cond_6_CU | oh_cond_6_CU | oh_cond_6_CU |  |  | 11.393 | -2.641 | -2.641 | -2.641 | 11.393 | -2.641 | -2.641 | -2.641 | 11.393 | 2.275+1.583j | 0.095+0.781j | 0.095+0.781j | 0.095+0.781j | 2.275+1.583j | 0.095+0.781j | 0.095+0.781j | 0.095+0.781j | 2.275+1.583j | 8104201
bal_3P_336AL | oh_cond_336_5_MCM_AL | oh_cond_336_5_MCM_AL | oh_cond_336_5_MCM_AL |  |  | 13.957 | -3.628 | -3.628 | -3.628 | 13.957 | -3.628 | -3.628 | -3.628 | 13.957 | 0.374+1.431j | 0.095+0.781j | 0.095+0.781j | 0.095+0.781j | 0.374+1.431j | 0.095+0.781j | 0.095+0.781j | 0.095+0.781j | 0.374+1.431j | 8104201
bal_3P_477AL | oh_cond_477_MCM_AL | oh_cond_477_MCM_AL | oh_cond_477_MCM_AL |  |  | 14.305 | -3.735 | -3.735 | -3.735 | 14.305 | -3.735 | -3.735 | -3.735 | 14.305 | 0.293+1.41j | 0.095+0.775j | 0.095+0.775j | 0.095+0.775j | 0.293+1.41j | 0.095+0.775j | 0.095+0.775j | 0.095+0.775j | 0.293+1.41j | 8104201
unb_TAPWIRE_OH | oh_cond_WP-4/0-CU | oh_cond_WP-4/0-CU | oh_cond_WP-4/0-CU | oh_cond_WP-4/0-CU |  | 14.911 | -4.341 | -1.953 | -4.341 | 15.781 | -3.724 | -1.953 | -3.724 | 14.818 | 0.365+1.097j | 0.093+0.433j | 0.094+0.34j | 0.093+0.433j | 0.368+1.078j | 0.095+0.401j | 0.094+0.34j | 0.095+0.401j | 0.368+1.077j | 8104201

## Recloser
Name | GroupId | RetryTime | MaximumNumberOfTries | Status | From | To | Length | Phases | Feeder | Comments

## RegulatorConfiguration
Name | CurrentTransducerPhase | PowerTransducerPhase | Regulation | Control | Type | CompensatorResistiveSettingA | CompensatorResistiveSettingB | CompensatorResistiveSettingC | CompensatorReactiveSettingA | CompensatorReactiveSettingB | CompensatorReactiveSettingC | BandCenter | BandWidth | CurrentTransducerRatio | PowerTransducerRatio | ConnectType | ControlLevel | DwellTime | TimeDelay | LowerTaps | RaiseTaps | TapPositionA | TapPositionB | TapPositionC | Feeder | Comments
config_regulator_310034318 | A | A | 0.1 | MANUAL | TYPEA | 0 | 0 | 0 | 0 | 0 | 0 | 123 | 3 | 500 | 60 | UNKNOWN | INDIVIDUAL | 0 | 0 | 16 | 16 | 0 | 0 | 0 | 8104201

## Sectionalizer
Name | GroupId | OperatingMode | PhaseAState | PhaseBState | PhaseCState | CurrentInAReal | CurrentInAImag | CurrentInA | CurrentInBReal | CurrentInBImag | CurrentInB | CurrentInCReal | CurrentInCImag | CurrentInC | CurrentOutAReal | CurrentOutAImag | CurrentOutA | CurrentOutBReal | CurrentOutBImag | CurrentOutB | CurrentOutCReal | CurrentOutCImag | CurrentOutC | ActivePowerInA | ReactivePowerInA | PowerInA | ActivePowerInB | ReactivePowerInB | PowerInB | ActivePowerInC | ReactivePowerInC | PowerInC | ActivePowerOutA | ReactivePowerOutA | PowerOutA | ActivePowerOutB | ReactivePowerOutB | PowerOutB | ActivePowerOutC | ReactivePowerOutC | PowerOutC | Status | From | To | Length | Phases | Feeder | Comments

## Solar
Name | GroupId | SpillageCost | CapitalCost | FixedOperatingCost | VariableOperatingCost | MaxReactivePower | MaxActivePower | OutputSchedule | PlanningStatus | UnitType | UnitSubtype | ParentNode | Phases | Feeder | Comments
solar_load_220335814 |  | 0 | 0 | 0 | 0.001 | 5968.245332762653 | 14010.024513604403 | OPTIMIZED | INSTALLED | solar_pv |  | node_1393589_967_15307600_979 | AN | 8104201
solar_load_220335815 |  | 0 | 0 | 0 | 0.001 | 0 | 0 | OPTIMIZED | INSTALLED | solar_pv |  | node_1393396_367_15307778_155 | AN | 8104201
solar_load_220338653 |  | 0 | 0 | 0 | 0.001 | 2492.6756295407076 | 5851.375302490122 | OPTIMIZED | INSTALLED | solar_pv |  | node_1394843_616_15303580_968 | AN | 8104201
solar_load_220338654 |  | 0 | 0 | 0 | 0.001 | 2492.6756295407076 | 5851.375302490122 | OPTIMIZED | INSTALLED | solar_pv |  | node_1394849_449_15303589_963 | BN | 8104201
solar_load_220338655 |  | 0 | 0 | 0 | 0.001 | 2492.6756295407076 | 5851.375302490122 | OPTIMIZED | INSTALLED | solar_pv |  | node_1394856_062_15303596_917 | CN | 8104201
solar_load_220338658 |  | 0 | 0 | 0 | 0.001 | 4335.088034783342 | 10176.305222323701 | OPTIMIZED | INSTALLED | solar_pv |  | node_1393136_441_15300536_497 | AN | 8104201
solar_load_220338659 |  | 0 | 0 | 0 | 0.001 | 4335.088034783342 | 10176.305222323701 | OPTIMIZED | INSTALLED | solar_pv |  | node_1393138_479_15300510_029 | BN | 8104201
solar_load_220338660 |  | 0 | 0 | 0 | 0.001 | 4335.088034783342 | 10176.305222323701 | OPTIMIZED | INSTALLED | solar_pv |  | node_1393139_577_15300562_816 | CN | 8104201
solar_load_220338663 |  | 0 | 0 | 0 | 0.001 | 6976.0231436815475 | 16375.710159066923 | OPTIMIZED | INSTALLED | solar_pv |  | node_1393643_238_15300728_082 | AN | 8104201
solar_load_220338664 |  | 0 | 0 | 0 | 0.001 | 3994.8268646360425 | 9377.566908203928 | OPTIMIZED | INSTALLED | solar_pv |  | node_1393651_302_15301099_898 | AN | 8104201
solar_load_220338665 |  | 0 | 0 | 0 | 0.001 | 2275.921094237536 | 5342.56017493794 | OPTIMIZED | INSTALLED | solar_pv |  | node_1393767_126_15301380_005 | AN | 8104201
solar_load_220338666 |  | 0 | 0 | 0 | 0.001 | 2275.921094237536 | 5342.56017493794 | OPTIMIZED | INSTALLED | solar_pv |  | node_1393761_192_15301405_361 | AN | 8104201
solar_load_220338667 |  | 0 | 0 | 0 | 0.001 | 4669.019797569104 | 10960.185876596972 | OPTIMIZED | INSTALLED | solar_pv |  | node_1393615_819_15301559_748 | AN | 8104201
solar_load_220338668 |  | 0 | 0 | 0 | 0.001 | 1246.3376239646332 | 2925.6878420507815 | OPTIMIZED | INSTALLED | solar_pv |  | node_1393693_588_15302055_089 | AN | 8104201
solar_load_220338670 |  | 0 | 0 | 0 | 0.001 | 1246.3376239646332 | 2925.6878420507815 | OPTIMIZED | INSTALLED | solar_pv |  | node_1393699_755_15302080_447 | BN | 8104201
solar_load_220338671 |  | 0 | 0 | 0 | 0.001 | 0 | 0 | OPTIMIZED | INSTALLED | solar_pv |  | node_1394005_123_15301821_627 | AN | 8104201
solar_load_220338672 |  | 0 | 0 | 0 | 0.001 | 0 | 0 | OPTIMIZED | INSTALLED | solar_pv |  | node_1393981_309_15301863_43 | BN | 8104201
solar_load_220338673 |  | 0 | 0 | 0 | 0.001 | 0 | 0 | OPTIMIZED | INSTALLED | solar_pv |  | node_1393991_157_15301840_405 | CN | 8104201
solar_load_220338674 |  | 0 | 0 | 0 | 0.001 | 487.69751362641523 | 1144.8343232009872 | OPTIMIZED | INSTALLED | solar_pv |  | node_1394338_062_15302149_456 | AN | 8104201
solar_load_220338675 |  | 0 | 0 | 0 | 0.001 | 487.69751362641523 | 1144.8343232009872 | OPTIMIZED | INSTALLED | solar_pv |  | node_1394367_376_15302114_531 | BN | 8104201
solar_load_220338676 |  | 0 | 0 | 0 | 0.001 | 487.69751362641523 | 1144.8343232009872 | OPTIMIZED | INSTALLED | solar_pv |  | node_1394354_443_15302134_6 | CN | 8104201
solar_load_220338680 |  | 0 | 0 | 0 | 0.001 | 27148.48742017878 | 63729.11065818829 | OPTIMIZED | INSTALLED | solar_pv |  | node_1394096_156_15302517_631 | AN | 8104201
solar_load_220338681 |  | 0 | 0 | 0 | 0.001 | 1137.9607379244885 | 2671.28008746897 | OPTIMIZED | INSTALLED | solar_pv |  | node_1394176_23_15302444_062 | AN | 8104201
solar_load_220338683 |  | 0 | 0 | 0 | 0.001 | 4714.40789914673 | 11066.731790942878 | OPTIMIZED | INSTALLED | solar_pv |  | node_1394584_531_15303347_59 | AN | 8104201
solar_load_220338684 |  | 0 | 0 | 0 | 0.001 | 500.3776985901894 | 1174.600015604213 | OPTIMIZED | INSTALLED | solar_pv |  | node_1394794_965_15303760_319 | AN | 8104201
solar_load_220338685 |  | 0 | 0 | 0 | 0.001 | 500.3776985901894 | 1174.600015604213 | OPTIMIZED | INSTALLED | solar_pv |  | node_1394797_985_15303746_215 | AN | 8104201
solar_load_220338686 |  | 0 | 0 | 0 | 0.001 | 1463.0921592678046 | 3434.502969602962 | OPTIMIZED | INSTALLED | solar_pv |  | node_1394572_784_15303932_847 | AN | 8104201
solar_load_220338687 |  | 0 | 0 | 0 | 0.001 | 1463.0921592678046 | 3434.502969602962 | OPTIMIZED | INSTALLED | solar_pv |  | node_1394570_635_15303906_358 | BN | 8104201
solar_load_220338688 |  | 0 | 0 | 0 | 0.001 | 1463.0921592678046 | 3434.502969602962 | OPTIMIZED | INSTALLED | solar_pv |  | node_1394573_659_15303880_068 | CN | 8104201
solar_load_220338689 |  | 0 | 0 | 0 | 0.001 | 881.3667313968049 | 2068.9445888888245 | OPTIMIZED | INSTALLED | solar_pv |  | node_1394880_26_15304733_41 | AN | 8104201
solar_load_220338690 |  | 0 | 0 | 0 | 0.001 | 0 | 0 | OPTIMIZED | INSTALLED | solar_pv |  | node_1395005_948_15305917_297 | AN | 8104201
solar_load_220338693 |  | 0 | 0 | 0 | 0.001 | 251.65175675442504 | 590.7345107717094 | OPTIMIZED | INSTALLED | solar_pv |  | node_1395073_195_15306597_737 | AN | 8104201
solar_load_220338694 |  | 0 | 0 | 0 | 0.001 | 1371.7950564954956 | 3220.189984299737 | OPTIMIZED | INSTALLED | solar_pv |  | node_1395244_473_15306669_592 | AN | 8104201
solar_load_220338695 |  | 0 | 0 | 0 | 0.001 | 2601.0525155808523 | 6105.7830570719325 | OPTIMIZED | INSTALLED | solar_pv |  | node_1395384_106_15306592_778 | AN | 8104201
solar_load_220338696 |  | 0 | 0 | 0 | 0.001 | 2601.0525155808523 | 6105.7830570719325 | OPTIMIZED | INSTALLED | solar_pv |  | node_1395381_354_15306619_124 | BN | 8104201
solar_load_220338697 |  | 0 | 0 | 0 | 0.001 | 2601.0525155808523 | 6105.7830570719325 | OPTIMIZED | INSTALLED | solar_pv |  | node_1395381_684_15306566_329 | CN | 8104201
solar_load_220338698 |  | 0 | 0 | 0 | 0.001 | 1842.4124052426341 | 4324.929538222139 | OPTIMIZED | INSTALLED | solar_pv |  | node_1393635_601_15300259_272 | AN | 8104201
solar_load_220338699 |  | 0 | 0 | 0 | 0.001 | 1842.4124052426341 | 4324.929538222139 | OPTIMIZED | INSTALLED | solar_pv |  | node_1393632_808_15300285_61 | BN | 8104201
solar_load_220338700 |  | 0 | 0 | 0 | 0.001 | 1842.4124052426341 | 4324.929538222139 | OPTIMIZED | INSTALLED | solar_pv |  | node_1393633_22_15300232_817 | CN | 8104201
solar_load_220338702 |  | 0 | 0 | 0 | 0.001 | 975.3946456413895 | 2289.6686464019745 | OPTIMIZED | INSTALLED | solar_pv |  | node_1393587_208_15300421_437 | AN | 8104201
solar_load_220338703 |  | 0 | 0 | 0 | 0.001 | 975.3946456413895 | 2289.6686464019745 | OPTIMIZED | INSTALLED | solar_pv |  | node_1393589_676_15300403_951 | AN | 8104201
solar_load_220338704 |  | 0 | 0 | 0 | 0.001 | 1748.6878720936977 | 4104.91794926946 | OPTIMIZED | INSTALLED | solar_pv |  | node_1393640_251_15301925_779 | AN | 8104201
solar_load_220338705 |  | 0 | 0 | 0 | 0.001 | 7373.984345329617 | 17309.89496679893 | OPTIMIZED | INSTALLED | solar_pv |  | node_1393049_16_15302422_611 | AN | 8104201
solar_load_220338706 |  | 0 | 0 | 0 | 0.001 | 8106.700827253271 | 19029.89405397609 | OPTIMIZED | INSTALLED | solar_pv |  | node_1392673_849_15302804_574 | AN | 8104201
solar_load_220338707 |  | 0 | 0 | 0 | 0.001 | 9850.70670857652 | 23123.821593742818 | OPTIMIZED | INSTALLED | solar_pv |  | node_1392548_244_15302947_264 | AN | 8104201
solar_load_220338708 |  | 0 | 0 | 0 | 0.001 | 19700.24301486328 | 46244.89558510996 | OPTIMIZED | INSTALLED | solar_pv |  | node_1392273_249_15303247_505 | AN | 8104201
solar_load_220338710 |  | 0 | 0 | 0 | 0.001 | 13390.219224863651 | 31432.571177806305 | OPTIMIZED | INSTALLED | solar_pv |  | node_1392767_306_15302255_014 | AN | 8104201
solar_load_220338711 |  | 0 | 0 | 0 | 0.001 | 8271.73785361728 | 19417.305988947308 | OPTIMIZED | INSTALLED | solar_pv |  | node_1392568_561_15302479_66 | AN | 8104201
solar_load_220338712 |  | 0 | 0 | 0 | 0.001 | 10070.755695450422 | 23640.37084037111 | OPTIMIZED | INSTALLED | solar_pv |  | node_1392325_594_15302665_398 | AN | 8104201
solar_load_220338713 |  | 0 | 0 | 0 | 0.001 | 10655.992711802119 | 25014.172028212295 | OPTIMIZED | INSTALLED | solar_pv |  | node_1392105_348_15302958_073 | AN | 8104201
solar_load_220338714 |  | 0 | 0 | 0 | 0.001 | 19951.894771617706 | 46835.63009588167 | OPTIMIZED | INSTALLED | solar_pv |  | node_1393303_824_15301166_031 | AN | 8104201
solar_load_220338715 |  | 0 | 0 | 0 | 0.001 | 6652.9726495263685 | 15617.37190337859 | OPTIMIZED | INSTALLED | solar_pv |  | node_1393422_494_15302607_31 | AN | 8104201
solar_load_220338716 |  | 0 | 0 | 0 | 0.001 | 6044.326060933857 | 14188.618668023757 | OPTIMIZED | INSTALLED | solar_pv |  | node_1393344_111_15303222_137 | AN | 8104201
solar_load_220338717 |  | 0 | 0 | 0 | 0.001 | 9951.367411278288 | 23360.115398051505 | OPTIMIZED | INSTALLED | solar_pv |  | node_1393182_224_15302274_493 | AN | 8104201
solar_load_220338718 |  | 0 | 0 | 0 | 0.001 | 316.02808041666293 | 741.8526414342398 | OPTIMIZED | INSTALLED | solar_pv |  | node_1392745_778_15302053_527 | AN | 8104201
solar_load_220338720 |  | 0 | 0 | 0 | 0.001 | 3211.7800313615026 | 7539.420918872423 | OPTIMIZED | INSTALLED | solar_pv |  | node_1392397_201_15302064_428 | AN | 8104201
solar_load_220338721 |  | 0 | 0 | 0 | 0.001 | 10845.609331085252 | 25459.283613072836 | OPTIMIZED | INSTALLED | solar_pv |  | node_1392227_664_15302254_774 | AN | 8104201
solar_load_220338722 |  | 0 | 0 | 0 | 0.001 | 20703.33883501173 | 48599.59082106976 | OPTIMIZED | INSTALLED | solar_pv |  | node_1391535_605_15303033_928 | AN | 8104201
solar_load_220338723 |  | 0 | 0 | 0 | 0.001 | 6600.301111984537 | 15493.729796472884 | OPTIMIZED | INSTALLED | solar_pv |  | node_1391014_839_15303424_979 | AN | 8104201
solar_load_220338724 |  | 0 | 0 | 0 | 0.001 | 833.3771846254248 | 1956.292891485847 | OPTIMIZED | INSTALLED | solar_pv |  | node_1390671_112_15303328_882 | AN | 8104201
solar_load_220338725 |  | 0 | 0 | 0 | 0.001 | 8910.81642818912 | 20917.49688606988 | OPTIMIZED | INSTALLED | solar_pv |  | node_1392952_607_15303023_581 | AN | 8104201
solar_load_220338726 |  | 0 | 0 | 0 | 0.001 | 1.1704022897524762 | 2.7476023756823693 | OPTIMIZED | INSTALLED | solar_pv |  | node_1392726_759_15303272_501 | AN | 8104201
solar_load_220338731 |  | 0 | 0 | 0 | 0.001 | 3656.5599958797593 | 8583.509821631722 | OPTIMIZED | INSTALLED | solar_pv |  | node_1394397_867_15304524_907 | AN | 8104201
solar_load_220338737 |  | 0 | 0 | 0 | 0.001 | 12783.913822462084 | 30009.31314720284 | OPTIMIZED | INSTALLED | solar_pv |  | node_1393836_61_15307160_856 | AN | 8104201
solar_load_220338848 |  | 0 | 0 | 0 | 0.001 | 15253.613390359029 | 35806.75415989264 | OPTIMIZED | INSTALLED | solar_pv |  | node_1393954_442_15306361_035 | AN | 8104201
solar_load_220338849 |  | 0 | 0 | 0 | 0.001 | 15428.014016652498 | 36216.146913869314 | OPTIMIZED | INSTALLED | solar_pv |  | node_1394586_415_15306755_286 | AN | 8104201
solar_load_220338850 |  | 0 | 0 | 0 | 0.001 | 13513.119097516483 | 31721.069427252958 | OPTIMIZED | INSTALLED | solar_pv |  | node_1394019_199_15306730_168 | AN | 8104201
solar_load_220338851 |  | 0 | 0 | 0 | 0.001 | 9309.948032126942 | 21854.42929617757 | OPTIMIZED | INSTALLED | solar_pv |  | node_1393627_455_15306727_109 | AN | 8104201
solar_load_220338852 |  | 0 | 0 | 0 | 0.001 | 2715.4989315911675 | 6374.437511583097 | OPTIMIZED | INSTALLED | solar_pv |  | node_1393593_497_15307173_053 | AN | 8104201
solar_load_220338856 |  | 0 | 0 | 0 | 0.001 | 3811.062256801672 | 8946.193335221797 | OPTIMIZED | INSTALLED | solar_pv |  | node_1392586_694_15301319_23 | AN | 8104201
solar_load_220338857 |  | 0 | 0 | 0 | 0.001 | 4554.313122555981 | 10690.920843780099 | OPTIMIZED | INSTALLED | solar_pv |  | node_1392725_018_15301178_962 | AN | 8104201
solar_load_220425807 |  | 0 | 0 | 0 | 0.001 | 11242.40013044357 | 26390.72081842916 | OPTIMIZED | INSTALLED | solar_pv |  | node_1394559_515_15307211_185 | AN | 8104201
solar_load_220474388 |  | 0 | 0 | 0 | 0.001 | 9253.765287715854 | 21722.54438214481 | OPTIMIZED | INSTALLED | solar_pv |  | node_1394639_795_15306404_177 | AN | 8104201
solar_load_220481992 |  | 0 | 0 | 0 | 0.001 | 5948.347349002537 | 13963.315273217802 | OPTIMIZED | INSTALLED | solar_pv |  | node_1394454_118_15303042_864 | AN | 8104201
solar_load_220527040 |  | 0 | 0 | 0 | 0.001 | 325.1314213433161 | 763.2228821339916 | OPTIMIZED | INSTALLED | solar_pv |  | node_1392641_439_15304365_569 | AN | 8104201
solar_load_220529901 |  | 0 | 0 | 0 | 0.001 | 16256.578699394628 | 38161.143725088135 | OPTIMIZED | INSTALLED | solar_pv |  | node_1393024_408_15303693_803 | ABCN | 8104201
solar_load_220529914 |  | 0 | 0 | 0 | 0.001 | 2113.355001954437 | 4960.948352259504 | OPTIMIZED | INSTALLED | solar_pv |  | node_1393346_249_15304199_849 | ABCN | 8104201
solar_load_220529952 |  | 0 | 0 | 0 | 0.001 | 0 | 0 | OPTIMIZED | INSTALLED | solar_pv |  | node_1393919_125_15301751_491 | ABCN | 8104201
solar_load_220530191 |  | 0 | 0 | 0 | 0.001 | 975.3946456413895 | 2289.6686464019745 | OPTIMIZED | INSTALLED | solar_pv |  | node_1395678_284_15304343_299 | AN | 8104201
solar_load_220530233 |  | 0 | 0 | 0 | 0.001 | 31212.63247663887 | 73269.39668486318 | OPTIMIZED | INSTALLED | solar_pv |  | node_1394463_326_15304433_651 | ABCN | 8104201
solar_load_220530700 |  | 0 | 0 | 0 | 0.001 | 14956.052632409921 | 35108.25295977505 | OPTIMIZED | INSTALLED | solar_pv |  | node_1395068_918_15304046_383 | ABCN | 8104201
solar_load_220530765 |  | 0 | 0 | 0 | 0.001 | 36902.435021426994 | 86625.79750381947 | OPTIMIZED | INSTALLED | solar_pv |  | node_1395256_366_15304929_852 | ABCN | 8104201
solar_load_220530766 |  | 0 | 0 | 0 | 0.001 | 27798.750262865407 | 65255.55642245628 | OPTIMIZED | INSTALLED | solar_pv |  | node_1394922_996_15304150_915 | ABCN | 8104201
solar_load_220532268 |  | 0 | 0 | 0 | 0.001 | 487.69751362641523 | 1144.8343232009872 | OPTIMIZED | INSTALLED | solar_pv |  | node_1395148_001_15304001_35 | AN | 8104201
solar_load_220534465 |  | 0 | 0 | 0 | 0.001 | 119.38828417213283 | 280.2554423196017 | OPTIMIZED | INSTALLED | solar_pv |  | node_1389945_873_15302304_208 | AN | 8104201
solar_load_220537698 |  | 0 | 0 | 0 | 0.001 | 0 | 0 | OPTIMIZED | INSTALLED | solar_pv |  | node_1395207_356_15306176_636 | ABCN | 8104201
solar_load_220543482 |  | 0 | 0 | 0 | 0.001 | 2275.921094237536 | 5342.56017493794 | OPTIMIZED | INSTALLED | solar_pv |  | node_1394202_709_15302225_54 | AN | 8104201
solar_load_220545604 |  | 0 | 0 | 0 | 0.001 | 23486.72529713439 | 55133.389270442436 | OPTIMIZED | INSTALLED | solar_pv |  | node_1393143_107_15301744_783 | AN | 8104201
solar_load_220545610 |  | 0 | 0 | 0 | 0.001 | 487.69751362641523 | 1144.8343232009872 | OPTIMIZED | INSTALLED | solar_pv |  | node_1393591_186_15304532_188 | AN | 8104201
solar_load_220564696 |  | 0 | 0 | 0 | 0.001 | 5852.3686370712185 | 13738.011878411848 | OPTIMIZED | INSTALLED | solar_pv |  | node_1390779_67_15301516_55 | AN | 8104201
solar_load_220566699 |  | 0 | 0 | 0 | 0.001 | 13818.091894485433 | 32436.9721090832 | OPTIMIZED | INSTALLED | solar_pv |  | node_1394956_91_15303766_021 | ABCN | 8104201
solar_load_220568568 |  | 0 | 0 | 0 | 0.001 | 812.8289349697313 | 1908.057205334979 | OPTIMIZED | INSTALLED | solar_pv |  | node_1390392_922_15301512_843 | AN | 8104201
solar_load_220596922 |  | 0 | 0 | 0 | 0.001 | 487.69751362641523 | 1144.8343232009872 | OPTIMIZED | INSTALLED | solar_pv |  | node_1393603_803_15300128_609 | AN | 8104201
solar_load_220596947 |  | 0 | 0 | 0 | 0.001 | 740.9096795633632 | 1739.23230380694 | OPTIMIZED | INSTALLED | solar_pv |  | node_1393479_528_15299974_858 | AN | 8104201
solar_load_220597697 |  | 0 | 0 | 0 | 0.001 | 9970.701754939948 | 23405.501591571927 | OPTIMIZED | INSTALLED | solar_pv |  | node_1394315_927_15304125_913 | AN | 8104201
solar_load_220597698 |  | 0 | 0 | 0 | 0.001 | 9970.701754939948 | 23405.501591571927 | OPTIMIZED | INSTALLED | solar_pv |  | node_1394276_646_15304123_708 | BN | 8104201
solar_load_220597699 |  | 0 | 0 | 0 | 0.001 | 9970.701754939948 | 23405.501591571927 | OPTIMIZED | INSTALLED | solar_pv |  | node_1394296_378_15304121_338 | CN | 8104201
solar_load_220598230 |  | 0 | 0 | 0 | 0.001 | 6832.054884978847 | 16037.755066857992 | OPTIMIZED | INSTALLED | solar_pv |  | node_1392234_399_15301725_457 | AN | 8104201
solar_load_220648076 |  | 0 | 0 | 0 | 0.001 | 2113.355383565878 | 4960.948733870945 | OPTIMIZED | INSTALLED | solar_pv |  | node_1394595_456_15304521_035 | AN | 8104201
solar_load_220648077 |  | 0 | 0 | 0 | 0.001 | 2113.355383565878 | 4960.948733870945 | OPTIMIZED | INSTALLED | solar_pv |  | node_1394589_996_15304520_704 | BN | 8104201
solar_load_220648078 |  | 0 | 0 | 0 | 0.001 | 2113.355383565878 | 4960.948733870945 | OPTIMIZED | INSTALLED | solar_pv |  | node_1394602_691_15304520_742 | CN | 8104201
solar_load_310005514 |  | 0 | 0 | 0 | 0.001 | 1246.3376239646332 | 2925.6878420507815 | OPTIMIZED | INSTALLED | solar_pv |  | node_1393710_589_15302102_84 | CN | 8104201
solar_load_310049569 |  | 0 | 0 | 0 | 0.001 | 16094.013370334409 | 37779.53266563258 | OPTIMIZED | INSTALLED | solar_pv |  | node_1394654_694_15305775_552 | AN | 8104201
solar_load_311899775 |  | 0 | 0 | 0 | 0.001 | 162.56571067165805 | 381.6114410669958 | OPTIMIZED | INSTALLED | solar_pv |  | node_1395699_568_15304975_745 | AN | 8104201
solar_load_311981742 |  | 0 | 0 | 0 | 0.001 | 9591.38189057656 | 22515.075404564195 | OPTIMIZED | INSTALLED | solar_pv |  | node_1394521_448_15305023_01 | ABCN | 8104201
solar_load_311987994 |  | 0 | 0 | 0 | 0.001 | 0 | 0 | OPTIMIZED | INSTALLED | solar_pv |  | node_1394629_316_15303461_219 | AN | 8104201

## Storage
Name | GroupId | InitStateOfCharge | SpinningReserveCharge | SpinningReserveDischarge | NonSpinningReserveCharge | NonSpinningReserveDischarge | RegulationUpCharge | RegulationUpDischarge | RegulationDownCharge | RegulationDownDischarge | ChargeEfficiency | DischargeEfficiency | CommitmentStatus | ConstructionTime | CalendarLife | YearOfInstallation | DepthOfDischarge | ReactivePower | ReactivePowerA | ReactivePowerB | ReactivePowerC | ActivePower | ActivePowerA | ActivePowerB | ActivePowerC | Energy | MaxEnergy | PowerCharge | PowerDischarge | RampUpLimit | RampDownLimit | CapitalCost | FixedOperatingCost | VariableOperatingCost | MaxReactivePower | MaxActivePower | OutputSchedule | PlanningStatus | UnitType | UnitSubtype | ParentNode | Phases | Feeder | Comments

## Switch
Name | GroupId | OperatingMode | PhaseAState | PhaseBState | PhaseCState | CurrentInAReal | CurrentInAImag | CurrentInA | CurrentInBReal | CurrentInBImag | CurrentInB | CurrentInCReal | CurrentInCImag | CurrentInC | CurrentOutAReal | CurrentOutAImag | CurrentOutA | CurrentOutBReal | CurrentOutBImag | CurrentOutB | CurrentOutCReal | CurrentOutCImag | CurrentOutC | ActivePowerInA | ReactivePowerInA | PowerInA | ActivePowerInB | ReactivePowerInB | PowerInB | ActivePowerInC | ReactivePowerInC | PowerInC | ActivePowerOutA | ReactivePowerOutA | PowerOutA | ActivePowerOutB | ReactivePowerOutB | PowerOutB | ActivePowerOutC | ReactivePowerOutC | PowerOutC | Status | From | To | Length | Phases | Feeder | Comments
switch_220415751 |  | INDIVIDUAL | CLOSED | CLOSED | CLOSED | 0 | 0 | 0+0j | 0 | 0 | 0+0j | 0 | 0 | 0+0j | 0 | 0 | 0+0j | 0 | 0 | 0+0j | 0 | 0 | 0+0j | 0 | 0 | 0+0j | 0 | 0 | 0+0j | 0 | 0 | 0+0j | 0 | 0 | 0+0j | 0 | 0 | 0+0j | 0 | 0 | 0+0j | OPEN | node_intto1_8104201_201014262 | node_8104201_201014262 | 0 | ABCD | 8104201
switch_220415759 |  | INDIVIDUAL | CLOSED | CLOSED | CLOSED | 0 | 0 | 0+0j | 0 | 0 | 0+0j | 0 | 0 | 0+0j | 0 | 0 | 0+0j | 0 | 0 | 0+0j | 0 | 0 | 0+0j | 0 | 0 | 0+0j | 0 | 0 | 0+0j | 0 | 0 | 0+0j | 0 | 0 | 0+0j | 0 | 0 | 0+0j | 0 | 0 | 0+0j | OPEN | node_intto1_8104201_200831817 | node_8104201_200831817 | 0 | ABCD | 8104201
switch_220416056 |  | INDIVIDUAL | CLOSED | CLOSED | CLOSED | 0 | 0 | 0+0j | 0 | 0 | 0+0j | 0 | 0 | 0+0j | 0 | 0 | 0+0j | 0 | 0 | 0+0j | 0 | 0 | 0+0j | 0 | 0 | 0+0j | 0 | 0 | 0+0j | 0 | 0 | 0+0j | 0 | 0 | 0+0j | 0 | 0 | 0+0j | 0 | 0 | 0+0j | OPEN | node_intto1_8104201_200832449 | node_8104201_200832449 | 0 | ABCD | 8104201
switch_220416097 |  | INDIVIDUAL | CLOSED | CLOSED | CLOSED | 0 | 0 | 0+0j | 0 | 0 | 0+0j | 0 | 0 | 0+0j | 0 | 0 | 0+0j | 0 | 0 | 0+0j | 0 | 0 | 0+0j | 0 | 0 | 0+0j | 0 | 0 | 0+0j | 0 | 0 | 0+0j | 0 | 0 | 0+0j | 0 | 0 | 0+0j | 0 | 0 | 0+0j | OPEN | node_intto1_8104201_200946986 | node_8104201_200946986 | 0 | ABCD | 8104201
switch_310034352 |  | INDIVIDUAL | CLOSED | CLOSED | CLOSED | 0 | 0 | 0+0j | 0 | 0 | 0+0j | 0 | 0 | 0+0j | 0 | 0 | 0+0j | 0 | 0 | 0+0j | 0 | 0 | 0+0j | 0 | 0 | 0+0j | 0 | 0 | 0+0j | 0 | 0 | 0+0j | 0 | 0 | 0+0j | 0 | 0 | 0+0j | 0 | 0 | 0+0j | OPEN | node_intto1_8104201_310034345 | node_8104201_310034345 | 0 | ABCD | 8104201
switch_312049159 |  | INDIVIDUAL | CLOSED | CLOSED | CLOSED | 0 | 0 | 0+0j | 0 | 0 | 0+0j | 0 | 0 | 0+0j | 0 | 0 | 0+0j | 0 | 0 | 0+0j | 0 | 0 | 0+0j | 0 | 0 | 0+0j | 0 | 0 | 0+0j | 0 | 0 | 0+0j | 0 | 0 | 0+0j | 0 | 0 | 0+0j | 0 | 0 | 0+0j | OPEN | node_intto1_312049159 | node_312049159 | 0 | ABCN | 8104201
switch_312049162 |  | INDIVIDUAL | CLOSED | CLOSED | CLOSED | 0 | 0 | 0+0j | 0 | 0 | 0+0j | 0 | 0 | 0+0j | 0 | 0 | 0+0j | 0 | 0 | 0+0j | 0 | 0 | 0+0j | 0 | 0 | 0+0j | 0 | 0 | 0+0j | 0 | 0 | 0+0j | 0 | 0 | 0+0j | 0 | 0 | 0+0j | 0 | 0 | 0+0j | OPEN | node_intto1_312049162 | node_312049162 | 0 | ABCD | 8104201

## TransformerConfiguration
Name | ConnectType | NoLoadLoss | PowerRating | ReactanceResistanceRatio | FullLoadLoss | PowerARating | PowerBRating | PowerCRating | ShuntResistance | ShuntReactance | ShuntImpedance | Impedance | PrimaryVoltage | SecondaryVoltage | CoreCoilWeight | InstalledInsulationLife | InstallType | CoolantType | CoolingType | Feeder | Comments
config_transformer_220523534 | UNKNOWN | 0 | 50 | 10 | 0 | 0 | 0 | 0 | 0 | 0 | 0+0j | 0.004+0.04j | 4800 | 12470 | 0 | 0 | UNKNOWN | UNKNOWN | UNKNOWN | 8104201
config_transformer_312146490 | UNKNOWN | 0 | 1500 | 10 | 0 | 0 | 0 | 0 | 0 | 0 | 0+0j | 0.005+0.047j | 4800 | 12470 | 0 | 0 | UNKNOWN | UNKNOWN | UNKNOWN | 8104201

## UndergroundLineConductor
Name | OuterDiameter | ConductorGMR | ConductorDiameter | ConductorResistance | NeutralGMR | NeutralDiameter | NeutralResistance | NeutralStrands | InsulationRelativePermittivity | ShieldGMR | ShieldResitance | RatingSummerContinuous | RatingSummerEmergency | RatingWinterContinuous | RatingWinterEmergency | Feeder | Comments
und_cond_1P_2ALURD_2AL(N) | 0 | 0 | 0 | 0 | 0 | 0 | 0 | 0 | 0 | 0 | 0 | 125 | 125 | 140 | 140 | 8104201
und_cond_1P_DELTACUST | 0 | 0 | 0 | 0 | 0 | 0 | 0 | 0 | 0 | 0 | 0 | 685 | 685 | 685 | 685 | 8104201
und_cond_1P_WYECUST | 0 | 0 | 0 | 0 | 0 | 0 | 0 | 0 | 0 | 0 | 0 | 685 | 685 | 685 | 685 | 8104201
und_cond_3P_2ALURD | 0 | 0 | 0 | 0 | 0 | 0 | 0 | 0 | 0 | 0 | 0 | 125 | 125 | 140 | 140 | 8104201
und_cond_3P_4/0ALURD | 0 | 0 | 0 | 0 | 0 | 0 | 0 | 0 | 0 | 0 | 0 | 240 | 240 | 265 | 265 | 8104201
und_cond_3P_DELTACUST | 0 | 0 | 0 | 0 | 0 | 0 | 0 | 0 | 0 | 0 | 0 | 685 | 685 | 685 | 685 | 8104201
und_cond_3P_WYECUST | 0 | 0 | 0 | 0 | 0 | 0 | 0 | 0 | 0 | 0 | 0 | 685 | 685 | 685 | 685 | 8104201
und_cond_TAPWIRE_UG | 0 | 0 | 0 | 0 | 0 | 0 | 0 | 0 | 0 | 0 | 0 | 99999999 | 99999999 | 99999999 | 99999999 | 8104201

## UndergroundLineConfiguration
Name | ConductorA | ConductorB | ConductorC | ConductorN | LineSpacing | Capacitance11 | Capacitance12 | Capacitance13 | Capacitance21 | Capacitance22 | Capacitance23 | Capacitance31 | Capacitance32 | Capacitance33 | Impedance11 | Impedance12 | Impedance13 | Impedance21 | Impedance22 | Impedance23 | Impedance31 | Impedance32 | Impedance33 | Feeder | Comments
und_1P_2ALURD_2AL(N) | und_cond_1P_2ALURD_2AL(N) | und_cond_1P_2ALURD_2AL(N) | und_cond_1P_2ALURD_2AL(N) |  |  | 401.497 | 0 | 0 | 0 | 401.497 | 0 | 0 | 0 | 401.497 | 2.379+0.823j | 0+0j | 0+0j | 0+0j | 2.379+0.823j | 0+0j | 0+0j | 0+0j | 2.379+0.823j | 8104201
und_1P_DELTACUST | und_cond_1P_DELTACUST | und_cond_1P_DELTACUST | und_cond_1P_DELTACUST |  |  | 324.124 | 0 | 0 | 0 | 324.124 | 0 | 0 | 0 | 324.124 | 0.179+0.233j | 0.061+-0.024j | 0.061+-0.024j | 0.061+-0.024j | 0.179+0.233j | 0.061+-0.024j | 0.061+-0.024j | 0.061+-0.024j | 0.179+0.233j | 8104201
und_1P_WYECUST | und_cond_1P_WYECUST | und_cond_1P_WYECUST | und_cond_1P_WYECUST |  |  | 324.124 | 0 | 0 | 0 | 324.124 | 0 | 0 | 0 | 324.124 | 0.179+0.233j | 0.061+-0.024j | 0.061+-0.024j | 0.061+-0.024j | 0.179+0.233j | 0.061+-0.024j | 0.061+-0.024j | 0.061+-0.024j | 0.179+0.233j | 8104201
und_3P_2ALURD | und_cond_3P_2ALURD | und_cond_3P_2ALURD | und_cond_3P_2ALURD |  |  | 401.498 | 0 | 0 | 0 | 401.498 | 0 | 0 | 0 | 401.498 | 2.125+0.49j | 0.384+0.067j | 0.384+0.067j | 0.384+0.067j | 2.125+0.49j | 0.384+0.067j | 0.384+0.067j | 0.384+0.067j | 2.125+0.49j | 8104201
und_3P_4/0ALURD | und_cond_3P_4/0ALURD | und_cond_3P_4/0ALURD | und_cond_3P_4/0ALURD |  |  | 617.704 | 0 | 0 | 0 | 617.704 | 0 | 0 | 0 | 617.704 | 0.72+0.337j | 0.14+0.016j | 0.14+0.016j | 0.14+0.016j | 0.72+0.337j | 0.14+0.016j | 0.14+0.016j | 0.14+0.016j | 0.72+0.337j | 8104201
und_3P_DELTACUST | und_cond_3P_DELTACUST | und_cond_3P_DELTACUST | und_cond_3P_DELTACUST |  |  | 324.124 | 0 | 0 | 0 | 324.124 | 0 | 0 | 0 | 324.124 | 0.179+0.233j | 0.061+-0.024j | 0.061+-0.024j | 0.061+-0.024j | 0.179+0.233j | 0.061+-0.024j | 0.061+-0.024j | 0.061+-0.024j | 0.179+0.233j | 8104201
und_3P_WYECUST | und_cond_3P_WYECUST | und_cond_3P_WYECUST | und_cond_3P_WYECUST |  |  | 324.124 | 0 | 0 | 0 | 324.124 | 0 | 0 | 0 | 324.124 | 0.179+0.233j | 0.061+-0.024j | 0.061+-0.024j | 0.061+-0.024j | 0.179+0.233j | 0.061+-0.024j | 0.061+-0.024j | 0.061+-0.024j | 0.179+0.233j | 8104201
und_TAPWIRE_UG | und_cond_TAPWIRE_UG | und_cond_TAPWIRE_UG | und_cond_TAPWIRE_UG |  |  | 0 | 0 | 0 | 0 | 0 | 0 | 0 | 0 | 0 | 0.001+0.001j | 0+0j | 0+0j | 0+0j | 0.001+0.001j | 0+0j | 0+0j | 0+0j | 0.001+0.001j | 8104201

## Regulator
Name | GroupId | Configuration | SenseNode | Status | From | To | Length | Phases | Feeder | Comments
regulator_310034318 |  | config_regulator_310034318 |  | OPEN | node_intto1_8104201_200949153 | node_8104201_200949153 | 0 | ABCD | 8104201

## Transformer
Name | GroupId | Configuration | AgingConstant | AgingGranularity | Climate | UseThermalModel | Status | From | To | Length | Phases | Feeder | Comments
transformer_220523534 |  | config_transformer_220523534 | 0 | 0 |  | False | OPEN | node_intto1_8104201_200831821 | node_8104201_200831821 | 0 | AD | 8104201
transformer_312146490 |  | config_transformer_312146490 | 0 | 0 |  | False | OPEN | node_intto1_8104201_200831820 | node_8104201_200831820 | 0 | ABCD | 8104201

## OverheadLine
Name | GroupId | Configuration | Length | Status | From | To | Phases | Feeder | Comments
oh_line_8104201_200807760 |  | bal_1P_1/0AA | 211.20000000000002 | OPEN | node_8104201_200831943 | node_8104201_200807760 | AD | 8104201
oh_line_8104201_200807761 |  | bal_1P_1/0AA | 158.4 | OPEN | node_8104201_200807760 | node_8104201_200807761 | AD | 8104201
oh_line_8104201_200807762 |  | bal_1P_1/0AA | 105.60000000000001 | OPEN | node_8104201_200807761 | node_8104201_200807762 | AD | 8104201
oh_line_8104201_200815631 |  | bal_1P_1/0AC | 264 | OPEN | node_8104201_200807762 | node_8104201_200815631 | AD | 8104201
oh_line_8104201_200815642 |  | bal_1P_1/0AC | 211.20000000000002 | OPEN | node_8104201_200815631 | node_intto1_8104201_200815642 | AD | 8104201
oh_line_8104201_200815653 |  | bal_1P_1/0AC | 211.20000000000002 | OPEN | node_8104201_200815642 | node_8104201_200815653 | AD | 8104201
oh_line_8104201_200815654 |  | bal_1P_1/0AC | 158.4 | OPEN | node_8104201_200815653 | node_8104201_200815654 | AD | 8104201
oh_line_8104201_200815831 |  | bal_1P_2AC | 52.800000000000004 | OPEN | node_8104201_200807762 | node_8104201_200815831 | AD | 8104201
oh_line_8104201_200815832 |  | bal_1P_2AC | 264 | OPEN | node_8104201_200815834 | node_8104201_200815832 | AD | 8104201
oh_line_8104201_200815833 |  | bal_1P_1/0AC | 52.800000000000004 | OPEN | node_8104201_200815832 | node_8104201_200815833 | AD | 8104201
oh_line_8104201_200815834 |  | bal_1P_2AC | 264 | OPEN | node_8104201_200815835 | node_8104201_200815834 | AD | 8104201
oh_line_8104201_200815835 |  | bal_1P_2AC | 211.20000000000002 | OPEN | node_8104201_200815831 | node_8104201_200815835 | AD | 8104201
oh_line_8104201_200821738 |  | bal_3P_477AL | 52.800000000000004 | OPEN | node_8104201_200916323 | node_8104201_200821738 | ABCD | 8104201
oh_line_8104201_200824036 |  | bal_3P_477AL | 105.60000000000001 | OPEN | node_8104201_200824038 | node_8104201_200824036 | ABCD | 8104201
oh_line_8104201_200824038 |  | bal_3P_477AL | 52.800000000000004 | OPEN | node_8104201_200824039 | node_8104201_200824038 | ABCD | 8104201
oh_line_8104201_200824039 |  | bal_3P_477AL | 211.20000000000002 | OPEN | node_8104201_200824040 | node_8104201_200824039 | ABCD | 8104201
oh_line_8104201_200824040 |  | bal_3P_477AL | 211.20000000000002 | OPEN | node_8104201_310054917 | node_8104201_200824040 | ABCD | 8104201
oh_line_8104201_200831758 |  | bal_1P_WYECUST | 264 | OPEN | node_8104201_200831821 | node_intto1_8104201_200831758 | AN | 8104201
oh_line_8104201_200831764 |  | bal_3P_4CU | 105.60000000000001 | OPEN | node_8104201_200831765 | node_8104201_200831764 | ABCD | 8104201
oh_line_8104201_200831765 |  | bal_3P_4CU | 158.4 | OPEN | node_8104201_200831767 | node_8104201_200831765 | ABCD | 8104201
oh_line_8104201_200831767 |  | bal_3P_4CU | 105.60000000000001 | OPEN | node_8104201_200831768 | node_8104201_200831767 | ABCD | 8104201
oh_line_8104201_200831768 |  | bal_3P_4CU | 105.60000000000001 | OPEN | node_8104201_200831772 | node_8104201_200831768 | ABCD | 8104201
oh_line_8104201_200831772 |  | bal_3P_1/0AC | 105.60000000000001 | OPEN | node_8104201_200831773 | node_8104201_200831772 | ABCD | 8104201
oh_line_8104201_200831773 |  | bal_3P_1/0AC | 158.4 | OPEN | node_8104201_200831775 | node_8104201_200831773 | ABCD | 8104201
oh_line_8104201_200831775 |  | bal_3P_1/0AC | 105.60000000000001 | OPEN | node_8104201_200831776 | node_8104201_200831775 | ABCD | 8104201
oh_line_8104201_200831776 |  | bal_3P_1/0AC | 105.60000000000001 | OPEN | node_8104201_200831777 | node_8104201_200831776 | ABCD | 8104201
oh_line_8104201_200831777 |  | bal_3P_1/0AC | 105.60000000000001 | OPEN | node_8104201_200831778 | node_intto1_8104201_200831777 | ABCD | 8104201
oh_line_8104201_200831778 |  | bal_3P_1/0AC | 158.4 | OPEN | node_8104201_200831780 | node_8104201_200831778 | ABCD | 8104201
oh_line_8104201_200831780 |  | bal_3P_1/0AC | 105.60000000000001 | OPEN | node_8104201_200831782 | node_8104201_200831780 | ABCD | 8104201
oh_line_8104201_200831781 |  | bal_3P_1/0AA | 264 | OPEN | node_8104201_200831780 | node_8104201_200831781 | ABCD | 8104201
oh_line_8104201_200831782 |  | bal_3P_1/0AC | 105.60000000000001 | OPEN | node_8104201_200831783 | node_8104201_200831782 | ABCD | 8104201
oh_line_8104201_200831783 |  | bal_3P_1/0AC | 105.60000000000001 | OPEN | node_8104201_200831784 | node_8104201_200831783 | ABCD | 8104201
oh_line_8104201_200831784 |  | bal_3P_1/0AC | 105.60000000000001 | OPEN | node_8104201_200831790 | node_8104201_200831784 | ABCD | 8104201
oh_line_8104201_200831785 |  | bal_3P_1/0AC | 158.4 | OPEN | node_8104201_200831784 | node_intto1_8104201_200831785 | ABCD | 8104201
oh_line_8104201_200831787 |  | bal_3P_1/0AC | 158.4 | OPEN | node_8104201_200831785 | node_8104201_200831787 | ABCD | 8104201
oh_line_8104201_200831788 |  | bal_3P_1/0AC | 105.60000000000001 | OPEN | node_8104201_200831787 | node_8104201_200831788 | ABCD | 8104201
oh_line_8104201_200831789 |  | bal_3P_1/0AC | 316.8 | OPEN | node_8104201_200831788 | node_8104201_200831789 | ABCD | 8104201
oh_line_8104201_200831790 |  | bal_3P_1/0AC | 105.60000000000001 | OPEN | node_8104201_200831791 | node_8104201_200831790 | ABCD | 8104201
oh_line_8104201_200831791 |  | bal_3P_1/0AC | 105.60000000000001 | OPEN | node_8104201_200831794 | node_8104201_200831791 | ABCD | 8104201
oh_line_8104201_200831794 |  | bal_3P_1/0AC | 158.4 | OPEN | node_8104201_200831795 | node_8104201_200831794 | ABCD | 8104201
oh_line_8104201_200831795 |  | bal_3P_1/0AC | 158.4 | OPEN | node_8104201_200831797 | node_8104201_200831795 | ABCD | 8104201
oh_line_8104201_200831796 |  | bal_1P_1/0AC | 52.800000000000004 | OPEN | node_8104201_200831795 | node_8104201_200831796 | AD | 8104201
oh_line_8104201_200831797 |  | bal_3P_1/0AC | 158.4 | OPEN | node_8104201_200831799 | node_8104201_200831797 | ABCD | 8104201
oh_line_8104201_200831799 |  | bal_3P_1/0AC | 105.60000000000001 | OPEN | node_8104201_200831801 | node_8104201_200831799 | ABCD | 8104201
oh_line_8104201_200831801 |  | bal_3P_1/0AC | 105.60000000000001 | OPEN | node_8104201_200831802 | node_8104201_200831801 | ABCD | 8104201
oh_line_8104201_200831802 |  | bal_3P_1/0AC | 105.60000000000001 | OPEN | node_8104201_200831803 | node_8104201_200831802 | ABCD | 8104201
oh_line_8104201_200831803 |  | bal_3P_1/0AC | 105.60000000000001 | OPEN | node_8104201_200831805 | node_8104201_200831803 | ABCD | 8104201
oh_line_8104201_200831805 |  | bal_3P_1/0AA | 105.60000000000001 | OPEN | node_8104201_200831807 | node_8104201_200831805 | ABCD | 8104201
oh_line_8104201_200831807 |  | bal_3P_1/0AA | 158.4 | OPEN | node_8104201_200831808 | node_8104201_200831807 | ABCD | 8104201
oh_line_8104201_200831808 |  | bal_3P_1/0AA | 105.60000000000001 | OPEN | node_8104201_200831810 | node_8104201_200831808 | ABCD | 8104201
oh_line_8104201_200831810 |  | bal_3P_1/0AA | 105.60000000000001 | OPEN | node_8104201_200831812 | node_8104201_200831810 | ABCD | 8104201
oh_line_8104201_200831812 |  | bal_3P_1/0AA | 158.4 | OPEN | node_8104201_200831814 | node_8104201_200831812 | ABCD | 8104201
oh_line_8104201_200831814 |  | bal_3P_1/0AA | 158.4 | OPEN | node_8104201_200831818 | node_intto1_8104201_200831814 | ABCD | 8104201
oh_line_8104201_200831815 |  | bal_3P_4/0AA | 105.60000000000001 | OPEN | node_8104201_200831816 | node_8104201_200831815 | ABCD | 8104201
oh_line_8104201_200831816 |  | bal_3P_4/0AL | 105.60000000000001 | OPEN | node_8104201_200831817 | node_8104201_200831816 | ABCD | 8104201
oh_line_8104201_200831817 |  | bal_3P_4/0AL | 211.20000000000002 | OPEN | node_8104201_200831822 | node_intto1_8104201_200831817 | ABCD | 8104201
oh_line_8104201_200831818 |  | bal_3P_1/0AA | 105.60000000000001 | OPEN | node_8104201_200831817 | node_intto1_8104201_200831818 | ABCD | 8104201
oh_line_8104201_200831819 |  | bal_3P_1/0AC | 52.800000000000004 | OPEN | node_8104201_200831818 | node_8104201_200831819 | ABCD | 8104201
oh_line_8104201_200831820 |  | bal_3P_1/0AA | 52.800000000000004 | OPEN | node_8104201_200831817 | node_intto1_8104201_200831820 | ABCD | 8104201
oh_line_8104201_200831821 |  | bal_1P_1/0AA | 105.60000000000001 | OPEN | node_8104201_200831820 | node_intto1_8104201_200831821 | AD | 8104201
oh_line_8104201_200831822-1 |  | bal_3P_4/0AA | 52.800000000000004 | OPEN | node_312049162 | node_8104201_200831822 | ABCD | 8104201
oh_line_8104201_200831822-2 |  | bal_3P_4/0AA | 0 | OPEN | node_312036051 | node_intto1_312049162 | ABCD | 8104201
oh_line_8104201_200831822-3 |  | bal_3P_4/0AA | 0 | OPEN | node_8104201_312035728 | node_intto1_312036051 | ABCD | 8104201
oh_line_8104201_200831823 |  | bal_3P_4/0AL | 211.20000000000002 | OPEN | node_8104201_200946987 | node_8104201_200831823 | ABCD | 8104201
oh_line_8104201_200831826 |  | bal_3P_4/0AL | 211.20000000000002 | OPEN | node_8104201_200831827 | node_8104201_200831826 | ABCD | 8104201
oh_line_8104201_200831827 |  | bal_3P_4/0AL | 158.4 | OPEN | node_8104201_200831828 | node_8104201_200831827 | ABCD | 8104201
oh_line_8104201_200831828 |  | bal_3P_4/0AA | 211.20000000000002 | OPEN | node_8104201_200831829 | node_8104201_200831828 | ABCD | 8104201
oh_line_8104201_200831829 |  | bal_3P_4/0AA | 211.20000000000002 | OPEN | node_8104201_200831830 | node_8104201_200831829 | ABCD | 8104201
oh_line_8104201_200831830 |  | bal_3P_4/0AA | 211.20000000000002 | OPEN | node_8104201_200831831 | node_8104201_200831830 | ABCD | 8104201
oh_line_8104201_200831831 |  | bal_3P_4/0AA | 211.20000000000002 | OPEN | node_8104201_200831832 | node_8104201_200831831 | ABCD | 8104201
oh_line_8104201_200831832 |  | bal_3P_4/0AA | 211.20000000000002 | OPEN | node_8104201_200831834 | node_8104201_200831832 | ABCD | 8104201
oh_line_8104201_200831833 |  | bal_1P_1/0AC | 105.60000000000001 | OPEN | node_8104201_200831847 | node_8104201_200831833 | AD | 8104201
oh_line_8104201_200831834 |  | bal_3P_4/0AL | 52.800000000000004 | OPEN | node_8104201_200949153 | node_8104201_200831834 | ABCD | 8104201
oh_line_8104201_200831838 |  | bal_3P_1/0AA | 105.60000000000001 | OPEN | node_8104201_200949155 | node_8104201_200831838 | ABCD | 8104201
oh_line_8104201_200831840 |  | bal_3P_1/0AA | 52.800000000000004 | OPEN | node_8104201_200949155 | node_8104201_200831840 | ABCD | 8104201
oh_line_8104201_200831841 |  | bal_3P_1/0AA | 211.20000000000002 | OPEN | node_8104201_200831840 | node_8104201_200831841 | ABCD | 8104201
oh_line_8104201_200831847 |  | bal_3P_4CU | 158.4 | OPEN | node_8104201_200831855 | node_8104201_200831847 | ABCD | 8104201
oh_line_8104201_200831855 |  | bal_3P_4CU | 105.60000000000001 | OPEN | node_8104201_200831856 | node_8104201_200831855 | ABCD | 8104201
oh_line_8104201_200831856 |  | bal_3P_4CU | 105.60000000000001 | OPEN | node_8104201_200831764 | node_8104201_200831856 | ABCD | 8104201
oh_line_8104201_200831858 |  | bal_3P_1/0AA | 105.60000000000001 | OPEN | node_8104201_200831856 | node_8104201_200831858 | ABCD | 8104201
oh_line_8104201_200831859 |  | bal_3P_4CU | 52.800000000000004 | OPEN | node_8104201_200831780 | node_8104201_200831859 | ABCD | 8104201
oh_line_8104201_200831860-1 |  | bal_3P_4CU | 52.800000000000004 | OPEN | node_1393619_107_15301844_547 | node_8104201_200831860 | ABCD | 8104201
oh_line_8104201_200831860-2 |  | bal_3P_4CU | 0 | OPEN | node_8104201_200831859 | node_1393619_107_15301844_547 | ABCD | 8104201
oh_line_8104201_200831861 |  | bal_3P_4CU | 105.60000000000001 | OPEN | node_8104201_200831860 | node_intto1_8104201_200831861 | ABCD | 8104201
oh_line_8104201_200831862 |  | bal_3P_6CU | 158.4 | OPEN | node_8104201_200831861 | node_8104201_200831862 | ABCD | 8104201
oh_line_8104201_200831864 |  | bal_3P_4CU | 158.4 | OPEN | node_8104201_200831862 | node_8104201_200831864 | ABCD | 8104201
oh_line_8104201_200831865 |  | bal_3P_4CU | 105.60000000000001 | OPEN | node_8104201_200831864 | node_8104201_200831865 | ABCD | 8104201
oh_line_8104201_200831866 |  | bal_3P_4CU | 158.4 | OPEN | node_8104201_200831865 | node_8104201_200831866 | ABCD | 8104201
oh_line_8104201_200831867 |  | bal_3P_4CU | 105.60000000000001 | OPEN | node_8104201_200831866 | node_intto1_8104201_200831867 | ABCD | 8104201
oh_line_8104201_200831868 |  | bal_1P_4CU | 158.4 | OPEN | node_8104201_200831867 | node_8104201_200831868 | AD | 8104201
oh_line_8104201_200831870 |  | bal_1P_4CU | 105.60000000000001 | OPEN | node_8104201_200831868 | node_8104201_200831870 | AD | 8104201
oh_line_8104201_200831871 |  | bal_1P_4CU | 105.60000000000001 | OPEN | node_8104201_200831870 | node_8104201_200831871 | AD | 8104201
oh_line_8104201_200831872 |  | bal_1P_4CU | 105.60000000000001 | OPEN | node_8104201_200831871 | node_8104201_200831872 | AD | 8104201
oh_line_8104201_200831873 |  | bal_1P_4CU | 105.60000000000001 | OPEN | node_8104201_200831872 | node_8104201_200831873 | AD | 8104201
oh_line_8104201_200831874 |  | bal_1P_4CU | 105.60000000000001 | OPEN | node_8104201_200831873 | node_8104201_200831874 | AD | 8104201
oh_line_8104201_200831875 |  | bal_1P_4CU | 105.60000000000001 | OPEN | node_8104201_200831874 | node_8104201_200831875 | AD | 8104201
oh_line_8104201_200831876 |  | bal_1P_4CU | 105.60000000000001 | OPEN | node_8104201_200831875 | node_8104201_200831876 | AD | 8104201
oh_line_8104201_200831877 |  | bal_1P_4CU | 105.60000000000001 | OPEN | node_8104201_200831876 | node_8104201_200831877 | AD | 8104201
oh_line_8104201_200831878 |  | bal_1P_4CU | 105.60000000000001 | OPEN | node_8104201_200831877 | node_8104201_200831878 | AD | 8104201
oh_line_8104201_200831879 |  | bal_1P_4CU | 105.60000000000001 | OPEN | node_8104201_200831878 | node_8104201_200831879 | AD | 8104201
oh_line_8104201_200831880 |  | bal_1P_1/0AA | 105.60000000000001 | OPEN | node_8104201_200831879 | node_8104201_200831880 | AD | 8104201
oh_line_8104201_200831881 |  | bal_1P_1/0AA | 105.60000000000001 | OPEN | node_8104201_200831880 | node_8104201_200831881 | AD | 8104201
oh_line_8104201_200831882 |  | bal_1P_1/0AA | 105.60000000000001 | OPEN | node_8104201_200831881 | node_8104201_200831882 | AD | 8104201
oh_line_8104201_200831883 |  | bal_1P_1/0AA | 158.4 | OPEN | node_8104201_200831882 | node_8104201_200831883 | AD | 8104201
oh_line_8104201_200831884 |  | bal_1P_1/0AA | 105.60000000000001 | OPEN | node_8104201_200831883 | node_8104201_200831884 | AD | 8104201
oh_line_8104201_200831885 |  | bal_1P_1/0AA | 105.60000000000001 | OPEN | node_8104201_200831884 | node_8104201_200831885 | AD | 8104201
oh_line_8104201_200831890 |  | bal_1P_2CU | 105.60000000000001 | OPEN | node_8104201_200831891 | node_8104201_200831890 | AD | 8104201
oh_line_8104201_200831891 |  | bal_1P_2CU | 158.4 | OPEN | node_8104201_200831892 | node_8104201_200831891 | AD | 8104201
oh_line_8104201_200831892 |  | bal_1P_4CU | 105.60000000000001 | OPEN | node_8104201_200831893 | node_8104201_200831892 | AD | 8104201
oh_line_8104201_200831893 |  | bal_1P_2AC | 158.4 | OPEN | node_8104201_200831929 | node_intto1_8104201_200831893 | AD | 8104201
oh_line_8104201_200831894 |  | bal_1P_1/0AC | 158.4 | OPEN | node_8104201_200831929 | node_intto1_8104201_200831894 | AD | 8104201
oh_line_8104201_200831895 |  | bal_1P_1/0AC | 158.4 | OPEN | node_8104201_200831894 | node_8104201_200831895 | AD | 8104201
oh_line_8104201_200831896 |  | bal_1P_1/0AC | 158.4 | OPEN | node_8104201_200831895 | node_8104201_200831896 | AD | 8104201
oh_line_8104201_200831897 |  | bal_1P_1/0AC | 105.60000000000001 | OPEN | node_8104201_200831896 | node_8104201_200831897 | AD | 8104201
oh_line_8104201_200831898 |  | bal_1P_1/0AC | 105.60000000000001 | OPEN | node_8104201_200831897 | node_8104201_200831898 | AD | 8104201
oh_line_8104201_200831899 |  | bal_1P_1/0AC | 105.60000000000001 | OPEN | node_8104201_200831898 | node_8104201_200831899 | AD | 8104201
oh_line_8104201_200831903 |  | bal_1P_4CU | 105.60000000000001 | OPEN | node_8104201_200831904 | node_8104201_200831903 | AD | 8104201
oh_line_8104201_200831904 |  | bal_1P_4CU | 105.60000000000001 | OPEN | node_8104201_200831905 | node_8104201_200831904 | AD | 8104201
oh_line_8104201_200831905 |  | bal_1P_4CU | 105.60000000000001 | OPEN | node_8104201_200831906 | node_8104201_200831905 | AD | 8104201
oh_line_8104201_200831906 |  | bal_1P_4CU | 52.800000000000004 | OPEN | node_8104201_200831883 | node_8104201_200831906 | AD | 8104201
oh_line_8104201_200831907 |  | bal_1P_2CU | 158.4 | OPEN | node_8104201_200831890 | node_8104201_200831907 | AD | 8104201
oh_line_8104201_200831908 |  | bal_1P_2AC | 158.4 | OPEN | node_8104201_200831907 | node_8104201_200831908 | AD | 8104201
oh_line_8104201_200831909 |  | bal_1P_2AC | 211.20000000000002 | OPEN | node_8104201_200831908 | node_8104201_200831909 | AD | 8104201
oh_line_8104201_200831910 |  | bal_1P_1/0AC | 158.4 | OPEN | node_8104201_200831909 | node_8104201_200831910 | AD | 8104201
oh_line_8104201_200831913 |  | bal_1P_4CU | 105.60000000000001 | OPEN | node_8104201_200831861 | node_8104201_200831913 | AD | 8104201
oh_line_8104201_200831914 |  | bal_1P_4CU | 158.4 | OPEN | node_8104201_200831913 | node_intto1_8104201_200831914 | AD | 8104201
oh_line_8104201_200831915 |  | bal_1P_4CU | 105.60000000000001 | OPEN | node_8104201_200831914 | node_8104201_200831915 | AD | 8104201
oh_line_8104201_200831917 |  | bal_1P_4CU | 105.60000000000001 | OPEN | node_8104201_200831915 | node_8104201_200831917 | AD | 8104201
oh_line_8104201_200831918 |  | bal_1P_4CU | 105.60000000000001 | OPEN | node_8104201_200831917 | node_8104201_200831918 | AD | 8104201
oh_line_8104201_200831920 |  | bal_1P_1/0AA | 105.60000000000001 | OPEN | node_8104201_200831918 | node_8104201_200831920 | AD | 8104201
oh_line_8104201_200831921 |  | bal_1P_1/0AA | 105.60000000000001 | OPEN | node_8104201_200831920 | node_8104201_200831921 | AD | 8104201
oh_line_8104201_200831922 |  | bal_1P_1/0AA | 105.60000000000001 | OPEN | node_8104201_200831921 | node_8104201_200831922 | AD | 8104201
oh_line_8104201_200831923 |  | bal_1P_1/0AA | 105.60000000000001 | OPEN | node_8104201_200831922 | node_8104201_200831923 | AD | 8104201
oh_line_8104201_200831924 |  | bal_1P_1/0AA | 105.60000000000001 | OPEN | node_8104201_200831923 | node_8104201_200831924 | AD | 8104201
oh_line_8104201_200831926 |  | bal_1P_1/0AA | 52.800000000000004 | OPEN | node_8104201_200831865 | node_8104201_200831926 | AD | 8104201
oh_line_8104201_200831927 |  | bal_1P_1/0AA | 105.60000000000001 | OPEN | node_8104201_200831926 | node_8104201_200831927 | AD | 8104201
oh_line_8104201_200831928 |  | bal_1P_1/0AA | 105.60000000000001 | OPEN | node_8104201_200831927 | node_intto1_8104201_200831928 | AD | 8104201
oh_line_8104201_200831929 |  | bal_1P_1/0AA | 158.4 | OPEN | node_8104201_200831928 | node_8104201_200831929 | AD | 8104201
oh_line_8104201_200831930 |  | bal_1P_1/0AA | 105.60000000000001 | OPEN | node_8104201_200831929 | node_8104201_200831930 | AD | 8104201
oh_line_8104201_200831931 |  | bal_1P_1/0AA | 158.4 | OPEN | node_8104201_200831930 | node_8104201_200831931 | AD | 8104201
oh_line_8104201_200831932 |  | bal_1P_1/0AA | 105.60000000000001 | OPEN | node_8104201_200831931 | node_8104201_200831932 | AD | 8104201
oh_line_8104201_200831934-1 |  | bal_1P_2AC | 0 | OPEN | node_1392567_838_15301694_178 | node_8104201_200831934 | AD | 8104201
oh_line_8104201_200831934-2 |  | bal_1P_2AC | 158.4 | OPEN | node_8104201_200831932 | node_1392567_838_15301694_178 | AD | 8104201
oh_line_8104201_200831935 |  | bal_1P_2AC | 211.20000000000002 | OPEN | node_8104201_200831934 | node_8104201_200831935 | AD | 8104201
oh_line_8104201_200831936 |  | bal_1P_2AC | 158.4 | OPEN | node_8104201_200831935 | node_8104201_200831936 | AD | 8104201
oh_line_8104201_200831937 |  | bal_1P_2AC | 158.4 | OPEN | node_8104201_200831936 | node_8104201_200831937 | AD | 8104201
oh_line_8104201_200831940 |  | bal_1P_1/0AA | 105.60000000000001 | OPEN | node_8104201_200831963 | node_8104201_200831940 | AD | 8104201
oh_line_8104201_200831941 |  | bal_1P_1/0AA | 264 | OPEN | node_8104201_200831940 | node_8104201_200831941 | AD | 8104201
oh_line_8104201_200831942 |  | bal_1P_1/0AA | 211.20000000000002 | OPEN | node_8104201_200831941 | node_8104201_200831942 | AD | 8104201
oh_line_8104201_200831943 |  | bal_1P_1/0AA | 211.20000000000002 | OPEN | node_8104201_200831942 | node_8104201_200831943 | AD | 8104201
oh_line_8104201_200831944 |  | bal_1P_4CU | 158.4 | OPEN | node_8104201_200831932 | node_intto1_8104201_200831944 | AD | 8104201
oh_line_8104201_200831945 |  | bal_1P_4CU | 105.60000000000001 | OPEN | node_8104201_200831944 | node_8104201_200831945 | AD | 8104201
oh_line_8104201_200831946 |  | bal_1P_4CU | 105.60000000000001 | OPEN | node_8104201_200831945 | node_8104201_200831946 | AD | 8104201
oh_line_8104201_200831947 |  | bal_1P_4CU | 105.60000000000001 | OPEN | node_8104201_200831946 | node_8104201_200831947 | AD | 8104201
oh_line_8104201_200831948 |  | bal_1P_4CU | 158.4 | OPEN | node_8104201_200831947 | node_8104201_200831948 | AD | 8104201
oh_line_8104201_200831954 |  | bal_1P_1/0AA | 211.20000000000002 | OPEN | node_8104201_200831885 | node_8104201_200831954 | AD | 8104201
oh_line_8104201_200831955 |  | bal_1P_4CU | 211.20000000000002 | OPEN | node_8104201_200831954 | node_8104201_200831955 | AD | 8104201
oh_line_8104201_200831956 |  | bal_1P_4CU | 158.4 | OPEN | node_8104201_200831955 | node_8104201_200831956 | AD | 8104201
oh_line_8104201_200831957 |  | bal_1P_4CU | 105.60000000000001 | OPEN | node_8104201_200831956 | node_8104201_200831957 | AD | 8104201
oh_line_8104201_200831958 |  | bal_1P_1/0AC | 211.20000000000002 | OPEN | node_8104201_200831957 | node_8104201_200831958 | AD | 8104201
oh_line_8104201_200831959 |  | bal_1P_1/0AA | 211.20000000000002 | OPEN | node_8104201_200831958 | node_8104201_200831959 | AD | 8104201
oh_line_8104201_200831961 |  | bal_1P_1/0AA | 158.4 | OPEN | node_8104201_200831959 | node_8104201_200831961 | AD | 8104201
oh_line_8104201_200831963 |  | bal_1P_1/0AA | 52.800000000000004 | OPEN | node_8104201_200831961 | node_intto1_8104201_200831963 | AD | 8104201
oh_line_8104201_200831964 |  | bal_1P_4CU | 105.60000000000001 | OPEN | node_8104201_200831867 | node_8104201_200831964 | AD | 8104201
oh_line_8104201_200831965 |  | bal_1P_4CU | 105.60000000000001 | OPEN | node_8104201_200831964 | node_8104201_200831965 | AD | 8104201
oh_line_8104201_200831966 |  | bal_1P_4CU | 158.4 | OPEN | node_8104201_200831965 | node_8104201_200831966 | AD | 8104201
oh_line_8104201_200831967 |  | bal_1P_6CU | 158.4 | OPEN | node_8104201_200831966 | node_8104201_200831967 | AD | 8104201
oh_line_8104201_200831968 |  | bal_1P_6CU | 105.60000000000001 | OPEN | node_8104201_200831967 | node_8104201_200831968 | AD | 8104201
oh_line_8104201_200831970 |  | bal_1P_1/0AC | 105.60000000000001 | OPEN | node_8104201_201016227 | node_8104201_200831970 | AD | 8104201
oh_line_8104201_200831971 |  | bal_1P_1/0AC | 105.60000000000001 | OPEN | node_8104201_200831970 | node_8104201_200831971 | AD | 8104201
oh_line_8104201_200831977-1 |  | bal_3P_1/0AC | 0 | OPEN | node_1394662_286_15304502_072 | node_8104201_200831977 | ABCD | 8104201
oh_line_8104201_200831977-2 |  | bal_3P_1/0AC | 105.60000000000001 | OPEN | node_8104201_200946986 | node_1394662_286_15304502_072 | ABCD | 8104201
oh_line_8104201_200831978 |  | bal_3P_1/0AC | 52.800000000000004 | OPEN | node_8104201_200831977 | node_8104201_200831978 | ABCD | 8104201
oh_line_8104201_200831979 |  | bal_3P_1/0AC | 52.800000000000004 | OPEN | node_8104201_200831978 | node_8104201_200831979 | ABCD | 8104201
oh_line_8104201_200831980 |  | bal_3P_1/0AA | 52.800000000000004 | OPEN | node_8104201_200831979 | node_8104201_200831980 | ABCD | 8104201
oh_line_8104201_200831981 |  | bal_3P_1/0AC | 158.4 | OPEN | node_8104201_200831979 | node_8104201_200831981 | ABCD | 8104201
oh_line_8104201_200831982 |  | bal_3P_1/0AC | 158.4 | OPEN | node_8104201_200831981 | node_8104201_200831982 | ABCD | 8104201
oh_line_8104201_200831983 |  | bal_3P_1/0AC | 52.800000000000004 | OPEN | node_8104201_200831982 | node_8104201_200831983 | ABCD | 8104201
oh_line_8104201_200831985 |  | bal_3P_1/0AC | 211.20000000000002 | OPEN | node_8104201_200831982 | node_8104201_200831985 | ABCD | 8104201
oh_line_8104201_200831986 |  | bal_3P_1/0AC | 158.4 | OPEN | node_8104201_200831985 | node_8104201_200831986 | ABCD | 8104201
oh_line_8104201_200831987 |  | bal_3P_1/0AC | 105.60000000000001 | OPEN | node_8104201_200831986 | node_8104201_200831987 | ABCD | 8104201
oh_line_8104201_200831988 |  | bal_3P_1/0AC | 211.20000000000002 | OPEN | node_8104201_200831987 | node_8104201_200831988 | ABCD | 8104201
oh_line_8104201_200831994 |  | bal_1P_2CU | 0 | OPEN | node_8104201_200832464 | node_8104201_200831994 | AD | 8104201
oh_line_8104201_200831995 |  | bal_1P_2CU | 158.4 | OPEN | node_8104201_200831994 | node_8104201_200831995 | AD | 8104201
oh_line_8104201_200831996 |  | bal_1P_2CU | 158.4 | OPEN | node_8104201_200831995 | node_8104201_200831996 | AD | 8104201
oh_line_8104201_200831997 |  | bal_1P_2CU | 158.4 | OPEN | node_8104201_200831996 | node_8104201_200831997 | AD | 8104201
oh_line_8104201_200831998 |  | bal_1P_2CU | 158.4 | OPEN | node_8104201_200831997 | node_8104201_200831998 | AD | 8104201
oh_line_8104201_200831999 |  | bal_1P_2CU | 158.4 | OPEN | node_8104201_200831998 | node_8104201_200831999 | AD | 8104201
oh_line_8104201_200832449 |  | bal_3P_336AL | 158.4 | OPEN | node_8104201_200832451 | node_intto1_8104201_200832449 | ABCD | 8104201
oh_line_8104201_200832450 |  | bal_3P_336AL | 52.800000000000004 | OPEN | node_8104201_200832479 | node_8104201_200832450 | ABCD | 8104201
oh_line_8104201_200832451-1 |  | bal_3P_336AL | 158.4 | OPEN | node_8104201_200832452 | node_1394774_87_15306454_574 | ABCD | 8104201
oh_line_8104201_200832451-2 |  | bal_3P_336AL | 0 | OPEN | node_1394774_87_15306454_574 | node_8104201_200832451 | ABCD | 8104201
oh_line_8104201_200832452 |  | bal_3P_336AL | 105.60000000000001 | OPEN | node_8104201_200832453 | node_8104201_200832452 | ABCD | 8104201
oh_line_8104201_200832453 |  | bal_3P_336AL | 158.4 | OPEN | node_8104201_200832454 | node_8104201_200832453 | ABCD | 8104201
oh_line_8104201_200832454 |  | bal_3P_336AL | 158.4 | OPEN | node_8104201_200832455 | node_8104201_200832454 | ABCD | 8104201
oh_line_8104201_200832455 |  | bal_3P_336AL | 158.4 | OPEN | node_8104201_200832456 | node_8104201_200832455 | ABCD | 8104201
oh_line_8104201_200832456 |  | bal_3P_336AL | 158.4 | OPEN | node_8104201_200832457 | node_8104201_200832456 | ABCD | 8104201
oh_line_8104201_200832457 |  | bal_3P_336AL | 158.4 | OPEN | node_8104201_200832458 | node_8104201_200832457 | ABCD | 8104201
oh_line_8104201_200832458 |  | bal_3P_336AL | 158.4 | OPEN | node_8104201_200832450 | node_8104201_200832458 | ABCD | 8104201
oh_line_8104201_200832459 |  | bal_1P_2CU | 158.4 | OPEN | node_8104201_200832452 | node_8104201_200832459 | AD | 8104201
oh_line_8104201_200832460 |  | bal_1P_2CU | 158.4 | OPEN | node_8104201_200832459 | node_intto1_8104201_200832460 | AD | 8104201
oh_line_8104201_200832461 |  | bal_1P_2CU | 52.800000000000004 | OPEN | node_8104201_200832460 | node_8104201_200832461 | AD | 8104201
oh_line_8104201_200832462 |  | bal_1P_2CU | 158.4 | OPEN | node_8104201_200832461 | node_8104201_200832462 | AD | 8104201
oh_line_8104201_200832463 |  | bal_1P_2CU | 158.4 | OPEN | node_8104201_200832462 | node_8104201_200832463 | AD | 8104201
oh_line_8104201_200832464 |  | bal_1P_2CU | 52.800000000000004 | OPEN | node_8104201_200832463 | node_8104201_200832464 | AD | 8104201
oh_line_8104201_200832470 |  | bal_1P_2CU | 0 | OPEN | node_8104201_200832460 | node_8104201_200832470 | AD | 8104201
oh_line_8104201_200832471 |  | bal_1P_2CU | 158.4 | OPEN | node_8104201_200832470 | node_8104201_200832471 | AD | 8104201
oh_line_8104201_200832472 |  | bal_1P_2CU | 158.4 | OPEN | node_8104201_200832471 | node_8104201_200832472 | AD | 8104201
oh_line_8104201_200832473 |  | bal_1P_2CU | 158.4 | OPEN | node_8104201_200832472 | node_8104201_200832473 | AD | 8104201
oh_line_8104201_200832474 |  | bal_1P_2CU | 158.4 | OPEN | node_8104201_200832473 | node_8104201_200832474 | AD | 8104201
oh_line_8104201_200832475 |  | bal_1P_2CU | 158.4 | OPEN | node_8104201_200832474 | node_8104201_200832475 | AD | 8104201
oh_line_8104201_200832479 |  | bal_3P_477AL | 158.4 | OPEN | node_8104201_200832480 | node_8104201_200832479 | ABCD | 8104201
oh_line_8104201_200832480 |  | bal_3P_477AL | 158.4 | OPEN | node_8104201_200832481 | node_8104201_200832480 | ABCD | 8104201
oh_line_8104201_200832481 |  | bal_3P_477AL | 158.4 | OPEN | node_8104201_200832482 | node_8104201_200832481 | ABCD | 8104201
oh_line_8104201_200832482 |  | bal_3P_477AL | 158.4 | OPEN | node_8104201_200832483 | node_8104201_200832482 | ABCD | 8104201
oh_line_8104201_200832483 |  | bal_3P_477AL | 158.4 | OPEN | node_8104201_200832484 | node_8104201_200832483 | ABCD | 8104201
oh_line_8104201_200832484 |  | bal_3P_477AL | 105.60000000000001 | OPEN | node_8104201_200832485 | node_8104201_200832484 | ABCD | 8104201
oh_line_8104201_200832485 |  | bal_3P_477AL | 105.60000000000001 | OPEN | node_8104201_200832486 | node_8104201_200832485 | ABCD | 8104201
oh_line_8104201_200832486 |  | bal_3P_477AL | 158.4 | OPEN | node_8104201_200824036 | node_8104201_200832486 | ABCD | 8104201
oh_line_8104201_200832495 |  | bal_1P_1/0AC | 52.800000000000004 | OPEN | node_8104201_200831935 | node_8104201_200832495 | AD | 8104201
oh_line_8104201_200832497 |  | bal_1P_1/0AC | 52.800000000000004 | OPEN | node_8104201_200832495 | node_8104201_200832497 | AD | 8104201
oh_line_8104201_200832498 |  | bal_1P_1/0AC | 158.4 | OPEN | node_8104201_200832497 | node_8104201_200832498 | AD | 8104201
oh_line_8104201_200832500 |  | bal_1P_1/0AC | 158.4 | OPEN | node_8104201_200832498 | node_8104201_200832500 | AD | 8104201
oh_line_8104201_200916323 |  | bal_3P_477AL | 52.800000000000004 | OPEN | node_SOURCE_8104201 | node_8104201_200916323 | ABCD | 8104201
oh_line_8104201_200946986 |  | bal_3P_1/0AA | 105.60000000000001 | OPEN | node_8104201_200946987 | node_intto1_8104201_200946986 | ABCD | 8104201
oh_line_8104201_200946987 |  | bal_3P_4/0AL | 211.20000000000002 | OPEN | node_8104201_200831826 | node_8104201_200946987 | ABCD | 8104201
oh_line_8104201_200949153 |  | bal_3P_4/0AA | 105.60000000000001 | OPEN | node_8104201_201014262 | node_intto1_8104201_200949153 | ABCD | 8104201
oh_line_8104201_200949154 |  | bal_3P_477AL | 158.4 | OPEN | node_8104201_200832449 | node_intto1_8104201_200949154 | ABCD | 8104201
oh_line_8104201_200949155 |  | bal_3P_4/0AA | 158.4 | OPEN | node_8104201_200949154 | node_8104201_200949155 | ABCD | 8104201
oh_line_8104201_200949157 |  | bal_3P_4/0AA | 158.4 | OPEN | node_8104201_200949155 | node_8104201_200949157 | ABCD | 8104201
oh_line_8104201_200966433 |  | bal_3P_1/0AA | 52.800000000000004 | OPEN | node_8104201_200831791 | node_8104201_200966433 | ABCD | 8104201
oh_line_8104201_201003803 |  | bal_3P_1/0AC | 211.20000000000002 | OPEN | node_8104201_200831983 | node_intto1_8104201_201003803 | ABCD | 8104201
oh_line_8104201_201013345 |  | bal_3P_1/0AL | 105.60000000000001 | OPEN | node_8104201_200831830 | node_8104201_201013345 | ABCD | 8104201
oh_line_8104201_201013392 |  | bal_3P_1/0AA | 264 | OPEN | node_8104201_201027627 | node_8104201_201013392 | ABCD | 8104201
oh_line_8104201_201014262 |  | bal_3P_477AL | 0 | OPEN | node_8104201_310034345 | node_intto1_8104201_201014262 | ABCD | 8104201
oh_line_8104201_201014528 |  | bal_1P_1/0AA | 158.4 | OPEN | node_8104201_200831833 | node_8104201_201014528 | AD | 8104201
oh_line_8104201_201014851 |  | bal_3P_4CU | 158.4 | OPEN | node_8104201_311908758 | node_intto1_8104201_201014851 | ABCD | 8104201
oh_line_8104201_201016227 |  | bal_1P_1/0AC | 105.60000000000001 | OPEN | node_8104201_200831968 | node_8104201_201016227 | AD | 8104201
oh_line_8104201_201027524 |  | bal_3P_1/0AC | 52.800000000000004 | OPEN | node_8104201_200831815 | node_intto1_8104201_201027524 | ABCD | 8104201
oh_line_8104201_201027627 |  | bal_3P_1/0AA | 264 | OPEN | node_8104201_201013345 | node_intto1_8104201_201027627 | ABCD | 8104201
oh_line_8104201_310017137 |  | bal_3P_4/0AC | 105.60000000000001 | OPEN | node_8104201_200831831 | node_intto1_8104201_310017137 | ABCD | 8104201
oh_line_8104201_310034342 |  | bal_3P_477AL | 158.4 | OPEN | node_8104201_200949154 | node_intto1_8104201_310034342 | ABCD | 8104201
oh_line_8104201_310034345 |  | bal_3P_477AL | 0 | OPEN | node_8104201_310034342 | node_intto1_8104201_310034345 | ABCD | 8104201
oh_line_8104201_310054917 |  | bal_3P_477AL | 211.20000000000002 | OPEN | node_8104201_310054918 | node_8104201_310054917 | ABCD | 8104201
oh_line_8104201_310054918 |  | bal_3P_477AL | 105.60000000000001 | OPEN | node_8104201_200821738 | node_8104201_310054918 | ABCD | 8104201
oh_line_8104201_311908492 |  | bal_3P_1/0AA | 264 | OPEN | node_8104201_201013392 | node_8104201_311908492 | ABCD | 8104201
oh_line_8104201_311908758 |  | bal_3P_4CU | 105.60000000000001 | OPEN | node_8104201_200831858 | node_intto1_8104201_311908758 | ABCD | 8104201
oh_line_8104201_312035730 |  | bal_3P_4/0AL | 52.800000000000004 | OPEN | node_8104201_200831823 | node_8104201_312035730 | ABCD | 8104201
oh_line_TAP_OH_893058 |  | unb_TAPWIRE_OH | 52.800000000000004 | OPEN | node_8104201_200815642 | node_1390779_67_15301516_55 | AN | 8104201
oh_line_TAP_OH_893060 |  | unb_TAPWIRE_OH | 52.800000000000004 | OPEN | node_8104201_200815654 | node_1390392_922_15301512_843 | AN | 8104201
oh_line_TAP_OH_893110 |  | unb_TAPWIRE_OH | 52.800000000000004 | OPEN | node_8104201_200815832 | node_1389945_873_15302304_208 | AN | 8104201
oh_line_TAP_OH_895454 |  | unb_TAPWIRE_OH | 52.800000000000004 | OPEN | node_8104201_200824036 | node_1393589_967_15307600_979 | ABCN | 8104201
oh_line_TAP_OH_895455 |  | unb_TAPWIRE_OH | 52.800000000000004 | OPEN | node_8104201_200824040 | node_1393396_367_15307778_155 | ABCN | 8104201
oh_line_TAP_OH_897862 |  | unb_TAPWIRE_OH | 52.800000000000004 | OPEN | node_8104201_200831765 | node_1393643_238_15300728_082 | ABCN | 8104201
oh_line_TAP_OH_897863 |  | unb_TAPWIRE_OH | 52.800000000000004 | OPEN | node_8104201_200831772 | node_1393651_302_15301099_898 | ABCN | 8104201
oh_line_TAP_OH_897865 |  | unb_TAPWIRE_OH | 52.800000000000004 | OPEN | node_8104201_200831777 | node_1393615_819_15301559_748 | ABCN | 8104201
oh_line_TAP_OH_897869 |  | unb_TAPWIRE_OH | 52.800000000000004 | OPEN | node_8104201_200831795 | node_1394096_156_15302517_631 | ABCN | 8104201
oh_line_TAP_OH_897870 |  | unb_TAPWIRE_OH | 52.800000000000004 | OPEN | node_8104201_200831796 | node_1394176_23_15302444_062 | AN | 8104201
oh_line_TAP_OH_897871 |  | unb_TAPWIRE_OH | 0 | OPEN | node_8104201_200831803 | node_1394454_118_15303042_864 | ABCN | 8104201
oh_line_TAP_OH_897872 |  | unb_TAPWIRE_OH | 0 | OPEN | node_8104201_200831808 | node_1394584_531_15303347_59 | ABCN | 8104201
oh_line_TAP_OH_897875 |  | unb_TAPWIRE_OH | 52.800000000000004 | OPEN | node_8104201_200831826 | node_1394880_26_15304733_41 | ABCN | 8104201
oh_line_TAP_OH_897876 |  | unb_TAPWIRE_OH | 0 | OPEN | node_8104201_200831832 | node_1395005_948_15305917_297 | ABCN | 8104201
oh_line_TAP_OH_897877 |  | unb_TAPWIRE_OH | 52.800000000000004 | OPEN | node_8104201_200831833 | node_1393603_803_15300128_609 | AN | 8104201
oh_line_TAP_OH_897878 |  | unb_TAPWIRE_OH | 52.800000000000004 | OPEN | node_8104201_200831838 | node_1395244_473_15306669_592 | ABCN | 8104201
oh_line_TAP_OH_897882 |  | unb_TAPWIRE_OH | 52.800000000000004 | OPEN | node_8104201_200831860 | node_1393640_251_15301925_779 | ABCN | 8104201
oh_line_TAP_OH_897883 |  | unb_TAPWIRE_OH | 52.800000000000004 | OPEN | node_8104201_200831867 | node_1393049_16_15302422_611 | ABCN | 8104201
oh_line_TAP_OH_897884 |  | unb_TAPWIRE_OH | 0 | OPEN | node_8104201_200831873 | node_1392673_849_15302804_574 | AN | 8104201
oh_line_TAP_OH_897885 |  | unb_TAPWIRE_OH | 0 | OPEN | node_8104201_200831875 | node_1392548_244_15302947_264 | AN | 8104201
oh_line_TAP_OH_897886 |  | unb_TAPWIRE_OH | 52.800000000000004 | OPEN | node_8104201_200831879 | node_1392273_249_15303247_505 | AN | 8104201
oh_line_TAP_OH_897887 |  | unb_TAPWIRE_OH | 52.800000000000004 | OPEN | node_8104201_200831890 | node_1393143_107_15301744_783 | AN | 8104201
oh_line_TAP_OH_897888 |  | unb_TAPWIRE_OH | 52.800000000000004 | OPEN | node_8104201_200831894 | node_1392767_306_15302255_014 | AN | 8104201
oh_line_TAP_OH_897889 |  | unb_TAPWIRE_OH | 52.800000000000004 | OPEN | node_8104201_200831896 | node_1392568_561_15302479_66 | AN | 8104201
oh_line_TAP_OH_897890 |  | unb_TAPWIRE_OH | 52.800000000000004 | OPEN | node_8104201_200831899 | node_1392325_594_15302665_398 | AN | 8104201
oh_line_TAP_OH_897891 |  | unb_TAPWIRE_OH | 52.800000000000004 | OPEN | node_8104201_200831903 | node_1392105_348_15302958_073 | AN | 8104201
oh_line_TAP_OH_897892 |  | unb_TAPWIRE_OH | 0 | OPEN | node_8104201_200831910 | node_1393303_824_15301166_031 | AN | 8104201
oh_line_TAP_OH_897893 |  | unb_TAPWIRE_OH | 52.800000000000004 | OPEN | node_8104201_200831918 | node_1393422_494_15302607_31 | AN | 8104201
oh_line_TAP_OH_897894 |  | unb_TAPWIRE_OH | 0 | OPEN | node_8104201_200831924 | node_1393344_111_15303222_137 | AN | 8104201
oh_line_TAP_OH_897895 |  | unb_TAPWIRE_OH | 52.800000000000004 | OPEN | node_8104201_200831926 | node_1393182_224_15302274_493 | AN | 8104201
oh_line_TAP_OH_897896 |  | unb_TAPWIRE_OH | 52.800000000000004 | OPEN | node_8104201_200831930 | node_1392745_778_15302053_527 | AN | 8104201
oh_line_TAP_OH_897897 |  | unb_TAPWIRE_OH | 52.800000000000004 | OPEN | node_8104201_200831937 | node_1392234_399_15301725_457 | AN | 8104201
oh_line_TAP_OH_897898 |  | unb_TAPWIRE_OH | 0 | OPEN | node_8104201_200831946 | node_1392397_201_15302064_428 | AN | 8104201
oh_line_TAP_OH_897899 |  | unb_TAPWIRE_OH | 0 | OPEN | node_8104201_200831948 | node_1392227_664_15302254_774 | AN | 8104201
oh_line_TAP_OH_897900 |  | unb_TAPWIRE_OH | 52.800000000000004 | OPEN | node_8104201_200831954 | node_1391535_605_15303033_928 | AN | 8104201
oh_line_TAP_OH_897901 |  | unb_TAPWIRE_OH | 52.800000000000004 | OPEN | node_8104201_200831958 | node_1391014_839_15303424_979 | AN | 8104201
oh_line_TAP_OH_897902 |  | unb_TAPWIRE_OH | 0 | OPEN | node_8104201_200831961 | node_1390671_112_15303328_882 | AN | 8104201
oh_line_TAP_OH_897903 |  | unb_TAPWIRE_OH | 0 | OPEN | node_8104201_200831968 | node_1392952_607_15303023_581 | AN | 8104201
oh_line_TAP_OH_897904 |  | unb_TAPWIRE_OH | 52.800000000000004 | OPEN | node_8104201_200831971 | node_1392726_759_15303272_501 | AN | 8104201
oh_line_TAP_OH_897906 |  | unb_TAPWIRE_OH | 0 | OPEN | node_8104201_200831981 | node_1394397_867_15304524_907 | ABCN | 8104201
oh_line_TAP_OH_897907 |  | unb_TAPWIRE_OH | 52.800000000000004 | OPEN | node_8104201_200831988 | node_1393591_186_15304532_188 | ABCN | 8104201
oh_line_TAP_OH_897908 |  | unb_TAPWIRE_OH | 52.800000000000004 | OPEN | node_8104201_200831994 | node_1394559_515_15307211_185 | AN | 8104201
oh_line_TAP_OH_897909 |  | unb_TAPWIRE_OH | 0 | OPEN | node_8104201_200831999 | node_1393836_61_15307160_856 | AN | 8104201
oh_line_TAP_OH_898002 |  | unb_TAPWIRE_OH | 52.800000000000004 | OPEN | node_8104201_200832452 | node_1394639_795_15306404_177 | ABCN | 8104201
oh_line_TAP_OH_898003 |  | unb_TAPWIRE_OH | 52.800000000000004 | OPEN | node_8104201_200832457 | node_1393954_442_15306361_035 | ABCN | 8104201
oh_line_TAP_OH_898004 |  | unb_TAPWIRE_OH | 52.800000000000004 | OPEN | node_8104201_200832470 | node_1394586_415_15306755_286 | AN | 8104201
oh_line_TAP_OH_898005 |  | unb_TAPWIRE_OH | 52.800000000000004 | OPEN | node_8104201_200832474 | node_1394019_199_15306730_168 | AN | 8104201
oh_line_TAP_OH_898006 |  | unb_TAPWIRE_OH | 52.800000000000004 | OPEN | node_8104201_200832481 | node_1393627_455_15306727_109 | ABCN | 8104201
oh_line_TAP_OH_898007 |  | unb_TAPWIRE_OH | 52.800000000000004 | OPEN | node_8104201_200832484 | node_1393593_497_15307173_053 | ABCN | 8104201
oh_line_TAP_OH_898011 |  | unb_TAPWIRE_OH | 52.800000000000004 | OPEN | node_8104201_200832498 | node_1392586_694_15301319_23 | AN | 8104201
oh_line_TAP_OH_898012 |  | unb_TAPWIRE_OH | 52.800000000000004 | OPEN | node_8104201_200832500 | node_1392725_018_15301178_962 | AN | 8104201
oh_line_TAP_OH_920647 |  | unb_TAPWIRE_OH | 52.800000000000004 | OPEN | node_8104201_200949155 | node_1395073_195_15306597_737 | ABCN | 8104201
oh_line_TAP_OH_929551 |  | unb_TAPWIRE_OH | 52.800000000000004 | OPEN | node_8104201_201014528 | node_1393479_528_15299974_858 | AN | 8104201
oh_line_TAP_OH_2218123 |  | unb_TAPWIRE_OH | 52.800000000000004 | OPEN | node_8104201_200831775 | node_1393767_126_15301380_005 | ABCN | 8104201
oh_line_TAP_OH_2218124 |  | unb_TAPWIRE_OH | 105.60000000000001 | OPEN | node_8104201_200831775 | node_1393761_192_15301405_361 | ABCN | 8104201
oh_line_TAP_OH_2218128 |  | unb_TAPWIRE_OH | 105.60000000000001 | OPEN | node_8104201_201014851 | node_1393136_441_15300536_497 | ABCN | 8104201
oh_line_TAP_OH_2218129 |  | unb_TAPWIRE_OH | 105.60000000000001 | OPEN | node_8104201_201014851 | node_1393138_479_15300510_029 | ABCN | 8104201
oh_line_TAP_OH_2218130 |  | unb_TAPWIRE_OH | 105.60000000000001 | OPEN | node_8104201_201014851 | node_1393139_577_15300562_816 | ABCN | 8104201
oh_line_TAP_OH_2218144 |  | unb_TAPWIRE_OH | 0 | OPEN | node_8104201_200831978 | node_1394595_456_15304521_035 | ABCN | 8104201
oh_line_TAP_OH_2218145 |  | unb_TAPWIRE_OH | 0 | OPEN | node_8104201_200831978 | node_1394602_691_15304520_742 | ABCN | 8104201
oh_line_TAP_OH_2218146 |  | unb_TAPWIRE_OH | 0 | OPEN | node_8104201_200831978 | node_1394589_996_15304520_704 | ABCN | 8104201
oh_line_TAP_OH_2218170 |  | unb_TAPWIRE_OH | 105.60000000000001 | OPEN | node_8104201_201003803 | node_1394296_378_15304121_338 | ABCN | 8104201
oh_line_TAP_OH_2218171 |  | unb_TAPWIRE_OH | 105.60000000000001 | OPEN | node_8104201_201003803 | node_1394315_927_15304125_913 | ABCN | 8104201
oh_line_TAP_OH_2218172 |  | unb_TAPWIRE_OH | 105.60000000000001 | OPEN | node_8104201_201003803 | node_1394276_646_15304123_708 | ABCN | 8104201
oh_line_TAP_OH_2218185 |  | unb_TAPWIRE_OH | 52.800000000000004 | OPEN | node_8104201_200831847 | node_1393635_601_15300259_272 | ABCN | 8104201
oh_line_TAP_OH_2218186 |  | unb_TAPWIRE_OH | 105.60000000000001 | OPEN | node_8104201_200831847 | node_1393632_808_15300285_61 | ABCN | 8104201
oh_line_TAP_OH_2218187 |  | unb_TAPWIRE_OH | 52.800000000000004 | OPEN | node_8104201_200831847 | node_1393633_22_15300232_817 | ABCN | 8104201
oh_line_TAP_OH_2307720 |  | unb_TAPWIRE_OH | 52.800000000000004 | OPEN | node_8104201_201027524 | node_1394849_449_15303589_963 | ABCN | 8104201
oh_line_TAP_OH_2307721 |  | unb_TAPWIRE_OH | 52.800000000000004 | OPEN | node_8104201_201027524 | node_1394856_062_15303596_917 | ABCN | 8104201
oh_line_TAP_OH_2307722 |  | unb_TAPWIRE_OH | 52.800000000000004 | OPEN | node_8104201_201027524 | node_1394843_616_15303580_968 | ABCN | 8104201
oh_line_TAP_OH_2307725 |  | unb_TAPWIRE_OH | 52.800000000000004 | OPEN | node_8104201_200831819 | node_1394570_635_15303906_358 | ABCN | 8104201
oh_line_TAP_OH_2307726 |  | unb_TAPWIRE_OH | 105.60000000000001 | OPEN | node_8104201_200831819 | node_1394573_659_15303880_068 | ABCN | 8104201
oh_line_TAP_OH_2307727 |  | unb_TAPWIRE_OH | 52.800000000000004 | OPEN | node_8104201_200831819 | node_1394572_784_15303932_847 | ABCN | 8104201
oh_line_TAP_OH_2307728 |  | unb_TAPWIRE_OH | 105.60000000000001 | OPEN | node_8104201_200831787 | node_1393991_157_15301840_405 | ABCN | 8104201
oh_line_TAP_OH_2307729 |  | unb_TAPWIRE_OH | 105.60000000000001 | OPEN | node_8104201_200831787 | node_1394005_123_15301821_627 | ABCN | 8104201
oh_line_TAP_OH_2307730 |  | unb_TAPWIRE_OH | 105.60000000000001 | OPEN | node_8104201_200831787 | node_1393981_309_15301863_43 | ABCN | 8104201
oh_line_TAP_OH_2307731 |  | unb_TAPWIRE_OH | 52.800000000000004 | OPEN | node_8104201_200831841 | node_1395384_106_15306592_778 | ABCN | 8104201
oh_line_TAP_OH_2307732 |  | unb_TAPWIRE_OH | 52.800000000000004 | OPEN | node_8104201_200831841 | node_1395381_354_15306619_124 | ABCN | 8104201
oh_line_TAP_OH_2307733 |  | unb_TAPWIRE_OH | 52.800000000000004 | OPEN | node_8104201_200831841 | node_1395381_684_15306566_329 | ABCN | 8104201
oh_line_TAP_OH_2307734 |  | unb_TAPWIRE_OH | 52.800000000000004 | OPEN | node_8104201_200831816 | node_1394794_965_15303760_319 | ABCN | 8104201
oh_line_TAP_OH_2307735 |  | unb_TAPWIRE_OH | 0 | OPEN | node_8104201_200831816 | node_1394797_985_15303746_215 | ABCN | 8104201
oh_line_TAP_OH_2307736 |  | unb_TAPWIRE_OH | 52.800000000000004 | OPEN | node_8104201_200831855 | node_1393587_208_15300421_437 | ABCN | 8104201
oh_line_TAP_OH_2307737 |  | unb_TAPWIRE_OH | 52.800000000000004 | OPEN | node_8104201_200831855 | node_1393589_676_15300403_951 | ABCN | 8104201
oh_line_TAP_OH_2307738 |  | unb_TAPWIRE_OH | 52.800000000000004 | OPEN | node_8104201_200831783 | node_1393699_755_15302080_447 | ABCN | 8104201
oh_line_TAP_OH_2307739 |  | unb_TAPWIRE_OH | 52.800000000000004 | OPEN | node_8104201_200831783 | node_1393693_588_15302055_089 | ABCN | 8104201
oh_line_TAP_OH_2307740 |  | unb_TAPWIRE_OH | 105.60000000000001 | OPEN | node_8104201_200831783 | node_1393710_589_15302102_84 | ABCN | 8104201
oh_line_TAP_OH_2307741 |  | unb_TAPWIRE_OH | 105.60000000000001 | OPEN | node_8104201_200831789 | node_1394354_443_15302134_6 | ABCN | 8104201
oh_line_TAP_OH_2307742 |  | unb_TAPWIRE_OH | 105.60000000000001 | OPEN | node_8104201_200831789 | node_1394338_062_15302149_456 | ABCN | 8104201
oh_line_TAP_OH_2307743 |  | unb_TAPWIRE_OH | 105.60000000000001 | OPEN | node_8104201_200831789 | node_1394367_376_15302114_531 | ABCN | 8104201
oh_line_TAP_OH_3594568 |  | unb_TAPWIRE_OH | 52.800000000000004 | OPEN | node_8104201_200831810 | node_1394629_316_15303461_219 | ABCN | 8104201

## UndergroundLine
Name | GroupId | Configuration | NumParallelCables | Length | Status | From | To | Phases | Feeder | Comments
und_line_8104201_200831759 |  | und_1P_2ALURD_2AL(N) | 0 | 739.2 | OPEN | node_8104201_200831758 | node_8104201_200831759 | AN | 8104201
und_line_8104201_200975878 |  | und_3P_DELTACUST | 0 | 105.60000000000001 | OPEN | node_8104201_200949153 | node_intto1_8104201_200975878 | ABCN | 8104201
und_line_8104201_200978749 |  | und_3P_DELTACUST | 0 | 158.4 | OPEN | node_8104201_200966433 | node_intto1_8104201_200978749 | ABCN | 8104201
und_line_8104201_201004619 |  | und_3P_WYECUST | 0 | 211.20000000000002 | OPEN | node_8104201_200831820 | node_8104201_201004619 | ABCN | 8104201
und_line_8104201_201013342 |  | und_3P_DELTACUST | 0 | 52.800000000000004 | OPEN | node_8104201_200831781 | node_intto1_8104201_201013342 | ABCN | 8104201
und_line_8104201_201013343 |  | und_3P_DELTACUST | 0 | 316.8 | OPEN | node_8104201_200831827 | node_intto1_8104201_201013343 | ABCN | 8104201
und_line_8104201_201013344 |  | und_3P_DELTACUST | 0 | 369.6 | OPEN | node_8104201_200831988 | node_intto1_8104201_201013344 | ABCN | 8104201
und_line_8104201_201014845 |  | und_3P_DELTACUST | 0 | 52.800000000000004 | OPEN | node_8104201_200831980 | node_intto1_8104201_201014845 | ABCN | 8104201
und_line_8104201_201014849 |  | und_1P_DELTACUST | 0 | 950.4 | OPEN | node_8104201_200831988 | node_intto1_8104201_201014849 | AN | 8104201
und_line_8104201_201014850 |  | und_3P_DELTACUST | 0 | 580.8 | OPEN | node_8104201_201013344 | node_8104201_201014850 | ABCN | 8104201
und_line_8104201_201027520 |  | und_3P_2ALURD | 0 | 264 | OPEN | node_8104201_200831822 | node_intto1_8104201_201027520 | ABCN | 8104201
und_line_8104201_201027528 |  | und_3P_DELTACUST | 0 | 105.60000000000001 | OPEN | node_8104201_200831823 | node_intto1_8104201_201027528 | ABCN | 8104201
und_line_8104201_310044107 |  | und_3P_4/0ALURD | 0 | 211.20000000000002 | OPEN | node_8104201_310017137 | node_intto1_8104201_310044107 | ABCN | 8104201
und_line_8104201_310049373 |  | und_1P_2ALURD_2AL(N) | 0 | 158.4 | OPEN | node_8104201_200831758 | node_8104201_310049373 | AN | 8104201
und_line_8104201_311899771 |  | und_1P_WYECUST | 0 | 475.2 | OPEN | node_8104201_200831759 | node_8104201_311899771 | AN | 8104201
und_line_8104201_311981738 |  | und_3P_DELTACUST | 0 | 52.800000000000004 | OPEN | node_8104201_311908492 | node_intto1_8104201_311981738 | ABCN | 8104201
und_line_8104201_312035728-1 |  | und_3P_2ALURD | 0 | 105.60000000000001 | OPEN | node_312049159 | node_8104201_312035728 | ABCN | 8104201
und_line_8104201_312035728-2 |  | und_3P_2ALURD | 0 | 0 | OPEN | node_312036060 | node_intto1_312049159 | ABCN | 8104201
und_line_8104201_312035728-3 |  | und_3P_2ALURD | 0 | 0 | OPEN | node_8104201_312035730 | node_intto1_312036060 | ABCN | 8104201
und_line_TAP_UG_58972 |  | und_TAPWIRE_UG | 0 | 0 | OPEN | node_8104201_200831759 | node_1395678_284_15304343_299 | AN | 8104201
und_line_TAP_UG_62147 |  | und_TAPWIRE_UG | 0 | 52.800000000000004 | OPEN | node_8104201_200975878 | node_1395207_356_15306176_636 | ABCN | 8104201
und_line_TAP_UG_62458 |  | und_TAPWIRE_UG | 0 | 52.800000000000004 | OPEN | node_8104201_200978749 | node_1394202_709_15302225_54 | ABCN | 8104201
und_line_TAP_UG_63404 |  | und_TAPWIRE_UG | 0 | 52.800000000000004 | OPEN | node_8104201_201004619 | node_1394956_91_15303766_021 | ABCN | 8104201
und_line_TAP_UG_64366 |  | und_TAPWIRE_UG | 0 | 52.800000000000004 | OPEN | node_8104201_201013342 | node_1393919_125_15301751_491 | ABCN | 8104201
und_line_TAP_UG_64367 |  | und_TAPWIRE_UG | 0 | 52.800000000000004 | OPEN | node_8104201_201013343 | node_1395256_366_15304929_852 | ABCN | 8104201
und_line_TAP_UG_64368 |  | und_TAPWIRE_UG | 0 | 52.800000000000004 | OPEN | node_8104201_201013344 | node_1393346_249_15304199_849 | ABCN | 8104201
und_line_TAP_UG_64546 |  | und_TAPWIRE_UG | 0 | 52.800000000000004 | OPEN | node_8104201_201014845 | node_1394463_326_15304433_651 | ABCN | 8104201
und_line_TAP_UG_64547 |  | und_TAPWIRE_UG | 0 | 52.800000000000004 | OPEN | node_8104201_201014849 | node_1392641_439_15304365_569 | AN | 8104201
und_line_TAP_UG_64548 |  | und_TAPWIRE_UG | 0 | 52.800000000000004 | OPEN | node_8104201_201014850 | node_1393024_408_15303693_803 | ABCN | 8104201
und_line_TAP_UG_65377 |  | und_TAPWIRE_UG | 0 | 52.800000000000004 | OPEN | node_8104201_310049373 | node_1395148_001_15304001_35 | AN | 8104201
und_line_TAP_UG_65382 |  | und_TAPWIRE_UG | 0 | 0 | OPEN | node_8104201_201027520 | node_1395068_918_15304046_383 | ABCN | 8104201
und_line_TAP_UG_65389 |  | und_TAPWIRE_UG | 0 | 52.800000000000004 | OPEN | node_8104201_201027528 | node_1394922_996_15304150_915 | ABCN | 8104201
und_line_TAP_UG_948258 |  | und_TAPWIRE_UG | 0 | 52.800000000000004 | OPEN | node_8104201_310044107 | node_1394654_694_15305775_552 | ABCN | 8104201
und_line_TAP_UG_1388273 |  | und_TAPWIRE_UG | 0 | 158.4 | OPEN | node_8104201_311899771 | node_1395699_568_15304975_745 | AN | 8104201
und_line_TAP_UG_1681566 |  | und_TAPWIRE_UG | 0 | 0 | OPEN | node_8104201_311981738 | node_1394521_448_15305023_01 | ABCN | 8104201