## Feeder
Name | Description | Comments
8104202

## Node
Name | GroupId | Latitude | Longitude | BusType | NominalVoltage | ConsistentPath | DistToSlack | Phases | Feeder | Comments
node_1388078_163_15306979_753 |  | 42.13861454108511 | -75.93089337382523 | PQ | 2771.281 | False | -1 | AN | 8104202
node_1388084_79_15306690_009 |  | 42.13782093039923 | -75.93086816107729 | PQ | 2771.281 | False | -1 | AN | 8104202
node_1388114_132_15305927_876 |  | 42.13573344319377 | -75.93075652799293 | PQ | 2771.281 | False | -1 | AN | 8104202
node_1388123_04_15305745_077 |  | 42.13523275555306 | -75.93072263706811 | PQ | 2771.281 | False | -1 | AN | 8104202
node_1388199_886_15306430_101 |  | 42.1371090407099 | -75.93043027267576 | PQ | 2771.281 | False | -1 | AN | 8104202
node_1388393_67_15307312_189 |  | 42.1395250854345 | -75.92969301190213 | PQ | 2771.281 | False | -1 | AN | 8104202
node_1388606_701_15315998_989 |  | 42.16331828669521 | -75.92888252496891 | PQ | 2771.281 | False | -1 | AN | 8104202
node_1388619_935_15314944_191 |  | 42.16042918816601 | -75.92883217556403 | PQ | 2771.281 | False | -1 | AN | 8104202
node_1388629_048_15316257_663 |  | 42.16402679645057 | -75.92879750470662 | PQ | 2771.281 | False | -1 | AN | 8104202
node_1388638_127_15310438_493 |  | 42.14808805226627 | -75.9287629632039 | PQ | 2771.281 | False | -1 | AN | 8104202
node_1388658_954_15315677_998 |  | 42.162439090274674 | -75.92868372585649 | PQ | 2771.281 | False | -1 | AN | 8104202
node_1388666_515_15315525_545 |  | 42.16202152052381 | -75.92865495965954 | PQ | 2771.281 | False | -1 | AN | 8104202
node_1388693_709_15316574_082 |  | 42.1648934701336 | -75.92855149874698 | PQ | 2771.281 | False | -1 | AN | 8104202
node_1388717_254_15316902_853 |  | 42.16579397602434 | -75.92846192063467 | PQ | 2771.281 | False | -1 | AN | 8104202
node_1388728_694_15310892_643 |  | 42.14933197204714 | -75.92841839659116 | PQ | 2771.281 | False | -1 | AN | 8104202
node_1388747_549_15310178_27 |  | 42.1473752997899 | -75.92834666181487 | PQ | 2771.281 | False | -1 | AN | 8104202
node_1388767_627_15307657_898 |  | 42.14047198461655 | -75.92827027407485 | PQ | 2771.281 | False | -1 | AN | 8104202
node_1388803_912_15317125_805 |  | 42.16640464299117 | -75.92813222600498 | PQ | 2771.281 | False | -1 | AN | 8104202
node_1388920_023_15315214_776 |  | 42.16117032222725 | -75.92769047598595 | PQ | 2771.281 | False | -1 | AN | 8104202
node_1389110_722_15315239_729 |  | 42.16123866865529 | -75.92696495224679 | PQ | 2771.281 | False | -1 | AN | 8104202
node_1389179_558_15310477_474 |  | 42.14819482147683 | -75.926703062294 | PQ | 2771.281 | False | -1 | AN | 8104202
node_1389207_098_15308762_975 |  | 42.143498797651226 | -75.9265982850074 | PQ | 2771.281 | False | -1 | AN | 8104202
node_1389233_408_15317035_012 |  | 42.166155960378234 | -75.9264981873164 | PQ | 2771.281 | False | -1 | AN | 8104202
node_1389278_469_15315970_699 |  | 42.16324080020263 | -75.92632675052224 | PQ | 2771.281 | False | -1 | AN | 8104202
node_1389295_058_15316550_126 |  | 42.164827854494995 | -75.92626363685457 | PQ | 2771.281 | False | -1 | AN | 8104202
node_1389351_104_15314405_341 |  | 42.15895327453852 | -75.92605040708679 | PQ | 2771.281 | False | -1 | AN | 8104202
node_1389368_031_15315319_459 |  | 42.16145704963983 | -75.92598600748148 | PQ | 2771.281 | False | -1 | AN | 8104202
node_1389375_474_15311210_56 |  | 42.15020274876184 | -75.92595769022135 | PQ | 2771.281 | False | -1 | AN | 8104202
node_1389481_709_15310491_424 |  | 42.14823303061686 | -75.92555351393081 | PQ | 2771.281 | False | -1 | AN | 8104202
node_1389526_627_15315273_524 |  | 42.161331233378384 | -75.9253826211872 | PQ | 2771.281 | False | -1 | AN | 8104202
node_1389599_095_15313001_533 |  | 42.155108235366974 | -75.92510691311148 | PQ | 2771.281 | False | -1 | AN | 8104202
node_1389632_105_15308292_35 |  | 42.14220975273902 | -75.92498132494043 | PQ | 2771.281 | False | -1 | AN | 8104202
node_1389632_728_15314243_163 |  | 42.15850906794989 | -75.92497895470625 | PQ | 2771.281 | False | -1 | AN | 8104202
node_1389641_385_15312416_519 |  | 42.153505878245554 | -75.92494601872332 | PQ | 2771.281 | False | -1 | AN | 8104202
node_1389661_325_15312080_973 |  | 42.15258681558609 | -75.9248701560111 | PQ | 2771.281 | False | -1 | AN | 8104202
node_1389696_847_15312765_628 |  | 42.15446209004955 | -75.92473501081231 | PQ | 2771.281 | False | -1 | AN | 8104202
node_1389701_802_15315554_768 |  | 42.1621015625094 | -75.92471615927073 | PQ | 2771.281 | False | -1 | AN | 8104202
node_1389768_941_15310084_381 |  | 42.147118137212985 | -75.92446072563803 | PQ | 2771.281 | False | -1 | AN | 8104202
node_1389779_076_15309713_288 |  | 42.14610171109112 | -75.92442216653129 | PQ | 2771.281 | False | -1 | AN | 8104202
node_1389783_417_15310340_375 |  | 42.14781930643105 | -75.92440565098295 | PQ | 2771.281 | False | -1 | AD | 8104202
node_1389784_38_15311814_47 |  | 42.1518568621492 | -75.92440198720202 | PQ | 2771.281 | False | -1 | AN | 8104202
node_1389800_991_15309349_626 |  | 42.1451056385262 | -75.92433878983427 | PQ | 2771.281 | False | -1 | AN | 8104202
node_1389807_808_15310503_694 |  | 42.14826663822604 | -75.92431285422197 | PQ | 2771.281 | False | -1 | AN | 8104202
node_1389807_834_15308986_863 |  | 42.144112028328095 | -75.92431275530369 | PQ | 2771.281 | False | -1 | AN | 8104202
node_1389809_863_15311524_282 |  | 42.15106203534446 | -75.92430503587325 | PQ | 2771.281 | False | -1 | AN | 8104202
node_1389901_537_15312921_97 |  | 42.15489031179651 | -75.92395625762447 | PQ | 2771.281 | False | -1 | AN | 8104202
node_1389909_859_15308800_542 |  | 42.14360169390666 | -75.92392459616553 | PQ | 2771.281 | False | -1 | AN | 8104202
node_1389918_087_15313532_179 |  | 42.15656167818552 | -75.92389329233423 | PQ | 2771.281 | False | -1 | AN | 8104202
node_1390011_355_15315312_167 |  | 42.161437076804766 | -75.92353844963392 | PQ | 2771.281 | False | -1 | AD | 8104202
node_1390042_296_15310519_433 |  | 42.148309747448614 | -75.9234207330753 | PQ | 2771.281 | False | -1 | AN | 8104202
node_1390169_271_15308525_798 |  | 42.14284916831759 | -75.92293765043313 | PQ | 2771.281 | False | -1 | AN | 8104202
node_1390282_389_15315611_858 |  | 42.16225793238783 | -75.92250728743004 | PQ | 2771.281 | False | -1 | AN | 8104202
node_1390295_05_15311152_019 |  | 42.15004240458504 | -75.92245911803187 | PQ | 2771.281 | False | -1 | AN | 8104202
node_1390306_756_15310535_645 |  | 42.14835415222124 | -75.92241458197824 | PQ | 2771.281 | False | -1 | AN | 8104202
node_1390353_886_15313708_384 |  | 42.15704430481767 | -75.92223527357166 | PQ | 2771.281 | False | -1 | AN | 8104202
node_1390903_749_15315336_523 |  | 42.16150378804595 | -75.9201432927024 | PQ | 2771.281 | False | -1 | AN | 8104202
node_1390970_292_15312395_916 |  | 42.15344944649559 | -75.91989012658105 | PQ | 2771.281 | False | -1 | AN | 8104202
node_1390991_552_15310692_781 |  | 42.14878454873932 | -75.9198092418638 | PQ | 2771.281 | False | -1 | AN | 8104202
node_1391099_783_15311116_899 |  | 42.149946210678394 | -75.91939747169295 | PQ | 2771.281 | False | -1 | AN | 8104202
node_1391165_972_15315348_193 |  | 42.16153575225126 | -75.91914565238203 | PQ | 2771.281 | False | -1 | AN | 8104202
node_1391416_781_15315360_741 |  | 42.161570121304244 | -75.9181914371869 | PQ | 2771.281 | False | -1 | AN | 8104202
node_1391446_852_15311815_852 |  | 42.15186064745612 | -75.91807703058613 | PQ | 2771.281 | False | -1 | AN | 8104202
node_1391456_916_15310863_456 |  | 42.149252028665785 | -75.91803874160239 | PQ | 2771.281 | False | -1 | AN | 8104202
node_1391620_685_15312802_708 |  | 42.15456365240885 | -75.91741567437478 | PQ | 2771.281 | False | -1 | AN | 8104202
node_1391666_814_15315374_119 |  | 42.16160676373258 | -75.917240174322 | PQ | 2771.281 | False | -1 | AN | 8104202
node_1391733_013_15311627_709 |  | 42.15134532256493 | -75.9169883169656 | PQ | 2771.281 | False | -1 | AN | 8104202
node_1391891_61_15315448_42 |  | 42.16181027465108 | -75.91638492686675 | PQ | 2771.281 | False | -1 | AN | 8104202
node_1391921_157_15315745_723 |  | 42.16262458948674 | -75.9162725138498 | PQ | 2771.281 | False | -1 | AN | 8104202
node_1392064_573_15315401_795 |  | 42.161682568475186 | -75.91572688061326 | PQ | 2771.281 | False | -1 | AN | 8104202
node_1392280_114_15311449_66 |  | 42.15085764520488 | -75.9149068442614 | PQ | 2771.281 | False | -1 | AN | 8104202
node_1392361_57_15315645_897 |  | 42.16235116542851 | -75.91459694089696 | PQ | 2771.281 | False | -1 | AN | 8104202
node_1392456_854_15311439_691 |  | 42.150830340049545 | -75.91423442822536 | PQ | 2771.281 | False | -1 | AN | 8104202
node_1392597_376_15315544_215 |  | 42.162072657774296 | -75.91369980535437 | PQ | 2771.281 | False | -1 | AN | 8104202
node_1392641_969_15315955_377 |  | 42.163198833145756 | -75.91353014908925 | PQ | 2771.281 | False | -1 | AN | 8104202
node_1392645_93_15310989_518 |  | 42.14959731329733 | -75.91351507926963 | PQ | 2771.281 | False | -1 | AN | 8104202
node_1392699_046_15307460_683 |  | 42.139931811458816 | -75.9133129968312 | PQ | 7199.557 | False | -1 | AN | 8104202
node_1392735_496_15311965_614 |  | 42.15227084654062 | -75.9131743210107 | PQ | 2771.281 | False | -1 | AN | 8104202
node_1392895_745_15310383_864 |  | 42.147938423082714 | -75.91256464579648 | PQ | 2771.281 | False | -1 | AN | 8104202
node_1393091_724_15310017_741 |  | 42.14693560982292 | -75.91181903403722 | PQ | 2771.281 | False | -1 | AN | 8104202
node_1393242_128_15307451_358 |  | 42.139906270223634 | -75.91124681461046 | PQ | 7199.557 | False | -1 | AN | 8104202
node_1393251_011_15309962_068 |  | 42.146783121116634 | -75.91121301879939 | PQ | 2771.281 | False | -1 | AN | 8104202
node_1393266_454_15307547_939 |  | 42.14017080620592 | -75.91115426514519 | PQ | 7199.557 | False | -1 | AN | 8104202
node_1393412_004_15308684_186 |  | 42.143282994071754 | -75.91060051300052 | PQ | 2771.281 | False | -1 | AN | 8104202
node_1393608_937_15308353_277 |  | 42.14237663218522 | -75.90985127170129 | PQ | 2771.281 | False | -1 | AN | 8104202
node_1393615_339_15315598_038 |  | 42.16222007931865 | -75.90982691497692 | PQ | 2771.281 | False | -1 | AN | 8104202
node_1393647_958_15309216_845 |  | 42.1447419505103 | -75.90970281438464 | PQ | 2771.281 | False | -1 | AN | 8104202
node_1393663_504_15308828_826 |  | 42.143679163965196 | -75.90964366886186 | PQ | 2771.281 | False | -1 | AN | 8104202
node_1393723_197_15309735_723 |  | 42.1461631607009 | -75.90941656390294 | PQ | 2771.281 | False | -1 | ABCN | 8104202
node_1393830_624_15315447_949 |  | 42.16180898457904 | -75.90900785258968 | PQ | 2771.281 | False | -1 | AN | 8104202
node_1393981_472_15307380_685 |  | 42.139712696420546 | -75.90843394394304 | PQ | 2771.281 | False | -1 | AN | 8104202
node_1393998_443_15308450_332 |  | 42.142642466456564 | -75.90836937693757 | PQ | 2771.281 | False | -1 | AN | 8104202
node_1394003_878_15307921_467 |  | 42.141193901808506 | -75.90834869921234 | PQ | 2771.281 | False | -1 | AN | 8104202
node_1394061_345_15308838_628 |  | 42.143706011706456 | -75.90813006318007 | PQ | 2771.281 | False | -1 | AN | 8104202
node_1394064_336_15315408_976 |  | 42.16170223728053 | -75.90811868377324 | PQ | 2771.281 | False | -1 | AN | 8104202
node_1394079_192_15309247_494 |  | 42.14482589831909 | -75.90806216338945 | PQ | 2771.281 | False | -1 | ABCN | 8104202
node_1394213_457_15307533_106 |  | 42.1401301785232 | -75.90755134558317 | PQ | 2771.281 | False | -1 | AN | 8104202
node_1394251_862_15309676_075 |  | 42.14599978444396 | -75.90740523186888 | PQ | 2771.281 | False | -1 | ABCN | 8104202
node_1394282_126_15315369_428 |  | 42.1615939150533 | -75.9072900909901 | PQ | 2771.281 | False | -1 | AN | 8104202
node_1394370_358_15308039_738 |  | 42.14151784684078 | -75.90695440799986 | PQ | 2771.281 | False | -1 | AN | 8104202
node_1394462_133_15308465_474 |  | 42.14268394049228 | -75.90660524549162 | PQ | 2771.281 | False | -1 | AN | 8104202
node_1394581_344_15307697_748 |  | 42.140581134023726 | -75.9061517013699 | PQ | 2771.281 | False | -1 | AN | 8104202
node_1394644_966_15309275_442 |  | 42.144902448071456 | -75.90590964833693 | PQ | 2771.281 | False | -1 | ABCN | 8104202
node_1394668_379_15309703_821 |  | 42.14607578091702 | -75.90582057242511 | PQ | 2771.281 | False | -1 | ABCN | 8104202
node_1394673_327_15308060_24 |  | 42.14157400195109 | -75.90580174751538 | PQ | 2771.281 | False | -1 | AN | 8104202
node_1394705_328_15308879_897 |  | 42.143819047763785 | -75.90567999813454 | PQ | 2771.281 | False | -1 | AN | 8104202
node_1394832_302_15315554_707 |  | 42.162101395430014 | -75.90519691929693 | PQ | 2771.281 | False | -1 | AN | 8104202
node_1394860_902_15310104_919 |  | 42.147174390927525 | -75.90508810918811 | PQ | 2771.281 | False | -1 | AN | 8104202
node_1394936_242_15307693_112 |  | 42.140568435989806 | -75.90480147444693 | PQ | 2771.281 | False | -1 | AN | 8104202
node_1395035_066_15308378_694 |  | 42.14244624951225 | -75.90442549367094 | PQ | 2771.281 | False | -1 | AN | 8104202
node_1395128_692_15306826_056 |  | 42.138193564010216 | -75.90406928894201 | PQ | 2771.281 | False | -1 | ABCD | 8104202
node_1395131_212_15309305_495 |  | 42.144984763432404 | -75.90405970147789 | PQ | 2771.281 | False | -1 | ABCN | 8104202
node_1395194_979_15308026_882 |  | 42.14148263417381 | -75.90381709678527 | PQ | 2771.281 | False | -1 | AN | 8104202
node_1395258_732_15308911_171 |  | 42.14390470745161 | -75.90357454535636 | PQ | 2771.281 | False | -1 | AN | 8104202
node_1395279_187_15307181_932 |  | 42.13916831067088 | -75.90349672330127 | PQ | 2771.281 | False | -1 | ABCN | 8104202
node_1395304_913_15315322_345 |  | 42.16146495441245 | -75.90339884746703 | PQ | 2771.281 | False | -1 | AN | 8104202
node_1395336_726_15309733_347 |  | 42.14615665282157 | -75.90327781334145 | PQ | 2771.281 | False | -1 | ABCN | 8104202
node_1395447_542_15307698_466 |  | 42.14058310063036 | -75.90285620841075 | PQ | 2771.281 | False | -1 | ABCN | 8104202
node_1395447_777_15307671_843 |  | 42.14051018006155 | -75.90285531434168 | PQ | 2771.281 | False | -1 | ABCN | 8104202
node_1395496_162_15309319_606 |  | 42.14502341355247 | -75.90267123122578 | PQ | 2771.281 | False | -1 | ABCN | 8104202
node_1395532_817_15308462_91 |  | 42.14267691767974 | -75.90253177547268 | PQ | 2771.281 | False | -1 | ABCN | 8104202
node_1395568_992_15308381_574 |  | 42.142454137850834 | -75.90239414590323 | PQ | 2771.281 | False | -1 | ABCN | 8104202
node_1395577_395_15307769_016 |  | 42.14077633753566 | -75.90236217627582 | PQ | 2771.281 | False | -1 | ABCN | 8104202
node_1395579_004_15307821_784 |  | 42.1409208694282 | -75.90235605475605 | PQ | 2771.281 | False | -1 | ABCN | 8104202
node_1395580_784_15307795_28 |  | 42.14084827480115 | -75.90234928265838 | PQ | 2771.281 | False | -1 | ABCN | 8104202
node_1395583_611_15308175_632 |  | 42.141890061383776 | -75.90233852719761 | PQ | 2771.281 | False | -1 | ABCN | 8104202
node_1395595_804_15315248_044 |  | 42.16126144349394 | -75.9022921383285 | PQ | 2771.281 | False | -1 | AN | 8104202
node_1395595_922_15308600_287 |  | 42.14305319416931 | -75.90229168939169 | PQ | 2771.281 | False | -1 | ABCN | 8104202
node_1395610_937_15308617_794 |  | 42.14310114595529 | -75.90223456408457 | PQ | 2771.281 | False | -1 | ABCN | 8104202
node_1395616_835_15308932_319 |  | 42.14396263196009 | -75.90221212485304 | PQ | 2771.281 | False | -1 | ABCD | 8104202
node_1395622_093_15308639_897 |  | 42.14316168621493 | -75.90219212053303 | PQ | 2771.281 | False | -1 | ABCN | 8104202
node_1395669_852_15308814_134 |  | 42.14363892248238 | -75.90201041906496 | PQ | 2771.281 | False | -1 | ABCN | 8104202
node_1395670_925_15308840_732 |  | 42.14371177457603 | -75.90200633678361 | PQ | 2771.281 | False | -1 | ABCN | 8104202
node_1395676_716_15309056_702 |  | 42.1443033177998 | -75.90198430463884 | PQ | 2771.281 | False | -1 | ABCN | 8104202
node_1395687_381_15309508_022 |  | 42.14553948619242 | -75.901943729121 | PQ | 2771.281 | False | -1 | ABCN | 8104202
node_1395706_853_15309524_092 |  | 42.145583502026135 | -75.90186964693783 | PQ | 2771.281 | False | -1 | ABCN | 8104202
node_1395739_898_15308212_888 |  | 42.141992105808214 | -75.90174392560756 | PQ | 2771.281 | False | -1 | ABCN | 8104202
node_1395806_164_15309457_489 |  | 42.14540107597931 | -75.90149181334635 | PQ | 2771.281 | False | -1 | ABCN | 8104202
node_1395836_184_15316033_919 |  | 42.163413960190624 | -75.9013776007776 | PQ | 2771.281 | False | -1 | AN | 8104202
node_1395839_77_15308677_982 |  | 42.14326600127572 | -75.90136395766396 | PQ | 2771.281 | False | -1 | AN | 8104202
node_1395854_338_15309926_781 |  | 42.1466864697959 | -75.90130853299036 | PQ | 2771.281 | False | -1 | ABCN | 8104202
node_1395870_693_15309911_883 |  | 42.14664566407776 | -75.90124630958722 | PQ | 2771.281 | False | -1 | ABCN | 8104202
node_1395883_593_15309891_78 |  | 42.14659060183102 | -75.90119723090177 | PQ | 2771.281 | False | -1 | ABCN | 8104202
node_1395976_181_15315228_252 |  | 42.161207233078215 | -75.90084497529497 | PQ | 2771.281 | False | -1 | AN | 8104202
node_1395989_568_15309741_233 |  | 42.146178252626456 | -75.90079404379404 | PQ | 2771.281 | False | -1 | ABCN | 8104202
node_1396111_482_15309599_013 |  | 42.14578871112864 | -75.90033021597567 | PQ | 2771.281 | False | -1 | ABCN | 8104202
node_1396112_878_15308579_716 |  | 42.142996850067554 | -75.9003249048249 | PQ | 2771.281 | False | -1 | AN | 8104202
node_1396119_341_15309571_238 |  | 42.14571263522439 | -75.90030031602303 | PQ | 2771.281 | False | -1 | ABCN | 8104202
node_1396124_482_15309552_79 |  | 42.145662106033335 | -75.9002807568353 | PQ | 2771.281 | False | -1 | ABCN | 8104202
node_1396127_72_15309388_531 |  | 42.14521219957228 | -75.9002684377048 | PQ | 2771.281 | False | -1 | AN | 8104202
node_1396148_104_15308993_203 |  | 42.14412939362901 | -75.9001908857727 | PQ | 2771.281 | False | -1 | AN | 8104202
node_1396244_528_15315203_618 |  | 42.16113976039324 | -75.89982403591495 | PQ | 2771.281 | False | -1 | AN | 8104202
node_1396430_041_15315118_61 |  | 42.16090692293263 | -75.89911824256824 | PQ | 2771.281 | False | -1 | AN | 8104202
node_1396613_45_15315630_631 |  | 42.16230935175599 | -75.89842045399318 | PQ | 2771.281 | False | -1 | AN | 8104202
node_1396643_556_15315083_977 |  | 42.160812062922126 | -75.89830591423318 | PQ | 2771.281 | False | -1 | AN | 8104202
node_1396783_88_15315393_792 |  | 42.161660648206535 | -75.89777204466294 | PQ | 2771.281 | False | -1 | AN | 8104202
node_1396928_83_15314888_491 |  | 42.160276625506555 | -75.89722057524784 | PQ | 2771.281 | False | -1 | AN | 8104202
node_1397057_314_15316013_318 |  | 42.16335753391868 | -75.89673175154084 | PQ | 2771.281 | False | -1 | AN | 8104202
node_1397136_69_15315664_245 |  | 42.162401420718915 | -75.89642976163884 | PQ | 2771.281 | False | -1 | AN | 8104202
node_1397195_574_15315259_015 |  | 42.161291493133746 | -75.89620573456027 | PQ | 2771.281 | False | -1 | AN | 8104202
node_1397204_685_15314953_11 |  | 42.160453617364574 | -75.89617107131197 | PQ | 2771.281 | False | -1 | AN | 8104202
node_1397506_936_15315407_767 |  | 42.161698925821725 | -75.89502114249386 | PQ | 2771.281 | False | -1 | ABCD | 8104202
node_8104202_200820897 |  | 42.15707880808197 | -75.92233304287852 | PQ | 2771.281 | False | -1 | AN | 8104202
node_8104202_200820903 |  | 42.14021602172446 | -75.9112871352235 | PQ | 7199.557 | False | -1 | AN | 8104202
node_8104202_200821475 |  | 42.14052099639803 | -75.9031398908217 | PQ | 2771.281 | False | -1 | ABCN | 8104202
node_8104202_200821476 |  | 42.14085149861175 | -75.90305560103288 | PQ | 2771.281 | False | -1 | ABCN | 8104202
node_8104202_200821479 |  | 42.14152931779981 | -75.90290635617454 | PQ | 2771.281 | False | -1 | ABCD | 8104202
node_8104202_200821490 |  | 42.143714305417994 | -75.90229404821223 | PQ | 2771.281 | False | -1 | ABCN | 8104202
node_8104202_200821494 |  | 42.1449497479739 | -75.90213925632108 | PQ | 2771.281 | False | -1 | ABCD | 8104202
node_8104202_200821495 |  | 42.14526192075643 | -75.9019416670553 | PQ | 2771.281 | False | -1 | ABCD | 8104202
node_8104202_200821496 |  | 42.145458019923474 | -75.90181500980592 | PQ | 2771.281 | False | -1 | ABCN | 8104202
node_8104202_200821497 |  | 42.145884244934734 | -75.90155753313026 | PQ | 2771.281 | False | -1 | ABCD | 8104202
node_8104202_200821498 |  | 42.14624619642055 | -75.90121904999178 | PQ | 2771.281 | False | -1 | ABCD | 8104202
node_8104202_200821509 |  | 42.143313013582485 | -75.90174512404057 | PQ | 2771.281 | False | -1 | AD | 8104202
node_8104202_200821510 |  | 42.14336362768274 | -75.90142436629709 | PQ | 2771.281 | False | -1 | AN | 8104202
node_8104202_200821511 |  | 42.143367117176965 | -75.90105676313858 | PQ | 2771.281 | False | -1 | AD | 8104202
node_8104202_200821513 |  | 42.14338317323279 | -75.90046985054258 | PQ | 2771.281 | False | -1 | AD | 8104202
node_8104202_200821514 |  | 42.143081074516 | -75.90038077843532 | PQ | 2771.281 | False | -1 | AN | 8104202
node_8104202_200821515 |  | 42.14379401050579 | -75.90043970329424 | PQ | 2771.281 | False | -1 | AD | 8104202
node_8104202_200821516 |  | 42.14411537265498 | -75.90029539674084 | PQ | 2771.281 | False | -1 | AN | 8104202
node_8104202_200821517 |  | 42.14434832241484 | -75.90035954144136 | PQ | 2771.281 | False | -1 | AD | 8104202
node_8104202_200821518 |  | 42.144775637550666 | -75.9005401129583 | PQ | 2771.281 | False | -1 | AD | 8104202
node_8104202_200821520 |  | 42.14510464152786 | -75.9003242085924 | PQ | 2771.281 | False | -1 | AN | 8104202
node_8104202_200821521 |  | 42.14495328403123 | -75.90234992943175 | PQ | 2771.281 | False | -1 | ABCD | 8104202
node_8104202_200821522 |  | 42.144975541197674 | -75.90265812074902 | PQ | 2771.281 | False | -1 | ABCN | 8104202
node_8104202_200821536 |  | 42.144747874981256 | -75.90759687462415 | PQ | 2771.281 | False | -1 | ABCD | 8104202
node_8104202_200821541 |  | 42.146326410963546 | -75.90156641294823 | PQ | 2771.281 | False | -1 | ABCD | 8104202
node_8104202_200821542 |  | 42.14611270546302 | -75.90642486039759 | PQ | 2771.281 | False | -1 | ABCD | 8104202
node_8104202_200821544 |  | 42.146090029228596 | -75.90696619449348 | PQ | 2771.281 | False | -1 | ABCD | 8104202
node_8104202_200821545 |  | 42.146132267447115 | -75.90741378069106 | PQ | 2771.281 | False | -1 | ABCN | 8104202
node_8104202_200821546 |  | 42.146054386537614 | -75.90809593256867 | PQ | 2771.281 | False | -1 | ABCD | 8104202
node_8104202_200821547 |  | 42.14603529018462 | -75.90868050917142 | PQ | 2771.281 | False | -1 | ABCD | 8104202
node_8104202_200821548 |  | 42.14603696371756 | -75.90908655349565 | PQ | 2771.281 | False | -1 | ABCD | 8104202
node_8104202_200821549 |  | 42.14604866749214 | -75.90945637470638 | PQ | 2771.281 | False | -1 | ABCN | 8104202
node_8104202_200821550 |  | 42.14610783550955 | -75.91009044469045 | PQ | 2771.281 | False | -1 | ABCD | 8104202
node_8104202_200821552 |  | 42.146365677360066 | -75.91077831861014 | PQ | 2771.281 | False | -1 | AD | 8104202
node_8104202_200821554 |  | 42.146763405748175 | -75.91132949127041 | PQ | 2771.281 | False | -1 | AN | 8104202
node_8104202_200821555 |  | 42.14632612884588 | -75.90208027439391 | PQ | 2771.281 | False | -1 | ABCD | 8104202
node_8104202_200821556 |  | 42.146996421244204 | -75.91176044397864 | PQ | 2771.281 | False | -1 | AN | 8104202
node_8104202_200821558 |  | 42.14726866752966 | -75.91195025294117 | PQ | 2771.281 | False | -1 | AD | 8104202
node_8104202_200821559 |  | 42.14762078050429 | -75.91222224397225 | PQ | 2771.281 | False | -1 | AD | 8104202
node_8104202_200821560 |  | 42.14800169687079 | -75.91247035384764 | PQ | 2771.281 | False | -1 | AN | 8104202
node_8104202_200821562 |  | 42.1483863903272 | -75.91272557823014 | PQ | 2771.281 | False | -1 | AD | 8104202
node_8104202_200821563 |  | 42.148681060858486 | -75.91298652465471 | PQ | 2771.281 | False | -1 | AD | 8104202
node_8104202_200821564 |  | 42.149119375844236 | -75.91329938034939 | PQ | 2771.281 | False | -1 | AD | 8104202
node_8104202_200821565 |  | 42.149628450322695 | -75.91361344589073 | PQ | 2771.281 | False | -1 | AN | 8104202
node_8104202_200821567 |  | 42.15051555151585 | -75.91430039530495 | PQ | 2771.281 | False | -1 | AD | 8104202
node_8104202_200821568 |  | 42.15075639783133 | -75.9142901876993 | PQ | 2771.281 | False | -1 | AN | 8104202
node_8104202_200821569 |  | 42.15049505279155 | -75.91365189086099 | PQ | 2771.281 | False | -1 | AN | 8104202
node_8104202_200821570 |  | 42.14629023416631 | -75.90264423414423 | PQ | 2771.281 | False | -1 | ABCD | 8104202
node_8104202_200821571 |  | 42.15074074440945 | -75.91497232055416 | PQ | 2771.281 | False | -1 | AN | 8104202
node_8104202_200821572 |  | 42.15089819345642 | -75.91562499097955 | PQ | 2771.281 | False | -1 | AD | 8104202
node_8104202_200821573 |  | 42.15131342135677 | -75.91621671633037 | PQ | 2771.281 | False | -1 | AD | 8104202
node_8104202_200821575 |  | 42.151608850592844 | -75.91630909839547 | PQ | 2771.281 | False | -1 | AD | 8104202
node_8104202_200821576 |  | 42.15141313488671 | -75.91688587567225 | PQ | 2771.281 | False | -1 | AN | 8104202
node_8104202_200821577 |  | 42.15202216666669 | -75.91716095980189 | PQ | 2771.281 | False | -1 | AN | 8104202
node_8104202_200821578 |  | 42.15195182350295 | -75.91810832680834 | PQ | 2771.281 | False | -1 | AN | 8104202
node_8104202_200821580 |  | 42.15158972137177 | -75.91911002277823 | PQ | 2771.281 | False | -1 | AD | 8104202
node_8104202_200821581 |  | 42.15108430894494 | -75.91917763722765 | PQ | 2771.281 | False | -1 | AD | 8104202
node_8104202_200821582 |  | 42.151309814085266 | -75.91939759724308 | PQ | 2771.281 | False | -1 | AN | 8104202
node_8104202_200821583 |  | 42.150542432125185 | -75.91921495605133 | PQ | 2771.281 | False | -1 | AD | 8104202
node_8104202_200821584 |  | 42.14993840451 | -75.91926429725068 | PQ | 2771.281 | False | -1 | AN | 8104202
node_8104202_200821586 |  | 42.14926800255142 | -75.9181606736016 | PQ | 2771.281 | False | -1 | AN | 8104202
node_8104202_200821587 |  | 42.14627956573617 | -75.90329620453257 | PQ | 2771.281 | False | -1 | ABCN | 8104202
node_8104202_200821590 |  | 42.148835464130286 | -75.91991444145536 | PQ | 2771.281 | False | -1 | AN | 8104202
node_8104202_200821591 |  | 42.14844946690682 | -75.9205374173738 | PQ | 2771.281 | False | -1 | AD | 8104202
node_8104202_200821593 |  | 42.14822532853071 | -75.92139593293686 | PQ | 2771.281 | False | -1 | AD | 8104202
node_8104202_200821594 |  | 42.14826693951675 | -75.92242345799166 | PQ | 2771.281 | False | -1 | AN | 8104202
node_8104202_200821595 |  | 42.14822939321629 | -75.92342669860854 | PQ | 2771.281 | False | -1 | AN | 8104202
node_8104202_200821596 |  | 42.14624490634851 | -75.90378457549821 | PQ | 2771.281 | False | -1 | ABCD | 8104202
node_8104202_200821597 |  | 42.1462350568813 | -75.90419032687214 | PQ | 2771.281 | False | -1 | ABCD | 8104202
node_8104202_200821600 |  | 42.14620773255292 | -75.90486417722327 | PQ | 2771.281 | False | -1 | ABCD | 8104202
node_8104202_200821601 |  | 42.146166956963846 | -75.90534610328247 | PQ | 2771.281 | False | -1 | ABCD | 8104202
node_8104202_200821602 |  | 42.146318626707206 | -75.90522565505748 | PQ | 2771.281 | False | -1 | AD | 8104202
node_8104202_200821603 |  | 42.146712728650776 | -75.90522280925462 | PQ | 2771.281 | False | -1 | AD | 8104202
node_8104202_200821604 |  | 42.14711711008556 | -75.90525165154256 | PQ | 2771.281 | False | -1 | AN | 8104202
node_8104202_200821606 |  | 42.14614001061835 | -75.90582255079073 | PQ | 2771.281 | False | -1 | ABCN | 8104202
node_8104202_200821647 |  | 42.160638850893015 | -75.89779581168217 | PQ | 2771.281 | False | -1 | AD | 8104202
node_8104202_200821648 |  | 42.16097145666369 | -75.89775332247605 | PQ | 2771.281 | False | -1 | AD | 8104202
node_8104202_200821649 |  | 42.16145297399822 | -75.8977098897417 | PQ | 2771.281 | False | -1 | AD | 8104202
node_8104202_200821650 |  | 42.161647868002426 | -75.89768138605865 | PQ | 2771.281 | False | -1 | AN | 8104202
node_8104202_200821651 |  | 42.16202177525141 | -75.89766076540167 | PQ | 2771.281 | False | -1 | AD | 8104202
node_8104202_200821652 |  | 42.16206764265348 | -75.89765534772353 | PQ | 2771.281 | False | -1 | AD | 8104202
node_8104202_200821655 |  | 42.16220213060936 | -75.89846638251183 | PQ | 2771.281 | False | -1 | AN | 8104202
node_8104202_200821660 |  | 42.16125561488821 | -75.89625525837798 | PQ | 2771.281 | False | -1 | AN | 8104202
node_8104202_200821661 |  | 42.16168403932165 | -75.89623508285325 | PQ | 2771.281 | False | -1 | AD | 8104202
node_8104202_200821673 |  | 42.140642830144095 | -75.91326131583405 | PQ | 2771.281 | False | -1 | ABCD | 8104202
node_8104202_200821674 |  | 42.141285888601246 | -75.912921630458 | PQ | 2771.281 | False | -1 | ABCD | 8104202
node_8104202_200821675 |  | 42.14172246431789 | -75.91271141769779 | PQ | 2771.281 | False | -1 | ABCD | 8104202
node_8104202_200821676 |  | 42.14226102420083 | -75.91244329969786 | PQ | 2771.281 | False | -1 | ABCD | 8104202
node_8104202_200821677 |  | 42.14280471424285 | -75.91215785578059 | PQ | 2771.281 | False | -1 | ABCD | 8104202
node_8104202_200821678 |  | 42.14339017413329 | -75.91185779098053 | PQ | 2771.281 | False | -1 | ABCD | 8104202
node_8104202_200821679 |  | 42.1439620814198 | -75.91156058339696 | PQ | 2771.281 | False | -1 | ABCD | 8104202
node_8104202_200821680 |  | 42.144556319825924 | -75.91132597206234 | PQ | 2771.281 | False | -1 | ABCD | 8104202
node_8104202_200821681 |  | 42.14510057684228 | -75.91097742969562 | PQ | 2771.281 | False | -1 | ABCD | 8104202
node_8104202_200821682 |  | 42.14559118220023 | -75.91077299604574 | PQ | 2771.281 | False | -1 | ABCD | 8104202
node_8104202_200821683 |  | 42.14619502904099 | -75.91046541345634 | PQ | 2771.281 | False | -1 | ABCD | 8104202
node_8104202_200821684 |  | 42.14671144131774 | -75.9102322060004 | PQ | 2771.281 | False | -1 | ABCD | 8104202
node_8104202_200821685 |  | 42.147203701035586 | -75.90994065958613 | PQ | 2771.281 | False | -1 | ABCD | 8104202
node_8104202_200821686 |  | 42.14773372343541 | -75.90971791464065 | PQ | 2771.281 | False | -1 | ABCD | 8104202
node_8104202_200821687 |  | 42.14824766512834 | -75.90942402081949 | PQ | 2771.281 | False | -1 | ABCD | 8104202
node_8104202_200821688 |  | 42.148810336485084 | -75.90920484834577 | PQ | 2771.281 | False | -1 | ABCD | 8104202
node_8104202_200821689 |  | 42.14930242912354 | -75.90891582434764 | PQ | 2771.281 | False | -1 | ABCD | 8104202
node_8104202_200821690 |  | 42.14984877326281 | -75.90862174029903 | PQ | 2771.281 | False | -1 | ABCD | 8104202
node_8104202_200821691 |  | 42.150326151958595 | -75.90836293203112 | PQ | 2771.281 | False | -1 | ABCD | 8104202
node_8104202_200821692 |  | 42.150780679123535 | -75.90814625534172 | PQ | 2771.281 | False | -1 | ABCD | 8104202
node_8104202_200821693 |  | 42.15129796514335 | -75.90789707258344 | PQ | 2771.281 | False | -1 | ABCD | 8104202
node_8104202_200821694 |  | 42.151855396780746 | -75.9075830298694 | PQ | 2771.281 | False | -1 | ABCD | 8104202
node_8104202_200821695 |  | 42.152175014182816 | -75.90716293534476 | PQ | 2771.281 | False | -1 | ABCD | 8104202
node_8104202_200821696 |  | 42.15257906145882 | -75.90659853807126 | PQ | 2771.281 | False | -1 | ABCD | 8104202
node_8104202_200821697 |  | 42.15301645066038 | -75.9060022434568 | PQ | 2771.281 | False | -1 | ABCD | 8104202
node_8104202_200821698 |  | 42.153415315736176 | -75.90547801080983 | PQ | 2771.281 | False | -1 | ABCD | 8104202
node_8104202_200821699 |  | 42.153880045700156 | -75.90484179125544 | PQ | 2771.281 | False | -1 | ABCD | 8104202
node_8104202_200821700 |  | 42.15431952202463 | -75.90429217465581 | PQ | 2771.281 | False | -1 | ABCD | 8104202
node_8104202_200821701 |  | 42.15474023889391 | -75.90370139663776 | PQ | 2771.281 | False | -1 | ABCD | 8104202
node_8104202_200821702 |  | 42.15517742540899 | -75.90301164327073 | PQ | 2771.281 | False | -1 | ABCD | 8104202
node_8104202_200821703 |  | 42.155680490507294 | -75.90239326705236 | PQ | 2771.281 | False | -1 | ABCD | 8104202
node_8104202_200821704 |  | 42.15607319007957 | -75.90190193995194 | PQ | 2771.281 | False | -1 | ABCD | 8104202
node_8104202_200821705 |  | 42.15650662689481 | -75.90136663226208 | PQ | 2771.281 | False | -1 | ABCD | 8104202
node_8104202_200821706 |  | 42.156959932462875 | -75.90074553198644 | PQ | 2771.281 | False | -1 | ABCD | 8104202
node_8104202_200821707 |  | 42.157401808157005 | -75.90015498224135 | PQ | 2771.281 | False | -1 | ABCD | 8104202
node_8104202_200821708 |  | 42.15784530534296 | -75.89955398139944 | PQ | 2771.281 | False | -1 | ABCD | 8104202
node_8104202_200821709 |  | 42.158309287558176 | -75.89893777377414 | PQ | 2771.281 | False | -1 | ABCD | 8104202
node_8104202_200821710 |  | 42.15875451853522 | -75.89834380373925 | PQ | 2771.281 | False | -1 | ABCD | 8104202
node_8104202_200821711 |  | 42.15923589891943 | -75.89770190399281 | PQ | 2771.281 | False | -1 | ABCD | 8104202
node_8104202_200821712 |  | 42.16094480613089 | -75.89626015863742 | PQ | 2771.281 | False | -1 | ABCD | 8104202
node_8104202_200821713 |  | 42.16117796405525 | -75.89616904729176 | PQ | 2771.281 | False | -1 | ABCD | 8104202
node_8104202_200821714 |  | 42.1610411506829 | -75.89517264344991 | PQ | 2771.281 | False | -1 | ABCD | 8104202
node_8104202_200821715 |  | 42.161418903496944 | -75.89509724869724 | PQ | 2771.281 | False | -1 | ABCD | 8104202
node_8104202_200821739 |  | 42.14073549621043 | -75.91275187147006 | PQ | 2771.281 | False | -1 | ABCD | 8104202
node_8104202_200821740 |  | 42.14056565315926 | -75.91307820287821 | PQ | 2771.281 | False | -1 | ABCD | 8104202
node_8104202_200821741 |  | 42.159618902408845 | -75.89716375430466 | PQ | 2771.281 | False | -1 | ABCD | 8104202
node_8104202_200821742 |  | 42.159999706476086 | -75.89652156160791 | PQ | 2771.281 | False | -1 | ABCD | 8104202
node_8104202_200821743 |  | 42.160246323878155 | -75.89645428956791 | PQ | 2771.281 | False | -1 | ABCD | 8104202
node_8104202_200821744 |  | 42.16039790871231 | -75.89629655295563 | PQ | 2771.281 | False | -1 | AN | 8104202
node_8104202_200823275 |  | 42.16207811661416 | -75.92459602301878 | PQ | 2771.281 | False | -1 | AN | 8104202
node_8104202_200823277 |  | 42.160367253752085 | -75.89718089760362 | PQ | 2771.281 | False | -1 | AN | 8104202
node_8104202_200823278 |  | 42.16179024429689 | -75.90809513741787 | PQ | 2771.281 | False | -1 | AN | 8104202
node_8104202_200823280 |  | 42.16192079082247 | -75.90899569705479 | PQ | 2771.281 | False | -1 | AN | 8104202
node_8104202_200823281 |  | 42.16214442522139 | -75.90987229564048 | PQ | 2771.281 | False | -1 | AN | 8104202
node_8104202_200823282 |  | 42.16218631284709 | -75.91078465318466 | PQ | 2771.281 | False | -1 | AD | 8104202
node_8104202_200823283 |  | 42.162115186327505 | -75.91149547614549 | PQ | 2771.281 | False | -1 | AD | 8104202
node_8104202_200823284 |  | 42.162169457001376 | -75.91265069709162 | PQ | 2771.281 | False | -1 | AD | 8104202
node_8104202_200823285 |  | 42.16215242585925 | -75.91368073695348 | PQ | 2771.281 | False | -1 | AN | 8104202
node_8104202_200823286 |  | 42.1622785844965 | -75.91453921827559 | PQ | 2771.281 | False | -1 | AN | 8104202
node_8104202_200823287 |  | 42.16190936094855 | -75.91486954446047 | PQ | 2771.281 | False | -1 | AD | 8104202
node_8104202_200823288 |  | 42.16178992657214 | -75.91546995559725 | PQ | 2771.281 | False | -1 | AD | 8104202
node_8104202_200823289 |  | 42.161775952161214 | -75.91575628977903 | PQ | 2771.281 | False | -1 | AN | 8104202
node_8104202_200823290 |  | 42.16197260734656 | -75.91606811444086 | PQ | 2771.281 | False | -1 | AD | 8104202
node_8104202_200823291 |  | 42.1625459717845 | -75.91621875176422 | PQ | 2771.281 | False | -1 | AN | 8104202
node_8104202_200823292 |  | 42.16172886590127 | -75.91639134514136 | PQ | 2771.281 | False | -1 | AN | 8104202
node_8104202_200823294 |  | 42.160532670568834 | -75.89780863301317 | PQ | 2771.281 | False | -1 | AD | 8104202
node_8104202_200823295 |  | 42.16071462550655 | -75.89837043938861 | PQ | 2771.281 | False | -1 | AN | 8104202
node_8104202_200823296 |  | 42.16169987077895 | -75.91728244666882 | PQ | 2771.281 | False | -1 | AN | 8104202
node_8104202_200823298 |  | 42.161657429873955 | -75.91822526723892 | PQ | 2771.281 | False | -1 | AN | 8104202
node_8104202_200823300 |  | 42.16162561357499 | -75.91914461754463 | PQ | 2771.281 | False | -1 | AN | 8104202
node_8104202_200823301 |  | 42.161579121679445 | -75.92012909032002 | PQ | 2771.281 | False | -1 | AN | 8104202
node_8104202_200823302 |  | 42.16153500176349 | -75.92114977479525 | PQ | 2771.281 | False | -1 | AD | 8104202
node_8104202_200823303 |  | 42.161498583933685 | -75.92220877488607 | PQ | 2771.281 | False | -1 | AD | 8104202
node_8104202_200823304 |  | 42.161497313034694 | -75.92266669423944 | PQ | 2771.281 | False | -1 | AD | 8104202
node_8104202_200823305 |  | 42.16217416535347 | -75.92252168764898 | PQ | 2771.281 | False | -1 | AN | 8104202
node_8104202_200823306 |  | 42.161465469345664 | -75.9229578069351 | PQ | 2771.281 | False | -1 | AD | 8104202
node_8104202_200823307 |  | 42.16143313811349 | -75.92358469012562 | PQ | 2771.281 | False | -1 | AD | 8104202
node_8104202_200823308 |  | 42.16140436211168 | -75.92449239470605 | PQ | 2771.281 | False | -1 | AD | 8104202
node_8104202_200823311 |  | 42.161385498574234 | -75.92537552570282 | PQ | 2771.281 | False | -1 | AN | 8104202
node_8104202_200823312 |  | 42.161340129671345 | -75.92635399109493 | PQ | 2771.281 | False | -1 | AD | 8104202
node_8104202_200823313 |  | 42.16148497928863 | -75.9260958296004 | PQ | 2771.281 | False | -1 | AN | 8104202
node_8104202_200823315 |  | 42.161300918054955 | -75.92696456418277 | PQ | 2771.281 | False | -1 | AN | 8104202
node_8104202_200823316 |  | 42.16128367874833 | -75.92768883622523 | PQ | 2771.281 | False | -1 | AN | 8104202
node_8104202_200823318 |  | 42.16096592113165 | -75.89911556797011 | PQ | 2771.281 | False | -1 | AN | 8104202
node_8104202_200823321 |  | 42.16104935126822 | -75.89987927797019 | PQ | 2771.281 | False | -1 | AN | 8104202
node_8104202_200823322 |  | 42.16126873199012 | -75.92894364885731 | PQ | 2771.281 | False | -1 | AD | 8104202
node_8104202_200823323 |  | 42.160545683588495 | -75.9288410249456 | PQ | 2771.281 | False | -1 | AN | 8104202
node_8104202_200823325 |  | 42.16112710892243 | -75.90096083142902 | PQ | 2771.281 | False | -1 | AN | 8104202
node_8104202_200823326 |  | 42.16113752536397 | -75.90151696902606 | PQ | 2771.281 | False | -1 | AD | 8104202
node_8104202_200823327 |  | 42.16115129161041 | -75.90238186481822 | PQ | 2771.281 | False | -1 | AN | 8104202
node_8104202_200823329 |  | 42.161375876444566 | -75.9034349602486 | PQ | 2771.281 | False | -1 | AN | 8104202
node_8104202_200823331 |  | 42.161457216719214 | -75.9044953185635 | PQ | 2771.281 | False | -1 | AD | 8104202
node_8104202_200823332 |  | 42.16152362119168 | -75.9053985261667 | PQ | 2771.281 | False | -1 | AD | 8104202
node_8104202_200823333 |  | 42.161684754202334 | -75.90519340008886 | PQ | 2771.281 | False | -1 | AD | 8104202
node_8104202_200823334 |  | 42.16203503752066 | -75.90521501753774 | PQ | 2771.281 | False | -1 | AN | 8104202
node_8104202_200823335 |  | 42.16160111590127 | -75.9063002347775 | PQ | 2771.281 | False | -1 | AD | 8104202
node_8104202_200823336 |  | 42.16164149433441 | -75.90722478209752 | PQ | 2771.281 | False | -1 | AN | 8104202
node_8104202_200823341 |  | 42.141659174095764 | -75.92615727687549 | PQ | 2771.281 | False | -1 | AD | 8104202
node_8104202_200823343 |  | 42.14222564445447 | -75.92507988559355 | PQ | 2771.281 | False | -1 | AN | 8104202
node_8104202_200823344 |  | 42.1424084977863 | -75.9251252738662 | PQ | 2771.281 | False | -1 | AD | 8104202
node_8104202_200823346 |  | 42.14348258821103 | -75.92400659942025 | PQ | 2771.281 | False | -1 | AN | 8104202
node_8104202_200823347 |  | 42.1435727617815 | -75.9242808883991 | PQ | 2771.281 | False | -1 | AD | 8104202
node_8104202_200823348 |  | 42.14356190709892 | -75.92500866823596 | PQ | 2771.281 | False | -1 | AD | 8104202
node_8104202_200823349 |  | 42.14350647508631 | -75.92650003632734 | PQ | 2771.281 | False | -1 | AN | 8104202
node_8104202_200823350 |  | 42.14345845756417 | -75.9239506839598 | PQ | 2771.281 | False | -1 | AN | 8104202
node_8104202_200823351 |  | 42.144119486642666 | -75.92418816392455 | PQ | 2771.281 | False | -1 | AN | 8104202
node_8104202_200823354 |  | 42.145104668917924 | -75.92424281627466 | PQ | 2771.281 | False | -1 | AN | 8104202
node_8104202_200823355 |  | 42.14555036278705 | -75.92425999001001 | PQ | 2771.281 | False | -1 | AD | 8104202
node_8104202_200823356 |  | 42.1460815437866 | -75.9243188654098 | PQ | 2771.281 | False | -1 | AN | 8104202
node_8104202_200823357 |  | 42.14658043737808 | -75.92433543041727 | PQ | 2771.281 | False | -1 | AD | 8104202
node_8104202_200823358 |  | 42.147110018797854 | -75.92435163779712 | PQ | 2771.281 | False | -1 | AN | 8104202
node_8104202_200823359 |  | 42.14777867053131 | -75.924402797571 | PQ | 2771.281 | False | -1 | AD | 8104202
node_8104202_200823360 |  | 42.148198582132686 | -75.92443228282777 | PQ | 2771.281 | False | -1 | AN | 8104202
node_8104202_200823361 |  | 42.1492870085172 | -75.924483971434 | PQ | 2771.281 | False | -1 | AD | 8104202
node_8104202_200823362 |  | 42.15031206798741 | -75.9245753034435 | PQ | 2771.281 | False | -1 | AD | 8104202
node_8104202_200823363 |  | 42.15027058025666 | -75.92577118360757 | PQ | 2771.281 | False | -1 | AN | 8104202
node_8104202_200823364 |  | 42.150228596765736 | -75.92435161877437 | PQ | 2771.281 | False | -1 | AN | 8104202
node_8104202_200823365 |  | 42.151115174808666 | -75.92442700211339 | PQ | 2771.281 | False | -1 | AN | 8104202
node_8104202_200823366 |  | 42.15189143936667 | -75.9244802886303 | PQ | 2771.281 | False | -1 | AN | 8104202
node_8104202_200823367 |  | 42.15266165072042 | -75.9247319519547 | PQ | 2771.281 | False | -1 | AN | 8104202
node_8104202_200823369 |  | 42.15359558344591 | -75.92481697982609 | PQ | 2771.281 | False | -1 | AN | 8104202
node_8104202_200823372 |  | 42.154397101643426 | -75.92473846153848 | PQ | 2771.281 | False | -1 | AN | 8104202
node_8104202_200823374 |  | 42.15515486147383 | -75.92496698939883 | PQ | 2771.281 | False | -1 | AN | 8104202
node_8104202_200823375 |  | 42.1559216052454 | -75.92500929979114 | PQ | 2771.281 | False | -1 | AD | 8104202
node_8104202_200823376 |  | 42.15660927663967 | -75.92506377713198 | PQ | 2771.281 | False | -1 | AD | 8104202
node_8104202_200823377 |  | 42.15646683734806 | -75.9248367216322 | PQ | 2771.281 | False | -1 | AN | 8104202
node_8104202_200823378 |  | 42.15719745636352 | -75.92509080845447 | PQ | 2771.281 | False | -1 | AD | 8104202
node_8104202_200823379 |  | 42.15721292901098 | -75.9248875580194 | PQ | 2771.281 | False | -1 | AN | 8104202
node_8104202_200823380 |  | 42.15754684950475 | -75.92513465968923 | PQ | 2771.281 | False | -1 | AD | 8104202
node_8104202_200823381 |  | 42.15851322576169 | -75.92508309282857 | PQ | 2771.281 | False | -1 | AN | 8104202
node_8104202_200823382 |  | 42.158932616951844 | -75.92592437378349 | PQ | 2771.281 | False | -1 | AN | 8104202
node_8104202_200823383 |  | 42.138576934526505 | -75.93080014334562 | PQ | 2771.281 | False | -1 | AN | 8104202
node_8104202_200823384 |  | 42.13899918250039 | -75.93029274202459 | PQ | 2771.281 | False | -1 | AD | 8104202
node_8104202_200823385 |  | 42.13942141130123 | -75.92965102870106 | PQ | 2771.281 | False | -1 | AN | 8104202
node_8104202_200823386 |  | 42.13992750574067 | -75.92895295098025 | PQ | 2771.281 | False | -1 | AD | 8104202
node_8104202_200823387 |  | 42.14041242492122 | -75.92822248132705 | PQ | 2771.281 | False | -1 | AN | 8104202
node_8104202_200823388 |  | 42.14088613882637 | -75.9275659911342 | PQ | 2771.281 | False | -1 | AD | 8104202
node_8104202_200823389 |  | 42.14130622298516 | -75.92677681348138 | PQ | 2771.281 | False | -1 | AD | 8104202
node_8104202_200823697 |  | 42.14178063533695 | -75.90350669122033 | PQ | 2771.281 | False | -1 | AD | 8104202
node_8104202_200823702 |  | 42.14156663402373 | -75.90388310571493 | PQ | 2771.281 | False | -1 | AN | 8104202
node_8104202_200823703 |  | 42.14152544758369 | -75.90470132729678 | PQ | 2771.281 | False | -1 | AD | 8104202
node_8104202_200823705 |  | 42.14147297095904 | -75.9057827247691 | PQ | 2771.281 | False | -1 | AN | 8104202
node_8104202_200823709 |  | 42.14139639929463 | -75.90752504473414 | PQ | 2771.281 | False | -1 | AD | 8104202
node_8104202_200823711 |  | 42.141997583821116 | -75.90418602392694 | PQ | 2771.281 | False | -1 | AD | 8104202
node_8104202_200823719 |  | 42.14257649748613 | -75.90716695294877 | PQ | 2771.281 | False | -1 | AD | 8104202
node_8104202_200823720 |  | 42.14257541831759 | -75.90773588524497 | PQ | 2771.281 | False | -1 | AD | 8104202
node_8104202_200823822 |  | 42.1624028121342 | -75.89633531750803 | PQ | 2771.281 | False | -1 | AN | 8104202
node_8104202_200823824 |  | 42.162716373593 | -75.89644049427231 | PQ | 2771.281 | False | -1 | AD | 8104202
node_8104202_200823825 |  | 42.163094923457926 | -75.89654853966671 | PQ | 2771.281 | False | -1 | AD | 8104202
node_8104202_200823826 |  | 42.16337471022815 | -75.89661912927367 | PQ | 2771.281 | False | -1 | AN | 8104202
node_8104202_200823844 |  | 42.14375766115115 | -75.90567631152632 | PQ | 2771.281 | False | -1 | AN | 8104202
node_8104202_200823846 |  | 42.143695888338605 | -75.90695199211109 | PQ | 2771.281 | False | -1 | AD | 8104202
node_8104202_200823847 |  | 42.1436758990695 | -75.9075303711031 | PQ | 2771.281 | False | -1 | AD | 8104202
node_8104202_200823869 |  | 42.140471130046535 | -75.90346014256015 | PQ | 2771.281 | False | -1 | AD | 8104202
node_8104202_200823872 |  | 42.14045586008556 | -75.90426385739568 | PQ | 2771.281 | False | -1 | AD | 8104202
node_8104202_200823873 |  | 42.140490867327046 | -75.9048288367652 | PQ | 2771.281 | False | -1 | AN | 8104202
node_8104202_200823874 |  | 42.14047951140629 | -75.90537569126205 | PQ | 2771.281 | False | -1 | AD | 8104202
node_8104202_200823877 |  | 42.140499114475475 | -75.90586888259162 | PQ | 2771.281 | False | -1 | AD | 8104202
node_8104202_200823878 |  | 42.140493107834324 | -75.90614049316777 | PQ | 2771.281 | False | -1 | AN | 8104202
node_8104202_200823879 |  | 42.14048755860725 | -75.90669863195772 | PQ | 2771.281 | False | -1 | AD | 8104202
node_8104202_200823880 |  | 42.14031554900197 | -75.90705583347857 | PQ | 2771.281 | False | -1 | AD | 8104202
node_8104202_200824086 |  | 42.14816150968034 | -75.92553115459482 | PQ | 2771.281 | False | -1 | AN | 8104202
node_8104202_200824087 |  | 42.148105321701955 | -75.92669913599916 | PQ | 2771.281 | False | -1 | AN | 8104202
node_8104202_200824089 |  | 42.14789839798141 | -75.92773409514321 | PQ | 2771.281 | False | -1 | AD | 8104202
node_8104202_200824090 |  | 42.14811627224975 | -75.92865963164603 | PQ | 2771.281 | False | -1 | AN | 8104202
node_8104202_200824091 |  | 42.147435136124884 | -75.92826880551883 | PQ | 2771.281 | False | -1 | AN | 8104202
node_8104202_200824278 |  | 42.16203776831009 | -75.92879161906892 | PQ | 2771.281 | False | -1 | AN | 8104202
node_8104202_200824280 |  | 42.16243681963832 | -75.92880674215222 | PQ | 2771.281 | False | -1 | AN | 8104202
node_8104202_200824281 |  | 42.16326751921059 | -75.92883242666427 | PQ | 2771.281 | False | -1 | AN | 8104202
node_8104202_200824283 |  | 42.164097194394444 | -75.92893226564593 | PQ | 2771.281 | False | -1 | AN | 8104202
node_8104202_200824286 |  | 42.16491539040225 | -75.92867624611264 | PQ | 2771.281 | False | -1 | AN | 8104202
node_8104202_200824287 |  | 42.16570690027017 | -75.92841139622051 | PQ | 2771.281 | False | -1 | AN | 8104202
node_8104202_200824289 |  | 42.166347896255466 | -75.92835637102458 | PQ | 2771.281 | False | -1 | AD | 8104202
node_8104202_200824617 |  | 42.14168589584273 | -75.92559270839728 | PQ | 2771.281 | False | -1 | AD | 8104202
node_8104202_200824619 |  | 42.14179212820803 | -75.92444217846038 | PQ | 2771.281 | False | -1 | AD | 8104202
node_8104202_200824620 |  | 42.14184260261896 | -75.92372882927886 | PQ | 2771.281 | False | -1 | AD | 8104202
node_8104202_200824621 |  | 42.14188530920758 | -75.92265725895729 | PQ | 2771.281 | False | -1 | AD | 8104202
node_8104202_200824630 |  | 42.14606900187605 | -75.90076847722302 | PQ | 2771.281 | False | -1 | ABCN | 8104202
node_8104202_200824631 |  | 42.14561312438092 | -75.90048729820548 | PQ | 2771.281 | False | -1 | ABCN | 8104202
node_8104202_200824657 |  | 42.166303579131046 | -75.92814143681873 | PQ | 2771.281 | False | -1 | AN | 8104202
node_8104202_200824658 |  | 42.16633067064388 | -75.92730504090507 | PQ | 2771.281 | False | -1 | AD | 8104202
node_8104202_200824659 |  | 42.16610188417382 | -75.92661205367116 | PQ | 2771.281 | False | -1 | AN | 8104202
node_8104202_200824660 |  | 42.16545334770376 | -75.9264449730859 | PQ | 2771.281 | False | -1 | AD | 8104202
node_8104202_200824661 |  | 42.16481397321029 | -75.92637396878308 | PQ | 2771.281 | False | -1 | AN | 8104202
node_8104202_200824662 |  | 42.16417540672372 | -75.92633263996449 | PQ | 2771.281 | False | -1 | AD | 8104202
node_8104202_200824663 |  | 42.16328295351195 | -75.92618223091408 | PQ | 2771.281 | False | -1 | AN | 8104202
node_8104202_200824665 |  | 42.161215737693254 | -75.90112587658042 | PQ | 2771.281 | False | -1 | AD | 8104202
node_8104202_200824666 |  | 42.16184753335587 | -75.90152774350956 | PQ | 2771.281 | False | -1 | AD | 8104202
node_8104202_200824667 |  | 42.16258191302719 | -75.90151713262168 | PQ | 2771.281 | False | -1 | AD | 8104202
node_8104202_200824668 |  | 42.16336842968635 | -75.90124286647014 | PQ | 2771.281 | False | -1 | AN | 8104202
node_8104202_200831521 |  | 42.13987478534445 | -75.91136367895005 | PQ | 7199.557 | False | -1 | AN | 8104202
node_8104202_200831850 |  | 42.139499779753876 | -75.90345528415074 | PQ | 2771.281 | False | -1 | ABCD | 8104202
node_8104202_200831854 |  | 42.140205750450264 | -75.9032377248059 | PQ | 2771.281 | False | -1 | ABCD | 8104202
node_8104202_200832221 |  | 42.13481215098305 | -75.93057498251137 | PQ | 2771.281 | False | -1 | AD | 8104202
node_8104202_200832222 |  | 42.135216904922714 | -75.93060726411184 | PQ | 2771.281 | False | -1 | AN | 8104202
node_8104202_200832223 |  | 42.13571999467208 | -75.93064121210487 | PQ | 2771.281 | False | -1 | AN | 8104202
node_8104202_200832224 |  | 42.13666225123819 | -75.9307191064464 | PQ | 2771.281 | False | -1 | AD | 8104202
node_8104202_200832225 |  | 42.13710801084348 | -75.93057901152905 | PQ | 2771.281 | False | -1 | AN | 8104202
node_8104202_200832226 |  | 42.137839539209075 | -75.93076929606023 | PQ | 2771.281 | False | -1 | AN | 8104202
node_8104202_200832428 |  | 42.13983906322229 | -75.90799541257269 | PQ | 2771.281 | False | -1 | AD | 8104202
node_8104202_200832429 |  | 42.139812741370264 | -75.90844736258828 | PQ | 2771.281 | False | -1 | AN | 8104202
node_8104202_200832434 |  | 42.1400756805118 | -75.90747485512031 | PQ | 2771.281 | False | -1 | AN | 8104202
node_8104202_200916325 |  | 42.14081763079695 | -75.91259297066571 | PQ | 2771.281 | False | -1 | ABCD | 8104202
node_8104202_200949138 |  | 42.14118897159689 | -75.90297628378993 | PQ | 2771.281 | False | -1 | ABCD | 8104202
node_8104202_200949139 |  | 42.141837636800254 | -75.90284659431478 | PQ | 2771.281 | False | -1 | ABCN | 8104202
node_8104202_200949140 |  | 42.142065278365614 | -75.90278865483411 | PQ | 2771.281 | False | -1 | ABCN | 8104202
node_8104202_200949141 |  | 42.14231463203514 | -75.90274803366167 | PQ | 2771.281 | False | -1 | ABCN | 8104202
node_8104202_200949142 |  | 42.142694567837324 | -75.90262342706434 | PQ | 2771.281 | False | -1 | ABCN | 8104202
node_8104202_200949143 |  | 42.14282602097405 | -75.90257973942519 | PQ | 2771.281 | False | -1 | ABCD | 8104202
node_8104202_200949144 |  | 42.143282372317294 | -75.902475726853 | PQ | 2771.281 | False | -1 | ABCN | 8104202
node_8104202_200949146 |  | 42.143938175371474 | -75.90222024376115 | PQ | 2771.281 | False | -1 | ABCD | 8104202
node_8104202_200949148 |  | 42.144318872617454 | -75.9020877883787 | PQ | 2771.281 | False | -1 | ABCN | 8104202
node_8104202_200949149 |  | 42.14448714073992 | -75.90204779876143 | PQ | 2771.281 | False | -1 | ABCD | 8104202
node_8104202_200949161 |  | 42.1388552641453 | -75.90376933827844 | PQ | 2771.281 | False | -1 | ABCD | 8104202
node_8104202_200949162 |  | 42.13922419188055 | -75.90361541762906 | PQ | 2771.281 | False | -1 | ABCN | 8104202
node_8104202_200949164 |  | 42.13989112351795 | -75.90330624473806 | PQ | 2771.281 | False | -1 | ABCD | 8104202
node_8104202_200950376 |  | 42.14995343617742 | -75.9139073321028 | PQ | 2771.281 | False | -1 | AD | 8104202
node_8104202_200970121 |  | 42.149230231652425 | -75.92843766663314 | PQ | 2771.281 | False | -1 | AN | 8104202
node_8104202_200970122 |  | 42.14804901594629 | -75.92832060065244 | PQ | 2771.281 | False | -1 | AN | 8104202
node_8104202_200978900 |  | 42.14237372883838 | -75.90248351096078 | PQ | 2771.281 | False | -1 | ABCN | 8104202
node_8104202_201010224 |  | 42.14645263807596 | -75.90149871860326 | PQ | 2771.281 | False | -1 | ABCN | 8104202
node_8104202_201027229 |  | 42.14081296900797 | -75.90260917141826 | PQ | 2771.281 | False | -1 | ABCN | 8104202
node_8104202_201027234 |  | 42.15447784755367 | -75.91741307586764 | PQ | 2771.281 | False | -1 | AN | 8104202
node_8104202_201027235 |  | 42.15221478181752 | -75.91318081157173 | PQ | 2771.281 | False | -1 | AN | 8104202
node_8104202_201027236 |  | 42.156564628095474 | -75.92398424008427 | PQ | 2771.281 | False | -1 | AN | 8104202
node_8104202_201027237 |  | 42.142916068550214 | -75.92307731924097 | PQ | 2771.281 | False | -1 | AN | 8104202
node_8104202_201027238 |  | 42.14187264404174 | -75.90244719273356 | PQ | 2771.281 | False | -1 | ABCN | 8104202
node_8104202_201027239 |  | 42.15485975817952 | -75.9240433513661 | PQ | 2771.281 | False | -1 | AN | 8104202
node_8104202_201027240 |  | 42.153405904509995 | -75.91988360177908 | PQ | 2771.281 | False | -1 | AN | 8104202
node_8104202_201027241 |  | 42.16311257087651 | -75.91362379426471 | PQ | 2771.281 | False | -1 | AN | 8104202
node_8104202_201027350 |  | 42.14196056067088 | -75.90186933116024 | PQ | 2771.281 | False | -1 | ABCN | 8104202
node_8104202_201033832 |  | 42.14150328902148 | -75.90523134285861 | PQ | 2771.281 | False | -1 | AD | 8104202
node_8104202_201033833 |  | 42.14145678890892 | -75.9063814162496 | PQ | 2771.281 | False | -1 | AD | 8104202
node_8104202_201034463 |  | 42.14387069446948 | -75.90259017530381 | PQ | 2771.281 | False | -1 | AD | 8104202
node_8104202_201034464 |  | 42.14383141437793 | -75.90311953648317 | PQ | 2771.281 | False | -1 | AD | 8104202
node_8104202_201034465 |  | 42.14383670066038 | -75.90356223003042 | PQ | 2771.281 | False | -1 | AN | 8104202
node_8104202_201034466 |  | 42.143802408299585 | -75.90429034847217 | PQ | 2771.281 | False | -1 | AD | 8104202
node_8104202_201034467 |  | 42.14378575514034 | -75.90501684998048 | PQ | 2771.281 | False | -1 | AD | 8104202
node_8104202_201034468 |  | 42.143728564685595 | -75.9063280079871 | PQ | 2771.281 | False | -1 | AD | 8104202
node_8104202_201034469 |  | 42.1436640145205 | -75.9081727920728 | PQ | 2771.281 | False | -1 | AN | 8104202
node_8104202_201034470 |  | 42.14361438098456 | -75.90873505499415 | PQ | 2771.281 | False | -1 | AD | 8104202
node_8104202_201034471 |  | 42.143442289209084 | -75.90920166013349 | PQ | 2771.281 | False | -1 | AD | 8104202
node_8104202_201034472 |  | 42.14335158153236 | -75.9094830369876 | PQ | 2771.281 | False | -1 | AD | 8104202
node_8104202_201034474 |  | 42.14362317593428 | -75.90976754118118 | PQ | 2771.281 | False | -1 | AN | 8104202
node_8104202_201034476 |  | 42.143451084158805 | -75.91038199490927 | PQ | 2771.281 | False | -1 | AD | 8104202
node_8104202_201034477 |  | 42.14338321979591 | -75.9106594264458 | PQ | 2771.281 | False | -1 | AN | 8104202
node_8104202_201034630 |  | 42.141448552716504 | -75.90696633906634 | PQ | 2771.281 | False | -1 | AN | 8104202
node_8104202_201034758 |  | 42.141367404172314 | -75.90809749623841 | PQ | 2771.281 | False | -1 | AD | 8104202
node_8104202_201034759 |  | 42.141280993996716 | -75.90836360163179 | PQ | 2771.281 | False | -1 | AN | 8104202
node_8104202_201034760 |  | 42.141258084946735 | -75.90896400896402 | PQ | 2771.281 | False | -1 | AD | 8104202
node_8104202_201034763 |  | 42.14179341554106 | -75.9090297896207 | PQ | 2771.281 | False | -1 | AD | 8104202
node_8104202_201034764 |  | 42.141997534519 | -75.90903415724325 | PQ | 2771.281 | False | -1 | AD | 8104202
node_8104202_201034765 |  | 42.14230852131174 | -75.90987472294292 | PQ | 2771.281 | False | -1 | AN | 8104202
node_8104202_201034767 |  | 42.14149870666368 | -75.90888956534866 | PQ | 2771.281 | False | -1 | AD | 8104202
node_8104202_201034768 |  | 42.1421351312472 | -75.90930814946725 | PQ | 2771.281 | False | -1 | AD | 8104202
node_8104202_201034769 |  | 42.144950468332596 | -75.90281274524001 | PQ | 2771.281 | False | -1 | ABCD | 8104202
node_8104202_201034770 |  | 42.14491043775328 | -75.90341109050655 | PQ | 2771.281 | False | -1 | ABCD | 8104202
node_8104202_201034771 |  | 42.144908364325396 | -75.90409419732602 | PQ | 2771.281 | False | -1 | ABCN | 8104202
node_8104202_201034772 |  | 42.14489664959479 | -75.90477156308066 | PQ | 2771.281 | False | -1 | ABCD | 8104202
node_8104202_201034773 |  | 42.144849481164655 | -75.90533170686807 | PQ | 2771.281 | False | -1 | ABCD | 8104202
node_8104202_201034774 |  | 42.144849683851135 | -75.90591430890977 | PQ | 2771.281 | False | -1 | ABCN | 8104202
node_8104202_201034775 |  | 42.14487060164342 | -75.90650563478292 | PQ | 2771.281 | False | -1 | ABCD | 8104202
node_8104202_201034776 |  | 42.144790978725815 | -75.90707060654334 | PQ | 2771.281 | False | -1 | ABCD | 8104202
node_8104202_201035201 |  | 42.14242506877534 | -75.90452708654982 | PQ | 2771.281 | False | -1 | AN | 8104202
node_8104202_201035202 |  | 42.14262851395769 | -75.9048619781938 | PQ | 2771.281 | False | -1 | AD | 8104202
node_8104202_201035203 |  | 42.14266512351795 | -75.90545391659937 | PQ | 2771.281 | False | -1 | AD | 8104202
node_8104202_201035204 |  | 42.14264884834161 | -75.90602830842377 | PQ | 2771.281 | False | -1 | AD | 8104202
node_8104202_201035205 |  | 42.14264416737957 | -75.90658109421291 | PQ | 2771.281 | False | -1 | AN | 8104202
node_8104202_201035206 |  | 42.142541588848886 | -75.90835600394692 | PQ | 2771.281 | False | -1 | AN | 8104202
node_8104202_201035208 |  | 42.144703640027025 | -75.90806797293617 | PQ | 2771.281 | False | -1 | ABCN | 8104202
node_8104202_201035209 |  | 42.1446109766997 | -75.90969449003086 | PQ | 2771.281 | False | -1 | AN | 8104202
node_8104202_201035211 |  | 42.14465395171096 | -75.90870712960259 | PQ | 2771.281 | False | -1 | ABCD | 8104202
node_8104202_201035212 |  | 42.1446296512457 | -75.90935915325461 | PQ | 2771.281 | False | -1 | AD | 8104202
node_8104202_201059058 |  | 42.14946441122619 | -75.91941871629601 | PQ | 2771.281 | False | -1 | AD | 8104202
node_8104202_310020341 |  | 42.150237673833125 | -75.9226605118469 | PQ | 2771.281 | False | -1 | AN | 8104202
node_8104202_310054926 |  | 42.140508180586835 | -75.91278379544289 | PQ | 7199.557 | False | -1 | AN | 8104202
node_8104202_310054927 |  | 42.140719240207126 | -75.91266761972672 | PQ | 2771.281 | False | -1 | ABCD | 8104202
node_8104202_310054929 |  | 42.13992901219422 | -75.9131919855329 | PQ | 7199.557 | False | -1 | AN | 8104202
node_8104202_311893598 |  | 42.145564895955296 | -75.90041855000037 | PQ | 2771.281 | False | -1 | ABCN | 8104202
node_8104202_311893599 |  | 42.145313096353014 | -75.90146553912918 | PQ | 2771.281 | False | -1 | ABCN | 8104202
node_220523286 |  | 42.14052621146632 | -75.91287616609436 | PQ | 7199.557 | False | -1 | AN | 8104202
node_220557260 |  | 42.1405168659763 | -75.91282828584194 | PQ | 7199.557 | False | -1 | AD | 8104202
node_310054932 |  | 42.140537222272265 | -75.91293256092803 | PQ | 2771.281 | False | -1 | AD | 8104202
node_312115895 |  | 42.14622646461806 | -75.91045121868305 | PQ | 2771.281 | False | -1 | ABCD | 8104202
node_312115898 |  | 42.14623670576319 | -75.91044659235115 | PQ | 2771.281 | False | -1 | ABCD | 8104202
node_SOURCE_8104202 |  | 42.140935610760934 | -75.91255068310069 | SWING | 2771.281 | False | -1 | ABCN | 8104202
node_intto1_1395128_692_15306826_056 |  | 42.138193564010216 | -75.90406928894201 | PQ | 2771.281 | False | -1 | ABCD | 8104202
node_intto1_1397506_936_15315407_767 |  | 42.161698925821725 | -75.89502114249386 | PQ | 2771.281 | False | -1 | ABCD | 8104202
node_intto1_8104202_200820897 |  | 42.15707880808197 | -75.92233304287852 | PQ | 2771.281 | False | -1 | AN | 8104202
node_intto1_8104202_200821494 |  | 42.1449497479739 | -75.90213925632108 | PQ | 2771.281 | False | -1 | ABCD | 8104202
node_intto1_8104202_200821510 |  | 42.14336362768274 | -75.90142436629709 | PQ | 2771.281 | False | -1 | AD | 8104202
node_intto1_8104202_200821522 |  | 42.144975541197674 | -75.90265812074902 | PQ | 2771.281 | False | -1 | ABCD | 8104202
node_intto1_8104202_200821549 |  | 42.14604866749214 | -75.90945637470638 | PQ | 2771.281 | False | -1 | ABCD | 8104202
node_intto1_8104202_200821552 |  | 42.146365677360066 | -75.91077831861014 | PQ | 2771.281 | False | -1 | AD | 8104202
node_intto1_8104202_200821594 |  | 42.14826693951675 | -75.92242345799166 | PQ | 2771.281 | False | -1 | AD | 8104202
node_intto1_8104202_200821660 |  | 42.16125561488821 | -75.89625525837798 | PQ | 2771.281 | False | -1 | AD | 8104202
node_intto1_8104202_200821676 |  | 42.14226102420083 | -75.91244329969786 | PQ | 2771.281 | False | -1 | ABCD | 8104202
node_intto1_8104202_200821713 |  | 42.16117796405525 | -75.89616904729176 | PQ | 2771.281 | False | -1 | ABCD | 8104202
node_intto1_8104202_200823277 |  | 42.160367253752085 | -75.89718089760362 | PQ | 2771.281 | False | -1 | AD | 8104202
node_intto1_8104202_200823298 |  | 42.161657429873955 | -75.91822526723892 | PQ | 2771.281 | False | -1 | AD | 8104202
node_intto1_8104202_200823389 |  | 42.14130622298516 | -75.92677681348138 | PQ | 2771.281 | False | -1 | AD | 8104202
node_intto1_8104202_200823872 |  | 42.14045586008556 | -75.90426385739568 | PQ | 2771.281 | False | -1 | AD | 8104202
node_intto1_8104202_200970121 |  | 42.149230231652425 | -75.92843766663314 | PQ | 2771.281 | False | -1 | AN | 8104202
node_intto1_8104202_200978900 |  | 42.14237372883838 | -75.90248351096078 | PQ | 2771.281 | False | -1 | ABCN | 8104202
node_intto1_8104202_201027234 |  | 42.15447784755367 | -75.91741307586764 | PQ | 2771.281 | False | -1 | AN | 8104202
node_intto1_8104202_201027235 |  | 42.15221478181752 | -75.91318081157173 | PQ | 2771.281 | False | -1 | AN | 8104202
node_intto1_8104202_201027237 |  | 42.142916068550214 | -75.92307731924097 | PQ | 2771.281 | False | -1 | AN | 8104202
node_intto1_8104202_201027238 |  | 42.14187264404174 | -75.90244719273356 | PQ | 2771.281 | False | -1 | ABCN | 8104202
node_intto1_8104202_201027239 |  | 42.15485975817952 | -75.9240433513661 | PQ | 2771.281 | False | -1 | AN | 8104202
node_intto1_8104202_201027240 |  | 42.153405904509995 | -75.91988360177908 | PQ | 2771.281 | False | -1 | AN | 8104202
node_intto1_8104202_201027350 |  | 42.14196056067088 | -75.90186933116024 | PQ | 2771.281 | False | -1 | ABCN | 8104202
node_intto1_8104202_201034464 |  | 42.14383141437793 | -75.90311953648317 | PQ | 2771.281 | False | -1 | AD | 8104202
node_intto1_8104202_311893599 |  | 42.145313096353014 | -75.90146553912918 | PQ | 2771.281 | False | -1 | ABCN | 8104202
node_intto1_220523286 |  | 42.14052621146632 | -75.91287616609436 | PQ | 2771.281 | False | -1 | AD | 8104202
node_intto1_220557260 |  | 42.1405168659763 | -75.91282828584194 | PQ | 7199.557 | False | -1 | AD | 8104202
node_intto1_310054932 |  | 42.140537222272265 | -75.91293256092803 | PQ | 2771.281 | False | -1 | AD | 8104202
node_intto1_312115895 |  | 42.14622646461806 | -75.91045121868305 | PQ | 2771.281 | False | -1 | ABCD | 8104202
node_intto1_312115898 |  | 42.14623670576319 | -75.91044659235115 | PQ | 2771.281 | False | -1 | ABCD | 8104202

## Capacitor
Name | GroupId | NominalVoltage | RemoteSense | RemoteSenseB | ParticipatingPhases | PhasesConnected | SwitchA | SwitchB | SwitchC | Control | ControlLevel | VoltageSetHigh | VoltageSetLow | ReactivePowerSetHigh | ReactivePowerSetLow | CapacitorA | CapacitorB | CapacitorC | TimeDelay | DwellTime | LockoutTime | CurrentSetHigh | CurrentSetLow | Status | ParentNode | Phases | Feeder | Comments
cap_220368942 |  | 0 |  |  |  |  | CLOSED | CLOSED | CLOSED | MANUAL | BANK | 0 | 0 | 0 | 0 | 100000 | 100000 | 100000 | 0 | 0 | 0 | 0 | 0 | OPEN | node_1395616_835_15308932_319 | ABCN | 8104202
cap_220368960 |  | 0 |  |  |  |  | CLOSED | OPEN | OPEN | MANUAL | BANK | 0 | 0 | 0 | 0 | 50000 | 0 | 0 | 0 | 0 | 0 | 0 | 0 | OPEN | node_1390011_355_15315312_167 | AN | 8104202
cap_220368961 |  | 0 |  |  |  |  | CLOSED | OPEN | OPEN | MANUAL | BANK | 0 | 0 | 0 | 0 | 100000 | 0 | 0 | 0 | 0 | 0 | 0 | 0 | OPEN | node_1389783_417_15310340_375 | AN | 8104202

## EVChargingStation
Name | GroupId | ServiceCharge | ServiceDischarge | ChargeEfficiency | DischargeEfficiency | CommitmentStatus | ConstructionTime | CalendarLife | YearOfInstallation | DepthOfDischarge | ReactivePower | ReactivePowerA | ReactivePowerB | ReactivePowerC | ActivePower | ActivePowerA | ActivePowerB | ActivePowerC | Energy | MaxEnergy | PowerCharge | PowerDischarge | RampUpLimit | RampDownLimit | CapitalCost | FixedOperatingCost | VariableOperatingCost | MaxReactivePower | MaxActivePower | OutputSchedule | PlanningStatus | UnitType | UnitSubtype | ParentNode | Phases | Feeder | Comments
evchargingstation_load_220334762 |  | 0 | 0 | 0.92 | 0 | False | 0 | 0 | 0 | 0 | 0 | 0 | 0 | 0 | 0 | 0 | 0 | 0 | 0 | 122.43704332731032 | 0 | 0 | 0 | 0 | 0 | 0 | 0.001 | 8.69299464885381 | 20.406173887885053 | OPTIMIZED | INSTALLED |  |  | node_1390353_886_15313708_384 | AN | 8104202
evchargingstation_load_220334764 |  | 0 | 0 | 0.92 | 0 | False | 0 | 0 | 0 | 0 | 0 | 0 | 0 | 0 | 0 | 0 | 0 | 0 | 0 | 7153.384256398105 | 0 | 0 | 0 | 0 | 0 | 0 | 0.001 | 507.8881636466292 | 1192.2307093996842 | OPTIMIZED | INSTALLED |  |  | node_1393266_454_15307547_939 | AN | 8104202
evchargingstation_load_220334926 |  | 0 | 0 | 0.92 | 0 | False | 0 | 0 | 0 | 0 | 0 | 0 | 0 | 0 | 0 | 0 | 0 | 0 | 0 | 425.128622664272 | 0 | 0 | 0 | 0 | 0 | 0 | 0.001 | 30.183990499622418 | 70.85477044404533 | OPTIMIZED | INSTALLED |  |  | node_1395447_777_15307671_843 | AN | 8104202
evchargingstation_load_220334927 |  | 0 | 0 | 0.92 | 0 | False | 0 | 0 | 0 | 0 | 0 | 0 | 0 | 0 | 0 | 0 | 0 | 0 | 0 | 425.128622664272 | 0 | 0 | 0 | 0 | 0 | 0 | 0.001 | 30.183990499622418 | 70.85477044404533 | OPTIMIZED | INSTALLED |  |  | node_1395447_542_15307698_466 | AN | 8104202
evchargingstation_load_220334931 |  | 0 | 0 | 0.92 | 0 | False | 0 | 0 | 0 | 0 | 0 | 0 | 0 | 0 | 0 | 0 | 0 | 0 | 0 | 431.59057772876895 | 0 | 0 | 0 | 0 | 0 | 0 | 0.001 | 30.642810565632836 | 71.93176295479482 | OPTIMIZED | INSTALLED |  |  | node_1395595_922_15308600_287 | AN | 8104202
evchargingstation_load_220334932 |  | 0 | 0 | 0.92 | 0 | False | 0 | 0 | 0 | 0 | 0 | 0 | 0 | 0 | 0 | 0 | 0 | 0 | 0 | 2763.3360473177677 | 0 | 0 | 0 | 0 | 0 | 0 | 0.001 | 196.1960445297014 | 460.5560078862946 | OPTIMIZED | INSTALLED |  |  | node_1395610_937_15308617_794 | BN | 8104202
evchargingstation_load_220334933 |  | 0 | 0 | 0.92 | 0 | False | 0 | 0 | 0 | 0 | 0 | 0 | 0 | 0 | 0 | 0 | 0 | 0 | 0 | 431.59057772876895 | 0 | 0 | 0 | 0 | 0 | 0 | 0.001 | 30.642810565632836 | 71.93176295479482 | OPTIMIZED | INSTALLED |  |  | node_1395622_093_15308639_897 | CN | 8104202
evchargingstation_load_220334934 |  | 0 | 0 | 0.92 | 0 | False | 0 | 0 | 0 | 0 | 0 | 0 | 0 | 0 | 0 | 0 | 0 | 0 | 0 | 5420.389938969467 | 0 | 0 | 0 | 0 | 0 | 0 | 0.001 | 384.84609143449717 | 903.3983231615779 | OPTIMIZED | INSTALLED |  |  | node_1395669_852_15308814_134 | AN | 8104202
evchargingstation_load_220334935 |  | 0 | 0 | 0.92 | 0 | False | 0 | 0 | 0 | 0 | 0 | 0 | 0 | 0 | 0 | 0 | 0 | 0 | 0 | 5420.389938969467 | 0 | 0 | 0 | 0 | 0 | 0 | 0.001 | 384.84609143449717 | 903.3983231615779 | OPTIMIZED | INSTALLED |  |  | node_1395670_925_15308840_732 | AN | 8104202
evchargingstation_load_220334936 |  | 0 | 0 | 0.92 | 0 | False | 0 | 0 | 0 | 0 | 0 | 0 | 0 | 0 | 0 | 0 | 0 | 0 | 0 | 1275.3858679928157 | 0 | 0 | 0 | 0 | 0 | 0 | 0.001 | 90.55200692625247 | 212.56431133213596 | OPTIMIZED | INSTALLED |  |  | node_1395676_716_15309056_702 | AN | 8104202
evchargingstation_load_220334937 |  | 0 | 0 | 0.92 | 0 | False | 0 | 0 | 0 | 0 | 0 | 0 | 0 | 0 | 0 | 0 | 0 | 0 | 0 | 0 | 0 | 0 | 0 | 0 | 0 | 0 | 0.001 | 0 | 0 | OPTIMIZED | INSTALLED |  |  | node_1395687_381_15309508_022 | AN | 8104202
evchargingstation_load_220334938 |  | 0 | 0 | 0.92 | 0 | False | 0 | 0 | 0 | 0 | 0 | 0 | 0 | 0 | 0 | 0 | 0 | 0 | 0 | 0 | 0 | 0 | 0 | 0 | 0 | 0 | 0.001 | 0 | 0 | OPTIMIZED | INSTALLED |  |  | node_1395706_853_15309524_092 | AN | 8104202
evchargingstation_load_220334947 |  | 0 | 0 | 0.92 | 0 | False | 0 | 0 | 0 | 0 | 0 | 0 | 0 | 0 | 0 | 0 | 0 | 0 | 0 | 26467.82784128131 | 0 | 0 | 0 | 0 | 0 | 0 | 0.001 | 1879.2079189369304 | 4411.3046402135515 | OPTIMIZED | INSTALLED |  |  | node_1395839_77_15308677_982 | AN | 8104202
evchargingstation_load_220334948 |  | 0 | 0 | 0.92 | 0 | False | 0 | 0 | 0 | 0 | 0 | 0 | 0 | 0 | 0 | 0 | 0 | 0 | 0 | 0 | 0 | 0 | 0 | 0 | 0 | 0 | 0.001 | 0 | 0 | OPTIMIZED | INSTALLED |  |  | node_1396112_878_15308579_716 | AN | 8104202
evchargingstation_load_220334949 |  | 0 | 0 | 0.92 | 0 | False | 0 | 0 | 0 | 0 | 0 | 0 | 0 | 0 | 0 | 0 | 0 | 0 | 0 | 206.61251061483617 | 0 | 0 | 0 | 0 | 0 | 0 | 0.001 | 14.669417398882924 | 34.43541843580603 | OPTIMIZED | INSTALLED |  |  | node_1396148_104_15308993_203 | AN | 8104202
evchargingstation_load_220334950 |  | 0 | 0 | 0.92 | 0 | False | 0 | 0 | 0 | 0 | 0 | 0 | 0 | 0 | 0 | 0 | 0 | 0 | 0 | 1155.499596401491 | 0 | 0 | 0 | 0 | 0 | 0 | 0.001 | 82.04011707065366 | 192.58326606691517 | OPTIMIZED | INSTALLED |  |  | node_1396127_72_15309388_531 | AN | 8104202
evchargingstation_load_220334951 |  | 0 | 0 | 0.92 | 0 | False | 0 | 0 | 0 | 0 | 0 | 0 | 0 | 0 | 0 | 0 | 0 | 0 | 0 | 1085.0982964882876 | 0 | 0 | 0 | 0 | 0 | 0 | 0.001 | 77.04166728967847 | 180.84971608138127 | OPTIMIZED | INSTALLED |  |  | node_1395496_162_15309319_606 | AN | 8104202
evchargingstation_load_220334959 |  | 0 | 0 | 0.92 | 0 | False | 0 | 0 | 0 | 0 | 0 | 0 | 0 | 0 | 0 | 0 | 0 | 0 | 0 | 1056.0194986980514 | 0 | 0 | 0 | 0 | 0 | 0 | 0.001 | 74.97706556109466 | 176.00324978300858 | OPTIMIZED | INSTALLED |  |  | node_1394251_862_15309676_075 | AN | 8104202
evchargingstation_load_220334960 |  | 0 | 0 | 0.92 | 0 | False | 0 | 0 | 0 | 0 | 0 | 0 | 0 | 0 | 0 | 0 | 0 | 0 | 0 | 7650.784744915303 | 0 | 0 | 0 | 0 | 0 | 0 | 0.001 | 543.2034566218093 | 1275.1307908192173 | OPTIMIZED | INSTALLED |  |  | node_1393723_197_15309735_723 | AN | 8104202
evchargingstation_load_220334961 |  | 0 | 0 | 0.92 | 0 | False | 0 | 0 | 0 | 0 | 0 | 0 | 0 | 0 | 0 | 0 | 0 | 0 | 0 | 2252.84159722251 | 0 | 0 | 0 | 0 | 0 | 0 | 0.001 | 159.9510661115249 | 375.47359953708497 | OPTIMIZED | INSTALLED |  |  | node_1393251_011_15309962_068 | AN | 8104202
evchargingstation_load_220334962 |  | 0 | 0 | 0.92 | 0 | False | 0 | 0 | 0 | 0 | 0 | 0 | 0 | 0 | 0 | 0 | 0 | 0 | 0 | 446.89520814468267 | 0 | 0 | 0 | 0 | 0 | 0 | 0.001 | 31.729439325162712 | 74.48253469078044 | OPTIMIZED | INSTALLED |  |  | node_1393091_724_15310017_741 | AN | 8104202
evchargingstation_load_220334963 |  | 0 | 0 | 0.92 | 0 | False | 0 | 0 | 0 | 0 | 0 | 0 | 0 | 0 | 0 | 0 | 0 | 0 | 0 | 436.18196685354303 | 0 | 0 | 0 | 0 | 0 | 0 | 0.001 | 30.968777937060665 | 72.6969944755905 | OPTIMIZED | INSTALLED |  |  | node_1392895_745_15310383_864 | AN | 8104202
evchargingstation_load_220334964 |  | 0 | 0 | 0.92 | 0 | False | 0 | 0 | 0 | 0 | 0 | 0 | 0 | 0 | 0 | 0 | 0 | 0 | 0 | 4667.912276853705 | 0 | 0 | 0 | 0 | 0 | 0 | 0.001 | 331.4203899885895 | 777.9853794756176 | OPTIMIZED | INSTALLED |  |  | node_1392645_93_15310989_518 | AN | 8104202
evchargingstation_load_220334965 |  | 0 | 0 | 0.92 | 0 | False | 0 | 0 | 0 | 0 | 0 | 0 | 0 | 0 | 0 | 0 | 0 | 0 | 0 | 3567.509349949504 | 0 | 0 | 0 | 0 | 0 | 0 | 0.001 | 253.29209393938112 | 594.5848916582507 | OPTIMIZED | INSTALLED |  |  | node_1392456_854_15311439_691 | AN | 8104202
evchargingstation_load_220334966 |  | 0 | 0 | 0.92 | 0 | False | 0 | 0 | 0 | 0 | 0 | 0 | 0 | 0 | 0 | 0 | 0 | 0 | 0 | 1513.6279481338738 | 0 | 0 | 0 | 0 | 0 | 0 | 0.001 | 107.4671308469742 | 252.27132468897898 | OPTIMIZED | INSTALLED |  |  | node_1392280_114_15311449_66 | AN | 8104202
evchargingstation_load_220334967 |  | 0 | 0 | 0.92 | 0 | False | 0 | 0 | 0 | 0 | 0 | 0 | 0 | 0 | 0 | 0 | 0 | 0 | 0 | 6014.719753454119 | 0 | 0 | 0 | 0 | 0 | 0 | 0.001 | 427.0433311259814 | 1002.4532922423532 | OPTIMIZED | INSTALLED |  |  | node_1391733_013_15311627_709 | AN | 8104202
evchargingstation_load_220334968 |  | 0 | 0 | 0.92 | 0 | False | 0 | 0 | 0 | 0 | 0 | 0 | 0 | 0 | 0 | 0 | 0 | 0 | 0 | 752.9878164629586 | 0 | 0 | 0 | 0 | 0 | 0 | 0.001 | 53.461908233604625 | 125.49796941049308 | OPTIMIZED | INSTALLED |  |  | node_1391446_852_15311815_852 | AN | 8104202
evchargingstation_load_220334970 |  | 0 | 0 | 0.92 | 0 | False | 0 | 0 | 0 | 0 | 0 | 0 | 0 | 0 | 0 | 0 | 0 | 0 | 0 | 3181.8326634684768 | 0 | 0 | 0 | 0 | 0 | 0 | 0.001 | 225.9091696523379 | 530.3054439114128 | OPTIMIZED | INSTALLED |  |  | node_1391456_916_15310863_456 | AN | 8104202
evchargingstation_load_220334971 |  | 0 | 0 | 0.92 | 0 | False | 0 | 0 | 0 | 0 | 0 | 0 | 0 | 0 | 0 | 0 | 0 | 0 | 0 | 1062.8215566606798 | 0 | 0 | 0 | 0 | 0 | 0 | 0.001 | 75.46001167644127 | 177.1369261101133 | OPTIMIZED | INSTALLED |  |  | node_1395336_726_15309733_347 | AN | 8104202
evchargingstation_load_220334972 |  | 0 | 0 | 0.92 | 0 | False | 0 | 0 | 0 | 0 | 0 | 0 | 0 | 0 | 0 | 0 | 0 | 0 | 0 | 4606.693755190051 | 0 | 0 | 0 | 0 | 0 | 0 | 0.001 | 327.07387495046993 | 767.7822925316751 | OPTIMIZED | INSTALLED |  |  | node_1390991_552_15310692_781 | AN | 8104202
evchargingstation_load_220334973 |  | 0 | 0 | 0.92 | 0 | False | 0 | 0 | 0 | 0 | 0 | 0 | 0 | 0 | 0 | 0 | 0 | 0 | 0 | 1123.3598725280722 | 0 | 0 | 0 | 0 | 0 | 0 | 0.001 | 79.75820376111794 | 187.22664542134538 | OPTIMIZED | INSTALLED |  |  | node_1390306_756_15310535_645 | AN | 8104202
evchargingstation_load_220334974 |  | 0 | 0 | 0.92 | 0 | False | 0 | 0 | 0 | 0 | 0 | 0 | 0 | 0 | 0 | 0 | 0 | 0 | 0 | 3423.6458240399147 | 0 | 0 | 0 | 0 | 0 | 0 | 0.001 | 243.07784736909363 | 570.6076373399858 | OPTIMIZED | INSTALLED |  |  | node_1390042_296_15310519_433 | AN | 8104202
evchargingstation_load_220334975 |  | 0 | 0 | 0.92 | 0 | False | 0 | 0 | 0 | 0 | 0 | 0 | 0 | 0 | 0 | 0 | 0 | 0 | 0 | 1434.043869971122 | 0 | 0 | 0 | 0 | 0 | 0 | 0.001 | 101.81667546837292 | 239.00731166185366 | OPTIMIZED | INSTALLED |  |  | node_1394860_902_15310104_919 | AN | 8104202
evchargingstation_load_220334993 |  | 0 | 0 | 0.92 | 0 | False | 0 | 0 | 0 | 0 | 0 | 0 | 0 | 0 | 0 | 0 | 0 | 0 | 0 | 13030.362336109001 | 0 | 0 | 0 | 0 | 0 | 0 | 0.001 | 925.1518359368416 | 2171.727056018167 | OPTIMIZED | INSTALLED |  |  | node_1396783_88_15315393_792 | AN | 8104202
evchargingstation_load_220334994 |  | 0 | 0 | 0.92 | 0 | False | 0 | 0 | 0 | 0 | 0 | 0 | 0 | 0 | 0 | 0 | 0 | 0 | 0 | 609.1242905533688 | 0 | 0 | 0 | 0 | 0 | 0 | 0.001 | 43.24762623593194 | 101.52071509222813 | OPTIMIZED | INSTALLED |  |  | node_1396613_45_15315630_631 | AN | 8104202
evchargingstation_load_220334995 |  | 0 | 0 | 0.92 | 0 | False | 0 | 0 | 0 | 0 | 0 | 0 | 0 | 0 | 0 | 0 | 0 | 0 | 0 | 5670.365569096059 | 0 | 0 | 0 | 0 | 0 | 0 | 0.001 | 402.59425489132957 | 945.0609281826764 | OPTIMIZED | INSTALLED |  |  | node_1397195_574_15315259_015 | AN | 8104202
evchargingstation_load_220335005 |  | 0 | 0 | 0.92 | 0 | False | 0 | 0 | 0 | 0 | 0 | 0 | 0 | 0 | 0 | 0 | 0 | 0 | 0 | 1275.3858679928157 | 0 | 0 | 0 | 0 | 0 | 0 | 0.001 | 90.55200692625247 | 212.56431133213596 | OPTIMIZED | INSTALLED |  |  | node_1397204_685_15314953_11 | AN | 8104202
evchargingstation_load_220335529 |  | 0 | 0 | 0.92 | 0 | False | 0 | 0 | 0 | 0 | 0 | 0 | 0 | 0 | 0 | 0 | 0 | 0 | 0 | 1763.0934239132685 | 0 | 0 | 0 | 0 | 0 | 0 | 0.001 | 125.17912294349487 | 293.8489039855447 | OPTIMIZED | INSTALLED |  |  | node_1396928_83_15314888_491 | AN | 8104202
evchargingstation_load_220335530 |  | 0 | 0 | 0.92 | 0 | False | 0 | 0 | 0 | 0 | 0 | 0 | 0 | 0 | 0 | 0 | 0 | 0 | 0 | 6307.038194398072 | 0 | 0 | 0 | 0 | 0 | 0 | 0.001 | 447.7978270653694 | 1051.1730323996787 | OPTIMIZED | INSTALLED |  |  | node_1394064_336_15315408_976 | AN | 8104202
evchargingstation_load_220335531 |  | 0 | 0 | 0.92 | 0 | False | 0 | 0 | 0 | 0 | 0 | 0 | 0 | 0 | 0 | 0 | 0 | 0 | 0 | 4779.636078889876 | 0 | 0 | 0 | 0 | 0 | 0 | 0.001 | 339.3527232493413 | 796.6060131483127 | OPTIMIZED | INSTALLED |  |  | node_1393830_624_15315447_949 | AN | 8104202
evchargingstation_load_220335532 |  | 0 | 0 | 0.92 | 0 | False | 0 | 0 | 0 | 0 | 0 | 0 | 0 | 0 | 0 | 0 | 0 | 0 | 0 | 1362.1121070163272 | 0 | 0 | 0 | 0 | 0 | 0 | 0.001 | 96.70956989692179 | 227.0186845027212 | OPTIMIZED | INSTALLED |  |  | node_1393615_339_15315598_038 | AN | 8104202
evchargingstation_load_220335533 |  | 0 | 0 | 0.92 | 0 | False | 0 | 0 | 0 | 0 | 0 | 0 | 0 | 0 | 0 | 0 | 0 | 0 | 0 | 0 | 0 | 0 | 0 | 0 | 0 | 0 | 0.001 | 0 | 0 | OPTIMIZED | INSTALLED |  |  | node_1392597_376_15315544_215 | AN | 8104202
evchargingstation_load_220335534 |  | 0 | 0 | 0.92 | 0 | False | 0 | 0 | 0 | 0 | 0 | 0 | 0 | 0 | 0 | 0 | 0 | 0 | 0 | 2379.870029674594 | 0 | 0 | 0 | 0 | 0 | 0 | 0.001 | 168.97006355919174 | 396.6450049457657 | OPTIMIZED | INSTALLED |  |  | node_1392361_57_15315645_897 | AN | 8104202
evchargingstation_load_220335535 |  | 0 | 0 | 0.92 | 0 | False | 0 | 0 | 0 | 0 | 0 | 0 | 0 | 0 | 0 | 0 | 0 | 0 | 0 | 2179.3793712261236 | 0 | 0 | 0 | 0 | 0 | 0 | 0.001 | 154.73530474959782 | 363.2298952043539 | OPTIMIZED | INSTALLED |  |  | node_1392064_573_15315401_795 | AN | 8104202
evchargingstation_load_220335536 |  | 0 | 0 | 0.92 | 0 | False | 0 | 0 | 0 | 0 | 0 | 0 | 0 | 0 | 0 | 0 | 0 | 0 | 0 | 1175.3956159421791 | 0 | 0 | 0 | 0 | 0 | 0 | 0.001 | 83.45274862899657 | 195.8992693236965 | OPTIMIZED | INSTALLED |  |  | node_1391921_157_15315745_723 | AN | 8104202
evchargingstation_load_220335537 |  | 0 | 0 | 0.92 | 0 | False | 0 | 0 | 0 | 0 | 0 | 0 | 0 | 0 | 0 | 0 | 0 | 0 | 0 | 301.5012191935017 | 0 | 0 | 0 | 0 | 0 | 0 | 0.001 | 21.406501537014083 | 50.25020319891695 | OPTIMIZED | INSTALLED |  |  | node_1391891_61_15315448_42 | AN | 8104202
evchargingstation_load_220335538 |  | 0 | 0 | 0.92 | 0 | False | 0 | 0 | 0 | 0 | 0 | 0 | 0 | 0 | 0 | 0 | 0 | 0 | 0 | 362.7197408571568 | 0 | 0 | 0 | 0 | 0 | 0 | 0.001 | 25.75298114774838 | 60.45329014285947 | OPTIMIZED | INSTALLED |  |  | node_1396643_556_15315083_977 | AN | 8104202
evchargingstation_load_220335539 |  | 0 | 0 | 0.92 | 0 | False | 0 | 0 | 0 | 0 | 0 | 0 | 0 | 0 | 0 | 0 | 0 | 0 | 0 | 2346.199842759584 | 0 | 0 | 0 | 0 | 0 | 0 | 0.001 | 166.5794944591801 | 391.0333071265973 | OPTIMIZED | INSTALLED |  |  | node_1391666_814_15315374_119 | AN | 8104202
evchargingstation_load_220335540 |  | 0 | 0 | 0.92 | 0 | False | 0 | 0 | 0 | 0 | 0 | 0 | 0 | 0 | 0 | 0 | 0 | 0 | 0 | 1167.7433007342222 | 0 | 0 | 0 | 0 | 0 | 0 | 0.001 | 82.90943424923165 | 194.6238834557037 | OPTIMIZED | INSTALLED |  |  | node_1391416_781_15315360_741 | AN | 8104202
evchargingstation_load_220335541 |  | 0 | 0 | 0.92 | 0 | False | 0 | 0 | 0 | 0 | 0 | 0 | 0 | 0 | 0 | 0 | 0 | 0 | 0 | 1707.996754415979 | 0 | 0 | 0 | 0 | 0 | 0 | 0.001 | 121.26726649466436 | 284.6661257359965 | OPTIMIZED | INSTALLED |  |  | node_1391165_972_15315348_193 | AN | 8104202
evchargingstation_load_220335542 |  | 0 | 0 | 0.92 | 0 | False | 0 | 0 | 0 | 0 | 0 | 0 | 0 | 0 | 0 | 0 | 0 | 0 | 0 | 769.8229099204635 | 0 | 0 | 0 | 0 | 0 | 0 | 0.001 | 54.657192783610455 | 128.30381832007726 | OPTIMIZED | INSTALLED |  |  | node_1390903_749_15315336_523 | AN | 8104202
evchargingstation_load_220335543 |  | 0 | 0 | 0.92 | 0 | False | 0 | 0 | 0 | 0 | 0 | 0 | 0 | 0 | 0 | 0 | 0 | 0 | 0 | 650.446792676336 | 0 | 0 | 0 | 0 | 0 | 0 | 0.001 | 46.18154514309375 | 108.40779877938934 | OPTIMIZED | INSTALLED |  |  | node_1390282_389_15315611_858 | AN | 8104202
evchargingstation_load_220335545 |  | 0 | 0 | 0.92 | 0 | False | 0 | 0 | 0 | 0 | 0 | 0 | 0 | 0 | 0 | 0 | 0 | 0 | 0 | 1600.8643415045822 | 0 | 0 | 0 | 0 | 0 | 0 | 0.001 | 113.66090060534042 | 266.81072358409705 | OPTIMIZED | INSTALLED |  |  | node_1389526_627_15315273_524 | AN | 8104202
evchargingstation_load_220335546 |  | 0 | 0 | 0.92 | 0 | False | 0 | 0 | 0 | 0 | 0 | 0 | 0 | 0 | 0 | 0 | 0 | 0 | 0 | 2456.3931817541634 | 0 | 0 | 0 | 0 | 0 | 0 | 0.001 | 174.40317192945594 | 409.3988636256939 | OPTIMIZED | INSTALLED |  |  | node_1389368_031_15315319_459 | AN | 8104202
evchargingstation_load_220335547 |  | 0 | 0 | 0.92 | 0 | False | 0 | 0 | 0 | 0 | 0 | 0 | 0 | 0 | 0 | 0 | 0 | 0 | 0 | 1744.7278674141721 | 0 | 0 | 0 | 0 | 0 | 0 | 0.001 | 123.87514717562787 | 290.787977902362 | OPTIMIZED | INSTALLED |  |  | node_1389110_722_15315239_729 | AN | 8104202
evchargingstation_load_220335548 |  | 0 | 0 | 0.92 | 0 | False | 0 | 0 | 0 | 0 | 0 | 0 | 0 | 0 | 0 | 0 | 0 | 0 | 0 | 4397.020318492032 | 0 | 0 | 0 | 0 | 0 | 0 | 0.001 | 312.18714597063513 | 732.836719748672 | OPTIMIZED | INSTALLED |  |  | node_1388920_023_15315214_776 | AN | 8104202
evchargingstation_load_220335549 |  | 0 | 0 | 0.92 | 0 | False | 0 | 0 | 0 | 0 | 0 | 0 | 0 | 0 | 0 | 0 | 0 | 0 | 0 | 5670.365569096059 | 0 | 0 | 0 | 0 | 0 | 0 | 0.001 | 402.59425489132957 | 945.0609281826764 | OPTIMIZED | INSTALLED |  |  | node_1396430_041_15315118_61 | AN | 8104202
evchargingstation_load_220335550 |  | 0 | 0 | 0.92 | 0 | False | 0 | 0 | 0 | 0 | 0 | 0 | 0 | 0 | 0 | 0 | 0 | 0 | 0 | 1271.8147875624359 | 0 | 0 | 0 | 0 | 0 | 0 | 0.001 | 90.29848855760369 | 211.96913126040596 | OPTIMIZED | INSTALLED |  |  | node_1396244_528_15315203_618 | AN | 8104202
evchargingstation_load_220335551 |  | 0 | 0 | 0.92 | 0 | False | 0 | 0 | 0 | 0 | 0 | 0 | 0 | 0 | 0 | 0 | 0 | 0 | 0 | 3284.3736872550994 | 0 | 0 | 0 | 0 | 0 | 0 | 0.001 | 233.18956817023403 | 547.3956145425166 | OPTIMIZED | INSTALLED |  |  | node_1388619_935_15314944_191 | AN | 8104202
evchargingstation_load_220335552 |  | 0 | 0 | 0.92 | 0 | False | 0 | 0 | 0 | 0 | 0 | 0 | 0 | 0 | 0 | 0 | 0 | 0 | 0 | 1285.5889549367582 | 0 | 0 | 0 | 0 | 0 | 0 | 0.001 | 91.2764260992724 | 214.26482582279303 | OPTIMIZED | INSTALLED |  |  | node_1395976_181_15315228_252 | AN | 8104202
evchargingstation_load_220335553 |  | 0 | 0 | 0.92 | 0 | False | 0 | 0 | 0 | 0 | 0 | 0 | 0 | 0 | 0 | 0 | 0 | 0 | 0 | 681.0560535081636 | 0 | 0 | 0 | 0 | 0 | 0 | 0.001 | 48.35476723476828 | 113.5093422513606 | OPTIMIZED | INSTALLED |  |  | node_1395595_804_15315248_044 | AN | 8104202
evchargingstation_load_220335554 |  | 0 | 0 | 0.92 | 0 | False | 0 | 0 | 0 | 0 | 0 | 0 | 0 | 0 | 0 | 0 | 0 | 0 | 0 | 1348.3379396420046 | 0 | 0 | 0 | 0 | 0 | 0 | 0.001 | 95.73159692786786 | 224.72298994033412 | OPTIMIZED | INSTALLED |  |  | node_1395304_913_15315322_345 | AN | 8104202
evchargingstation_load_220335555 |  | 0 | 0 | 0.92 | 0 | False | 0 | 0 | 0 | 0 | 0 | 0 | 0 | 0 | 0 | 0 | 0 | 0 | 0 | 2043.1681605244912 | 0 | 0 | 0 | 0 | 0 | 0 | 0.001 | 145.0643371316901 | 340.52802675408185 | OPTIMIZED | INSTALLED |  |  | node_1394832_302_15315554_707 | AN | 8104202
evchargingstation_load_220335556 |  | 0 | 0 | 0.92 | 0 | False | 0 | 0 | 0 | 0 | 0 | 0 | 0 | 0 | 0 | 0 | 0 | 0 | 0 | 1668.204715334603 | 0 | 0 | 0 | 0 | 0 | 0 | 0.001 | 118.4420388053637 | 278.03411922243384 | OPTIMIZED | INSTALLED |  |  | node_1394282_126_15315369_428 | AN | 8104202
evchargingstation_load_220335560 |  | 0 | 0 | 0.92 | 0 | False | 0 | 0 | 0 | 0 | 0 | 0 | 0 | 0 | 0 | 0 | 0 | 0 | 0 | 1807.4768521194183 | 0 | 0 | 0 | 0 | 0 | 0 | 0.001 | 128.33031800422336 | 301.24614201990306 | OPTIMIZED | INSTALLED |  |  | node_1389632_105_15308292_35 | AN | 8104202
evchargingstation_load_220335561 |  | 0 | 0 | 0.92 | 0 | False | 0 | 0 | 0 | 0 | 0 | 0 | 0 | 0 | 0 | 0 | 0 | 0 | 0 | 1867.1649107414823 | 0 | 0 | 0 | 0 | 0 | 0 | 0.001 | 132.5681418244817 | 311.1941517902471 | OPTIMIZED | INSTALLED |  |  | node_1389909_859_15308800_542 | AN | 8104202
evchargingstation_load_220335562 |  | 0 | 0 | 0.92 | 0 | False | 0 | 0 | 0 | 0 | 0 | 0 | 0 | 0 | 0 | 0 | 0 | 0 | 0 | 182.12510194937408 | 0 | 0 | 0 | 0 | 0 | 0 | 0.001 | 12.930818469112161 | 30.354183658229015 | OPTIMIZED | INSTALLED |  |  | node_1389207_098_15308762_975 | AN | 8104202
evchargingstation_load_220335563 |  | 0 | 0 | 0.92 | 0 | False | 0 | 0 | 0 | 0 | 0 | 0 | 0 | 0 | 0 | 0 | 0 | 0 | 0 | 10517.342021815955 | 0 | 0 | 0 | 0 | 0 | 0 | 0.001 | 746.7281517680792 | 1752.890336969326 | OPTIMIZED | INSTALLED |  |  | node_1389807_834_15308986_863 | AN | 8104202
evchargingstation_load_220335564 |  | 0 | 0 | 0.92 | 0 | False | 0 | 0 | 0 | 0 | 0 | 0 | 0 | 0 | 0 | 0 | 0 | 0 | 0 | 916.7473619132361 | 0 | 0 | 0 | 0 | 0 | 0 | 0.001 | 65.08878636223501 | 152.79122698553934 | OPTIMIZED | INSTALLED |  |  | node_1389800_991_15309349_626 | AN | 8104202
evchargingstation_load_220335565 |  | 0 | 0 | 0.92 | 0 | False | 0 | 0 | 0 | 0 | 0 | 0 | 0 | 0 | 0 | 0 | 0 | 0 | 0 | 3890.4370517252855 | 0 | 0 | 0 | 0 | 0 | 0 | 0.001 | 276.2198828252141 | 648.4061752875476 | OPTIMIZED | INSTALLED |  |  | node_1389779_076_15309713_288 | AN | 8104202
evchargingstation_load_220335566 |  | 0 | 0 | 0.92 | 0 | False | 0 | 0 | 0 | 0 | 0 | 0 | 0 | 0 | 0 | 0 | 0 | 0 | 0 | 9410.81724274539 | 0 | 0 | 0 | 0 | 0 | 0 | 0.001 | 668.1652325569671 | 1568.469540457565 | OPTIMIZED | INSTALLED |  |  | node_1389768_941_15310084_381 | AN | 8104202
evchargingstation_load_220335569 |  | 0 | 0 | 0.92 | 0 | False | 0 | 0 | 0 | 0 | 0 | 0 | 0 | 0 | 0 | 0 | 0 | 0 | 0 | 3207.85053517553 | 0 | 0 | 0 | 0 | 0 | 0 | 0.001 | 227.75642437258458 | 534.6417558625883 | OPTIMIZED | INSTALLED |  |  | node_1389809_863_15311524_282 | AN | 8104202
evchargingstation_load_220335570 |  | 0 | 0 | 0.92 | 0 | False | 0 | 0 | 0 | 0 | 0 | 0 | 0 | 0 | 0 | 0 | 0 | 0 | 0 | 2653.8229141194506 | 0 | 0 | 0 | 0 | 0 | 0 | 0.001 | 188.4206545854832 | 442.3038190199085 | OPTIMIZED | INSTALLED |  |  | node_1389784_38_15311814_47 | AN | 8104202
evchargingstation_load_220335571 |  | 0 | 0 | 0.92 | 0 | False | 0 | 0 | 0 | 0 | 0 | 0 | 0 | 0 | 0 | 0 | 0 | 0 | 0 | 884.6076380398172 | 0 | 0 | 0 | 0 | 0 | 0 | 0.001 | 62.80687305269932 | 147.43460633996952 | OPTIMIZED | INSTALLED |  |  | node_1389661_325_15312080_973 | AN | 8104202
evchargingstation_load_220335572 |  | 0 | 0 | 0.92 | 0 | False | 0 | 0 | 0 | 0 | 0 | 0 | 0 | 0 | 0 | 0 | 0 | 0 | 0 | 3138.979698303918 | 0 | 0 | 0 | 0 | 0 | 0 | 0.001 | 222.8666303820854 | 523.163283050653 | OPTIMIZED | INSTALLED |  |  | node_1389641_385_15312416_519 | AN | 8104202
evchargingstation_load_220335573 |  | 0 | 0 | 0.92 | 0 | False | 0 | 0 | 0 | 0 | 0 | 0 | 0 | 0 | 0 | 0 | 0 | 0 | 0 | 3050.2128418916186 | 0 | 0 | 0 | 0 | 0 | 0 | 0.001 | 216.56420483324322 | 508.3688069819364 | OPTIMIZED | INSTALLED |  |  | node_1389696_847_15312765_628 | AN | 8104202
evchargingstation_load_220335575 |  | 0 | 0 | 0.92 | 0 | False | 0 | 0 | 0 | 0 | 0 | 0 | 0 | 0 | 0 | 0 | 0 | 0 | 0 | 1619.229898003679 | 0 | 0 | 0 | 0 | 0 | 0 | 0.001 | 114.96484094582217 | 269.8716496672798 | OPTIMIZED | INSTALLED |  |  | node_1389632_728_15314243_163 | AN | 8104202
evchargingstation_load_220335576 |  | 0 | 0 | 0.92 | 0 | False | 0 | 0 | 0 | 0 | 0 | 0 | 0 | 0 | 0 | 0 | 0 | 0 | 0 | 1337.6246983508652 | 0 | 0 | 0 | 0 | 0 | 0 | 0.001 | 94.97097096715103 | 222.9374497251442 | OPTIMIZED | INSTALLED |  |  | node_1389351_104_15314405_341 | AN | 8104202
evchargingstation_load_220335577 |  | 0 | 0 | 0.92 | 0 | False | 0 | 0 | 0 | 0 | 0 | 0 | 0 | 0 | 0 | 0 | 0 | 0 | 0 | 1467.7140568861323 | 0 | 0 | 0 | 0 | 0 | 0 | 0.001 | 104.20724456838455 | 244.61900948102206 | OPTIMIZED | INSTALLED |  |  | node_1388078_163_15306979_753 | AN | 8104202
evchargingstation_load_220335578 |  | 0 | 0 | 0.92 | 0 | False | 0 | 0 | 0 | 0 | 0 | 0 | 0 | 0 | 0 | 0 | 0 | 0 | 0 | 1369.764422224284 | 0 | 0 | 0 | 0 | 0 | 0 | 0.001 | 97.25288427668673 | 228.29407037071402 | OPTIMIZED | INSTALLED |  |  | node_1388767_627_15307657_898 | AN | 8104202
evchargingstation_load_220335700 |  | 0 | 0 | 0.92 | 0 | False | 0 | 0 | 0 | 0 | 0 | 0 | 0 | 0 | 0 | 0 | 0 | 0 | 0 | 3896.558903891651 | 0 | 0 | 0 | 0 | 0 | 0 | 0.001 | 276.65450598711783 | 649.4264839819418 | OPTIMIZED | INSTALLED |  |  | node_1395194_979_15308026_882 | AN | 8104202
evchargingstation_load_220335750 |  | 0 | 0 | 0.92 | 0 | False | 0 | 0 | 0 | 0 | 0 | 0 | 0 | 0 | 0 | 0 | 0 | 0 | 0 | 373.43298214829645 | 0 | 0 | 0 | 0 | 0 | 0 | 0.001 | 26.513642535850426 | 62.23883035804941 | OPTIMIZED | INSTALLED |  |  | node_1397136_69_15315664_245 | AN | 8104202
evchargingstation_load_220335751 |  | 0 | 0 | 0.92 | 0 | False | 0 | 0 | 0 | 0 | 0 | 0 | 0 | 0 | 0 | 0 | 0 | 0 | 0 | 0 | 0 | 0 | 0 | 0 | 0 | 0 | 0.001 | 0 | 0 | OPTIMIZED | INSTALLED |  |  | node_1397057_314_15316013_318 | AN | 8104202
evchargingstation_load_220335764 |  | 0 | 0 | 0.92 | 0 | False | 0 | 0 | 0 | 0 | 0 | 0 | 0 | 0 | 0 | 0 | 0 | 0 | 0 | 15786.726274015076 | 0 | 0 | 0 | 0 | 0 | 0 | 0.001 | 1120.8528890402208 | 2631.1210456691792 | OPTIMIZED | INSTALLED |  |  | node_1394581_344_15307697_748 | AN | 8104202
evchargingstation_load_220335843 |  | 0 | 0 | 0.92 | 0 | False | 0 | 0 | 0 | 0 | 0 | 0 | 0 | 0 | 0 | 0 | 0 | 0 | 0 | 1337.6246983508652 | 0 | 0 | 0 | 0 | 0 | 0 | 0.001 | 94.97097096715103 | 222.9374497251442 | OPTIMIZED | INSTALLED |  |  | node_1389481_709_15310491_424 | AN | 8104202
evchargingstation_load_220335844 |  | 0 | 0 | 0.92 | 0 | False | 0 | 0 | 0 | 0 | 0 | 0 | 0 | 0 | 0 | 0 | 0 | 0 | 0 | 3708.311949775911 | 0 | 0 | 0 | 0 | 0 | 0 | 0.001 | 263.2890289287167 | 618.0519916293185 | OPTIMIZED | INSTALLED |  |  | node_1389179_558_15310477_474 | AN | 8104202
evchargingstation_load_220335845 |  | 0 | 0 | 0.92 | 0 | False | 0 | 0 | 0 | 0 | 0 | 0 | 0 | 0 | 0 | 0 | 0 | 0 | 0 | 1011.6360704919015 | 0 | 0 | 0 | 0 | 0 | 0 | 0.001 | 71.82587050036618 | 168.60601174865025 | OPTIMIZED | INSTALLED |  |  | node_1388638_127_15310438_493 | AN | 8104202
evchargingstation_load_220335928 |  | 0 | 0 | 0.92 | 0 | False | 0 | 0 | 0 | 0 | 0 | 0 | 0 | 0 | 0 | 0 | 0 | 0 | 0 | 5431.613334607804 | 0 | 0 | 0 | 0 | 0 | 0 | 0.001 | 385.6429241829109 | 905.2688891013006 | OPTIMIZED | INSTALLED |  |  | node_1388666_515_15315525_545 | AN | 8104202
evchargingstation_load_220335929 |  | 0 | 0 | 0.92 | 0 | False | 0 | 0 | 0 | 0 | 0 | 0 | 0 | 0 | 0 | 0 | 0 | 0 | 0 | 11149.423257993196 | 0 | 0 | 0 | 0 | 0 | 0 | 0.001 | 791.6057211433059 | 1858.2372096655326 | OPTIMIZED | INSTALLED |  |  | node_1388658_954_15315677_998 | AN | 8104202
evchargingstation_load_220335930 |  | 0 | 0 | 0.92 | 0 | False | 0 | 0 | 0 | 0 | 0 | 0 | 0 | 0 | 0 | 0 | 0 | 0 | 0 | 3339.4703567523893 | 0 | 0 | 0 | 0 | 0 | 0 | 0.001 | 237.1013891916793 | 556.5783927920648 | OPTIMIZED | INSTALLED |  |  | node_1388606_701_15315998_989 | AN | 8104202
evchargingstation_load_220335931 |  | 0 | 0 | 0.92 | 0 | False | 0 | 0 | 0 | 0 | 0 | 0 | 0 | 0 | 0 | 0 | 0 | 0 | 0 | 1554.9504502568411 | 0 | 0 | 0 | 0 | 0 | 0 | 0.001 | 110.40101432675078 | 259.1584083761402 | OPTIMIZED | INSTALLED |  |  | node_1388629_048_15316257_663 | AN | 8104202
evchargingstation_load_220335932 |  | 0 | 0 | 0.92 | 0 | False | 0 | 0 | 0 | 0 | 0 | 0 | 0 | 0 | 0 | 0 | 0 | 0 | 0 | 1127.9512616528461 | 0 | 0 | 0 | 0 | 0 | 0 | 0.001 | 80.08420655993099 | 187.99187694214103 | OPTIMIZED | INSTALLED |  |  | node_1388693_709_15316574_082 | AN | 8104202
evchargingstation_load_220335933 |  | 0 | 0 | 0.92 | 0 | False | 0 | 0 | 0 | 0 | 0 | 0 | 0 | 0 | 0 | 0 | 0 | 0 | 0 | 5497.423245396234 | 0 | 0 | 0 | 0 | 0 | 0 | 0.001 | 390.3154065924582 | 916.2372075660389 | OPTIMIZED | INSTALLED |  |  | node_1388717_254_15316902_853 | AN | 8104202
evchargingstation_load_220336087 |  | 0 | 0 | 0.92 | 0 | False | 0 | 0 | 0 | 0 | 0 | 0 | 0 | 0 | 0 | 0 | 0 | 0 | 0 | 792.7798555443343 | 0 | 0 | 0 | 0 | 0 | 0 | 0.001 | 56.28713592290527 | 132.1299759240557 | OPTIMIZED | INSTALLED |  |  | node_1395989_568_15309741_233 | AN | 8104202
evchargingstation_load_220336100 |  | 0 | 0 | 0.92 | 0 | False | 0 | 0 | 0 | 0 | 0 | 0 | 0 | 0 | 0 | 0 | 0 | 0 | 0 | 2626.274579370807 | 0 | 0 | 0 | 0 | 0 | 0 | 0.001 | 186.46470864737532 | 437.71242989513445 | OPTIMIZED | INSTALLED |  |  | node_1388803_912_15317125_805 | AN | 8104202
evchargingstation_load_220336101 |  | 0 | 0 | 0.92 | 0 | False | 0 | 0 | 0 | 0 | 0 | 0 | 0 | 0 | 0 | 0 | 0 | 0 | 0 | 5964.2144730816035 | 0 | 0 | 0 | 0 | 0 | 0 | 0.001 | 423.4574420485787 | 994.0357455136007 | OPTIMIZED | INSTALLED |  |  | node_1389233_408_15317035_012 | AN | 8104202
evchargingstation_load_220336102 |  | 0 | 0 | 0.92 | 0 | False | 0 | 0 | 0 | 0 | 0 | 0 | 0 | 0 | 0 | 0 | 0 | 0 | 0 | 953.4784749114292 | 0 | 0 | 0 | 0 | 0 | 0 | 0.001 | 67.69670247058377 | 158.91307915190487 | OPTIMIZED | INSTALLED |  |  | node_1389295_058_15316550_126 | AN | 8104202
evchargingstation_load_220336103 |  | 0 | 0 | 0.92 | 0 | False | 0 | 0 | 0 | 0 | 0 | 0 | 0 | 0 | 0 | 0 | 0 | 0 | 0 | 1010.1056074503101 | 0 | 0 | 0 | 0 | 0 | 0 | 0.001 | 71.71721470989024 | 168.3509345750517 | OPTIMIZED | INSTALLED |  |  | node_1389278_469_15315970_699 | AN | 8104202
evchargingstation_load_220338649 |  | 0 | 0 | 0.92 | 0 | False | 0 | 0 | 0 | 0 | 0 | 0 | 0 | 0 | 0 | 0 | 0 | 0 | 0 | 9530.193359989516 | 0 | 0 | 0 | 0 | 0 | 0 | 0.001 | 676.6408801974839 | 1588.3655599982528 | OPTIMIZED | INSTALLED |  |  | node_1393242_128_15307451_358 | AN | 8104202
evchargingstation_load_220338701 |  | 0 | 0 | 0.92 | 0 | False | 0 | 0 | 0 | 0 | 0 | 0 | 0 | 0 | 0 | 0 | 0 | 0 | 0 | 0 | 0 | 0 | 0 | 0 | 0 | 0 | 0.001 | 0 | 0 | OPTIMIZED | INSTALLED |  |  | node_1395279_187_15307181_932 | AN | 8104202
evchargingstation_load_220338786 |  | 0 | 0 | 0.92 | 0 | False | 0 | 0 | 0 | 0 | 0 | 0 | 0 | 0 | 0 | 0 | 0 | 0 | 0 | 2669.1275445353644 | 0 | 0 | 0 | 0 | 0 | 0 | 0.001 | 189.50724791762784 | 444.8545907558941 | OPTIMIZED | INSTALLED |  |  | node_1388123_04_15305745_077 | AN | 8104202
evchargingstation_load_220338787 |  | 0 | 0 | 0.92 | 0 | False | 0 | 0 | 0 | 0 | 0 | 0 | 0 | 0 | 0 | 0 | 0 | 0 | 0 | 959.6003270777946 | 0 | 0 | 0 | 0 | 0 | 0 | 0.001 | 68.13132563248755 | 159.9333878462991 | OPTIMIZED | INSTALLED |  |  | node_1388114_132_15305927_876 | AN | 8104202
evchargingstation_load_220338788 |  | 0 | 0 | 0.92 | 0 | False | 0 | 0 | 0 | 0 | 0 | 0 | 0 | 0 | 0 | 0 | 0 | 0 | 0 | 1348.3379396420046 | 0 | 0 | 0 | 0 | 0 | 0 | 0.001 | 95.73159692786786 | 224.72298994033412 | OPTIMIZED | INSTALLED |  |  | node_1388199_886_15306430_101 | AN | 8104202
evchargingstation_load_220338789 |  | 0 | 0 | 0.92 | 0 | False | 0 | 0 | 0 | 0 | 0 | 0 | 0 | 0 | 0 | 0 | 0 | 0 | 0 | 749.9268903797757 | 0 | 0 | 0 | 0 | 0 | 0 | 0.001 | 53.24459665265274 | 124.98781506329595 | OPTIMIZED | INSTALLED |  |  | node_1388084_79_15306690_009 | AN | 8104202
evchargingstation_load_220338843 |  | 0 | 0 | 0.92 | 0 | False | 0 | 0 | 0 | 0 | 0 | 0 | 0 | 0 | 0 | 0 | 0 | 0 | 0 | 26657.605258438638 | 0 | 0 | 0 | 0 | 0 | 0 | 0.001 | 1892.6820517858077 | 4442.934209739773 | OPTIMIZED | INSTALLED |  |  | node_1393981_472_15307380_685 | AN | 8104202
evchargingstation_load_220338844 |  | 0 | 0 | 0.92 | 0 | False | 0 | 0 | 0 | 0 | 0 | 0 | 0 | 0 | 0 | 0 | 0 | 0 | 0 | 12820.688899410983 | 0 | 0 | 0 | 0 | 0 | 0 | 0.001 | 910.2651069570069 | 2136.7814832351637 | OPTIMIZED | INSTALLED |  |  | node_1394213_457_15307533_106 | AN | 8104202
evchargingstation_load_220429319 |  | 0 | 0 | 0.92 | 0 | False | 0 | 0 | 0 | 0 | 0 | 0 | 0 | 0 | 0 | 0 | 0 | 0 | 0 | 6753.933402542754 | 0 | 0 | 0 | 0 | 0 | 0 | 0.001 | 479.5272663905321 | 1125.655567090459 | OPTIMIZED | INSTALLED |  |  | node_1392699_046_15307460_683 | AN | 8104202
evchargingstation_load_220431772 |  | 0 | 0 | 0.92 | 0 | False | 0 | 0 | 0 | 0 | 0 | 0 | 0 | 0 | 0 | 0 | 0 | 0 | 0 | 321.39723873418956 | 0 | 0 | 0 | 0 | 0 | 0 | 0.001 | 22.819097667971796 | 53.56620645569826 | OPTIMIZED | INSTALLED |  |  | node_1392641_969_15315955_377 | AN | 8104202
evchargingstation_load_220431988 |  | 0 | 0 | 0.92 | 0 | False | 0 | 0 | 0 | 0 | 0 | 0 | 0 | 0 | 0 | 0 | 0 | 0 | 0 | 2624.744116329215 | 0 | 0 | 0 | 0 | 0 | 0 | 0.001 | 186.35605285689937 | 437.4573527215358 | OPTIMIZED | INSTALLED |  |  | node_1389701_802_15315554_768 | AN | 8104202
evchargingstation_load_220432803 |  | 0 | 0 | 0.92 | 0 | False | 0 | 0 | 0 | 0 | 0 | 0 | 0 | 0 | 0 | 0 | 0 | 0 | 0 | 2905.045659060628 | 0 | 0 | 0 | 0 | 0 | 0 | 0.001 | 206.2573865053706 | 484.17427651010473 | OPTIMIZED | INSTALLED |  |  | node_1395580_784_15307795_28 | AN | 8104202
evchargingstation_load_220432804 |  | 0 | 0 | 0.92 | 0 | False | 0 | 0 | 0 | 0 | 0 | 0 | 0 | 0 | 0 | 0 | 0 | 0 | 0 | 2905.045659060628 | 0 | 0 | 0 | 0 | 0 | 0 | 0.001 | 206.2573865053706 | 484.17427651010473 | OPTIMIZED | INSTALLED |  |  | node_1395579_004_15307821_784 | BN | 8104202
evchargingstation_load_220432805 |  | 0 | 0 | 0.92 | 0 | False | 0 | 0 | 0 | 0 | 0 | 0 | 0 | 0 | 0 | 0 | 0 | 0 | 0 | 2905.045659060628 | 0 | 0 | 0 | 0 | 0 | 0 | 0.001 | 206.2573865053706 | 484.17427651010473 | OPTIMIZED | INSTALLED |  |  | node_1395577_395_15307769_016 | CN | 8104202
evchargingstation_load_220436431 |  | 0 | 0 | 0.92 | 0 | False | 0 | 0 | 0 | 0 | 0 | 0 | 0 | 0 | 0 | 0 | 0 | 0 | 0 | 2217.640947265908 | 0 | 0 | 0 | 0 | 0 | 0 | 0.001 | 157.45184122103728 | 369.606824544318 | OPTIMIZED | INSTALLED |  |  | node_1388747_549_15310178_27 | AN | 8104202
evchargingstation_load_220457056 |  | 0 | 0 | 0.92 | 0 | False | 0 | 0 | 0 | 0 | 0 | 0 | 0 | 0 | 0 | 0 | 0 | 0 | 0 | 6235.219728221218 | 0 | 0 | 0 | 0 | 0 | 0 | 0.001 | 442.6987635103636 | 1039.2032880368697 | OPTIMIZED | INSTALLED |  |  | node_1396119_341_15309571_238 | AN | 8104202
evchargingstation_load_220457061 |  | 0 | 0 | 0.92 | 0 | False | 0 | 0 | 0 | 0 | 0 | 0 | 0 | 0 | 0 | 0 | 0 | 0 | 0 | 6235.219728221218 | 0 | 0 | 0 | 0 | 0 | 0 | 0.001 | 442.6987635103636 | 1039.2032880368697 | OPTIMIZED | INSTALLED |  |  | node_1396111_482_15309599_013 | BN | 8104202
evchargingstation_load_220457176 |  | 0 | 0 | 0.92 | 0 | False | 0 | 0 | 0 | 0 | 0 | 0 | 0 | 0 | 0 | 0 | 0 | 0 | 0 | 6235.219728221218 | 0 | 0 | 0 | 0 | 0 | 0 | 0.001 | 442.6987635103636 | 1039.2032880368697 | OPTIMIZED | INSTALLED |  |  | node_1396124_482_15309552_79 | CN | 8104202
evchargingstation_load_220491607 |  | 0 | 0 | 0.92 | 0 | False | 0 | 0 | 0 | 0 | 0 | 0 | 0 | 0 | 0 | 0 | 0 | 0 | 0 | 638.203088343605 | 0 | 0 | 0 | 0 | 0 | 0 | 0.001 | 45.31222796451576 | 106.36718139060085 | OPTIMIZED | INSTALLED |  |  | node_1389375_474_15311210_56 | AN | 8104202
evchargingstation_load_220529641 |  | 0 | 0 | 0.92 | 0 | False | 0 | 0 | 0 | 0 | 0 | 0 | 0 | 0 | 0 | 0 | 0 | 0 | 0 | 17855.40215189942 | 0 | 0 | 0 | 0 | 0 | 0 | 0.001 | 1267.7282386770758 | 2975.9003586499034 | OPTIMIZED | INSTALLED |  |  | node_1395583_611_15308175_632 | ABCN | 8104202
evchargingstation_load_220529918 |  | 0 | 0 | 0.92 | 0 | False | 0 | 0 | 0 | 0 | 0 | 0 | 0 | 0 | 0 | 0 | 0 | 0 | 0 | 1077.4459812803307 | 0 | 0 | 0 | 0 | 0 | 0 | 0.001 | 76.49835290991354 | 179.57433021338846 | OPTIMIZED | INSTALLED |  |  | node_1391620_685_15312802_708 | AN | 8104202
evchargingstation_load_220530028 |  | 0 | 0 | 0.92 | 0 | False | 0 | 0 | 0 | 0 | 0 | 0 | 0 | 0 | 0 | 0 | 0 | 0 | 0 | 3082.352565765037 | 0 | 0 | 0 | 0 | 0 | 0 | 0.001 | 218.84611814277892 | 513.7254276275062 | OPTIMIZED | INSTALLED |  |  | node_1392735_496_15311965_614 | AN | 8104202
evchargingstation_load_220530033 |  | 0 | 0 | 0.92 | 0 | False | 0 | 0 | 0 | 0 | 0 | 0 | 0 | 0 | 0 | 0 | 0 | 0 | 0 | 5667.304643012876 | 0 | 0 | 0 | 0 | 0 | 0 | 0.001 | 402.37694331037767 | 944.5507738354794 | OPTIMIZED | INSTALLED |  |  | node_1390970_292_15312395_916 | AN | 8104202
evchargingstation_load_220530112 |  | 0 | 0 | 0.92 | 0 | False | 0 | 0 | 0 | 0 | 0 | 0 | 0 | 0 | 0 | 0 | 0 | 0 | 0 | 10415.651042710351 | 0 | 0 | 0 | 0 | 0 | 0 | 0.001 | 739.5081569419867 | 1735.9418404517253 | OPTIMIZED | INSTALLED |  |  | node_1395739_898_15308212_888 | ABCN | 8104202
evchargingstation_load_220530355 |  | 0 | 0 | 0.92 | 0 | False | 0 | 0 | 0 | 0 | 0 | 0 | 0 | 0 | 0 | 0 | 0 | 0 | 0 | 2548.2209642496464 | 0 | 0 | 0 | 0 | 0 | 0 | 0.001 | 180.9229444866352 | 424.7034940416077 | OPTIMIZED | INSTALLED |  |  | node_1390169_271_15308525_798 | AN | 8104202
evchargingstation_load_220531347 |  | 0 | 0 | 0.92 | 0 | False | 0 | 0 | 0 | 0 | 0 | 0 | 0 | 0 | 0 | 0 | 0 | 0 | 0 | 1932.9748215299119 | 0 | 0 | 0 | 0 | 0 | 0 | 0.001 | 137.24062423402904 | 322.1624702549853 | OPTIMIZED | INSTALLED |  |  | node_1389918_087_15313532_179 | AN | 8104202
evchargingstation_load_220532445 |  | 0 | 0 | 0.92 | 0 | False | 0 | 0 | 0 | 0 | 0 | 0 | 0 | 0 | 0 | 0 | 0 | 0 | 0 | 2245.1892820145526 | 0 | 0 | 0 | 0 | 0 | 0 | 0.001 | 159.40778715914516 | 374.1982136690921 | OPTIMIZED | INSTALLED |  |  | node_1389901_537_15312921_97 | AN | 8104202
evchargingstation_load_220534077 |  | 0 | 0 | 0.92 | 0 | False | 0 | 0 | 0 | 0 | 0 | 0 | 0 | 0 | 0 | 0 | 0 | 0 | 0 | 1490.671002510003 | 0 | 0 | 0 | 0 | 0 | 0 | 0.001 | 105.83718770767939 | 248.44516708500052 | OPTIMIZED | INSTALLED |  |  | node_1388728_694_15310892_643 | AN | 8104202
evchargingstation_load_220543774 |  | 0 | 0 | 0.92 | 0 | False | 0 | 0 | 0 | 0 | 0 | 0 | 0 | 0 | 0 | 0 | 0 | 0 | 0 | 41450.040709766516 | 0 | 0 | 0 | 0 | 0 | 0 | 0.001 | 2942.9405616633653 | 6908.340118294419 | OPTIMIZED | INSTALLED |  |  | node_1395568_992_15308381_574 | AN | 8104202
evchargingstation_load_220576440 |  | 0 | 0 | 0.92 | 0 | False | 0 | 0 | 0 | 0 | 0 | 0 | 0 | 0 | 0 | 0 | 0 | 0 | 0 | 6660.34835088549 | 0 | 0 | 0 | 0 | 0 | 0 | 0.001 | 472.882754009986 | 1110.058058480915 | OPTIMIZED | INSTALLED |  |  | node_1395870_693_15309911_883 | AN | 8104202
evchargingstation_load_220576441 |  | 0 | 0 | 0.92 | 0 | False | 0 | 0 | 0 | 0 | 0 | 0 | 0 | 0 | 0 | 0 | 0 | 0 | 0 | 6660.34835088549 | 0 | 0 | 0 | 0 | 0 | 0 | 0.001 | 472.882754009986 | 1110.058058480915 | OPTIMIZED | INSTALLED |  |  | node_1395854_338_15309926_781 | BN | 8104202
evchargingstation_load_220576442 |  | 0 | 0 | 0.92 | 0 | False | 0 | 0 | 0 | 0 | 0 | 0 | 0 | 0 | 0 | 0 | 0 | 0 | 0 | 6660.34835088549 | 0 | 0 | 0 | 0 | 0 | 0 | 0.001 | 472.882754009986 | 1110.058058480915 | OPTIMIZED | INSTALLED |  |  | node_1395883_593_15309891_78 | CN | 8104202
evchargingstation_load_220615040 |  | 0 | 0 | 0.92 | 0 | False | 0 | 0 | 0 | 0 | 0 | 0 | 0 | 0 | 0 | 0 | 0 | 0 | 0 | 5517.319264936921 | 0 | 0 | 0 | 0 | 0 | 0 | 0.001 | 391.7280381508012 | 919.5532108228202 | OPTIMIZED | INSTALLED |  |  | node_1391099_783_15311116_899 | AN | 8104202
evchargingstation_load_220619383 |  | 0 | 0 | 0.92 | 0 | False | 0 | 0 | 0 | 0 | 0 | 0 | 0 | 0 | 0 | 0 | 0 | 0 | 0 | 0 | 0 | 0 | 0 | 0 | 0 | 0 | 0.001 | 0 | 0 | OPTIMIZED | INSTALLED |  |  | node_1393412_004_15308684_186 | AN | 8104202
evchargingstation_load_220619386 |  | 0 | 0 | 0.92 | 0 | False | 0 | 0 | 0 | 0 | 0 | 0 | 0 | 0 | 0 | 0 | 0 | 0 | 0 | 19499.629612915756 | 0 | 0 | 0 | 0 | 0 | 0 | 0.001 | 1384.4679207677507 | 3249.9382688192927 | OPTIMIZED | INSTALLED |  |  | node_1394061_345_15308838_628 | AN | 8104202
evchargingstation_load_220619387 |  | 0 | 0 | 0.92 | 0 | False | 0 | 0 | 0 | 0 | 0 | 0 | 0 | 0 | 0 | 0 | 0 | 0 | 0 | 27800.8611505074 | 0 | 0 | 0 | 0 | 0 | 0 | 0.001 | 1973.8528871052688 | 4633.4768584179 | OPTIMIZED | INSTALLED |  |  | node_1394705_328_15308879_897 | AN | 8104202
evchargingstation_load_220619388 |  | 0 | 0 | 0.92 | 0 | False | 0 | 0 | 0 | 0 | 0 | 0 | 0 | 0 | 0 | 0 | 0 | 0 | 0 | 8492.539417790562 | 0 | 0 | 0 | 0 | 0 | 0 | 0.001 | 602.9677904042561 | 1415.423236298427 | OPTIMIZED | INSTALLED |  |  | node_1395258_732_15308911_171 | AN | 8104202
evchargingstation_load_220619389 |  | 0 | 0 | 0.92 | 0 | False | 0 | 0 | 0 | 0 | 0 | 0 | 0 | 0 | 0 | 0 | 0 | 0 | 0 | 31917.806732388206 | 0 | 0 | 0 | 0 | 0 | 0 | 0.001 | 2266.154783460323 | 5319.634455398034 | OPTIMIZED | INSTALLED |  |  | node_1393663_504_15308828_826 | AN | 8104202
evchargingstation_load_220619460 |  | 0 | 0 | 0.92 | 0 | False | 0 | 0 | 0 | 0 | 0 | 0 | 0 | 0 | 0 | 0 | 0 | 0 | 0 | 16051.496380210381 | 0 | 0 | 0 | 0 | 0 | 0 | 0.001 | 1139.6514744688864 | 2675.2493967017303 | OPTIMIZED | INSTALLED |  |  | node_1394673_327_15308060_24 | AN | 8104202
evchargingstation_load_220619462 |  | 0 | 0 | 0.92 | 0 | False | 0 | 0 | 0 | 0 | 0 | 0 | 0 | 0 | 0 | 0 | 0 | 0 | 0 | 14161.374523845028 | 0 | 0 | 0 | 0 | 0 | 0 | 0.001 | 1005.4533895051098 | 2360.229087307505 | OPTIMIZED | INSTALLED |  |  | node_1394370_358_15308039_738 | AN | 8104202
evchargingstation_load_220619544 |  | 0 | 0 | 0.92 | 0 | False | 0 | 0 | 0 | 0 | 0 | 0 | 0 | 0 | 0 | 0 | 0 | 0 | 0 | 23122.235632362554 | 0 | 0 | 0 | 0 | 0 | 0 | 0.001 | 1641.6718711559622 | 3853.7059387270924 | OPTIMIZED | INSTALLED |  |  | node_1395131_212_15309305_495 | AN | 8104202
evchargingstation_load_220619549 |  | 0 | 0 | 0.92 | 0 | False | 0 | 0 | 0 | 0 | 0 | 0 | 0 | 0 | 0 | 0 | 0 | 0 | 0 | 19978.66454493386 | 0 | 0 | 0 | 0 | 0 | 0 | 0.001 | 1418.4792379750638 | 3329.7774241556435 | OPTIMIZED | INSTALLED |  |  | node_1394644_966_15309275_442 | AN | 8104202
evchargingstation_load_220619684 |  | 0 | 0 | 0.92 | 0 | False | 0 | 0 | 0 | 0 | 0 | 0 | 0 | 0 | 0 | 0 | 0 | 0 | 0 | 7355.405377888166 | 0 | 0 | 0 | 0 | 0 | 0 | 0.001 | 522.231578246699 | 1225.9008963146944 | OPTIMIZED | INSTALLED |  |  | node_1394079_192_15309247_494 | AN | 8104202
evchargingstation_load_220619685 |  | 0 | 0 | 0.92 | 0 | False | 0 | 0 | 0 | 0 | 0 | 0 | 0 | 0 | 0 | 0 | 0 | 0 | 0 | 10775.990275844899 | 0 | 0 | 0 | 0 | 0 | 0 | 0.001 | 765.0921140348408 | 1795.998379307483 | OPTIMIZED | INSTALLED |  |  | node_1394462_133_15308465_474 | AN | 8104202
evchargingstation_load_220619686 |  | 0 | 0 | 0.92 | 0 | False | 0 | 0 | 0 | 0 | 0 | 0 | 0 | 0 | 0 | 0 | 0 | 0 | 0 | 19720.016290904918 | 0 | 0 | 0 | 0 | 0 | 0 | 0.001 | 1400.1153111356875 | 3286.6693818174863 | OPTIMIZED | INSTALLED |  |  | node_1393998_443_15308450_332 | AN | 8104202
evchargingstation_load_220619688 |  | 0 | 0 | 0.92 | 0 | False | 0 | 0 | 0 | 0 | 0 | 0 | 0 | 0 | 0 | 0 | 0 | 0 | 0 | 13963.944791479742 | 0 | 0 | 0 | 0 | 0 | 0 | 0.001 | 991.4359422764677 | 2327.3241319132903 | OPTIMIZED | INSTALLED |  |  | node_1395035_066_15308378_694 | AN | 8104202
evchargingstation_load_220619689 |  | 0 | 0 | 0.92 | 0 | False | 0 | 0 | 0 | 0 | 0 | 0 | 0 | 0 | 0 | 0 | 0 | 0 | 0 | 8117.5759726006745 | 0 | 0 | 0 | 0 | 0 | 0 | 0.001 | 576.3454920779299 | 1352.929328766779 | OPTIMIZED | INSTALLED |  |  | node_1393647_958_15309216_845 | AN | 8104202
evchargingstation_load_220619783 |  | 0 | 0 | 0.92 | 0 | False | 0 | 0 | 0 | 0 | 0 | 0 | 0 | 0 | 0 | 0 | 0 | 0 | 0 | 11339.200675150529 | 0 | 0 | 0 | 0 | 0 | 0 | 0.001 | 805.0798894195684 | 1889.8667791917546 | OPTIMIZED | INSTALLED |  |  | node_1393608_937_15308353_277 | AN | 8104202
evchargingstation_load_220625771 |  | 0 | 0 | 0.92 | 0 | False | 0 | 0 | 0 | 0 | 0 | 0 | 0 | 0 | 0 | 0 | 0 | 0 | 0 | 1062.8215566606798 | 0 | 0 | 0 | 0 | 0 | 0 | 0.001 | 75.46001167644127 | 177.1369261101133 | OPTIMIZED | INSTALLED |  |  | node_1389599_095_15313001_533 | AN | 8104202
evchargingstation_load_220655155 |  | 0 | 0 | 0.92 | 0 | False | 0 | 0 | 0 | 0 | 0 | 0 | 0 | 0 | 0 | 0 | 0 | 0 | 0 | 18451.262429425664 | 0 | 0 | 0 | 0 | 0 | 0 | 0.001 | 1310.0341341590358 | 3075.2104049042773 | OPTIMIZED | INSTALLED |  |  | node_1394936_242_15307693_112 | AN | 8104202
evchargingstation_load_220656056 |  | 0 | 0 | 0.92 | 0 | False | 0 | 0 | 0 | 0 | 0 | 0 | 0 | 0 | 0 | 0 | 0 | 0 | 0 | 13746.619039573765 | 0 | 0 | 0 | 0 | 0 | 0 | 0.001 | 976.0058634894827 | 2291.103173262294 | OPTIMIZED | INSTALLED |  |  | node_1394003_878_15307921_467 | AN | 8104202
evchargingstation_load_220657108 |  | 0 | 0 | 0.92 | 0 | False | 0 | 0 | 0 | 0 | 0 | 0 | 0 | 0 | 0 | 0 | 0 | 0 | 0 | 127.02843245208447 | 0 | 0 | 0 | 0 | 0 | 0 | 0.001 | 9.018997447666862 | 21.171405408680744 | OPTIMIZED | INSTALLED |  |  | node_1395532_817_15308462_91 | AN | 8104202
evchargingstation_load_310003681 |  | 0 | 0 | 0.92 | 0 | False | 0 | 0 | 0 | 0 | 0 | 0 | 0 | 0 | 0 | 0 | 0 | 0 | 0 | 24972.56544964653 | 0 | 0 | 0 | 0 | 0 | 0 | 0.001 | 1773.044728430438 | 4162.094241607755 | OPTIMIZED | INSTALLED |  |  | node_1394668_379_15309703_821 | AN | 8104202
evchargingstation_load_310029039 |  | 0 | 0 | 0.92 | 0 | False | 0 | 0 | 0 | 0 | 0 | 0 | 0 | 0 | 0 | 0 | 0 | 0 | 0 | 1879.4086150742137 | 0 | 0 | 0 | 0 | 0 | 0 | 0.001 | 133.43745900305967 | 313.2347691790356 | OPTIMIZED | INSTALLED |  |  | node_1389807_808_15310503_694 | AN | 8104202
evchargingstation_load_310060900 |  | 0 | 0 | 0.92 | 0 | False | 0 | 0 | 0 | 0 | 0 | 0 | 0 | 0 | 0 | 0 | 0 | 0 | 0 | 6153.9918902389345 | 0 | 0 | 0 | 0 | 0 | 0 | 0.001 | 436.931610324841 | 1025.6653150398224 | OPTIMIZED | INSTALLED |  |  | node_1395836_184_15316033_919 | AN | 8104202
evchargingstation_load_310061610 |  | 0 | 0 | 0.92 | 0 | False | 0 | 0 | 0 | 0 | 0 | 0 | 0 | 0 | 0 | 0 | 0 | 0 | 0 | 2392.1137340073255 | 0 | 0 | 0 | 0 | 0 | 0 | 0.001 | 169.83938073776977 | 398.68562233455424 | OPTIMIZED | INSTALLED |  |  | node_1390295_05_15311152_019 | AN | 8104202
evchargingstation_load_311859901 |  | 0 | 0 | 0.92 | 0 | False | 0 | 0 | 0 | 0 | 0 | 0 | 0 | 0 | 0 | 0 | 0 | 0 | 0 | 1043.7757943653205 | 0 | 0 | 0 | 0 | 0 | 0 | 0.001 | 74.10778380990189 | 173.96263239422007 | OPTIMIZED | INSTALLED |  |  | node_1388393_67_15307312_189 | AN | 8104202
evchargingstation_load_311893602 |  | 0 | 0 | 0.92 | 0 | False | 0 | 0 | 0 | 0 | 0 | 0 | 0 | 0 | 0 | 0 | 0 | 0 | 0 | 80987.0026175438 | 0 | 0 | 0 | 0 | 0 | 0 | 0.001 | 5750.053059796274 | 13497.833769590634 | OPTIMIZED | INSTALLED |  |  | node_1395806_164_15309457_489 | ABCN | 8104202

## Fuse
Name | GroupId | MeanReplacementTime | PhaseAStatus | PhaseBStatus | PhaseCStatus | RepairDistributionType | CurrentLimit | CurrentInAReal | CurrentInAImag | CurrentInA | CurrentInBReal | CurrentInBImag | CurrentInB | CurrentInCReal | CurrentInCImag | CurrentInC | CurrentOutAReal | CurrentOutAImag | CurrentOutA | CurrentOutBReal | CurrentOutBImag | CurrentOutB | CurrentOutCReal | CurrentOutCImag | CurrentOutC | ActivePowerInA | ReactivePowerInA | PowerInA | ActivePowerInB | ReactivePowerInB | PowerInB | ActivePowerInC | ReactivePowerInC | PowerInC | ActivePowerOutA | ReactivePowerOutA | PowerOutA | ActivePowerOutB | ReactivePowerOutB | PowerOutB | ActivePowerOutC | ReactivePowerOutC | PowerOutC | Status | From | To | Length | Phases | Feeder | Comments
fuse_220382562 |  | 0 | GOOD | GOOD | GOOD | NONE | 85 | 0 | 0 | 0+0j | 0 | 0 | 0+0j | 0 | 0 | 0+0j | 0 | 0 | 0+0j | 0 | 0 | 0+0j | 0 | 0 | 0+0j | 0 | 0 | 0+0j | 0 | 0 | 0+0j | 0 | 0 | 0+0j | 0 | 0 | 0+0j | 0 | 0 | 0+0j | 0 | 0 | 0+0j | OPEN | node_intto1_8104202_200823277 | node_8104202_200823277 | 0 | AD | 8104202
fuse_220382591 |  | 0 | GOOD | GOOD | GOOD | NONE | 30 | 0 | 0 | 0+0j | 0 | 0 | 0+0j | 0 | 0 | 0+0j | 0 | 0 | 0+0j | 0 | 0 | 0+0j | 0 | 0 | 0+0j | 0 | 0 | 0+0j | 0 | 0 | 0+0j | 0 | 0 | 0+0j | 0 | 0 | 0+0j | 0 | 0 | 0+0j | 0 | 0 | 0+0j | OPEN | node_intto1_8104202_200820897 | node_8104202_200820897 | 0 | AN | 8104202
fuse_220382592 |  | 0 | GOOD | GOOD | GOOD | NONE | 30 | 0 | 0 | 0+0j | 0 | 0 | 0+0j | 0 | 0 | 0+0j | 0 | 0 | 0+0j | 0 | 0 | 0+0j | 0 | 0 | 0+0j | 0 | 0 | 0+0j | 0 | 0 | 0+0j | 0 | 0 | 0+0j | 0 | 0 | 0+0j | 0 | 0 | 0+0j | 0 | 0 | 0+0j | OPEN | node_intto1_8104202_201027239 | node_8104202_201027239 | 0 | AN | 8104202
fuse_220382593 |  | 0 | GOOD | GOOD | GOOD | NONE | 40 | 0 | 0 | 0+0j | 0 | 0 | 0+0j | 0 | 0 | 0+0j | 0 | 0 | 0+0j | 0 | 0 | 0+0j | 0 | 0 | 0+0j | 0 | 0 | 0+0j | 0 | 0 | 0+0j | 0 | 0 | 0+0j | 0 | 0 | 0+0j | 0 | 0 | 0+0j | 0 | 0 | 0+0j | OPEN | node_intto1_8104202_201027237 | node_8104202_201027237 | 0 | AN | 8104202
fuse_220382611 |  | 0 | GOOD | GOOD | GOOD | NONE | 100 | 0 | 0 | 0+0j | 0 | 0 | 0+0j | 0 | 0 | 0+0j | 0 | 0 | 0+0j | 0 | 0 | 0+0j | 0 | 0 | 0+0j | 0 | 0 | 0+0j | 0 | 0 | 0+0j | 0 | 0 | 0+0j | 0 | 0 | 0+0j | 0 | 0 | 0+0j | 0 | 0 | 0+0j | OPEN | node_intto1_8104202_200823872 | node_8104202_200823872 | 0 | AD | 8104202
fuse_220382686 |  | 0 | GOOD | GOOD | GOOD | NONE | 65 | 0 | 0 | 0+0j | 0 | 0 | 0+0j | 0 | 0 | 0+0j | 0 | 0 | 0+0j | 0 | 0 | 0+0j | 0 | 0 | 0+0j | 0 | 0 | 0+0j | 0 | 0 | 0+0j | 0 | 0 | 0+0j | 0 | 0 | 0+0j | 0 | 0 | 0+0j | 0 | 0 | 0+0j | OPEN | node_intto1_8104202_200821660 | node_8104202_200821660 | 0 | AD | 8104202
fuse_220382687 |  | 0 | GOOD | GOOD | GOOD | NONE | 100 | 0 | 0 | 0+0j | 0 | 0 | 0+0j | 0 | 0 | 0+0j | 0 | 0 | 0+0j | 0 | 0 | 0+0j | 0 | 0 | 0+0j | 0 | 0 | 0+0j | 0 | 0 | 0+0j | 0 | 0 | 0+0j | 0 | 0 | 0+0j | 0 | 0 | 0+0j | 0 | 0 | 0+0j | OPEN | node_intto1_8104202_200821552 | node_8104202_200821552 | 0 | AD | 8104202
fuse_220382688 |  | 0 | GOOD | GOOD | GOOD | NONE | 75 | 0 | 0 | 0+0j | 0 | 0 | 0+0j | 0 | 0 | 0+0j | 0 | 0 | 0+0j | 0 | 0 | 0+0j | 0 | 0 | 0+0j | 0 | 0 | 0+0j | 0 | 0 | 0+0j | 0 | 0 | 0+0j | 0 | 0 | 0+0j | 0 | 0 | 0+0j | 0 | 0 | 0+0j | OPEN | node_intto1_8104202_200821594 | node_8104202_200821594 | 0 | AD | 8104202
fuse_220382689 |  | 0 | GOOD | GOOD | GOOD | NONE | 60 | 0 | 0 | 0+0j | 0 | 0 | 0+0j | 0 | 0 | 0+0j | 0 | 0 | 0+0j | 0 | 0 | 0+0j | 0 | 0 | 0+0j | 0 | 0 | 0+0j | 0 | 0 | 0+0j | 0 | 0 | 0+0j | 0 | 0 | 0+0j | 0 | 0 | 0+0j | 0 | 0 | 0+0j | OPEN | node_intto1_8104202_201027240 | node_8104202_201027240 | 0 | AN | 8104202
fuse_220382690 |  | 0 | GOOD | GOOD | GOOD | NONE | 60 | 0 | 0 | 0+0j | 0 | 0 | 0+0j | 0 | 0 | 0+0j | 0 | 0 | 0+0j | 0 | 0 | 0+0j | 0 | 0 | 0+0j | 0 | 0 | 0+0j | 0 | 0 | 0+0j | 0 | 0 | 0+0j | 0 | 0 | 0+0j | 0 | 0 | 0+0j | 0 | 0 | 0+0j | OPEN | node_intto1_8104202_201027234 | node_8104202_201027234 | 0 | AN | 8104202
fuse_220382691 |  | 0 | GOOD | GOOD | GOOD | NONE | 60 | 0 | 0 | 0+0j | 0 | 0 | 0+0j | 0 | 0 | 0+0j | 0 | 0 | 0+0j | 0 | 0 | 0+0j | 0 | 0 | 0+0j | 0 | 0 | 0+0j | 0 | 0 | 0+0j | 0 | 0 | 0+0j | 0 | 0 | 0+0j | 0 | 0 | 0+0j | 0 | 0 | 0+0j | OPEN | node_intto1_8104202_201027235 | node_8104202_201027235 | 0 | AN | 8104202
fuse_220382693 |  | 0 | GOOD | GOOD | GOOD | NONE | 100 | 0 | 0 | 0+0j | 0 | 0 | 0+0j | 0 | 0 | 0+0j | 0 | 0 | 0+0j | 0 | 0 | 0+0j | 0 | 0 | 0+0j | 0 | 0 | 0+0j | 0 | 0 | 0+0j | 0 | 0 | 0+0j | 0 | 0 | 0+0j | 0 | 0 | 0+0j | 0 | 0 | 0+0j | OPEN | node_intto1_8104202_200821510 | node_8104202_200821510 | 0 | AD | 8104202
fuse_220382694 |  | 0 | GOOD | GOOD | GOOD | NONE | 75 | 0 | 0 | 0+0j | 0 | 0 | 0+0j | 0 | 0 | 0+0j | 0 | 0 | 0+0j | 0 | 0 | 0+0j | 0 | 0 | 0+0j | 0 | 0 | 0+0j | 0 | 0 | 0+0j | 0 | 0 | 0+0j | 0 | 0 | 0+0j | 0 | 0 | 0+0j | 0 | 0 | 0+0j | OPEN | node_intto1_8104202_201027350 | node_8104202_201027350 | 0 | ABCN | 8104202
fuse_220382703 |  | 0 | GOOD | GOOD | GOOD | NONE | 60 | 0 | 0 | 0+0j | 0 | 0 | 0+0j | 0 | 0 | 0+0j | 0 | 0 | 0+0j | 0 | 0 | 0+0j | 0 | 0 | 0+0j | 0 | 0 | 0+0j | 0 | 0 | 0+0j | 0 | 0 | 0+0j | 0 | 0 | 0+0j | 0 | 0 | 0+0j | 0 | 0 | 0+0j | OPEN | node_intto1_8104202_200823298 | node_8104202_200823298 | 0 | AD | 8104202
fuse_220519698 |  | 0 | GOOD | GOOD | GOOD | NONE | 50 | 0 | 0 | 0+0j | 0 | 0 | 0+0j | 0 | 0 | 0+0j | 0 | 0 | 0+0j | 0 | 0 | 0+0j | 0 | 0 | 0+0j | 0 | 0 | 0+0j | 0 | 0 | 0+0j | 0 | 0 | 0+0j | 0 | 0 | 0+0j | 0 | 0 | 0+0j | 0 | 0 | 0+0j | OPEN | node_intto1_8104202_200978900 | node_8104202_200978900 | 0 | ABCN | 8104202
fuse_220523881 |  | 0 | GOOD | GOOD | GOOD | NONE | 40 | 0 | 0 | 0+0j | 0 | 0 | 0+0j | 0 | 0 | 0+0j | 0 | 0 | 0+0j | 0 | 0 | 0+0j | 0 | 0 | 0+0j | 0 | 0 | 0+0j | 0 | 0 | 0+0j | 0 | 0 | 0+0j | 0 | 0 | 0+0j | 0 | 0 | 0+0j | 0 | 0 | 0+0j | OPEN | node_intto1_8104202_200970121 | node_8104202_200970121 | 0 | AN | 8104202
fuse_220619384 |  | 0 | GOOD | GOOD | GOOD | NONE | 100 | 0 | 0 | 0+0j | 0 | 0 | 0+0j | 0 | 0 | 0+0j | 0 | 0 | 0+0j | 0 | 0 | 0+0j | 0 | 0 | 0+0j | 0 | 0 | 0+0j | 0 | 0 | 0+0j | 0 | 0 | 0+0j | 0 | 0 | 0+0j | 0 | 0 | 0+0j | 0 | 0 | 0+0j | OPEN | node_intto1_8104202_201034464 | node_8104202_201034464 | 0 | AD | 8104202
fuse_220619545 |  | 0 | GOOD | GOOD | GOOD | NONE | 100 | 0 | 0 | 0+0j | 0 | 0 | 0+0j | 0 | 0 | 0+0j | 0 | 0 | 0+0j | 0 | 0 | 0+0j | 0 | 0 | 0+0j | 0 | 0 | 0+0j | 0 | 0 | 0+0j | 0 | 0 | 0+0j | 0 | 0 | 0+0j | 0 | 0 | 0+0j | 0 | 0 | 0+0j | OPEN | node_intto1_8104202_201027238 | node_8104202_201027238 | 0 | ABCN | 8104202
fuse_220619547 |  | 0 | GOOD | GOOD | GOOD | NONE | 100 | 0 | 0 | 0+0j | 0 | 0 | 0+0j | 0 | 0 | 0+0j | 0 | 0 | 0+0j | 0 | 0 | 0+0j | 0 | 0 | 0+0j | 0 | 0 | 0+0j | 0 | 0 | 0+0j | 0 | 0 | 0+0j | 0 | 0 | 0+0j | 0 | 0 | 0+0j | 0 | 0 | 0+0j | OPEN | node_intto1_8104202_200821522 | node_8104202_200821522 | 0 | ABCD | 8104202
fuse_310023402 |  | 0 | GOOD | GOOD | GOOD | NONE | 100 | 0 | 0 | 0+0j | 0 | 0 | 0+0j | 0 | 0 | 0+0j | 0 | 0 | 0+0j | 0 | 0 | 0+0j | 0 | 0 | 0+0j | 0 | 0 | 0+0j | 0 | 0 | 0+0j | 0 | 0 | 0+0j | 0 | 0 | 0+0j | 0 | 0 | 0+0j | 0 | 0 | 0+0j | OPEN | node_intto1_8104202_200821494 | node_8104202_200821494 | 0 | ABCD | 8104202
fuse_310054932 |  | 0 | GOOD | GOOD | GOOD | NONE | 40 | 0 | 0 | 0+0j | 0 | 0 | 0+0j | 0 | 0 | 0+0j | 0 | 0 | 0+0j | 0 | 0 | 0+0j | 0 | 0 | 0+0j | 0 | 0 | 0+0j | 0 | 0 | 0+0j | 0 | 0 | 0+0j | 0 | 0 | 0+0j | 0 | 0 | 0+0j | 0 | 0 | 0+0j | OPEN | node_intto1_310054932 | node_310054932 | 0 | AD | 8104202
fuse_310063754 |  | 0 | GOOD | GOOD | GOOD | NONE | 100 | 0 | 0 | 0+0j | 0 | 0 | 0+0j | 0 | 0 | 0+0j | 0 | 0 | 0+0j | 0 | 0 | 0+0j | 0 | 0 | 0+0j | 0 | 0 | 0+0j | 0 | 0 | 0+0j | 0 | 0 | 0+0j | 0 | 0 | 0+0j | 0 | 0 | 0+0j | 0 | 0 | 0+0j | OPEN | node_intto1_8104202_200823389 | node_8104202_200823389 | 0 | AD | 8104202
fuse_311893600 |  | 0 | GOOD | GOOD | GOOD | NONE | 100 | 0 | 0 | 0+0j | 0 | 0 | 0+0j | 0 | 0 | 0+0j | 0 | 0 | 0+0j | 0 | 0 | 0+0j | 0 | 0 | 0+0j | 0 | 0 | 0+0j | 0 | 0 | 0+0j | 0 | 0 | 0+0j | 0 | 0 | 0+0j | 0 | 0 | 0+0j | 0 | 0 | 0+0j | OPEN | node_intto1_8104202_311893599 | node_8104202_311893599 | 0 | ABCN | 8104202

## Generator
Name | GroupId | ColdStartupCost | ColdStartupTime | HotStartupCost | HotStartupStatus | ShutdownCost | CommitmentStatus | ConstructionTime | CalendarLife | YearOfInstallation | ReactivePower | ActivePower | MaxPowerOutput | MinPowerOutput | MinimumDowntime | MinimumUptime | NoLoadCost | NonSpinningReserve | SpinningReserve | OperatingReserve | RampUpLimit | RampDownLimit | StartupCapability | ShutdownCapability | ShutdownStatus | StartupStatus | CapitalCost | FixedOperatingCost | VariableOperatingCost | MaxReactivePower | MaxActivePower | OutputSchedule | PlanningStatus | UnitType | UnitSubtype | ParentNode | Phases | Feeder | Comments

## HeatPump
Name | GroupId | YearOfInstallation | ReactivePower | ActivePower | MaxPowerOutput | MinPowerOutput | RampUpLimit | RampDownLimit | CapitalCost | FixedOperatingCost | VariableOperatingCost | MaxReactivePower | MaxActivePower | OutputSchedule | PlanningStatus | UnitType | UnitSubtype | ParentNode | Phases | Feeder | Comments
heatpump_load_220334762 |  | 0 | 0 | 0 | 0 | 0 | 0 | 0 | 0 | 0 | 0.19 | 7.390447254558167 | 17.348538435559878 | OPTIMIZED | INSTALLED |  |  | node_1390353_886_15313708_384 | AN | 8104202
heatpump_load_220334764 |  | 0 | 0 | 0 | 0 | 0 | 0 | 0 | 0 | 0 | 0.19 | 431.78683943394924 | 1013.5883580975859 | OPTIMIZED | INSTALLED |  |  | node_1393266_454_15307547_939 | AN | 8104202
heatpump_load_220334926 |  | 0 | 0 | 0 | 0 | 0 | 0 | 0 | 0 | 0 | 0.19 | 25.66125929330429 | 60.23798067902735 | OPTIMIZED | INSTALLED |  |  | node_1395447_777_15307671_843 | AN | 8104202
heatpump_load_220334927 |  | 0 | 0 | 0 | 0 | 0 | 0 | 0 | 0 | 0 | 0.19 | 25.66125929330429 | 60.23798067902735 | OPTIMIZED | INSTALLED |  |  | node_1395447_542_15307698_466 | AN | 8104202
heatpump_load_220334931 |  | 0 | 0 | 0 | 0 | 0 | 0 | 0 | 0 | 0 | 0.19 | 26.051330337191335 | 61.15359798534857 | OPTIMIZED | INSTALLED |  |  | node_1395595_922_15308600_287 | AN | 8104202
heatpump_load_220334932 |  | 0 | 0 | 0 | 0 | 0 | 0 | 0 | 0 | 0 | 0.19 | 166.7982757634489 | 391.54687441367776 | OPTIMIZED | INSTALLED |  |  | node_1395610_937_15308617_794 | BN | 8104202
heatpump_load_220334933 |  | 0 | 0 | 0 | 0 | 0 | 0 | 0 | 0 | 0 | 0.19 | 26.051330337191335 | 61.15359798534857 | OPTIMIZED | INSTALLED |  |  | node_1395622_093_15308639_897 | CN | 8104202
heatpump_load_220334934 |  | 0 | 0 | 0 | 0 | 0 | 0 | 0 | 0 | 0 | 0.19 | 327.1812367035718 | 768.0342536575987 | OPTIMIZED | INSTALLED |  |  | node_1395669_852_15308814_134 | AN | 8104202
heatpump_load_220334935 |  | 0 | 0 | 0 | 0 | 0 | 0 | 0 | 0 | 0 | 0.19 | 327.1812367035718 | 768.0342536575987 | OPTIMIZED | INSTALLED |  |  | node_1395670_925_15308840_732 | AN | 8104202
heatpump_load_220334936 |  | 0 | 0 | 0 | 0 | 0 | 0 | 0 | 0 | 0 | 0.19 | 76.98380799890322 | 180.71394203708206 | OPTIMIZED | INSTALLED |  |  | node_1395676_716_15309056_702 | AN | 8104202
heatpump_load_220334937 |  | 0 | 0 | 0 | 0 | 0 | 0 | 0 | 0 | 0 | 0.19 | 0 | 0 | OPTIMIZED | INSTALLED |  |  | node_1395687_381_15309508_022 | AN | 8104202
heatpump_load_220334938 |  | 0 | 0 | 0 | 0 | 0 | 0 | 0 | 0 | 0 | 0.19 | 0 | 0 | OPTIMIZED | INSTALLED |  |  | node_1395706_853_15309524_092 | AN | 8104202
heatpump_load_220334947 |  | 0 | 0 | 0 | 0 | 0 | 0 | 0 | 0 | 0 | 0.19 | 1597.6297658347912 | 3750.3202963071567 | OPTIMIZED | INSTALLED |  |  | node_1395839_77_15308677_982 | AN | 8104202
heatpump_load_220334948 |  | 0 | 0 | 0 | 0 | 0 | 0 | 0 | 0 | 0 | 0.19 | 0 | 0 | OPTIMIZED | INSTALLED |  |  | node_1396112_878_15308579_716 | AN | 8104202
heatpump_load_220334949 |  | 0 | 0 | 0 | 0 | 0 | 0 | 0 | 0 | 0 | 0.19 | 12.471370329882427 | 29.27565861000729 | OPTIMIZED | INSTALLED |  |  | node_1396148_104_15308993_203 | AN | 8104202
heatpump_load_220334950 |  | 0 | 0 | 0 | 0 | 0 | 0 | 0 | 0 | 0 | 0.19 | 69.74732902296064 | 163.72683148559634 | OPTIMIZED | INSTALLED |  |  | node_1396127_72_15309388_531 | AN | 8104202
heatpump_load_220334951 |  | 0 | 0 | 0 | 0 | 0 | 0 | 0 | 0 | 0 | 0.19 | 65.49784067595866 | 153.75142188514943 | OPTIMIZED | INSTALLED |  |  | node_1395496_162_15309319_606 | AN | 8104202
heatpump_load_220334959 |  | 0 | 0 | 0 | 0 | 0 | 0 | 0 | 0 | 0 | 0.19 | 63.742596275942816 | 149.63114400670395 | OPTIMIZED | INSTALLED |  |  | node_1394251_862_15309676_075 | AN | 8104202
heatpump_load_220334960 |  | 0 | 0 | 0 | 0 | 0 | 0 | 0 | 0 | 0 | 0.19 | 461.8105332880287 | 1084.066795492048 | OPTIMIZED | INSTALLED |  |  | node_1393723_197_15309735_723 | AN | 8104202
heatpump_load_220334961 |  | 0 | 0 | 0 | 0 | 0 | 0 | 0 | 0 | 0 | 0.19 | 135.98419936487997 | 319.2131072143017 | OPTIMIZED | INSTALLED |  |  | node_1393251_011_15309962_068 | AN | 8104202
heatpump_load_220334962 |  | 0 | 0 | 0 | 0 | 0 | 0 | 0 | 0 | 0 | 0.19 | 26.9751400088849 | 63.32216528979355 | OPTIMIZED | INSTALLED |  |  | node_1393091_724_15310017_741 | AN | 8104202
heatpump_load_220334963 |  | 0 | 0 | 0 | 0 | 0 | 0 | 0 | 0 | 0 | 0.19 | 26.3284551673052 | 61.80416817668206 | OPTIMIZED | INSTALLED |  |  | node_1392895_745_15310383_864 | AN | 8104202
heatpump_load_220334964 |  | 0 | 0 | 0 | 0 | 0 | 0 | 0 | 0 | 0 | 0.19 | 281.7607752259136 | 661.4130278557203 | OPTIMIZED | INSTALLED |  |  | node_1392645_93_15310989_518 | AN | 8104202
heatpump_load_220334965 |  | 0 | 0 | 0 | 0 | 0 | 0 | 0 | 0 | 0 | 0.19 | 215.33912487826137 | 505.4930386661259 | OPTIMIZED | INSTALLED |  |  | node_1392456_854_15311439_691 | AN | 8104202
heatpump_load_220334966 |  | 0 | 0 | 0 | 0 | 0 | 0 | 0 | 0 | 0 | 0.19 | 91.36439100741708 | 214.47130640960899 | OPTIMIZED | INSTALLED |  |  | node_1392280_114_15311449_66 | AN | 8104202
heatpump_load_220334967 |  | 0 | 0 | 0 | 0 | 0 | 0 | 0 | 0 | 0 | 0.19 | 363.05569502605346 | 852.2469506468789 | OPTIMIZED | INSTALLED |  |  | node_1391733_013_15311627_709 | AN | 8104202
heatpump_load_220334968 |  | 0 | 0 | 0 | 0 | 0 | 0 | 0 | 0 | 0 | 0.19 | 45.45124308578515 | 106.69351137869324 | OPTIMIZED | INSTALLED |  |  | node_1391446_852_15311815_852 | AN | 8104202
heatpump_load_220334970 |  | 0 | 0 | 0 | 0 | 0 | 0 | 0 | 0 | 0 | 0.19 | 192.05922355615073 | 450.8451425941123 | OPTIMIZED | INSTALLED |  |  | node_1391456_916_15310863_456 | AN | 8104202
heatpump_load_220334971 |  | 0 | 0 | 0 | 0 | 0 | 0 | 0 | 0 | 0 | 0.19 | 64.15317835225108 | 150.59495169756838 | OPTIMIZED | INSTALLED |  |  | node_1395336_726_15309733_347 | AN | 8104202
heatpump_load_220334972 |  | 0 | 0 | 0 | 0 | 0 | 0 | 0 | 0 | 0 | 0.19 | 278.0655365391393 | 652.7387586379404 | OPTIMIZED | INSTALLED |  |  | node_1390991_552_15310692_781 | AN | 8104202
heatpump_load_220334973 |  | 0 | 0 | 0 | 0 | 0 | 0 | 0 | 0 | 0 | 0.19 | 67.80733473620224 | 159.17284014626188 | OPTIMIZED | INSTALLED |  |  | node_1390306_756_15310535_645 | AN | 8104202
heatpump_load_220334974 |  | 0 | 0 | 0 | 0 | 0 | 0 | 0 | 0 | 0 | 0.19 | 206.6553681785245 | 485.10850600434304 | OPTIMIZED | INSTALLED |  |  | node_1390042_296_15310519_433 | AN | 8104202
heatpump_load_220334975 |  | 0 | 0 | 0 | 0 | 0 | 0 | 0 | 0 | 0 | 0.19 | 86.5605927622067 | 203.19475642649505 | OPTIMIZED | INSTALLED |  |  | node_1394860_902_15310104_919 | AN | 8104202
heatpump_load_220334993 |  | 0 | 0 | 0 | 0 | 0 | 0 | 0 | 0 | 0 | 0.19 | 786.5282474147606 | 1846.31820300446 | OPTIMIZED | INSTALLED |  |  | node_1396783_88_15315393_792 | AN | 8104202
heatpump_load_220334994 |  | 0 | 0 | 0 | 0 | 0 | 0 | 0 | 0 | 0 | 0.19 | 36.76745626705792 | 86.30897871691039 | OPTIMIZED | INSTALLED |  |  | node_1396613_45_15315630_631 | AN | 8104202
heatpump_load_220334995 |  | 0 | 0 | 0 | 0 | 0 | 0 | 0 | 0 | 0 | 0.19 | 342.27003765092894 | 803.4541862968667 | OPTIMIZED | INSTALLED |  |  | node_1397195_574_15315259_015 | AN | 8104202
heatpump_load_220335005 |  | 0 | 0 | 0 | 0 | 0 | 0 | 0 | 0 | 0 | 0.19 | 76.98380799890322 | 180.71394203708206 | OPTIMIZED | INSTALLED |  |  | node_1397204_685_15314953_11 | AN | 8104202
heatpump_load_220335529 |  | 0 | 0 | 0 | 0 | 0 | 0 | 0 | 0 | 0 | 0.19 | 106.42244046563762 | 249.81895347206222 | OPTIMIZED | INSTALLED |  |  | node_1396928_83_15314888_491 | AN | 8104202
heatpump_load_220335530 |  | 0 | 0 | 0 | 0 | 0 | 0 | 0 | 0 | 0 | 0.19 | 380.7003633746315 | 893.6665861617782 | OPTIMIZED | INSTALLED |  |  | node_1394064_336_15315408_976 | AN | 8104202
heatpump_load_220335531 |  | 0 | 0 | 0 | 0 | 0 | 0 | 0 | 0 | 0 | 0.19 | 288.5045376388921 | 677.2435691781686 | OPTIMIZED | INSTALLED |  |  | node_1393830_624_15315447_949 | AN | 8104202
heatpump_load_220335532 |  | 0 | 0 | 0 | 0 | 0 | 0 | 0 | 0 | 0 | 0.19 | 82.21872947183341 | 193.00249009560363 | OPTIMIZED | INSTALLED |  |  | node_1393615_339_15315598_038 | AN | 8104202
heatpump_load_220335533 |  | 0 | 0 | 0 | 0 | 0 | 0 | 0 | 0 | 0 | 0.19 | 0 | 0 | OPTIMIZED | INSTALLED |  |  | node_1392597_376_15315544_215 | AN | 8104202
heatpump_load_220335534 |  | 0 | 0 | 0 | 0 | 0 | 0 | 0 | 0 | 0 | 0.19 | 143.6518015685423 | 337.21221584119513 | OPTIMIZED | INSTALLED |  |  | node_1392361_57_15315645_897 | AN | 8104202
heatpump_load_220335535 |  | 0 | 0 | 0 | 0 | 0 | 0 | 0 | 0 | 0 | 0.19 | 131.54996113113538 | 308.80398415296577 | OPTIMIZED | INSTALLED |  |  | node_1392064_573_15315401_795 | AN | 8104202
heatpump_load_220335536 |  | 0 | 0 | 0 | 0 | 0 | 0 | 0 | 0 | 0 | 0.19 | 70.94829364375842 | 166.54596898137484 | OPTIMIZED | INSTALLED |  |  | node_1391921_157_15315745_723 | AN | 8104202
heatpump_load_220335537 |  | 0 | 0 | 0 | 0 | 0 | 0 | 0 | 0 | 0 | 0.19 | 18.198978246786385 | 42.720775897566206 | OPTIMIZED | INSTALLED |  |  | node_1391891_61_15315448_42 | AN | 8104202
heatpump_load_220335538 |  | 0 | 0 | 0 | 0 | 0 | 0 | 0 | 0 | 0 | 0.19 | 21.894186814570297 | 51.39504511534614 | OPTIMIZED | INSTALLED |  |  | node_1396643_556_15315083_977 | AN | 8104202
heatpump_load_220335539 |  | 0 | 0 | 0 | 0 | 0 | 0 | 0 | 0 | 0 | 0.19 | 141.61943233841262 | 332.44136777141614 | OPTIMIZED | INSTALLED |  |  | node_1391666_814_15315374_119 | AN | 8104202
heatpump_load_220335540 |  | 0 | 0 | 0 | 0 | 0 | 0 | 0 | 0 | 0 | 0.19 | 70.48638880791164 | 165.46168532915235 | OPTIMIZED | INSTALLED |  |  | node_1391416_781_15315360_741 | AN | 8104202
heatpump_load_220335541 |  | 0 | 0 | 0 | 0 | 0 | 0 | 0 | 0 | 0 | 0.19 | 103.09673167133886 | 242.01211117606027 | OPTIMIZED | INSTALLED |  |  | node_1391165_972_15315348_193 | AN | 8104202
heatpump_load_220335542 |  | 0 | 0 | 0 | 0 | 0 | 0 | 0 | 0 | 0 | 0.19 | 46.46742770085 | 109.07893541358273 | OPTIMIZED | INSTALLED |  |  | node_1390903_749_15315336_523 | AN | 8104202
heatpump_load_220335543 |  | 0 | 0 | 0 | 0 | 0 | 0 | 0 | 0 | 0 | 0.19 | 39.261760452024745 | 92.16411043891185 | OPTIMIZED | INSTALLED |  |  | node_1390282_389_15315611_858 | AN | 8104202
heatpump_load_220335545 |  | 0 | 0 | 0 | 0 | 0 | 0 | 0 | 0 | 0 | 0.19 | 96.63009408847425 | 226.83214004494536 | OPTIMIZED | INSTALLED |  |  | node_1389526_627_15315273_524 | AN | 8104202
heatpump_load_220335546 |  | 0 | 0 | 0 | 0 | 0 | 0 | 0 | 0 | 0 | 0.19 | 148.2708198080198 | 348.05505236342003 | OPTIMIZED | INSTALLED |  |  | node_1389368_031_15315319_459 | AN | 8104202
heatpump_load_220335547 |  | 0 | 0 | 0 | 0 | 0 | 0 | 0 | 0 | 0 | 0.19 | 105.31385078821114 | 247.21667270672825 | OPTIMIZED | INSTALLED |  |  | node_1389110_722_15315239_729 | AN | 8104202
heatpump_load_220335548 |  | 0 | 0 | 0 | 0 | 0 | 0 | 0 | 0 | 0 | 0.19 | 265.40941632251435 | 623.0293865670441 | OPTIMIZED | INSTALLED |  |  | node_1388920_023_15315214_776 | AN | 8104202
heatpump_load_220335549 |  | 0 | 0 | 0 | 0 | 0 | 0 | 0 | 0 | 0 | 0.19 | 342.27003765092894 | 803.4541862968667 | OPTIMIZED | INSTALLED |  |  | node_1396430_041_15315118_61 | AN | 8104202
heatpump_load_220335550 |  | 0 | 0 | 0 | 0 | 0 | 0 | 0 | 0 | 0 | 0.19 | 76.76827650403366 | 180.20794299937822 | OPTIMIZED | INSTALLED |  |  | node_1396244_528_15315203_618 | AN | 8104202
heatpump_load_220335551 |  | 0 | 0 | 0 | 0 | 0 | 0 | 0 | 0 | 0 | 0.19 | 198.2487363089015 | 465.37454353389376 | OPTIMIZED | INSTALLED |  |  | node_1388619_935_15314944_191 | AN | 8104202
heatpump_load_220335552 |  | 0 | 0 | 0 | 0 | 0 | 0 | 0 | 0 | 0 | 0.19 | 77.59968111336559 | 182.1596535733787 | OPTIMIZED | INSTALLED |  |  | node_1395976_181_15315228_252 | AN | 8104202
heatpump_load_220335553 |  | 0 | 0 | 0 | 0 | 0 | 0 | 0 | 0 | 0 | 0.19 | 41.10934967642153 | 96.50124504780182 | OPTIMIZED | INSTALLED |  |  | node_1395595_804_15315248_044 | AN | 8104202
heatpump_load_220335554 |  | 0 | 0 | 0 | 0 | 0 | 0 | 0 | 0 | 0 | 0.19 | 81.38729474351115 | 191.05077952160312 | OPTIMIZED | INSTALLED |  |  | node_1395304_913_15315322_345 | AN | 8104202
heatpump_load_220335555 |  | 0 | 0 | 0 | 0 | 0 | 0 | 0 | 0 | 0 | 0.19 | 123.32807914825494 | 289.50373514340544 | OPTIMIZED | INSTALLED |  |  | node_1394832_302_15315554_707 | AN | 8104202
heatpump_load_220335556 |  | 0 | 0 | 0 | 0 | 0 | 0 | 0 | 0 | 0 | 0.19 | 100.69483254873366 | 236.37383618450332 | OPTIMIZED | INSTALLED |  |  | node_1394282_126_15315369_428 | AN | 8104202
heatpump_load_220335560 |  | 0 | 0 | 0 | 0 | 0 | 0 | 0 | 0 | 0 | 0.19 | 109.10146441835668 | 256.1077986549527 | OPTIMIZED | INSTALLED |  |  | node_1389632_105_15308292_35 | AN | 8104202
heatpump_load_220335561 |  | 0 | 0 | 0 | 0 | 0 | 0 | 0 | 0 | 0 | 0.19 | 112.7042980427693 | 264.5652111422881 | OPTIMIZED | INSTALLED |  |  | node_1389909_859_15308800_542 | AN | 8104202
heatpump_load_220335562 |  | 0 | 0 | 0 | 0 | 0 | 0 | 0 | 0 | 0 | 0.19 | 10.993280878970795 | 25.805950922895317 | OPTIMIZED | INSTALLED |  |  | node_1389207_098_15308762_975 | AN | 8104202
heatpump_load_220335563 |  | 0 | 0 | 0 | 0 | 0 | 0 | 0 | 0 | 0 | 0.19 | 634.8393438690707 | 1490.2394516145935 | OPTIMIZED | INSTALLED |  |  | node_1389807_834_15308986_863 | AN | 8104202
heatpump_load_220335564 |  | 0 | 0 | 0 | 0 | 0 | 0 | 0 | 0 | 0 | 0.19 | 55.3359644063198 | 129.89718153625458 | OPTIMIZED | INSTALLED |  |  | node_1389800_991_15309349_626 | AN | 8104202
heatpump_load_220335565 |  | 0 | 0 | 0 | 0 | 0 | 0 | 0 | 0 | 0 | 0.19 | 234.83144268921683 | 551.2498087899152 | OPTIMIZED | INSTALLED |  |  | node_1389779_076_15309713_288 | AN | 8104202
heatpump_load_220335566 |  | 0 | 0 | 0 | 0 | 0 | 0 | 0 | 0 | 0 | 0.19 | 568.0481937479333 | 1333.4520355032212 | OPTIMIZED | INSTALLED |  |  | node_1389768_941_15310084_381 | AN | 8104202
heatpump_load_220335569 |  | 0 | 0 | 0 | 0 | 0 | 0 | 0 | 0 | 0 | 0.19 | 193.62968795043366 | 454.5317070116688 | OPTIMIZED | INSTALLED |  |  | node_1389809_863_15311524_282 | AN | 8104202
heatpump_load_220335570 |  | 0 | 0 | 0 | 0 | 0 | 0 | 0 | 0 | 0 | 0.19 | 160.1879404776745 | 376.0295705907603 | OPTIMIZED | INSTALLED |  |  | node_1389784_38_15311814_47 | AN | 8104202
heatpump_load_220335571 |  | 0 | 0 | 0 | 0 | 0 | 0 | 0 | 0 | 0 | 0.19 | 53.39597011956139 | 125.34319019692012 | OPTIMIZED | INSTALLED |  |  | node_1389661_325_15312080_973 | AN | 8104202
heatpump_load_220335572 |  | 0 | 0 | 0 | 0 | 0 | 0 | 0 | 0 | 0 | 0.19 | 189.472574546803 | 444.7731541416664 | OPTIMIZED | INSTALLED |  |  | node_1389641_385_15312416_519 | AN | 8104202
heatpump_load_220335573 |  | 0 | 0 | 0 | 0 | 0 | 0 | 0 | 0 | 0 | 0.19 | 184.1144965223745 | 432.19546377588546 | OPTIMIZED | INSTALLED |  |  | node_1389696_847_15312765_628 | AN | 8104202
heatpump_load_220335575 |  | 0 | 0 | 0 | 0 | 0 | 0 | 0 | 0 | 0 | 0.19 | 97.7386536469104 | 229.4344208102794 | OPTIMIZED | INSTALLED |  |  | node_1389632_728_15314243_163 | AN | 8104202
heatpump_load_220335576 |  | 0 | 0 | 0 | 0 | 0 | 0 | 0 | 0 | 0 | 0.19 | 80.74064002092179 | 189.53278240849167 | OPTIMIZED | INSTALLED |  |  | node_1389351_104_15314405_341 | AN | 8104202
heatpump_load_220335577 |  | 0 | 0 | 0 | 0 | 0 | 0 | 0 | 0 | 0 | 0.19 | 88.59296199233638 | 207.965604496274 | OPTIMIZED | INSTALLED |  |  | node_1388078_163_15306979_753 | AN | 8104202
heatpump_load_220335578 |  | 0 | 0 | 0 | 0 | 0 | 0 | 0 | 0 | 0 | 0.19 | 82.68063430768018 | 194.0867737478261 | OPTIMIZED | INSTALLED |  |  | node_1388767_627_15307657_898 | AN | 8104202
heatpump_load_220335700 |  | 0 | 0 | 0 | 0 | 0 | 0 | 0 | 0 | 0 | 0.19 | 235.200942462702 | 552.1172357116932 | OPTIMIZED | INSTALLED |  |  | node_1395194_979_15308026_882 | AN | 8104202
heatpump_load_220335750 |  | 0 | 0 | 0 | 0 | 0 | 0 | 0 | 0 | 0 | 0.19 | 22.540871656149996 | 52.91304222845763 | OPTIMIZED | INSTALLED |  |  | node_1397136_69_15315664_245 | AN | 8104202
heatpump_load_220335751 |  | 0 | 0 | 0 | 0 | 0 | 0 | 0 | 0 | 0 | 0.19 | 0 | 0 | OPTIMIZED | INSTALLED |  |  | node_1397057_314_15316013_318 | AN | 8104202
heatpump_load_220335764 |  | 0 | 0 | 0 | 0 | 0 | 0 | 0 | 0 | 0 | 0.19 | 952.9057006451859 | 2236.877174535002 | OPTIMIZED | INSTALLED |  |  | node_1394581_344_15307697_748 | AN | 8104202
heatpump_load_220335843 |  | 0 | 0 | 0 | 0 | 0 | 0 | 0 | 0 | 0 | 0.19 | 80.74064002092179 | 189.53278240849167 | OPTIMIZED | INSTALLED |  |  | node_1389481_709_15310491_424 | AN | 8104202
heatpump_load_220335844 |  | 0 | 0 | 0 | 0 | 0 | 0 | 0 | 0 | 0 | 0.19 | 223.8381316912557 | 525.4438578670197 | OPTIMIZED | INSTALLED |  |  | node_1389179_558_15310477_474 | AN | 8104202
heatpump_load_220335845 |  | 0 | 0 | 0 | 0 | 0 | 0 | 0 | 0 | 0 | 0.19 | 61.06357232322376 | 143.34229882381348 | OPTIMIZED | INSTALLED |  |  | node_1388638_127_15310438_493 | AN | 8104202
heatpump_load_220335928 |  | 0 | 0 | 0 | 0 | 0 | 0 | 0 | 0 | 0 | 0.19 | 327.8586730342881 | 769.624536347525 | OPTIMIZED | INSTALLED |  |  | node_1388666_515_15315525_545 | AN | 8104202
heatpump_load_220335929 |  | 0 | 0 | 0 | 0 | 0 | 0 | 0 | 0 | 0 | 0.19 | 672.9925146436691 | 1579.8012812881714 | OPTIMIZED | INSTALLED |  |  | node_1388658_954_15315677_998 | AN | 8104202
heatpump_load_220335930 |  | 0 | 0 | 0 | 0 | 0 | 0 | 0 | 0 | 0 | 0.19 | 201.57441498420988 | 473.18138582989565 | OPTIMIZED | INSTALLED |  |  | node_1388606_701_15315998_989 | AN | 8104202
heatpump_load_220335931 |  | 0 | 0 | 0 | 0 | 0 | 0 | 0 | 0 | 0 | 0.19 | 93.85866507339357 | 220.32643813161044 | OPTIMIZED | INSTALLED |  |  | node_1388629_048_15316257_663 | AN | 8104202
heatpump_load_220335932 |  | 0 | 0 | 0 | 0 | 0 | 0 | 0 | 0 | 0 | 0.19 | 68.08448968530642 | 159.82341033759536 | OPTIMIZED | INSTALLED |  |  | node_1388693_709_15316574_082 | AN | 8104202
heatpump_load_220335933 |  | 0 | 0 | 0 | 0 | 0 | 0 | 0 | 0 | 0 | 0.19 | 331.83103655117617 | 778.9493757566386 | OPTIMIZED | INSTALLED |  |  | node_1388717_254_15316902_853 | AN | 8104202
heatpump_load_220336087 |  | 0 | 0 | 0 | 0 | 0 | 0 | 0 | 0 | 0 | 0.19 | 47.853142208390345 | 112.3317863702502 | OPTIMIZED | INSTALLED |  |  | node_1395989_568_15309741_233 | AN | 8104202
heatpump_load_220336100 |  | 0 | 0 | 0 | 0 | 0 | 0 | 0 | 0 | 0 | 0.19 | 158.52507102102993 | 372.12614944275936 | OPTIMIZED | INSTALLED |  |  | node_1388803_912_15317125_805 | AN | 8104202
heatpump_load_220336101 |  | 0 | 0 | 0 | 0 | 0 | 0 | 0 | 0 | 0 | 0.19 | 360.0071110618685 | 845.0906785422105 | OPTIMIZED | INSTALLED |  |  | node_1389233_408_15317035_012 | AN | 8104202
heatpump_load_220336102 |  | 0 | 0 | 0 | 0 | 0 | 0 | 0 | 0 | 0 | 0.19 | 57.553113642182424 | 135.10174306692255 | OPTIMIZED | INSTALLED |  |  | node_1389295_058_15316550_126 | AN | 8104202
heatpump_load_220336103 |  | 0 | 0 | 0 | 0 | 0 | 0 | 0 | 0 | 0 | 0.19 | 60.97119737985247 | 143.12544209336897 | OPTIMIZED | INSTALLED |  |  | node_1389278_469_15315970_699 | AN | 8104202
heatpump_load_220338649 |  | 0 | 0 | 0 | 0 | 0 | 0 | 0 | 0 | 0 | 0.19 | 575.2538609967586 | 1350.366860477892 | OPTIMIZED | INSTALLED |  |  | node_1393242_128_15307451_358 | AN | 8104202
heatpump_load_220338701 |  | 0 | 0 | 0 | 0 | 0 | 0 | 0 | 0 | 0 | 0.19 | 0 | 0 | OPTIMIZED | INSTALLED |  |  | node_1395279_187_15307181_932 | AN | 8104202
heatpump_load_220338786 |  | 0 | 0 | 0 | 0 | 0 | 0 | 0 | 0 | 0 | 0.19 | 161.1117200303777 | 378.19813789520526 | OPTIMIZED | INSTALLED |  |  | node_1388123_04_15305745_077 | AN | 8104202
heatpump_load_220338787 |  | 0 | 0 | 0 | 0 | 0 | 0 | 0 | 0 | 0 | 0.19 | 57.92261341566758 | 135.96916998870054 | OPTIMIZED | INSTALLED |  |  | node_1388114_132_15305927_876 | AN | 8104202
heatpump_load_220338788 |  | 0 | 0 | 0 | 0 | 0 | 0 | 0 | 0 | 0 | 0.19 | 81.38729474351115 | 191.05077952160312 | OPTIMIZED | INSTALLED |  |  | node_1388199_886_15306430_101 | AN | 8104202
heatpump_load_220338789 |  | 0 | 0 | 0 | 0 | 0 | 0 | 0 | 0 | 0 | 0.19 | 45.26649319904257 | 106.25979791780425 | OPTIMIZED | INSTALLED |  |  | node_1388084_79_15306690_009 | AN | 8104202
heatpump_load_220338843 |  | 0 | 0 | 0 | 0 | 0 | 0 | 0 | 0 | 0 | 0.19 | 1609.0849515496088 | 3777.2105308822743 | OPTIMIZED | INSTALLED |  |  | node_1393981_472_15307380_685 | AN | 8104202
heatpump_load_220338844 |  | 0 | 0 | 0 | 0 | 0 | 0 | 0 | 0 | 0 | 0.19 | 773.8721271981357 | 1816.6088309335637 | OPTIMIZED | INSTALLED |  |  | node_1394213_457_15307533_106 | AN | 8104202
heatpump_load_220429319 |  | 0 | 0 | 0 | 0 | 0 | 0 | 0 | 0 | 0 | 0.19 | 407.6755033835163 | 956.9887514515717 | OPTIMIZED | INSTALLED |  |  | node_1392699_046_15307460_683 | AN | 8104202
heatpump_load_220431772 |  | 0 | 0 | 0 | 0 | 0 | 0 | 0 | 0 | 0 | 0.19 | 19.399912748593813 | 45.539913393344676 | OPTIMIZED | INSTALLED |  |  | node_1392641_969_15315955_377 | AN | 8104202
heatpump_load_220431988 |  | 0 | 0 | 0 | 0 | 0 | 0 | 0 | 0 | 0 | 0.19 | 158.43269607765865 | 371.9092927123148 | OPTIMIZED | INSTALLED |  |  | node_1389701_802_15315554_768 | AN | 8104202
heatpump_load_220432803 |  | 0 | 0 | 0 | 0 | 0 | 0 | 0 | 0 | 0 | 0.19 | 175.35203890088047 | 411.6262113463503 | OPTIMIZED | INSTALLED |  |  | node_1395580_784_15307795_28 | AN | 8104202
heatpump_load_220432804 |  | 0 | 0 | 0 | 0 | 0 | 0 | 0 | 0 | 0 | 0.19 | 175.35203890088047 | 411.6262113463503 | OPTIMIZED | INSTALLED |  |  | node_1395579_004_15307821_784 | BN | 8104202
heatpump_load_220432805 |  | 0 | 0 | 0 | 0 | 0 | 0 | 0 | 0 | 0 | 0.19 | 175.35203890088047 | 411.6262113463503 | OPTIMIZED | INSTALLED |  |  | node_1395577_395_15307769_016 | CN | 8104202
heatpump_load_220436431 |  | 0 | 0 | 0 | 0 | 0 | 0 | 0 | 0 | 0 | 0.19 | 133.85945519137897 | 314.22540241407825 | OPTIMIZED | INSTALLED |  |  | node_1388747_549_15310178_27 | AN | 8104202
heatpump_load_220457056 |  | 0 | 0 | 0 | 0 | 0 | 0 | 0 | 0 | 0 | 0.19 | 376.36533709506523 | 883.4903732527376 | OPTIMIZED | INSTALLED |  |  | node_1396119_341_15309571_238 | AN | 8104202
heatpump_load_220457061 |  | 0 | 0 | 0 | 0 | 0 | 0 | 0 | 0 | 0 | 0.19 | 376.36533709506523 | 883.4903732527376 | OPTIMIZED | INSTALLED |  |  | node_1396111_482_15309599_013 | BN | 8104202
heatpump_load_220457176 |  | 0 | 0 | 0 | 0 | 0 | 0 | 0 | 0 | 0 | 0.19 | 376.36533709506523 | 883.4903732527376 | OPTIMIZED | INSTALLED |  |  | node_1396124_482_15309552_79 | CN | 8104202
heatpump_load_220491607 |  | 0 | 0 | 0 | 0 | 0 | 0 | 0 | 0 | 0 | 0.19 | 38.522700667073764 | 90.42925659535587 | OPTIMIZED | INSTALLED |  |  | node_1389375_474_15311210_56 | AN | 8104202
heatpump_load_220529641 |  | 0 | 0 | 0 | 0 | 0 | 0 | 0 | 0 | 0 | 0.19 | 1077.7734324606067 | 2529.9951885191485 | OPTIMIZED | INSTALLED |  |  | node_1395583_611_15308175_632 | ABCN | 8104202
heatpump_load_220529918 |  | 0 | 0 | 0 | 0 | 0 | 0 | 0 | 0 | 0 | 0.19 | 65.03593584011189 | 152.66713823292693 | OPTIMIZED | INSTALLED |  |  | node_1391620_685_15312802_708 | AN | 8104202
heatpump_load_220530028 |  | 0 | 0 | 0 | 0 | 0 | 0 | 0 | 0 | 0 | 0.19 | 186.05449080913291 | 436.74945511521986 | OPTIMIZED | INSTALLED |  |  | node_1392735_496_15311965_614 | AN | 8104202
heatpump_load_220530033 |  | 0 | 0 | 0 | 0 | 0 | 0 | 0 | 0 | 0 | 0.19 | 342.0852877641864 | 803.0204728359778 | OPTIMIZED | INSTALLED |  |  | node_1390970_292_15312395_916 | AN | 8104202
heatpump_load_220530112 |  | 0 | 0 | 0 | 0 | 0 | 0 | 0 | 0 | 0 | 0.19 | 628.701183994849 | 1475.8304965171799 | OPTIMIZED | INSTALLED |  |  | node_1395739_898_15308212_888 | ABCN | 8104202
heatpump_load_220530355 |  | 0 | 0 | 0 | 0 | 0 | 0 | 0 | 0 | 0 | 0.19 | 153.8136778381812 | 361.0664561900899 | OPTIMIZED | INSTALLED |  |  | node_1390169_271_15308525_798 | AN | 8104202
heatpump_load_220531347 |  | 0 | 0 | 0 | 0 | 0 | 0 | 0 | 0 | 0 | 0.19 | 116.67666155965743 | 273.8900505514016 | OPTIMIZED | INSTALLED |  |  | node_1389918_087_15313532_179 | AN | 8104202
heatpump_load_220532445 |  | 0 | 0 | 0 | 0 | 0 | 0 | 0 | 0 | 0 | 0.19 | 135.5223246480235 | 318.1288235620792 | OPTIMIZED | INSTALLED |  |  | node_1389901_537_15312921_97 | AN | 8104202
heatpump_load_220534077 |  | 0 | 0 | 0 | 0 | 0 | 0 | 0 | 0 | 0 | 0.19 | 89.97867649987674 | 211.2184554529415 | OPTIMIZED | INSTALLED |  |  | node_1388728_694_15310892_643 | AN | 8104202
heatpump_load_220543774 |  | 0 | 0 | 0 | 0 | 0 | 0 | 0 | 0 | 0 | 0.19 | 2501.974046094763 | 5873.203116205167 | OPTIMIZED | INSTALLED |  |  | node_1395568_992_15308381_574 | AN | 8104202
heatpump_load_220576440 |  | 0 | 0 | 0 | 0 | 0 | 0 | 0 | 0 | 0 | 0.19 | 402.0265963883695 | 943.7283539317649 | OPTIMIZED | INSTALLED |  |  | node_1395870_693_15309911_883 | AN | 8104202
heatpump_load_220576441 |  | 0 | 0 | 0 | 0 | 0 | 0 | 0 | 0 | 0 | 0.19 | 402.0265963883695 | 943.7283539317649 | OPTIMIZED | INSTALLED |  |  | node_1395854_338_15309926_781 | BN | 8104202
heatpump_load_220576442 |  | 0 | 0 | 0 | 0 | 0 | 0 | 0 | 0 | 0 | 0.19 | 402.0265963883695 | 943.7283539317649 | OPTIMIZED | INSTALLED |  |  | node_1395883_593_15309891_78 | CN | 8104202
heatpump_load_220615040 |  | 0 | 0 | 0 | 0 | 0 | 0 | 0 | 0 | 0 | 0.19 | 333.03200117197395 | 781.7685132524169 | OPTIMIZED | INSTALLED |  |  | node_1391099_783_15311116_899 | AN | 8104202
heatpump_load_220619383 |  | 0 | 0 | 0 | 0 | 0 | 0 | 0 | 0 | 0 | 0.19 | 0 | 0 | OPTIMIZED | INSTALLED |  |  | node_1393412_004_15308684_186 | AN | 8104202
heatpump_load_220619386 |  | 0 | 0 | 0 | 0 | 0 | 0 | 0 | 0 | 0 | 0.19 | 1177.0209872855457 | 2762.971602593355 | OPTIMIZED | INSTALLED |  |  | node_1394061_345_15308838_628 | AN | 8104202
heatpump_load_220619387 |  | 0 | 0 | 0 | 0 | 0 | 0 | 0 | 0 | 0 | 0.19 | 1678.093250906609 | 3939.2025085243145 | OPTIMIZED | INSTALLED |  |  | node_1394705_328_15308879_897 | AN | 8104202
heatpump_load_220619388 |  | 0 | 0 | 0 | 0 | 0 | 0 | 0 | 0 | 0 | 0.19 | 512.6198543982423 | 1203.337997236522 | OPTIMIZED | INSTALLED |  |  | node_1395258_732_15308911_171 | AN | 8104202
heatpump_load_220619389 |  | 0 | 0 | 0 | 0 | 0 | 0 | 0 | 0 | 0 | 0.19 | 1926.5969984275155 | 4522.547113420015 | OPTIMIZED | INSTALLED |  |  | node_1393663_504_15308828_826 | AN | 8104202
heatpump_load_220619460 |  | 0 | 0 | 0 | 0 | 0 | 0 | 0 | 0 | 0 | 0.19 | 968.8875296561096 | 2274.3933889019 | OPTIMIZED | INSTALLED |  |  | node_1394673_327_15308060_24 | AN | 8104202
heatpump_load_220619462 |  | 0 | 0 | 0 | 0 | 0 | 0 | 0 | 0 | 0 | 0.19 | 854.7975171058 | 2006.5753268029443 | OPTIMIZED | INSTALLED |  |  | node_1394370_358_15308039_738 | AN | 8104202
heatpump_load_220619544 |  | 0 | 0 | 0 | 0 | 0 | 0 | 0 | 0 | 0 | 0.19 | 1395.6858209581058 | 3276.271483555483 | OPTIMIZED | INSTALLED |  |  | node_1395131_212_15309305_495 | AN | 8104202
heatpump_load_220619549 |  | 0 | 0 | 0 | 0 | 0 | 0 | 0 | 0 | 0 | 0.19 | 1205.9360914621986 | 2830.8477592224826 | OPTIMIZED | INSTALLED |  |  | node_1394644_966_15309275_442 | AN | 8104202
heatpump_load_220619684 |  | 0 | 0 | 0 | 0 | 0 | 0 | 0 | 0 | 0 | 0.19 | 443.9810548147275 | 1042.2134465162594 | OPTIMIZED | INSTALLED |  |  | node_1394079_192_15309247_494 | AN | 8104202
heatpump_load_220619685 |  | 0 | 0 | 0 | 0 | 0 | 0 | 0 | 0 | 0 | 0.19 | 650.4516731065094 | 1526.8882390597134 | OPTIMIZED | INSTALLED |  |  | node_1394462_133_15308465_474 | AN | 8104202
heatpump_load_220619686 |  | 0 | 0 | 0 | 0 | 0 | 0 | 0 | 0 | 0 | 0.19 | 1190.3237923437505 | 2794.1989717773627 | OPTIMIZED | INSTALLED |  |  | node_1393998_443_15308450_332 | AN | 8104202
heatpump_load_220619688 |  | 0 | 0 | 0 | 0 | 0 | 0 | 0 | 0 | 0 | 0.19 | 842.8804265551356 | 1978.600808575604 | OPTIMIZED | INSTALLED |  |  | node_1395035_066_15308378_694 | AN | 8104202
heatpump_load_220619689 |  | 0 | 0 | 0 | 0 | 0 | 0 | 0 | 0 | 0 | 0.19 | 489.986607798721 | 1150.20809827762 | OPTIMIZED | INSTALLED |  |  | node_1393647_958_15309216_845 | AN | 8104202
heatpump_load_220619783 |  | 0 | 0 | 0 | 0 | 0 | 0 | 0 | 0 | 0 | 0.19 | 684.447730477477 | 1606.6915158632894 | OPTIMIZED | INSTALLED |  |  | node_1393608_937_15308353_277 | AN | 8104202
heatpump_load_220625771 |  | 0 | 0 | 0 | 0 | 0 | 0 | 0 | 0 | 0 | 0.19 | 64.15317835225108 | 150.59495169756838 | OPTIMIZED | INSTALLED |  |  | node_1389599_095_15313001_533 | AN | 8104202
heatpump_load_220655155 |  | 0 | 0 | 0 | 0 | 0 | 0 | 0 | 0 | 0 | 0.19 | 1113.7402657264593 | 2614.4247422388735 | OPTIMIZED | INSTALLED |  |  | node_1394936_242_15307693_112 | AN | 8104202
heatpump_load_220656056 |  | 0 | 0 | 0 | 0 | 0 | 0 | 0 | 0 | 0 | 0.19 | 829.7623713836734 | 1947.8071528524854 | OPTIMIZED | INSTALLED |  |  | node_1394003_878_15307921_467 | AN | 8104202
heatpump_load_220657108 |  | 0 | 0 | 0 | 0 | 0 | 0 | 0 | 0 | 0 | 0.19 | 7.667602203662373 | 17.999108626893374 | OPTIMIZED | INSTALLED |  |  | node_1395532_817_15308462_91 | AN | 8104202
heatpump_load_310003681 |  | 0 | 0 | 0 | 0 | 0 | 0 | 0 | 0 | 0 | 0.19 | 1507.3739343858101 | 3538.451270662881 | OPTIMIZED | INSTALLED |  |  | node_1394668_379_15309703_821 | AN | 8104202
heatpump_load_310029039 |  | 0 | 0 | 0 | 0 | 0 | 0 | 0 | 0 | 0 | 0.19 | 113.44335782772029 | 266.3000649858441 | OPTIMIZED | INSTALLED |  |  | node_1389807_808_15310503_694 | AN | 8104202
heatpump_load_310060900 |  | 0 | 0 | 0 | 0 | 0 | 0 | 0 | 0 | 0 | 0.19 | 371.4623268956765 | 871.9809131173283 | OPTIMIZED | INSTALLED |  |  | node_1395836_184_15316033_919 | AN | 8104202
heatpump_load_310061610 |  | 0 | 0 | 0 | 0 | 0 | 0 | 0 | 0 | 0 | 0.19 | 144.39086135349334 | 338.9470696847511 | OPTIMIZED | INSTALLED |  |  | node_1390295_05_15311152_019 | AN | 8104202
heatpump_load_311859901 |  | 0 | 0 | 0 | 0 | 0 | 0 | 0 | 0 | 0 | 0.19 | 63.00356660998218 | 147.89629016314794 | OPTIMIZED | INSTALLED |  |  | node_1388393_67_15307312_189 | AN | 8104202
heatpump_load_311893602 |  | 0 | 0 | 0 | 0 | 0 | 0 | 0 | 0 | 0 | 0.19 | 4888.472335012686 | 11475.33531935471 | OPTIMIZED | INSTALLED |  |  | node_1395806_164_15309457_489 | ABCN | 8104202

## LineSpacing
Name | DistanceAB | DistanceAC | DistanceAE | DistanceAN | DistanceBC | DistanceBE | DistanceBN | DistanceCE | DistanceCN | DistanceNE | Feeder | Comments

## Load
Name | GroupId | PriorityLevel | LoadClass | BaseReactivePowerA | BaseReactivePowerB | BaseReactivePowerC | BaseActivePowerA | BaseActivePowerB | BaseActivePowerC | BasePowerA | BasePowerB | BasePowerC | ConstantCurrentAReal | ConstantCurrentAImag | ConstantCurrentA | ConstantCurrentBReal | ConstantCurrentBImag | ConstantCurrentB | ConstantCurrentCReal | ConstantCurrentCImag | ConstantCurrentC | ConstantResistanceA | ConstantReactanceA | ConstantImpedanceA | ConstantResistanceB | ConstantReactanceB | ConstantImpedanceB | ConstantResistanceC | ConstantReactanceC | ConstantImpedanceC | ConstantActivePowerA | ConstantReactivePowerA | ConstantPowerA | ConstantActivePowerB | ConstantReactivePowerB | ConstantPowerB | ConstantActivePowerC | ConstantReactivePowerC | ConstantPowerC | CurrentFractionA | CurrentFractionB | CurrentFractionC | CurrentPfA | CurrentPfB | CurrentPfC | ImpedanceFractionA | ImpedanceFractionB | ImpedanceFractionC | ImpedancePfA | ImpedancePfB | ImpedancePfC | PowerFractionA | PowerFractionB | PowerFractionC | PowerPfA | PowerPfB | PowerPfC | DemandResponseLowerBound | DemandResponseShortageCost | DemandResponseSurplusCost | DemandResponseUpperBound | ActivePowerA | ActivePowerB | ActivePowerC | ReactivePowerA | ReactivePowerB | ReactivePowerC | NominalVoltage | Status | ParentNode | Phases | Feeder | Comments
load_220334762 |  | 0 | C | 0 | 0 | 0 | 0 | 0 | 0 | 0 | 0 | 0 | 0 | 0 | 0+0j | 0 | 0 | 0+0j | 0 | 0 | 0+0j | 0 | 0 | 0+0j | 0 | 0 | 0+0j | 0 | 0 | 0+0j | 576 | 245.375 | 576+245.375j | 0 | 0 | 0+0j | 0 | 0 | 0+0j | 0 | 0 | 0 | 0 | 0 | 0 | 0 | 0 | 0 | 0 | 0 | 0 | 0 | 0 | 0 | 0 | 0 | 0 | 1 | 0 | 0 | 1 | 0 | 0 | 0 | 0 | 0 | 0 | 0 | OPEN | node_1390353_886_15313708_384 | AN | 8104202
load_220334764 |  | 0 | R | 0 | 0 | 0 | 0 | 0 | 0 | 0 | 0 | 0 | 0 | 0 | 0+0j | 0 | 0 | 0+0j | 0 | 0 | 0+0j | 0 | 0 | 0+0j | 0 | 0 | 0+0j | 0 | 0 | 0+0j | 33652.8 | 14336.033 | 33652.8+14336.033j | 0 | 0 | 0+0j | 0 | 0 | 0+0j | 0 | 0 | 0 | 0 | 0 | 0 | 0 | 0 | 0 | 0 | 0 | 0 | 0 | 0 | 0 | 0 | 0 | 0 | 1 | 0 | 0 | 1 | 0 | 0 | 0 | 0 | 0 | 0 | 0 | OPEN | node_1393266_454_15307547_939 | AN | 8104202
load_220334926 |  | 0 | C | 0 | 0 | 0 | 0 | 0 | 0 | 0 | 0 | 0 | 0 | 0 | 0+0j | 0 | 0 | 0+0j | 0 | 0 | 0+0j | 0 | 0 | 0+0j | 0 | 0 | 0+0j | 0 | 0 | 0+0j | 2000 | 851.996 | 2000+851.996j | 0 | 0 | 0+0j | 0 | 0 | 0+0j | 0 | 0 | 0 | 0 | 0 | 0 | 0 | 0 | 0 | 0 | 0 | 0 | 0 | 0 | 0 | 0 | 0 | 0 | 1 | 0 | 0 | 1 | 0 | 0 | 0 | 0 | 0 | 0 | 0 | OPEN | node_1395447_777_15307671_843 | AN | 8104202
load_220334927 |  | 0 | C | 0 | 0 | 0 | 0 | 0 | 0 | 0 | 0 | 0 | 0 | 0 | 0+0j | 0 | 0 | 0+0j | 0 | 0 | 0+0j | 0 | 0 | 0+0j | 0 | 0 | 0+0j | 0 | 0 | 0+0j | 2000 | 851.996 | 2000+851.996j | 0 | 0 | 0+0j | 0 | 0 | 0+0j | 0 | 0 | 0 | 0 | 0 | 0 | 0 | 0 | 0 | 0 | 0 | 0 | 0 | 0 | 0 | 0 | 0 | 0 | 1 | 0 | 0 | 1 | 0 | 0 | 0 | 0 | 0 | 0 | 0 | OPEN | node_1395447_542_15307698_466 | AN | 8104202
load_220334931 |  | 0 | R | 0 | 0 | 0 | 0 | 0 | 0 | 0 | 0 | 0 | 0 | 0 | 0+0j | 0 | 0 | 0+0j | 0 | 0 | 0+0j | 0 | 0 | 0+0j | 0 | 0 | 0+0j | 0 | 0 | 0+0j | 2030.4 | 864.947 | 2030.4+864.947j | 0 | 0 | 0+0j | 0 | 0 | 0+0j | 0 | 0 | 0 | 0 | 0 | 0 | 0 | 0 | 0 | 0 | 0 | 0 | 0 | 0 | 0 | 0 | 0 | 0 | 1 | 0 | 0 | 1 | 0 | 0 | 0 | 0 | 0 | 0 | 0 | OPEN | node_1395595_922_15308600_287 | AN | 8104202
load_220334932 |  | 0 | C | 0 | 0 | 0 | 0 | 0 | 0 | 0 | 0 | 0 | 0 | 0 | 0+0j | 0 | 0 | 0+0j | 0 | 0 | 0+0j | 0 | 0 | 0+0j | 0 | 0 | 0+0j | 0 | 0 | 0+0j | 0 | 0 | 0+0j | 13000 | 5537.977 | 13000+5537.977j | 0 | 0 | 0+0j | 0 | 0 | 0 | 0 | 0 | 0 | 0 | 0 | 0 | 0 | 0 | 0 | 0 | 0 | 0 | 0 | 0 | 0 | 1 | 0 | 0 | 1 | 0 | 0 | 0 | 0 | 0 | 0 | 0 | OPEN | node_1395610_937_15308617_794 | BN | 8104202
load_220334933 |  | 0 | R | 0 | 0 | 0 | 0 | 0 | 0 | 0 | 0 | 0 | 0 | 0 | 0+0j | 0 | 0 | 0+0j | 0 | 0 | 0+0j | 0 | 0 | 0+0j | 0 | 0 | 0+0j | 0 | 0 | 0+0j | 0 | 0 | 0+0j | 0 | 0 | 0+0j | 2030.4 | 864.947 | 2030.4+864.947j | 0 | 0 | 0 | 0 | 0 | 0 | 0 | 0 | 0 | 0 | 0 | 0 | 0 | 0 | 0 | 0 | 0 | 0 | 1 | 0 | 0 | 1 | 0 | 0 | 0 | 0 | 0 | 0 | 0 | OPEN | node_1395622_093_15308639_897 | CN | 8104202
load_220334934 |  | 0 | C | 0 | 0 | 0 | 0 | 0 | 0 | 0 | 0 | 0 | 0 | 0 | 0+0j | 0 | 0 | 0+0j | 0 | 0 | 0+0j | 0 | 0 | 0+0j | 0 | 0 | 0+0j | 0 | 0 | 0+0j | 25500 | 10862.955 | 25500+10862.955j | 0 | 0 | 0+0j | 0 | 0 | 0+0j | 0 | 0 | 0 | 0 | 0 | 0 | 0 | 0 | 0 | 0 | 0 | 0 | 0 | 0 | 0 | 0 | 0 | 0 | 1 | 0 | 0 | 1 | 0 | 0 | 0 | 0 | 0 | 0 | 0 | OPEN | node_1395669_852_15308814_134 | AN | 8104202
load_220334935 |  | 0 | C | 0 | 0 | 0 | 0 | 0 | 0 | 0 | 0 | 0 | 0 | 0 | 0+0j | 0 | 0 | 0+0j | 0 | 0 | 0+0j | 0 | 0 | 0+0j | 0 | 0 | 0+0j | 0 | 0 | 0+0j | 25500 | 10862.955 | 25500+10862.955j | 0 | 0 | 0+0j | 0 | 0 | 0+0j | 0 | 0 | 0 | 0 | 0 | 0 | 0 | 0 | 0 | 0 | 0 | 0 | 0 | 0 | 0 | 0 | 0 | 0 | 1 | 0 | 0 | 1 | 0 | 0 | 0 | 0 | 0 | 0 | 0 | OPEN | node_1395670_925_15308840_732 | AN | 8104202
load_220334936 |  | 0 | C | 0 | 0 | 0 | 0 | 0 | 0 | 0 | 0 | 0 | 0 | 0 | 0+0j | 0 | 0 | 0+0j | 0 | 0 | 0+0j | 0 | 0 | 0+0j | 0 | 0 | 0+0j | 0 | 0 | 0+0j | 6000 | 2555.989 | 6000+2555.989j | 0 | 0 | 0+0j | 0 | 0 | 0+0j | 0 | 0 | 0 | 0 | 0 | 0 | 0 | 0 | 0 | 0 | 0 | 0 | 0 | 0 | 0 | 0 | 0 | 0 | 1 | 0 | 0 | 1 | 0 | 0 | 0 | 0 | 0 | 0 | 0 | OPEN | node_1395676_716_15309056_702 | AN | 8104202
load_220334937 |  | 0 | U | 0 | 0 | 0 | 0 | 0 | 0 | 0 | 0 | 0 | 0 | 0 | 0+0j | 0 | 0 | 0+0j | 0 | 0 | 0+0j | 0 | 0 | 0+0j | 0 | 0 | 0+0j | 0 | 0 | 0+0j | 0 | 0 | 0+0j | 0 | 0 | 0+0j | 0 | 0 | 0+0j | 0 | 0 | 0 | 0 | 0 | 0 | 0 | 0 | 0 | 0 | 0 | 0 | 0 | 0 | 0 | 0 | 0 | 0 | 1 | 0 | 0 | 1 | 0 | 0 | 0 | 0 | 0 | 0 | 0 | OPEN | node_1395687_381_15309508_022 | AN | 8104202
load_220334938 |  | 0 | U | 0 | 0 | 0 | 0 | 0 | 0 | 0 | 0 | 0 | 0 | 0 | 0+0j | 0 | 0 | 0+0j | 0 | 0 | 0+0j | 0 | 0 | 0+0j | 0 | 0 | 0+0j | 0 | 0 | 0+0j | 0 | 0 | 0+0j | 0 | 0 | 0+0j | 0 | 0 | 0+0j | 0 | 0 | 0 | 0 | 0 | 0 | 0 | 0 | 0 | 0 | 0 | 0 | 0 | 0 | 0 | 0 | 0 | 0 | 1 | 0 | 0 | 1 | 0 | 0 | 0 | 0 | 0 | 0 | 0 | OPEN | node_1395706_853_15309524_092 | AN | 8104202
load_220334947 |  | 0 | R | 0 | 0 | 0 | 0 | 0 | 0 | 0 | 0 | 0 | 0 | 0 | 0+0j | 0 | 0 | 0+0j | 0 | 0 | 0+0j | 0 | 0 | 0+0j | 0 | 0 | 0+0j | 0 | 0 | 0+0j | 124516.8 | 53043.935 | 124516.8+53043.935j | 0 | 0 | 0+0j | 0 | 0 | 0+0j | 0 | 0 | 0 | 0 | 0 | 0 | 0 | 0 | 0 | 0 | 0 | 0 | 0 | 0 | 0 | 0 | 0 | 0 | 1 | 0 | 0 | 1 | 0 | 0 | 0 | 0 | 0 | 0 | 0 | OPEN | node_1395839_77_15308677_982 | AN | 8104202
load_220334948 |  | 0 | U | 0 | 0 | 0 | 0 | 0 | 0 | 0 | 0 | 0 | 0 | 0 | 0+0j | 0 | 0 | 0+0j | 0 | 0 | 0+0j | 0 | 0 | 0+0j | 0 | 0 | 0+0j | 0 | 0 | 0+0j | 0 | 0 | 0+0j | 0 | 0 | 0+0j | 0 | 0 | 0+0j | 0 | 0 | 0 | 0 | 0 | 0 | 0 | 0 | 0 | 0 | 0 | 0 | 0 | 0 | 0 | 0 | 0 | 0 | 1 | 0 | 0 | 1 | 0 | 0 | 0 | 0 | 0 | 0 | 0 | OPEN | node_1396112_878_15308579_716 | AN | 8104202
load_220334949 |  | 0 | C | 0 | 0 | 0 | 0 | 0 | 0 | 0 | 0 | 0 | 0 | 0 | 0+0j | 0 | 0 | 0+0j | 0 | 0 | 0+0j | 0 | 0 | 0+0j | 0 | 0 | 0+0j | 0 | 0 | 0+0j | 972 | 414.07 | 972+414.07j | 0 | 0 | 0+0j | 0 | 0 | 0+0j | 0 | 0 | 0 | 0 | 0 | 0 | 0 | 0 | 0 | 0 | 0 | 0 | 0 | 0 | 0 | 0 | 0 | 0 | 1 | 0 | 0 | 1 | 0 | 0 | 0 | 0 | 0 | 0 | 0 | OPEN | node_1396148_104_15308993_203 | AN | 8104202
load_220334950 |  | 0 | C | 0 | 0 | 0 | 0 | 0 | 0 | 0 | 0 | 0 | 0 | 0 | 0+0j | 0 | 0 | 0+0j | 0 | 0 | 0+0j | 0 | 0 | 0+0j | 0 | 0 | 0+0j | 0 | 0 | 0+0j | 5436 | 2315.726 | 5436+2315.726j | 0 | 0 | 0+0j | 0 | 0 | 0+0j | 0 | 0 | 0 | 0 | 0 | 0 | 0 | 0 | 0 | 0 | 0 | 0 | 0 | 0 | 0 | 0 | 0 | 0 | 1 | 0 | 0 | 1 | 0 | 0 | 0 | 0 | 0 | 0 | 0 | OPEN | node_1396127_72_15309388_531 | AN | 8104202
load_220334951 |  | 0 | R | 0 | 0 | 0 | 0 | 0 | 0 | 0 | 0 | 0 | 0 | 0 | 0+0j | 0 | 0 | 0+0j | 0 | 0 | 0+0j | 0 | 0 | 0+0j | 0 | 0 | 0+0j | 0 | 0 | 0+0j | 5104.8 | 2174.636 | 5104.8+2174.636j | 0 | 0 | 0+0j | 0 | 0 | 0+0j | 0 | 0 | 0 | 0 | 0 | 0 | 0 | 0 | 0 | 0 | 0 | 0 | 0 | 0 | 0 | 0 | 0 | 0 | 1 | 0 | 0 | 1 | 0 | 0 | 0 | 0 | 0 | 0 | 0 | OPEN | node_1395496_162_15309319_606 | AN | 8104202
load_220334959 |  | 0 | R | 0 | 0 | 0 | 0 | 0 | 0 | 0 | 0 | 0 | 0 | 0 | 0+0j | 0 | 0 | 0+0j | 0 | 0 | 0+0j | 0 | 0 | 0+0j | 0 | 0 | 0+0j | 0 | 0 | 0+0j | 4968 | 2116.359 | 4968+2116.359j | 0 | 0 | 0+0j | 0 | 0 | 0+0j | 0 | 0 | 0 | 0 | 0 | 0 | 0 | 0 | 0 | 0 | 0 | 0 | 0 | 0 | 0 | 0 | 0 | 0 | 1 | 0 | 0 | 1 | 0 | 0 | 0 | 0 | 0 | 0 | 0 | OPEN | node_1394251_862_15309676_075 | AN | 8104202
load_220334960 |  | 0 | R | 0 | 0 | 0 | 0 | 0 | 0 | 0 | 0 | 0 | 0 | 0 | 0+0j | 0 | 0 | 0+0j | 0 | 0 | 0+0j | 0 | 0 | 0+0j | 0 | 0 | 0+0j | 0 | 0 | 0+0j | 35992.8 | 15332.869 | 35992.8+15332.869j | 0 | 0 | 0+0j | 0 | 0 | 0+0j | 0 | 0 | 0 | 0 | 0 | 0 | 0 | 0 | 0 | 0 | 0 | 0 | 0 | 0 | 0 | 0 | 0 | 0 | 1 | 0 | 0 | 1 | 0 | 0 | 0 | 0 | 0 | 0 | 0 | OPEN | node_1393723_197_15309735_723 | AN | 8104202
load_220334961 |  | 0 | R | 0 | 0 | 0 | 0 | 0 | 0 | 0 | 0 | 0 | 0 | 0 | 0+0j | 0 | 0 | 0+0j | 0 | 0 | 0+0j | 0 | 0 | 0+0j | 0 | 0 | 0+0j | 0 | 0 | 0+0j | 10598.4 | 4514.899 | 10598.4+4514.899j | 0 | 0 | 0+0j | 0 | 0 | 0+0j | 0 | 0 | 0 | 0 | 0 | 0 | 0 | 0 | 0 | 0 | 0 | 0 | 0 | 0 | 0 | 0 | 0 | 0 | 1 | 0 | 0 | 1 | 0 | 0 | 0 | 0 | 0 | 0 | 0 | OPEN | node_1393251_011_15309962_068 | AN | 8104202
load_220334962 |  | 0 | R | 0 | 0 | 0 | 0 | 0 | 0 | 0 | 0 | 0 | 0 | 0 | 0+0j | 0 | 0 | 0+0j | 0 | 0 | 0+0j | 0 | 0 | 0+0j | 0 | 0 | 0+0j | 0 | 0 | 0+0j | 2102.4 | 895.619 | 2102.4+895.619j | 0 | 0 | 0+0j | 0 | 0 | 0+0j | 0 | 0 | 0 | 0 | 0 | 0 | 0 | 0 | 0 | 0 | 0 | 0 | 0 | 0 | 0 | 0 | 0 | 0 | 1 | 0 | 0 | 1 | 0 | 0 | 0 | 0 | 0 | 0 | 0 | OPEN | node_1393091_724_15310017_741 | AN | 8104202
load_220334963 |  | 0 | R | 0 | 0 | 0 | 0 | 0 | 0 | 0 | 0 | 0 | 0 | 0 | 0+0j | 0 | 0 | 0+0j | 0 | 0 | 0+0j | 0 | 0 | 0+0j | 0 | 0 | 0+0j | 0 | 0 | 0+0j | 2052 | 874.148 | 2052+874.148j | 0 | 0 | 0+0j | 0 | 0 | 0+0j | 0 | 0 | 0 | 0 | 0 | 0 | 0 | 0 | 0 | 0 | 0 | 0 | 0 | 0 | 0 | 0 | 0 | 0 | 1 | 0 | 0 | 1 | 0 | 0 | 0 | 0 | 0 | 0 | 0 | OPEN | node_1392895_745_15310383_864 | AN | 8104202
load_220334964 |  | 0 | R | 0 | 0 | 0 | 0 | 0 | 0 | 0 | 0 | 0 | 0 | 0 | 0+0j | 0 | 0 | 0+0j | 0 | 0 | 0+0j | 0 | 0 | 0+0j | 0 | 0 | 0+0j | 0 | 0 | 0+0j | 21960 | 9354.921 | 21960+9354.921j | 0 | 0 | 0+0j | 0 | 0 | 0+0j | 0 | 0 | 0 | 0 | 0 | 0 | 0 | 0 | 0 | 0 | 0 | 0 | 0 | 0 | 0 | 0 | 0 | 0 | 1 | 0 | 0 | 1 | 0 | 0 | 0 | 0 | 0 | 0 | 0 | OPEN | node_1392645_93_15310989_518 | AN | 8104202
load_220334965 |  | 0 | R | 0 | 0 | 0 | 0 | 0 | 0 | 0 | 0 | 0 | 0 | 0 | 0+0j | 0 | 0 | 0+0j | 0 | 0 | 0+0j | 0 | 0 | 0+0j | 0 | 0 | 0+0j | 0 | 0 | 0+0j | 16783.2 | 7149.613 | 16783.2+7149.613j | 0 | 0 | 0+0j | 0 | 0 | 0+0j | 0 | 0 | 0 | 0 | 0 | 0 | 0 | 0 | 0 | 0 | 0 | 0 | 0 | 0 | 0 | 0 | 0 | 0 | 1 | 0 | 0 | 1 | 0 | 0 | 0 | 0 | 0 | 0 | 0 | OPEN | node_1392456_854_15311439_691 | AN | 8104202
load_220334966 |  | 0 | R | 0 | 0 | 0 | 0 | 0 | 0 | 0 | 0 | 0 | 0 | 0 | 0+0j | 0 | 0 | 0+0j | 0 | 0 | 0+0j | 0 | 0 | 0+0j | 0 | 0 | 0+0j | 0 | 0 | 0+0j | 7120.8 | 3033.448 | 7120.8+3033.448j | 0 | 0 | 0+0j | 0 | 0 | 0+0j | 0 | 0 | 0 | 0 | 0 | 0 | 0 | 0 | 0 | 0 | 0 | 0 | 0 | 0 | 0 | 0 | 0 | 0 | 1 | 0 | 0 | 1 | 0 | 0 | 0 | 0 | 0 | 0 | 0 | OPEN | node_1392280_114_15311449_66 | AN | 8104202
load_220334967 |  | 0 | R | 0 | 0 | 0 | 0 | 0 | 0 | 0 | 0 | 0 | 0 | 0 | 0+0j | 0 | 0 | 0+0j | 0 | 0 | 0+0j | 0 | 0 | 0+0j | 0 | 0 | 0+0j | 0 | 0 | 0+0j | 28296 | 12054.046 | 28296+12054.046j | 0 | 0 | 0+0j | 0 | 0 | 0+0j | 0 | 0 | 0 | 0 | 0 | 0 | 0 | 0 | 0 | 0 | 0 | 0 | 0 | 0 | 0 | 0 | 0 | 0 | 1 | 0 | 0 | 1 | 0 | 0 | 0 | 0 | 0 | 0 | 0 | OPEN | node_1391733_013_15311627_709 | AN | 8104202
load_220334968 |  | 0 | R | 0 | 0 | 0 | 0 | 0 | 0 | 0 | 0 | 0 | 0 | 0 | 0+0j | 0 | 0 | 0+0j | 0 | 0 | 0+0j | 0 | 0 | 0+0j | 0 | 0 | 0+0j | 0 | 0 | 0+0j | 3542.4 | 1509.056 | 3542.4+1509.056j | 0 | 0 | 0+0j | 0 | 0 | 0+0j | 0 | 0 | 0 | 0 | 0 | 0 | 0 | 0 | 0 | 0 | 0 | 0 | 0 | 0 | 0 | 0 | 0 | 0 | 1 | 0 | 0 | 1 | 0 | 0 | 0 | 0 | 0 | 0 | 0 | OPEN | node_1391446_852_15311815_852 | AN | 8104202
load_220334970 |  | 0 | R | 0 | 0 | 0 | 0 | 0 | 0 | 0 | 0 | 0 | 0 | 0 | 0+0j | 0 | 0 | 0+0j | 0 | 0 | 0+0j | 0 | 0 | 0+0j | 0 | 0 | 0+0j | 0 | 0 | 0+0j | 14968.8 | 6376.682 | 14968.8+6376.682j | 0 | 0 | 0+0j | 0 | 0 | 0+0j | 0 | 0 | 0 | 0 | 0 | 0 | 0 | 0 | 0 | 0 | 0 | 0 | 0 | 0 | 0 | 0 | 0 | 0 | 1 | 0 | 0 | 1 | 0 | 0 | 0 | 0 | 0 | 0 | 0 | OPEN | node_1391456_916_15310863_456 | AN | 8104202
load_220334971 |  | 0 | C | 0 | 0 | 0 | 0 | 0 | 0 | 0 | 0 | 0 | 0 | 0 | 0+0j | 0 | 0 | 0+0j | 0 | 0 | 0+0j | 0 | 0 | 0+0j | 0 | 0 | 0+0j | 0 | 0 | 0+0j | 5000 | 2129.991 | 5000+2129.991j | 0 | 0 | 0+0j | 0 | 0 | 0+0j | 0 | 0 | 0 | 0 | 0 | 0 | 0 | 0 | 0 | 0 | 0 | 0 | 0 | 0 | 0 | 0 | 0 | 0 | 1 | 0 | 0 | 1 | 0 | 0 | 0 | 0 | 0 | 0 | 0 | OPEN | node_1395336_726_15309733_347 | AN | 8104202
load_220334972 |  | 0 | R | 0 | 0 | 0 | 0 | 0 | 0 | 0 | 0 | 0 | 0 | 0 | 0+0j | 0 | 0 | 0+0j | 0 | 0 | 0+0j | 0 | 0 | 0+0j | 0 | 0 | 0+0j | 0 | 0 | 0+0j | 21672 | 9232.233 | 21672+9232.233j | 0 | 0 | 0+0j | 0 | 0 | 0+0j | 0 | 0 | 0 | 0 | 0 | 0 | 0 | 0 | 0 | 0 | 0 | 0 | 0 | 0 | 0 | 0 | 0 | 0 | 1 | 0 | 0 | 1 | 0 | 0 | 0 | 0 | 0 | 0 | 0 | OPEN | node_1390991_552_15310692_781 | AN | 8104202
load_220334973 |  | 0 | R | 0 | 0 | 0 | 0 | 0 | 0 | 0 | 0 | 0 | 0 | 0 | 0+0j | 0 | 0 | 0+0j | 0 | 0 | 0+0j | 0 | 0 | 0+0j | 0 | 0 | 0+0j | 0 | 0 | 0+0j | 5284.8 | 2251.315 | 5284.8+2251.315j | 0 | 0 | 0+0j | 0 | 0 | 0+0j | 0 | 0 | 0 | 0 | 0 | 0 | 0 | 0 | 0 | 0 | 0 | 0 | 0 | 0 | 0 | 0 | 0 | 0 | 1 | 0 | 0 | 1 | 0 | 0 | 0 | 0 | 0 | 0 | 0 | OPEN | node_1390306_756_15310535_645 | AN | 8104202
load_220334974 |  | 0 | R | 0 | 0 | 0 | 0 | 0 | 0 | 0 | 0 | 0 | 0 | 0 | 0+0j | 0 | 0 | 0+0j | 0 | 0 | 0+0j | 0 | 0 | 0+0j | 0 | 0 | 0+0j | 0 | 0 | 0+0j | 16106.4 | 6861.298 | 16106.4+6861.298j | 0 | 0 | 0+0j | 0 | 0 | 0+0j | 0 | 0 | 0 | 0 | 0 | 0 | 0 | 0 | 0 | 0 | 0 | 0 | 0 | 0 | 0 | 0 | 0 | 0 | 1 | 0 | 0 | 1 | 0 | 0 | 0 | 0 | 0 | 0 | 0 | OPEN | node_1390042_296_15310519_433 | AN | 8104202
load_220334975 |  | 0 | R | 0 | 0 | 0 | 0 | 0 | 0 | 0 | 0 | 0 | 0 | 0 | 0+0j | 0 | 0 | 0+0j | 0 | 0 | 0+0j | 0 | 0 | 0+0j | 0 | 0 | 0+0j | 0 | 0 | 0+0j | 6746.4 | 2873.954 | 6746.4+2873.954j | 0 | 0 | 0+0j | 0 | 0 | 0+0j | 0 | 0 | 0 | 0 | 0 | 0 | 0 | 0 | 0 | 0 | 0 | 0 | 0 | 0 | 0 | 0 | 0 | 0 | 1 | 0 | 0 | 1 | 0 | 0 | 0 | 0 | 0 | 0 | 0 | OPEN | node_1394860_902_15310104_919 | AN | 8104202
load_220334993 |  | 0 | R | 0 | 0 | 0 | 0 | 0 | 0 | 0 | 0 | 0 | 0 | 0 | 0+0j | 0 | 0 | 0+0j | 0 | 0 | 0+0j | 0 | 0 | 0+0j | 0 | 0 | 0+0j | 0 | 0 | 0+0j | 61300.8 | 26114.031 | 61300.8+26114.031j | 0 | 0 | 0+0j | 0 | 0 | 0+0j | 0 | 0 | 0 | 0 | 0 | 0 | 0 | 0 | 0 | 0 | 0 | 0 | 0 | 0 | 0 | 0 | 0 | 0 | 1 | 0 | 0 | 1 | 0 | 0 | 0 | 0 | 0 | 0 | 0 | OPEN | node_1396783_88_15315393_792 | AN | 8104202
load_220334994 |  | 0 | R | 0 | 0 | 0 | 0 | 0 | 0 | 0 | 0 | 0 | 0 | 0 | 0+0j | 0 | 0 | 0+0j | 0 | 0 | 0+0j | 0 | 0 | 0+0j | 0 | 0 | 0+0j | 0 | 0 | 0+0j | 2865.6 | 1220.74 | 2865.6+1220.74j | 0 | 0 | 0+0j | 0 | 0 | 0+0j | 0 | 0 | 0 | 0 | 0 | 0 | 0 | 0 | 0 | 0 | 0 | 0 | 0 | 0 | 0 | 0 | 0 | 0 | 1 | 0 | 0 | 1 | 0 | 0 | 0 | 0 | 0 | 0 | 0 | OPEN | node_1396613_45_15315630_631 | AN | 8104202
load_220334995 |  | 0 | R | 0 | 0 | 0 | 0 | 0 | 0 | 0 | 0 | 0 | 0 | 0 | 0+0j | 0 | 0 | 0+0j | 0 | 0 | 0+0j | 0 | 0 | 0+0j | 0 | 0 | 0+0j | 0 | 0 | 0+0j | 26676 | 11363.928 | 26676+11363.928j | 0 | 0 | 0+0j | 0 | 0 | 0+0j | 0 | 0 | 0 | 0 | 0 | 0 | 0 | 0 | 0 | 0 | 0 | 0 | 0 | 0 | 0 | 0 | 0 | 0 | 1 | 0 | 0 | 1 | 0 | 0 | 0 | 0 | 0 | 0 | 0 | OPEN | node_1397195_574_15315259_015 | AN | 8104202
load_220335005 |  | 0 | C | 0 | 0 | 0 | 0 | 0 | 0 | 0 | 0 | 0 | 0 | 0 | 0+0j | 0 | 0 | 0+0j | 0 | 0 | 0+0j | 0 | 0 | 0+0j | 0 | 0 | 0+0j | 0 | 0 | 0+0j | 6000 | 2555.989 | 6000+2555.989j | 0 | 0 | 0+0j | 0 | 0 | 0+0j | 0 | 0 | 0 | 0 | 0 | 0 | 0 | 0 | 0 | 0 | 0 | 0 | 0 | 0 | 0 | 0 | 0 | 0 | 1 | 0 | 0 | 1 | 0 | 0 | 0 | 0 | 0 | 0 | 0 | OPEN | node_1397204_685_15314953_11 | AN | 8104202
load_220335529 |  | 0 | R | 0 | 0 | 0 | 0 | 0 | 0 | 0 | 0 | 0 | 0 | 0 | 0+0j | 0 | 0 | 0+0j | 0 | 0 | 0+0j | 0 | 0 | 0+0j | 0 | 0 | 0+0j | 0 | 0 | 0+0j | 8294.4 | 3533.4 | 8294.4+3533.4j | 0 | 0 | 0+0j | 0 | 0 | 0+0j | 0 | 0 | 0 | 0 | 0 | 0 | 0 | 0 | 0 | 0 | 0 | 0 | 0 | 0 | 0 | 0 | 0 | 0 | 1 | 0 | 0 | 1 | 0 | 0 | 0 | 0 | 0 | 0 | 0 | OPEN | node_1396928_83_15314888_491 | AN | 8104202
load_220335530 |  | 0 | R | 0 | 0 | 0 | 0 | 0 | 0 | 0 | 0 | 0 | 0 | 0 | 0+0j | 0 | 0 | 0+0j | 0 | 0 | 0+0j | 0 | 0 | 0+0j | 0 | 0 | 0+0j | 0 | 0 | 0+0j | 29671.2 | 12639.878 | 29671.2+12639.878j | 0 | 0 | 0+0j | 0 | 0 | 0+0j | 0 | 0 | 0 | 0 | 0 | 0 | 0 | 0 | 0 | 0 | 0 | 0 | 0 | 0 | 0 | 0 | 0 | 0 | 1 | 0 | 0 | 1 | 0 | 0 | 0 | 0 | 0 | 0 | 0 | OPEN | node_1394064_336_15315408_976 | AN | 8104202
load_220335531 |  | 0 | R | 0 | 0 | 0 | 0 | 0 | 0 | 0 | 0 | 0 | 0 | 0 | 0+0j | 0 | 0 | 0+0j | 0 | 0 | 0+0j | 0 | 0 | 0+0j | 0 | 0 | 0+0j | 0 | 0 | 0+0j | 22485.6 | 9578.825 | 22485.6+9578.825j | 0 | 0 | 0+0j | 0 | 0 | 0+0j | 0 | 0 | 0 | 0 | 0 | 0 | 0 | 0 | 0 | 0 | 0 | 0 | 0 | 0 | 0 | 0 | 0 | 0 | 1 | 0 | 0 | 1 | 0 | 0 | 0 | 0 | 0 | 0 | 0 | OPEN | node_1393830_624_15315447_949 | AN | 8104202
load_220335532 |  | 0 | R | 0 | 0 | 0 | 0 | 0 | 0 | 0 | 0 | 0 | 0 | 0 | 0+0j | 0 | 0 | 0+0j | 0 | 0 | 0+0j | 0 | 0 | 0+0j | 0 | 0 | 0+0j | 0 | 0 | 0+0j | 6408 | 2729.797 | 6408+2729.797j | 0 | 0 | 0+0j | 0 | 0 | 0+0j | 0 | 0 | 0 | 0 | 0 | 0 | 0 | 0 | 0 | 0 | 0 | 0 | 0 | 0 | 0 | 0 | 0 | 0 | 1 | 0 | 0 | 1 | 0 | 0 | 0 | 0 | 0 | 0 | 0 | OPEN | node_1393615_339_15315598_038 | AN | 8104202
load_220335533 |  | 0 | C | 0 | 0 | 0 | 0 | 0 | 0 | 0 | 0 | 0 | 0 | 0 | 0+0j | 0 | 0 | 0+0j | 0 | 0 | 0+0j | 0 | 0 | 0+0j | 0 | 0 | 0+0j | 0 | 0 | 0+0j | 0 | 0 | 0+0j | 0 | 0 | 0+0j | 0 | 0 | 0+0j | 0 | 0 | 0 | 0 | 0 | 0 | 0 | 0 | 0 | 0 | 0 | 0 | 0 | 0 | 0 | 0 | 0 | 0 | 1 | 0 | 0 | 1 | 0 | 0 | 0 | 0 | 0 | 0 | 0 | OPEN | node_1392597_376_15315544_215 | AN | 8104202
load_220335534 |  | 0 | C | 0 | 0 | 0 | 0 | 0 | 0 | 0 | 0 | 0 | 0 | 0 | 0+0j | 0 | 0 | 0+0j | 0 | 0 | 0+0j | 0 | 0 | 0+0j | 0 | 0 | 0+0j | 0 | 0 | 0+0j | 11196 | 4769.476 | 11196+4769.476j | 0 | 0 | 0+0j | 0 | 0 | 0+0j | 0 | 0 | 0 | 0 | 0 | 0 | 0 | 0 | 0 | 0 | 0 | 0 | 0 | 0 | 0 | 0 | 0 | 0 | 1 | 0 | 0 | 1 | 0 | 0 | 0 | 0 | 0 | 0 | 0 | OPEN | node_1392361_57_15315645_897 | AN | 8104202
load_220335535 |  | 0 | R | 0 | 0 | 0 | 0 | 0 | 0 | 0 | 0 | 0 | 0 | 0 | 0+0j | 0 | 0 | 0+0j | 0 | 0 | 0+0j | 0 | 0 | 0+0j | 0 | 0 | 0+0j | 0 | 0 | 0+0j | 10252.8 | 4367.675 | 10252.8+4367.675j | 0 | 0 | 0+0j | 0 | 0 | 0+0j | 0 | 0 | 0 | 0 | 0 | 0 | 0 | 0 | 0 | 0 | 0 | 0 | 0 | 0 | 0 | 0 | 0 | 0 | 1 | 0 | 0 | 1 | 0 | 0 | 0 | 0 | 0 | 0 | 0 | OPEN | node_1392064_573_15315401_795 | AN | 8104202
load_220335536 |  | 0 | R | 0 | 0 | 0 | 0 | 0 | 0 | 0 | 0 | 0 | 0 | 0 | 0+0j | 0 | 0 | 0+0j | 0 | 0 | 0+0j | 0 | 0 | 0+0j | 0 | 0 | 0+0j | 0 | 0 | 0+0j | 5529.6 | 2355.6 | 5529.6+2355.6j | 0 | 0 | 0+0j | 0 | 0 | 0+0j | 0 | 0 | 0 | 0 | 0 | 0 | 0 | 0 | 0 | 0 | 0 | 0 | 0 | 0 | 0 | 0 | 0 | 0 | 1 | 0 | 0 | 1 | 0 | 0 | 0 | 0 | 0 | 0 | 0 | OPEN | node_1391921_157_15315745_723 | AN | 8104202
load_220335537 |  | 0 | R | 0 | 0 | 0 | 0 | 0 | 0 | 0 | 0 | 0 | 0 | 0 | 0+0j | 0 | 0 | 0+0j | 0 | 0 | 0+0j | 0 | 0 | 0+0j | 0 | 0 | 0+0j | 0 | 0 | 0+0j | 1418.4 | 604.236 | 1418.4+604.236j | 0 | 0 | 0+0j | 0 | 0 | 0+0j | 0 | 0 | 0 | 0 | 0 | 0 | 0 | 0 | 0 | 0 | 0 | 0 | 0 | 0 | 0 | 0 | 0 | 0 | 1 | 0 | 0 | 1 | 0 | 0 | 0 | 0 | 0 | 0 | 0 | OPEN | node_1391891_61_15315448_42 | AN | 8104202
load_220335538 |  | 0 | R | 0 | 0 | 0 | 0 | 0 | 0 | 0 | 0 | 0 | 0 | 0 | 0+0j | 0 | 0 | 0+0j | 0 | 0 | 0+0j | 0 | 0 | 0+0j | 0 | 0 | 0+0j | 0 | 0 | 0+0j | 1706.4 | 726.923 | 1706.4+726.923j | 0 | 0 | 0+0j | 0 | 0 | 0+0j | 0 | 0 | 0 | 0 | 0 | 0 | 0 | 0 | 0 | 0 | 0 | 0 | 0 | 0 | 0 | 0 | 0 | 0 | 1 | 0 | 0 | 1 | 0 | 0 | 0 | 0 | 0 | 0 | 0 | OPEN | node_1396643_556_15315083_977 | AN | 8104202
load_220335539 |  | 0 | R | 0 | 0 | 0 | 0 | 0 | 0 | 0 | 0 | 0 | 0 | 0 | 0+0j | 0 | 0 | 0+0j | 0 | 0 | 0+0j | 0 | 0 | 0+0j | 0 | 0 | 0+0j | 0 | 0 | 0+0j | 11037.6 | 4701.998 | 11037.6+4701.998j | 0 | 0 | 0+0j | 0 | 0 | 0+0j | 0 | 0 | 0 | 0 | 0 | 0 | 0 | 0 | 0 | 0 | 0 | 0 | 0 | 0 | 0 | 0 | 0 | 0 | 1 | 0 | 0 | 1 | 0 | 0 | 0 | 0 | 0 | 0 | 0 | OPEN | node_1391666_814_15315374_119 | AN | 8104202
load_220335540 |  | 0 | R | 0 | 0 | 0 | 0 | 0 | 0 | 0 | 0 | 0 | 0 | 0 | 0+0j | 0 | 0 | 0+0j | 0 | 0 | 0+0j | 0 | 0 | 0+0j | 0 | 0 | 0+0j | 0 | 0 | 0+0j | 5493.6 | 2340.264 | 5493.6+2340.264j | 0 | 0 | 0+0j | 0 | 0 | 0+0j | 0 | 0 | 0 | 0 | 0 | 0 | 0 | 0 | 0 | 0 | 0 | 0 | 0 | 0 | 0 | 0 | 0 | 0 | 1 | 0 | 0 | 1 | 0 | 0 | 0 | 0 | 0 | 0 | 0 | OPEN | node_1391416_781_15315360_741 | AN | 8104202
load_220335541 |  | 0 | R | 0 | 0 | 0 | 0 | 0 | 0 | 0 | 0 | 0 | 0 | 0 | 0+0j | 0 | 0 | 0+0j | 0 | 0 | 0+0j | 0 | 0 | 0+0j | 0 | 0 | 0+0j | 0 | 0 | 0+0j | 8035.2 | 3422.981 | 8035.2+3422.981j | 0 | 0 | 0+0j | 0 | 0 | 0+0j | 0 | 0 | 0 | 0 | 0 | 0 | 0 | 0 | 0 | 0 | 0 | 0 | 0 | 0 | 0 | 0 | 0 | 0 | 1 | 0 | 0 | 1 | 0 | 0 | 0 | 0 | 0 | 0 | 0 | OPEN | node_1391165_972_15315348_193 | AN | 8104202
load_220335542 |  | 0 | R | 0 | 0 | 0 | 0 | 0 | 0 | 0 | 0 | 0 | 0 | 0 | 0+0j | 0 | 0 | 0+0j | 0 | 0 | 0+0j | 0 | 0 | 0+0j | 0 | 0 | 0+0j | 0 | 0 | 0+0j | 3621.6 | 1542.795 | 3621.6+1542.795j | 0 | 0 | 0+0j | 0 | 0 | 0+0j | 0 | 0 | 0 | 0 | 0 | 0 | 0 | 0 | 0 | 0 | 0 | 0 | 0 | 0 | 0 | 0 | 0 | 0 | 1 | 0 | 0 | 1 | 0 | 0 | 0 | 0 | 0 | 0 | 0 | OPEN | node_1390903_749_15315336_523 | AN | 8104202
load_220335543 |  | 0 | R | 0 | 0 | 0 | 0 | 0 | 0 | 0 | 0 | 0 | 0 | 0 | 0+0j | 0 | 0 | 0+0j | 0 | 0 | 0+0j | 0 | 0 | 0+0j | 0 | 0 | 0+0j | 0 | 0 | 0+0j | 3060 | 1303.555 | 3060+1303.555j | 0 | 0 | 0+0j | 0 | 0 | 0+0j | 0 | 0 | 0 | 0 | 0 | 0 | 0 | 0 | 0 | 0 | 0 | 0 | 0 | 0 | 0 | 0 | 0 | 0 | 1 | 0 | 0 | 1 | 0 | 0 | 0 | 0 | 0 | 0 | 0 | OPEN | node_1390282_389_15315611_858 | AN | 8104202
load_220335545 |  | 0 | R | 0 | 0 | 0 | 0 | 0 | 0 | 0 | 0 | 0 | 0 | 0 | 0+0j | 0 | 0 | 0+0j | 0 | 0 | 0+0j | 0 | 0 | 0+0j | 0 | 0 | 0+0j | 0 | 0 | 0+0j | 7531.2 | 3208.278 | 7531.2+3208.278j | 0 | 0 | 0+0j | 0 | 0 | 0+0j | 0 | 0 | 0 | 0 | 0 | 0 | 0 | 0 | 0 | 0 | 0 | 0 | 0 | 0 | 0 | 0 | 0 | 0 | 1 | 0 | 0 | 1 | 0 | 0 | 0 | 0 | 0 | 0 | 0 | OPEN | node_1389526_627_15315273_524 | AN | 8104202
load_220335546 |  | 0 | R | 0 | 0 | 0 | 0 | 0 | 0 | 0 | 0 | 0 | 0 | 0 | 0+0j | 0 | 0 | 0+0j | 0 | 0 | 0+0j | 0 | 0 | 0+0j | 0 | 0 | 0+0j | 0 | 0 | 0+0j | 11556 | 4922.835 | 11556+4922.835j | 0 | 0 | 0+0j | 0 | 0 | 0+0j | 0 | 0 | 0 | 0 | 0 | 0 | 0 | 0 | 0 | 0 | 0 | 0 | 0 | 0 | 0 | 0 | 0 | 0 | 1 | 0 | 0 | 1 | 0 | 0 | 0 | 0 | 0 | 0 | 0 | OPEN | node_1389368_031_15315319_459 | AN | 8104202
load_220335547 |  | 0 | R | 0 | 0 | 0 | 0 | 0 | 0 | 0 | 0 | 0 | 0 | 0 | 0+0j | 0 | 0 | 0+0j | 0 | 0 | 0+0j | 0 | 0 | 0+0j | 0 | 0 | 0+0j | 0 | 0 | 0+0j | 8208 | 3496.593 | 8208+3496.593j | 0 | 0 | 0+0j | 0 | 0 | 0+0j | 0 | 0 | 0 | 0 | 0 | 0 | 0 | 0 | 0 | 0 | 0 | 0 | 0 | 0 | 0 | 0 | 0 | 0 | 1 | 0 | 0 | 1 | 0 | 0 | 0 | 0 | 0 | 0 | 0 | OPEN | node_1389110_722_15315239_729 | AN | 8104202
load_220335548 |  | 0 | R | 0 | 0 | 0 | 0 | 0 | 0 | 0 | 0 | 0 | 0 | 0 | 0+0j | 0 | 0 | 0+0j | 0 | 0 | 0+0j | 0 | 0 | 0+0j | 0 | 0 | 0+0j | 0 | 0 | 0+0j | 20685.6 | 8812.029 | 20685.6+8812.029j | 0 | 0 | 0+0j | 0 | 0 | 0+0j | 0 | 0 | 0 | 0 | 0 | 0 | 0 | 0 | 0 | 0 | 0 | 0 | 0 | 0 | 0 | 0 | 0 | 0 | 1 | 0 | 0 | 1 | 0 | 0 | 0 | 0 | 0 | 0 | 0 | OPEN | node_1388920_023_15315214_776 | AN | 8104202
load_220335549 |  | 0 | R | 0 | 0 | 0 | 0 | 0 | 0 | 0 | 0 | 0 | 0 | 0 | 0+0j | 0 | 0 | 0+0j | 0 | 0 | 0+0j | 0 | 0 | 0+0j | 0 | 0 | 0+0j | 0 | 0 | 0+0j | 26676 | 11363.928 | 26676+11363.928j | 0 | 0 | 0+0j | 0 | 0 | 0+0j | 0 | 0 | 0 | 0 | 0 | 0 | 0 | 0 | 0 | 0 | 0 | 0 | 0 | 0 | 0 | 0 | 0 | 0 | 1 | 0 | 0 | 1 | 0 | 0 | 0 | 0 | 0 | 0 | 0 | OPEN | node_1396430_041_15315118_61 | AN | 8104202
load_220335550 |  | 0 | R | 0 | 0 | 0 | 0 | 0 | 0 | 0 | 0 | 0 | 0 | 0 | 0+0j | 0 | 0 | 0+0j | 0 | 0 | 0+0j | 0 | 0 | 0+0j | 0 | 0 | 0+0j | 0 | 0 | 0+0j | 5983.2 | 2548.833 | 5983.2+2548.833j | 0 | 0 | 0+0j | 0 | 0 | 0+0j | 0 | 0 | 0 | 0 | 0 | 0 | 0 | 0 | 0 | 0 | 0 | 0 | 0 | 0 | 0 | 0 | 0 | 0 | 1 | 0 | 0 | 1 | 0 | 0 | 0 | 0 | 0 | 0 | 0 | OPEN | node_1396244_528_15315203_618 | AN | 8104202
load_220335551 |  | 0 | R | 0 | 0 | 0 | 0 | 0 | 0 | 0 | 0 | 0 | 0 | 0 | 0+0j | 0 | 0 | 0+0j | 0 | 0 | 0+0j | 0 | 0 | 0+0j | 0 | 0 | 0+0j | 0 | 0 | 0+0j | 15451.2 | 6582.184 | 15451.2+6582.184j | 0 | 0 | 0+0j | 0 | 0 | 0+0j | 0 | 0 | 0 | 0 | 0 | 0 | 0 | 0 | 0 | 0 | 0 | 0 | 0 | 0 | 0 | 0 | 0 | 0 | 1 | 0 | 0 | 1 | 0 | 0 | 0 | 0 | 0 | 0 | 0 | OPEN | node_1388619_935_15314944_191 | AN | 8104202
load_220335552 |  | 0 | R | 0 | 0 | 0 | 0 | 0 | 0 | 0 | 0 | 0 | 0 | 0 | 0+0j | 0 | 0 | 0+0j | 0 | 0 | 0+0j | 0 | 0 | 0+0j | 0 | 0 | 0+0j | 0 | 0 | 0+0j | 6048 | 2576.437 | 6048+2576.437j | 0 | 0 | 0+0j | 0 | 0 | 0+0j | 0 | 0 | 0 | 0 | 0 | 0 | 0 | 0 | 0 | 0 | 0 | 0 | 0 | 0 | 0 | 0 | 0 | 0 | 1 | 0 | 0 | 1 | 0 | 0 | 0 | 0 | 0 | 0 | 0 | OPEN | node_1395976_181_15315228_252 | AN | 8104202
load_220335553 |  | 0 | R | 0 | 0 | 0 | 0 | 0 | 0 | 0 | 0 | 0 | 0 | 0 | 0+0j | 0 | 0 | 0+0j | 0 | 0 | 0+0j | 0 | 0 | 0+0j | 0 | 0 | 0+0j | 0 | 0 | 0+0j | 3204 | 1364.898 | 3204+1364.898j | 0 | 0 | 0+0j | 0 | 0 | 0+0j | 0 | 0 | 0 | 0 | 0 | 0 | 0 | 0 | 0 | 0 | 0 | 0 | 0 | 0 | 0 | 0 | 0 | 0 | 1 | 0 | 0 | 1 | 0 | 0 | 0 | 0 | 0 | 0 | 0 | OPEN | node_1395595_804_15315248_044 | AN | 8104202
load_220335554 |  | 0 | R | 0 | 0 | 0 | 0 | 0 | 0 | 0 | 0 | 0 | 0 | 0 | 0+0j | 0 | 0 | 0+0j | 0 | 0 | 0+0j | 0 | 0 | 0+0j | 0 | 0 | 0+0j | 0 | 0 | 0+0j | 6343.2 | 2702.192 | 6343.2+2702.192j | 0 | 0 | 0+0j | 0 | 0 | 0+0j | 0 | 0 | 0 | 0 | 0 | 0 | 0 | 0 | 0 | 0 | 0 | 0 | 0 | 0 | 0 | 0 | 0 | 0 | 1 | 0 | 0 | 1 | 0 | 0 | 0 | 0 | 0 | 0 | 0 | OPEN | node_1395304_913_15315322_345 | AN | 8104202
load_220335555 |  | 0 | R | 0 | 0 | 0 | 0 | 0 | 0 | 0 | 0 | 0 | 0 | 0 | 0+0j | 0 | 0 | 0+0j | 0 | 0 | 0+0j | 0 | 0 | 0+0j | 0 | 0 | 0+0j | 0 | 0 | 0+0j | 9612 | 4094.695 | 9612+4094.695j | 0 | 0 | 0+0j | 0 | 0 | 0+0j | 0 | 0 | 0 | 0 | 0 | 0 | 0 | 0 | 0 | 0 | 0 | 0 | 0 | 0 | 0 | 0 | 0 | 0 | 1 | 0 | 0 | 1 | 0 | 0 | 0 | 0 | 0 | 0 | 0 | OPEN | node_1394832_302_15315554_707 | AN | 8104202
load_220335556 |  | 0 | R | 0 | 0 | 0 | 0 | 0 | 0 | 0 | 0 | 0 | 0 | 0 | 0+0j | 0 | 0 | 0+0j | 0 | 0 | 0+0j | 0 | 0 | 0+0j | 0 | 0 | 0+0j | 0 | 0 | 0+0j | 7848 | 3343.234 | 7848+3343.234j | 0 | 0 | 0+0j | 0 | 0 | 0+0j | 0 | 0 | 0 | 0 | 0 | 0 | 0 | 0 | 0 | 0 | 0 | 0 | 0 | 0 | 0 | 0 | 0 | 0 | 1 | 0 | 0 | 1 | 0 | 0 | 0 | 0 | 0 | 0 | 0 | OPEN | node_1394282_126_15315369_428 | AN | 8104202
load_220335560 |  | 0 | R | 0 | 0 | 0 | 0 | 0 | 0 | 0 | 0 | 0 | 0 | 0 | 0+0j | 0 | 0 | 0+0j | 0 | 0 | 0+0j | 0 | 0 | 0+0j | 0 | 0 | 0+0j | 0 | 0 | 0+0j | 8503.2 | 3622.348 | 8503.2+3622.348j | 0 | 0 | 0+0j | 0 | 0 | 0+0j | 0 | 0 | 0 | 0 | 0 | 0 | 0 | 0 | 0 | 0 | 0 | 0 | 0 | 0 | 0 | 0 | 0 | 0 | 1 | 0 | 0 | 1 | 0 | 0 | 0 | 0 | 0 | 0 | 0 | OPEN | node_1389632_105_15308292_35 | AN | 8104202
load_220335561 |  | 0 | R | 0 | 0 | 0 | 0 | 0 | 0 | 0 | 0 | 0 | 0 | 0 | 0+0j | 0 | 0 | 0+0j | 0 | 0 | 0+0j | 0 | 0 | 0+0j | 0 | 0 | 0+0j | 0 | 0 | 0+0j | 8784 | 3741.968 | 8784+3741.968j | 0 | 0 | 0+0j | 0 | 0 | 0+0j | 0 | 0 | 0 | 0 | 0 | 0 | 0 | 0 | 0 | 0 | 0 | 0 | 0 | 0 | 0 | 0 | 0 | 0 | 1 | 0 | 0 | 1 | 0 | 0 | 0 | 0 | 0 | 0 | 0 | OPEN | node_1389909_859_15308800_542 | AN | 8104202
load_220335562 |  | 0 | R | 0 | 0 | 0 | 0 | 0 | 0 | 0 | 0 | 0 | 0 | 0 | 0+0j | 0 | 0 | 0+0j | 0 | 0 | 0+0j | 0 | 0 | 0+0j | 0 | 0 | 0+0j | 0 | 0 | 0+0j | 856.8 | 364.995 | 856.8+364.995j | 0 | 0 | 0+0j | 0 | 0 | 0+0j | 0 | 0 | 0 | 0 | 0 | 0 | 0 | 0 | 0 | 0 | 0 | 0 | 0 | 0 | 0 | 0 | 0 | 0 | 1 | 0 | 0 | 1 | 0 | 0 | 0 | 0 | 0 | 0 | 0 | OPEN | node_1389207_098_15308762_975 | AN | 8104202
load_220335563 |  | 0 | R | 0 | 0 | 0 | 0 | 0 | 0 | 0 | 0 | 0 | 0 | 0 | 0+0j | 0 | 0 | 0+0j | 0 | 0 | 0+0j | 0 | 0 | 0+0j | 0 | 0 | 0+0j | 0 | 0 | 0+0j | 49478.4 | 21077.71 | 49478.4+21077.71j | 0 | 0 | 0+0j | 0 | 0 | 0+0j | 0 | 0 | 0 | 0 | 0 | 0 | 0 | 0 | 0 | 0 | 0 | 0 | 0 | 0 | 0 | 0 | 0 | 0 | 1 | 0 | 0 | 1 | 0 | 0 | 0 | 0 | 0 | 0 | 0 | OPEN | node_1389807_834_15308986_863 | AN | 8104202
load_220335564 |  | 0 | R | 0 | 0 | 0 | 0 | 0 | 0 | 0 | 0 | 0 | 0 | 0 | 0+0j | 0 | 0 | 0+0j | 0 | 0 | 0+0j | 0 | 0 | 0+0j | 0 | 0 | 0+0j | 0 | 0 | 0+0j | 4312.8 | 1837.245 | 4312.8+1837.245j | 0 | 0 | 0+0j | 0 | 0 | 0+0j | 0 | 0 | 0 | 0 | 0 | 0 | 0 | 0 | 0 | 0 | 0 | 0 | 0 | 0 | 0 | 0 | 0 | 0 | 1 | 0 | 0 | 1 | 0 | 0 | 0 | 0 | 0 | 0 | 0 | OPEN | node_1389800_991_15309349_626 | AN | 8104202
load_220335565 |  | 0 | R | 0 | 0 | 0 | 0 | 0 | 0 | 0 | 0 | 0 | 0 | 0 | 0+0j | 0 | 0 | 0+0j | 0 | 0 | 0+0j | 0 | 0 | 0+0j | 0 | 0 | 0+0j | 0 | 0 | 0+0j | 18302.4 | 7796.79 | 18302.4+7796.79j | 0 | 0 | 0+0j | 0 | 0 | 0+0j | 0 | 0 | 0 | 0 | 0 | 0 | 0 | 0 | 0 | 0 | 0 | 0 | 0 | 0 | 0 | 0 | 0 | 0 | 1 | 0 | 0 | 1 | 0 | 0 | 0 | 0 | 0 | 0 | 0 | OPEN | node_1389779_076_15309713_288 | AN | 8104202
load_220335566 |  | 0 | R | 0 | 0 | 0 | 0 | 0 | 0 | 0 | 0 | 0 | 0 | 0 | 0+0j | 0 | 0 | 0+0j | 0 | 0 | 0+0j | 0 | 0 | 0+0j | 0 | 0 | 0+0j | 0 | 0 | 0+0j | 44272.8 | 18860.134 | 44272.8+18860.134j | 0 | 0 | 0+0j | 0 | 0 | 0+0j | 0 | 0 | 0 | 0 | 0 | 0 | 0 | 0 | 0 | 0 | 0 | 0 | 0 | 0 | 0 | 0 | 0 | 0 | 1 | 0 | 0 | 1 | 0 | 0 | 0 | 0 | 0 | 0 | 0 | OPEN | node_1389768_941_15310084_381 | AN | 8104202
load_220335569 |  | 0 | R | 0 | 0 | 0 | 0 | 0 | 0 | 0 | 0 | 0 | 0 | 0 | 0+0j | 0 | 0 | 0+0j | 0 | 0 | 0+0j | 0 | 0 | 0+0j | 0 | 0 | 0+0j | 0 | 0 | 0+0j | 15091.2 | 6428.824 | 15091.2+6428.824j | 0 | 0 | 0+0j | 0 | 0 | 0+0j | 0 | 0 | 0 | 0 | 0 | 0 | 0 | 0 | 0 | 0 | 0 | 0 | 0 | 0 | 0 | 0 | 0 | 0 | 1 | 0 | 0 | 1 | 0 | 0 | 0 | 0 | 0 | 0 | 0 | OPEN | node_1389809_863_15311524_282 | AN | 8104202
load_220335570 |  | 0 | R | 0 | 0 | 0 | 0 | 0 | 0 | 0 | 0 | 0 | 0 | 0 | 0+0j | 0 | 0 | 0+0j | 0 | 0 | 0+0j | 0 | 0 | 0+0j | 0 | 0 | 0+0j | 0 | 0 | 0+0j | 12484.8 | 5318.503 | 12484.8+5318.503j | 0 | 0 | 0+0j | 0 | 0 | 0+0j | 0 | 0 | 0 | 0 | 0 | 0 | 0 | 0 | 0 | 0 | 0 | 0 | 0 | 0 | 0 | 0 | 0 | 0 | 1 | 0 | 0 | 1 | 0 | 0 | 0 | 0 | 0 | 0 | 0 | OPEN | node_1389784_38_15311814_47 | AN | 8104202
load_220335571 |  | 0 | R | 0 | 0 | 0 | 0 | 0 | 0 | 0 | 0 | 0 | 0 | 0 | 0+0j | 0 | 0 | 0+0j | 0 | 0 | 0+0j | 0 | 0 | 0+0j | 0 | 0 | 0+0j | 0 | 0 | 0+0j | 4161.6 | 1772.834 | 4161.6+1772.834j | 0 | 0 | 0+0j | 0 | 0 | 0+0j | 0 | 0 | 0 | 0 | 0 | 0 | 0 | 0 | 0 | 0 | 0 | 0 | 0 | 0 | 0 | 0 | 0 | 0 | 1 | 0 | 0 | 1 | 0 | 0 | 0 | 0 | 0 | 0 | 0 | OPEN | node_1389661_325_15312080_973 | AN | 8104202
load_220335572 |  | 0 | R | 0 | 0 | 0 | 0 | 0 | 0 | 0 | 0 | 0 | 0 | 0 | 0+0j | 0 | 0 | 0+0j | 0 | 0 | 0+0j | 0 | 0 | 0+0j | 0 | 0 | 0+0j | 0 | 0 | 0+0j | 14767.2 | 6290.801 | 14767.2+6290.801j | 0 | 0 | 0+0j | 0 | 0 | 0+0j | 0 | 0 | 0 | 0 | 0 | 0 | 0 | 0 | 0 | 0 | 0 | 0 | 0 | 0 | 0 | 0 | 0 | 0 | 1 | 0 | 0 | 1 | 0 | 0 | 0 | 0 | 0 | 0 | 0 | OPEN | node_1389641_385_15312416_519 | AN | 8104202
load_220335573 |  | 0 | R | 0 | 0 | 0 | 0 | 0 | 0 | 0 | 0 | 0 | 0 | 0 | 0+0j | 0 | 0 | 0+0j | 0 | 0 | 0+0j | 0 | 0 | 0+0j | 0 | 0 | 0+0j | 0 | 0 | 0+0j | 14349.6 | 6112.904 | 14349.6+6112.904j | 0 | 0 | 0+0j | 0 | 0 | 0+0j | 0 | 0 | 0 | 0 | 0 | 0 | 0 | 0 | 0 | 0 | 0 | 0 | 0 | 0 | 0 | 0 | 0 | 0 | 1 | 0 | 0 | 1 | 0 | 0 | 0 | 0 | 0 | 0 | 0 | OPEN | node_1389696_847_15312765_628 | AN | 8104202
load_220335575 |  | 0 | R | 0 | 0 | 0 | 0 | 0 | 0 | 0 | 0 | 0 | 0 | 0 | 0+0j | 0 | 0 | 0+0j | 0 | 0 | 0+0j | 0 | 0 | 0+0j | 0 | 0 | 0+0j | 0 | 0 | 0+0j | 7617.6 | 3245.084 | 7617.6+3245.084j | 0 | 0 | 0+0j | 0 | 0 | 0+0j | 0 | 0 | 0 | 0 | 0 | 0 | 0 | 0 | 0 | 0 | 0 | 0 | 0 | 0 | 0 | 0 | 0 | 0 | 1 | 0 | 0 | 1 | 0 | 0 | 0 | 0 | 0 | 0 | 0 | OPEN | node_1389632_728_15314243_163 | AN | 8104202
load_220335576 |  | 0 | R | 0 | 0 | 0 | 0 | 0 | 0 | 0 | 0 | 0 | 0 | 0 | 0+0j | 0 | 0 | 0+0j | 0 | 0 | 0+0j | 0 | 0 | 0+0j | 0 | 0 | 0+0j | 0 | 0 | 0+0j | 6292.8 | 2680.722 | 6292.8+2680.722j | 0 | 0 | 0+0j | 0 | 0 | 0+0j | 0 | 0 | 0 | 0 | 0 | 0 | 0 | 0 | 0 | 0 | 0 | 0 | 0 | 0 | 0 | 0 | 0 | 0 | 1 | 0 | 0 | 1 | 0 | 0 | 0 | 0 | 0 | 0 | 0 | OPEN | node_1389351_104_15314405_341 | AN | 8104202
load_220335577 |  | 0 | R | 0 | 0 | 0 | 0 | 0 | 0 | 0 | 0 | 0 | 0 | 0 | 0+0j | 0 | 0 | 0+0j | 0 | 0 | 0+0j | 0 | 0 | 0+0j | 0 | 0 | 0+0j | 0 | 0 | 0+0j | 6904.8 | 2941.432 | 6904.8+2941.432j | 0 | 0 | 0+0j | 0 | 0 | 0+0j | 0 | 0 | 0 | 0 | 0 | 0 | 0 | 0 | 0 | 0 | 0 | 0 | 0 | 0 | 0 | 0 | 0 | 0 | 1 | 0 | 0 | 1 | 0 | 0 | 0 | 0 | 0 | 0 | 0 | OPEN | node_1388078_163_15306979_753 | AN | 8104202
load_220335578 |  | 0 | R | 0 | 0 | 0 | 0 | 0 | 0 | 0 | 0 | 0 | 0 | 0 | 0+0j | 0 | 0 | 0+0j | 0 | 0 | 0+0j | 0 | 0 | 0+0j | 0 | 0 | 0+0j | 0 | 0 | 0+0j | 6444 | 2745.133 | 6444+2745.133j | 0 | 0 | 0+0j | 0 | 0 | 0+0j | 0 | 0 | 0 | 0 | 0 | 0 | 0 | 0 | 0 | 0 | 0 | 0 | 0 | 0 | 0 | 0 | 0 | 0 | 1 | 0 | 0 | 1 | 0 | 0 | 0 | 0 | 0 | 0 | 0 | OPEN | node_1388767_627_15307657_898 | AN | 8104202
load_220335700 |  | 0 | R | 0 | 0 | 0 | 0 | 0 | 0 | 0 | 0 | 0 | 0 | 0 | 0+0j | 0 | 0 | 0+0j | 0 | 0 | 0+0j | 0 | 0 | 0+0j | 0 | 0 | 0+0j | 0 | 0 | 0+0j | 18331.2 | 7809.058 | 18331.2+7809.058j | 0 | 0 | 0+0j | 0 | 0 | 0+0j | 0 | 0 | 0 | 0 | 0 | 0 | 0 | 0 | 0 | 0 | 0 | 0 | 0 | 0 | 0 | 0 | 0 | 0 | 1 | 0 | 0 | 1 | 0 | 0 | 0 | 0 | 0 | 0 | 0 | OPEN | node_1395194_979_15308026_882 | AN | 8104202
load_220335750 |  | 0 | R | 0 | 0 | 0 | 0 | 0 | 0 | 0 | 0 | 0 | 0 | 0 | 0+0j | 0 | 0 | 0+0j | 0 | 0 | 0+0j | 0 | 0 | 0+0j | 0 | 0 | 0+0j | 0 | 0 | 0+0j | 1756.8 | 748.394 | 1756.8+748.394j | 0 | 0 | 0+0j | 0 | 0 | 0+0j | 0 | 0 | 0 | 0 | 0 | 0 | 0 | 0 | 0 | 0 | 0 | 0 | 0 | 0 | 0 | 0 | 0 | 0 | 1 | 0 | 0 | 1 | 0 | 0 | 0 | 0 | 0 | 0 | 0 | OPEN | node_1397136_69_15315664_245 | AN | 8104202
load_220335751 |  | 0 | C | 0 | 0 | 0 | 0 | 0 | 0 | 0 | 0 | 0 | 0 | 0 | 0+0j | 0 | 0 | 0+0j | 0 | 0 | 0+0j | 0 | 0 | 0+0j | 0 | 0 | 0+0j | 0 | 0 | 0+0j | 0 | 0 | 0+0j | 0 | 0 | 0+0j | 0 | 0 | 0+0j | 0 | 0 | 0 | 0 | 0 | 0 | 0 | 0 | 0 | 0 | 0 | 0 | 0 | 0 | 0 | 0 | 0 | 0 | 1 | 0 | 0 | 1 | 0 | 0 | 0 | 0 | 0 | 0 | 0 | OPEN | node_1397057_314_15316013_318 | AN | 8104202
load_220335764 |  | 0 | R | 0 | 0 | 0 | 0 | 0 | 0 | 0 | 0 | 0 | 0 | 0 | 0+0j | 0 | 0 | 0+0j | 0 | 0 | 0+0j | 0 | 0 | 0+0j | 0 | 0 | 0+0j | 0 | 0 | 0+0j | 74268 | 31638.036 | 74268+31638.036j | 0 | 0 | 0+0j | 0 | 0 | 0+0j | 0 | 0 | 0 | 0 | 0 | 0 | 0 | 0 | 0 | 0 | 0 | 0 | 0 | 0 | 0 | 0 | 0 | 0 | 1 | 0 | 0 | 1 | 0 | 0 | 0 | 0 | 0 | 0 | 0 | OPEN | node_1394581_344_15307697_748 | AN | 8104202
load_220335843 |  | 0 | R | 0 | 0 | 0 | 0 | 0 | 0 | 0 | 0 | 0 | 0 | 0 | 0+0j | 0 | 0 | 0+0j | 0 | 0 | 0+0j | 0 | 0 | 0+0j | 0 | 0 | 0+0j | 0 | 0 | 0+0j | 6292.8 | 2680.722 | 6292.8+2680.722j | 0 | 0 | 0+0j | 0 | 0 | 0+0j | 0 | 0 | 0 | 0 | 0 | 0 | 0 | 0 | 0 | 0 | 0 | 0 | 0 | 0 | 0 | 0 | 0 | 0 | 1 | 0 | 0 | 1 | 0 | 0 | 0 | 0 | 0 | 0 | 0 | OPEN | node_1389481_709_15310491_424 | AN | 8104202
load_220335844 |  | 0 | R | 0 | 0 | 0 | 0 | 0 | 0 | 0 | 0 | 0 | 0 | 0 | 0+0j | 0 | 0 | 0+0j | 0 | 0 | 0+0j | 0 | 0 | 0+0j | 0 | 0 | 0+0j | 0 | 0 | 0+0j | 17445.6 | 7431.794 | 17445.6+7431.794j | 0 | 0 | 0+0j | 0 | 0 | 0+0j | 0 | 0 | 0 | 0 | 0 | 0 | 0 | 0 | 0 | 0 | 0 | 0 | 0 | 0 | 0 | 0 | 0 | 0 | 1 | 0 | 0 | 1 | 0 | 0 | 0 | 0 | 0 | 0 | 0 | OPEN | node_1389179_558_15310477_474 | AN | 8104202
load_220335845 |  | 0 | R | 0 | 0 | 0 | 0 | 0 | 0 | 0 | 0 | 0 | 0 | 0 | 0+0j | 0 | 0 | 0+0j | 0 | 0 | 0+0j | 0 | 0 | 0+0j | 0 | 0 | 0+0j | 0 | 0 | 0+0j | 4759.2 | 2027.411 | 4759.2+2027.411j | 0 | 0 | 0+0j | 0 | 0 | 0+0j | 0 | 0 | 0 | 0 | 0 | 0 | 0 | 0 | 0 | 0 | 0 | 0 | 0 | 0 | 0 | 0 | 0 | 0 | 1 | 0 | 0 | 1 | 0 | 0 | 0 | 0 | 0 | 0 | 0 | OPEN | node_1388638_127_15310438_493 | AN | 8104202
load_220335928 |  | 0 | R | 0 | 0 | 0 | 0 | 0 | 0 | 0 | 0 | 0 | 0 | 0 | 0+0j | 0 | 0 | 0+0j | 0 | 0 | 0+0j | 0 | 0 | 0+0j | 0 | 0 | 0+0j | 0 | 0 | 0+0j | 25552.8 | 10885.447 | 25552.8+10885.447j | 0 | 0 | 0+0j | 0 | 0 | 0+0j | 0 | 0 | 0 | 0 | 0 | 0 | 0 | 0 | 0 | 0 | 0 | 0 | 0 | 0 | 0 | 0 | 0 | 0 | 1 | 0 | 0 | 1 | 0 | 0 | 0 | 0 | 0 | 0 | 0 | OPEN | node_1388666_515_15315525_545 | AN | 8104202
load_220335929 |  | 0 | R | 0 | 0 | 0 | 0 | 0 | 0 | 0 | 0 | 0 | 0 | 0 | 0+0j | 0 | 0 | 0+0j | 0 | 0 | 0+0j | 0 | 0 | 0+0j | 0 | 0 | 0+0j | 0 | 0 | 0+0j | 52452 | 22344.458 | 52452+22344.458j | 0 | 0 | 0+0j | 0 | 0 | 0+0j | 0 | 0 | 0 | 0 | 0 | 0 | 0 | 0 | 0 | 0 | 0 | 0 | 0 | 0 | 0 | 0 | 0 | 0 | 1 | 0 | 0 | 1 | 0 | 0 | 0 | 0 | 0 | 0 | 0 | OPEN | node_1388658_954_15315677_998 | AN | 8104202
load_220335930 |  | 0 | R | 0 | 0 | 0 | 0 | 0 | 0 | 0 | 0 | 0 | 0 | 0 | 0+0j | 0 | 0 | 0+0j | 0 | 0 | 0+0j | 0 | 0 | 0+0j | 0 | 0 | 0+0j | 0 | 0 | 0+0j | 15710.4 | 6692.602 | 15710.4+6692.602j | 0 | 0 | 0+0j | 0 | 0 | 0+0j | 0 | 0 | 0 | 0 | 0 | 0 | 0 | 0 | 0 | 0 | 0 | 0 | 0 | 0 | 0 | 0 | 0 | 0 | 1 | 0 | 0 | 1 | 0 | 0 | 0 | 0 | 0 | 0 | 0 | OPEN | node_1388606_701_15315998_989 | AN | 8104202
load_220335931 |  | 0 | R | 0 | 0 | 0 | 0 | 0 | 0 | 0 | 0 | 0 | 0 | 0 | 0+0j | 0 | 0 | 0+0j | 0 | 0 | 0+0j | 0 | 0 | 0+0j | 0 | 0 | 0+0j | 0 | 0 | 0+0j | 7315.2 | 3116.262 | 7315.2+3116.262j | 0 | 0 | 0+0j | 0 | 0 | 0+0j | 0 | 0 | 0 | 0 | 0 | 0 | 0 | 0 | 0 | 0 | 0 | 0 | 0 | 0 | 0 | 0 | 0 | 0 | 1 | 0 | 0 | 1 | 0 | 0 | 0 | 0 | 0 | 0 | 0 | OPEN | node_1388629_048_15316257_663 | AN | 8104202
load_220335932 |  | 0 | R | 0 | 0 | 0 | 0 | 0 | 0 | 0 | 0 | 0 | 0 | 0 | 0+0j | 0 | 0 | 0+0j | 0 | 0 | 0+0j | 0 | 0 | 0+0j | 0 | 0 | 0+0j | 0 | 0 | 0+0j | 5306.4 | 2260.517 | 5306.4+2260.517j | 0 | 0 | 0+0j | 0 | 0 | 0+0j | 0 | 0 | 0 | 0 | 0 | 0 | 0 | 0 | 0 | 0 | 0 | 0 | 0 | 0 | 0 | 0 | 0 | 0 | 1 | 0 | 0 | 1 | 0 | 0 | 0 | 0 | 0 | 0 | 0 | OPEN | node_1388693_709_15316574_082 | AN | 8104202
load_220335933 |  | 0 | R | 0 | 0 | 0 | 0 | 0 | 0 | 0 | 0 | 0 | 0 | 0 | 0+0j | 0 | 0 | 0+0j | 0 | 0 | 0+0j | 0 | 0 | 0+0j | 0 | 0 | 0+0j | 0 | 0 | 0+0j | 25862.4 | 11017.336 | 25862.4+11017.336j | 0 | 0 | 0+0j | 0 | 0 | 0+0j | 0 | 0 | 0 | 0 | 0 | 0 | 0 | 0 | 0 | 0 | 0 | 0 | 0 | 0 | 0 | 0 | 0 | 0 | 1 | 0 | 0 | 1 | 0 | 0 | 0 | 0 | 0 | 0 | 0 | OPEN | node_1388717_254_15316902_853 | AN | 8104202
load_220336087 |  | 0 | C | 0 | 0 | 0 | 0 | 0 | 0 | 0 | 0 | 0 | 0 | 0 | 0+0j | 0 | 0 | 0+0j | 0 | 0 | 0+0j | 0 | 0 | 0+0j | 0 | 0 | 0+0j | 0 | 0 | 0+0j | 3729.6 | 1588.803 | 3729.6+1588.803j | 0 | 0 | 0+0j | 0 | 0 | 0+0j | 0 | 0 | 0 | 0 | 0 | 0 | 0 | 0 | 0 | 0 | 0 | 0 | 0 | 0 | 0 | 0 | 0 | 0 | 1 | 0 | 0 | 1 | 0 | 0 | 0 | 0 | 0 | 0 | 0 | OPEN | node_1395989_568_15309741_233 | AN | 8104202
load_220336100 |  | 0 | R | 0 | 0 | 0 | 0 | 0 | 0 | 0 | 0 | 0 | 0 | 0 | 0+0j | 0 | 0 | 0+0j | 0 | 0 | 0+0j | 0 | 0 | 0+0j | 0 | 0 | 0+0j | 0 | 0 | 0+0j | 12355.2 | 5263.293 | 12355.2+5263.293j | 0 | 0 | 0+0j | 0 | 0 | 0+0j | 0 | 0 | 0 | 0 | 0 | 0 | 0 | 0 | 0 | 0 | 0 | 0 | 0 | 0 | 0 | 0 | 0 | 0 | 1 | 0 | 0 | 1 | 0 | 0 | 0 | 0 | 0 | 0 | 0 | OPEN | node_1388803_912_15317125_805 | AN | 8104202
load_220336101 |  | 0 | R | 0 | 0 | 0 | 0 | 0 | 0 | 0 | 0 | 0 | 0 | 0 | 0+0j | 0 | 0 | 0+0j | 0 | 0 | 0+0j | 0 | 0 | 0+0j | 0 | 0 | 0+0j | 0 | 0 | 0+0j | 28058.4 | 11952.828 | 28058.4+11952.828j | 0 | 0 | 0+0j | 0 | 0 | 0+0j | 0 | 0 | 0 | 0 | 0 | 0 | 0 | 0 | 0 | 0 | 0 | 0 | 0 | 0 | 0 | 0 | 0 | 0 | 1 | 0 | 0 | 1 | 0 | 0 | 0 | 0 | 0 | 0 | 0 | OPEN | node_1389233_408_15317035_012 | AN | 8104202
load_220336102 |  | 0 | R | 0 | 0 | 0 | 0 | 0 | 0 | 0 | 0 | 0 | 0 | 0 | 0+0j | 0 | 0 | 0+0j | 0 | 0 | 0+0j | 0 | 0 | 0+0j | 0 | 0 | 0+0j | 0 | 0 | 0+0j | 4485.6 | 1910.858 | 4485.6+1910.858j | 0 | 0 | 0+0j | 0 | 0 | 0+0j | 0 | 0 | 0 | 0 | 0 | 0 | 0 | 0 | 0 | 0 | 0 | 0 | 0 | 0 | 0 | 0 | 0 | 0 | 1 | 0 | 0 | 1 | 0 | 0 | 0 | 0 | 0 | 0 | 0 | OPEN | node_1389295_058_15316550_126 | AN | 8104202
load_220336103 |  | 0 | R | 0 | 0 | 0 | 0 | 0 | 0 | 0 | 0 | 0 | 0 | 0 | 0+0j | 0 | 0 | 0+0j | 0 | 0 | 0+0j | 0 | 0 | 0+0j | 0 | 0 | 0+0j | 0 | 0 | 0+0j | 4752 | 2024.344 | 4752+2024.344j | 0 | 0 | 0+0j | 0 | 0 | 0+0j | 0 | 0 | 0 | 0 | 0 | 0 | 0 | 0 | 0 | 0 | 0 | 0 | 0 | 0 | 0 | 0 | 0 | 0 | 1 | 0 | 0 | 1 | 0 | 0 | 0 | 0 | 0 | 0 | 0 | OPEN | node_1389278_469_15315970_699 | AN | 8104202
load_220338649 |  | 0 | R | 0 | 0 | 0 | 0 | 0 | 0 | 0 | 0 | 0 | 0 | 0 | 0+0j | 0 | 0 | 0+0j | 0 | 0 | 0+0j | 0 | 0 | 0+0j | 0 | 0 | 0+0j | 0 | 0 | 0+0j | 44834.4 | 19099.374 | 44834.4+19099.374j | 0 | 0 | 0+0j | 0 | 0 | 0+0j | 0 | 0 | 0 | 0 | 0 | 0 | 0 | 0 | 0 | 0 | 0 | 0 | 0 | 0 | 0 | 0 | 0 | 0 | 1 | 0 | 0 | 1 | 0 | 0 | 0 | 0 | 0 | 0 | 0 | OPEN | node_1393242_128_15307451_358 | AN | 8104202
load_220338701 |  | 0 | C | 0 | 0 | 0 | 0 | 0 | 0 | 0 | 0 | 0 | 0 | 0 | 0+0j | 0 | 0 | 0+0j | 0 | 0 | 0+0j | 0 | 0 | 0+0j | 0 | 0 | 0+0j | 0 | 0 | 0+0j | 0 | 0 | 0+0j | 0 | 0 | 0+0j | 0 | 0 | 0+0j | 0 | 0 | 0 | 0 | 0 | 0 | 0 | 0 | 0 | 0 | 0 | 0 | 0 | 0 | 0 | 0 | 0 | 0 | 1 | 0 | 0 | 1 | 0 | 0 | 0 | 0 | 0 | 0 | 0 | OPEN | node_1395279_187_15307181_932 | AN | 8104202
load_220338786 |  | 0 | R | 0 | 0 | 0 | 0 | 0 | 0 | 0 | 0 | 0 | 0 | 0 | 0+0j | 0 | 0 | 0+0j | 0 | 0 | 0+0j | 0 | 0 | 0+0j | 0 | 0 | 0+0j | 0 | 0 | 0+0j | 12556.8 | 5349.174 | 12556.8+5349.174j | 0 | 0 | 0+0j | 0 | 0 | 0+0j | 0 | 0 | 0 | 0 | 0 | 0 | 0 | 0 | 0 | 0 | 0 | 0 | 0 | 0 | 0 | 0 | 0 | 0 | 1 | 0 | 0 | 1 | 0 | 0 | 0 | 0 | 0 | 0 | 0 | OPEN | node_1388123_04_15305745_077 | AN | 8104202
load_220338787 |  | 0 | R | 0 | 0 | 0 | 0 | 0 | 0 | 0 | 0 | 0 | 0 | 0 | 0+0j | 0 | 0 | 0+0j | 0 | 0 | 0+0j | 0 | 0 | 0+0j | 0 | 0 | 0+0j | 0 | 0 | 0+0j | 4514.4 | 1923.126 | 4514.4+1923.126j | 0 | 0 | 0+0j | 0 | 0 | 0+0j | 0 | 0 | 0 | 0 | 0 | 0 | 0 | 0 | 0 | 0 | 0 | 0 | 0 | 0 | 0 | 0 | 0 | 0 | 1 | 0 | 0 | 1 | 0 | 0 | 0 | 0 | 0 | 0 | 0 | OPEN | node_1388114_132_15305927_876 | AN | 8104202
load_220338788 |  | 0 | R | 0 | 0 | 0 | 0 | 0 | 0 | 0 | 0 | 0 | 0 | 0 | 0+0j | 0 | 0 | 0+0j | 0 | 0 | 0+0j | 0 | 0 | 0+0j | 0 | 0 | 0+0j | 0 | 0 | 0+0j | 6343.2 | 2702.192 | 6343.2+2702.192j | 0 | 0 | 0+0j | 0 | 0 | 0+0j | 0 | 0 | 0 | 0 | 0 | 0 | 0 | 0 | 0 | 0 | 0 | 0 | 0 | 0 | 0 | 0 | 0 | 0 | 1 | 0 | 0 | 1 | 0 | 0 | 0 | 0 | 0 | 0 | 0 | OPEN | node_1388199_886_15306430_101 | AN | 8104202
load_220338789 |  | 0 | R | 0 | 0 | 0 | 0 | 0 | 0 | 0 | 0 | 0 | 0 | 0 | 0+0j | 0 | 0 | 0+0j | 0 | 0 | 0+0j | 0 | 0 | 0+0j | 0 | 0 | 0+0j | 0 | 0 | 0+0j | 3528 | 1502.922 | 3528+1502.922j | 0 | 0 | 0+0j | 0 | 0 | 0+0j | 0 | 0 | 0 | 0 | 0 | 0 | 0 | 0 | 0 | 0 | 0 | 0 | 0 | 0 | 0 | 0 | 0 | 0 | 1 | 0 | 0 | 1 | 0 | 0 | 0 | 0 | 0 | 0 | 0 | OPEN | node_1388084_79_15306690_009 | AN | 8104202
load_220338843 |  | 0 | R | 0 | 0 | 0 | 0 | 0 | 0 | 0 | 0 | 0 | 0 | 0 | 0+0j | 0 | 0 | 0+0j | 0 | 0 | 0+0j | 0 | 0 | 0+0j | 0 | 0 | 0+0j | 0 | 0 | 0+0j | 125409.6 | 53424.266 | 125409.6+53424.266j | 0 | 0 | 0+0j | 0 | 0 | 0+0j | 0 | 0 | 0 | 0 | 0 | 0 | 0 | 0 | 0 | 0 | 0 | 0 | 0 | 0 | 0 | 0 | 0 | 0 | 1 | 0 | 0 | 1 | 0 | 0 | 0 | 0 | 0 | 0 | 0 | OPEN | node_1393981_472_15307380_685 | AN | 8104202
load_220338844 |  | 0 | R | 0 | 0 | 0 | 0 | 0 | 0 | 0 | 0 | 0 | 0 | 0 | 0+0j | 0 | 0 | 0+0j | 0 | 0 | 0+0j | 0 | 0 | 0+0j | 0 | 0 | 0+0j | 0 | 0 | 0+0j | 60314.4 | 25693.827 | 60314.4+25693.827j | 0 | 0 | 0+0j | 0 | 0 | 0+0j | 0 | 0 | 0 | 0 | 0 | 0 | 0 | 0 | 0 | 0 | 0 | 0 | 0 | 0 | 0 | 0 | 0 | 0 | 1 | 0 | 0 | 1 | 0 | 0 | 0 | 0 | 0 | 0 | 0 | OPEN | node_1394213_457_15307533_106 | AN | 8104202
load_220429319 |  | 0 | R | 0 | 0 | 0 | 0 | 0 | 0 | 0 | 0 | 0 | 0 | 0 | 0+0j | 0 | 0 | 0+0j | 0 | 0 | 0+0j | 0 | 0 | 0+0j | 0 | 0 | 0+0j | 0 | 0 | 0+0j | 31773.6 | 13535.497 | 31773.6+13535.497j | 0 | 0 | 0+0j | 0 | 0 | 0+0j | 0 | 0 | 0 | 0 | 0 | 0 | 0 | 0 | 0 | 0 | 0 | 0 | 0 | 0 | 0 | 0 | 0 | 0 | 1 | 0 | 0 | 1 | 0 | 0 | 0 | 0 | 0 | 0 | 0 | OPEN | node_1392699_046_15307460_683 | AN | 8104202
load_220431772 |  | 0 | R | 0 | 0 | 0 | 0 | 0 | 0 | 0 | 0 | 0 | 0 | 0 | 0+0j | 0 | 0 | 0+0j | 0 | 0 | 0+0j | 0 | 0 | 0+0j | 0 | 0 | 0+0j | 0 | 0 | 0+0j | 1512 | 644.109 | 1512+644.109j | 0 | 0 | 0+0j | 0 | 0 | 0+0j | 0 | 0 | 0 | 0 | 0 | 0 | 0 | 0 | 0 | 0 | 0 | 0 | 0 | 0 | 0 | 0 | 0 | 0 | 1 | 0 | 0 | 1 | 0 | 0 | 0 | 0 | 0 | 0 | 0 | OPEN | node_1392641_969_15315955_377 | AN | 8104202
load_220431988 |  | 0 | R | 0 | 0 | 0 | 0 | 0 | 0 | 0 | 0 | 0 | 0 | 0 | 0+0j | 0 | 0 | 0+0j | 0 | 0 | 0+0j | 0 | 0 | 0+0j | 0 | 0 | 0+0j | 0 | 0 | 0+0j | 12348 | 5260.226 | 12348+5260.226j | 0 | 0 | 0+0j | 0 | 0 | 0+0j | 0 | 0 | 0 | 0 | 0 | 0 | 0 | 0 | 0 | 0 | 0 | 0 | 0 | 0 | 0 | 0 | 0 | 0 | 1 | 0 | 0 | 1 | 0 | 0 | 0 | 0 | 0 | 0 | 0 | OPEN | node_1389701_802_15315554_768 | AN | 8104202
load_220432803 |  | 0 | C | 0 | 0 | 0 | 0 | 0 | 0 | 0 | 0 | 0 | 0 | 0 | 0+0j | 0 | 0 | 0+0j | 0 | 0 | 0+0j | 0 | 0 | 0+0j | 0 | 0 | 0+0j | 0 | 0 | 0+0j | 13666.667 | 5821.976 | 13666.667+5821.976j | 0 | 0 | 0+0j | 0 | 0 | 0+0j | 0 | 0 | 0 | 0 | 0 | 0 | 0 | 0 | 0 | 0 | 0 | 0 | 0 | 0 | 0 | 0 | 0 | 0 | 1 | 0 | 0 | 1 | 0 | 0 | 0 | 0 | 0 | 0 | 0 | OPEN | node_1395580_784_15307795_28 | AN | 8104202
load_220432804 |  | 0 | C | 0 | 0 | 0 | 0 | 0 | 0 | 0 | 0 | 0 | 0 | 0 | 0+0j | 0 | 0 | 0+0j | 0 | 0 | 0+0j | 0 | 0 | 0+0j | 0 | 0 | 0+0j | 0 | 0 | 0+0j | 0 | 0 | 0+0j | 13666.667 | 5821.976 | 13666.667+5821.976j | 0 | 0 | 0+0j | 0 | 0 | 0 | 0 | 0 | 0 | 0 | 0 | 0 | 0 | 0 | 0 | 0 | 0 | 0 | 0 | 0 | 0 | 1 | 0 | 0 | 1 | 0 | 0 | 0 | 0 | 0 | 0 | 0 | OPEN | node_1395579_004_15307821_784 | BN | 8104202
load_220432805 |  | 0 | C | 0 | 0 | 0 | 0 | 0 | 0 | 0 | 0 | 0 | 0 | 0 | 0+0j | 0 | 0 | 0+0j | 0 | 0 | 0+0j | 0 | 0 | 0+0j | 0 | 0 | 0+0j | 0 | 0 | 0+0j | 0 | 0 | 0+0j | 0 | 0 | 0+0j | 13666.667 | 5821.976 | 13666.667+5821.976j | 0 | 0 | 0 | 0 | 0 | 0 | 0 | 0 | 0 | 0 | 0 | 0 | 0 | 0 | 0 | 0 | 0 | 0 | 1 | 0 | 0 | 1 | 0 | 0 | 0 | 0 | 0 | 0 | 0 | OPEN | node_1395577_395_15307769_016 | CN | 8104202
load_220436431 |  | 0 | R | 0 | 0 | 0 | 0 | 0 | 0 | 0 | 0 | 0 | 0 | 0 | 0+0j | 0 | 0 | 0+0j | 0 | 0 | 0+0j | 0 | 0 | 0+0j | 0 | 0 | 0+0j | 0 | 0 | 0+0j | 10432.8 | 4444.354 | 10432.8+4444.354j | 0 | 0 | 0+0j | 0 | 0 | 0+0j | 0 | 0 | 0 | 0 | 0 | 0 | 0 | 0 | 0 | 0 | 0 | 0 | 0 | 0 | 0 | 0 | 0 | 0 | 1 | 0 | 0 | 1 | 0 | 0 | 0 | 0 | 0 | 0 | 0 | OPEN | node_1388747_549_15310178_27 | AN | 8104202
load_220457056 |  | 0 | C | 0 | 0 | 0 | 0 | 0 | 0 | 0 | 0 | 0 | 0 | 0 | 0+0j | 0 | 0 | 0+0j | 0 | 0 | 0+0j | 0 | 0 | 0+0j | 0 | 0 | 0+0j | 0 | 0 | 0+0j | 29333.333 | 12495.948 | 29333.333+12495.948j | 0 | 0 | 0+0j | 0 | 0 | 0+0j | 0 | 0 | 0 | 0 | 0 | 0 | 0 | 0 | 0 | 0 | 0 | 0 | 0 | 0 | 0 | 0 | 0 | 0 | 1 | 0 | 0 | 1 | 0 | 0 | 0 | 0 | 0 | 0 | 0 | OPEN | node_1396119_341_15309571_238 | AN | 8104202
load_220457061 |  | 0 | C | 0 | 0 | 0 | 0 | 0 | 0 | 0 | 0 | 0 | 0 | 0 | 0+0j | 0 | 0 | 0+0j | 0 | 0 | 0+0j | 0 | 0 | 0+0j | 0 | 0 | 0+0j | 0 | 0 | 0+0j | 0 | 0 | 0+0j | 29333.333 | 12495.948 | 29333.333+12495.948j | 0 | 0 | 0+0j | 0 | 0 | 0 | 0 | 0 | 0 | 0 | 0 | 0 | 0 | 0 | 0 | 0 | 0 | 0 | 0 | 0 | 0 | 1 | 0 | 0 | 1 | 0 | 0 | 0 | 0 | 0 | 0 | 0 | OPEN | node_1396111_482_15309599_013 | BN | 8104202
load_220457176 |  | 0 | C | 0 | 0 | 0 | 0 | 0 | 0 | 0 | 0 | 0 | 0 | 0 | 0+0j | 0 | 0 | 0+0j | 0 | 0 | 0+0j | 0 | 0 | 0+0j | 0 | 0 | 0+0j | 0 | 0 | 0+0j | 0 | 0 | 0+0j | 0 | 0 | 0+0j | 29333.333 | 12495.948 | 29333.333+12495.948j | 0 | 0 | 0 | 0 | 0 | 0 | 0 | 0 | 0 | 0 | 0 | 0 | 0 | 0 | 0 | 0 | 0 | 0 | 1 | 0 | 0 | 1 | 0 | 0 | 0 | 0 | 0 | 0 | 0 | OPEN | node_1396124_482_15309552_79 | CN | 8104202
load_220491607 |  | 0 | R | 0 | 0 | 0 | 0 | 0 | 0 | 0 | 0 | 0 | 0 | 0 | 0+0j | 0 | 0 | 0+0j | 0 | 0 | 0+0j | 0 | 0 | 0+0j | 0 | 0 | 0+0j | 0 | 0 | 0+0j | 3002.4 | 1279.017 | 3002.4+1279.017j | 0 | 0 | 0+0j | 0 | 0 | 0+0j | 0 | 0 | 0 | 0 | 0 | 0 | 0 | 0 | 0 | 0 | 0 | 0 | 0 | 0 | 0 | 0 | 0 | 0 | 1 | 0 | 0 | 1 | 0 | 0 | 0 | 0 | 0 | 0 | 0 | OPEN | node_1389375_474_15311210_56 | AN | 8104202
load_220529641 |  | 0 | C | 0 | 0 | 0 | 0 | 0 | 0 | 0 | 0 | 0 | 0 | 0 | 0+0j | 0 | 0 | 0+0j | 0 | 0 | 0+0j | 0 | 0 | 0+0j | 0 | 0 | 0+0j | 0 | 0 | 0+0j | 28000 | 11927.95 | 28000+11927.95j | 28000 | 11927.95 | 28000+11927.95j | 28000 | 11927.95 | 28000+11927.95j | 0 | 0 | 0 | 0 | 0 | 0 | 0 | 0 | 0 | 0 | 0 | 0 | 0 | 0 | 0 | 0 | 0 | 0 | 1 | 0 | 0 | 1 | 0 | 0 | 0 | 0 | 0 | 0 | 0 | OPEN | node_1395583_611_15308175_632 | ABCN | 8104202
load_220529918 |  | 0 | R | 0 | 0 | 0 | 0 | 0 | 0 | 0 | 0 | 0 | 0 | 0 | 0+0j | 0 | 0 | 0+0j | 0 | 0 | 0+0j | 0 | 0 | 0+0j | 0 | 0 | 0+0j | 0 | 0 | 0+0j | 5068.8 | 2159.3 | 5068.8+2159.3j | 0 | 0 | 0+0j | 0 | 0 | 0+0j | 0 | 0 | 0 | 0 | 0 | 0 | 0 | 0 | 0 | 0 | 0 | 0 | 0 | 0 | 0 | 0 | 0 | 0 | 1 | 0 | 0 | 1 | 0 | 0 | 0 | 0 | 0 | 0 | 0 | OPEN | node_1391620_685_15312802_708 | AN | 8104202
load_220530028 |  | 0 | R | 0 | 0 | 0 | 0 | 0 | 0 | 0 | 0 | 0 | 0 | 0 | 0+0j | 0 | 0 | 0+0j | 0 | 0 | 0+0j | 0 | 0 | 0+0j | 0 | 0 | 0+0j | 0 | 0 | 0+0j | 14500.8 | 6177.315 | 14500.8+6177.315j | 0 | 0 | 0+0j | 0 | 0 | 0+0j | 0 | 0 | 0 | 0 | 0 | 0 | 0 | 0 | 0 | 0 | 0 | 0 | 0 | 0 | 0 | 0 | 0 | 0 | 1 | 0 | 0 | 1 | 0 | 0 | 0 | 0 | 0 | 0 | 0 | OPEN | node_1392735_496_15311965_614 | AN | 8104202
load_220530033 |  | 0 | R | 0 | 0 | 0 | 0 | 0 | 0 | 0 | 0 | 0 | 0 | 0 | 0+0j | 0 | 0 | 0+0j | 0 | 0 | 0+0j | 0 | 0 | 0+0j | 0 | 0 | 0+0j | 0 | 0 | 0+0j | 26661.6 | 11357.794 | 26661.6+11357.794j | 0 | 0 | 0+0j | 0 | 0 | 0+0j | 0 | 0 | 0 | 0 | 0 | 0 | 0 | 0 | 0 | 0 | 0 | 0 | 0 | 0 | 0 | 0 | 0 | 0 | 1 | 0 | 0 | 1 | 0 | 0 | 0 | 0 | 0 | 0 | 0 | OPEN | node_1390970_292_15312395_916 | AN | 8104202
load_220530112 |  | 0 | C | 0 | 0 | 0 | 0 | 0 | 0 | 0 | 0 | 0 | 0 | 0 | 0+0j | 0 | 0 | 0+0j | 0 | 0 | 0+0j | 0 | 0 | 0+0j | 0 | 0 | 0+0j | 0 | 0 | 0+0j | 16333.333 | 6957.971 | 16333.333+6957.971j | 16333.333 | 6957.971 | 16333.333+6957.971j | 16333.333 | 6957.971 | 16333.333+6957.971j | 0 | 0 | 0 | 0 | 0 | 0 | 0 | 0 | 0 | 0 | 0 | 0 | 0 | 0 | 0 | 0 | 0 | 0 | 1 | 0 | 0 | 1 | 0 | 0 | 0 | 0 | 0 | 0 | 0 | OPEN | node_1395739_898_15308212_888 | ABCN | 8104202
load_220530355 |  | 0 | R | 0 | 0 | 0 | 0 | 0 | 0 | 0 | 0 | 0 | 0 | 0 | 0+0j | 0 | 0 | 0+0j | 0 | 0 | 0+0j | 0 | 0 | 0+0j | 0 | 0 | 0+0j | 0 | 0 | 0+0j | 11988 | 5106.867 | 11988+5106.867j | 0 | 0 | 0+0j | 0 | 0 | 0+0j | 0 | 0 | 0 | 0 | 0 | 0 | 0 | 0 | 0 | 0 | 0 | 0 | 0 | 0 | 0 | 0 | 0 | 0 | 1 | 0 | 0 | 1 | 0 | 0 | 0 | 0 | 0 | 0 | 0 | OPEN | node_1390169_271_15308525_798 | AN | 8104202
load_220531347 |  | 0 | R | 0 | 0 | 0 | 0 | 0 | 0 | 0 | 0 | 0 | 0 | 0 | 0+0j | 0 | 0 | 0+0j | 0 | 0 | 0+0j | 0 | 0 | 0+0j | 0 | 0 | 0+0j | 0 | 0 | 0+0j | 9093.6 | 3873.857 | 9093.6+3873.857j | 0 | 0 | 0+0j | 0 | 0 | 0+0j | 0 | 0 | 0 | 0 | 0 | 0 | 0 | 0 | 0 | 0 | 0 | 0 | 0 | 0 | 0 | 0 | 0 | 0 | 1 | 0 | 0 | 1 | 0 | 0 | 0 | 0 | 0 | 0 | 0 | OPEN | node_1389918_087_15313532_179 | AN | 8104202
load_220532445 |  | 0 | R | 0 | 0 | 0 | 0 | 0 | 0 | 0 | 0 | 0 | 0 | 0 | 0+0j | 0 | 0 | 0+0j | 0 | 0 | 0+0j | 0 | 0 | 0+0j | 0 | 0 | 0+0j | 0 | 0 | 0+0j | 10562.4 | 4499.564 | 10562.4+4499.564j | 0 | 0 | 0+0j | 0 | 0 | 0+0j | 0 | 0 | 0 | 0 | 0 | 0 | 0 | 0 | 0 | 0 | 0 | 0 | 0 | 0 | 0 | 0 | 0 | 0 | 1 | 0 | 0 | 1 | 0 | 0 | 0 | 0 | 0 | 0 | 0 | OPEN | node_1389901_537_15312921_97 | AN | 8104202
load_220534077 |  | 0 | R | 0 | 0 | 0 | 0 | 0 | 0 | 0 | 0 | 0 | 0 | 0 | 0+0j | 0 | 0 | 0+0j | 0 | 0 | 0+0j | 0 | 0 | 0+0j | 0 | 0 | 0+0j | 0 | 0 | 0+0j | 7012.8 | 2987.44 | 7012.8+2987.44j | 0 | 0 | 0+0j | 0 | 0 | 0+0j | 0 | 0 | 0 | 0 | 0 | 0 | 0 | 0 | 0 | 0 | 0 | 0 | 0 | 0 | 0 | 0 | 0 | 0 | 1 | 0 | 0 | 1 | 0 | 0 | 0 | 0 | 0 | 0 | 0 | OPEN | node_1388728_694_15310892_643 | AN | 8104202
load_220543774 |  | 0 | C | 0 | 0 | 0 | 0 | 0 | 0 | 0 | 0 | 0 | 0 | 0 | 0+0j | 0 | 0 | 0+0j | 0 | 0 | 0+0j | 0 | 0 | 0+0j | 0 | 0 | 0+0j | 0 | 0 | 0+0j | 195000 | 83069.652 | 195000+83069.652j | 0 | 0 | 0+0j | 0 | 0 | 0+0j | 0 | 0 | 0 | 0 | 0 | 0 | 0 | 0 | 0 | 0 | 0 | 0 | 0 | 0 | 0 | 0 | 0 | 0 | 1 | 0 | 0 | 1 | 0 | 0 | 0 | 0 | 0 | 0 | 0 | OPEN | node_1395568_992_15308381_574 | AN | 8104202
load_220576440 |  | 0 | C | 0 | 0 | 0 | 0 | 0 | 0 | 0 | 0 | 0 | 0 | 0 | 0+0j | 0 | 0 | 0+0j | 0 | 0 | 0+0j | 0 | 0 | 0+0j | 0 | 0 | 0+0j | 0 | 0 | 0+0j | 31333.333 | 13347.944 | 31333.333+13347.944j | 0 | 0 | 0+0j | 0 | 0 | 0+0j | 0 | 0 | 0 | 0 | 0 | 0 | 0 | 0 | 0 | 0 | 0 | 0 | 0 | 0 | 0 | 0 | 0 | 0 | 1 | 0 | 0 | 1 | 0 | 0 | 0 | 0 | 0 | 0 | 0 | OPEN | node_1395870_693_15309911_883 | AN | 8104202
load_220576441 |  | 0 | C | 0 | 0 | 0 | 0 | 0 | 0 | 0 | 0 | 0 | 0 | 0 | 0+0j | 0 | 0 | 0+0j | 0 | 0 | 0+0j | 0 | 0 | 0+0j | 0 | 0 | 0+0j | 0 | 0 | 0+0j | 0 | 0 | 0+0j | 31333.333 | 13347.944 | 31333.333+13347.944j | 0 | 0 | 0+0j | 0 | 0 | 0 | 0 | 0 | 0 | 0 | 0 | 0 | 0 | 0 | 0 | 0 | 0 | 0 | 0 | 0 | 0 | 1 | 0 | 0 | 1 | 0 | 0 | 0 | 0 | 0 | 0 | 0 | OPEN | node_1395854_338_15309926_781 | BN | 8104202
load_220576442 |  | 0 | C | 0 | 0 | 0 | 0 | 0 | 0 | 0 | 0 | 0 | 0 | 0 | 0+0j | 0 | 0 | 0+0j | 0 | 0 | 0+0j | 0 | 0 | 0+0j | 0 | 0 | 0+0j | 0 | 0 | 0+0j | 0 | 0 | 0+0j | 0 | 0 | 0+0j | 31333.333 | 13347.944 | 31333.333+13347.944j | 0 | 0 | 0 | 0 | 0 | 0 | 0 | 0 | 0 | 0 | 0 | 0 | 0 | 0 | 0 | 0 | 0 | 0 | 1 | 0 | 0 | 1 | 0 | 0 | 0 | 0 | 0 | 0 | 0 | OPEN | node_1395883_593_15309891_78 | CN | 8104202
load_220615040 |  | 0 | R | 0 | 0 | 0 | 0 | 0 | 0 | 0 | 0 | 0 | 0 | 0 | 0+0j | 0 | 0 | 0+0j | 0 | 0 | 0+0j | 0 | 0 | 0+0j | 0 | 0 | 0+0j | 0 | 0 | 0+0j | 25956 | 11057.21 | 25956+11057.21j | 0 | 0 | 0+0j | 0 | 0 | 0+0j | 0 | 0 | 0 | 0 | 0 | 0 | 0 | 0 | 0 | 0 | 0 | 0 | 0 | 0 | 0 | 0 | 0 | 0 | 1 | 0 | 0 | 1 | 0 | 0 | 0 | 0 | 0 | 0 | 0 | OPEN | node_1391099_783_15311116_899 | AN | 8104202
load_220619383 |  | 0 | U | 0 | 0 | 0 | 0 | 0 | 0 | 0 | 0 | 0 | 0 | 0 | 0+0j | 0 | 0 | 0+0j | 0 | 0 | 0+0j | 0 | 0 | 0+0j | 0 | 0 | 0+0j | 0 | 0 | 0+0j | 0 | 0 | 0+0j | 0 | 0 | 0+0j | 0 | 0 | 0+0j | 0 | 0 | 0 | 0 | 0 | 0 | 0 | 0 | 0 | 0 | 0 | 0 | 0 | 0 | 0 | 0 | 0 | 0 | 1 | 0 | 0 | 1 | 0 | 0 | 0 | 0 | 0 | 0 | 0 | OPEN | node_1393412_004_15308684_186 | AN | 8104202
load_220619386 |  | 0 | R | 0 | 0 | 0 | 0 | 0 | 0 | 0 | 0 | 0 | 0 | 0 | 0+0j | 0 | 0 | 0+0j | 0 | 0 | 0+0j | 0 | 0 | 0+0j | 0 | 0 | 0+0j | 0 | 0 | 0+0j | 91735.2 | 39079.032 | 91735.2+39079.032j | 0 | 0 | 0+0j | 0 | 0 | 0+0j | 0 | 0 | 0 | 0 | 0 | 0 | 0 | 0 | 0 | 0 | 0 | 0 | 0 | 0 | 0 | 0 | 0 | 0 | 1 | 0 | 0 | 1 | 0 | 0 | 0 | 0 | 0 | 0 | 0 | OPEN | node_1394061_345_15308838_628 | AN | 8104202
load_220619387 |  | 0 | R | 0 | 0 | 0 | 0 | 0 | 0 | 0 | 0 | 0 | 0 | 0 | 0+0j | 0 | 0 | 0+0j | 0 | 0 | 0+0j | 0 | 0 | 0+0j | 0 | 0 | 0+0j | 0 | 0 | 0+0j | 130788 | 55715.455 | 130788+55715.455j | 0 | 0 | 0+0j | 0 | 0 | 0+0j | 0 | 0 | 0 | 0 | 0 | 0 | 0 | 0 | 0 | 0 | 0 | 0 | 0 | 0 | 0 | 0 | 0 | 0 | 1 | 0 | 0 | 1 | 0 | 0 | 0 | 0 | 0 | 0 | 0 | OPEN | node_1394705_328_15308879_897 | AN | 8104202
load_220619388 |  | 0 | R | 0 | 0 | 0 | 0 | 0 | 0 | 0 | 0 | 0 | 0 | 0 | 0+0j | 0 | 0 | 0+0j | 0 | 0 | 0+0j | 0 | 0 | 0+0j | 0 | 0 | 0+0j | 0 | 0 | 0+0j | 39952.8 | 17019.822 | 39952.8+17019.822j | 0 | 0 | 0+0j | 0 | 0 | 0+0j | 0 | 0 | 0 | 0 | 0 | 0 | 0 | 0 | 0 | 0 | 0 | 0 | 0 | 0 | 0 | 0 | 0 | 0 | 1 | 0 | 0 | 1 | 0 | 0 | 0 | 0 | 0 | 0 | 0 | OPEN | node_1395258_732_15308911_171 | AN | 8104202
load_220619389 |  | 0 | R | 0 | 0 | 0 | 0 | 0 | 0 | 0 | 0 | 0 | 0 | 0 | 0+0j | 0 | 0 | 0+0j | 0 | 0 | 0+0j | 0 | 0 | 0+0j | 0 | 0 | 0+0j | 0 | 0 | 0+0j | 150156 | 63966.188 | 150156+63966.188j | 0 | 0 | 0+0j | 0 | 0 | 0+0j | 0 | 0 | 0 | 0 | 0 | 0 | 0 | 0 | 0 | 0 | 0 | 0 | 0 | 0 | 0 | 0 | 0 | 0 | 1 | 0 | 0 | 1 | 0 | 0 | 0 | 0 | 0 | 0 | 0 | OPEN | node_1393663_504_15308828_826 | AN | 8104202
load_220619460 |  | 0 | R | 0 | 0 | 0 | 0 | 0 | 0 | 0 | 0 | 0 | 0 | 0 | 0+0j | 0 | 0 | 0+0j | 0 | 0 | 0+0j | 0 | 0 | 0+0j | 0 | 0 | 0+0j | 0 | 0 | 0+0j | 75513.6 | 32168.659 | 75513.6+32168.659j | 0 | 0 | 0+0j | 0 | 0 | 0+0j | 0 | 0 | 0 | 0 | 0 | 0 | 0 | 0 | 0 | 0 | 0 | 0 | 0 | 0 | 0 | 0 | 0 | 0 | 1 | 0 | 0 | 1 | 0 | 0 | 0 | 0 | 0 | 0 | 0 | OPEN | node_1394673_327_15308060_24 | AN | 8104202
load_220619462 |  | 0 | R | 0 | 0 | 0 | 0 | 0 | 0 | 0 | 0 | 0 | 0 | 0 | 0+0j | 0 | 0 | 0+0j | 0 | 0 | 0+0j | 0 | 0 | 0+0j | 0 | 0 | 0+0j | 0 | 0 | 0+0j | 66621.6 | 28380.683 | 66621.6+28380.683j | 0 | 0 | 0+0j | 0 | 0 | 0+0j | 0 | 0 | 0 | 0 | 0 | 0 | 0 | 0 | 0 | 0 | 0 | 0 | 0 | 0 | 0 | 0 | 0 | 0 | 1 | 0 | 0 | 1 | 0 | 0 | 0 | 0 | 0 | 0 | 0 | OPEN | node_1394370_358_15308039_738 | AN | 8104202
load_220619544 |  | 0 | R | 0 | 0 | 0 | 0 | 0 | 0 | 0 | 0 | 0 | 0 | 0 | 0+0j | 0 | 0 | 0+0j | 0 | 0 | 0+0j | 0 | 0 | 0+0j | 0 | 0 | 0+0j | 0 | 0 | 0+0j | 108777.6 | 46339.064 | 108777.6+46339.064j | 0 | 0 | 0+0j | 0 | 0 | 0+0j | 0 | 0 | 0 | 0 | 0 | 0 | 0 | 0 | 0 | 0 | 0 | 0 | 0 | 0 | 0 | 0 | 0 | 0 | 1 | 0 | 0 | 1 | 0 | 0 | 0 | 0 | 0 | 0 | 0 | OPEN | node_1395131_212_15309305_495 | AN | 8104202
load_220619549 |  | 0 | R | 0 | 0 | 0 | 0 | 0 | 0 | 0 | 0 | 0 | 0 | 0 | 0+0j | 0 | 0 | 0+0j | 0 | 0 | 0+0j | 0 | 0 | 0+0j | 0 | 0 | 0+0j | 0 | 0 | 0+0j | 93988.8 | 40039.061 | 93988.8+40039.061j | 0 | 0 | 0+0j | 0 | 0 | 0+0j | 0 | 0 | 0 | 0 | 0 | 0 | 0 | 0 | 0 | 0 | 0 | 0 | 0 | 0 | 0 | 0 | 0 | 0 | 1 | 0 | 0 | 1 | 0 | 0 | 0 | 0 | 0 | 0 | 0 | OPEN | node_1394644_966_15309275_442 | AN | 8104202
load_220619684 |  | 0 | R | 0 | 0 | 0 | 0 | 0 | 0 | 0 | 0 | 0 | 0 | 0 | 0+0j | 0 | 0 | 0+0j | 0 | 0 | 0+0j | 0 | 0 | 0+0j | 0 | 0 | 0+0j | 0 | 0 | 0+0j | 34603.2 | 14740.901 | 34603.2+14740.901j | 0 | 0 | 0+0j | 0 | 0 | 0+0j | 0 | 0 | 0 | 0 | 0 | 0 | 0 | 0 | 0 | 0 | 0 | 0 | 0 | 0 | 0 | 0 | 0 | 0 | 1 | 0 | 0 | 1 | 0 | 0 | 0 | 0 | 0 | 0 | 0 | OPEN | node_1394079_192_15309247_494 | AN | 8104202
load_220619685 |  | 0 | R | 0 | 0 | 0 | 0 | 0 | 0 | 0 | 0 | 0 | 0 | 0 | 0+0j | 0 | 0 | 0+0j | 0 | 0 | 0+0j | 0 | 0 | 0+0j | 0 | 0 | 0+0j | 0 | 0 | 0+0j | 50695.2 | 21596.065 | 50695.2+21596.065j | 0 | 0 | 0+0j | 0 | 0 | 0+0j | 0 | 0 | 0 | 0 | 0 | 0 | 0 | 0 | 0 | 0 | 0 | 0 | 0 | 0 | 0 | 0 | 0 | 0 | 1 | 0 | 0 | 1 | 0 | 0 | 0 | 0 | 0 | 0 | 0 | OPEN | node_1394462_133_15308465_474 | AN | 8104202
load_220619686 |  | 0 | R | 0 | 0 | 0 | 0 | 0 | 0 | 0 | 0 | 0 | 0 | 0 | 0+0j | 0 | 0 | 0+0j | 0 | 0 | 0+0j | 0 | 0 | 0+0j | 0 | 0 | 0+0j | 0 | 0 | 0+0j | 92772 | 39520.707 | 92772+39520.707j | 0 | 0 | 0+0j | 0 | 0 | 0+0j | 0 | 0 | 0 | 0 | 0 | 0 | 0 | 0 | 0 | 0 | 0 | 0 | 0 | 0 | 0 | 0 | 0 | 0 | 1 | 0 | 0 | 1 | 0 | 0 | 0 | 0 | 0 | 0 | 0 | OPEN | node_1393998_443_15308450_332 | AN | 8104202
load_220619688 |  | 0 | R | 0 | 0 | 0 | 0 | 0 | 0 | 0 | 0 | 0 | 0 | 0 | 0+0j | 0 | 0 | 0+0j | 0 | 0 | 0+0j | 0 | 0 | 0+0j | 0 | 0 | 0+0j | 0 | 0 | 0+0j | 65692.8 | 27985.016 | 65692.8+27985.016j | 0 | 0 | 0+0j | 0 | 0 | 0+0j | 0 | 0 | 0 | 0 | 0 | 0 | 0 | 0 | 0 | 0 | 0 | 0 | 0 | 0 | 0 | 0 | 0 | 0 | 1 | 0 | 0 | 1 | 0 | 0 | 0 | 0 | 0 | 0 | 0 | OPEN | node_1395035_066_15308378_694 | AN | 8104202
load_220619689 |  | 0 | R | 0 | 0 | 0 | 0 | 0 | 0 | 0 | 0 | 0 | 0 | 0 | 0+0j | 0 | 0 | 0+0j | 0 | 0 | 0+0j | 0 | 0 | 0+0j | 0 | 0 | 0+0j | 0 | 0 | 0+0j | 38188.8 | 16268.361 | 38188.8+16268.361j | 0 | 0 | 0+0j | 0 | 0 | 0+0j | 0 | 0 | 0 | 0 | 0 | 0 | 0 | 0 | 0 | 0 | 0 | 0 | 0 | 0 | 0 | 0 | 0 | 0 | 1 | 0 | 0 | 1 | 0 | 0 | 0 | 0 | 0 | 0 | 0 | OPEN | node_1393647_958_15309216_845 | AN | 8104202
load_220619783 |  | 0 | R | 0 | 0 | 0 | 0 | 0 | 0 | 0 | 0 | 0 | 0 | 0 | 0+0j | 0 | 0 | 0+0j | 0 | 0 | 0+0j | 0 | 0 | 0+0j | 0 | 0 | 0+0j | 0 | 0 | 0+0j | 53344.8 | 22724.79 | 53344.8+22724.79j | 0 | 0 | 0+0j | 0 | 0 | 0+0j | 0 | 0 | 0 | 0 | 0 | 0 | 0 | 0 | 0 | 0 | 0 | 0 | 0 | 0 | 0 | 0 | 0 | 0 | 1 | 0 | 0 | 1 | 0 | 0 | 0 | 0 | 0 | 0 | 0 | OPEN | node_1393608_937_15308353_277 | AN | 8104202
load_220625771 |  | 0 | C | 0 | 0 | 0 | 0 | 0 | 0 | 0 | 0 | 0 | 0 | 0 | 0+0j | 0 | 0 | 0+0j | 0 | 0 | 0+0j | 0 | 0 | 0+0j | 0 | 0 | 0+0j | 0 | 0 | 0+0j | 5000 | 2129.991 | 5000+2129.991j | 0 | 0 | 0+0j | 0 | 0 | 0+0j | 0 | 0 | 0 | 0 | 0 | 0 | 0 | 0 | 0 | 0 | 0 | 0 | 0 | 0 | 0 | 0 | 0 | 0 | 1 | 0 | 0 | 1 | 0 | 0 | 0 | 0 | 0 | 0 | 0 | OPEN | node_1389599_095_15313001_533 | AN | 8104202
load_220655155 |  | 0 | R | 0 | 0 | 0 | 0 | 0 | 0 | 0 | 0 | 0 | 0 | 0 | 0+0j | 0 | 0 | 0+0j | 0 | 0 | 0+0j | 0 | 0 | 0+0j | 0 | 0 | 0+0j | 0 | 0 | 0+0j | 86803.2 | 36978.008 | 86803.2+36978.008j | 0 | 0 | 0+0j | 0 | 0 | 0+0j | 0 | 0 | 0 | 0 | 0 | 0 | 0 | 0 | 0 | 0 | 0 | 0 | 0 | 0 | 0 | 0 | 0 | 0 | 1 | 0 | 0 | 1 | 0 | 0 | 0 | 0 | 0 | 0 | 0 | OPEN | node_1394936_242_15307693_112 | AN | 8104202
load_220656056 |  | 0 | R | 0 | 0 | 0 | 0 | 0 | 0 | 0 | 0 | 0 | 0 | 0 | 0+0j | 0 | 0 | 0+0j | 0 | 0 | 0+0j | 0 | 0 | 0+0j | 0 | 0 | 0+0j | 0 | 0 | 0+0j | 64670.4 | 27549.475 | 64670.4+27549.475j | 0 | 0 | 0+0j | 0 | 0 | 0+0j | 0 | 0 | 0 | 0 | 0 | 0 | 0 | 0 | 0 | 0 | 0 | 0 | 0 | 0 | 0 | 0 | 0 | 0 | 1 | 0 | 0 | 1 | 0 | 0 | 0 | 0 | 0 | 0 | 0 | OPEN | node_1394003_878_15307921_467 | AN | 8104202
load_220657108 |  | 0 | R | 0 | 0 | 0 | 0 | 0 | 0 | 0 | 0 | 0 | 0 | 0 | 0+0j | 0 | 0 | 0+0j | 0 | 0 | 0+0j | 0 | 0 | 0+0j | 0 | 0 | 0+0j | 0 | 0 | 0+0j | 597.6 | 254.577 | 597.6+254.577j | 0 | 0 | 0+0j | 0 | 0 | 0+0j | 0 | 0 | 0 | 0 | 0 | 0 | 0 | 0 | 0 | 0 | 0 | 0 | 0 | 0 | 0 | 0 | 0 | 0 | 1 | 0 | 0 | 1 | 0 | 0 | 0 | 0 | 0 | 0 | 0 | OPEN | node_1395532_817_15308462_91 | AN | 8104202
load_310003681 |  | 0 | R | 0 | 0 | 0 | 0 | 0 | 0 | 0 | 0 | 0 | 0 | 0 | 0+0j | 0 | 0 | 0+0j | 0 | 0 | 0+0j | 0 | 0 | 0+0j | 0 | 0 | 0+0j | 0 | 0 | 0+0j | 117482.4 | 50047.293 | 117482.4+50047.293j | 0 | 0 | 0+0j | 0 | 0 | 0+0j | 0 | 0 | 0 | 0 | 0 | 0 | 0 | 0 | 0 | 0 | 0 | 0 | 0 | 0 | 0 | 0 | 0 | 0 | 1 | 0 | 0 | 1 | 0 | 0 | 0 | 0 | 0 | 0 | 0 | OPEN | node_1394668_379_15309703_821 | AN | 8104202
load_310029039 |  | 0 | R | 0 | 0 | 0 | 0 | 0 | 0 | 0 | 0 | 0 | 0 | 0 | 0+0j | 0 | 0 | 0+0j | 0 | 0 | 0+0j | 0 | 0 | 0+0j | 0 | 0 | 0+0j | 0 | 0 | 0+0j | 8841.6 | 3766.506 | 8841.6+3766.506j | 0 | 0 | 0+0j | 0 | 0 | 0+0j | 0 | 0 | 0 | 0 | 0 | 0 | 0 | 0 | 0 | 0 | 0 | 0 | 0 | 0 | 0 | 0 | 0 | 0 | 1 | 0 | 0 | 1 | 0 | 0 | 0 | 0 | 0 | 0 | 0 | OPEN | node_1389807_808_15310503_694 | AN | 8104202
load_310060900 |  | 0 | R | 0 | 0 | 0 | 0 | 0 | 0 | 0 | 0 | 0 | 0 | 0 | 0+0j | 0 | 0 | 0+0j | 0 | 0 | 0+0j | 0 | 0 | 0+0j | 0 | 0 | 0+0j | 0 | 0 | 0+0j | 28951.2 | 12333.16 | 28951.2+12333.16j | 0 | 0 | 0+0j | 0 | 0 | 0+0j | 0 | 0 | 0 | 0 | 0 | 0 | 0 | 0 | 0 | 0 | 0 | 0 | 0 | 0 | 0 | 0 | 0 | 0 | 1 | 0 | 0 | 1 | 0 | 0 | 0 | 0 | 0 | 0 | 0 | OPEN | node_1395836_184_15316033_919 | AN | 8104202
load_310061610 |  | 0 | R | 0 | 0 | 0 | 0 | 0 | 0 | 0 | 0 | 0 | 0 | 0 | 0+0j | 0 | 0 | 0+0j | 0 | 0 | 0+0j | 0 | 0 | 0+0j | 0 | 0 | 0+0j | 0 | 0 | 0+0j | 11253.6 | 4794.014 | 11253.6+4794.014j | 0 | 0 | 0+0j | 0 | 0 | 0+0j | 0 | 0 | 0 | 0 | 0 | 0 | 0 | 0 | 0 | 0 | 0 | 0 | 0 | 0 | 0 | 0 | 0 | 0 | 1 | 0 | 0 | 1 | 0 | 0 | 0 | 0 | 0 | 0 | 0 | OPEN | node_1390295_05_15311152_019 | AN | 8104202
load_311859901 |  | 0 | R | 0 | 0 | 0 | 0 | 0 | 0 | 0 | 0 | 0 | 0 | 0 | 0+0j | 0 | 0 | 0+0j | 0 | 0 | 0+0j | 0 | 0 | 0+0j | 0 | 0 | 0+0j | 0 | 0 | 0+0j | 4910.4 | 2091.822 | 4910.4+2091.822j | 0 | 0 | 0+0j | 0 | 0 | 0+0j | 0 | 0 | 0 | 0 | 0 | 0 | 0 | 0 | 0 | 0 | 0 | 0 | 0 | 0 | 0 | 0 | 0 | 0 | 1 | 0 | 0 | 1 | 0 | 0 | 0 | 0 | 0 | 0 | 0 | OPEN | node_1388393_67_15307312_189 | AN | 8104202
load_311893602 |  | 0 | C | 0 | 0 | 0 | 0 | 0 | 0 | 0 | 0 | 0 | 0 | 0 | 0+0j | 0 | 0 | 0+0j | 0 | 0 | 0+0j | 0 | 0 | 0+0j | 0 | 0 | 0+0j | 0 | 0 | 0+0j | 127000 | 54101.773 | 127000+54101.773j | 127000 | 54101.773 | 127000+54101.773j | 127000 | 54101.773 | 127000+54101.773j | 0 | 0 | 0 | 0 | 0 | 0 | 0 | 0 | 0 | 0 | 0 | 0 | 0 | 0 | 0 | 0 | 0 | 0 | 1 | 0 | 0 | 1 | 0 | 0 | 0 | 0 | 0 | 0 | 0 | OPEN | node_1395806_164_15309457_489 | ABCN | 8104202

## OverheadLineConductor
Name | Diameter | GeometricMeanRadius | RatingSummerContinuous | RatingSummerEmergency | RatingWinterContinuous | RatingWinterEmergency | Feeder | Comments
oh_cond_1/0_AAAC | 0.398 | 0.012 | 235 | 235 | 310 | 310 | 8104202
oh_cond_1/0_ACSR | 0.398 | 0.012 | 265 | 265 | 330 | 330 | 8104202
oh_cond_2/0_CU | 0.414 | 0.013 | 295 | 295 | 425 | 425 | 8104202
oh_cond_2_ACSR | 0.325 | 0.01 | 195 | 195 | 245 | 245 | 8104202
oh_cond_2_AL | 0.292 | 0.009 | 175 | 175 | 210 | 210 | 8104202
oh_cond_3_#7_CWD_30% | 0.311 | 0.005 | 125 | 125 | 195 | 195 | 8104202
oh_cond_4/0_AAAC | 0.563 | 0.017 | 365 | 365 | 480 | 480 | 8104202
oh_cond_4_CU | 0.232 | 0.007 | 140 | 140 | 200 | 200 | 8104202
oh_cond_6A_CWD | 0.23 | 0.005 | 115 | 115 | 165 | 165 | 8104202
oh_cond_477_MCM_AL | 0.792 | 0.025 | 605 | 605 | 810 | 810 | 8104202
oh_cond_WP-4/0-CU | 0.81 | 0.015 | 340 | 340 | 390 | 390 | 8104202

## OverheadLineConfiguration
Name | ConductorA | ConductorB | ConductorC | ConductorN | LineSpacing | Capacitance11 | Capacitance12 | Capacitance13 | Capacitance21 | Capacitance22 | Capacitance23 | Capacitance31 | Capacitance32 | Capacitance33 | Impedance11 | Impedance12 | Impedance13 | Impedance21 | Impedance22 | Impedance23 | Impedance31 | Impedance32 | Impedance33 | Feeder | Comments
bal_1P_1/0AA | oh_cond_1/0_AAAC | oh_cond_1/0_AAAC | oh_cond_1/0_AAAC |  |  | 12.796 | -3.172 | -3.172 | -3.172 | 12.796 | -3.172 | -3.172 | -3.172 | 12.796 | 0.972+1.499j | 0.095+0.781j | 0.095+0.781j | 0.095+0.781j | 0.972+1.499j | 0.095+0.781j | 0.095+0.781j | 0.095+0.781j | 0.972+1.499j | 8104202
bal_1P_1/0AC | oh_cond_1/0_ACSR | oh_cond_1/0_ACSR | oh_cond_1/0_ACSR |  |  | 12.796 | -3.172 | -3.172 | -3.172 | 12.796 | -3.172 | -3.172 | -3.172 | 12.796 | 0.983+1.218j | 0.095+0.781j | 0.095+0.781j | 0.095+0.781j | 0.983+1.218j | 0.095+0.781j | 0.095+0.781j | 0.095+0.781j | 0.983+1.218j | 8104202
bal_1P_2AC | oh_cond_2_ACSR | oh_cond_2_ACSR | oh_cond_2_ACSR |  |  | 12.393 | -3.017 | -3.017 | -3.017 | 12.393 | -3.017 | -3.017 | -3.017 | 12.393 | 1.505+1.527j | 0.095+0.781j | 0.095+0.781j | 0.095+0.781j | 1.505+1.527j | 0.095+0.781j | 0.095+0.781j | 0.095+0.781j | 1.505+1.527j | 8104202
bal_1P_2AL | oh_cond_2_AL | oh_cond_2_AL | oh_cond_2_AL |  |  | 12.191 | -2.94 | -2.94 | -2.94 | 12.191 | -2.94 | -2.94 | -2.94 | 12.191 | 1.235+1.537j | 0.095+0.781j | 0.095+0.781j | 0.095+0.781j | 1.235+1.537j | 0.095+0.781j | 0.095+0.781j | 0.095+0.781j | 1.235+1.537j | 8104202
bal_1P_4CU | oh_cond_4_CU | oh_cond_4_CU | oh_cond_4_CU |  |  | 11.78 | -2.785 | -2.785 | -2.785 | 11.78 | -2.785 | -2.785 | -2.785 | 11.78 | 1.483+1.565j | 0.095+0.781j | 0.095+0.781j | 0.095+0.781j | 1.483+1.565j | 0.095+0.781j | 0.095+0.781j | 0.095+0.781j | 1.483+1.565j | 8104202
bal_1P_6ACW | oh_cond_6A_CWD | oh_cond_6A_CWD | oh_cond_6A_CWD |  |  | 11.765 | -2.779 | -2.779 | -2.779 | 11.765 | -2.779 | -2.779 | -2.779 | 11.765 | 2.305+1.611j | 0.095+0.781j | 0.095+0.781j | 0.095+0.781j | 2.305+1.611j | 0.095+0.781j | 0.095+0.781j | 0.095+0.781j | 2.305+1.611j | 8104202
bal_1P_477AL | oh_cond_477_MCM_AL | oh_cond_477_MCM_AL | oh_cond_477_MCM_AL |  |  | 14.4 | -3.806 | -3.806 | -3.806 | 14.4 | -3.806 | -3.806 | -3.806 | 14.4 | 0.293+1.41j | 0.095+0.781j | 0.095+0.781j | 0.095+0.781j | 0.293+1.41j | 0.095+0.781j | 0.095+0.781j | 0.095+0.781j | 0.293+1.41j | 8104202
bal_1P_DELTACUST | oh_cond_2/0_CU | oh_cond_2/0_CU | oh_cond_2/0_CU | oh_cond_3_#7_CWD_30% |  | 13.24 | -2.712 | -2.712 | -2.712 | 13.24 | -2.712 | -2.712 | -2.712 | 13.24 | 0.66+1.378j | 0.22+0.666j | 0.22+0.666j | 0.22+0.666j | 0.66+1.378j | 0.22+0.666j | 0.22+0.666j | 0.22+0.666j | 0.66+1.378j | 8104202
bal_3P_1/0AA | oh_cond_1/0_AAAC | oh_cond_1/0_AAAC | oh_cond_1/0_AAAC |  |  | 12.796 | -3.172 | -3.172 | -3.172 | 12.796 | -3.172 | -3.172 | -3.172 | 12.796 | 0.972+1.499j | 0.095+0.781j | 0.095+0.781j | 0.095+0.781j | 0.972+1.499j | 0.095+0.781j | 0.095+0.781j | 0.095+0.781j | 0.972+1.499j | 8104202
bal_3P_1/0AC | oh_cond_1/0_ACSR | oh_cond_1/0_ACSR | oh_cond_1/0_ACSR |  |  | 12.796 | -3.172 | -3.172 | -3.172 | 12.796 | -3.172 | -3.172 | -3.172 | 12.796 | 0.983+1.497j | 0.095+0.781j | 0.095+0.781j | 0.095+0.781j | 0.983+1.497j | 0.095+0.781j | 0.095+0.781j | 0.095+0.781j | 0.983+1.497j | 8104202
bal_3P_4/0AA | oh_cond_4/0_AAAC | oh_cond_4/0_AAAC | oh_cond_4/0_AAAC |  |  | 13.554 | -3.469 | -3.469 | -3.469 | 13.554 | -3.469 | -3.469 | -3.469 | 13.554 | 0.534+1.457j | 0.095+0.781j | 0.095+0.781j | 0.095+0.781j | 0.534+1.457j | 0.095+0.781j | 0.095+0.781j | 0.095+0.781j | 0.534+1.457j | 8104202
bal_3P_4CU | oh_cond_4_CU | oh_cond_4_CU | oh_cond_4_CU |  |  | 11.78 | -2.785 | -2.785 | -2.785 | 11.78 | -2.785 | -2.785 | -2.785 | 11.78 | 1.483+1.565j | 0.095+0.781j | 0.095+0.781j | 0.095+0.781j | 1.483+1.565j | 0.095+0.781j | 0.095+0.781j | 0.095+0.781j | 1.483+1.565j | 8104202
bal_3P_477AL | oh_cond_477_MCM_AL | oh_cond_477_MCM_AL | oh_cond_477_MCM_AL |  |  | 14.305 | -3.735 | -3.735 | -3.735 | 14.305 | -3.735 | -3.735 | -3.735 | 14.305 | 0.293+1.41j | 0.095+0.775j | 0.095+0.775j | 0.095+0.775j | 0.293+1.41j | 0.095+0.775j | 0.095+0.775j | 0.095+0.775j | 0.293+1.41j | 8104202
bal_3P_DELTACUST | oh_cond_2/0_CU | oh_cond_2/0_CU | oh_cond_2/0_CU | oh_cond_3_#7_CWD_30% |  | 13.24 | -2.712 | -2.712 | -2.712 | 13.24 | -2.712 | -2.712 | -2.712 | 13.24 | 0.66+1.378j | 0.22+0.666j | 0.22+0.666j | 0.22+0.666j | 0.66+1.378j | 0.22+0.666j | 0.22+0.666j | 0.22+0.666j | 0.66+1.378j | 8104202
unb_TAPWIRE_OH | oh_cond_WP-4/0-CU | oh_cond_WP-4/0-CU | oh_cond_WP-4/0-CU | oh_cond_WP-4/0-CU |  | 14.911 | -4.341 | -1.953 | -4.341 | 15.781 | -3.724 | -1.953 | -3.724 | 14.818 | 0.365+1.097j | 0.093+0.433j | 0.094+0.34j | 0.093+0.433j | 0.368+1.078j | 0.095+0.401j | 0.094+0.34j | 0.095+0.401j | 0.368+1.077j | 8104202

## Recloser
Name | GroupId | RetryTime | MaximumNumberOfTries | Status | From | To | Length | Phases | Feeder | Comments

## RegulatorConfiguration
Name | CurrentTransducerPhase | PowerTransducerPhase | Regulation | Control | Type | CompensatorResistiveSettingA | CompensatorResistiveSettingB | CompensatorResistiveSettingC | CompensatorReactiveSettingA | CompensatorReactiveSettingB | CompensatorReactiveSettingC | BandCenter | BandWidth | CurrentTransducerRatio | PowerTransducerRatio | ConnectType | ControlLevel | DwellTime | TimeDelay | LowerTaps | RaiseTaps | TapPositionA | TapPositionB | TapPositionC | Feeder | Comments

## Sectionalizer
Name | GroupId | OperatingMode | PhaseAState | PhaseBState | PhaseCState | CurrentInAReal | CurrentInAImag | CurrentInA | CurrentInBReal | CurrentInBImag | CurrentInB | CurrentInCReal | CurrentInCImag | CurrentInC | CurrentOutAReal | CurrentOutAImag | CurrentOutA | CurrentOutBReal | CurrentOutBImag | CurrentOutB | CurrentOutCReal | CurrentOutCImag | CurrentOutC | ActivePowerInA | ReactivePowerInA | PowerInA | ActivePowerInB | ReactivePowerInB | PowerInB | ActivePowerInC | ReactivePowerInC | PowerInC | ActivePowerOutA | ReactivePowerOutA | PowerOutA | ActivePowerOutB | ReactivePowerOutB | PowerOutB | ActivePowerOutC | ReactivePowerOutC | PowerOutC | Status | From | To | Length | Phases | Feeder | Comments

## Solar
Name | GroupId | SpillageCost | CapitalCost | FixedOperatingCost | VariableOperatingCost | MaxReactivePower | MaxActivePower | OutputSchedule | PlanningStatus | UnitType | UnitSubtype | ParentNode | Phases | Feeder | Comments
solar_load_220334762 |  | 0 | 0 | 0 | 0.001 | 56.7423160771624 | 133.1984678978932 | OPTIMIZED | INSTALLED | solar_pv |  | node_1390353_886_15313708_384 | AN | 8104202
solar_load_220334764 |  | 0 | 0 | 0 | 0.001 | 3315.1694988431204 | 7782.12048693441 | OPTIMIZED | INSTALLED | solar_pv |  | node_1393266_454_15307547_939 | AN | 8104202
solar_load_220334926 |  | 0 | 0 | 0 | 0.001 | 197.02180877627328 | 462.494680201018 | OPTIMIZED | INSTALLED | solar_pv |  | node_1395447_777_15307671_843 | AN | 8104202
solar_load_220334927 |  | 0 | 0 | 0 | 0.001 | 197.02180877627328 | 462.494680201018 | OPTIMIZED | INSTALLED | solar_pv |  | node_1395447_542_15307698_466 | AN | 8104202
solar_load_220334931 |  | 0 | 0 | 0 | 0.001 | 200.016693077915 | 469.52459934007356 | OPTIMIZED | INSTALLED | solar_pv |  | node_1395595_922_15308600_287 | AN | 8104202
solar_load_220334932 |  | 0 | 0 | 0 | 0.001 | 1280.6424507877966 | 3006.2154213066174 | OPTIMIZED | INSTALLED | solar_pv |  | node_1395610_937_15308617_794 | BN | 8104202
solar_load_220334933 |  | 0 | 0 | 0 | 0.001 | 200.016693077915 | 469.52459934007356 | OPTIMIZED | INSTALLED | solar_pv |  | node_1395622_093_15308639_897 | CN | 8104202
solar_load_220334934 |  | 0 | 0 | 0 | 0.001 | 2512.029449381525 | 5896.80717256298 | OPTIMIZED | INSTALLED | solar_pv |  | node_1395669_852_15308814_134 | AN | 8104202
solar_load_220334935 |  | 0 | 0 | 0 | 0.001 | 2512.029449381525 | 5896.80717256298 | OPTIMIZED | INSTALLED | solar_pv |  | node_1395670_925_15308840_732 | AN | 8104202
solar_load_220334936 |  | 0 | 0 | 0 | 0.001 | 591.0656575761599 | 1387.4840406030542 | OPTIMIZED | INSTALLED | solar_pv |  | node_1395676_716_15309056_702 | AN | 8104202
solar_load_220334937 |  | 0 | 0 | 0 | 0.001 | 0 | 0 | OPTIMIZED | INSTALLED | solar_pv |  | node_1395687_381_15309508_022 | AN | 8104202
solar_load_220334938 |  | 0 | 0 | 0 | 0.001 | 0 | 0 | OPTIMIZED | INSTALLED | solar_pv |  | node_1395706_853_15309524_092 | AN | 8104202
solar_load_220334947 |  | 0 | 0 | 0 | 0.001 | 12266.268877214294 | 28794.178797827062 | OPTIMIZED | INSTALLED | solar_pv |  | node_1395839_77_15308677_982 | AN | 8104202
solar_load_220334948 |  | 0 | 0 | 0 | 0.001 | 0 | 0 | OPTIMIZED | INSTALLED | solar_pv |  | node_1396112_878_15308579_716 | AN | 8104202
solar_load_220334949 |  | 0 | 0 | 0 | 0.001 | 95.75258611541777 | 224.77241457769475 | OPTIMIZED | INSTALLED | solar_pv |  | node_1396148_104_15308993_203 | AN | 8104202
solar_load_220334950 |  | 0 | 0 | 0 | 0.001 | 535.5054779015913 | 1257.060540786367 | OPTIMIZED | INSTALLED | solar_pv |  | node_1396127_72_15309388_531 | AN | 8104202
solar_load_220334951 |  | 0 | 0 | 0 | 0.001 | 502.87879068681053 | 1180.4714217450785 | OPTIMIZED | INSTALLED | solar_pv |  | node_1395496_162_15309319_606 | AN | 8104202
solar_load_220334959 |  | 0 | 0 | 0 | 0.001 | 489.40238944777315 | 1148.8367856193288 | OPTIMIZED | INSTALLED | solar_pv |  | node_1394251_862_15309676_075 | AN | 8104202
solar_load_220334960 |  | 0 | 0 | 0 | 0.001 | 3545.685172359552 | 8323.2392627696 | OPTIMIZED | INSTALLED | solar_pv |  | node_1393723_197_15309735_723 | AN | 8104202
solar_load_220334961 |  | 0 | 0 | 0 | 0.001 | 1044.0583845724482 | 2450.8518093212347 | OPTIMIZED | INSTALLED | solar_pv |  | node_1393251_011_15309962_068 | AN | 8104202
solar_load_220334962 |  | 0 | 0 | 0 | 0.001 | 207.10951149347778 | 486.1744078273102 | OPTIMIZED | INSTALLED | solar_pv |  | node_1393091_724_15310017_741 | AN | 8104202
solar_load_220334963 |  | 0 | 0 | 0 | 0.001 | 202.14439985417977 | 474.5195418862445 | OPTIMIZED | INSTALLED | solar_pv |  | node_1392895_745_15310383_864 | AN | 8104202
solar_load_220334964 |  | 0 | 0 | 0 | 0.001 | 2163.300598100394 | 5078.191588607178 | OPTIMIZED | INSTALLED | solar_pv |  | node_1392645_93_15310989_518 | AN | 8104202
solar_load_220334965 |  | 0 | 0 | 0 | 0.001 | 1653.3289889980208 | 3881.0703583748627 | OPTIMIZED | INSTALLED | solar_pv |  | node_1392456_854_15311439_691 | AN | 8104202
solar_load_220334966 |  | 0 | 0 | 0 | 0.001 | 701.4767813332088 | 1646.6660593877045 | OPTIMIZED | INSTALLED | solar_pv |  | node_1392280_114_15311449_66 | AN | 8104202
solar_load_220334967 |  | 0 | 0 | 0 | 0.001 | 2787.4660749491804 | 6543.374735484003 | OPTIMIZED | INSTALLED | solar_pv |  | node_1391733_013_15311627_709 | AN | 8104202
solar_load_220334968 |  | 0 | 0 | 0 | 0.001 | 348.96518606271377 | 819.1705775720433 | OPTIMIZED | INSTALLED | solar_pv |  | node_1391446_852_15311815_852 | AN | 8104202
solar_load_220334970 |  | 0 | 0 | 0 | 0.001 | 1474.590751166794 | 3461.4951844964994 | OPTIMIZED | INSTALLED | solar_pv |  | node_1391456_916_15310863_456 | AN | 8104202
solar_load_220334971 |  | 0 | 0 | 0 | 0.001 | 492.5547531880233 | 1156.236700502545 | OPTIMIZED | INSTALLED | solar_pv |  | node_1395336_726_15309733_347 | AN | 8104202
solar_load_220334972 |  | 0 | 0 | 0 | 0.001 | 2134.9293244381424 | 5011.592354658232 | OPTIMIZED | INSTALLED | solar_pv |  | node_1390991_552_15310692_781 | AN | 8104202
solar_load_220334973 |  | 0 | 0 | 0 | 0.001 | 520.6106054783775 | 1222.09594296317 | OPTIMIZED | INSTALLED | solar_pv |  | node_1390306_756_15310535_645 | AN | 8104202
solar_load_220334974 |  | 0 | 0 | 0 | 0.001 | 1586.6569121369423 | 3724.5621585948384 | OPTIMIZED | INSTALLED | solar_pv |  | node_1390042_296_15310519_433 | AN | 8104202
solar_load_220334975 |  | 0 | 0 | 0 | 0.001 | 664.5942180712184 | 1560.087055254074 | OPTIMIZED | INSTALLED | solar_pv |  | node_1394860_902_15310104_919 | AN | 8104202
solar_load_220334993 |  | 0 | 0 | 0 | 0.001 | 6038.800208052235 | 14175.646946033285 | OPTIMIZED | INSTALLED | solar_pv |  | node_1396783_88_15315393_792 | AN | 8104202
solar_load_220334994 |  | 0 | 0 | 0 | 0.001 | 282.29287795429536 | 662.6623777920187 | OPTIMIZED | INSTALLED | solar_pv |  | node_1396613_45_15315630_631 | AN | 8104202
solar_load_220334995 |  | 0 | 0 | 0 | 0.001 | 2627.878123093697 | 6168.754044521178 | OPTIMIZED | INSTALLED | solar_pv |  | node_1397195_574_15315259_015 | AN | 8104202
solar_load_220335005 |  | 0 | 0 | 0 | 0.001 | 591.0656575761599 | 1387.4840406030542 | OPTIMIZED | INSTALLED | solar_pv |  | node_1397204_685_15314953_11 | AN | 8104202
solar_load_220335529 |  | 0 | 0 | 0 | 0.001 | 817.0893515111386 | 1918.057937729662 | OPTIMIZED | INSTALLED | solar_pv |  | node_1396928_83_15314888_491 | AN | 8104202
solar_load_220335530 |  | 0 | 0 | 0 | 0.001 | 2922.938166694942 | 6861.386077590223 | OPTIMIZED | INSTALLED | solar_pv |  | node_1394064_336_15315408_976 | AN | 8104202
solar_load_220335531 |  | 0 | 0 | 0 | 0.001 | 2215.0778025382588 | 5199.735190564005 | OPTIMIZED | INSTALLED | solar_pv |  | node_1393830_624_15315447_949 | AN | 8104202
solar_load_220335532 |  | 0 | 0 | 0 | 0.001 | 631.2582952643493 | 1481.832955364062 | OPTIMIZED | INSTALLED | solar_pv |  | node_1393615_339_15315598_038 | AN | 8104202
solar_load_220335533 |  | 0 | 0 | 0 | 0.001 | 0 | 0 | OPTIMIZED | INSTALLED | solar_pv |  | node_1392597_376_15315544_215 | AN | 8104202
solar_load_220335534 |  | 0 | 0 | 0 | 0.001 | 1102.9286386732153 | 2589.045219765299 | OPTIMIZED | INSTALLED | solar_pv |  | node_1392361_57_15315645_897 | AN | 8104202
solar_load_220335535 |  | 0 | 0 | 0 | 0.001 | 1010.0132261734908 | 2370.932728582499 | OPTIMIZED | INSTALLED | solar_pv |  | node_1392064_573_15315401_795 | AN | 8104202
solar_load_220335536 |  | 0 | 0 | 0 | 0.001 | 544.726234340759 | 1278.7052918197749 | OPTIMIZED | INSTALLED | solar_pv |  | node_1391921_157_15315745_723 | AN | 8104202
solar_load_220335537 |  | 0 | 0 | 0 | 0.001 | 139.72796779297116 | 328.00122719856205 | OPTIMIZED | INSTALLED | solar_pv |  | node_1391891_61_15315448_42 | AN | 8104202
solar_load_220335538 |  | 0 | 0 | 0 | 0.001 | 168.09901020788232 | 394.6004611475086 | OPTIMIZED | INSTALLED | solar_pv |  | node_1396643_556_15315083_977 | AN | 8104202
solar_load_220335539 |  | 0 | 0 | 0 | 0.001 | 1087.324530657913 | 2552.4156410933783 | OPTIMIZED | INSTALLED | solar_pv |  | node_1391666_814_15315374_119 | AN | 8104202
solar_load_220335540 |  | 0 | 0 | 0 | 0.001 | 541.1798251329776 | 1270.3803875761564 | OPTIMIZED | INSTALLED | solar_pv |  | node_1391416_781_15315360_741 | AN | 8104202
solar_load_220335541 |  | 0 | 0 | 0 | 0.001 | 791.5552514645806 | 1858.11862717561 | OPTIMIZED | INSTALLED | solar_pv |  | node_1391165_972_15315348_193 | AN | 8104202
solar_load_220335542 |  | 0 | 0 | 0 | 0.001 | 356.76724007036483 | 837.4853669080034 | OPTIMIZED | INSTALLED | solar_pv |  | node_1390903_749_15315336_523 | AN | 8104202
solar_load_220335543 |  | 0 | 0 | 0 | 0.001 | 301.443626424719 | 707.6168607075576 | OPTIMIZED | INSTALLED | solar_pv |  | node_1390282_389_15315611_858 | AN | 8104202
solar_load_220335545 |  | 0 | 0 | 0 | 0.001 | 741.9057538029808 | 1741.5699677649536 | OPTIMIZED | INSTALLED | solar_pv |  | node_1389526_627_15315273_524 | AN | 8104202
solar_load_220335546 |  | 0 | 0 | 0 | 0.001 | 1138.3924995036894 | 2672.2942622014825 | OPTIMIZED | INSTALLED | solar_pv |  | node_1389368_031_15315319_459 | AN | 8104202
solar_load_220335547 |  | 0 | 0 | 0 | 0.001 | 808.5778306640591 | 1898.078167544978 | OPTIMIZED | INSTALLED | solar_pv |  | node_1389110_722_15315239_729 | AN | 8104202
solar_load_220335548 |  | 0 | 0 | 0 | 0.001 | 2037.7582671385485 | 4783.48997838309 | OPTIMIZED | INSTALLED | solar_pv |  | node_1388920_023_15315214_776 | AN | 8104202
solar_load_220335549 |  | 0 | 0 | 0 | 0.001 | 2627.878123093697 | 6168.754044521178 | OPTIMIZED | INSTALLED | solar_pv |  | node_1396430_041_15315118_61 | AN | 8104202
solar_load_220335550 |  | 0 | 0 | 0 | 0.001 | 589.4108516104008 | 1383.5990852893653 | OPTIMIZED | INSTALLED | solar_pv |  | node_1396244_528_15315203_618 | AN | 8104202
solar_load_220335551 |  | 0 | 0 | 0 | 0.001 | 1522.112542052129 | 3573.048901360985 | OPTIMIZED | INSTALLED | solar_pv |  | node_1388619_935_15314944_191 | AN | 8104202
solar_load_220335552 |  | 0 | 0 | 0 | 0.001 | 595.7942031865351 | 1398.5839129278786 | OPTIMIZED | INSTALLED | solar_pv |  | node_1395976_181_15315228_252 | AN | 8104202
solar_load_220335553 |  | 0 | 0 | 0 | 0.001 | 315.62903200850457 | 740.916477682031 | OPTIMIZED | INSTALLED | solar_pv |  | node_1395595_804_15315248_044 | AN | 8104202
solar_load_220335554 |  | 0 | 0 | 0 | 0.001 | 624.8747124408746 | 1466.848127725549 | OPTIMIZED | INSTALLED | solar_pv |  | node_1395304_913_15315322_345 | AN | 8104202
solar_load_220335555 |  | 0 | 0 | 0 | 0.001 | 946.8873272728538 | 2222.7494330460927 | OPTIMIZED | INSTALLED | solar_pv |  | node_1394832_302_15315554_707 | AN | 8104202
solar_load_220335556 |  | 0 | 0 | 0 | 0.001 | 773.1139698335852 | 1814.8291251087946 | OPTIMIZED | INSTALLED | solar_pv |  | node_1394282_126_15315369_428 | AN | 8104202
solar_load_220335560 |  | 0 | 0 | 0 | 0.001 | 837.6583399183986 | 1966.3423823426483 | OPTIMIZED | INSTALLED | solar_pv |  | node_1389632_105_15308292_35 | AN | 8104202
solar_load_220335561 |  | 0 | 0 | 0 | 0.001 | 865.3201467412215 | 2031.2766354428713 | OPTIMIZED | INSTALLED | solar_pv |  | node_1389909_859_15308800_542 | AN | 8104202
solar_load_220335562 |  | 0 | 0 | 0 | 0.001 | 84.4041228999853 | 198.13272099811613 | OPTIMIZED | INSTALLED | solar_pv |  | node_1389207_098_15308762_975 | AN | 8104202
solar_load_220335563 |  | 0 | 0 | 0 | 0.001 | 4874.1643729099 | 11441.748392429026 | OPTIMIZED | INSTALLED | solar_pv |  | node_1389807_834_15308986_863 | AN | 8104202
solar_load_220335564 |  | 0 | 0 | 0 | 0.001 | 424.8580193629597 | 997.3235283854754 | OPTIMIZED | INSTALLED | solar_pv |  | node_1389800_991_15309349_626 | AN | 8104202
solar_load_220335565 |  | 0 | 0 | 0 | 0.001 | 1802.9869488222475 | 4232.381317455557 | OPTIMIZED | INSTALLED | solar_pv |  | node_1389779_076_15309713_288 | AN | 8104202
solar_load_220335566 |  | 0 | 0 | 0 | 0.001 | 4361.355821439172 | 10237.967238801817 | OPTIMIZED | INSTALLED | solar_pv |  | node_1389768_941_15310084_381 | AN | 8104202
solar_load_220335569 |  | 0 | 0 | 0 | 0.001 | 1486.6484499743146 | 3489.799858924802 | OPTIMIZED | INSTALLED | solar_pv |  | node_1389809_863_15311524_282 | AN | 8104202
solar_load_220335570 |  | 0 | 0 | 0 | 0.001 | 1229.8896720665775 | 2887.076791686835 | OPTIMIZED | INSTALLED | solar_pv |  | node_1389784_38_15311814_47 | AN | 8104202
solar_load_220335571 |  | 0 | 0 | 0 | 0.001 | 409.9631469397458 | 962.3589305622784 | OPTIMIZED | INSTALLED | solar_pv |  | node_1389661_325_15312080_973 | AN | 8104202
solar_load_220335572 |  | 0 | 0 | 0 | 0.001 | 1454.7309983516225 | 3414.875720732237 | OPTIMIZED | INSTALLED | solar_pv |  | node_1389641_385_15312416_519 | AN | 8104202
solar_load_220335573 |  | 0 | 0 | 0 | 0.001 | 1413.592790289762 | 3318.306831506264 | OPTIMIZED | INSTALLED | solar_pv |  | node_1389696_847_15312765_628 | AN | 8104202
solar_load_220335575 |  | 0 | 0 | 0 | 0.001 | 750.4170434027201 | 1761.5497379496376 | OPTIMIZED | INSTALLED | solar_pv |  | node_1389632_728_15314243_163 | AN | 8104202
solar_load_220335576 |  | 0 | 0 | 0 | 0.001 | 619.9098320489168 | 1455.1932617844832 | OPTIMIZED | INSTALLED | solar_pv |  | node_1389351_104_15314405_341 | AN | 8104202
solar_load_220335577 |  | 0 | 0 | 0 | 0.001 | 680.1983260865204 | 1596.7166339259948 | OPTIMIZED | INSTALLED | solar_pv |  | node_1388078_163_15306979_753 | AN | 8104202
solar_load_220335578 |  | 0 | 0 | 0 | 0.001 | 634.8047044721305 | 1490.1578596076802 | OPTIMIZED | INSTALLED | solar_pv |  | node_1388767_627_15307657_898 | AN | 8104202
solar_load_220335700 |  | 0 | 0 | 0 | 0.001 | 1805.8238911906008 | 4239.041240850452 | OPTIMIZED | INSTALLED | solar_pv |  | node_1395194_979_15308026_882 | AN | 8104202
solar_load_220335750 |  | 0 | 0 | 0 | 0.001 | 173.06412184718036 | 406.25532708857423 | OPTIMIZED | INSTALLED | solar_pv |  | node_1397136_69_15315664_245 | AN | 8104202
solar_load_220335751 |  | 0 | 0 | 0 | 0.001 | 0 | 0 | OPTIMIZED | INSTALLED | solar_pv |  | node_1397057_314_15316013_318 | AN | 8104202
solar_load_220335764 |  | 0 | 0 | 0 | 0.001 | 7316.211671004148 | 17174.277454584604 | OPTIMIZED | INSTALLED | solar_pv |  | node_1394581_344_15307697_748 | AN | 8104202
solar_load_220335843 |  | 0 | 0 | 0 | 0.001 | 619.9098320489168 | 1455.1932617844832 | OPTIMIZED | INSTALLED | solar_pv |  | node_1389481_709_15310491_424 | AN | 8104202
solar_load_220335844 |  | 0 | 0 | 0 | 0.001 | 1718.5825946749223 | 4034.24859645744 | OPTIMIZED | INSTALLED | solar_pv |  | node_1389179_558_15310477_474 | AN | 8104202
solar_load_220335845 |  | 0 | 0 | 0 | 0.001 | 468.8334010405131 | 1100.5523410063424 | OPTIMIZED | INSTALLED | solar_pv |  | node_1388638_127_15310438_493 | AN | 8104202
solar_load_220335928 |  | 0 | 0 | 0 | 0.001 | 2517.2306645550657 | 5909.017032120287 | OPTIMIZED | INSTALLED | solar_pv |  | node_1388666_515_15315525_545 | AN | 8104202
solar_load_220335929 |  | 0 | 0 | 0 | 0.001 | 5167.096478487539 | 12129.385482951899 | OPTIMIZED | INSTALLED | solar_pv |  | node_1388658_954_15315677_998 | AN | 8104202
solar_load_220335930 |  | 0 | 0 | 0 | 0.001 | 1547.646410851347 | 3632.9882119150366 | OPTIMIZED | INSTALLED | solar_pv |  | node_1388606_701_15315998_989 | AN | 8104202
solar_load_220335931 |  | 0 | 0 | 0 | 0.001 | 720.6272985562924 | 1691.6205423032434 | OPTIMIZED | INSTALLED | solar_pv |  | node_1388629_048_15316257_663 | AN | 8104202
solar_load_220335932 |  | 0 | 0 | 0 | 0.001 | 522.7385435019823 | 1227.090885509341 | OPTIMIZED | INSTALLED | solar_pv |  | node_1388693_709_15316574_082 | AN | 8104202
solar_load_220335933 |  | 0 | 0 | 0 | 0.001 | 2547.7296449935816 | 5980.611208615405 | OPTIMIZED | INSTALLED | solar_pv |  | node_1388717_254_15316902_853 | AN | 8104202
solar_load_220336087 |  | 0 | 0 | 0 | 0.001 | 367.40646769370903 | 862.4600796388585 | OPTIMIZED | INSTALLED | solar_pv |  | node_1395989_568_15309741_233 | AN | 8104202
solar_load_220336100 |  | 0 | 0 | 0 | 0.001 | 1217.1225064196283 | 2857.1071364098093 | OPTIMIZED | INSTALLED | solar_pv |  | node_1388803_912_15317125_805 | AN | 8104202
solar_load_220336101 |  | 0 | 0 | 0 | 0.001 | 2764.0596816788866 | 6488.430367476123 | OPTIMIZED | INSTALLED | solar_pv |  | node_1389233_408_15317035_012 | AN | 8104202
solar_load_220336102 |  | 0 | 0 | 0 | 0.001 | 441.88082980977845 | 1037.2830687548433 | OPTIMIZED | INSTALLED | solar_pv |  | node_1389295_058_15316550_126 | AN | 8104202
solar_load_220336103 |  | 0 | 0 | 0 | 0.001 | 468.12416544842483 | 1098.8873601576188 | OPTIMIZED | INSTALLED | solar_pv |  | node_1389278_469_15315970_699 | AN | 8104202
solar_load_220338649 |  | 0 | 0 | 0 | 0.001 | 4416.6794350848195 | 10367.835745002261 | OPTIMIZED | INSTALLED | solar_pv |  | node_1393242_128_15307451_358 | AN | 8104202
solar_load_220338701 |  | 0 | 0 | 0 | 0.001 | 0 | 0 | OPTIMIZED | INSTALLED | solar_pv |  | node_1395279_187_15307181_932 | AN | 8104202
solar_load_220338786 |  | 0 | 0 | 0 | 0.001 | 1236.9822592348003 | 2903.7266001740713 | OPTIMIZED | INSTALLED | solar_pv |  | node_1388123_04_15305745_077 | AN | 8104202
solar_load_220338787 |  | 0 | 0 | 0 | 0.001 | 444.7177721781315 | 1043.9429921497378 | OPTIMIZED | INSTALLED | solar_pv |  | node_1388114_132_15305927_876 | AN | 8104202
solar_load_220338788 |  | 0 | 0 | 0 | 0.001 | 624.8747124408746 | 1466.848127725549 | OPTIMIZED | INSTALLED | solar_pv |  | node_1388199_886_15306430_101 | AN | 8104202
solar_load_220338789 |  | 0 | 0 | 0 | 0.001 | 347.5467148785372 | 815.8406158745959 | OPTIMIZED | INSTALLED | solar_pv |  | node_1388084_79_15306690_009 | AN | 8104202
solar_load_220338843 |  | 0 | 0 | 0 | 0.001 | 12354.21940932206 | 29000.636423068798 | OPTIMIZED | INSTALLED | solar_pv |  | node_1393981_472_15307380_685 | AN | 8104202
solar_load_220338844 |  | 0 | 0 | 0 | 0.001 | 5941.629150752641 | 13947.544569758142 | OPTIMIZED | INSTALLED | solar_pv |  | node_1394213_457_15307533_106 | AN | 8104202
solar_load_220429319 |  | 0 | 0 | 0 | 0.001 | 3130.0476781884195 | 7347.560485417533 | OPTIMIZED | INSTALLED | solar_pv |  | node_1392699_046_15307460_683 | AN | 8104202
solar_load_220431772 |  | 0 | 0 | 0 | 0.001 | 148.94849298479878 | 349.64597823196965 | OPTIMIZED | INSTALLED | solar_pv |  | node_1392641_969_15315955_377 | AN | 8104202
solar_load_220431988 |  | 0 | 0 | 0 | 0.001 | 1216.4132708275401 | 2855.442155561085 | OPTIMIZED | INSTALLED | solar_pv |  | node_1389701_802_15315554_768 | AN | 8104202
solar_load_220432803 |  | 0 | 0 | 0 | 0.001 | 1346.3164641290011 | 3160.3803917894033 | OPTIMIZED | INSTALLED | solar_pv |  | node_1395580_784_15307795_28 | AN | 8104202
solar_load_220432804 |  | 0 | 0 | 0 | 0.001 | 1346.3164641290011 | 3160.3803917894033 | OPTIMIZED | INSTALLED | solar_pv |  | node_1395579_004_15307821_784 | BN | 8104202
solar_load_220432805 |  | 0 | 0 | 0 | 0.001 | 1346.3164641290011 | 3160.3803917894033 | OPTIMIZED | INSTALLED | solar_pv |  | node_1395577_395_15307769_016 | CN | 8104202
solar_load_220436431 |  | 0 | 0 | 0 | 0.001 | 1027.7450409650578 | 2412.5572498005904 | OPTIMIZED | INSTALLED | solar_pv |  | node_1388747_549_15310178_27 | AN | 8104202
solar_load_220457056 |  | 0 | 0 | 0 | 0.001 | 2889.6547370342755 | 6783.255232532485 | OPTIMIZED | INSTALLED | solar_pv |  | node_1396119_341_15309571_238 | AN | 8104202
solar_load_220457061 |  | 0 | 0 | 0 | 0.001 | 2889.6547370342755 | 6783.255232532485 | OPTIMIZED | INSTALLED | solar_pv |  | node_1396111_482_15309599_013 | BN | 8104202
solar_load_220457176 |  | 0 | 0 | 0 | 0.001 | 2889.6547370342755 | 6783.255232532485 | OPTIMIZED | INSTALLED | solar_pv |  | node_1396124_482_15309552_79 | CN | 8104202
solar_load_220491607 |  | 0 | 0 | 0 | 0.001 | 295.76927919333275 | 694.2970139177683 | OPTIMIZED | INSTALLED | solar_pv |  | node_1389375_474_15311210_56 | AN | 8104202
solar_load_220529641 |  | 0 | 0 | 0 | 0.001 | 8274.920131055602 | 19424.776568442758 | OPTIMIZED | INSTALLED | solar_pv |  | node_1395583_611_15308175_632 | ABCN | 8104202
solar_load_220529918 |  | 0 | 0 | 0 | 0.001 | 499.33238147902915 | 1172.1465175014603 | OPTIMIZED | INSTALLED | solar_pv |  | node_1391620_685_15312802_708 | AN | 8104202
solar_load_220530028 |  | 0 | 0 | 0 | 0.001 | 1428.4876627129759 | 3353.2714293294607 | OPTIMIZED | INSTALLED | solar_pv |  | node_1392735_496_15311965_614 | AN | 8104202
solar_load_220530033 |  | 0 | 0 | 0 | 0.001 | 2626.4596519095207 | 6165.424082823731 | OPTIMIZED | INSTALLED | solar_pv |  | node_1390970_292_15312395_916 | AN | 8104202
solar_load_220530112 |  | 0 | 0 | 0 | 0.001 | 4827.036858739436 | 11331.119433677603 | OPTIMIZED | INSTALLED | solar_pv |  | node_1395739_898_15308212_888 | ABCN | 8104202
solar_load_220530355 |  | 0 | 0 | 0 | 0.001 | 1180.9494099970661 | 2772.193113124902 | OPTIMIZED | INSTALLED | solar_pv |  | node_1390169_271_15308525_798 | AN | 8104202
solar_load_220531347 |  | 0 | 0 | 0 | 0.001 | 895.8191271797375 | 2102.870811937989 | OPTIMIZED | INSTALLED | solar_pv |  | node_1389918_087_15313532_179 | AN | 8104202
solar_load_220532445 |  | 0 | 0 | 0 | 0.001 | 1040.5122066120068 | 2442.526905077616 | OPTIMIZED | INSTALLED | solar_pv |  | node_1389901_537_15312921_97 | AN | 8104202
solar_load_220534077 |  | 0 | 0 | 0 | 0.001 | 690.8375537098648 | 1621.6913466568499 | OPTIMIZED | INSTALLED | solar_pv |  | node_1388728_694_15310892_643 | AN | 8104202
solar_load_220543774 |  | 0 | 0 | 0 | 0.001 | 19209.636068074928 | 45093.23131959926 | OPTIMIZED | INSTALLED | solar_pv |  | node_1395568_992_15308381_574 | AN | 8104202
solar_load_220576440 |  | 0 | 0 | 0 | 0.001 | 3086.6765458105488 | 7245.749912733502 | OPTIMIZED | INSTALLED | solar_pv |  | node_1395870_693_15309911_883 | AN | 8104202
solar_load_220576441 |  | 0 | 0 | 0 | 0.001 | 3086.6765458105488 | 7245.749912733502 | OPTIMIZED | INSTALLED | solar_pv |  | node_1395854_338_15309926_781 | BN | 8104202
solar_load_220576442 |  | 0 | 0 | 0 | 0.001 | 3086.6765458105488 | 7245.749912733502 | OPTIMIZED | INSTALLED | solar_pv |  | node_1395883_593_15309891_78 | CN | 8104202
solar_load_220615040 |  | 0 | 0 | 0 | 0.001 | 2556.9504014327495 | 6002.255959648813 | OPTIMIZED | INSTALLED | solar_pv |  | node_1391099_783_15311116_899 | AN | 8104202
solar_load_220619383 |  | 0 | 0 | 0 | 0.001 | 0 | 0 | OPTIMIZED | INSTALLED | solar_pv |  | node_1393412_004_15308684_186 | AN | 8104202
solar_load_220619386 |  | 0 | 0 | 0 | 0.001 | 9036.922203702676 | 21213.520993588216 | OPTIMIZED | INSTALLED | solar_pv |  | node_1394061_345_15308838_628 | AN | 8104202
solar_load_220619387 |  | 0 | 0 | 0 | 0.001 | 12884.050771239607 | 30244.377117065374 | OPTIMIZED | INSTALLED | solar_pv |  | node_1394705_328_15308879_897 | AN | 8104202
solar_load_220619388 |  | 0 | 0 | 0 | 0.001 | 3935.7885664841256 | 9238.978729567616 | OPTIMIZED | INSTALLED | solar_pv |  | node_1395258_732_15308911_171 | AN | 8104202
solar_load_220619389 |  | 0 | 0 | 0 | 0.001 | 14792.0108313691 | 34723.17560013204 | OPTIMIZED | INSTALLED | solar_pv |  | node_1393663_504_15308828_826 | AN | 8104202
solar_load_220619460 |  | 0 | 0 | 0 | 0.001 | 7438.9168283503 | 17462.3191414138 | OPTIMIZED | INSTALLED | solar_pv |  | node_1394673_327_15308060_24 | AN | 8104202
solar_load_220619462 |  | 0 | 0 | 0 | 0.001 | 6562.957453985735 | 15406.067793240072 | OPTIMIZED | INSTALLED | solar_pv |  | node_1394370_358_15308039_738 | AN | 8104202
solar_load_220619544 |  | 0 | 0 | 0 | 0.001 | 10715.785292747254 | 25154.530662517132 | OPTIMIZED | INSTALLED | solar_pv |  | node_1395131_212_15309305_495 | AN | 8104202
solar_load_220619549 |  | 0 | 0 | 0 | 0.001 | 9258.926356372027 | 21734.659999238724 | OPTIMIZED | INSTALLED | solar_pv |  | node_1394644_966_15309275_442 | AN | 8104202
solar_load_220619684 |  | 0 | 0 | 0 | 0.001 | 3408.7941469349335 | 8001.897958965933 | OPTIMIZED | INSTALLED | solar_pv |  | node_1394079_192_15309247_494 | AN | 8104202
solar_load_220619685 |  | 0 | 0 | 0 | 0.001 | 4994.032587887699 | 11723.130155863324 | OPTIMIZED | INSTALLED | solar_pv |  | node_1394462_133_15308465_474 | AN | 8104202
solar_load_220619686 |  | 0 | 0 | 0 | 0.001 | 9139.058372641568 | 21453.27823580442 | OPTIMIZED | INSTALLED | solar_pv |  | node_1393998_443_15308450_332 | AN | 8104202
solar_load_220619688 |  | 0 | 0 | 0 | 0.001 | 6471.460512670186 | 15191.28526375472 | OPTIMIZED | INSTALLED | solar_pv |  | node_1395035_066_15308378_694 | AN | 8104202
solar_load_220619689 |  | 0 | 0 | 0 | 0.001 | 3762.015209044857 | 8831.05842163032 | OPTIMIZED | INSTALLED | solar_pv |  | node_1393647_958_15309216_845 | AN | 8104202
solar_load_220619783 |  | 0 | 0 | 0 | 0.001 | 5255.047241842646 | 12335.843108193634 | OPTIMIZED | INSTALLED | solar_pv |  | node_1393608_937_15308353_277 | AN | 8104202
solar_load_220625771 |  | 0 | 0 | 0 | 0.001 | 492.5547531880233 | 1156.236700502545 | OPTIMIZED | INSTALLED | solar_pv |  | node_1389599_095_15313001_533 | AN | 8104202
solar_load_220655155 |  | 0 | 0 | 0 | 0.001 | 8551.065992215345 | 20073.0091122125 | OPTIMIZED | INSTALLED | solar_pv |  | node_1394936_242_15307693_112 | AN | 8104202
solar_load_220656056 |  | 0 | 0 | 0 | 0.001 | 6370.74281491547 | 14954.85798323596 | OPTIMIZED | INSTALLED | solar_pv |  | node_1394003_878_15307921_467 | AN | 8104202
solar_load_220657108 |  | 0 | 0 | 0 | 0.001 | 58.87025410076728 | 138.1934104440642 | OPTIMIZED | INSTALLED | solar_pv |  | node_1395532_817_15308462_91 | AN | 8104202
solar_load_310003681 |  | 0 | 0 | 0 | 0.001 | 11573.303385480824 | 27167.49250862404 | OPTIMIZED | INSTALLED | solar_pv |  | node_1394668_379_15309703_821 | AN | 8104202
solar_load_310029039 |  | 0 | 0 | 0 | 0.001 | 870.9944939726078 | 2044.5964822326607 | OPTIMIZED | INSTALLED | solar_pv |  | node_1389807_808_15310503_694 | AN | 8104202
solar_load_310060900 |  | 0 | 0 | 0 | 0.001 | 2852.010445033994 | 6694.887992717857 | OPTIMIZED | INSTALLED | solar_pv |  | node_1395836_184_15316033_919 | AN | 8104202
solar_load_310061610 |  | 0 | 0 | 0 | 0.001 | 1108.6029859046016 | 2602.3650665550886 | OPTIMIZED | INSTALLED | solar_pv |  | node_1390295_05_15311152_019 | AN | 8104202
solar_load_311859901 |  | 0 | 0 | 0 | 0.001 | 483.728273463727 | 1135.5169388295394 | OPTIMIZED | INSTALLED | solar_pv |  | node_1388393_67_15307312_189 | AN | 8104202
solar_load_311893602 |  | 0 | 0 | 0 | 0.001 | 37532.67330291461 | 88105.23657829393 | OPTIMIZED | INSTALLED | solar_pv |  | node_1395806_164_15309457_489 | ABCN | 8104202

## Storage
Name | GroupId | InitStateOfCharge | SpinningReserveCharge | SpinningReserveDischarge | NonSpinningReserveCharge | NonSpinningReserveDischarge | RegulationUpCharge | RegulationUpDischarge | RegulationDownCharge | RegulationDownDischarge | ChargeEfficiency | DischargeEfficiency | CommitmentStatus | ConstructionTime | CalendarLife | YearOfInstallation | DepthOfDischarge | ReactivePower | ReactivePowerA | ReactivePowerB | ReactivePowerC | ActivePower | ActivePowerA | ActivePowerB | ActivePowerC | Energy | MaxEnergy | PowerCharge | PowerDischarge | RampUpLimit | RampDownLimit | CapitalCost | FixedOperatingCost | VariableOperatingCost | MaxReactivePower | MaxActivePower | OutputSchedule | PlanningStatus | UnitType | UnitSubtype | ParentNode | Phases | Feeder | Comments

## Switch
Name | GroupId | OperatingMode | PhaseAState | PhaseBState | PhaseCState | CurrentInAReal | CurrentInAImag | CurrentInA | CurrentInBReal | CurrentInBImag | CurrentInB | CurrentInCReal | CurrentInCImag | CurrentInC | CurrentOutAReal | CurrentOutAImag | CurrentOutA | CurrentOutBReal | CurrentOutBImag | CurrentOutB | CurrentOutCReal | CurrentOutCImag | CurrentOutC | ActivePowerInA | ReactivePowerInA | PowerInA | ActivePowerInB | ReactivePowerInB | PowerInB | ActivePowerInC | ReactivePowerInC | PowerInC | ActivePowerOutA | ReactivePowerOutA | PowerOutA | ActivePowerOutB | ReactivePowerOutB | PowerOutB | ActivePowerOutC | ReactivePowerOutC | PowerOutC | Status | From | To | Length | Phases | Feeder | Comments
switch_674T675_NO-220415748 |  | INDIVIDUAL | CLOSED | CLOSED | CLOSED | 0 | 0 | 0+0j | 0 | 0 | 0+0j | 0 | 0 | 0+0j | 0 | 0 | 0+0j | 0 | 0 | 0+0j | 0 | 0 | 0+0j | 0 | 0 | 0+0j | 0 | 0 | 0+0j | 0 | 0 | 0+0j | 0 | 0 | 0+0j | 0 | 0 | 0+0j | 0 | 0 | 0+0j | OPEN | node_intto1_1395128_692_15306826_056 | node_1395128_692_15306826_056 | 0 | ABCD | 8104202
switch_675T743_NO-220415862 |  | INDIVIDUAL | CLOSED | CLOSED | CLOSED | 0 | 0 | 0+0j | 0 | 0 | 0+0j | 0 | 0 | 0+0j | 0 | 0 | 0+0j | 0 | 0 | 0+0j | 0 | 0 | 0+0j | 0 | 0 | 0+0j | 0 | 0 | 0+0j | 0 | 0 | 0+0j | 0 | 0 | 0+0j | 0 | 0 | 0+0j | 0 | 0 | 0+0j | OPEN | node_intto1_1397506_936_15315407_767 | node_1397506_936_15315407_767 | 0 | ABCD | 8104202
switch_220415894 |  | INDIVIDUAL | CLOSED | CLOSED | CLOSED | 0 | 0 | 0+0j | 0 | 0 | 0+0j | 0 | 0 | 0+0j | 0 | 0 | 0+0j | 0 | 0 | 0+0j | 0 | 0 | 0+0j | 0 | 0 | 0+0j | 0 | 0 | 0+0j | 0 | 0 | 0+0j | 0 | 0 | 0+0j | 0 | 0 | 0+0j | 0 | 0 | 0+0j | OPEN | node_intto1_8104202_200821549 | node_8104202_200821549 | 0 | ABCD | 8104202
switch_220557260 |  | INDIVIDUAL | CLOSED | CLOSED | CLOSED | 0 | 0 | 0+0j | 0 | 0 | 0+0j | 0 | 0 | 0+0j | 0 | 0 | 0+0j | 0 | 0 | 0+0j | 0 | 0 | 0+0j | 0 | 0 | 0+0j | 0 | 0 | 0+0j | 0 | 0 | 0+0j | 0 | 0 | 0+0j | 0 | 0 | 0+0j | 0 | 0 | 0+0j | OPEN | node_intto1_220557260 | node_220557260 | 0 | AD | 8104202
switch_312110138 |  | INDIVIDUAL | CLOSED | CLOSED | CLOSED | 0 | 0 | 0+0j | 0 | 0 | 0+0j | 0 | 0 | 0+0j | 0 | 0 | 0+0j | 0 | 0 | 0+0j | 0 | 0 | 0+0j | 0 | 0 | 0+0j | 0 | 0 | 0+0j | 0 | 0 | 0+0j | 0 | 0 | 0+0j | 0 | 0 | 0+0j | 0 | 0 | 0+0j | OPEN | node_intto1_8104202_200821713 | node_8104202_200821713 | 0 | ABCD | 8104202
switch_312115873 |  | INDIVIDUAL | CLOSED | CLOSED | CLOSED | 0 | 0 | 0+0j | 0 | 0 | 0+0j | 0 | 0 | 0+0j | 0 | 0 | 0+0j | 0 | 0 | 0+0j | 0 | 0 | 0+0j | 0 | 0 | 0+0j | 0 | 0 | 0+0j | 0 | 0 | 0+0j | 0 | 0 | 0+0j | 0 | 0 | 0+0j | 0 | 0 | 0+0j | OPEN | node_intto1_8104202_200821676 | node_8104202_200821676 | 0 | ABCD | 8104202
switch_312115895 |  | INDIVIDUAL | CLOSED | CLOSED | CLOSED | 0 | 0 | 0+0j | 0 | 0 | 0+0j | 0 | 0 | 0+0j | 0 | 0 | 0+0j | 0 | 0 | 0+0j | 0 | 0 | 0+0j | 0 | 0 | 0+0j | 0 | 0 | 0+0j | 0 | 0 | 0+0j | 0 | 0 | 0+0j | 0 | 0 | 0+0j | 0 | 0 | 0+0j | OPEN | node_intto1_312115895 | node_312115895 | 0 | ABCD | 8104202
switch_312115898 |  | INDIVIDUAL | CLOSED | CLOSED | CLOSED | 0 | 0 | 0+0j | 0 | 0 | 0+0j | 0 | 0 | 0+0j | 0 | 0 | 0+0j | 0 | 0 | 0+0j | 0 | 0 | 0+0j | 0 | 0 | 0+0j | 0 | 0 | 0+0j | 0 | 0 | 0+0j | 0 | 0 | 0+0j | 0 | 0 | 0+0j | 0 | 0 | 0+0j | OPEN | node_intto1_312115898 | node_312115898 | 0 | ABCD | 8104202

## TransformerConfiguration
Name | ConnectType | NoLoadLoss | PowerRating | ReactanceResistanceRatio | FullLoadLoss | PowerARating | PowerBRating | PowerCRating | ShuntResistance | ShuntReactance | ShuntImpedance | Impedance | PrimaryVoltage | SecondaryVoltage | CoreCoilWeight | InstalledInsulationLife | InstallType | CoolantType | CoolingType | Feeder | Comments
config_transformer_220523286 | UNKNOWN | 0 | 100 | 10 | 0 | 0 | 0 | 0 | 0 | 0 | 0+0j | 0.004+0.04j | 4800 | 12470 | 0 | 0 | UNKNOWN | UNKNOWN | UNKNOWN | 8104202

## UndergroundLineConductor
Name | OuterDiameter | ConductorGMR | ConductorDiameter | ConductorResistance | NeutralGMR | NeutralDiameter | NeutralResistance | NeutralStrands | InsulationRelativePermittivity | ShieldGMR | ShieldResitance | RatingSummerContinuous | RatingSummerEmergency | RatingWinterContinuous | RatingWinterEmergency | Feeder | Comments
und_cond_1P_1/0ALURD | 0 | 0 | 0 | 0 | 0 | 0 | 0 | 0 | 0 | 0 | 0 | 226 | 226 | 237 | 237 | 8104202
und_cond_1P_2ALURD | 0 | 0 | 0 | 0 | 0 | 0 | 0 | 0 | 0 | 0 | 0 | 125 | 125 | 140 | 140 | 8104202
und_cond_1P_2ALURD_2AL(N) | 0 | 0 | 0 | 0 | 0 | 0 | 0 | 0 | 0 | 0 | 0 | 125 | 125 | 140 | 140 | 8104202
und_cond_1P_DELTACUST | 0 | 0 | 0 | 0 | 0 | 0 | 0 | 0 | 0 | 0 | 0 | 685 | 685 | 685 | 685 | 8104202
und_cond_1P_WYECUST | 0 | 0 | 0 | 0 | 0 | 0 | 0 | 0 | 0 | 0 | 0 | 685 | 685 | 685 | 685 | 8104202
und_cond_3P_2ALURD | 0 | 0 | 0 | 0 | 0 | 0 | 0 | 0 | 0 | 0 | 0 | 125 | 125 | 140 | 140 | 8104202
und_cond_3P_2ALURD_2AL(N) | 0 | 0 | 0 | 0 | 0 | 0 | 0 | 0 | 0 | 0 | 0 | 125 | 125 | 140 | 140 | 8104202
und_cond_3P_DELTACUST | 0 | 0 | 0 | 0 | 0 | 0 | 0 | 0 | 0 | 0 | 0 | 685 | 685 | 685 | 685 | 8104202
und_cond_TAPWIRE_UG | 0 | 0 | 0 | 0 | 0 | 0 | 0 | 0 | 0 | 0 | 0 | 99999999 | 99999999 | 99999999 | 99999999 | 8104202

## UndergroundLineConfiguration
Name | ConductorA | ConductorB | ConductorC | ConductorN | LineSpacing | Capacitance11 | Capacitance12 | Capacitance13 | Capacitance21 | Capacitance22 | Capacitance23 | Capacitance31 | Capacitance32 | Capacitance33 | Impedance11 | Impedance12 | Impedance13 | Impedance21 | Impedance22 | Impedance23 | Impedance31 | Impedance32 | Impedance33 | Feeder | Comments
und_1P_1/0ALURD | und_cond_1P_1/0ALURD | und_cond_1P_1/0ALURD | und_cond_1P_1/0ALURD |  |  | 512.874 | 0 | 0 | 0 | 512.874 | 0 | 0 | 0 | 512.874 | 0.518+0.155j | 0+0j | 0+0j | 0+0j | 0.518+0.155j | 0+0j | 0+0j | 0+0j | 0.518+0.155j | 8104202
und_1P_2ALURD | und_cond_1P_2ALURD | und_cond_1P_2ALURD | und_cond_1P_2ALURD |  |  | 401.497 | 0 | 0 | 0 | 401.497 | 0 | 0 | 0 | 401.497 | 2.379+0.823j | 0+0j | 0+0j | 0+0j | 2.379+0.823j | 0+0j | 0+0j | 0+0j | 2.379+0.823j | 8104202
und_1P_2ALURD_2AL(N) | und_cond_1P_2ALURD_2AL(N) | und_cond_1P_2ALURD_2AL(N) | und_cond_1P_2ALURD_2AL(N) |  |  | 401.497 | 0 | 0 | 0 | 401.497 | 0 | 0 | 0 | 401.497 | 2.379+0.823j | 0+0j | 0+0j | 0+0j | 2.379+0.823j | 0+0j | 0+0j | 0+0j | 2.379+0.823j | 8104202
und_1P_DELTACUST | und_cond_1P_DELTACUST | und_cond_1P_DELTACUST | und_cond_1P_DELTACUST |  |  | 324.124 | 0 | 0 | 0 | 324.124 | 0 | 0 | 0 | 324.124 | 0.179+0.233j | 0.061+-0.024j | 0.061+-0.024j | 0.061+-0.024j | 0.179+0.233j | 0.061+-0.024j | 0.061+-0.024j | 0.061+-0.024j | 0.179+0.233j | 8104202
und_1P_WYECUST | und_cond_1P_WYECUST | und_cond_1P_WYECUST | und_cond_1P_WYECUST |  |  | 324.124 | 0 | 0 | 0 | 324.124 | 0 | 0 | 0 | 324.124 | 0.179+0.233j | 0.061+-0.024j | 0.061+-0.024j | 0.061+-0.024j | 0.179+0.233j | 0.061+-0.024j | 0.061+-0.024j | 0.061+-0.024j | 0.179+0.233j | 8104202
und_3P_2ALURD | und_cond_3P_2ALURD | und_cond_3P_2ALURD | und_cond_3P_2ALURD |  |  | 401.498 | 0 | 0 | 0 | 401.498 | 0 | 0 | 0 | 401.498 | 2.125+0.49j | 0.384+0.067j | 0.384+0.067j | 0.384+0.067j | 2.125+0.49j | 0.384+0.067j | 0.384+0.067j | 0.384+0.067j | 2.125+0.49j | 8104202
und_3P_2ALURD_2AL(N) | und_cond_3P_2ALURD_2AL(N) | und_cond_3P_2ALURD_2AL(N) | und_cond_3P_2ALURD_2AL(N) |  |  | 401.497 | 0 | 0 | 0 | 401.497 | 0 | 0 | 0 | 401.497 | 2.125+0.49j | 0.384+0.067j | 0.384+0.067j | 0.384+0.067j | 2.125+0.49j | 0.384+0.067j | 0.384+0.067j | 0.384+0.067j | 2.125+0.49j | 8104202
und_3P_DELTACUST | und_cond_3P_DELTACUST | und_cond_3P_DELTACUST | und_cond_3P_DELTACUST |  |  | 324.124 | 0 | 0 | 0 | 324.124 | 0 | 0 | 0 | 324.124 | 0.179+0.233j | 0.061+-0.024j | 0.061+-0.024j | 0.061+-0.024j | 0.179+0.233j | 0.061+-0.024j | 0.061+-0.024j | 0.061+-0.024j | 0.179+0.233j | 8104202
und_TAPWIRE_UG | und_cond_TAPWIRE_UG | und_cond_TAPWIRE_UG | und_cond_TAPWIRE_UG |  |  | 0 | 0 | 0 | 0 | 0 | 0 | 0 | 0 | 0 | 0.001+0.001j | 0+0j | 0+0j | 0+0j | 0.001+0.001j | 0+0j | 0+0j | 0+0j | 0.001+0.001j | 8104202

## Regulator
Name | GroupId | Configuration | SenseNode | Status | From | To | Length | Phases | Feeder | Comments

## Transformer
Name | GroupId | Configuration | AgingConstant | AgingGranularity | Climate | UseThermalModel | Status | From | To | Length | Phases | Feeder | Comments
transformer_220523286 |  | config_transformer_220523286 | 0 | 0 |  | False | OPEN | node_intto1_220523286 | node_220523286 | 0 | AD | 8104202

## OverheadLine
Name | GroupId | Configuration | Length | Status | From | To | Phases | Feeder | Comments
oh_line_8104202_200821475 |  | bal_3P_4/0AA | 105.60000000000001 | OPEN | node_8104202_200821476 | node_8104202_200821475 | ABCD | 8104202
oh_line_8104202_200821476 |  | bal_3P_4/0AA | 105.60000000000001 | OPEN | node_8104202_200949138 | node_8104202_200821476 | ABCD | 8104202
oh_line_8104202_200821479 |  | bal_3P_4/0AA | 105.60000000000001 | OPEN | node_8104202_200949139 | node_8104202_200821479 | ABCD | 8104202
oh_line_8104202_200821490 |  | bal_3P_4/0AA | 105.60000000000001 | OPEN | node_8104202_200949146 | node_8104202_200821490 | ABCD | 8104202
oh_line_8104202_200821494 |  | bal_3P_4/0AA | 105.60000000000001 | OPEN | node_8104202_200821495 | node_intto1_8104202_200821494 | ABCD | 8104202
oh_line_8104202_200821495 |  | bal_3P_4/0AA | 105.60000000000001 | OPEN | node_8104202_200821496 | node_8104202_200821495 | ABCD | 8104202
oh_line_8104202_200821496 |  | bal_3P_4/0AA | 158.4 | OPEN | node_8104202_200821497 | node_8104202_200821496 | ABCD | 8104202
oh_line_8104202_200821497 |  | bal_3P_4/0AA | 158.4 | OPEN | node_8104202_200821498 | node_8104202_200821497 | ABCD | 8104202
oh_line_8104202_200821498 |  | bal_3P_477AL | 105.60000000000001 | OPEN | node_8104202_200821541 | node_8104202_200821498 | ABCD | 8104202
oh_line_8104202_200821509 |  | bal_1P_4CU | 211.20000000000002 | OPEN | node_8104202_200949144 | node_8104202_200821509 | AD | 8104202
oh_line_8104202_200821510 |  | bal_1P_4CU | 105.60000000000001 | OPEN | node_8104202_200821509 | node_intto1_8104202_200821510 | AD | 8104202
oh_line_8104202_200821511 |  | bal_1P_4CU | 105.60000000000001 | OPEN | node_8104202_200821510 | node_8104202_200821511 | AD | 8104202
oh_line_8104202_200821513 |  | bal_1P_4CU | 158.4 | OPEN | node_8104202_200821511 | node_8104202_200821513 | AD | 8104202
oh_line_8104202_200821514 |  | bal_1P_1/0AC | 105.60000000000001 | OPEN | node_8104202_200821513 | node_8104202_200821514 | AD | 8104202
oh_line_8104202_200821515 |  | bal_1P_1/0AC | 158.4 | OPEN | node_8104202_200821513 | node_8104202_200821515 | AD | 8104202
oh_line_8104202_200821516 |  | bal_1P_1/0AC | 105.60000000000001 | OPEN | node_8104202_200821515 | node_8104202_200821516 | AD | 8104202
oh_line_8104202_200821517 |  | bal_1P_1/0AC | 105.60000000000001 | OPEN | node_8104202_200821516 | node_8104202_200821517 | AD | 8104202
oh_line_8104202_200821518 |  | bal_1P_1/0AC | 158.4 | OPEN | node_8104202_200821517 | node_8104202_200821518 | AD | 8104202
oh_line_8104202_200821520 |  | bal_1P_1/0AC | 158.4 | OPEN | node_8104202_200821518 | node_8104202_200821520 | AD | 8104202
oh_line_8104202_200821521 |  | bal_3P_1/0AA | 52.800000000000004 | OPEN | node_8104202_200821494 | node_8104202_200821521 | ABCD | 8104202
oh_line_8104202_200821522 |  | bal_3P_1/0AA | 105.60000000000001 | OPEN | node_8104202_200821521 | node_intto1_8104202_200821522 | ABCD | 8104202
oh_line_8104202_200821536 |  | bal_3P_4CU | 158.4 | OPEN | node_8104202_201034776 | node_8104202_200821536 | ABCD | 8104202
oh_line_8104202_200821541 |  | bal_3P_477AL | 158.4 | OPEN | node_8104202_200821555 | node_8104202_200821541 | ABCD | 8104202
oh_line_8104202_200821542 |  | bal_3P_477AL | 158.4 | OPEN | node_8104202_200821544 | node_8104202_200821542 | ABCD | 8104202
oh_line_8104202_200821544 |  | bal_3P_477AL | 105.60000000000001 | OPEN | node_8104202_200821545 | node_8104202_200821544 | ABCD | 8104202
oh_line_8104202_200821545 |  | bal_3P_477AL | 211.20000000000002 | OPEN | node_8104202_200821546 | node_8104202_200821545 | ABCD | 8104202
oh_line_8104202_200821546 |  | bal_3P_477AL | 158.4 | OPEN | node_8104202_200821547 | node_8104202_200821546 | ABCD | 8104202
oh_line_8104202_200821547 |  | bal_3P_477AL | 105.60000000000001 | OPEN | node_8104202_200821548 | node_8104202_200821547 | ABCD | 8104202
oh_line_8104202_200821548 |  | bal_3P_477AL | 105.60000000000001 | OPEN | node_8104202_200821549 | node_8104202_200821548 | ABCD | 8104202
oh_line_8104202_200821549 |  | bal_3P_477AL | 158.4 | OPEN | node_8104202_200821550 | node_intto1_8104202_200821549 | ABCD | 8104202
oh_line_8104202_200821550 |  | bal_3P_477AL | 105.60000000000001 | OPEN | node_8104202_200821683 | node_8104202_200821550 | ABCD | 8104202
oh_line_8104202_200821552 |  | bal_1P_1/0AA | 105.60000000000001 | OPEN | node_8104202_200821683 | node_intto1_8104202_200821552 | AD | 8104202
oh_line_8104202_200821554 |  | bal_1P_1/0AA | 211.20000000000002 | OPEN | node_8104202_200821552 | node_8104202_200821554 | AD | 8104202
oh_line_8104202_200821555 |  | bal_3P_477AL | 158.4 | OPEN | node_8104202_200821570 | node_8104202_200821555 | ABCD | 8104202
oh_line_8104202_200821556 |  | bal_1P_1/0AA | 158.4 | OPEN | node_8104202_200821554 | node_8104202_200821556 | AD | 8104202
oh_line_8104202_200821558 |  | bal_1P_1/0AA | 105.60000000000001 | OPEN | node_8104202_200821556 | node_8104202_200821558 | AD | 8104202
oh_line_8104202_200821559 |  | bal_1P_1/0AA | 158.4 | OPEN | node_8104202_200821558 | node_8104202_200821559 | AD | 8104202
oh_line_8104202_200821560 |  | bal_1P_1/0AA | 158.4 | OPEN | node_8104202_200821559 | node_8104202_200821560 | AD | 8104202
oh_line_8104202_200821562 |  | bal_1P_1/0AA | 158.4 | OPEN | node_8104202_200821560 | node_8104202_200821562 | AD | 8104202
oh_line_8104202_200821563 |  | bal_1P_1/0AA | 105.60000000000001 | OPEN | node_8104202_200821562 | node_8104202_200821563 | AD | 8104202
oh_line_8104202_200821564 |  | bal_1P_1/0AA | 158.4 | OPEN | node_8104202_200821563 | node_8104202_200821564 | AD | 8104202
oh_line_8104202_200821565 |  | bal_1P_1/0AA | 211.20000000000002 | OPEN | node_8104202_200821564 | node_8104202_200821565 | AD | 8104202
oh_line_8104202_200821567 |  | bal_1P_1/0AA | 211.20000000000002 | OPEN | node_8104202_200950376 | node_8104202_200821567 | AD | 8104202
oh_line_8104202_200821568 |  | bal_1P_1/0AC | 105.60000000000001 | OPEN | node_8104202_200821567 | node_8104202_200821568 | AD | 8104202
oh_line_8104202_200821569 |  | bal_1P_1/0AA | 158.4 | OPEN | node_8104202_200821567 | node_8104202_200821569 | AD | 8104202
oh_line_8104202_200821570 |  | bal_3P_477AL | 158.4 | OPEN | node_8104202_200821587 | node_8104202_200821570 | ABCD | 8104202
oh_line_8104202_200821571 |  | bal_1P_1/0AA | 211.20000000000002 | OPEN | node_8104202_200821567 | node_8104202_200821571 | AD | 8104202
oh_line_8104202_200821572 |  | bal_1P_1/0AA | 211.20000000000002 | OPEN | node_8104202_200821571 | node_8104202_200821572 | AD | 8104202
oh_line_8104202_200821573 |  | bal_1P_1/0AA | 211.20000000000002 | OPEN | node_8104202_200821572 | node_8104202_200821573 | AD | 8104202
oh_line_8104202_200821575 |  | bal_1P_1/0AA | 105.60000000000001 | OPEN | node_8104202_200821573 | node_8104202_200821575 | AD | 8104202
oh_line_8104202_200821576 |  | bal_1P_2AL | 158.4 | OPEN | node_8104202_200821575 | node_8104202_200821576 | AD | 8104202
oh_line_8104202_200821577 |  | bal_1P_1/0AA | 264 | OPEN | node_8104202_200821575 | node_8104202_200821577 | AD | 8104202
oh_line_8104202_200821578 |  | bal_1P_1/0AA | 264 | OPEN | node_8104202_200821577 | node_8104202_200821578 | AD | 8104202
oh_line_8104202_200821580 |  | bal_1P_2AC | 316.8 | OPEN | node_8104202_200821578 | node_8104202_200821580 | AD | 8104202
oh_line_8104202_200821581 |  | bal_1P_2AC | 211.20000000000002 | OPEN | node_8104202_200821580 | node_8104202_200821581 | AD | 8104202
oh_line_8104202_200821582 |  | bal_1P_1/0AA | 105.60000000000001 | OPEN | node_8104202_200821581 | node_8104202_200821582 | AD | 8104202
oh_line_8104202_200821583 |  | bal_1P_2AC | 211.20000000000002 | OPEN | node_8104202_200821581 | node_8104202_200821583 | AD | 8104202
oh_line_8104202_200821584 |  | bal_1P_2AC | 211.20000000000002 | OPEN | node_8104202_200821583 | node_8104202_200821584 | AD | 8104202
oh_line_8104202_200821586 |  | bal_1P_1/0AC | 369.6 | OPEN | node_8104202_201059058 | node_8104202_200821586 | AD | 8104202
oh_line_8104202_200821587 |  | bal_3P_477AL | 158.4 | OPEN | node_8104202_200821596 | node_8104202_200821587 | ABCD | 8104202
oh_line_8104202_200821590 |  | bal_1P_2AC | 264 | OPEN | node_8104202_201059058 | node_8104202_200821590 | AD | 8104202
oh_line_8104202_200821591 |  | bal_1P_2AC | 211.20000000000002 | OPEN | node_8104202_200821590 | node_8104202_200821591 | AD | 8104202
oh_line_8104202_200821593 |  | bal_1P_2AC | 264 | OPEN | node_8104202_200821591 | node_8104202_200821593 | AD | 8104202
oh_line_8104202_200821594 |  | bal_1P_2AC | 264 | OPEN | node_8104202_200821593 | node_intto1_8104202_200821594 | AD | 8104202
oh_line_8104202_200821595 |  | bal_1P_2AC | 264 | OPEN | node_8104202_200821594 | node_8104202_200821595 | AD | 8104202
oh_line_8104202_200821596 |  | bal_3P_477AL | 105.60000000000001 | OPEN | node_8104202_200821597 | node_8104202_200821596 | ABCD | 8104202
oh_line_8104202_200821597 |  | bal_3P_477AL | 158.4 | OPEN | node_8104202_200821600 | node_8104202_200821597 | ABCD | 8104202
oh_line_8104202_200821600 |  | bal_3P_477AL | 105.60000000000001 | OPEN | node_8104202_200821601 | node_8104202_200821600 | ABCD | 8104202
oh_line_8104202_200821601 |  | bal_3P_477AL | 105.60000000000001 | OPEN | node_8104202_200821606 | node_8104202_200821601 | ABCD | 8104202
oh_line_8104202_200821602 |  | bal_1P_1/0AC | 52.800000000000004 | OPEN | node_8104202_200821601 | node_8104202_200821602 | AD | 8104202
oh_line_8104202_200821603 |  | bal_1P_1/0AC | 158.4 | OPEN | node_8104202_200821602 | node_8104202_200821603 | AD | 8104202
oh_line_8104202_200821604 |  | bal_1P_1/0AC | 158.4 | OPEN | node_8104202_200821603 | node_8104202_200821604 | AD | 8104202
oh_line_8104202_200821606 |  | bal_3P_477AL | 158.4 | OPEN | node_8104202_200821542 | node_8104202_200821606 | ABCD | 8104202
oh_line_8104202_200821647 |  | bal_1P_4CU | 52.800000000000004 | OPEN | node_8104202_200823294 | node_8104202_200821647 | AD | 8104202
oh_line_8104202_200821648 |  | bal_1P_4CU | 105.60000000000001 | OPEN | node_8104202_200821647 | node_8104202_200821648 | AD | 8104202
oh_line_8104202_200821649 |  | bal_1P_4CU | 158.4 | OPEN | node_8104202_200821648 | node_8104202_200821649 | AD | 8104202
oh_line_8104202_200821650 |  | bal_1P_4CU | 52.800000000000004 | OPEN | node_8104202_200821649 | node_8104202_200821650 | AD | 8104202
oh_line_8104202_200821651 |  | bal_1P_1/0AC | 158.4 | OPEN | node_8104202_200821650 | node_8104202_200821651 | AD | 8104202
oh_line_8104202_200821652 |  | bal_1P_1/0AC | 0 | OPEN | node_8104202_200821651 | node_8104202_200821652 | AD | 8104202
oh_line_8104202_200821655 |  | bal_1P_1/0AC | 211.20000000000002 | OPEN | node_8104202_200821652 | node_8104202_200821655 | AD | 8104202
oh_line_8104202_200821660 |  | bal_1P_1/0AC | 105.60000000000001 | OPEN | node_8104202_200821712 | node_intto1_8104202_200821660 | AD | 8104202
oh_line_8104202_200821661 |  | bal_1P_1/0AC | 158.4 | OPEN | node_8104202_200821660 | node_8104202_200821661 | AD | 8104202
oh_line_8104202_200821673 |  | bal_3P_477AL | 52.800000000000004 | OPEN | node_8104202_200821740 | node_8104202_200821673 | ABCD | 8104202
oh_line_8104202_200821674 |  | bal_3P_477AL | 264 | OPEN | node_8104202_200821673 | node_8104202_200821674 | ABCD | 8104202
oh_line_8104202_200821675 |  | bal_3P_477AL | 158.4 | OPEN | node_8104202_200821674 | node_8104202_200821675 | ABCD | 8104202
oh_line_8104202_200821676 |  | bal_3P_477AL | 211.20000000000002 | OPEN | node_8104202_200821675 | node_intto1_8104202_200821676 | ABCD | 8104202
oh_line_8104202_200821677 |  | bal_3P_477AL | 211.20000000000002 | OPEN | node_8104202_200821676 | node_8104202_200821677 | ABCD | 8104202
oh_line_8104202_200821678 |  | bal_3P_477AL | 211.20000000000002 | OPEN | node_8104202_200821677 | node_8104202_200821678 | ABCD | 8104202
oh_line_8104202_200821679 |  | bal_3P_477AL | 211.20000000000002 | OPEN | node_8104202_200821678 | node_8104202_200821679 | ABCD | 8104202
oh_line_8104202_200821680 |  | bal_3P_477AL | 211.20000000000002 | OPEN | node_8104202_200821679 | node_8104202_200821680 | ABCD | 8104202
oh_line_8104202_200821681 |  | bal_3P_477AL | 211.20000000000002 | OPEN | node_8104202_200821680 | node_8104202_200821681 | ABCD | 8104202
oh_line_8104202_200821682 |  | bal_3P_477AL | 211.20000000000002 | OPEN | node_8104202_200821681 | node_8104202_200821682 | ABCD | 8104202
oh_line_8104202_200821683 |  | bal_3P_477AL | 211.20000000000002 | OPEN | node_8104202_200821682 | node_8104202_200821683 | ABCD | 8104202
oh_line_8104202_200821684-1 |  | bal_3P_477AL | 0 | OPEN | node_8104202_200821683 | node_intto1_312115895 | ABCD | 8104202
oh_line_8104202_200821684-2 |  | bal_3P_477AL | 0 | OPEN | node_312115895 | node_intto1_312115898 | ABCD | 8104202
oh_line_8104202_200821684-3 |  | bal_3P_477AL | 158.4 | OPEN | node_312115898 | node_8104202_200821684 | ABCD | 8104202
oh_line_8104202_200821685 |  | bal_3P_477AL | 211.20000000000002 | OPEN | node_8104202_200821684 | node_8104202_200821685 | ABCD | 8104202
oh_line_8104202_200821686 |  | bal_3P_477AL | 211.20000000000002 | OPEN | node_8104202_200821685 | node_8104202_200821686 | ABCD | 8104202
oh_line_8104202_200821687 |  | bal_3P_477AL | 211.20000000000002 | OPEN | node_8104202_200821686 | node_8104202_200821687 | ABCD | 8104202
oh_line_8104202_200821688 |  | bal_3P_477AL | 211.20000000000002 | OPEN | node_8104202_200821687 | node_8104202_200821688 | ABCD | 8104202
oh_line_8104202_200821689 |  | bal_3P_477AL | 211.20000000000002 | OPEN | node_8104202_200821688 | node_8104202_200821689 | ABCD | 8104202
oh_line_8104202_200821690 |  | bal_3P_477AL | 211.20000000000002 | OPEN | node_8104202_200821689 | node_8104202_200821690 | ABCD | 8104202
oh_line_8104202_200821691 |  | bal_3P_477AL | 211.20000000000002 | OPEN | node_8104202_200821690 | node_8104202_200821691 | ABCD | 8104202
oh_line_8104202_200821692 |  | bal_3P_477AL | 158.4 | OPEN | node_8104202_200821691 | node_8104202_200821692 | ABCD | 8104202
oh_line_8104202_200821693 |  | bal_3P_477AL | 211.20000000000002 | OPEN | node_8104202_200821692 | node_8104202_200821693 | ABCD | 8104202
oh_line_8104202_200821694 |  | bal_3P_477AL | 211.20000000000002 | OPEN | node_8104202_200821693 | node_8104202_200821694 | ABCD | 8104202
oh_line_8104202_200821695 |  | bal_3P_477AL | 158.4 | OPEN | node_8104202_200821694 | node_8104202_200821695 | ABCD | 8104202
oh_line_8104202_200821696 |  | bal_3P_477AL | 211.20000000000002 | OPEN | node_8104202_200821695 | node_8104202_200821696 | ABCD | 8104202
oh_line_8104202_200821697 |  | bal_3P_477AL | 211.20000000000002 | OPEN | node_8104202_200821696 | node_8104202_200821697 | ABCD | 8104202
oh_line_8104202_200821698 |  | bal_3P_477AL | 211.20000000000002 | OPEN | node_8104202_200821697 | node_8104202_200821698 | ABCD | 8104202
oh_line_8104202_200821699 |  | bal_3P_477AL | 264 | OPEN | node_8104202_200821698 | node_8104202_200821699 | ABCD | 8104202
oh_line_8104202_200821700 |  | bal_3P_477AL | 211.20000000000002 | OPEN | node_8104202_200821699 | node_8104202_200821700 | ABCD | 8104202
oh_line_8104202_200821701 |  | bal_3P_477AL | 211.20000000000002 | OPEN | node_8104202_200821700 | node_8104202_200821701 | ABCD | 8104202
oh_line_8104202_200821702 |  | bal_3P_477AL | 264 | OPEN | node_8104202_200821701 | node_8104202_200821702 | ABCD | 8104202
oh_line_8104202_200821703 |  | bal_3P_477AL | 264 | OPEN | node_8104202_200821702 | node_8104202_200821703 | ABCD | 8104202
oh_line_8104202_200821704 |  | bal_3P_477AL | 211.20000000000002 | OPEN | node_8104202_200821703 | node_8104202_200821704 | ABCD | 8104202
oh_line_8104202_200821705 |  | bal_3P_477AL | 211.20000000000002 | OPEN | node_8104202_200821704 | node_8104202_200821705 | ABCD | 8104202
oh_line_8104202_200821706 |  | bal_3P_477AL | 211.20000000000002 | OPEN | node_8104202_200821705 | node_8104202_200821706 | ABCD | 8104202
oh_line_8104202_200821707 |  | bal_3P_477AL | 211.20000000000002 | OPEN | node_8104202_200821706 | node_8104202_200821707 | ABCD | 8104202
oh_line_8104202_200821708 |  | bal_3P_477AL | 211.20000000000002 | OPEN | node_8104202_200821707 | node_8104202_200821708 | ABCD | 8104202
oh_line_8104202_200821709 |  | bal_3P_477AL | 211.20000000000002 | OPEN | node_8104202_200821708 | node_8104202_200821709 | ABCD | 8104202
oh_line_8104202_200821710 |  | bal_3P_477AL | 211.20000000000002 | OPEN | node_8104202_200821709 | node_8104202_200821710 | ABCD | 8104202
oh_line_8104202_200821711 |  | bal_3P_477AL | 264 | OPEN | node_8104202_200821710 | node_8104202_200821711 | ABCD | 8104202
oh_line_8104202_200821712 |  | bal_3P_477AL | 264 | OPEN | node_8104202_200821743 | node_8104202_200821712 | ABCD | 8104202
oh_line_8104202_200821713 |  | bal_3P_477AL | 105.60000000000001 | OPEN | node_8104202_200821712 | node_intto1_8104202_200821713 | ABCD | 8104202
oh_line_8104202_200821714 |  | bal_3P_477AL | 264 | OPEN | node_8104202_200821713 | node_8104202_200821714 | ABCD | 8104202
oh_line_8104202_200821715 |  | bal_3P_477AL | 158.4 | OPEN | node_8104202_200821714 | node_8104202_200821715 | ABCD | 8104202
oh_line_8104202_200821739 |  | bal_3P_477AL | 0 | OPEN | node_8104202_310054927 | node_8104202_200821739 | ABCD | 8104202
oh_line_8104202_200821740 |  | bal_3P_477AL | 105.60000000000001 | OPEN | node_8104202_200821739 | node_8104202_200821740 | ABCD | 8104202
oh_line_8104202_200821741 |  | bal_3P_477AL | 211.20000000000002 | OPEN | node_8104202_200821711 | node_8104202_200821741 | ABCD | 8104202
oh_line_8104202_200821742 |  | bal_3P_477AL | 211.20000000000002 | OPEN | node_8104202_200821741 | node_8104202_200821742 | ABCD | 8104202
oh_line_8104202_200821743 |  | bal_3P_477AL | 105.60000000000001 | OPEN | node_8104202_200821742 | node_8104202_200821743 | ABCD | 8104202
oh_line_8104202_200821744 |  | bal_1P_1/0AC | 52.800000000000004 | OPEN | node_8104202_200821743 | node_8104202_200821744 | AD | 8104202
oh_line_8104202_200821745 |  | bal_3P_477AL | 105.60000000000001 | OPEN | node_8104202_200821715 | node_intto1_1397506_936_15315407_767 | ABCD | 8104202
oh_line_8104202_200823275 |  | bal_1P_1/0AC | 264 | OPEN | node_8104202_200823308 | node_8104202_200823275 | AD | 8104202
oh_line_8104202_200823277 |  | bal_1P_1/0AC | 211.20000000000002 | OPEN | node_8104202_200821743 | node_intto1_8104202_200823277 | AD | 8104202
oh_line_8104202_200823278 |  | bal_1P_2AC | 264 | OPEN | node_8104202_200823336 | node_8104202_200823278 | AD | 8104202
oh_line_8104202_200823280 |  | bal_1P_2AC | 264 | OPEN | node_8104202_200823278 | node_8104202_200823280 | AD | 8104202
oh_line_8104202_200823281 |  | bal_1P_1/0AC | 264 | OPEN | node_8104202_200823280 | node_8104202_200823281 | AD | 8104202
oh_line_8104202_200823282 |  | bal_1P_1/0AC | 264 | OPEN | node_8104202_200823281 | node_8104202_200823282 | AD | 8104202
oh_line_8104202_200823283 |  | bal_1P_2AC | 211.20000000000002 | OPEN | node_8104202_200823282 | node_8104202_200823283 | AD | 8104202
oh_line_8104202_200823284 |  | bal_1P_2AC | 316.8 | OPEN | node_8104202_200823283 | node_8104202_200823284 | AD | 8104202
oh_line_8104202_200823285 |  | bal_1P_2AC | 264 | OPEN | node_8104202_200823284 | node_8104202_200823285 | AD | 8104202
oh_line_8104202_200823286 |  | bal_1P_2AC | 211.20000000000002 | OPEN | node_8104202_200823285 | node_8104202_200823286 | AD | 8104202
oh_line_8104202_200823287 |  | bal_1P_1/0AA | 158.4 | OPEN | node_8104202_200823286 | node_8104202_200823287 | AD | 8104202
oh_line_8104202_200823288 |  | bal_1P_1/0AA | 158.4 | OPEN | node_8104202_200823287 | node_8104202_200823288 | AD | 8104202
oh_line_8104202_200823289 |  | bal_1P_1/0AA | 52.800000000000004 | OPEN | node_8104202_200823288 | node_8104202_200823289 | AD | 8104202
oh_line_8104202_200823290 |  | bal_1P_1/0AA | 105.60000000000001 | OPEN | node_8104202_200823289 | node_8104202_200823290 | AD | 8104202
oh_line_8104202_200823291 |  | bal_1P_1/0AA | 211.20000000000002 | OPEN | node_8104202_200823290 | node_8104202_200823291 | AD | 8104202
oh_line_8104202_200823292 |  | bal_1P_2AC | 158.4 | OPEN | node_8104202_200823289 | node_8104202_200823292 | AD | 8104202
oh_line_8104202_200823294 |  | bal_1P_4CU | 158.4 | OPEN | node_8104202_200823277 | node_8104202_200823294 | AD | 8104202
oh_line_8104202_200823295 |  | bal_1P_2AC | 158.4 | OPEN | node_8104202_200823294 | node_8104202_200823295 | AD | 8104202
oh_line_8104202_200823296 |  | bal_1P_2AC | 264 | OPEN | node_8104202_200823292 | node_8104202_200823296 | AD | 8104202
oh_line_8104202_200823298 |  | bal_1P_2AC | 264 | OPEN | node_8104202_200823296 | node_intto1_8104202_200823298 | AD | 8104202
oh_line_8104202_200823300 |  | bal_1P_2AC | 264 | OPEN | node_8104202_200823298 | node_8104202_200823300 | AD | 8104202
oh_line_8104202_200823301 |  | bal_1P_2AC | 264 | OPEN | node_8104202_200823300 | node_8104202_200823301 | AD | 8104202
oh_line_8104202_200823302 |  | bal_1P_2AC | 264 | OPEN | node_8104202_200823301 | node_8104202_200823302 | AD | 8104202
oh_line_8104202_200823303 |  | bal_1P_2AC | 264 | OPEN | node_8104202_200823302 | node_8104202_200823303 | AD | 8104202
oh_line_8104202_200823304 |  | bal_1P_2AC | 105.60000000000001 | OPEN | node_8104202_200823303 | node_8104202_200823304 | AD | 8104202
oh_line_8104202_200823305 |  | bal_1P_1/0AA | 264 | OPEN | node_8104202_200823304 | node_8104202_200823305 | AD | 8104202
oh_line_8104202_200823306 |  | bal_1P_2AC | 105.60000000000001 | OPEN | node_8104202_200823304 | node_8104202_200823306 | AD | 8104202
oh_line_8104202_200823307-1 |  | bal_1P_2AC | 0 | OPEN | node_1390011_355_15315312_167 | node_8104202_200823307 | AD | 8104202
oh_line_8104202_200823307-2 |  | bal_1P_2AC | 158.4 | OPEN | node_8104202_200823306 | node_1390011_355_15315312_167 | AD | 8104202
oh_line_8104202_200823308 |  | bal_1P_2AC | 264 | OPEN | node_8104202_200823307 | node_8104202_200823308 | AD | 8104202
oh_line_8104202_200823311 |  | bal_1P_2AC | 264 | OPEN | node_8104202_200823308 | node_8104202_200823311 | AD | 8104202
oh_line_8104202_200823312 |  | bal_1P_2AC | 264 | OPEN | node_8104202_200823311 | node_8104202_200823312 | AD | 8104202
oh_line_8104202_200823313 |  | bal_1P_2AC | 105.60000000000001 | OPEN | node_8104202_200823312 | node_8104202_200823313 | AD | 8104202
oh_line_8104202_200823315 |  | bal_1P_2AC | 158.4 | OPEN | node_8104202_200823312 | node_8104202_200823315 | AD | 8104202
oh_line_8104202_200823316 |  | bal_1P_2AC | 211.20000000000002 | OPEN | node_8104202_200823315 | node_8104202_200823316 | AD | 8104202
oh_line_8104202_200823318 |  | bal_1P_1/0AC | 211.20000000000002 | OPEN | node_8104202_200823295 | node_8104202_200823318 | AD | 8104202
oh_line_8104202_200823321 |  | bal_1P_1/0AC | 211.20000000000002 | OPEN | node_8104202_200823318 | node_8104202_200823321 | AD | 8104202
oh_line_8104202_200823322 |  | bal_1P_2AC | 316.8 | OPEN | node_8104202_200823316 | node_8104202_200823322 | AD | 8104202
oh_line_8104202_200823323 |  | bal_1P_2AC | 264 | OPEN | node_8104202_200823322 | node_8104202_200823323 | AD | 8104202
oh_line_8104202_200823325 |  | bal_1P_1/0AC | 316.8 | OPEN | node_8104202_200823321 | node_8104202_200823325 | AD | 8104202
oh_line_8104202_200823326 |  | bal_1P_1/0AC | 158.4 | OPEN | node_8104202_200823325 | node_8104202_200823326 | AD | 8104202
oh_line_8104202_200823327 |  | bal_1P_1/0AC | 211.20000000000002 | OPEN | node_8104202_200823326 | node_8104202_200823327 | AD | 8104202
oh_line_8104202_200823329 |  | bal_1P_1/0AC | 316.8 | OPEN | node_8104202_200823327 | node_8104202_200823329 | AD | 8104202
oh_line_8104202_200823331 |  | bal_1P_1/0AC | 264 | OPEN | node_8104202_200823329 | node_8104202_200823331 | AD | 8104202
oh_line_8104202_200823332 |  | bal_1P_2AC | 264 | OPEN | node_8104202_200823331 | node_8104202_200823332 | AD | 8104202
oh_line_8104202_200823333 |  | bal_1P_1/0AC | 105.60000000000001 | OPEN | node_8104202_200823332 | node_8104202_200823333 | AD | 8104202
oh_line_8104202_200823334 |  | bal_1P_1/0AC | 105.60000000000001 | OPEN | node_8104202_200823333 | node_8104202_200823334 | AD | 8104202
oh_line_8104202_200823335 |  | bal_1P_2AC | 264 | OPEN | node_8104202_200823332 | node_8104202_200823335 | AD | 8104202
oh_line_8104202_200823336 |  | bal_1P_2AC | 264 | OPEN | node_8104202_200823335 | node_8104202_200823336 | AD | 8104202
oh_line_8104202_200823341 |  | bal_1P_2AC | 369.6 | OPEN | node_8104202_200823343 | node_8104202_200823341 | AD | 8104202
oh_line_8104202_200823343 |  | bal_1P_6ACW | 52.800000000000004 | OPEN | node_8104202_200823344 | node_8104202_200823343 | AD | 8104202
oh_line_8104202_200823344 |  | bal_1P_6ACW | 475.2 | OPEN | node_8104202_200823346 | node_8104202_200823344 | AD | 8104202
oh_line_8104202_200823346 |  | bal_1P_6ACW | 211.20000000000002 | OPEN | node_8104202_200823351 | node_8104202_200823346 | AD | 8104202
oh_line_8104202_200823347 |  | bal_1P_2AC | 105.60000000000001 | OPEN | node_8104202_200823346 | node_8104202_200823347 | AD | 8104202
oh_line_8104202_200823348 |  | bal_1P_2AC | 211.20000000000002 | OPEN | node_8104202_200823347 | node_8104202_200823348 | AD | 8104202
oh_line_8104202_200823349 |  | bal_1P_2AC | 422.40000000000003 | OPEN | node_8104202_200823348 | node_8104202_200823349 | AD | 8104202
oh_line_8104202_200823350 |  | bal_1P_1/0AA | 0 | OPEN | node_8104202_200823346 | node_8104202_200823350 | AD | 8104202
oh_line_8104202_200823351 |  | bal_1P_2AC | 369.6 | OPEN | node_8104202_200823354 | node_8104202_200823351 | AD | 8104202
oh_line_8104202_200823354 |  | bal_1P_2AC | 158.4 | OPEN | node_8104202_200823355 | node_8104202_200823354 | AD | 8104202
oh_line_8104202_200823355 |  | bal_1P_2AC | 211.20000000000002 | OPEN | node_8104202_200823356 | node_8104202_200823355 | AD | 8104202
oh_line_8104202_200823356 |  | bal_1P_2AC | 158.4 | OPEN | node_8104202_200823357 | node_8104202_200823356 | AD | 8104202
oh_line_8104202_200823357 |  | bal_1P_2AC | 211.20000000000002 | OPEN | node_8104202_200823358 | node_8104202_200823357 | AD | 8104202
oh_line_8104202_200823358 |  | bal_1P_2AC | 264 | OPEN | node_8104202_200823359 | node_8104202_200823358 | AD | 8104202
oh_line_8104202_200823359-1 |  | bal_1P_2AC | 158.4 | OPEN | node_8104202_200823360 | node_1389783_417_15310340_375 | AD | 8104202
oh_line_8104202_200823359-2 |  | bal_1P_2AC | 0 | OPEN | node_1389783_417_15310340_375 | node_8104202_200823359 | AD | 8104202
oh_line_8104202_200823360 |  | bal_1P_2AC | 264 | OPEN | node_8104202_200821595 | node_8104202_200823360 | AD | 8104202
oh_line_8104202_200823361 |  | bal_1P_2AC | 422.40000000000003 | OPEN | node_8104202_200823360 | node_8104202_200823361 | AD | 8104202
oh_line_8104202_200823362 |  | bal_1P_2AC | 369.6 | OPEN | node_8104202_200823361 | node_8104202_200823362 | AD | 8104202
oh_line_8104202_200823363 |  | bal_1P_1/0AA | 316.8 | OPEN | node_8104202_200823362 | node_8104202_200823363 | AD | 8104202
oh_line_8104202_200823364 |  | bal_1P_1/0AA | 52.800000000000004 | OPEN | node_8104202_200823362 | node_8104202_200823364 | AD | 8104202
oh_line_8104202_200823365 |  | bal_1P_1/0AA | 316.8 | OPEN | node_8104202_200823362 | node_8104202_200823365 | AD | 8104202
oh_line_8104202_200823366 |  | bal_1P_1/0AA | 264 | OPEN | node_8104202_200823365 | node_8104202_200823366 | AD | 8104202
oh_line_8104202_200823367 |  | bal_1P_1/0AA | 264 | OPEN | node_8104202_200823366 | node_8104202_200823367 | AD | 8104202
oh_line_8104202_200823369 |  | bal_1P_1/0AA | 316.8 | OPEN | node_8104202_200823367 | node_8104202_200823369 | AD | 8104202
oh_line_8104202_200823372 |  | bal_1P_1/0AA | 316.8 | OPEN | node_8104202_200823369 | node_8104202_200823372 | AD | 8104202
oh_line_8104202_200823374 |  | bal_1P_1/0AA | 264 | OPEN | node_8104202_200823372 | node_8104202_200823374 | AD | 8104202
oh_line_8104202_200823375 |  | bal_1P_1/0AA | 264 | OPEN | node_8104202_200823374 | node_8104202_200823375 | AD | 8104202
oh_line_8104202_200823376 |  | bal_1P_1/0AA | 264 | OPEN | node_8104202_200823375 | node_8104202_200823376 | AD | 8104202
oh_line_8104202_200823377 |  | bal_1P_1/0AA | 105.60000000000001 | OPEN | node_8104202_200823376 | node_8104202_200823377 | AD | 8104202
oh_line_8104202_200823378 |  | bal_1P_1/0AA | 211.20000000000002 | OPEN | node_8104202_200823376 | node_8104202_200823378 | AD | 8104202
oh_line_8104202_200823379 |  | bal_1P_1/0AA | 52.800000000000004 | OPEN | node_8104202_200823378 | node_8104202_200823379 | AD | 8104202
oh_line_8104202_200823380 |  | bal_1P_1/0AA | 105.60000000000001 | OPEN | node_8104202_200823378 | node_8104202_200823380 | AD | 8104202
oh_line_8104202_200823381 |  | bal_1P_1/0AA | 369.6 | OPEN | node_8104202_200823380 | node_8104202_200823381 | AD | 8104202
oh_line_8104202_200823382 |  | bal_1P_1/0AA | 264 | OPEN | node_8104202_200823381 | node_8104202_200823382 | AD | 8104202
oh_line_8104202_200823383 |  | bal_1P_2AC | 211.20000000000002 | OPEN | node_8104202_200823384 | node_8104202_200823383 | AD | 8104202
oh_line_8104202_200823384 |  | bal_1P_2AC | 211.20000000000002 | OPEN | node_8104202_200823385 | node_8104202_200823384 | AD | 8104202
oh_line_8104202_200823385 |  | bal_1P_2AC | 264 | OPEN | node_8104202_200823386 | node_8104202_200823385 | AD | 8104202
oh_line_8104202_200823386 |  | bal_1P_2AC | 264 | OPEN | node_8104202_200823387 | node_8104202_200823386 | AD | 8104202
oh_line_8104202_200823387 |  | bal_1P_2AC | 264 | OPEN | node_8104202_200823388 | node_8104202_200823387 | AD | 8104202
oh_line_8104202_200823388 |  | bal_1P_2AC | 264 | OPEN | node_8104202_200823389 | node_8104202_200823388 | AD | 8104202
oh_line_8104202_200823389 |  | bal_1P_2AC | 211.20000000000002 | OPEN | node_8104202_200823341 | node_intto1_8104202_200823389 | AD | 8104202
oh_line_8104202_200823697 |  | bal_1P_1/0AA | 158.4 | OPEN | node_8104202_200949139 | node_8104202_200823697 | AD | 8104202
oh_line_8104202_200823702 |  | bal_1P_1/0AA | 105.60000000000001 | OPEN | node_8104202_200823697 | node_8104202_200823702 | AD | 8104202
oh_line_8104202_200823703 |  | bal_1P_1/0AA | 211.20000000000002 | OPEN | node_8104202_200823702 | node_8104202_200823703 | AD | 8104202
oh_line_8104202_200823705 |  | bal_1P_1/0AA | 158.4 | OPEN | node_8104202_201033832 | node_8104202_200823705 | AD | 8104202
oh_line_8104202_200823709 |  | bal_1P_1/0AA | 158.4 | OPEN | node_8104202_201034630 | node_8104202_200823709 | AD | 8104202
oh_line_8104202_200823711 |  | bal_1P_1/0AA | 158.4 | OPEN | node_8104202_200823702 | node_8104202_200823711 | AD | 8104202
oh_line_8104202_200823719 |  | bal_1P_1/0AA | 158.4 | OPEN | node_8104202_201035205 | node_8104202_200823719 | AD | 8104202
oh_line_8104202_200823720 |  | bal_1P_1/0AA | 158.4 | OPEN | node_8104202_200823719 | node_8104202_200823720 | AD | 8104202
oh_line_8104202_200823822 |  | bal_1P_1/0AC | 264 | OPEN | node_8104202_200821661 | node_8104202_200823822 | AD | 8104202
oh_line_8104202_200823824 |  | bal_1P_1/0AC | 105.60000000000001 | OPEN | node_8104202_200823822 | node_8104202_200823824 | AD | 8104202
oh_line_8104202_200823825 |  | bal_1P_1/0AC | 158.4 | OPEN | node_8104202_200823824 | node_8104202_200823825 | AD | 8104202
oh_line_8104202_200823826 |  | bal_1P_1/0AC | 105.60000000000001 | OPEN | node_8104202_200823825 | node_8104202_200823826 | AD | 8104202
oh_line_8104202_200823844 |  | bal_1P_4CU | 158.4 | OPEN | node_8104202_201034467 | node_8104202_200823844 | AD | 8104202
oh_line_8104202_200823846 |  | bal_1P_4CU | 158.4 | OPEN | node_8104202_201034468 | node_8104202_200823846 | AD | 8104202
oh_line_8104202_200823847 |  | bal_1P_4CU | 158.4 | OPEN | node_8104202_200823846 | node_8104202_200823847 | AD | 8104202
oh_line_8104202_200823869 |  | bal_1P_4CU | 105.60000000000001 | OPEN | node_8104202_200821475 | node_8104202_200823869 | AD | 8104202
oh_line_8104202_200823872 |  | bal_1P_4CU | 211.20000000000002 | OPEN | node_8104202_200823869 | node_intto1_8104202_200823872 | AD | 8104202
oh_line_8104202_200823873 |  | bal_1P_4CU | 158.4 | OPEN | node_8104202_200823872 | node_8104202_200823873 | AD | 8104202
oh_line_8104202_200823874 |  | bal_1P_4CU | 158.4 | OPEN | node_8104202_200823873 | node_8104202_200823874 | AD | 8104202
oh_line_8104202_200823877 |  | bal_1P_4CU | 158.4 | OPEN | node_8104202_200823874 | node_8104202_200823877 | AD | 8104202
oh_line_8104202_200823878 |  | bal_1P_4CU | 52.800000000000004 | OPEN | node_8104202_200823877 | node_8104202_200823878 | AD | 8104202
oh_line_8104202_200823879 |  | bal_1P_4CU | 158.4 | OPEN | node_8104202_200823878 | node_8104202_200823879 | AD | 8104202
oh_line_8104202_200823880 |  | bal_1P_4CU | 105.60000000000001 | OPEN | node_8104202_200823879 | node_8104202_200823880 | AD | 8104202
oh_line_8104202_200824086 |  | bal_1P_2AC | 316.8 | OPEN | node_8104202_200823360 | node_8104202_200824086 | AD | 8104202
oh_line_8104202_200824087 |  | bal_1P_2AC | 316.8 | OPEN | node_8104202_200824086 | node_8104202_200824087 | AD | 8104202
oh_line_8104202_200824089 |  | bal_1P_2AC | 264 | OPEN | node_8104202_200824087 | node_8104202_200824089 | AD | 8104202
oh_line_8104202_200824090 |  | bal_1P_1/0AA | 105.60000000000001 | OPEN | node_8104202_200970122 | node_8104202_200824090 | AD | 8104202
oh_line_8104202_200824091 |  | bal_1P_2AC | 211.20000000000002 | OPEN | node_8104202_200824089 | node_8104202_200824091 | AD | 8104202
oh_line_8104202_200824278 |  | bal_1P_1/0AC | 264 | OPEN | node_8104202_200823322 | node_8104202_200824278 | AD | 8104202
oh_line_8104202_200824280 |  | bal_1P_1/0AC | 158.4 | OPEN | node_8104202_200824278 | node_8104202_200824280 | AD | 8104202
oh_line_8104202_200824281 |  | bal_1P_1/0AC | 316.8 | OPEN | node_8104202_200824280 | node_8104202_200824281 | AD | 8104202
oh_line_8104202_200824283 |  | bal_1P_1/0AC | 316.8 | OPEN | node_8104202_200824281 | node_8104202_200824283 | AD | 8104202
oh_line_8104202_200824286 |  | bal_1P_1/0AC | 316.8 | OPEN | node_8104202_200824283 | node_8104202_200824286 | AD | 8104202
oh_line_8104202_200824287 |  | bal_1P_1/0AC | 316.8 | OPEN | node_8104202_200824286 | node_8104202_200824287 | AD | 8104202
oh_line_8104202_200824289 |  | bal_1P_1/0AC | 211.20000000000002 | OPEN | node_8104202_200824287 | node_8104202_200824289 | AD | 8104202
oh_line_8104202_200824617 |  | bal_1P_2AC | 158.4 | OPEN | node_8104202_200823341 | node_8104202_200824617 | AD | 8104202
oh_line_8104202_200824619 |  | bal_1P_2AC | 316.8 | OPEN | node_8104202_200824617 | node_8104202_200824619 | AD | 8104202
oh_line_8104202_200824620 |  | bal_1P_2AC | 211.20000000000002 | OPEN | node_8104202_200824619 | node_8104202_200824620 | AD | 8104202
oh_line_8104202_200824621 |  | bal_1P_2AC | 264 | OPEN | node_8104202_200824620 | node_8104202_200824621 | AD | 8104202
oh_line_8104202_200824630 |  | bal_3P_1/0AC | 211.20000000000002 | OPEN | node_8104202_200821497 | node_8104202_200824630 | ABCD | 8104202
oh_line_8104202_200824631 |  | bal_3P_1/0AA | 158.4 | OPEN | node_8104202_200824630 | node_8104202_200824631 | ABCD | 8104202
oh_line_8104202_200824657 |  | bal_1P_1/0AA | 52.800000000000004 | OPEN | node_8104202_200824289 | node_8104202_200824657 | AD | 8104202
oh_line_8104202_200824658 |  | bal_1P_1/0AA | 211.20000000000002 | OPEN | node_8104202_200824657 | node_8104202_200824658 | AD | 8104202
oh_line_8104202_200824659 |  | bal_1P_1/0AA | 211.20000000000002 | OPEN | node_8104202_200824658 | node_8104202_200824659 | AD | 8104202
oh_line_8104202_200824660 |  | bal_1P_1/0AA | 264 | OPEN | node_8104202_200824659 | node_8104202_200824660 | AD | 8104202
oh_line_8104202_200824661 |  | bal_1P_1/0AA | 211.20000000000002 | OPEN | node_8104202_200824660 | node_8104202_200824661 | AD | 8104202
oh_line_8104202_200824662 |  | bal_1P_1/0AA | 211.20000000000002 | OPEN | node_8104202_200824661 | node_8104202_200824662 | AD | 8104202
oh_line_8104202_200824663 |  | bal_1P_1/0AA | 316.8 | OPEN | node_8104202_200824662 | node_8104202_200824663 | AD | 8104202
oh_line_8104202_200824665 |  | bal_1P_1/0AA | 52.800000000000004 | OPEN | node_8104202_200823325 | node_8104202_200824665 | AD | 8104202
oh_line_8104202_200824666 |  | bal_1P_1/0AA | 264 | OPEN | node_8104202_200824665 | node_8104202_200824666 | AD | 8104202
oh_line_8104202_200824667 |  | bal_1P_1/0AA | 264 | OPEN | node_8104202_200824666 | node_8104202_200824667 | AD | 8104202
oh_line_8104202_200824668 |  | bal_1P_1/0AA | 316.8 | OPEN | node_8104202_200824667 | node_8104202_200824668 | AD | 8104202
oh_line_8104202_200831850 |  | bal_3P_4/0AA | 158.4 | OPEN | node_8104202_200949164 | node_8104202_200831850 | ABCD | 8104202
oh_line_8104202_200831854 |  | bal_3P_4/0AA | 105.60000000000001 | OPEN | node_8104202_200821475 | node_8104202_200831854 | ABCD | 8104202
oh_line_8104202_200832221 |  | bal_1P_2AC | 158.4 | OPEN | node_8104202_200832222 | node_8104202_200832221 | AD | 8104202
oh_line_8104202_200832222 |  | bal_1P_2AC | 158.4 | OPEN | node_8104202_200832223 | node_8104202_200832222 | AD | 8104202
oh_line_8104202_200832223 |  | bal_1P_2AC | 369.6 | OPEN | node_8104202_200832224 | node_8104202_200832223 | AD | 8104202
oh_line_8104202_200832224 |  | bal_1P_2AC | 158.4 | OPEN | node_8104202_200832225 | node_8104202_200832224 | AD | 8104202
oh_line_8104202_200832225 |  | bal_1P_2AC | 264 | OPEN | node_8104202_200832226 | node_8104202_200832225 | AD | 8104202
oh_line_8104202_200832226 |  | bal_1P_2AC | 264 | OPEN | node_8104202_200823383 | node_8104202_200832226 | AD | 8104202
oh_line_8104202_200832428 |  | bal_1P_4CU | 158.4 | OPEN | node_8104202_200832434 | node_8104202_200832428 | AD | 8104202
oh_line_8104202_200832429 |  | bal_1P_4CU | 105.60000000000001 | OPEN | node_8104202_200832428 | node_8104202_200832429 | AD | 8104202
oh_line_8104202_200832434 |  | bal_1P_4CU | 158.4 | OPEN | node_8104202_200823880 | node_8104202_200832434 | AD | 8104202
oh_line_8104202_200916325 |  | bal_3P_477AL | 52.800000000000004 | OPEN | node_SOURCE_8104202 | node_8104202_200916325 | ABCD | 8104202
oh_line_8104202_200949138 |  | bal_3P_4/0AA | 105.60000000000001 | OPEN | node_8104202_200821479 | node_8104202_200949138 | ABCD | 8104202
oh_line_8104202_200949139 |  | bal_3P_4/0AA | 105.60000000000001 | OPEN | node_8104202_200949140 | node_8104202_200949139 | ABCD | 8104202
oh_line_8104202_200949140 |  | bal_3P_4/0AA | 105.60000000000001 | OPEN | node_8104202_200949141 | node_8104202_200949140 | ABCD | 8104202
oh_line_8104202_200949141 |  | bal_3P_4/0AA | 158.4 | OPEN | node_8104202_200949142 | node_8104202_200949141 | ABCD | 8104202
oh_line_8104202_200949142 |  | bal_3P_4/0AA | 52.800000000000004 | OPEN | node_8104202_200949143 | node_8104202_200949142 | ABCD | 8104202
oh_line_8104202_200949143 |  | bal_3P_4/0AA | 158.4 | OPEN | node_8104202_200949144 | node_8104202_200949143 | ABCD | 8104202
oh_line_8104202_200949144 |  | bal_3P_4/0AA | 158.4 | OPEN | node_8104202_200821490 | node_8104202_200949144 | ABCD | 8104202
oh_line_8104202_200949146-1 |  | bal_3P_4/0AA | 0 | OPEN | node_1395616_835_15308932_319 | node_8104202_200949146 | ABCD | 8104202
oh_line_8104202_200949146-2 |  | bal_3P_4/0AA | 158.4 | OPEN | node_8104202_200949148 | node_1395616_835_15308932_319 | ABCD | 8104202
oh_line_8104202_200949148 |  | bal_3P_4/0AA | 52.800000000000004 | OPEN | node_8104202_200949149 | node_8104202_200949148 | ABCD | 8104202
oh_line_8104202_200949149 |  | bal_3P_4/0AA | 158.4 | OPEN | node_8104202_200821494 | node_8104202_200949149 | ABCD | 8104202
oh_line_8104202_200949160 |  | bal_3P_4/0AA | 264 | OPEN | node_8104202_200949161 | node_intto1_1395128_692_15306826_056 | ABCD | 8104202
oh_line_8104202_200949161 |  | bal_3P_4/0AA | 158.4 | OPEN | node_8104202_200949162 | node_8104202_200949161 | ABCD | 8104202
oh_line_8104202_200949162 |  | bal_3P_4/0AA | 105.60000000000001 | OPEN | node_8104202_200831850 | node_8104202_200949162 | ABCD | 8104202
oh_line_8104202_200949164 |  | bal_3P_4/0AA | 105.60000000000001 | OPEN | node_8104202_200831854 | node_8104202_200949164 | ABCD | 8104202
oh_line_8104202_200950376 |  | bal_1P_1/0AA | 158.4 | OPEN | node_8104202_200821565 | node_8104202_200950376 | AD | 8104202
oh_line_8104202_200970122 |  | bal_1P_1/0AA | 158.4 | OPEN | node_8104202_200824089 | node_8104202_200970122 | AD | 8104202
oh_line_8104202_201010224 |  | bal_3P_1/0AA | 52.800000000000004 | OPEN | node_8104202_200821541 | node_8104202_201010224 | ABCD | 8104202
oh_line_8104202_201027229 |  | bal_3P_DELTACUST | 105.60000000000001 | OPEN | node_8104202_200821476 | node_8104202_201027229 | ABCN | 8104202
oh_line_8104202_201027241 |  | bal_1P_DELTACUST | 369.6 | OPEN | node_8104202_200823286 | node_8104202_201027241 | AN | 8104202
oh_line_8104202_201033832 |  | bal_1P_1/0AA | 158.4 | OPEN | node_8104202_200823703 | node_8104202_201033832 | AD | 8104202
oh_line_8104202_201033833 |  | bal_1P_1/0AA | 158.4 | OPEN | node_8104202_200823705 | node_8104202_201033833 | AD | 8104202
oh_line_8104202_201034463 |  | bal_1P_1/0AA | 105.60000000000001 | OPEN | node_8104202_200821490 | node_8104202_201034463 | AD | 8104202
oh_line_8104202_201034464 |  | bal_1P_4CU | 158.4 | OPEN | node_8104202_201034463 | node_intto1_8104202_201034464 | AD | 8104202
oh_line_8104202_201034465 |  | bal_1P_4CU | 105.60000000000001 | OPEN | node_8104202_201034464 | node_8104202_201034465 | AD | 8104202
oh_line_8104202_201034466 |  | bal_1P_4CU | 211.20000000000002 | OPEN | node_8104202_201034465 | node_8104202_201034466 | AD | 8104202
oh_line_8104202_201034467 |  | bal_1P_4CU | 211.20000000000002 | OPEN | node_8104202_201034466 | node_8104202_201034467 | AD | 8104202
oh_line_8104202_201034468 |  | bal_1P_4CU | 158.4 | OPEN | node_8104202_200823844 | node_8104202_201034468 | AD | 8104202
oh_line_8104202_201034469 |  | bal_1P_4CU | 158.4 | OPEN | node_8104202_200823847 | node_8104202_201034469 | AD | 8104202
oh_line_8104202_201034470 |  | bal_1P_4CU | 158.4 | OPEN | node_8104202_201034469 | node_8104202_201034470 | AD | 8104202
oh_line_8104202_201034471 |  | bal_1P_4CU | 158.4 | OPEN | node_8104202_201034470 | node_8104202_201034471 | AD | 8104202
oh_line_8104202_201034472 |  | bal_1P_4CU | 105.60000000000001 | OPEN | node_8104202_201034471 | node_8104202_201034472 | AD | 8104202
oh_line_8104202_201034474 |  | bal_1P_4CU | 105.60000000000001 | OPEN | node_8104202_201034472 | node_8104202_201034474 | AD | 8104202
oh_line_8104202_201034476 |  | bal_1P_1/0AA | 158.4 | OPEN | node_8104202_201034474 | node_8104202_201034476 | AD | 8104202
oh_line_8104202_201034477 |  | bal_1P_1/0AA | 52.800000000000004 | OPEN | node_8104202_201034476 | node_8104202_201034477 | AD | 8104202
oh_line_8104202_201034630 |  | bal_1P_1/0AA | 158.4 | OPEN | node_8104202_201033833 | node_8104202_201034630 | AD | 8104202
oh_line_8104202_201034758 |  | bal_1P_1/0AA | 158.4 | OPEN | node_8104202_200823709 | node_8104202_201034758 | AD | 8104202
oh_line_8104202_201034759 |  | bal_1P_4CU | 52.800000000000004 | OPEN | node_8104202_201034758 | node_8104202_201034759 | AD | 8104202
oh_line_8104202_201034760 |  | bal_1P_4CU | 158.4 | OPEN | node_8104202_201034759 | node_8104202_201034760 | AD | 8104202
oh_line_8104202_201034763 |  | bal_1P_4CU | 105.60000000000001 | OPEN | node_8104202_201034767 | node_8104202_201034763 | AD | 8104202
oh_line_8104202_201034764 |  | bal_1P_4CU | 52.800000000000004 | OPEN | node_8104202_201034763 | node_8104202_201034764 | AD | 8104202
oh_line_8104202_201034765 |  | bal_1P_4CU | 158.4 | OPEN | node_8104202_201034768 | node_8104202_201034765 | AD | 8104202
oh_line_8104202_201034767 |  | bal_1P_4CU | 105.60000000000001 | OPEN | node_8104202_201034760 | node_8104202_201034767 | AD | 8104202
oh_line_8104202_201034768 |  | bal_1P_4CU | 105.60000000000001 | OPEN | node_8104202_201034764 | node_8104202_201034768 | AD | 8104202
oh_line_8104202_201034769 |  | bal_3P_1/0AA | 52.800000000000004 | OPEN | node_8104202_200821522 | node_8104202_201034769 | ABCD | 8104202
oh_line_8104202_201034770 |  | bal_3P_1/0AA | 158.4 | OPEN | node_8104202_201034769 | node_8104202_201034770 | ABCD | 8104202
oh_line_8104202_201034771 |  | bal_3P_1/0AA | 158.4 | OPEN | node_8104202_201034770 | node_8104202_201034771 | ABCD | 8104202
oh_line_8104202_201034772 |  | bal_3P_4CU | 158.4 | OPEN | node_8104202_201034771 | node_8104202_201034772 | ABCD | 8104202
oh_line_8104202_201034773 |  | bal_3P_4CU | 158.4 | OPEN | node_8104202_201034772 | node_8104202_201034773 | ABCD | 8104202
oh_line_8104202_201034774 |  | bal_3P_4CU | 158.4 | OPEN | node_8104202_201034773 | node_8104202_201034774 | ABCD | 8104202
oh_line_8104202_201034775 |  | bal_3P_4CU | 158.4 | OPEN | node_8104202_201034774 | node_8104202_201034775 | ABCD | 8104202
oh_line_8104202_201034776 |  | bal_3P_4CU | 158.4 | OPEN | node_8104202_201034775 | node_8104202_201034776 | ABCD | 8104202
oh_line_8104202_201035201 |  | bal_1P_1/0AA | 158.4 | OPEN | node_8104202_200823711 | node_8104202_201035201 | AD | 8104202
oh_line_8104202_201035202 |  | bal_1P_1/0AA | 105.60000000000001 | OPEN | node_8104202_201035201 | node_8104202_201035202 | AD | 8104202
oh_line_8104202_201035203 |  | bal_1P_1/0AA | 158.4 | OPEN | node_8104202_201035202 | node_8104202_201035203 | AD | 8104202
oh_line_8104202_201035204 |  | bal_1P_1/0AA | 158.4 | OPEN | node_8104202_201035203 | node_8104202_201035204 | AD | 8104202
oh_line_8104202_201035205 |  | bal_1P_1/0AA | 158.4 | OPEN | node_8104202_201035204 | node_8104202_201035205 | AD | 8104202
oh_line_8104202_201035206 |  | bal_1P_1/0AA | 158.4 | OPEN | node_8104202_200823720 | node_8104202_201035206 | AD | 8104202
oh_line_8104202_201035208 |  | bal_3P_4CU | 105.60000000000001 | OPEN | node_8104202_200821536 | node_8104202_201035208 | ABCD | 8104202
oh_line_8104202_201035209 |  | bal_1P_4CU | 105.60000000000001 | OPEN | node_8104202_201035212 | node_8104202_201035209 | AD | 8104202
oh_line_8104202_201035211 |  | bal_3P_4CU | 158.4 | OPEN | node_8104202_201035208 | node_8104202_201035211 | ABCD | 8104202
oh_line_8104202_201035212 |  | bal_1P_4CU | 158.4 | OPEN | node_8104202_201035211 | node_8104202_201035212 | AD | 8104202
oh_line_8104202_201059058 |  | bal_1P_2AC | 158.4 | OPEN | node_8104202_200821584 | node_8104202_201059058 | AD | 8104202
oh_line_8104202_310054926-1 |  | bal_1P_477AL | 52.800000000000004 | OPEN | node_8104202_200821740 | node_intto1_310054932 | AD | 8104202
oh_line_8104202_310054926-2 |  | bal_1P_477AL | 0 | OPEN | node_310054932 | node_intto1_220523286 | AD | 8104202
oh_line_8104202_310054926-3 |  | bal_1P_477AL | 0 | OPEN | node_220523286 | node_intto1_220557260 | AD | 8104202
oh_line_8104202_310054926-4 |  | bal_1P_477AL | 0 | OPEN | node_220557260 | node_8104202_310054926 | AD | 8104202
oh_line_8104202_310054927 |  | bal_3P_477AL | 52.800000000000004 | OPEN | node_8104202_200916325 | node_8104202_310054927 | ABCD | 8104202
oh_line_8104202_311893598 |  | bal_3P_1/0AA | 0 | OPEN | node_8104202_200824631 | node_8104202_311893598 | ABCD | 8104202
oh_line_TAP_OH_894699 |  | unb_TAPWIRE_OH | 52.800000000000004 | OPEN | node_8104202_200821510 | node_1395839_77_15308677_982 | AN | 8104202
oh_line_TAP_OH_894700 |  | unb_TAPWIRE_OH | 52.800000000000004 | OPEN | node_8104202_200821514 | node_1396112_878_15308579_716 | AN | 8104202
oh_line_TAP_OH_894701 |  | unb_TAPWIRE_OH | 52.800000000000004 | OPEN | node_8104202_200821516 | node_1396148_104_15308993_203 | AN | 8104202
oh_line_TAP_OH_894702 |  | unb_TAPWIRE_OH | 52.800000000000004 | OPEN | node_8104202_200821520 | node_1396127_72_15309388_531 | AN | 8104202
oh_line_TAP_OH_894703 |  | unb_TAPWIRE_OH | 0 | OPEN | node_8104202_200821522 | node_1395496_162_15309319_606 | ABCN | 8104202
oh_line_TAP_OH_894704 |  | unb_TAPWIRE_OH | 52.800000000000004 | OPEN | node_8104202_200821545 | node_1394251_862_15309676_075 | ABCN | 8104202
oh_line_TAP_OH_894705 |  | unb_TAPWIRE_OH | 52.800000000000004 | OPEN | node_8104202_200821549 | node_1393723_197_15309735_723 | ABCN | 8104202
oh_line_TAP_OH_894706 |  | unb_TAPWIRE_OH | 52.800000000000004 | OPEN | node_8104202_200821554 | node_1393251_011_15309962_068 | AN | 8104202
oh_line_TAP_OH_894707 |  | unb_TAPWIRE_OH | 52.800000000000004 | OPEN | node_8104202_200821556 | node_1393091_724_15310017_741 | AN | 8104202
oh_line_TAP_OH_894708 |  | unb_TAPWIRE_OH | 52.800000000000004 | OPEN | node_8104202_200821560 | node_1392895_745_15310383_864 | AN | 8104202
oh_line_TAP_OH_894709 |  | unb_TAPWIRE_OH | 52.800000000000004 | OPEN | node_8104202_200821565 | node_1392645_93_15310989_518 | AN | 8104202
oh_line_TAP_OH_894710 |  | unb_TAPWIRE_OH | 52.800000000000004 | OPEN | node_8104202_200821568 | node_1392456_854_15311439_691 | AN | 8104202
oh_line_TAP_OH_894711 |  | unb_TAPWIRE_OH | 52.800000000000004 | OPEN | node_8104202_200821571 | node_1392280_114_15311449_66 | AN | 8104202
oh_line_TAP_OH_894712 |  | unb_TAPWIRE_OH | 52.800000000000004 | OPEN | node_8104202_200821576 | node_1391733_013_15311627_709 | AN | 8104202
oh_line_TAP_OH_894713 |  | unb_TAPWIRE_OH | 52.800000000000004 | OPEN | node_8104202_200821578 | node_1391446_852_15311815_852 | AN | 8104202
oh_line_TAP_OH_894714 |  | unb_TAPWIRE_OH | 52.800000000000004 | OPEN | node_8104202_200821584 | node_1391099_783_15311116_899 | AN | 8104202
oh_line_TAP_OH_894715 |  | unb_TAPWIRE_OH | 52.800000000000004 | OPEN | node_8104202_200821586 | node_1391456_916_15310863_456 | AN | 8104202
oh_line_TAP_OH_894716 |  | unb_TAPWIRE_OH | 52.800000000000004 | OPEN | node_8104202_200821587 | node_1395336_726_15309733_347 | ABCN | 8104202
oh_line_TAP_OH_894717 |  | unb_TAPWIRE_OH | 52.800000000000004 | OPEN | node_8104202_200821590 | node_1390991_552_15310692_781 | AN | 8104202
oh_line_TAP_OH_894718 |  | unb_TAPWIRE_OH | 52.800000000000004 | OPEN | node_8104202_200821594 | node_1390306_756_15310535_645 | AN | 8104202
oh_line_TAP_OH_894719 |  | unb_TAPWIRE_OH | 52.800000000000004 | OPEN | node_8104202_200821595 | node_1390042_296_15310519_433 | AN | 8104202
oh_line_TAP_OH_894720 |  | unb_TAPWIRE_OH | 52.800000000000004 | OPEN | node_8104202_200821604 | node_1394860_902_15310104_919 | AN | 8104202
oh_line_TAP_OH_894721 |  | unb_TAPWIRE_OH | 0 | OPEN | node_8104202_200821606 | node_1394668_379_15309703_821 | ABCN | 8104202
oh_line_TAP_OH_894733 |  | unb_TAPWIRE_OH | 0 | OPEN | node_8104202_200821650 | node_1396783_88_15315393_792 | AN | 8104202
oh_line_TAP_OH_894734 |  | unb_TAPWIRE_OH | 52.800000000000004 | OPEN | node_8104202_200821655 | node_1396613_45_15315630_631 | AN | 8104202
oh_line_TAP_OH_894735 |  | unb_TAPWIRE_OH | 0 | OPEN | node_8104202_200821660 | node_1397195_574_15315259_015 | AN | 8104202
oh_line_TAP_OH_894744 |  | unb_TAPWIRE_OH | 52.800000000000004 | OPEN | node_8104202_200821744 | node_1397204_685_15314953_11 | AN | 8104202
oh_line_TAP_OH_895195 |  | unb_TAPWIRE_OH | 52.800000000000004 | OPEN | node_8104202_200823275 | node_1389701_802_15315554_768 | AN | 8104202
oh_line_TAP_OH_895196 |  | unb_TAPWIRE_OH | 52.800000000000004 | OPEN | node_8104202_200823277 | node_1396928_83_15314888_491 | AN | 8104202
oh_line_TAP_OH_895197 |  | unb_TAPWIRE_OH | 52.800000000000004 | OPEN | node_8104202_200823278 | node_1394064_336_15315408_976 | AN | 8104202
oh_line_TAP_OH_895198 |  | unb_TAPWIRE_OH | 52.800000000000004 | OPEN | node_8104202_200823280 | node_1393830_624_15315447_949 | AN | 8104202
oh_line_TAP_OH_895199 |  | unb_TAPWIRE_OH | 52.800000000000004 | OPEN | node_8104202_200823281 | node_1393615_339_15315598_038 | AN | 8104202
oh_line_TAP_OH_895200 |  | unb_TAPWIRE_OH | 52.800000000000004 | OPEN | node_8104202_200823285 | node_1392597_376_15315544_215 | AN | 8104202
oh_line_TAP_OH_895201 |  | unb_TAPWIRE_OH | 52.800000000000004 | OPEN | node_8104202_200823286 | node_1392361_57_15315645_897 | AN | 8104202
oh_line_TAP_OH_895202 |  | unb_TAPWIRE_OH | 52.800000000000004 | OPEN | node_8104202_200823289 | node_1392064_573_15315401_795 | AN | 8104202
oh_line_TAP_OH_895203 |  | unb_TAPWIRE_OH | 52.800000000000004 | OPEN | node_8104202_200823291 | node_1391921_157_15315745_723 | AN | 8104202
oh_line_TAP_OH_895204 |  | unb_TAPWIRE_OH | 52.800000000000004 | OPEN | node_8104202_200823292 | node_1391891_61_15315448_42 | AN | 8104202
oh_line_TAP_OH_895205 |  | unb_TAPWIRE_OH | 52.800000000000004 | OPEN | node_8104202_200823295 | node_1396643_556_15315083_977 | AN | 8104202
oh_line_TAP_OH_895206 |  | unb_TAPWIRE_OH | 52.800000000000004 | OPEN | node_8104202_200823296 | node_1391666_814_15315374_119 | AN | 8104202
oh_line_TAP_OH_895207 |  | unb_TAPWIRE_OH | 52.800000000000004 | OPEN | node_8104202_200823298 | node_1391416_781_15315360_741 | AN | 8104202
oh_line_TAP_OH_895208 |  | unb_TAPWIRE_OH | 52.800000000000004 | OPEN | node_8104202_200823300 | node_1391165_972_15315348_193 | AN | 8104202
oh_line_TAP_OH_895209 |  | unb_TAPWIRE_OH | 52.800000000000004 | OPEN | node_8104202_200823301 | node_1390903_749_15315336_523 | AN | 8104202
oh_line_TAP_OH_895210 |  | unb_TAPWIRE_OH | 52.800000000000004 | OPEN | node_8104202_200823305 | node_1390282_389_15315611_858 | AN | 8104202
oh_line_TAP_OH_895211 |  | unb_TAPWIRE_OH | 0 | OPEN | node_8104202_200823311 | node_1389526_627_15315273_524 | AN | 8104202
oh_line_TAP_OH_895212 |  | unb_TAPWIRE_OH | 52.800000000000004 | OPEN | node_8104202_200823313 | node_1389368_031_15315319_459 | AN | 8104202
oh_line_TAP_OH_895213 |  | unb_TAPWIRE_OH | 0 | OPEN | node_8104202_200823315 | node_1389110_722_15315239_729 | AN | 8104202
oh_line_TAP_OH_895214 |  | unb_TAPWIRE_OH | 52.800000000000004 | OPEN | node_8104202_200823316 | node_1388920_023_15315214_776 | AN | 8104202
oh_line_TAP_OH_895215 |  | unb_TAPWIRE_OH | 0 | OPEN | node_8104202_200823318 | node_1396430_041_15315118_61 | AN | 8104202
oh_line_TAP_OH_895216 |  | unb_TAPWIRE_OH | 52.800000000000004 | OPEN | node_8104202_200823321 | node_1396244_528_15315203_618 | AN | 8104202
oh_line_TAP_OH_895217 |  | unb_TAPWIRE_OH | 52.800000000000004 | OPEN | node_8104202_200823323 | node_1388619_935_15314944_191 | AN | 8104202
oh_line_TAP_OH_895218 |  | unb_TAPWIRE_OH | 52.800000000000004 | OPEN | node_8104202_200823325 | node_1395976_181_15315228_252 | AN | 8104202
oh_line_TAP_OH_895219 |  | unb_TAPWIRE_OH | 52.800000000000004 | OPEN | node_8104202_200823327 | node_1395595_804_15315248_044 | AN | 8104202
oh_line_TAP_OH_895220 |  | unb_TAPWIRE_OH | 52.800000000000004 | OPEN | node_8104202_200823329 | node_1395304_913_15315322_345 | AN | 8104202
oh_line_TAP_OH_895221 |  | unb_TAPWIRE_OH | 0 | OPEN | node_8104202_200823334 | node_1394832_302_15315554_707 | AN | 8104202
oh_line_TAP_OH_895222 |  | unb_TAPWIRE_OH | 0 | OPEN | node_8104202_200823336 | node_1394282_126_15315369_428 | AN | 8104202
oh_line_TAP_OH_895223 |  | unb_TAPWIRE_OH | 52.800000000000004 | OPEN | node_8104202_200823343 | node_1389632_105_15308292_35 | AN | 8104202
oh_line_TAP_OH_895224 |  | unb_TAPWIRE_OH | 52.800000000000004 | OPEN | node_8104202_200823346 | node_1389909_859_15308800_542 | AN | 8104202
oh_line_TAP_OH_895225 |  | unb_TAPWIRE_OH | 52.800000000000004 | OPEN | node_8104202_200823349 | node_1389207_098_15308762_975 | AN | 8104202
oh_line_TAP_OH_895226 |  | unb_TAPWIRE_OH | 52.800000000000004 | OPEN | node_8104202_200823351 | node_1389807_834_15308986_863 | AN | 8104202
oh_line_TAP_OH_895227 |  | unb_TAPWIRE_OH | 0 | OPEN | node_8104202_200823354 | node_1389800_991_15309349_626 | AN | 8104202
oh_line_TAP_OH_895228 |  | unb_TAPWIRE_OH | 52.800000000000004 | OPEN | node_8104202_200823356 | node_1389779_076_15309713_288 | AN | 8104202
oh_line_TAP_OH_895229 |  | unb_TAPWIRE_OH | 52.800000000000004 | OPEN | node_8104202_200823358 | node_1389768_941_15310084_381 | AN | 8104202
oh_line_TAP_OH_895230 |  | unb_TAPWIRE_OH | 52.800000000000004 | OPEN | node_8104202_200823360 | node_1389807_808_15310503_694 | AN | 8104202
oh_line_TAP_OH_895231 |  | unb_TAPWIRE_OH | 52.800000000000004 | OPEN | node_8104202_200823363 | node_1389375_474_15311210_56 | AN | 8104202
oh_line_TAP_OH_895232 |  | unb_TAPWIRE_OH | 52.800000000000004 | OPEN | node_8104202_200823365 | node_1389809_863_15311524_282 | AN | 8104202
oh_line_TAP_OH_895233 |  | unb_TAPWIRE_OH | 0 | OPEN | node_8104202_200823366 | node_1389784_38_15311814_47 | AN | 8104202
oh_line_TAP_OH_895234 |  | unb_TAPWIRE_OH | 52.800000000000004 | OPEN | node_8104202_200823367 | node_1389661_325_15312080_973 | AN | 8104202
oh_line_TAP_OH_895235 |  | unb_TAPWIRE_OH | 52.800000000000004 | OPEN | node_8104202_200823369 | node_1389641_385_15312416_519 | AN | 8104202
oh_line_TAP_OH_895236 |  | unb_TAPWIRE_OH | 0 | OPEN | node_8104202_200823372 | node_1389696_847_15312765_628 | AN | 8104202
oh_line_TAP_OH_895237 |  | unb_TAPWIRE_OH | 52.800000000000004 | OPEN | node_8104202_200823374 | node_1389599_095_15313001_533 | AN | 8104202
oh_line_TAP_OH_895238 |  | unb_TAPWIRE_OH | 52.800000000000004 | OPEN | node_8104202_200823381 | node_1389632_728_15314243_163 | AN | 8104202
oh_line_TAP_OH_895239 |  | unb_TAPWIRE_OH | 52.800000000000004 | OPEN | node_8104202_200823382 | node_1389351_104_15314405_341 | AN | 8104202
oh_line_TAP_OH_895240 |  | unb_TAPWIRE_OH | 52.800000000000004 | OPEN | node_8104202_200823383 | node_1388078_163_15306979_753 | AN | 8104202
oh_line_TAP_OH_895241 |  | unb_TAPWIRE_OH | 0 | OPEN | node_8104202_200823387 | node_1388767_627_15307657_898 | AN | 8104202
oh_line_TAP_OH_895356 |  | unb_TAPWIRE_OH | 52.800000000000004 | OPEN | node_8104202_200823702 | node_1395194_979_15308026_882 | AN | 8104202
oh_line_TAP_OH_895357 |  | unb_TAPWIRE_OH | 52.800000000000004 | OPEN | node_8104202_200823705 | node_1394673_327_15308060_24 | AN | 8104202
oh_line_TAP_OH_895399 |  | unb_TAPWIRE_OH | 0 | OPEN | node_8104202_200823822 | node_1397136_69_15315664_245 | AN | 8104202
oh_line_TAP_OH_895400 |  | unb_TAPWIRE_OH | 52.800000000000004 | OPEN | node_8104202_200823826 | node_1397057_314_15316013_318 | AN | 8104202
oh_line_TAP_OH_895401 |  | unb_TAPWIRE_OH | 0 | OPEN | node_8104202_200823844 | node_1394705_328_15308879_897 | AN | 8104202
oh_line_TAP_OH_895408 |  | unb_TAPWIRE_OH | 52.800000000000004 | OPEN | node_8104202_200823873 | node_1394936_242_15307693_112 | AN | 8104202
oh_line_TAP_OH_895409 |  | unb_TAPWIRE_OH | 52.800000000000004 | OPEN | node_8104202_200823878 | node_1394581_344_15307697_748 | AN | 8104202
oh_line_TAP_OH_895470 |  | unb_TAPWIRE_OH | 52.800000000000004 | OPEN | node_8104202_200824086 | node_1389481_709_15310491_424 | AN | 8104202
oh_line_TAP_OH_895471 |  | unb_TAPWIRE_OH | 52.800000000000004 | OPEN | node_8104202_200824087 | node_1389179_558_15310477_474 | AN | 8104202
oh_line_TAP_OH_895472 |  | unb_TAPWIRE_OH | 52.800000000000004 | OPEN | node_8104202_200824090 | node_1388638_127_15310438_493 | AN | 8104202
oh_line_TAP_OH_895473 |  | unb_TAPWIRE_OH | 52.800000000000004 | OPEN | node_8104202_200824091 | node_1388747_549_15310178_27 | AN | 8104202
oh_line_TAP_OH_895547 |  | unb_TAPWIRE_OH | 52.800000000000004 | OPEN | node_8104202_200824278 | node_1388666_515_15315525_545 | AN | 8104202
oh_line_TAP_OH_895548 |  | unb_TAPWIRE_OH | 52.800000000000004 | OPEN | node_8104202_200824280 | node_1388658_954_15315677_998 | AN | 8104202
oh_line_TAP_OH_895549 |  | unb_TAPWIRE_OH | 0 | OPEN | node_8104202_200824281 | node_1388606_701_15315998_989 | AN | 8104202
oh_line_TAP_OH_895550 |  | unb_TAPWIRE_OH | 52.800000000000004 | OPEN | node_8104202_200824283 | node_1388629_048_15316257_663 | AN | 8104202
oh_line_TAP_OH_895551 |  | unb_TAPWIRE_OH | 52.800000000000004 | OPEN | node_8104202_200824286 | node_1388693_709_15316574_082 | AN | 8104202
oh_line_TAP_OH_895552 |  | unb_TAPWIRE_OH | 52.800000000000004 | OPEN | node_8104202_200824287 | node_1388717_254_15316902_853 | AN | 8104202
oh_line_TAP_OH_895677 |  | unb_TAPWIRE_OH | 52.800000000000004 | OPEN | node_8104202_200824630 | node_1395989_568_15309741_233 | ABCN | 8104202
oh_line_TAP_OH_895688 |  | unb_TAPWIRE_OH | 52.800000000000004 | OPEN | node_8104202_200824657 | node_1388803_912_15317125_805 | AN | 8104202
oh_line_TAP_OH_895689 |  | unb_TAPWIRE_OH | 52.800000000000004 | OPEN | node_8104202_200824659 | node_1389233_408_15317035_012 | AN | 8104202
oh_line_TAP_OH_895690 |  | unb_TAPWIRE_OH | 52.800000000000004 | OPEN | node_8104202_200824661 | node_1389295_058_15316550_126 | AN | 8104202
oh_line_TAP_OH_895691 |  | unb_TAPWIRE_OH | 52.800000000000004 | OPEN | node_8104202_200824663 | node_1389278_469_15315970_699 | AN | 8104202
oh_line_TAP_OH_895692 |  | unb_TAPWIRE_OH | 52.800000000000004 | OPEN | node_8104202_200824668 | node_1395836_184_15316033_919 | AN | 8104202
oh_line_TAP_OH_897953 |  | unb_TAPWIRE_OH | 52.800000000000004 | OPEN | node_8104202_200832222 | node_1388123_04_15305745_077 | AN | 8104202
oh_line_TAP_OH_897954 |  | unb_TAPWIRE_OH | 52.800000000000004 | OPEN | node_8104202_200832223 | node_1388114_132_15305927_876 | AN | 8104202
oh_line_TAP_OH_897955 |  | unb_TAPWIRE_OH | 52.800000000000004 | OPEN | node_8104202_200832225 | node_1388199_886_15306430_101 | AN | 8104202
oh_line_TAP_OH_897956 |  | unb_TAPWIRE_OH | 52.800000000000004 | OPEN | node_8104202_200832226 | node_1388084_79_15306690_009 | AN | 8104202
oh_line_TAP_OH_897998 |  | unb_TAPWIRE_OH | 52.800000000000004 | OPEN | node_8104202_200832429 | node_1393981_472_15307380_685 | AN | 8104202
oh_line_TAP_OH_897999 |  | unb_TAPWIRE_OH | 52.800000000000004 | OPEN | node_8104202_200832434 | node_1394213_457_15307533_106 | AN | 8104202
oh_line_TAP_OH_920643 |  | unb_TAPWIRE_OH | 0 | OPEN | node_8104202_200949142 | node_1395532_817_15308462_91 | ABCN | 8104202
oh_line_TAP_OH_920645 |  | unb_TAPWIRE_OH | 52.800000000000004 | OPEN | node_8104202_200949148 | node_1395676_716_15309056_702 | ABCN | 8104202
oh_line_TAP_OH_920648 |  | unb_TAPWIRE_OH | 52.800000000000004 | OPEN | node_8104202_200949162 | node_1395279_187_15307181_932 | ABCN | 8104202
oh_line_TAP_OH_932228 |  | unb_TAPWIRE_OH | 52.800000000000004 | OPEN | node_8104202_201027241 | node_1392641_969_15315955_377 | AN | 8104202
oh_line_TAP_OH_933152 |  | unb_TAPWIRE_OH | 0 | OPEN | node_8104202_201034465 | node_1395258_732_15308911_171 | AN | 8104202
oh_line_TAP_OH_933153 |  | unb_TAPWIRE_OH | 0 | OPEN | node_8104202_201034469 | node_1394061_345_15308838_628 | AN | 8104202
oh_line_TAP_OH_933154 |  | unb_TAPWIRE_OH | 52.800000000000004 | OPEN | node_8104202_201034474 | node_1393663_504_15308828_826 | AN | 8104202
oh_line_TAP_OH_933155 |  | unb_TAPWIRE_OH | 52.800000000000004 | OPEN | node_8104202_201034477 | node_1393412_004_15308684_186 | AN | 8104202
oh_line_TAP_OH_933179 |  | unb_TAPWIRE_OH | 0 | OPEN | node_8104202_201034630 | node_1394370_358_15308039_738 | AN | 8104202
oh_line_TAP_OH_933210 |  | unb_TAPWIRE_OH | 52.800000000000004 | OPEN | node_8104202_201034759 | node_1394003_878_15307921_467 | AN | 8104202
oh_line_TAP_OH_933211 |  | unb_TAPWIRE_OH | 0 | OPEN | node_8104202_201034765 | node_1393608_937_15308353_277 | AN | 8104202
oh_line_TAP_OH_933212 |  | unb_TAPWIRE_OH | 52.800000000000004 | OPEN | node_8104202_201034771 | node_1395131_212_15309305_495 | ABCN | 8104202
oh_line_TAP_OH_933213 |  | unb_TAPWIRE_OH | 0 | OPEN | node_8104202_201034774 | node_1394644_966_15309275_442 | ABCN | 8104202
oh_line_TAP_OH_933286 |  | unb_TAPWIRE_OH | 52.800000000000004 | OPEN | node_8104202_201035201 | node_1395035_066_15308378_694 | AN | 8104202
oh_line_TAP_OH_933287 |  | unb_TAPWIRE_OH | 0 | OPEN | node_8104202_201035205 | node_1394462_133_15308465_474 | AN | 8104202
oh_line_TAP_OH_933288 |  | unb_TAPWIRE_OH | 52.800000000000004 | OPEN | node_8104202_201035206 | node_1393998_443_15308450_332 | AN | 8104202
oh_line_TAP_OH_933289 |  | unb_TAPWIRE_OH | 52.800000000000004 | OPEN | node_8104202_201035209 | node_1393647_958_15309216_845 | AN | 8104202
oh_line_TAP_OH_933290 |  | unb_TAPWIRE_OH | 52.800000000000004 | OPEN | node_8104202_201035208 | node_1394079_192_15309247_494 | ABCN | 8104202
oh_line_TAP_OH_2222920 |  | unb_TAPWIRE_OH | 105.60000000000001 | OPEN | node_8104202_200949144 | node_1395610_937_15308617_794 | ABCN | 8104202
oh_line_TAP_OH_2222921 |  | unb_TAPWIRE_OH | 105.60000000000001 | OPEN | node_8104202_200949144 | node_1395622_093_15308639_897 | ABCN | 8104202
oh_line_TAP_OH_2222922 |  | unb_TAPWIRE_OH | 105.60000000000001 | OPEN | node_8104202_200949144 | node_1395595_922_15308600_287 | ABCN | 8104202
oh_line_TAP_OH_2222950 |  | unb_TAPWIRE_OH | 105.60000000000001 | OPEN | node_8104202_201010224 | node_1395870_693_15309911_883 | ABCN | 8104202
oh_line_TAP_OH_2222951 |  | unb_TAPWIRE_OH | 105.60000000000001 | OPEN | node_8104202_201010224 | node_1395854_338_15309926_781 | ABCN | 8104202
oh_line_TAP_OH_2222952 |  | unb_TAPWIRE_OH | 105.60000000000001 | OPEN | node_8104202_201010224 | node_1395883_593_15309891_78 | ABCN | 8104202
oh_line_TAP_OH_2422134 |  | unb_TAPWIRE_OH | 52.800000000000004 | OPEN | node_8104202_200824631 | node_1396119_341_15309571_238 | ABCN | 8104202
oh_line_TAP_OH_2422135 |  | unb_TAPWIRE_OH | 52.800000000000004 | OPEN | node_8104202_200824631 | node_1396111_482_15309599_013 | ABCN | 8104202
oh_line_TAP_OH_2422136 |  | unb_TAPWIRE_OH | 52.800000000000004 | OPEN | node_8104202_200824631 | node_1396124_482_15309552_79 | ABCN | 8104202
oh_line_TAP_OH_2422137 |  | unb_TAPWIRE_OH | 52.800000000000004 | OPEN | node_8104202_200821496 | node_1395687_381_15309508_022 | ABCN | 8104202
oh_line_TAP_OH_2422138 |  | unb_TAPWIRE_OH | 52.800000000000004 | OPEN | node_8104202_200821496 | node_1395706_853_15309524_092 | ABCN | 8104202
oh_line_TAP_OH_2422139 |  | unb_TAPWIRE_OH | 52.800000000000004 | OPEN | node_8104202_200821475 | node_1395447_777_15307671_843 | ABCN | 8104202
oh_line_TAP_OH_2422140 |  | unb_TAPWIRE_OH | 105.60000000000001 | OPEN | node_8104202_200821475 | node_1395447_542_15307698_466 | ABCN | 8104202
oh_line_TAP_OH_2422141 |  | unb_TAPWIRE_OH | 105.60000000000001 | OPEN | node_8104202_200821490 | node_1395669_852_15308814_134 | ABCN | 8104202
oh_line_TAP_OH_2422142 |  | unb_TAPWIRE_OH | 52.800000000000004 | OPEN | node_8104202_200821490 | node_1395670_925_15308840_732 | ABCN | 8104202
oh_line_TAP_OH_2422143 |  | unb_TAPWIRE_OH | 52.800000000000004 | OPEN | node_8104202_201027229 | node_1395580_784_15307795_28 | ABCN | 8104202
oh_line_TAP_OH_2422144 |  | unb_TAPWIRE_OH | 52.800000000000004 | OPEN | node_8104202_201027229 | node_1395579_004_15307821_784 | ABCN | 8104202
oh_line_TAP_OH_2422145 |  | unb_TAPWIRE_OH | 52.800000000000004 | OPEN | node_8104202_201027229 | node_1395577_395_15307769_016 | ABCN | 8104202
oh_line_TAP_OH_2771809 |  | unb_TAPWIRE_OH | 52.800000000000004 | OPEN | node_8104202_200823385 | node_1388393_67_15307312_189 | AN | 8104202

## UndergroundLine
Name | GroupId | Configuration | NumParallelCables | Length | Status | From | To | Phases | Feeder | Comments
und_line_8104202_200820897 |  | und_1P_2ALURD | 0 | 686.4 | OPEN | node_8104202_200823379 | node_intto1_8104202_200820897 | AN | 8104202
und_line_8104202_200820903 |  | und_1P_2ALURD_2AL(N) | 0 | 422.40000000000003 | OPEN | node_8104202_310054926 | node_8104202_200820903 | AN | 8104202
und_line_8104202_200831521 |  | und_1P_2ALURD_2AL(N) | 0 | 105.60000000000001 | OPEN | node_8104202_200820903 | node_8104202_200831521 | AN | 8104202
und_line_8104202_200970121 |  | und_1P_DELTACUST | 0 | 422.40000000000003 | OPEN | node_8104202_200970122 | node_intto1_8104202_200970121 | AN | 8104202
und_line_8104202_200978900 |  | und_3P_2ALURD_2AL(N) | 0 | 52.800000000000004 | OPEN | node_8104202_200949141 | node_intto1_8104202_200978900 | ABCN | 8104202
und_line_8104202_201027234 |  | und_1P_DELTACUST | 0 | 897.6 | OPEN | node_8104202_200821577 | node_intto1_8104202_201027234 | AN | 8104202
und_line_8104202_201027235 |  | und_1P_1/0ALURD | 0 | 633.6 | OPEN | node_8104202_200821569 | node_intto1_8104202_201027235 | AN | 8104202
und_line_8104202_201027236 |  | und_1P_2ALURD | 0 | 211.20000000000002 | OPEN | node_8104202_200823377 | node_8104202_201027236 | AN | 8104202
und_line_8104202_201027237 |  | und_1P_DELTACUST | 0 | 316.8 | OPEN | node_8104202_200823350 | node_intto1_8104202_201027237 | AN | 8104202
und_line_8104202_201027238 |  | und_3P_2ALURD | 0 | 105.60000000000001 | OPEN | node_8104202_200949139 | node_intto1_8104202_201027238 | ABCN | 8104202
und_line_8104202_201027239 |  | und_1P_DELTACUST | 0 | 264 | OPEN | node_8104202_200823372 | node_intto1_8104202_201027239 | AN | 8104202
und_line_8104202_201027240 |  | und_1P_2ALURD | 0 | 792 | OPEN | node_8104202_200821582 | node_intto1_8104202_201027240 | AN | 8104202
und_line_8104202_201027350 |  | und_3P_2ALURD | 0 | 264 | OPEN | node_8104202_200949140 | node_intto1_8104202_201027350 | ABCN | 8104202
und_line_8104202_310020341 |  | und_1P_2ALURD | 0 | 475.2 | OPEN | node_8104202_200823364 | node_8104202_310020341 | AN | 8104202
und_line_8104202_310054929 |  | und_1P_WYECUST | 0 | 475.2 | OPEN | node_8104202_200831521 | node_8104202_310054929 | AN | 8104202
und_line_8104202_311893599 |  | und_3P_DELTACUST | 0 | 316.8 | OPEN | node_8104202_311893598 | node_intto1_8104202_311893599 | ABCN | 8104202
und_line_TAP_UG_58885 |  | und_TAPWIRE_UG | 0 | 52.800000000000004 | OPEN | node_8104202_200820897 | node_1390353_886_15313708_384 | AN | 8104202
und_line_TAP_UG_58887 |  | und_TAPWIRE_UG | 0 | 52.800000000000004 | OPEN | node_8104202_200820903 | node_1393266_454_15307547_939 | AN | 8104202
und_line_TAP_UG_58970 |  | und_TAPWIRE_UG | 0 | 52.800000000000004 | OPEN | node_8104202_200831521 | node_1393242_128_15307451_358 | AN | 8104202
und_line_TAP_UG_60773 |  | und_TAPWIRE_UG | 0 | 52.800000000000004 | OPEN | node_8104202_200970121 | node_1388728_694_15310892_643 | AN | 8104202
und_line_TAP_UG_62462 |  | und_TAPWIRE_UG | 0 | 52.800000000000004 | OPEN | node_8104202_200978900 | node_1395568_992_15308381_574 | ABCN | 8104202
und_line_TAP_UG_65323 |  | und_TAPWIRE_UG | 0 | 52.800000000000004 | OPEN | node_8104202_201027234 | node_1391620_685_15312802_708 | AN | 8104202
und_line_TAP_UG_65324 |  | und_TAPWIRE_UG | 0 | 0 | OPEN | node_8104202_201027235 | node_1392735_496_15311965_614 | AN | 8104202
und_line_TAP_UG_65325 |  | und_TAPWIRE_UG | 0 | 0 | OPEN | node_8104202_201027236 | node_1389918_087_15313532_179 | AN | 8104202
und_line_TAP_UG_65326 |  | und_TAPWIRE_UG | 0 | 52.800000000000004 | OPEN | node_8104202_201027237 | node_1390169_271_15308525_798 | AN | 8104202
und_line_TAP_UG_65327 |  | und_TAPWIRE_UG | 0 | 52.800000000000004 | OPEN | node_8104202_201027238 | node_1395583_611_15308175_632 | ABCN | 8104202
und_line_TAP_UG_65328 |  | und_TAPWIRE_UG | 0 | 0 | OPEN | node_8104202_201027239 | node_1389901_537_15312921_97 | AN | 8104202
und_line_TAP_UG_65329 |  | und_TAPWIRE_UG | 0 | 0 | OPEN | node_8104202_201027240 | node_1390970_292_15312395_916 | AN | 8104202
und_line_TAP_UG_65330 |  | und_TAPWIRE_UG | 0 | 52.800000000000004 | OPEN | node_8104202_310054929 | node_1392699_046_15307460_683 | AN | 8104202
und_line_TAP_UG_65352 |  | und_TAPWIRE_UG | 0 | 52.800000000000004 | OPEN | node_8104202_201027350 | node_1395739_898_15308212_888 | ABCN | 8104202
und_line_TAP_UG_531807 |  | und_TAPWIRE_UG | 0 | 105.60000000000001 | OPEN | node_8104202_310020341 | node_1390295_05_15311152_019 | AN | 8104202
und_line_TAP_UG_1368221 |  | und_TAPWIRE_UG | 0 | 52.800000000000004 | OPEN | node_8104202_311893599 | node_1395806_164_15309457_489 | ABCN | 8104202