## Feeder
Name | Description | Comments
8100102

## Node
Name | GroupId | Latitude | Longitude | BusType | NominalVoltage | ConsistentPath | DistToSlack | Phases | Feeder | Comments
node_1387797_331_15286537_645 |  | 42.08262347534893 | -75.93196181300276 | PQ | 2771.281 | False | -1 | AN | 8100102
node_1388058_998_15286942_271 |  | 42.08373174857421 | -75.93096628801177 | PQ | 2771.281 | False | -1 | AN | 8100102
node_1388247_038_15286594_999 |  | 42.08278056832507 | -75.93025088056909 | PQ | 2771.281 | False | -1 | AD | 8100102
node_1388340_848_15286283_821 |  | 42.08192824977487 | -75.9298939758031 | PQ | 7199.557 | False | -1 | AN | 8100102
node_1388394_375_15287279_443 |  | 42.08465526485816 | -75.9296903296949 | PQ | 2771.281 | False | -1 | AN | 8100102
node_1388404_267_15286990_089 |  | 42.0838627223848 | -75.92965269509364 | PQ | 2771.281 | False | -1 | AN | 8100102
node_1388413_654_15286674_096 |  | 42.08299721551853 | -75.92961698178974 | PQ | 2771.281 | False | -1 | AN | 8100102
node_1388597_199_15286355_239 |  | 42.08212386413777 | -75.92891867579597 | PQ | 7199.557 | False | -1 | AN | 8100102
node_1388763_866_15287120_104 |  | 42.084218834308864 | -75.92828458298462 | PQ | 2771.281 | False | -1 | AN | 8100102
node_1388773_996_15287541_956 |  | 42.085374289659306 | -75.92824604290061 | PQ | 2771.281 | False | -1 | ABCN | 8100102
node_1388800_975_15286398_329 |  | 42.08224188792585 | -75.92814339996616 | PQ | 7199.557 | False | -1 | AN | 8100102
node_1388854_33_15286784_253 |  | 42.08329893625243 | -75.92794040824043 | PQ | 2771.281 | False | -1 | AN | 8100102
node_1388964_503_15286415_795 |  | 42.08228972741257 | -75.9275212496349 | PQ | 7199.557 | False | -1 | AN | 8100102
node_1389173_222_15286413_027 |  | 42.082282145842704 | -75.9267271679181 | PQ | 7199.557 | False | -1 | AN | 8100102
node_1389312_821_15286703_562 |  | 42.08307792308269 | -75.92619605664608 | PQ | 2771.281 | False | -1 | AN | 8100102
node_1389340_116_15287135_302 |  | 42.084260461728945 | -75.92609221147406 | PQ | 2771.281 | False | -1 | AN | 8100102
node_1389560_124_15287370_7 |  | 42.084905218370096 | -75.92525518020066 | PQ | 2771.281 | False | -1 | AN | 8100102
node_1389604_386_15287624_067 |  | 42.08559919221821 | -75.92508678324135 | PQ | 2771.281 | False | -1 | ABCN | 8100102
node_1389696_275_15286789_779 |  | 42.08331407200209 | -75.92473718701449 | PQ | 2771.281 | False | -1 | AN | 8100102
node_1389753_161_15287711_438 |  | 42.085838501951066 | -75.92452076142533 | PQ | 2771.281 | False | -1 | ABCN | 8100102
node_1389968_32_15287830_824 |  | 42.086165500975525 | -75.92370217841129 | PQ | 2771.281 | False | -1 | ABCN | 8100102
node_1389979_015_15287285_099 |  | 42.08467075667866 | -75.92366148875696 | PQ | 2771.281 | False | -1 | AN | 8100102
node_1389981_913_15287833_798 |  | 42.08617364678072 | -75.92365046317322 | PQ | 2771.281 | False | -1 | ABCN | 8100102
node_1389997_453_15287837_792 |  | 42.0861845863725 | -75.92359134047773 | PQ | 2771.281 | False | -1 | ABCN | 8100102
node_1390063_826_15286583_645 |  | 42.0827494696458 | -75.92333882112975 | PQ | 2771.281 | False | -1 | AN | 8100102
node_1390188_748_15287631_102 |  | 42.08561846112861 | -75.9228635492272 | PQ | 2771.281 | False | -1 | ABCN | 8100102
node_1390287_617_15287106_752 |  | 42.0841822630947 | -75.92248739724651 | PQ | 2771.281 | False | -1 | AN | 8100102
node_1390288_08_15286788_726 |  | 42.0833111878283 | -75.9224856357402 | PQ | 2771.281 | False | -1 | AN | 8100102
node_1390315_867_15286483_485 |  | 42.082475130759406 | -75.92237991872994 | PQ | 2771.281 | False | -1 | AD | 8100102
node_1390532_137_15287905_294 |  | 42.086369474786125 | -75.92155710886168 | PQ | 2771.281 | False | -1 | ABCN | 8100102
node_1390641_302_15287273_06 |  | 42.084637781779975 | -75.9211417852418 | PQ | 2771.281 | False | -1 | AN | 8100102
node_1390743_919_15286910_676 |  | 42.08364520966531 | -75.92075137381049 | PQ | 2771.281 | False | -1 | AN | 8100102
node_1390748_477_15288469_592 |  | 42.08791509064985 | -75.92073403267496 | PQ | 2771.281 | False | -1 | ABCN | 8100102
node_1390765_163_15286436_035 |  | 42.08234516490319 | -75.92067054996602 | PQ | 2771.281 | False | -1 | AN | 8100102
node_1390796_854_15288056_883 |  | 42.086784678035414 | -75.92054997999546 | PQ | 2771.281 | False | -1 | ABCN | 8100102
node_1390827_991_15287697_415 |  | 42.085800092863565 | -75.92043151774517 | PQ | 2771.281 | False | -1 | AN | 8100102
node_1391020_509_15287373_153 |  | 42.08491193715293 | -75.91969907353091 | PQ | 2771.281 | False | -1 | AN | 8100102
node_1391047_895_15286846_064 |  | 42.08346823698033 | -75.9195948821449 | PQ | 2771.281 | False | -1 | AN | 8100102
node_1391157_27_15288899_772 |  | 42.08909335644604 | -75.91917875956969 | PQ | 2771.281 | False | -1 | ABCN | 8100102
node_1391162_119_15288925_633 |  | 42.08916418989193 | -75.91916031131034 | PQ | 2771.281 | False | -1 | ABCN | 8100102
node_1391190_156_15288200_581 |  | 42.08717826778478 | -75.91905364316275 | PQ | 2771.281 | False | -1 | ABCN | 8100102
node_1391212_871_15288611_474 |  | 42.08830370636349 | -75.91896722282632 | PQ | 2771.281 | False | -1 | ABCN | 8100102
node_1391304_121_15287476_147 |  | 42.085194038383605 | -75.91862005770643 | PQ | 2771.281 | False | -1 | AN | 8100102
node_1391344_919_15288362_335 |  | 42.08762131303467 | -75.91846483970576 | PQ | 2771.281 | False | -1 | ABCN | 8100102
node_1391399_033_15287760_632 |  | 42.08597324463454 | -75.91825896032717 | PQ | 2771.281 | False | -1 | ABCN | 8100102
node_1391461_769_15287513_759 |  | 42.08529705789434 | -75.91802027812484 | PQ | 2771.281 | False | -1 | AN | 8100102
node_1391509_931_15288514_554 |  | 42.088038241858015 | -75.91783704342342 | PQ | 2771.281 | False | -1 | ABCN | 8100102
node_1391524_149_15288533_243 |  | 42.088089431149626 | -75.91778295034206 | PQ | 2771.281 | False | -1 | ABCN | 8100102
node_1391541_463_15288546_385 |  | 42.088125427172436 | -75.91771707837619 | PQ | 2771.281 | False | -1 | ABCN | 8100102
node_1391593_764_15286714_81 |  | 42.08310873142728 | -75.91751809664538 | PQ | 2771.281 | False | -1 | AN | 8100102
node_1391640_893_15288478_098 |  | 42.08793838863875 | -75.91733879204335 | PQ | 2771.281 | False | -1 | ABCD | 8100102
node_1391656_073_15288336_896 |  | 42.08755163544949 | -75.91728103898559 | PQ | 2771.281 | False | -1 | ABCN | 8100102
node_1391657_49_15288310_348 |  | 42.08747892030616 | -75.9172756479393 | PQ | 2771.281 | False | -1 | ABCN | 8100102
node_1391659_825_15288363_074 |  | 42.08762333716043 | -75.91726676431678 | PQ | 2771.281 | False | -1 | ABCN | 8100102
node_1391662_882_15289620_079 |  | 42.09106628196758 | -75.91725513380969 | PQ | 2771.281 | False | -1 | ABCN | 8100102
node_1391663_611_15287982_366 |  | 42.08658057549152 | -75.91725236029329 | PQ | 2771.281 | False | -1 | ABCN | 8100102
node_1391665_186_15289594_048 |  | 42.090994982890585 | -75.9172463681282 | PQ | 2771.281 | False | -1 | ABCN | 8100102
node_1391669_201_15289583_082 |  | 42.09096494694582 | -75.91723109286292 | PQ | 2771.281 | False | -1 | ABCN | 8100102
node_1391682_781_15287148_268 |  | 42.084295975686615 | -75.917179427084 | PQ | 2771.281 | False | -1 | ABCN | 8100102
node_1391690_757_15288230_854 |  | 42.087261185727144 | -75.9171490819991 | PQ | 2771.281 | False | -1 | ABCN | 8100102
node_1391700_287_15287466_522 |  | 42.08516767544649 | -75.91711282464466 | PQ | 2771.281 | False | -1 | ABCN | 8100102
node_1391723_473_15288740_471 |  | 42.08865702997898 | -75.91702461236554 | PQ | 2771.281 | False | -1 | ABCN | 8100102
node_1391725_085_15288433_287 |  | 42.087815651020556 | -75.91701847943213 | PQ | 2771.281 | False | -1 | ABCN | 8100102
node_1391751_475_15289624_354 |  | 42.09107799122017 | -75.91691807737719 | PQ | 2771.281 | False | -1 | ABCD | 8100102
node_1391856_421_15289662_268 |  | 42.091181837910845 | -75.91651880515063 | PQ | 2771.281 | False | -1 | ABCN | 8100102
node_1391878_008_15288764_984 |  | 42.08872417124417 | -75.91643667634578 | PQ | 2771.281 | False | -1 | ABCN | 8100102
node_1391884_14_15288739_715 |  | 42.0886549592901 | -75.91641334684972 | PQ | 2771.281 | False | -1 | ABCN | 8100102
node_1391885_181_15288713_133 |  | 42.08858215102055 | -75.91640938631394 | PQ | 2771.281 | False | -1 | ABCN | 8100102
node_1391944_348_15287662_026 |  | 42.08570316216419 | -75.91618428254793 | PQ | 2771.281 | False | -1 | ABCN | 8100102
node_1392006_907_15289200_538 |  | 42.08991715646105 | -75.91594627375083 | PQ | 2771.281 | False | -1 | ABCN | 8100102
node_1392045_09_15286790_568 |  | 42.083316233078186 | -75.91580100464647 | PQ | 2771.281 | False | -1 | ABCN | 8100102
node_1392047_282_15288993_938 |  | 42.089351277727744 | -75.91579266507449 | PQ | 2771.281 | False | -1 | ABCN | 8100102
node_1392047_885_15289046_735 |  | 42.08949588905147 | -75.91579037093129 | PQ | 2771.281 | False | -1 | ABCN | 8100102
node_1392050_172_15289020_306 |  | 42.089423499849914 | -75.91578166992714 | PQ | 2771.281 | False | -1 | ABCN | 8100102
node_1392068_141_15287465_187 |  | 42.085164018872874 | -75.9157133059815 | PQ | 2771.281 | False | -1 | ABCN | 8100102
node_1392072_637_15287576_09 |  | 42.08546778290559 | -75.91569620072804 | PQ | 2771.281 | False | -1 | ABCN | 8100102
node_1392073_307_15289598_682 |  | 42.09100767544649 | -75.91569365168003 | PQ | 2771.281 | False | -1 | ABCN | 8100102
node_1392085_375_15289577_655 |  | 42.09095008235779 | -75.91564773837958 | PQ | 2771.281 | False | -1 | ABCN | 8100102
node_1392092_958_15289553_116 |  | 42.09088286987843 | -75.91561888848254 | PQ | 2771.281 | False | -1 | ABCN | 8100102
node_1392095_435_15288503_327 |  | 42.08800749103256 | -75.91560946461402 | PQ | 2771.281 | False | -1 | ABCN | 8100102
node_1392110_381_15288646_652 |  | 42.08840005913252 | -75.91555260182079 | PQ | 2771.281 | False | -1 | ABCN | 8100102
node_1392113_172_15288666_04 |  | 42.08845316298964 | -75.91554198332382 | PQ | 2771.281 | False | -1 | ABCN | 8100102
node_1392113_315_15288684_419 |  | 42.08850350318925 | -75.91554143927327 | PQ | 2771.281 | False | -1 | ABCN | 8100102
node_1392195_955_15286366_307 |  | 42.0821541794612 | -75.9152270313225 | PQ | 2771.281 | False | -1 | AN | 8100102
node_1392342_215_15287363_841 |  | 42.08488643152483 | -75.91467057794786 | PQ | 2771.281 | False | -1 | ABCN | 8100102
node_1392767_717_15286362_472 |  | 42.08214367537144 | -75.91305173462902 | PQ | 2771.281 | False | -1 | AN | 8100102
node_1392790_708_15286564_165 |  | 42.08269611380008 | -75.912964264237 | PQ | 2771.281 | False | -1 | AN | 8100102
node_8100102_200805518 |  | 42.08216607770523 | -75.9274702648703 | PQ | 7199.557 | False | -1 | AN | 8100102
node_8100102_200805520 |  | 42.08213418745309 | -75.928034331148 | PQ | 7199.557 | False | -1 | AN | 8100102
node_8100102_200805522 |  | 42.08203860160587 | -75.92875209741122 | PQ | 7199.557 | False | -1 | AN | 8100102
node_8100102_200805524 |  | 42.0818277611061 | -75.92987457640642 | PQ | 7199.557 | False | -1 | AN | 8100102
node_8100102_200805627 |  | 42.08597803515683 | -75.91815160736071 | PQ | 2771.281 | False | -1 | ABCN | 8100102
node_8100102_200810023 |  | 42.088627881472306 | -75.91569650509197 | PQ | 2771.281 | False | -1 | ABCD | 8100102
node_8100102_200810025 |  | 42.08849430560558 | -75.91607075479804 | PQ | 2771.281 | False | -1 | ABCD | 8100102
node_8100102_200810027 |  | 42.08821850135074 | -75.91672102074831 | PQ | 2771.281 | False | -1 | ABCD | 8100102
node_8100102_200810028 |  | 42.08810640477262 | -75.91696836971384 | PQ | 2771.281 | False | -1 | ABCD | 8100102
node_8100102_200810029 |  | 42.08792248322827 | -75.91737476025205 | PQ | 2771.281 | False | -1 | ABCD | 8100102
node_8100102_200810030 |  | 42.08785576924808 | -75.91760036621857 | PQ | 2771.281 | False | -1 | ABCN | 8100102
node_8100102_200810031 |  | 42.08770766295212 | -75.9178921180785 | PQ | 2771.281 | False | -1 | ABCD | 8100102
node_8100102_200810034 |  | 42.087526055868224 | -75.91839832477108 | PQ | 2771.281 | False | -1 | ABCN | 8100102
node_8100102_200810035 |  | 42.08736337805793 | -75.91877767257314 | PQ | 2771.281 | False | -1 | ABCD | 8100102
node_8100102_200810036 |  | 42.08724462843313 | -75.9190805945897 | PQ | 2771.281 | False | -1 | ABCN | 8100102
node_8100102_200810039 |  | 42.087087351943566 | -75.91942052726145 | PQ | 2771.281 | False | -1 | ABCD | 8100102
node_8100102_200810040 |  | 42.08692211316224 | -75.91982132511225 | PQ | 2771.281 | False | -1 | ABCD | 8100102
node_8100102_200810041 |  | 42.08713058989944 | -75.91979405790771 | PQ | 2771.281 | False | -1 | ABCN | 8100102
node_8100102_200810042 |  | 42.08681184350142 | -75.92013882996612 | PQ | 2771.281 | False | -1 | ABCD | 8100102
node_8100102_200810043 |  | 42.086666166704184 | -75.92050271608001 | PQ | 2771.281 | False | -1 | ABCN | 8100102
node_8100102_200810044 |  | 42.086555606708686 | -75.92083907628 | PQ | 2771.281 | False | -1 | ABCD | 8100102
node_8100102_200810045 |  | 42.0864382621942 | -75.92116822685915 | PQ | 2771.281 | False | -1 | ABCD | 8100102
node_8100102_200810046 |  | 42.08628035299414 | -75.92150163472893 | PQ | 2771.281 | False | -1 | ABCN | 8100102
node_8100102_200810047 |  | 42.08614196469308 | -75.92186311256313 | PQ | 2771.281 | False | -1 | ABCD | 8100102
node_8100102_200810049 |  | 42.08595100390214 | -75.92233408912956 | PQ | 2771.281 | False | -1 | ABCD | 8100102
node_8100102_200810050 |  | 42.08586348442893 | -75.92255546443731 | PQ | 2771.281 | False | -1 | ABCD | 8100102
node_8100102_200810051 |  | 42.085744677285 | -75.92288294862388 | PQ | 2771.281 | False | -1 | ABCN | 8100102
node_8100102_200810054 |  | 42.08559844720846 | -75.92326166867532 | PQ | 2771.281 | False | -1 | ABCD | 8100102
node_8100102_200810055 |  | 42.085428653459395 | -75.92372004837917 | PQ | 2771.281 | False | -1 | ABCD | 8100102
node_8100102_200810056 |  | 42.08526374061984 | -75.92417293431387 | PQ | 2771.281 | False | -1 | ABCD | 8100102
node_8100102_200810057 |  | 42.08509373048926 | -75.92466259502172 | PQ | 2771.281 | False | -1 | ABCD | 8100102
node_8100102_200810058 |  | 42.08520435622092 | -75.92481618847985 | PQ | 2771.281 | False | -1 | ABCD | 8100102
node_8100102_200810059 |  | 42.0855459651058 | -75.92493974121703 | PQ | 2771.281 | False | -1 | ABCD | 8100102
node_8100102_200810060 |  | 42.085612717432085 | -75.92496584042496 | PQ | 2771.281 | False | -1 | ABCN | 8100102
node_8100102_200810062 |  | 42.08573761338736 | -75.92454670084217 | PQ | 2771.281 | False | -1 | ABCN | 8100102
node_8100102_200810063 |  | 42.08591976279453 | -75.9240210072483 | PQ | 2771.281 | False | -1 | ABCD | 8100102
node_8100102_200810066 |  | 42.08500395133573 | -75.92517135076228 | PQ | 2771.281 | False | -1 | ABCD | 8100102
node_8100102_200810067 |  | 42.08499132999399 | -75.92555197308836 | PQ | 2771.281 | False | -1 | ABCD | 8100102
node_8100102_200810068 |  | 42.08497518628995 | -75.92597581509402 | PQ | 2771.281 | False | -1 | ABCD | 8100102
node_8100102_200810069 |  | 42.08499042064385 | -75.926258881168 | PQ | 2771.281 | False | -1 | ABCD | 8100102
node_8100102_200810070 |  | 42.08497971386762 | -75.92665177696999 | PQ | 2771.281 | False | -1 | ABCD | 8100102
node_8100102_200810072 |  | 42.08502490199609 | -75.92698817521547 | PQ | 2771.281 | False | -1 | ABCD | 8100102
node_8100102_200810073 |  | 42.085108633423374 | -75.92749428679431 | PQ | 2771.281 | False | -1 | ABCD | 8100102
node_8100102_200810075 |  | 42.085202532042615 | -75.92782579238946 | PQ | 2771.281 | False | -1 | ABCD | 8100102
node_8100102_200810076 |  | 42.08525365012006 | -75.92828611621796 | PQ | 2771.281 | False | -1 | ABCN | 8100102
node_8100102_200810077 |  | 42.08533426181899 | -75.92869116755483 | PQ | 2771.281 | False | -1 | ABCD | 8100102
node_8100102_200810078 |  | 42.085558074253335 | -75.9291052470871 | PQ | 2771.281 | False | -1 | ABCD | 8100102
node_8100102_200810079 |  | 42.08543528185501 | -75.92918865041595 | PQ | 2771.281 | False | -1 | ABCD | 8100102
node_8100102_200810080 |  | 42.08547331569863 | -75.92948743688747 | PQ | 2771.281 | False | -1 | ABCD | 8100102
node_8100102_200810081 |  | 42.085568770073536 | -75.92999340769798 | PQ | 2771.281 | False | -1 | ABCD | 8100102
node_8100102_200810083 |  | 42.0856283462029 | -75.93051115358845 | PQ | 2771.281 | False | -1 | ABCD | 8100102
node_8100102_200810168 |  | 42.08504245354944 | -75.92153559794016 | PQ | 2771.281 | False | -1 | AD | 8100102
node_8100102_200810169 |  | 42.08481529678822 | -75.92138114845844 | PQ | 2771.281 | False | -1 | AD | 8100102
node_8100102_200810170 |  | 42.08456375465255 | -75.92125574671032 | PQ | 2771.281 | False | -1 | AN | 8100102
node_8100102_200810171 |  | 42.08418594705837 | -75.92102557148014 | PQ | 2771.281 | False | -1 | AD | 8100102
node_8100102_200810173 |  | 42.08390695733903 | -75.92093020284386 | PQ | 2771.281 | False | -1 | AD | 8100102
node_8100102_200810175 |  | 42.08362961102356 | -75.92089344328892 | PQ | 2771.281 | False | -1 | AN | 8100102
node_8100102_200810177 |  | 42.082859558532185 | -75.92082020571569 | PQ | 2771.281 | False | -1 | AD | 8100102
node_8100102_200810178 |  | 42.08266323750562 | -75.92078395597034 | PQ | 2771.281 | False | -1 | AD | 8100102
node_8100102_200810179 |  | 42.08296627570163 | -75.91964084490449 | PQ | 2771.281 | False | -1 | AD | 8100102
node_8100102_200810181 |  | 42.08380291343989 | -75.91973261824172 | PQ | 2771.281 | False | -1 | AD | 8100102
node_8100102_200810182 |  | 42.084079761256184 | -75.91975491670493 | PQ | 2771.281 | False | -1 | AD | 8100102
node_8100102_200810183 |  | 42.08433414374155 | -75.91979705969707 | PQ | 2771.281 | False | -1 | AD | 8100102
node_8100102_200810184 |  | 42.08463822549901 | -75.91980397256309 | PQ | 2771.281 | False | -1 | AD | 8100102
node_8100102_200810185 |  | 42.08490800120065 | -75.91983836568838 | PQ | 2771.281 | False | -1 | AN | 8100102
node_8100102_200810188 |  | 42.08721990889989 | -75.91882043190226 | PQ | 2771.281 | False | -1 | AD | 8100102
node_8100102_200810200 |  | 42.08534165439741 | -75.9186857432494 | PQ | 2771.281 | False | -1 | AD | 8100102
node_8100102_200810201 |  | 42.085195040859965 | -75.91869959941779 | PQ | 2771.281 | False | -1 | AN | 8100102
node_8100102_200810203 |  | 42.087901160063026 | -75.91883868232506 | PQ | 2771.281 | False | -1 | ABCD | 8100102
node_8100102_200810204 |  | 42.088291471221666 | -75.91882447233358 | PQ | 2771.281 | False | -1 | ABCN | 8100102
node_8100102_200810205 |  | 42.08869157706739 | -75.9188634004816 | PQ | 2771.281 | False | -1 | ABCD | 8100102
node_8100102_200810206 |  | 42.08905237269248 | -75.9188831575059 | PQ | 2771.281 | False | -1 | ABCN | 8100102
node_8100102_200810215 |  | 42.088058231127114 | -75.91695713487988 | PQ | 2771.281 | False | -1 | AD | 8100102
node_8100102_200810216 |  | 42.08574834481464 | -75.91716939448759 | PQ | 2771.281 | False | -1 | ABCD | 8100102
node_8100102_200810217 |  | 42.08542575559056 | -75.91719748347477 | PQ | 2771.281 | False | -1 | ABCD | 8100102
node_8100102_200810219 |  | 42.0851621207414 | -75.9172004281959 | PQ | 2771.281 | False | -1 | ABCN | 8100102
node_8100102_200810220 |  | 42.084876513582465 | -75.91727829210103 | PQ | 2771.281 | False | -1 | ABCD | 8100102
node_8100102_200810221 |  | 42.08459703631997 | -75.917266973567 | PQ | 2771.281 | False | -1 | ABCD | 8100102
node_8100102_200810222 |  | 42.08430013897643 | -75.9173444037535 | PQ | 2771.281 | False | -1 | ABCN | 8100102
node_8100102_200810223 |  | 42.0840251892916 | -75.91731775288595 | PQ | 2771.281 | False | -1 | ABCD | 8100102
node_8100102_200810224 |  | 42.083761053204256 | -75.9173557565285 | PQ | 2771.281 | False | -1 | ABCD | 8100102
node_8100102_200810226 |  | 42.083570634736596 | -75.91738820552914 | PQ | 2771.281 | False | -1 | AD | 8100102
node_8100102_200810227 |  | 42.08333722756265 | -75.9174109186882 | PQ | 2771.281 | False | -1 | AD | 8100102
node_8100102_200810228 |  | 42.08781584549001 | -75.91697324334145 | PQ | 2771.281 | False | -1 | ABCN | 8100102
node_8100102_200810233 |  | 42.08307198491669 | -75.91744862557591 | PQ | 2771.281 | False | -1 | AN | 8100102
node_8100102_200810234 |  | 42.082839300840455 | -75.9174507789508 | PQ | 2771.281 | False | -1 | AD | 8100102
node_8100102_200810244 |  | 42.0875197643704 | -75.91700803974896 | PQ | 2771.281 | False | -1 | ABCN | 8100102
node_8100102_200810267 |  | 42.08724235231877 | -75.91702436887438 | PQ | 2771.281 | False | -1 | ABCN | 8100102
node_8100102_200810281 |  | 42.086986066223915 | -75.91705143443781 | PQ | 2771.281 | False | -1 | ABCD | 8100102
node_8100102_200810292 |  | 42.08682521806993 | -75.91706839892296 | PQ | 2771.281 | False | -1 | ABCD | 8100102
node_8100102_200810293 |  | 42.086547937490614 | -75.9170733600552 | PQ | 2771.281 | False | -1 | ABCN | 8100102
node_8100102_200810294 |  | 42.0863133141978 | -75.91710576720578 | PQ | 2771.281 | False | -1 | ABCD | 8100102
node_8100102_200810295 |  | 42.08606472745009 | -75.9171311321357 | PQ | 2771.281 | False | -1 | ABCN | 8100102
node_8100102_200810296 |  | 42.088631707864316 | -75.91694293630204 | PQ | 2771.281 | False | -1 | ABCN | 8100102
node_8100102_200810297 |  | 42.08861164738106 | -75.9166807039398 | PQ | 2771.281 | False | -1 | ABCN | 8100102
node_8100102_200810298 |  | 42.08579107331531 | -75.91623343732437 | PQ | 2771.281 | False | -1 | ABCN | 8100102
node_8100102_200810300 |  | 42.088462927547646 | -75.91573063189882 | PQ | 2771.281 | False | -1 | ABCN | 8100102
node_8100102_200810301 |  | 42.08670340623592 | -75.91572737900921 | PQ | 2771.281 | False | -1 | ABCD | 8100102
node_8100102_200810303 |  | 42.08620157916854 | -75.91582491243402 | PQ | 2771.281 | False | -1 | ABCD | 8100102
node_8100102_200810304 |  | 42.08602552952874 | -75.91623226932774 | PQ | 2771.281 | False | -1 | ABCN | 8100102
node_8100102_200810306 |  | 42.0856811816374 | -75.91583359441543 | PQ | 2771.281 | False | -1 | ABCD | 8100102
node_8100102_200810307 |  | 42.08549063443643 | -75.9158422573741 | PQ | 2771.281 | False | -1 | ABCN | 8100102
node_8100102_200810309 |  | 42.08490643448896 | -75.9158543215998 | PQ | 2771.281 | False | -1 | ABCD | 8100102
node_8100102_200810310 |  | 42.08517188803842 | -75.91585028497303 | PQ | 2771.281 | False | -1 | ABCN | 8100102
node_8100102_200810311 |  | 42.08466228767071 | -75.9158635133908 | PQ | 2771.281 | False | -1 | ABCD | 8100102
node_8100102_200810312 |  | 42.084400917979885 | -75.9158735155508 | PQ | 2771.281 | False | -1 | ABCD | 8100102
node_8100102_200810313 |  | 42.08827214205312 | -75.91572921660651 | PQ | 2771.281 | False | -1 | ABCD | 8100102
node_8100102_200810314 |  | 42.084130547913844 | -75.9158750525887 | PQ | 2771.281 | False | -1 | ABCD | 8100102
node_8100102_200810315 |  | 42.08399208565961 | -75.91588503572596 | PQ | 2771.281 | False | -1 | ABCD | 8100102
node_8100102_200810316 |  | 42.08384442308269 | -75.9158994283358 | PQ | 2771.281 | False | -1 | ABCD | 8100102
node_8100102_200810317 |  | 42.08359115811195 | -75.91590356388085 | PQ | 2771.281 | False | -1 | ABCD | 8100102
node_8100102_200810318 |  | 42.08331367484616 | -75.91590004467278 | PQ | 2771.281 | False | -1 | ABCN | 8100102
node_8100102_200810319 |  | 42.08305125337685 | -75.91596770858136 | PQ | 2771.281 | False | -1 | AD | 8100102
node_8100102_200810320 |  | 42.08278394004202 | -75.916013443068 | PQ | 2771.281 | False | -1 | AD | 8100102
node_8100102_200810321 |  | 42.08252057909349 | -75.91606552734736 | PQ | 2771.281 | False | -1 | AD | 8100102
node_8100102_200810322 |  | 42.08226510100555 | -75.91612263363174 | PQ | 2771.281 | False | -1 | AD | 8100102
node_8100102_200810323 |  | 42.082092702461345 | -75.91612188794008 | PQ | 2771.281 | False | -1 | AD | 8100102
node_8100102_200810324 |  | 42.08800213901395 | -75.91574352932082 | PQ | 2771.281 | False | -1 | ABCN | 8100102
node_8100102_200810325 |  | 42.08192940015758 | -75.9161418389964 | PQ | 2771.281 | False | -1 | AD | 8100102
node_8100102_200810351 |  | 42.08749280980789 | -75.91574984867714 | PQ | 2771.281 | False | -1 | ABCD | 8100102
node_8100102_200810363 |  | 42.08722483911151 | -75.91576814475452 | PQ | 2771.281 | False | -1 | ABCD | 8100102
node_8100102_200810377 |  | 42.08699427502626 | -75.91578813766088 | PQ | 2771.281 | False | -1 | ABCD | 8100102
node_8100102_200810602 |  | 42.08263082136424 | -75.91303815238817 | PQ | 2771.281 | False | -1 | AN | 8100102
node_8100102_200810603 |  | 42.08231907860573 | -75.91299067541796 | PQ | 2771.281 | False | -1 | AD | 8100102
node_8100102_200810604 |  | 42.08207870613837 | -75.91298303588304 | PQ | 2771.281 | False | -1 | AD | 8100102
node_8100102_200810686 |  | 42.08237478725798 | -75.92117225207227 | PQ | 2771.281 | False | -1 | AD | 8100102
node_8100102_200810687 |  | 42.08236158524688 | -75.92154442449444 | PQ | 2771.281 | False | -1 | AD | 8100102
node_8100102_200810689 |  | 42.082375641828 | -75.92196614356162 | PQ | 2771.281 | False | -1 | AD | 8100102
node_8100102_200810691 |  | 42.082481326392006 | -75.92240439339533 | PQ | 2771.281 | False | -1 | AD | 8100102
node_8100102_200810692 |  | 42.08255721604382 | -75.92277641744008 | PQ | 2771.281 | False | -1 | AD | 8100102
node_8100102_200810693 |  | 42.082659720621336 | -75.92338326206965 | PQ | 2771.281 | False | -1 | AN | 8100102
node_8100102_200810705 |  | 42.0823946560108 | -75.92078992530813 | PQ | 2771.281 | False | -1 | AN | 8100102
node_8100102_200810711 |  | 42.083323915991286 | -75.91752376161924 | PQ | 2771.281 | False | -1 | AD | 8100102
node_8100102_200810712 |  | 42.083187861323715 | -75.92209218827857 | PQ | 2771.281 | False | -1 | AD | 8100102
node_8100102_200810713 |  | 42.083257396480555 | -75.92243103665379 | PQ | 2771.281 | False | -1 | AN | 8100102
node_8100102_200810715 |  | 42.08337349200809 | -75.9180954636273 | PQ | 2771.281 | False | -1 | AD | 8100102
node_8100102_200810716 |  | 42.08339079431186 | -75.9184628499265 | PQ | 2771.281 | False | -1 | AD | 8100102
node_8100102_200810717 |  | 42.08340370598829 | -75.91884013946743 | PQ | 2771.281 | False | -1 | AD | 8100102
node_8100102_200810718 |  | 42.08340175033768 | -75.91913430721614 | PQ | 2771.281 | False | -1 | AD | 8100102
node_8100102_200810720 |  | 42.08339085730901 | -75.91968030188487 | PQ | 2771.281 | False | -1 | AN | 8100102
node_8100102_200810721 |  | 42.08333331352243 | -75.92033559744925 | PQ | 2771.281 | False | -1 | AD | 8100102
node_8100102_200810722 |  | 42.08331350776677 | -75.92082357654633 | PQ | 2771.281 | False | -1 | AD | 8100102
node_8100102_200810723 |  | 42.0832664543749 | -75.92156721374451 | PQ | 2771.281 | False | -1 | AD | 8100102
node_8100102_200810728 |  | 42.08364737895842 | -75.91331872267783 | PQ | 2771.281 | False | -1 | ABCD | 8100102
node_8100102_200810735 |  | 42.08359789058982 | -75.91431030235123 | PQ | 2771.281 | False | -1 | ABCD | 8100102
node_8100102_200810741 |  | 42.08569846750712 | -75.92050919142285 | PQ | 2771.281 | False | -1 | AN | 8100102
node_8100102_200810743 |  | 42.08559783914903 | -75.9208252353298 | PQ | 2771.281 | False | -1 | AD | 8100102
node_8100102_200810744 |  | 42.085513779040966 | -75.92118452935273 | PQ | 2771.281 | False | -1 | AD | 8100102
node_8100102_200810745 |  | 42.08530416835509 | -75.92162870667418 | PQ | 2771.281 | False | -1 | AD | 8100102
node_8100102_200810746 |  | 42.08532013950172 | -75.92169642384644 | PQ | 2771.281 | False | -1 | AD | 8100102
node_8100102_200810747 |  | 42.08512633836109 | -75.92214263660175 | PQ | 2771.281 | False | -1 | AD | 8100102
node_8100102_200810748 |  | 42.08492925862974 | -75.9226679269134 | PQ | 2771.281 | False | -1 | AD | 8100102
node_8100102_200810749 |  | 42.08476795306168 | -75.9231323900915 | PQ | 2771.281 | False | -1 | AD | 8100102
node_8100102_200810750 |  | 42.084582453849606 | -75.92360928273203 | PQ | 2771.281 | False | -1 | AN | 8100102
node_8100102_200810755 |  | 42.084247166591624 | -75.92651871666419 | PQ | 2771.281 | False | -1 | AD | 8100102
node_8100102_200810756 |  | 42.08420126632147 | -75.92725243920701 | PQ | 2771.281 | False | -1 | AD | 8100102
node_8100102_200810757 |  | 42.08418374215818 | -75.92777511959787 | PQ | 2771.281 | False | -1 | AD | 8100102
node_8100102_200810758 |  | 42.084131490132066 | -75.9282717844809 | PQ | 2771.281 | False | -1 | AN | 8100102
node_8100102_200810759 |  | 42.08401792270748 | -75.92879346427532 | PQ | 2771.281 | False | -1 | AD | 8100102
node_8100102_200810760 |  | 42.08394045538796 | -75.9292688008552 | PQ | 2771.281 | False | -1 | AD | 8100102
node_8100102_200810761 |  | 42.08387992882334 | -75.92954557040015 | PQ | 2771.281 | False | -1 | AN | 8100102
node_8100102_200810765 |  | 42.085442657999394 | -75.91731523807888 | PQ | 2771.281 | False | -1 | AD | 8100102
node_8100102_200810766 |  | 42.08542830012757 | -75.91766173359811 | PQ | 2771.281 | False | -1 | AD | 8100102
node_8100102_200810767 |  | 42.08537671641903 | -75.91804189557374 | PQ | 2771.281 | False | -1 | AN | 8100102
node_8100102_200810768 |  | 42.085370241407766 | -75.91831821998642 | PQ | 2771.281 | False | -1 | AD | 8100102
node_8100102_200810769 |  | 42.08195081644904 | -75.91604985260442 | PQ | 2771.281 | False | -1 | AD | 8100102
node_8100102_200810770 |  | 42.081977026001795 | -75.91574115908662 | PQ | 2771.281 | False | -1 | AD | 8100102
node_8100102_200810771 |  | 42.08197783126969 | -75.91534598816418 | PQ | 2771.281 | False | -1 | AD | 8100102
node_8100102_200810772 |  | 42.082093622767516 | -75.91527365987822 | PQ | 2771.281 | False | -1 | AN | 8100102
node_8100102_200810773 |  | 42.082002189254084 | -75.91498274501912 | PQ | 2771.281 | False | -1 | AD | 8100102
node_8100102_200810774 |  | 42.08200401617138 | -75.91439865159411 | PQ | 2771.281 | False | -1 | AD | 8100102
node_8100102_200810775 |  | 42.08206463586222 | -75.91405951026861 | PQ | 2771.281 | False | -1 | AD | 8100102
node_8100102_200810776 |  | 42.08205501921056 | -75.913655984556 | PQ | 2771.281 | False | -1 | AD | 8100102
node_8100102_200810777 |  | 42.08207494548251 | -75.91334262285628 | PQ | 2771.281 | False | -1 | AD | 8100102
node_8100102_200810778 |  | 42.08208899658561 | -75.913072161254 | PQ | 2771.281 | False | -1 | AN | 8100102
node_8100102_200811379 |  | 42.08656709684076 | -75.91457779260054 | PQ | 2771.281 | False | -1 | ABCD | 8100102
node_8100102_200811380 |  | 42.08619707350292 | -75.91457902146995 | PQ | 2771.281 | False | -1 | ABCD | 8100102
node_8100102_200811381 |  | 42.08600079903947 | -75.9145586671314 | PQ | 2771.281 | False | -1 | ABCD | 8100102
node_8100102_200811382 |  | 42.085712759642796 | -75.91456415709598 | PQ | 2771.281 | False | -1 | ABCD | 8100102
node_8100102_200811383 |  | 42.08542116501575 | -75.9145602650421 | PQ | 2771.281 | False | -1 | ABCD | 8100102
node_8100102_200811384 |  | 42.08516036777727 | -75.91455225266135 | PQ | 2771.281 | False | -1 | ABCD | 8100102
node_8100102_200811385 |  | 42.08489281888788 | -75.91453696217788 | PQ | 2771.281 | False | -1 | ABCN | 8100102
node_8100102_200811386 |  | 42.08461622579918 | -75.91452672413583 | PQ | 2771.281 | False | -1 | ABCD | 8100102
node_8100102_200811387 |  | 42.08432553778328 | -75.9145384079066 | PQ | 2771.281 | False | -1 | ABCD | 8100102
node_8100102_200811388 |  | 42.084054666479055 | -75.91450617956983 | PQ | 2771.281 | False | -1 | ABCD | 8100102
node_8100102_200811391 |  | 42.08394129626294 | -75.91449861232135 | PQ | 2771.281 | False | -1 | ABCD | 8100102
node_8100102_200811392 |  | 42.083683205162835 | -75.91448403709315 | PQ | 2771.281 | False | -1 | ABCD | 8100102
node_8100102_200811923 |  | 42.083741808944914 | -75.9172243093516 | PQ | 2771.281 | False | -1 | ABCD | 8100102
node_8100102_200814866 |  | 42.08485723097703 | -75.92631877999153 | PQ | 2771.281 | False | -1 | AD | 8100102
node_8100102_200814867 |  | 42.08462635738405 | -75.92627821969188 | PQ | 2771.281 | False | -1 | AD | 8100102
node_8100102_200814868 |  | 42.08429516767971 | -75.92624303902488 | PQ | 2771.281 | False | -1 | AN | 8100102
node_8100102_200814869 |  | 42.083865820201105 | -75.92620009327284 | PQ | 2771.281 | False | -1 | AD | 8100102
node_8100102_200814870 |  | 42.083466881172136 | -75.92615688881146 | PQ | 2771.281 | False | -1 | AD | 8100102
node_8100102_200814872 |  | 42.08333360385711 | -75.92612255275439 | PQ | 2771.281 | False | -1 | AD | 8100102
node_8100102_200814873 |  | 42.083068470771416 | -75.92608740632834 | PQ | 2771.281 | False | -1 | AN | 8100102
node_8100102_200814874 |  | 42.08269261882785 | -75.92602486714762 | PQ | 2771.281 | False | -1 | AD | 8100102
node_8100102_200814875 |  | 42.08227438075941 | -75.9259892908075 | PQ | 2771.281 | False | -1 | AD | 8100102
node_8100102_200814877 |  | 42.08223590867476 | -75.92597031752034 | PQ | 7199.557 | False | -1 | AN | 8100102
node_8100102_200814879 |  | 42.08220581247185 | -75.92670696195698 | PQ | 7199.557 | False | -1 | AN | 8100102
node_8100102_200815075 |  | 42.08491375859222 | -75.9251555961238 | PQ | 2771.281 | False | -1 | AN | 8100102
node_8100102_200815076 |  | 42.08462430312922 | -75.92511382597749 | PQ | 2771.281 | False | -1 | AD | 8100102
node_8100102_200815077 |  | 42.08436749936214 | -75.92509685768779 | PQ | 2771.281 | False | -1 | AD | 8100102
node_8100102_200815078 |  | 42.08409700877982 | -75.92506710230803 | PQ | 2771.281 | False | -1 | AD | 8100102
node_8100102_200815079 |  | 42.083816553692024 | -75.92503919213468 | PQ | 2771.281 | False | -1 | AD | 8100102
node_8100102_200815080 |  | 42.083418636312466 | -75.92498524362618 | PQ | 2771.281 | False | -1 | AD | 8100102
node_8100102_200815081 |  | 42.08339243497673 | -75.92471971652428 | PQ | 2771.281 | False | -1 | AN | 8100102
node_8100102_200815156 |  | 42.084377387175444 | -75.92166642117098 | PQ | 2771.281 | False | -1 | AD | 8100102
node_8100102_200815157 |  | 42.084224345189845 | -75.92205297098481 | PQ | 2771.281 | False | -1 | AD | 8100102
node_8100102_200815158 |  | 42.08406848476661 | -75.92246235189873 | PQ | 2771.281 | False | -1 | AN | 8100102
node_8100102_200815304 |  | 42.08899639835659 | -75.91607277881825 | PQ | 2771.281 | False | -1 | ABCD | 8100102
node_8100102_200815306 |  | 42.08944487505627 | -75.9160185639913 | PQ | 2771.281 | False | -1 | ABCN | 8100102
node_8100102_200815307 |  | 42.08997056160888 | -75.9160586411132 | PQ | 2771.281 | False | -1 | ABCN | 8100102
node_8100102_200815308 |  | 42.09042958348341 | -75.9160684188048 | PQ | 2771.281 | False | -1 | ABCD | 8100102
node_8100102_200815309 |  | 42.09071146833258 | -75.9160529495075 | PQ | 2771.281 | False | -1 | ABCD | 8100102
node_8100102_200815310 |  | 42.09080498896893 | -75.91589449383542 | PQ | 2771.281 | False | -1 | ABCN | 8100102
node_8100102_200815311 |  | 42.09107376767222 | -75.91646835682747 | PQ | 2771.281 | False | -1 | ABCN | 8100102
node_8100102_200815313 |  | 42.09107928677022 | -75.91696498746954 | PQ | 2771.281 | False | -1 | ABCD | 8100102
node_8100102_200815314 |  | 42.091027905748156 | -75.91700882348611 | PQ | 2771.281 | False | -1 | ABCN | 8100102
node_8100102_200815503 |  | 42.08329034125018 | -75.9264172759673 | PQ | 2771.281 | False | -1 | AD | 8100102
node_8100102_200815504 |  | 42.083275224673564 | -75.92688076898534 | PQ | 2771.281 | False | -1 | AD | 8100102
node_8100102_200815505 |  | 42.083254547913846 | -75.92739042640409 | PQ | 2771.281 | False | -1 | AD | 8100102
node_8100102_200815506 |  | 42.083207993021155 | -75.92792922286561 | PQ | 2771.281 | False | -1 | AN | 8100102
node_8100102_200815507 |  | 42.08310725236379 | -75.92854693328788 | PQ | 2771.281 | False | -1 | AD | 8100102
node_8100102_200815508 |  | 42.083009058982434 | -75.92905135564683 | PQ | 2771.281 | False | -1 | AD | 8100102
node_8100102_200815509 |  | 42.08290461518835 | -75.92960670950674 | PQ | 2771.281 | False | -1 | AN | 8100102
node_8100102_200815510 |  | 42.08277257042623 | -75.93029113270025 | PQ | 2771.281 | False | -1 | AD | 8100102
node_8100102_200815511 |  | 42.085265203249286 | -75.92882139347142 | PQ | 2771.281 | False | -1 | AD | 8100102
node_8100102_200815512 |  | 42.08492500221371 | -75.92893465109832 | PQ | 2771.281 | False | -1 | AD | 8100102
node_8100102_200815513 |  | 42.08467472823803 | -75.92905528574623 | PQ | 2771.281 | False | -1 | AD | 8100102
node_8100102_200815514 |  | 42.08457696488068 | -75.9296642076597 | PQ | 2771.281 | False | -1 | AN | 8100102
node_8100102_200815515 |  | 42.084536537145425 | -75.93022875711515 | PQ | 2771.281 | False | -1 | AD | 8100102
node_8100102_200820138 |  | 42.082754569675814 | -75.93128108783112 | PQ | 2771.281 | False | -1 | AD | 8100102
node_8100102_200820144 |  | 42.082650243659 | -75.9306921892604 | PQ | 2771.281 | False | -1 | AD | 8100102
node_8100102_200820166 |  | 42.08423406592375 | -75.9308164458392 | PQ | 2771.281 | False | -1 | AD | 8100102
node_8100102_200820167 |  | 42.08372824812396 | -75.93085157704706 | PQ | 2771.281 | False | -1 | AN | 8100102
node_8100102_200917331 |  | 42.08403752029866 | -75.91574963562238 | PQ | 2771.281 | False | -1 | ABCD | 8100102
node_8100102_200940741 |  | 42.08636642353294 | -75.91582037741131 | PQ | 2771.281 | False | -1 | ABCD | 8100102
node_8100102_200940743 |  | 42.087693880271644 | -75.91574549246823 | PQ | 2771.281 | False | -1 | ABCD | 8100102
node_8100102_200950366 |  | 42.082535197170934 | -75.93192083039814 | PQ | 2771.281 | False | -1 | AN | 8100102
node_8100102_201007804 |  | 42.08590973529191 | -75.91582471459746 | PQ | 2771.281 | False | -1 | ABCD | 8100102
node_8100102_201011017 |  | 42.08684442124418 | -75.91460920676377 | PQ | 2771.281 | False | -1 | ABCN | 8100102
node_8100102_201011951 |  | 42.08678965481014 | -75.91474986094987 | PQ | 2771.281 | False | -1 | ABCN | 8100102
node_8100102_201013765 |  | 42.088446351080584 | -75.91620001816366 | PQ | 2771.281 | False | -1 | ABCD | 8100102
node_8100102_310007100 |  | 42.08848151992345 | -75.91611735291737 | PQ | 2771.281 | False | -1 | ABCD | 8100102
node_8100102_310054994 |  | 42.083639652221215 | -75.91347350695987 | PQ | 2771.281 | False | -1 | ABCD | 8100102
node_8100102_310054995 |  | 42.083607011481305 | -75.91382991332992 | PQ | 2771.281 | False | -1 | ABCD | 8100102
node_8100102_310055042 |  | 42.08371761803991 | -75.91475016531382 | PQ | 2771.281 | False | -1 | ABCD | 8100102
node_8100102_310055043 |  | 42.08369020880234 | -75.91504920288558 | PQ | 2771.281 | False | -1 | ABCD | 8100102
node_8100102_310055044 |  | 42.08365728868377 | -75.91546047085593 | PQ | 2771.281 | False | -1 | ABCD | 8100102
node_8100102_310055045 |  | 42.08362371394266 | -75.91578723978725 | PQ | 2771.281 | False | -1 | ABCD | 8100102
node_8100102_310055049 |  | 42.08353830898243 | -75.91639681988774 | PQ | 2771.281 | False | -1 | ABCD | 8100102
node_8100102_310055053 |  | 42.0836678694657 | -75.91584751145662 | PQ | 2771.281 | False | -1 | ABCD | 8100102
node_8100102_310055054 |  | 42.083848317949865 | -75.9158467923968 | PQ | 2771.281 | False | -1 | ABCD | 8100102
node_8100102_310055061 |  | 42.0835076512832 | -75.91685523002798 | PQ | 2771.281 | False | -1 | ABCD | 8100102
node_8100102_311859681 |  | 42.08785582676722 | -75.92066981568802 | PQ | 2771.281 | False | -1 | ABCN | 8100102
node_8100102_311880825 |  | 42.08619551774726 | -75.92189736111557 | PQ | 2771.281 | False | -1 | ABCD | 8100102
node_8100102_311901425 |  | 42.08606778144229 | -75.92362398351037 | PQ | 2771.281 | False | -1 | ABCN | 8100102
node_220382442 |  | 42.08225039254089 | -75.92597746246385 | PQ | 2771.281 | False | -1 | AD | 8100102
node_220465487 |  | 42.0822434354645 | -75.92597403076041 | PQ | 7199.557 | False | -1 | AN | 8100102
node_SOURCE_8100102 |  | 42.08341585622091 | -75.91328209247756 | SWING | 2771.281 | False | -1 | ABCN | 8100102
node_intto1_8100102_200805627 |  | 42.08597803515683 | -75.91815160736071 | PQ | 2771.281 | False | -1 | ABCN | 8100102
node_intto1_8100102_200810028 |  | 42.08810640477262 | -75.91696836971384 | PQ | 2771.281 | False | -1 | ABCD | 8100102
node_intto1_8100102_200810228 |  | 42.08781584549001 | -75.91697324334145 | PQ | 2771.281 | False | -1 | ABCD | 8100102
node_intto1_8100102_200810298 |  | 42.08579107331531 | -75.91623343732437 | PQ | 2771.281 | False | -1 | ABCN | 8100102
node_intto1_8100102_200810320 |  | 42.08278394004202 | -75.916013443068 | PQ | 2771.281 | False | -1 | AD | 8100102
node_intto1_8100102_200810715 |  | 42.08337349200809 | -75.9180954636273 | PQ | 2771.281 | False | -1 | AD | 8100102
node_intto1_8100102_200810766 |  | 42.08542830012757 | -75.91766173359811 | PQ | 2771.281 | False | -1 | AD | 8100102
node_intto1_8100102_200811380 |  | 42.08619707350292 | -75.91457902146995 | PQ | 2771.281 | False | -1 | ABCD | 8100102
node_intto1_8100102_200811391 |  | 42.08394129626294 | -75.91449861232135 | PQ | 2771.281 | False | -1 | ABCD | 8100102
node_intto1_8100102_200814867 |  | 42.08462635738405 | -75.92627821969188 | PQ | 2771.281 | False | -1 | AD | 8100102
node_intto1_8100102_200814879 |  | 42.08220581247185 | -75.92670696195698 | PQ | 7199.557 | False | -1 | AN | 8100102
node_intto1_8100102_200815075 |  | 42.08491375859222 | -75.9251555961238 | PQ | 2771.281 | False | -1 | AD | 8100102
node_intto1_8100102_200815304 |  | 42.08899639835659 | -75.91607277881825 | PQ | 2771.281 | False | -1 | ABCD | 8100102
node_intto1_8100102_200815512 |  | 42.08492500221371 | -75.92893465109832 | PQ | 2771.281 | False | -1 | AD | 8100102
node_intto1_8100102_200940743 |  | 42.087693880271644 | -75.91574549246823 | PQ | 2771.281 | False | -1 | ABCD | 8100102
node_intto1_8100102_310007100 |  | 42.08848151992345 | -75.91611735291737 | PQ | 2771.281 | False | -1 | ABCD | 8100102
node_intto1_8100102_311859681 |  | 42.08785582676722 | -75.92066981568802 | PQ | 2771.281 | False | -1 | ABCN | 8100102
node_intto1_8100102_311880825 |  | 42.08619551774726 | -75.92189736111557 | PQ | 2771.281 | False | -1 | ABCD | 8100102
node_intto1_220382442 |  | 42.08225039254089 | -75.92597746246385 | PQ | 2771.281 | False | -1 | AD | 8100102
node_intto1_220465487 |  | 42.0822434354645 | -75.92597403076041 | PQ | 2771.281 | False | -1 | AD | 8100102

## Capacitor
Name | GroupId | NominalVoltage | RemoteSense | RemoteSenseB | ParticipatingPhases | PhasesConnected | SwitchA | SwitchB | SwitchC | Control | ControlLevel | VoltageSetHigh | VoltageSetLow | ReactivePowerSetHigh | ReactivePowerSetLow | CapacitorA | CapacitorB | CapacitorC | TimeDelay | DwellTime | LockoutTime | CurrentSetHigh | CurrentSetLow | Status | ParentNode | Phases | Feeder | Comments
cap_220368777 |  | 0 |  |  |  |  | CLOSED | CLOSED | CLOSED | MANUAL | BANK | 0 | 0 | 0 | 0 | 150000 | 150000 | 150000 | 0 | 0 | 0 | 0 | 0 | OPEN | node_1391640_893_15288478_098 | ABCN | 8100102
cap_220368789 |  | 0 |  |  |  |  | CLOSED | OPEN | OPEN | MANUAL | BANK | 0 | 0 | 0 | 0 | 150000 | 0 | 0 | 0 | 0 | 0 | 0 | 0 | OPEN | node_1390315_867_15286483_485 | AN | 8100102
cap_220368892 |  | 0 |  |  |  |  | CLOSED | CLOSED | CLOSED | MANUAL | BANK | 0 | 0 | 0 | 0 | 50000 | 50000 | 50000 | 0 | 0 | 0 | 0 | 0 | OPEN | node_1391751_475_15289624_354 | ABCN | 8100102
cap_220368895 |  | 0 |  |  |  |  | CLOSED | OPEN | OPEN | MANUAL | BANK | 0 | 0 | 0 | 0 | 150000 | 0 | 0 | 0 | 0 | 0 | 0 | 0 | OPEN | node_1388247_038_15286594_999 | AN | 8100102

## EVChargingStation
Name | GroupId | ServiceCharge | ServiceDischarge | ChargeEfficiency | DischargeEfficiency | CommitmentStatus | ConstructionTime | CalendarLife | YearOfInstallation | DepthOfDischarge | ReactivePower | ReactivePowerA | ReactivePowerB | ReactivePowerC | ActivePower | ActivePowerA | ActivePowerB | ActivePowerC | Energy | MaxEnergy | PowerCharge | PowerDischarge | RampUpLimit | RampDownLimit | CapitalCost | FixedOperatingCost | VariableOperatingCost | MaxReactivePower | MaxActivePower | OutputSchedule | PlanningStatus | UnitType | UnitSubtype | ParentNode | Phases | Feeder | Comments
evchargingstation_load_220330657 |  | 0 | 0 | 0.92 | 0 | False | 0 | 0 | 0 | 0 | 0 | 0 | 0 | 0 | 0 | 0 | 0 | 0 | 0 | 5063.763421840563 | 0 | 0 | 0 | 0 | 0 | 0 | 0.001 | 359.52569681372177 | 843.9605703067605 | OPTIMIZED | INSTALLED |  |  | node_1388964_503_15286415_795 | AN | 8100102
evchargingstation_load_220330658 |  | 0 | 0 | 0.92 | 0 | False | 0 | 0 | 0 | 0 | 0 | 0 | 0 | 0 | 0 | 0 | 0 | 0 | 0 | 4406.039960623842 | 0 | 0 | 0 | 0 | 0 | 0 | 0.001 | 312.8275384340172 | 734.3399934373069 | OPTIMIZED | INSTALLED |  |  | node_1388800_975_15286398_329 | AN | 8100102
evchargingstation_load_220330659 |  | 0 | 0 | 0.92 | 0 | False | 0 | 0 | 0 | 0 | 0 | 0 | 0 | 0 | 0 | 0 | 0 | 0 | 0 | 6233.049575114732 | 0 | 0 | 0 | 0 | 0 | 0 | 0.001 | 442.5446753610741 | 1038.8415958524554 | OPTIMIZED | INSTALLED |  |  | node_1388597_199_15286355_239 | AN | 8100102
evchargingstation_load_220330660 |  | 0 | 0 | 0.92 | 0 | False | 0 | 0 | 0 | 0 | 0 | 0 | 0 | 0 | 0 | 0 | 0 | 0 | 0 | 4104.288695262765 | 0 | 0 | 0 | 0 | 0 | 0 | 0.001 | 291.4032859056682 | 684.0481158771275 | OPTIMIZED | INSTALLED |  |  | node_1388340_848_15286283_821 | AN | 8100102
evchargingstation_load_220331519 |  | 0 | 0 | 0.92 | 0 | False | 0 | 0 | 0 | 0 | 0 | 0 | 0 | 0 | 0 | 0 | 0 | 0 | 0 | 2728.5088730742345 | 0 | 0 | 0 | 0 | 0 | 0 | 0.001 | 193.72331918454148 | 454.7514788457058 | OPTIMIZED | INSTALLED |  |  | node_1391524_149_15288533_243 | AN | 8100102
evchargingstation_load_220331520 |  | 0 | 0 | 0.92 | 0 | False | 0 | 0 | 0 | 0 | 0 | 0 | 0 | 0 | 0 | 0 | 0 | 0 | 0 | 2728.5088730742345 | 0 | 0 | 0 | 0 | 0 | 0 | 0.001 | 193.72331918454148 | 454.7514788457058 | OPTIMIZED | INSTALLED |  |  | node_1391509_931_15288514_554 | BN | 8100102
evchargingstation_load_220331521 |  | 0 | 0 | 0.92 | 0 | False | 0 | 0 | 0 | 0 | 0 | 0 | 0 | 0 | 0 | 0 | 0 | 0 | 0 | 2728.5088730742345 | 0 | 0 | 0 | 0 | 0 | 0 | 0.001 | 193.72331918454148 | 454.7514788457058 | OPTIMIZED | INSTALLED |  |  | node_1391541_463_15288546_385 | CN | 8100102
evchargingstation_load_220331522 |  | 0 | 0 | 0.92 | 0 | False | 0 | 0 | 0 | 0 | 0 | 0 | 0 | 0 | 0 | 0 | 0 | 0 | 0 | 7678.155244383013 | 0 | 0 | 0 | 0 | 0 | 0 | 0.001 | 545.1467631457566 | 1279.6925407305023 | OPTIMIZED | INSTALLED |  |  | node_1391344_919_15288362_335 | AN | 8100102
evchargingstation_load_220331523 |  | 0 | 0 | 0.92 | 0 | False | 0 | 0 | 0 | 0 | 0 | 0 | 0 | 0 | 0 | 0 | 0 | 0 | 0 | 266.3897889515752 | 0 | 0 | 0 | 0 | 0 | 0 | 0.001 | 18.91358770327441 | 44.39829815859587 | OPTIMIZED | INSTALLED |  |  | node_1391190_156_15288200_581 | AN | 8100102
evchargingstation_load_220331524 |  | 0 | 0 | 0.92 | 0 | False | 0 | 0 | 0 | 0 | 0 | 0 | 0 | 0 | 0 | 0 | 0 | 0 | 0 | 8201.50509524363 | 0 | 0 | 0 | 0 | 0 | 0 | 0.001 | 582.3044170182498 | 1366.9175158739383 | OPTIMIZED | INSTALLED |  |  | node_1390796_854_15288056_883 | AN | 8100102
evchargingstation_load_220331525 |  | 0 | 0 | 0.92 | 0 | False | 0 | 0 | 0 | 0 | 0 | 0 | 0 | 0 | 0 | 0 | 0 | 0 | 0 | 3078.8058793872324 | 0 | 0 | 0 | 0 | 0 | 0 | 0.001 | 218.5942788294036 | 513.1343132312054 | OPTIMIZED | INSTALLED |  |  | node_1390532_137_15287905_294 | AN | 8100102
evchargingstation_load_220331526 |  | 0 | 0 | 0.92 | 0 | False | 0 | 0 | 0 | 0 | 0 | 0 | 0 | 0 | 0 | 0 | 0 | 0 | 0 | 12442.000958898549 | 0 | 0 | 0 | 0 | 0 | 0 | 0.001 | 883.3783573095811 | 2073.6668264830914 | OPTIMIZED | INSTALLED |  |  | node_1390188_748_15287631_102 | AN | 8100102
evchargingstation_load_220331527 |  | 0 | 0 | 0.92 | 0 | False | 0 | 0 | 0 | 0 | 0 | 0 | 0 | 0 | 0 | 0 | 0 | 0 | 0 | 654.8421557315025 | 0 | 0 | 0 | 0 | 0 | 0 | 0.001 | 46.493574776218104 | 109.14035928858375 | OPTIMIZED | INSTALLED |  |  | node_1389753_161_15287711_438 | AN | 8100102
evchargingstation_load_220331528 |  | 0 | 0 | 0.92 | 0 | False | 0 | 0 | 0 | 0 | 0 | 0 | 0 | 0 | 0 | 0 | 0 | 0 | 0 | 2619.36862292601 | 0 | 0 | 0 | 0 | 0 | 0 | 0.001 | 185.9744082452317 | 436.561437154335 | OPTIMIZED | INSTALLED |  |  | node_1389604_386_15287624_067 | AN | 8100102
evchargingstation_load_220331529 |  | 0 | 0 | 0.92 | 0 | False | 0 | 0 | 0 | 0 | 0 | 0 | 0 | 0 | 0 | 0 | 0 | 0 | 0 | 13941.851432385982 | 0 | 0 | 0 | 0 | 0 | 0 | 0.001 | 989.8673152797877 | 2323.641905397664 | OPTIMIZED | INSTALLED |  |  | node_1388773_996_15287541_956 | AN | 8100102
evchargingstation_load_220331544 |  | 0 | 0 | 0.92 | 0 | False | 0 | 0 | 0 | 0 | 0 | 0 | 0 | 0 | 0 | 0 | 0 | 0 | 0 | 28397.622988590047 | 0 | 0 | 0 | 0 | 0 | 0 | 0.001 | 2016.2227628980124 | 4732.937164765008 | OPTIMIZED | INSTALLED |  |  | node_1390641_302_15287273_06 | AN | 8100102
evchargingstation_load_220331545 |  | 0 | 0 | 0.92 | 0 | False | 0 | 0 | 0 | 0 | 0 | 0 | 0 | 0 | 0 | 0 | 0 | 0 | 0 | 3432.4206434822436 | 0 | 0 | 0 | 0 | 0 | 0 | 0.001 | 243.70081793979008 | 572.0701072470406 | OPTIMIZED | INSTALLED |  |  | node_1390743_919_15286910_676 | AN | 8100102
evchargingstation_load_220331547 |  | 0 | 0 | 0.92 | 0 | False | 0 | 0 | 0 | 0 | 0 | 0 | 0 | 0 | 0 | 0 | 0 | 0 | 0 | 386.6188087438791 | 0 | 0 | 0 | 0 | 0 | 0 | 0.001 | 27.449837194492055 | 64.43646812397985 | OPTIMIZED | INSTALLED |  |  | node_1391304_121_15287476_147 | AN | 8100102
evchargingstation_load_220331548 |  | 0 | 0 | 0.92 | 0 | False | 0 | 0 | 0 | 0 | 0 | 0 | 0 | 0 | 0 | 0 | 0 | 0 | 0 | 28972.836338184596 | 0 | 0 | 0 | 0 | 0 | 0 | 0.001 | 2057.0627579227225 | 4828.806056364099 | OPTIMIZED | INSTALLED |  |  | node_1391212_871_15288611_474 | AN | 8100102
evchargingstation_load_220331549 |  | 0 | 0 | 0.92 | 0 | False | 0 | 0 | 0 | 0 | 0 | 0 | 0 | 0 | 0 | 0 | 0 | 0 | 0 | 982.2632335972537 | 0 | 0 | 0 | 0 | 0 | 0 | 0.001 | 69.7404167345068 | 163.7105389328756 | OPTIMIZED | INSTALLED |  |  | node_1391162_119_15288925_633 | AN | 8100102
evchargingstation_load_220331550 |  | 0 | 0 | 0.92 | 0 | False | 0 | 0 | 0 | 0 | 0 | 0 | 0 | 0 | 0 | 0 | 0 | 0 | 0 | 982.2632335972537 | 0 | 0 | 0 | 0 | 0 | 0 | 0.001 | 69.7404167345068 | 163.7105389328756 | OPTIMIZED | INSTALLED |  |  | node_1391157_27_15288899_772 | AN | 8100102
evchargingstation_load_220331552 |  | 0 | 0 | 0.92 | 0 | False | 0 | 0 | 0 | 0 | 0 | 0 | 0 | 0 | 0 | 0 | 0 | 0 | 0 | 8512.948024509533 | 0 | 0 | 0 | 0 | 0 | 0 | 0.001 | 604.4167995119132 | 1418.8246707515887 | OPTIMIZED | INSTALLED |  |  | node_1391700_287_15287466_522 | AN | 8100102
evchargingstation_load_220331553 |  | 0 | 0 | 0.92 | 0 | False | 0 | 0 | 0 | 0 | 0 | 0 | 0 | 0 | 0 | 0 | 0 | 0 | 0 | 13187.47326898329 | 0 | 0 | 0 | 0 | 0 | 0 | 0.001 | 936.3066839589152 | 2197.912211497215 | OPTIMIZED | INSTALLED |  |  | node_1391682_781_15287148_268 | AN | 8100102
evchargingstation_load_220331564 |  | 0 | 0 | 0.92 | 0 | False | 0 | 0 | 0 | 0 | 0 | 0 | 0 | 0 | 0 | 0 | 0 | 0 | 0 | 327.4210778657513 | 0 | 0 | 0 | 0 | 0 | 0 | 0.001 | 23.246787388109052 | 54.570179644291876 | OPTIMIZED | INSTALLED |  |  | node_1391663_611_15287982_366 | AN | 8100102
evchargingstation_load_220331566 |  | 0 | 0 | 0.92 | 0 | False | 0 | 0 | 0 | 0 | 0 | 0 | 0 | 0 | 0 | 0 | 0 | 0 | 0 | 3819.91268424079 | 0 | 0 | 0 | 0 | 0 | 0 | 0.001 | 271.2126468583581 | 636.6521140401317 | OPTIMIZED | INSTALLED |  |  | node_1391884_14_15288739_715 | AN | 8100102
evchargingstation_load_220331567 |  | 0 | 0 | 0.92 | 0 | False | 0 | 0 | 0 | 0 | 0 | 0 | 0 | 0 | 0 | 0 | 0 | 0 | 0 | 3819.91268424079 | 0 | 0 | 0 | 0 | 0 | 0 | 0.001 | 271.2126468583581 | 636.6521140401317 | OPTIMIZED | INSTALLED |  |  | node_1391878_008_15288764_984 | BN | 8100102
evchargingstation_load_220331568 |  | 0 | 0 | 0.92 | 0 | False | 0 | 0 | 0 | 0 | 0 | 0 | 0 | 0 | 0 | 0 | 0 | 0 | 0 | 3819.91268424079 | 0 | 0 | 0 | 0 | 0 | 0 | 0.001 | 271.2126468583581 | 636.6521140401317 | OPTIMIZED | INSTALLED |  |  | node_1391885_181_15288713_133 | CN | 8100102
evchargingstation_load_220331570 |  | 0 | 0 | 0.92 | 0 | False | 0 | 0 | 0 | 0 | 0 | 0 | 0 | 0 | 0 | 0 | 0 | 0 | 0 | 14196.454062534389 | 0 | 0 | 0 | 0 | 0 | 0 | 0.001 | 1007.9440147080371 | 2366.075677089065 | OPTIMIZED | INSTALLED |  |  | node_1392072_637_15287576_09 | AN | 8100102
evchargingstation_load_220331571 |  | 0 | 0 | 0.92 | 0 | False | 0 | 0 | 0 | 0 | 0 | 0 | 0 | 0 | 0 | 0 | 0 | 0 | 0 | 11341.604200407328 | 0 | 0 | 0 | 0 | 0 | 0 | 0.001 | 805.2505039637466 | 1890.2673667345548 | OPTIMIZED | INSTALLED |  |  | node_1392068_141_15287465_187 | AN | 8100102
evchargingstation_load_220331572 |  | 0 | 0 | 0.92 | 0 | False | 0 | 0 | 0 | 0 | 0 | 0 | 0 | 0 | 0 | 0 | 0 | 0 | 0 | 4123.148149347831 | 0 | 0 | 0 | 0 | 0 | 0 | 0.001 | 292.7422744036002 | 687.1913582246386 | OPTIMIZED | INSTALLED |  |  | node_1392045_09_15286790_568 | AN | 8100102
evchargingstation_load_220331627 |  | 0 | 0 | 0.92 | 0 | False | 0 | 0 | 0 | 0 | 0 | 0 | 0 | 0 | 0 | 0 | 0 | 0 | 0 | 17011.22758473068 | 0 | 0 | 0 | 0 | 0 | 0 | 0.001 | 1207.7921271453151 | 2835.2045974551133 | OPTIMIZED | INSTALLED |  |  | node_1392790_708_15286564_165 | AN | 8100102
evchargingstation_load_220331657 |  | 0 | 0 | 0.92 | 0 | False | 0 | 0 | 0 | 0 | 0 | 0 | 0 | 0 | 0 | 0 | 0 | 0 | 0 | 21181.52436929118 | 0 | 0 | 0 | 0 | 0 | 0 | 0.001 | 1503.8819546490147 | 3530.25406154853 | OPTIMIZED | INSTALLED |  |  | node_1390063_826_15286583_645 | AN | 8100102
evchargingstation_load_220331658 |  | 0 | 0 | 0.92 | 0 | False | 0 | 0 | 0 | 0 | 0 | 0 | 0 | 0 | 0 | 0 | 0 | 0 | 0 | 19356.87218656092 | 0 | 0 | 0 | 0 | 0 | 0 | 0.001 | 1374.3321844629268 | 3226.14536442682 | OPTIMIZED | INSTALLED |  |  | node_1390765_163_15286436_035 | AN | 8100102
evchargingstation_load_220331659 |  | 0 | 0 | 0.92 | 0 | False | 0 | 0 | 0 | 0 | 0 | 0 | 0 | 0 | 0 | 0 | 0 | 0 | 0 | 447.9120345203477 | 0 | 0 | 0 | 0 | 0 | 0 | 0.001 | 31.801645310585396 | 74.65200575339128 | OPTIMIZED | INSTALLED |  |  | node_1390288_08_15286788_726 | AN | 8100102
evchargingstation_load_220331660 |  | 0 | 0 | 0.92 | 0 | False | 0 | 0 | 0 | 0 | 0 | 0 | 0 | 0 | 0 | 0 | 0 | 0 | 0 | 31735.746361646947 | 0 | 0 | 0 | 0 | 0 | 0 | 0.001 | 2253.228529207783 | 5289.291060274491 | OPTIMIZED | INSTALLED |  |  | node_1391047_895_15286846_064 | AN | 8100102
evchargingstation_load_220331665 |  | 0 | 0 | 0.92 | 0 | False | 0 | 0 | 0 | 0 | 0 | 0 | 0 | 0 | 0 | 0 | 0 | 0 | 0 | 24976.98950391097 | 0 | 0 | 0 | 0 | 0 | 0 | 0.001 | 1773.3588332332472 | 4162.831583985161 | OPTIMIZED | INSTALLED |  |  | node_1390827_991_15287697_415 | AN | 8100102
evchargingstation_load_220331666 |  | 0 | 0 | 0.92 | 0 | False | 0 | 0 | 0 | 0 | 0 | 0 | 0 | 0 | 0 | 0 | 0 | 0 | 0 | 24613.945012773424 | 0 | 0 | 0 | 0 | 0 | 0 | 0.001 | 1747.582772588805 | 4102.324168795571 | OPTIMIZED | INSTALLED |  |  | node_1389979_015_15287285_099 | AN | 8100102
evchargingstation_load_220331667 |  | 0 | 0 | 0.92 | 0 | False | 0 | 0 | 0 | 0 | 0 | 0 | 0 | 0 | 0 | 0 | 0 | 0 | 0 | 26431.524900221782 | 0 | 0 | 0 | 0 | 0 | 0 | 0.001 | 1876.630387981806 | 4405.254150036963 | OPTIMIZED | INSTALLED |  |  | node_1388763_866_15287120_104 | AN | 8100102
evchargingstation_load_220331668 |  | 0 | 0 | 0.92 | 0 | False | 0 | 0 | 0 | 0 | 0 | 0 | 0 | 0 | 0 | 0 | 0 | 0 | 0 | 6381.567776034639 | 0 | 0 | 0 | 0 | 0 | 0 | 0.001 | 453.08943488427957 | 1063.5946293391064 | OPTIMIZED | INSTALLED |  |  | node_1388404_267_15286990_089 | AN | 8100102
evchargingstation_load_220331669 |  | 0 | 0 | 0.92 | 0 | False | 0 | 0 | 0 | 0 | 0 | 0 | 0 | 0 | 0 | 0 | 0 | 0 | 0 | 7272.6769815540665 | 0 | 0 | 0 | 0 | 0 | 0 | 0.001 | 516.357882883153 | 1212.1128302590112 | OPTIMIZED | INSTALLED |  |  | node_1391461_769_15287513_759 | AN | 8100102
evchargingstation_load_220331670 |  | 0 | 0 | 0.92 | 0 | False | 0 | 0 | 0 | 0 | 0 | 0 | 0 | 0 | 0 | 0 | 0 | 0 | 0 | 13121.465179685554 | 0 | 0 | 0 | 0 | 0 | 0 | 0.001 | 931.6201423608837 | 2186.9108632809257 | OPTIMIZED | INSTALLED |  |  | node_1392195_955_15286366_307 | AN | 8100102
evchargingstation_load_220331671 |  | 0 | 0 | 0.92 | 0 | False | 0 | 0 | 0 | 0 | 0 | 0 | 0 | 0 | 0 | 0 | 0 | 0 | 0 | 27435.790830251615 | 0 | 0 | 0 | 0 | 0 | 0 | 0.001 | 1947.9329852489896 | 4572.631805041936 | OPTIMIZED | INSTALLED |  |  | node_1392767_717_15286362_472 | AN | 8100102
evchargingstation_load_220332599 |  | 0 | 0 | 0.92 | 0 | False | 0 | 0 | 0 | 0 | 0 | 0 | 0 | 0 | 0 | 0 | 0 | 0 | 0 | 13472.722512019933 | 0 | 0 | 0 | 0 | 0 | 0 | 0.001 | 956.5593147303011 | 2245.4537520033223 | OPTIMIZED | INSTALLED |  |  | node_1389340_116_15287135_302 | AN | 8100102
evchargingstation_load_220332600 |  | 0 | 0 | 0.92 | 0 | False | 0 | 0 | 0 | 0 | 0 | 0 | 0 | 0 | 0 | 0 | 0 | 0 | 0 | 12642.906532276973 | 0 | 0 | 0 | 0 | 0 | 0 | 0.001 | 897.6426202773415 | 2107.151088712829 | OPTIMIZED | INSTALLED |  |  | node_1389312_821_15286703_562 | AN | 8100102
evchargingstation_load_220332602 |  | 0 | 0 | 0.92 | 0 | False | 0 | 0 | 0 | 0 | 0 | 0 | 0 | 0 | 0 | 0 | 0 | 0 | 0 | 5544.6795010097785 | 0 | 0 | 0 | 0 | 0 | 0 | 0.001 | 393.6705856382331 | 924.1132501682964 | OPTIMIZED | INSTALLED |  |  | node_1389173_222_15286413_027 | AN | 8100102
evchargingstation_load_220332680 |  | 0 | 0 | 0.92 | 0 | False | 0 | 0 | 0 | 0 | 0 | 0 | 0 | 0 | 0 | 0 | 0 | 0 | 0 | 19474.743774592593 | 0 | 0 | 0 | 0 | 0 | 0 | 0.001 | 1382.701012642996 | 3245.7906290987653 | OPTIMIZED | INSTALLED |  |  | node_1389560_124_15287370_7 | AN | 8100102
evchargingstation_load_220332681 |  | 0 | 0 | 0.92 | 0 | False | 0 | 0 | 0 | 0 | 0 | 0 | 0 | 0 | 0 | 0 | 0 | 0 | 0 | 19590.25793086363 | 0 | 0 | 0 | 0 | 0 | 0 | 0.001 | 1390.9024740820955 | 3265.0429884772716 | OPTIMIZED | INSTALLED |  |  | node_1389696_275_15286789_779 | AN | 8100102
evchargingstation_load_220332702 |  | 0 | 0 | 0.92 | 0 | False | 0 | 0 | 0 | 0 | 0 | 0 | 0 | 0 | 0 | 0 | 0 | 0 | 0 | 20075.88887355411 | 0 | 0 | 0 | 0 | 0 | 0 | 0.001 | 1425.3821509587249 | 3345.981478925685 | OPTIMIZED | INSTALLED |  |  | node_1390287_617_15287106_752 | AN | 8100102
evchargingstation_load_220332742 |  | 0 | 0 | 0.92 | 0 | False | 0 | 0 | 0 | 0 | 0 | 0 | 0 | 0 | 0 | 0 | 0 | 0 | 0 | 775.5950492483917 | 0 | 0 | 0 | 0 | 0 | 0 | 0.001 | 55.06704112995316 | 129.2658415413986 | OPTIMIZED | INSTALLED |  |  | node_1392006_907_15289200_538 | AN | 8100102
evchargingstation_load_220332743 |  | 0 | 0 | 0.92 | 0 | False | 0 | 0 | 0 | 0 | 0 | 0 | 0 | 0 | 0 | 0 | 0 | 0 | 0 | 3383.351028805737 | 0 | 0 | 0 | 0 | 0 | 0 | 0.001 | 240.21689396075956 | 563.8918381342895 | OPTIMIZED | INSTALLED |  |  | node_1392085_375_15289577_655 | AN | 8100102
evchargingstation_load_220332744 |  | 0 | 0 | 0.92 | 0 | False | 0 | 0 | 0 | 0 | 0 | 0 | 0 | 0 | 0 | 0 | 0 | 0 | 0 | 3383.351028805737 | 0 | 0 | 0 | 0 | 0 | 0 | 0.001 | 240.21689396075956 | 563.8918381342895 | OPTIMIZED | INSTALLED |  |  | node_1392073_307_15289598_682 | BN | 8100102
evchargingstation_load_220332745 |  | 0 | 0 | 0.92 | 0 | False | 0 | 0 | 0 | 0 | 0 | 0 | 0 | 0 | 0 | 0 | 0 | 0 | 0 | 3383.351028805737 | 0 | 0 | 0 | 0 | 0 | 0 | 0.001 | 240.21689396075956 | 563.8918381342895 | OPTIMIZED | INSTALLED |  |  | node_1392092_958_15289553_116 | CN | 8100102
evchargingstation_load_220332746 |  | 0 | 0 | 0.92 | 0 | False | 0 | 0 | 0 | 0 | 0 | 0 | 0 | 0 | 0 | 0 | 0 | 0 | 0 | 0 | 0 | 0 | 0 | 0 | 0 | 0 | 0.001 | 0 | 0 | OPTIMIZED | INSTALLED |  |  | node_1391856_421_15289662_268 | AN | 8100102
evchargingstation_load_220332747 |  | 0 | 0 | 0.92 | 0 | False | 0 | 0 | 0 | 0 | 0 | 0 | 0 | 0 | 0 | 0 | 0 | 0 | 0 | 36780.30097111237 | 0 | 0 | 0 | 0 | 0 | 0 | 0.001 | 2611.390408091835 | 6130.050161852061 | OPTIMIZED | INSTALLED |  |  | node_1391665_186_15289594_048 | AN | 8100102
evchargingstation_load_220332748 |  | 0 | 0 | 0.92 | 0 | False | 0 | 0 | 0 | 0 | 0 | 0 | 0 | 0 | 0 | 0 | 0 | 0 | 0 | 36780.30097111237 | 0 | 0 | 0 | 0 | 0 | 0 | 0.001 | 2611.390408091835 | 6130.050161852061 | OPTIMIZED | INSTALLED |  |  | node_1391669_201_15289583_082 | BN | 8100102
evchargingstation_load_220332749 |  | 0 | 0 | 0.92 | 0 | False | 0 | 0 | 0 | 0 | 0 | 0 | 0 | 0 | 0 | 0 | 0 | 0 | 0 | 36780.30097111237 | 0 | 0 | 0 | 0 | 0 | 0 | 0.001 | 2611.390408091835 | 6130.050161852061 | OPTIMIZED | INSTALLED |  |  | node_1391662_882_15289620_079 | CN | 8100102
evchargingstation_load_220332810 |  | 0 | 0 | 0.92 | 0 | False | 0 | 0 | 0 | 0 | 0 | 0 | 0 | 0 | 0 | 0 | 0 | 0 | 0 | 30769.199339787254 | 0 | 0 | 0 | 0 | 0 | 0 | 0.001 | 2184.6040180768227 | 5128.199889964542 | OPTIMIZED | INSTALLED |  |  | node_1388854_33_15286784_253 | AN | 8100102
evchargingstation_load_220332811 |  | 0 | 0 | 0.92 | 0 | False | 0 | 0 | 0 | 0 | 0 | 0 | 0 | 0 | 0 | 0 | 0 | 0 | 0 | 8232.151708131863 | 0 | 0 | 0 | 0 | 0 | 0 | 0.001 | 584.4803483613862 | 1372.025284688644 | OPTIMIZED | INSTALLED |  |  | node_1388413_654_15286674_096 | AN | 8100102
evchargingstation_load_220334505 |  | 0 | 0 | 0.92 | 0 | False | 0 | 0 | 0 | 0 | 0 | 0 | 0 | 0 | 0 | 0 | 0 | 0 | 0 | 43393.24641797916 | 0 | 0 | 0 | 0 | 0 | 0 | 0.001 | 3080.9075952860526 | 7232.2077363298595 | OPTIMIZED | INSTALLED |  |  | node_1387797_331_15286537_645 | AN | 8100102
evchargingstation_load_220334514 |  | 0 | 0 | 0.92 | 0 | False | 0 | 0 | 0 | 0 | 0 | 0 | 0 | 0 | 0 | 0 | 0 | 0 | 0 | 17843.400996234275 | 0 | 0 | 0 | 0 | 0 | 0 | 0.001 | 1266.8761883392438 | 2973.900166039046 | OPTIMIZED | INSTALLED |  |  | node_1388058_998_15286942_271 | AN | 8100102
evchargingstation_load_220441992 |  | 0 | 0 | 0.92 | 0 | False | 0 | 0 | 0 | 0 | 0 | 0 | 0 | 0 | 0 | 0 | 0 | 0 | 0 | 1850.5839320972261 | 0 | 0 | 0 | 0 | 0 | 0 | 0.001 | 131.3909134771066 | 308.4306553495377 | OPTIMIZED | INSTALLED |  |  | node_1392095_435_15288503_327 | AN | 8100102
evchargingstation_load_220521508 |  | 0 | 0 | 0.92 | 0 | False | 0 | 0 | 0 | 0 | 0 | 0 | 0 | 0 | 0 | 0 | 0 | 0 | 0 | 21575.21547331696 | 0 | 0 | 0 | 0 | 0 | 0 | 0.001 | 1531.833892066414 | 3595.869245552826 | OPTIMIZED | INSTALLED |  |  | node_1391020_509_15287373_153 | AN | 8100102
evchargingstation_load_220531410 |  | 0 | 0 | 0.92 | 0 | False | 0 | 0 | 0 | 0 | 0 | 0 | 0 | 0 | 0 | 0 | 0 | 0 | 0 | 64829.37341741874 | 0 | 0 | 0 | 0 | 0 | 0 | 0.001 | 4602.866194793138 | 10804.89556956979 | OPTIMIZED | INSTALLED |  |  | node_1391944_348_15287662_026 | ABCN | 8100102
evchargingstation_load_220551231 |  | 0 | 0 | 0.92 | 0 | False | 0 | 0 | 0 | 0 | 0 | 0 | 0 | 0 | 0 | 0 | 0 | 0 | 0 | 5566.158323717771 | 0 | 0 | 0 | 0 | 0 | 0 | 0.001 | 395.19560387857246 | 927.6930539529619 | OPTIMIZED | INSTALLED |  |  | node_1391656_073_15288336_896 | AN | 8100102
evchargingstation_load_220551232 |  | 0 | 0 | 0.92 | 0 | False | 0 | 0 | 0 | 0 | 0 | 0 | 0 | 0 | 0 | 0 | 0 | 0 | 0 | 5566.158323717771 | 0 | 0 | 0 | 0 | 0 | 0 | 0.001 | 395.19560387857246 | 927.6930539529619 | OPTIMIZED | INSTALLED |  |  | node_1391657_49_15288310_348 | BN | 8100102
evchargingstation_load_220551233 |  | 0 | 0 | 0.92 | 0 | False | 0 | 0 | 0 | 0 | 0 | 0 | 0 | 0 | 0 | 0 | 0 | 0 | 0 | 5566.158323717771 | 0 | 0 | 0 | 0 | 0 | 0 | 0.001 | 395.19560387857246 | 927.6930539529619 | OPTIMIZED | INSTALLED |  |  | node_1391659_825_15288363_074 | CN | 8100102
evchargingstation_load_220551245 |  | 0 | 0 | 0.92 | 0 | False | 0 | 0 | 0 | 0 | 0 | 0 | 0 | 0 | 0 | 0 | 0 | 0 | 0 | 0 | 0 | 0 | 0 | 0 | 0 | 0 | 0.001 | 0 | 0 | OPTIMIZED | INSTALLED |  |  | node_1391690_757_15288230_854 | AN | 8100102
evchargingstation_load_220602572 |  | 0 | 0 | 0.92 | 0 | False | 0 | 0 | 0 | 0 | 0 | 0 | 0 | 0 | 0 | 0 | 0 | 0 | 0 | 149631.43225722728 | 0 | 0 | 0 | 0 | 0 | 0 | 0.001 | 10623.787184243443 | 24938.572042871212 | OPTIMIZED | INSTALLED |  |  | node_1391399_033_15287760_632 | ABCN | 8100102
evchargingstation_load_220647329 |  | 0 | 0 | 0.92 | 0 | False | 0 | 0 | 0 | 0 | 0 | 0 | 0 | 0 | 0 | 0 | 0 | 0 | 0 | 17534.577435591294 | 0 | 0 | 0 | 0 | 0 | 0 | 0.001 | 1244.949781017808 | 2922.4295725985494 | OPTIMIZED | INSTALLED |  |  | node_1388394_375_15287279_443 | AN | 8100102
evchargingstation_load_220648349 |  | 0 | 0 | 0.92 | 0 | False | 0 | 0 | 0 | 0 | 0 | 0 | 0 | 0 | 0 | 0 | 0 | 0 | 0 | 6111.86022930105 | 0 | 0 | 0 | 0 | 0 | 0 | 0.001 | 433.9402677154807 | 1018.6433715501751 | OPTIMIZED | INSTALLED |  |  | node_1392050_172_15289020_306 | AN | 8100102
evchargingstation_load_220648355 |  | 0 | 0 | 0.92 | 0 | False | 0 | 0 | 0 | 0 | 0 | 0 | 0 | 0 | 0 | 0 | 0 | 0 | 0 | 6111.86022930105 | 0 | 0 | 0 | 0 | 0 | 0 | 0.001 | 433.9402677154807 | 1018.6433715501751 | OPTIMIZED | INSTALLED |  |  | node_1392047_885_15289046_735 | BN | 8100102
evchargingstation_load_220648356 |  | 0 | 0 | 0.92 | 0 | False | 0 | 0 | 0 | 0 | 0 | 0 | 0 | 0 | 0 | 0 | 0 | 0 | 0 | 6111.86022930105 | 0 | 0 | 0 | 0 | 0 | 0 | 0.001 | 433.9402677154807 | 1018.6433715501751 | OPTIMIZED | INSTALLED |  |  | node_1392047_282_15288993_938 | CN | 8100102
evchargingstation_load_310006836 |  | 0 | 0 | 0.92 | 0 | False | 0 | 0 | 0 | 0 | 0 | 0 | 0 | 0 | 0 | 0 | 0 | 0 | 0 | 3492.4916063750393 | 0 | 0 | 0 | 0 | 0 | 0 | 0.001 | 247.96585947024903 | 582.0819343958399 | OPTIMIZED | INSTALLED |  |  | node_1392113_315_15288684_419 | AN | 8100102
evchargingstation_load_310049565 |  | 0 | 0 | 0.92 | 0 | False | 0 | 0 | 0 | 0 | 0 | 0 | 0 | 0 | 0 | 0 | 0 | 0 | 0 | 1367.3104211673772 | 0 | 0 | 0 | 0 | 0 | 0 | 0.001 | 97.07865791162627 | 227.88507019456287 | OPTIMIZED | INSTALLED |  |  | node_1391723_473_15288740_471 | AN | 8100102
evchargingstation_load_311880280 |  | 0 | 0 | 0.92 | 0 | False | 0 | 0 | 0 | 0 | 0 | 0 | 0 | 0 | 0 | 0 | 0 | 0 | 0 | 14241.245265986425 | 0 | 0 | 0 | 0 | 0 | 0 | 0.001 | 1011.1242010671676 | 2373.540877664404 | OPTIMIZED | INSTALLED |  |  | node_1392342_215_15287363_841 | AN | 8100102
evchargingstation_load_311893701 |  | 0 | 0 | 0.92 | 0 | False | 0 | 0 | 0 | 0 | 0 | 0 | 0 | 0 | 0 | 0 | 0 | 0 | 0 | 3492.4916063750393 | 0 | 0 | 0 | 0 | 0 | 0 | 0.001 | 247.96585947024903 | 582.0819343958399 | OPTIMIZED | INSTALLED |  |  | node_1392113_172_15288666_04 | BN | 8100102
evchargingstation_load_311893702 |  | 0 | 0 | 0.92 | 0 | False | 0 | 0 | 0 | 0 | 0 | 0 | 0 | 0 | 0 | 0 | 0 | 0 | 0 | 3492.4916063750393 | 0 | 0 | 0 | 0 | 0 | 0 | 0.001 | 247.96585947024903 | 582.0819343958399 | OPTIMIZED | INSTALLED |  |  | node_1392110_381_15288646_652 | CN | 8100102
evchargingstation_load_311901428 |  | 0 | 0 | 0.92 | 0 | False | 0 | 0 | 0 | 0 | 0 | 0 | 0 | 0 | 0 | 0 | 0 | 0 | 0 | 0 | 0 | 0 | 0 | 0 | 0 | 0 | 0.001 | 0 | 0 | OPTIMIZED | INSTALLED |  |  | node_1389968_32_15287830_824 | AN | 8100102
evchargingstation_load_311901430 |  | 0 | 0 | 0.92 | 0 | False | 0 | 0 | 0 | 0 | 0 | 0 | 0 | 0 | 0 | 0 | 0 | 0 | 0 | 0 | 0 | 0 | 0 | 0 | 0 | 0 | 0.001 | 0 | 0 | OPTIMIZED | INSTALLED |  |  | node_1389981_913_15287833_798 | BN | 8100102
evchargingstation_load_311901433 |  | 0 | 0 | 0.92 | 0 | False | 0 | 0 | 0 | 0 | 0 | 0 | 0 | 0 | 0 | 0 | 0 | 0 | 0 | 0 | 0 | 0 | 0 | 0 | 0 | 0 | 0.001 | 0 | 0 | OPTIMIZED | INSTALLED |  |  | node_1389997_453_15287837_792 | CN | 8100102
evchargingstation_load_311903719 |  | 0 | 0 | 0.92 | 0 | False | 0 | 0 | 0 | 0 | 0 | 0 | 0 | 0 | 0 | 0 | 0 | 0 | 0 | 96261.79689253087 | 0 | 0 | 0 | 0 | 0 | 0 | 0.001 | 6834.558930025378 | 16043.632815421812 | OPTIMIZED | INSTALLED |  |  | node_1390748_477_15288469_592 | ABCN | 8100102
evchargingstation_load_311904160 |  | 0 | 0 | 0.92 | 0 | False | 0 | 0 | 0 | 0 | 0 | 0 | 0 | 0 | 0 | 0 | 0 | 0 | 0 | 1225.8645155293727 | 0 | 0 | 0 | 0 | 0 | 0 | 0.001 | 87.03599861132794 | 204.31075258822878 | OPTIMIZED | INSTALLED |  |  | node_1391725_085_15288433_287 | AN | 8100102
evchargingstation_load_312116691 |  | 0 | 0 | 0.92 | 0 | False | 0 | 0 | 0 | 0 | 0 | 0 | 0 | 0 | 0 | 0 | 0 | 0 | 0 | 0 | 0 | 0 | 0 | 0 | 0 | 0 | 0.001 | 0 | 0 | OPTIMIZED | INSTALLED |  |  | node_1391593_764_15286714_81 | AN | 8100102
evchargingstation_load_312116691-L-1 |  | 0 | 0 | 0.92 | 0 | False | 0 | 0 | 0 | 0 | 0 | 0 | 0 | 0 | 0 | 0 | 0 | 0 | 0 | 0 | 0 | 0 | 0 | 0 | 0 | 0 | 0.001 | 0 | 0 | OPTIMIZED | INSTALLED |  |  | node_1391593_764_15286714_81 | AN | 8100102

## Fuse
Name | GroupId | MeanReplacementTime | PhaseAStatus | PhaseBStatus | PhaseCStatus | RepairDistributionType | CurrentLimit | CurrentInAReal | CurrentInAImag | CurrentInA | CurrentInBReal | CurrentInBImag | CurrentInB | CurrentInCReal | CurrentInCImag | CurrentInC | CurrentOutAReal | CurrentOutAImag | CurrentOutA | CurrentOutBReal | CurrentOutBImag | CurrentOutB | CurrentOutCReal | CurrentOutCImag | CurrentOutC | ActivePowerInA | ReactivePowerInA | PowerInA | ActivePowerInB | ReactivePowerInB | PowerInB | ActivePowerInC | ReactivePowerInC | PowerInC | ActivePowerOutA | ReactivePowerOutA | PowerOutA | ActivePowerOutB | ReactivePowerOutB | PowerOutB | ActivePowerOutC | ReactivePowerOutC | PowerOutC | Status | From | To | Length | Phases | Feeder | Comments
fuse_220382406 |  | 0 | GOOD | GOOD | GOOD | NONE | 100 | 0 | 0 | 0+0j | 0 | 0 | 0+0j | 0 | 0 | 0+0j | 0 | 0 | 0+0j | 0 | 0 | 0+0j | 0 | 0 | 0+0j | 0 | 0 | 0+0j | 0 | 0 | 0+0j | 0 | 0 | 0+0j | 0 | 0 | 0+0j | 0 | 0 | 0+0j | 0 | 0 | 0+0j | OPEN | node_intto1_8100102_200814867 | node_8100102_200814867 | 0 | AD | 8100102
fuse_220382416 |  | 0 | GOOD | GOOD | GOOD | NONE | 100 | 0 | 0 | 0+0j | 0 | 0 | 0+0j | 0 | 0 | 0+0j | 0 | 0 | 0+0j | 0 | 0 | 0+0j | 0 | 0 | 0+0j | 0 | 0 | 0+0j | 0 | 0 | 0+0j | 0 | 0 | 0+0j | 0 | 0 | 0+0j | 0 | 0 | 0+0j | 0 | 0 | 0+0j | OPEN | node_intto1_8100102_200815075 | node_8100102_200815075 | 0 | AD | 8100102
fuse_220382423 |  | 0 | GOOD | GOOD | GOOD | NONE | 100 | 0 | 0 | 0+0j | 0 | 0 | 0+0j | 0 | 0 | 0+0j | 0 | 0 | 0+0j | 0 | 0 | 0+0j | 0 | 0 | 0+0j | 0 | 0 | 0+0j | 0 | 0 | 0+0j | 0 | 0 | 0+0j | 0 | 0 | 0+0j | 0 | 0 | 0+0j | 0 | 0 | 0+0j | OPEN | node_intto1_8100102_200815512 | node_8100102_200815512 | 0 | AD | 8100102
fuse_220382442 |  | 0 | GOOD | GOOD | GOOD | NONE | 60 | 0 | 0 | 0+0j | 0 | 0 | 0+0j | 0 | 0 | 0+0j | 0 | 0 | 0+0j | 0 | 0 | 0+0j | 0 | 0 | 0+0j | 0 | 0 | 0+0j | 0 | 0 | 0+0j | 0 | 0 | 0+0j | 0 | 0 | 0+0j | 0 | 0 | 0+0j | 0 | 0 | 0+0j | OPEN | node_intto1_220382442 | node_220382442 | 0 | AD | 8100102
fuse_220383156 |  | 0 | GOOD | GOOD | GOOD | NONE | 150 | 0 | 0 | 0+0j | 0 | 0 | 0+0j | 0 | 0 | 0+0j | 0 | 0 | 0+0j | 0 | 0 | 0+0j | 0 | 0 | 0+0j | 0 | 0 | 0+0j | 0 | 0 | 0+0j | 0 | 0 | 0+0j | 0 | 0 | 0+0j | 0 | 0 | 0+0j | 0 | 0 | 0+0j | OPEN | node_intto1_8100102_200810320 | node_8100102_200810320 | 0 | AD | 8100102
fuse_220383157 |  | 0 | GOOD | GOOD | GOOD | NONE | 50 | 0 | 0 | 0+0j | 0 | 0 | 0+0j | 0 | 0 | 0+0j | 0 | 0 | 0+0j | 0 | 0 | 0+0j | 0 | 0 | 0+0j | 0 | 0 | 0+0j | 0 | 0 | 0+0j | 0 | 0 | 0+0j | 0 | 0 | 0+0j | 0 | 0 | 0+0j | 0 | 0 | 0+0j | OPEN | node_intto1_8100102_200810298 | node_8100102_200810298 | 0 | ABCN | 8100102
fuse_220383158 |  | 0 | GOOD | GOOD | GOOD | NONE | 150 | 0 | 0 | 0+0j | 0 | 0 | 0+0j | 0 | 0 | 0+0j | 0 | 0 | 0+0j | 0 | 0 | 0+0j | 0 | 0 | 0+0j | 0 | 0 | 0+0j | 0 | 0 | 0+0j | 0 | 0 | 0+0j | 0 | 0 | 0+0j | 0 | 0 | 0+0j | 0 | 0 | 0+0j | OPEN | node_intto1_8100102_200805627 | node_8100102_200805627 | 0 | ABCN | 8100102
fuse_220383163 |  | 0 | GOOD | GOOD | GOOD | NONE | 150 | 0 | 0 | 0+0j | 0 | 0 | 0+0j | 0 | 0 | 0+0j | 0 | 0 | 0+0j | 0 | 0 | 0+0j | 0 | 0 | 0+0j | 0 | 0 | 0+0j | 0 | 0 | 0+0j | 0 | 0 | 0+0j | 0 | 0 | 0+0j | 0 | 0 | 0+0j | 0 | 0 | 0+0j | OPEN | node_intto1_8100102_200940743 | node_8100102_200940743 | 0 | ABCD | 8100102
fuse_220383164 |  | 0 | GOOD | GOOD | GOOD | NONE | 150 | 0 | 0 | 0+0j | 0 | 0 | 0+0j | 0 | 0 | 0+0j | 0 | 0 | 0+0j | 0 | 0 | 0+0j | 0 | 0 | 0+0j | 0 | 0 | 0+0j | 0 | 0 | 0+0j | 0 | 0 | 0+0j | 0 | 0 | 0+0j | 0 | 0 | 0+0j | 0 | 0 | 0+0j | OPEN | node_intto1_8100102_200810766 | node_8100102_200810766 | 0 | AD | 8100102
fuse_220383175 |  | 0 | GOOD | GOOD | GOOD | NONE | 200 | 0 | 0 | 0+0j | 0 | 0 | 0+0j | 0 | 0 | 0+0j | 0 | 0 | 0+0j | 0 | 0 | 0+0j | 0 | 0 | 0+0j | 0 | 0 | 0+0j | 0 | 0 | 0+0j | 0 | 0 | 0+0j | 0 | 0 | 0+0j | 0 | 0 | 0+0j | 0 | 0 | 0+0j | OPEN | node_intto1_8100102_200810715 | node_8100102_200810715 | 0 | AD | 8100102
fuse_220383371 |  | 0 | GOOD | GOOD | GOOD | NONE | 100 | 0 | 0 | 0+0j | 0 | 0 | 0+0j | 0 | 0 | 0+0j | 0 | 0 | 0+0j | 0 | 0 | 0+0j | 0 | 0 | 0+0j | 0 | 0 | 0+0j | 0 | 0 | 0+0j | 0 | 0 | 0+0j | 0 | 0 | 0+0j | 0 | 0 | 0+0j | 0 | 0 | 0+0j | OPEN | node_intto1_8100102_311880825 | node_8100102_311880825 | 0 | ABCD | 8100102
fuse_311882942 |  | 0 | GOOD | GOOD | GOOD | NONE | 300 | 0 | 0 | 0+0j | 0 | 0 | 0+0j | 0 | 0 | 0+0j | 0 | 0 | 0+0j | 0 | 0 | 0+0j | 0 | 0 | 0+0j | 0 | 0 | 0+0j | 0 | 0 | 0+0j | 0 | 0 | 0+0j | 0 | 0 | 0+0j | 0 | 0 | 0+0j | 0 | 0 | 0+0j | OPEN | node_intto1_8100102_200810228 | node_8100102_200810228 | 0 | ABCD | 8100102
fuse_311895345 |  | 0 | GOOD | GOOD | GOOD | NONE | 140 | 0 | 0 | 0+0j | 0 | 0 | 0+0j | 0 | 0 | 0+0j | 0 | 0 | 0+0j | 0 | 0 | 0+0j | 0 | 0 | 0+0j | 0 | 0 | 0+0j | 0 | 0 | 0+0j | 0 | 0 | 0+0j | 0 | 0 | 0+0j | 0 | 0 | 0+0j | 0 | 0 | 0+0j | OPEN | node_intto1_8100102_311859681 | node_8100102_311859681 | 0 | ABCN | 8100102

## Generator
Name | GroupId | ColdStartupCost | ColdStartupTime | HotStartupCost | HotStartupStatus | ShutdownCost | CommitmentStatus | ConstructionTime | CalendarLife | YearOfInstallation | ReactivePower | ActivePower | MaxPowerOutput | MinPowerOutput | MinimumDowntime | MinimumUptime | NoLoadCost | NonSpinningReserve | SpinningReserve | OperatingReserve | RampUpLimit | RampDownLimit | StartupCapability | ShutdownCapability | ShutdownStatus | StartupStatus | CapitalCost | FixedOperatingCost | VariableOperatingCost | MaxReactivePower | MaxActivePower | OutputSchedule | PlanningStatus | UnitType | UnitSubtype | ParentNode | Phases | Feeder | Comments

## HeatPump
Name | GroupId | YearOfInstallation | ReactivePower | ActivePower | MaxPowerOutput | MinPowerOutput | RampUpLimit | RampDownLimit | CapitalCost | FixedOperatingCost | VariableOperatingCost | MaxReactivePower | MaxActivePower | OutputSchedule | PlanningStatus | UnitType | UnitSubtype | ParentNode | Phases | Feeder | Comments
heatpump_load_220330657 |  | 0 | 0 | 0 | 0 | 0 | 0 | 0 | 0 | 0 | 0.19 | 286.2867375833028 | 672.0374105755562 | OPTIMIZED | INSTALLED |  |  | node_1388964_503_15286415_795 | AN | 8100102
heatpump_load_220330658 |  | 0 | 0 | 0 | 0 | 0 | 0 | 0 | 0 | 0 | 0.19 | 249.10145838863983 | 584.7476351795691 | OPTIMIZED | INSTALLED |  |  | node_1388800_975_15286398_329 | AN | 8100102
heatpump_load_220330659 |  | 0 | 0 | 0 | 0 | 0 | 0 | 0 | 0 | 0 | 0.19 | 352.3939247369766 | 827.2192335017554 | OPTIMIZED | INSTALLED |  |  | node_1388597_199_15286355_239 | AN | 8100102
heatpump_load_220330660 |  | 0 | 0 | 0 | 0 | 0 | 0 | 0 | 0 | 0 | 0.19 | 232.0415391231756 | 544.7007131340985 | OPTIMIZED | INSTALLED |  |  | node_1388340_848_15286283_821 | AN | 8100102
heatpump_load_220331519 |  | 0 | 0 | 0 | 0 | 0 | 0 | 0 | 0 | 0 | 0.19 | 154.25995286196888 | 362.11408097867735 | OPTIMIZED | INSTALLED |  |  | node_1391524_149_15288533_243 | AN | 8100102
heatpump_load_220331520 |  | 0 | 0 | 0 | 0 | 0 | 0 | 0 | 0 | 0 | 0.19 | 154.25995286196888 | 362.11408097867735 | OPTIMIZED | INSTALLED |  |  | node_1391509_931_15288514_554 | BN | 8100102
heatpump_load_220331521 |  | 0 | 0 | 0 | 0 | 0 | 0 | 0 | 0 | 0 | 0.19 | 154.25995286196888 | 362.11408097867735 | OPTIMIZED | INSTALLED |  |  | node_1391541_463_15288546_385 | CN | 8100102
heatpump_load_220331522 |  | 0 | 0 | 0 | 0 | 0 | 0 | 0 | 0 | 0 | 0.19 | 434.09494706009457 | 1019.0064461101427 | OPTIMIZED | INSTALLED |  |  | node_1391344_919_15288362_335 | AN | 8100102
heatpump_load_220331523 |  | 0 | 0 | 0 | 0 | 0 | 0 | 0 | 0 | 0 | 0.19 | 15.06070182897548 | 35.35392336826716 | OPTIMIZED | INSTALLED |  |  | node_1391190_156_15288200_581 | AN | 8100102
heatpump_load_220331524 |  | 0 | 0 | 0 | 0 | 0 | 0 | 0 | 0 | 0 | 0.19 | 463.68321737757697 | 1088.462826532756 | OPTIMIZED | INSTALLED |  |  | node_1390796_854_15288056_883 | AN | 8100102
heatpump_load_220331525 |  | 0 | 0 | 0 | 0 | 0 | 0 | 0 | 0 | 0 | 0.19 | 174.06445073345958 | 408.6037514951939 | OPTIMIZED | INSTALLED |  |  | node_1390532_137_15287905_294 | AN | 8100102
heatpump_load_220331526 |  | 0 | 0 | 0 | 0 | 0 | 0 | 0 | 0 | 0 | 0.19 | 703.4254024320547 | 1651.2402753123797 | OPTIMIZED | INSTALLED |  |  | node_1390188_748_15287631_102 | AN | 8100102
heatpump_load_220331527 |  | 0 | 0 | 0 | 0 | 0 | 0 | 0 | 0 | 0 | 0.19 | 37.02237130539595 | 86.90738291117788 | OPTIMIZED | INSTALLED |  |  | node_1389753_161_15287711_438 | AN | 8100102
heatpump_load_220331528 |  | 0 | 0 | 0 | 0 | 0 | 0 | 0 | 0 | 0 | 0.19 | 148.0895721289667 | 347.6295316447115 | OPTIMIZED | INSTALLED |  |  | node_1389604_386_15287624_067 | AN | 8100102
heatpump_load_220331529 |  | 0 | 0 | 0 | 0 | 0 | 0 | 0 | 0 | 0 | 0.19 | 788.2215008364799 | 1850.2929451321415 | OPTIMIZED | INSTALLED |  |  | node_1388773_996_15287541_956 | AN | 8100102
heatpump_load_220331544 |  | 0 | 0 | 0 | 0 | 0 | 0 | 0 | 0 | 0 | 0.19 | 1605.4981386499737 | 3768.790804372975 | OPTIMIZED | INSTALLED |  |  | node_1390641_302_15287273_06 | AN | 8100102
heatpump_load_220331545 |  | 0 | 0 | 0 | 0 | 0 | 0 | 0 | 0 | 0 | 0.19 | 194.05653819096398 | 455.5337382672299 | OPTIMIZED | INSTALLED |  |  | node_1390743_919_15286910_676 | AN | 8100102
heatpump_load_220331547 |  | 0 | 0 | 0 | 0 | 0 | 0 | 0 | 0 | 0 | 0.19 | 21.85803242229889 | 51.31011887075942 | OPTIMIZED | INSTALLED |  |  | node_1391304_121_15287476_147 | AN | 8100102
heatpump_load_220331548 |  | 0 | 0 | 0 | 0 | 0 | 0 | 0 | 0 | 0 | 0.19 | 1638.0186206131877 | 3845.130249522154 | OPTIMIZED | INSTALLED |  |  | node_1391212_871_15288611_474 | AN | 8100102
heatpump_load_220331549 |  | 0 | 0 | 0 | 0 | 0 | 0 | 0 | 0 | 0 | 0.19 | 55.53360041178538 | 130.36107436676681 | OPTIMIZED | INSTALLED |  |  | node_1391162_119_15288925_633 | AN | 8100102
heatpump_load_220331550 |  | 0 | 0 | 0 | 0 | 0 | 0 | 0 | 0 | 0 | 0.19 | 55.53360041178538 | 130.36107436676681 | OPTIMIZED | INSTALLED |  |  | node_1391157_27_15288899_772 | AN | 8100102
heatpump_load_220331552 |  | 0 | 0 | 0 | 0 | 0 | 0 | 0 | 0 | 0 | 0.19 | 481.29108769229606 | 1129.7959778453123 | OPTIMIZED | INSTALLED |  |  | node_1391700_287_15287466_522 | AN | 8100102
heatpump_load_220331553 |  | 0 | 0 | 0 | 0 | 0 | 0 | 0 | 0 | 0 | 0.19 | 745.5717026728194 | 1750.1756400184645 | OPTIMIZED | INSTALLED |  |  | node_1391682_781_15287148_268 | AN | 8100102
heatpump_load_220331564 |  | 0 | 0 | 0 | 0 | 0 | 0 | 0 | 0 | 0 | 0.19 | 18.511185652697975 | 43.45369145558894 | OPTIMIZED | INSTALLED |  |  | node_1391663_611_15287982_366 | AN | 8100102
heatpump_load_220331566 |  | 0 | 0 | 0 | 0 | 0 | 0 | 0 | 0 | 0 | 0.19 | 215.96393400675646 | 506.95974813310136 | OPTIMIZED | INSTALLED |  |  | node_1391884_14_15288739_715 | AN | 8100102
heatpump_load_220331567 |  | 0 | 0 | 0 | 0 | 0 | 0 | 0 | 0 | 0 | 0.19 | 215.96393400675646 | 506.95974813310136 | OPTIMIZED | INSTALLED |  |  | node_1391878_008_15288764_984 | BN | 8100102
heatpump_load_220331568 |  | 0 | 0 | 0 | 0 | 0 | 0 | 0 | 0 | 0 | 0.19 | 215.96393400675646 | 506.95974813310136 | OPTIMIZED | INSTALLED |  |  | node_1391885_181_15288713_133 | CN | 8100102
heatpump_load_220331570 |  | 0 | 0 | 0 | 0 | 0 | 0 | 0 | 0 | 0 | 0.19 | 802.6157968532924 | 1884.0825356080072 | OPTIMIZED | INSTALLED |  |  | node_1392072_637_15287576_09 | AN | 8100102
heatpump_load_220331571 |  | 0 | 0 | 0 | 0 | 0 | 0 | 0 | 0 | 0 | 0.19 | 641.2129696435453 | 1505.2011090684362 | OPTIMIZED | INSTALLED |  |  | node_1392068_141_15287465_187 | AN | 8100102
heatpump_load_220331572 |  | 0 | 0 | 0 | 0 | 0 | 0 | 0 | 0 | 0 | 0.19 | 233.1077623504214 | 547.2036457619404 | OPTIMIZED | INSTALLED |  |  | node_1392045_09_15286790_568 | AN | 8100102
heatpump_load_220331627 |  | 0 | 0 | 0 | 0 | 0 | 0 | 0 | 0 | 0 | 0.19 | 961.7528616831623 | 2257.6452303134142 | OPTIMIZED | INSTALLED |  |  | node_1392790_708_15286564_165 | AN | 8100102
heatpump_load_220331657 |  | 0 | 0 | 0 | 0 | 0 | 0 | 0 | 0 | 0 | 0.19 | 1197.5262472822353 | 2811.1062076449593 | OPTIMIZED | INSTALLED |  |  | node_1390063_826_15286583_645 | AN | 8100102
heatpump_load_220331658 |  | 0 | 0 | 0 | 0 | 0 | 0 | 0 | 0 | 0 | 0.19 | 1094.3670534055927 | 2568.9474759012533 | OPTIMIZED | INSTALLED |  |  | node_1390765_163_15286436_035 | AN | 8100102
heatpump_load_220331659 |  | 0 | 0 | 0 | 0 | 0 | 0 | 0 | 0 | 0 | 0.19 | 25.32333395480774 | 59.44464991124566 | OPTIMIZED | INSTALLED |  |  | node_1390288_08_15286788_726 | AN | 8100102
heatpump_load_220331660 |  | 0 | 0 | 0 | 0 | 0 | 0 | 0 | 0 | 0 | 0.19 | 1794.2234737973254 | 4211.809879500995 | OPTIMIZED | INSTALLED |  |  | node_1391047_895_15286846_064 | AN | 8100102
heatpump_load_220331665 |  | 0 | 0 | 0 | 0 | 0 | 0 | 0 | 0 | 0 | 0.19 | 1412.1080062711724 | 3314.8213989981464 | OPTIMIZED | INSTALLED |  |  | node_1390827_991_15287697_415 | AN | 8100102
heatpump_load_220331666 |  | 0 | 0 | 0 | 0 | 0 | 0 | 0 | 0 | 0 | 0.19 | 1391.5827854731995 | 3266.639945912189 | OPTIMIZED | INSTALLED |  |  | node_1389979_015_15287285_099 | AN | 8100102
heatpump_load_220331667 |  | 0 | 0 | 0 | 0 | 0 | 0 | 0 | 0 | 0 | 0.19 | 1494.3421184810675 | 3507.8600779204544 | OPTIMIZED | INSTALLED |  |  | node_1388763_866_15287120_104 | AN | 8100102
heatpump_load_220331668 |  | 0 | 0 | 0 | 0 | 0 | 0 | 0 | 0 | 0 | 0.19 | 360.79061189801445 | 846.9298279460106 | OPTIMIZED | INSTALLED |  |  | node_1388404_267_15286990_089 | AN | 8100102
heatpump_load_220331669 |  | 0 | 0 | 0 | 0 | 0 | 0 | 0 | 0 | 0 | 0.19 | 411.17064795685843 | 965.1933946115414 | OPTIMIZED | INSTALLED |  |  | node_1391461_769_15287513_759 | AN | 8100102
heatpump_load_220331670 |  | 0 | 0 | 0 | 0 | 0 | 0 | 0 | 0 | 0 | 0.19 | 741.8398561969219 | 1741.4153758210177 | OPTIMIZED | INSTALLED |  |  | node_1392195_955_15286366_307 | AN | 8100102
heatpump_load_220331671 |  | 0 | 0 | 0 | 0 | 0 | 0 | 0 | 0 | 0 | 0.19 | 1551.119667718152 | 3641.141240353037 | OPTIMIZED | INSTALLED |  |  | node_1392767_717_15286362_472 | AN | 8100102
heatpump_load_220332599 |  | 0 | 0 | 0 | 0 | 0 | 0 | 0 | 0 | 0 | 0.19 | 761.698671182732 | 1788.0324960145736 | OPTIMIZED | INSTALLED |  |  | node_1389340_116_15287135_302 | AN | 8100102
heatpump_load_220332600 |  | 0 | 0 | 0 | 0 | 0 | 0 | 0 | 0 | 0 | 0.19 | 714.7838932027056 | 1677.9034603895288 | OPTIMIZED | INSTALLED |  |  | node_1389312_821_15286703_562 | AN | 8100102
heatpump_load_220332602 |  | 0 | 0 | 0 | 0 | 0 | 0 | 0 | 0 | 0 | 0.19 | 313.47597304921356 | 735.8621925855253 | OPTIMIZED | INSTALLED |  |  | node_1389173_222_15286413_027 | AN | 8100102
heatpump_load_220332680 |  | 0 | 0 | 0 | 0 | 0 | 0 | 0 | 0 | 0 | 0.19 | 1101.0310680735306 | 2584.5908048252654 | OPTIMIZED | INSTALLED |  |  | node_1389560_124_15287370_7 | AN | 8100102
heatpump_load_220332681 |  | 0 | 0 | 0 | 0 | 0 | 0 | 0 | 0 | 0 | 0.19 | 1107.561810269774 | 2599.921267170797 | OPTIMIZED | INSTALLED |  |  | node_1389696_275_15286789_779 | AN | 8100102
heatpump_load_220332702 |  | 0 | 0 | 0 | 0 | 0 | 0 | 0 | 0 | 0 | 0.19 | 1135.0176341327647 | 2664.3717823377265 | OPTIMIZED | INSTALLED |  |  | node_1390287_617_15287106_752 | AN | 8100102
heatpump_load_220332742 |  | 0 | 0 | 0 | 0 | 0 | 0 | 0 | 0 | 0 | 0.19 | 43.84933731629208 | 102.93310431999909 | OPTIMIZED | INSTALLED |  |  | node_1392006_907_15289200_538 | AN | 8100102
heatpump_load_220332743 |  | 0 | 0 | 0 | 0 | 0 | 0 | 0 | 0 | 0 | 0.19 | 191.28232416736483 | 449.0214638898552 | OPTIMIZED | INSTALLED |  |  | node_1392085_375_15289577_655 | AN | 8100102
heatpump_load_220332744 |  | 0 | 0 | 0 | 0 | 0 | 0 | 0 | 0 | 0 | 0.19 | 191.28232416736483 | 449.0214638898552 | OPTIMIZED | INSTALLED |  |  | node_1392073_307_15289598_682 | BN | 8100102
heatpump_load_220332745 |  | 0 | 0 | 0 | 0 | 0 | 0 | 0 | 0 | 0 | 0.19 | 191.28232416736483 | 449.0214638898552 | OPTIMIZED | INSTALLED |  |  | node_1392092_958_15289553_116 | CN | 8100102
heatpump_load_220332746 |  | 0 | 0 | 0 | 0 | 0 | 0 | 0 | 0 | 0 | 0.19 | 0 | 0 | OPTIMIZED | INSTALLED |  |  | node_1391856_421_15289662_268 | AN | 8100102
heatpump_load_220332747 |  | 0 | 0 | 0 | 0 | 0 | 0 | 0 | 0 | 0 | 0.19 | 2079.4242167237703 | 4881.297992359926 | OPTIMIZED | INSTALLED |  |  | node_1391665_186_15289594_048 | AN | 8100102
heatpump_load_220332748 |  | 0 | 0 | 0 | 0 | 0 | 0 | 0 | 0 | 0 | 0.19 | 2079.4242167237703 | 4881.297992359926 | OPTIMIZED | INSTALLED |  |  | node_1391669_201_15289583_082 | BN | 8100102
heatpump_load_220332749 |  | 0 | 0 | 0 | 0 | 0 | 0 | 0 | 0 | 0 | 0.19 | 2079.4242167237703 | 4881.297992359926 | OPTIMIZED | INSTALLED |  |  | node_1391662_882_15289620_079 | CN | 8100102
heatpump_load_220332810 |  | 0 | 0 | 0 | 0 | 0 | 0 | 0 | 0 | 0 | 0.19 | 1739.5784579221158 | 4083.534582324097 | OPTIMIZED | INSTALLED |  |  | node_1388854_33_15286784_253 | AN | 8100102
heatpump_load_220332811 |  | 0 | 0 | 0 | 0 | 0 | 0 | 0 | 0 | 0 | 0.19 | 465.41588987067706 | 1092.5300920529994 | OPTIMIZED | INSTALLED |  |  | node_1388413_654_15286674_096 | AN | 8100102
heatpump_load_220334505 |  | 0 | 0 | 0 | 0 | 0 | 0 | 0 | 0 | 0 | 0.19 | 2453.296084443884 | 5758.935110085783 | OPTIMIZED | INSTALLED |  |  | node_1387797_331_15286537_645 | AN | 8100102
heatpump_load_220334514 |  | 0 | 0 | 0 | 0 | 0 | 0 | 0 | 0 | 0 | 0.19 | 1008.8009121348831 | 2368.087132516939 | OPTIMIZED | INSTALLED |  |  | node_1388058_998_15286942_271 | AN | 8100102
heatpump_load_220441992 |  | 0 | 0 | 0 | 0 | 0 | 0 | 0 | 0 | 0 | 0.19 | 104.62527797266262 | 245.60026410698865 | OPTIMIZED | INSTALLED |  |  | node_1392095_435_15288503_327 | AN | 8100102
heatpump_load_220521508 |  | 0 | 0 | 0 | 0 | 0 | 0 | 0 | 0 | 0 | 0.19 | 1219.7840971196172 | 2863.354926251159 | OPTIMIZED | INSTALLED |  |  | node_1391020_509_15287373_153 | AN | 8100102
heatpump_load_220531410 |  | 0 | 0 | 0 | 0 | 0 | 0 | 0 | 0 | 0 | 0.19 | 3665.2165842892405 | 8603.83090820661 | OPTIMIZED | INSTALLED |  |  | node_1391944_348_15287662_026 | ABCN | 8100102
heatpump_load_220551231 |  | 0 | 0 | 0 | 0 | 0 | 0 | 0 | 0 | 0 | 0.19 | 314.6903299106314 | 738.7127547450119 | OPTIMIZED | INSTALLED |  |  | node_1391656_073_15288336_896 | AN | 8100102
heatpump_load_220551232 |  | 0 | 0 | 0 | 0 | 0 | 0 | 0 | 0 | 0 | 0.19 | 314.6903299106314 | 738.7127547450119 | OPTIMIZED | INSTALLED |  |  | node_1391657_49_15288310_348 | BN | 8100102
heatpump_load_220551233 |  | 0 | 0 | 0 | 0 | 0 | 0 | 0 | 0 | 0 | 0.19 | 314.6903299106314 | 738.7127547450119 | OPTIMIZED | INSTALLED |  |  | node_1391659_825_15288363_074 | CN | 8100102
heatpump_load_220551245 |  | 0 | 0 | 0 | 0 | 0 | 0 | 0 | 0 | 0 | 0.19 | 0 | 0 | OPTIMIZED | INSTALLED |  |  | node_1391690_757_15288230_854 | AN | 8100102
heatpump_load_220602572 |  | 0 | 0 | 0 | 0 | 0 | 0 | 0 | 0 | 0 | 0.19 | 8459.616101744738 | 19858.336951750454 | OPTIMIZED | INSTALLED |  |  | node_1391399_033_15287760_632 | ABCN | 8100102
heatpump_load_220647329 |  | 0 | 0 | 0 | 0 | 0 | 0 | 0 | 0 | 0 | 0.19 | 991.3411320006447 | 2327.1016107360274 | OPTIMIZED | INSTALLED |  |  | node_1388394_375_15287279_443 | AN | 8100102
heatpump_load_220648349 |  | 0 | 0 | 0 | 0 | 0 | 0 | 0 | 0 | 0 | 0.19 | 345.54232048302515 | 811.1355883222241 | OPTIMIZED | INSTALLED |  |  | node_1392050_172_15289020_306 | AN | 8100102
heatpump_load_220648355 |  | 0 | 0 | 0 | 0 | 0 | 0 | 0 | 0 | 0 | 0.19 | 345.54232048302515 | 811.1355883222241 | OPTIMIZED | INSTALLED |  |  | node_1392047_885_15289046_735 | BN | 8100102
heatpump_load_220648356 |  | 0 | 0 | 0 | 0 | 0 | 0 | 0 | 0 | 0 | 0.19 | 345.54232048302515 | 811.1355883222241 | OPTIMIZED | INSTALLED |  |  | node_1392047_282_15288993_938 | CN | 8100102
heatpump_load_310006836 |  | 0 | 0 | 0 | 0 | 0 | 0 | 0 | 0 | 0 | 0.19 | 197.45274835405843 | 463.50605667751245 | OPTIMIZED | INSTALLED |  |  | node_1392113_315_15288684_419 | AN | 8100102
heatpump_load_310049565 |  | 0 | 0 | 0 | 0 | 0 | 0 | 0 | 0 | 0 | 0.19 | 77.3027700350576 | 181.46261551853937 | OPTIMIZED | INSTALLED |  |  | node_1391723_473_15288740_471 | AN | 8100102
heatpump_load_311880280 |  | 0 | 0 | 0 | 0 | 0 | 0 | 0 | 0 | 0 | 0.19 | 805.1481476302499 | 1890.0270005991317 | OPTIMIZED | INSTALLED |  |  | node_1392342_215_15287363_841 | AN | 8100102
heatpump_load_311893701 |  | 0 | 0 | 0 | 0 | 0 | 0 | 0 | 0 | 0 | 0.19 | 197.45274835405843 | 463.50605667751245 | OPTIMIZED | INSTALLED |  |  | node_1392113_172_15288666_04 | BN | 8100102
heatpump_load_311893702 |  | 0 | 0 | 0 | 0 | 0 | 0 | 0 | 0 | 0 | 0.19 | 197.45274835405843 | 463.50605667751245 | OPTIMIZED | INSTALLED |  |  | node_1392110_381_15288646_652 | CN | 8100102
heatpump_load_311901428 |  | 0 | 0 | 0 | 0 | 0 | 0 | 0 | 0 | 0 | 0.19 | 0 | 0 | OPTIMIZED | INSTALLED |  |  | node_1389968_32_15287830_824 | AN | 8100102
heatpump_load_311901430 |  | 0 | 0 | 0 | 0 | 0 | 0 | 0 | 0 | 0 | 0.19 | 0 | 0 | OPTIMIZED | INSTALLED |  |  | node_1389981_913_15287833_798 | BN | 8100102
heatpump_load_311901433 |  | 0 | 0 | 0 | 0 | 0 | 0 | 0 | 0 | 0 | 0.19 | 0 | 0 | OPTIMIZED | INSTALLED |  |  | node_1389997_453_15287837_792 | CN | 8100102
heatpump_load_311903719 |  | 0 | 0 | 0 | 0 | 0 | 0 | 0 | 0 | 0 | 0.19 | 5442.291319475767 | 12775.385287943147 | OPTIMIZED | INSTALLED |  |  | node_1390748_477_15288469_592 | ABCN | 8100102
heatpump_load_311904160 |  | 0 | 0 | 0 | 0 | 0 | 0 | 0 | 0 | 0 | 0.19 | 69.30590028910265 | 162.69062080972498 | OPTIMIZED | INSTALLED |  |  | node_1391725_085_15288433_287 | AN | 8100102
heatpump_load_312116691 |  | 0 | 0 | 0 | 0 | 0 | 0 | 0 | 0 | 0 | 0.19 | 0 | 0 | OPTIMIZED | INSTALLED |  |  | node_1391593_764_15286714_81 | AN | 8100102
heatpump_load_312116691-L-1 |  | 0 | 0 | 0 | 0 | 0 | 0 | 0 | 0 | 0 | 0.19 | 0 | 0 | OPTIMIZED | INSTALLED |  |  | node_1391593_764_15286714_81 | AN | 8100102

## LineSpacing
Name | DistanceAB | DistanceAC | DistanceAE | DistanceAN | DistanceBC | DistanceBE | DistanceBN | DistanceCE | DistanceCN | DistanceNE | Feeder | Comments

## Load
Name | GroupId | PriorityLevel | LoadClass | BaseReactivePowerA | BaseReactivePowerB | BaseReactivePowerC | BaseActivePowerA | BaseActivePowerB | BaseActivePowerC | BasePowerA | BasePowerB | BasePowerC | ConstantCurrentAReal | ConstantCurrentAImag | ConstantCurrentA | ConstantCurrentBReal | ConstantCurrentBImag | ConstantCurrentB | ConstantCurrentCReal | ConstantCurrentCImag | ConstantCurrentC | ConstantResistanceA | ConstantReactanceA | ConstantImpedanceA | ConstantResistanceB | ConstantReactanceB | ConstantImpedanceB | ConstantResistanceC | ConstantReactanceC | ConstantImpedanceC | ConstantActivePowerA | ConstantReactivePowerA | ConstantPowerA | ConstantActivePowerB | ConstantReactivePowerB | ConstantPowerB | ConstantActivePowerC | ConstantReactivePowerC | ConstantPowerC | CurrentFractionA | CurrentFractionB | CurrentFractionC | CurrentPfA | CurrentPfB | CurrentPfC | ImpedanceFractionA | ImpedanceFractionB | ImpedanceFractionC | ImpedancePfA | ImpedancePfB | ImpedancePfC | PowerFractionA | PowerFractionB | PowerFractionC | PowerPfA | PowerPfB | PowerPfC | DemandResponseLowerBound | DemandResponseShortageCost | DemandResponseSurplusCost | DemandResponseUpperBound | ActivePowerA | ActivePowerB | ActivePowerC | ReactivePowerA | ReactivePowerB | ReactivePowerC | NominalVoltage | Status | ParentNode | Phases | Feeder | Comments
load_220330657 |  | 0 | R | 0 | 0 | 0 | 0 | 0 | 0 | 0 | 0 | 0 | 0 | 0 | 0+0j | 0 | 0 | 0+0j | 0 | 0 | 0+0j | 0 | 0 | 0+0j | 0 | 0 | 0+0j | 0 | 0 | 0+0j | 15465.6 | 6588.318 | 15465.6+6588.318j | 0 | 0 | 0+0j | 0 | 0 | 0+0j | 0 | 0 | 0 | 0 | 0 | 0 | 0 | 0 | 0 | 0 | 0 | 0 | 0 | 0 | 0 | 0 | 0 | 0 | 1 | 0 | 0 | 1 | 0 | 0 | 0 | 0 | 0 | 0 | 0 | OPEN | node_1388964_503_15286415_795 | AN | 8100102
load_220330658 |  | 0 | R | 0 | 0 | 0 | 0 | 0 | 0 | 0 | 0 | 0 | 0 | 0 | 0+0j | 0 | 0 | 0+0j | 0 | 0 | 0+0j | 0 | 0 | 0+0j | 0 | 0 | 0+0j | 0 | 0 | 0+0j | 13456.8 | 5732.573 | 13456.8+5732.573j | 0 | 0 | 0+0j | 0 | 0 | 0+0j | 0 | 0 | 0 | 0 | 0 | 0 | 0 | 0 | 0 | 0 | 0 | 0 | 0 | 0 | 0 | 0 | 0 | 0 | 1 | 0 | 0 | 1 | 0 | 0 | 0 | 0 | 0 | 0 | 0 | OPEN | node_1388800_975_15286398_329 | AN | 8100102
load_220330659 |  | 0 | R | 0 | 0 | 0 | 0 | 0 | 0 | 0 | 0 | 0 | 0 | 0 | 0+0j | 0 | 0 | 0+0j | 0 | 0 | 0+0j | 0 | 0 | 0+0j | 0 | 0 | 0+0j | 0 | 0 | 0+0j | 19036.8 | 8109.643 | 19036.8+8109.643j | 0 | 0 | 0+0j | 0 | 0 | 0+0j | 0 | 0 | 0 | 0 | 0 | 0 | 0 | 0 | 0 | 0 | 0 | 0 | 0 | 0 | 0 | 0 | 0 | 0 | 1 | 0 | 0 | 1 | 0 | 0 | 0 | 0 | 0 | 0 | 0 | OPEN | node_1388597_199_15286355_239 | AN | 8100102
load_220330660 |  | 0 | R | 0 | 0 | 0 | 0 | 0 | 0 | 0 | 0 | 0 | 0 | 0 | 0+0j | 0 | 0 | 0+0j | 0 | 0 | 0+0j | 0 | 0 | 0+0j | 0 | 0 | 0+0j | 0 | 0 | 0+0j | 12535.2 | 5339.973 | 12535.2+5339.973j | 0 | 0 | 0+0j | 0 | 0 | 0+0j | 0 | 0 | 0 | 0 | 0 | 0 | 0 | 0 | 0 | 0 | 0 | 0 | 0 | 0 | 0 | 0 | 0 | 0 | 1 | 0 | 0 | 1 | 0 | 0 | 0 | 0 | 0 | 0 | 0 | OPEN | node_1388340_848_15286283_821 | AN | 8100102
load_220331519 |  | 0 | C | 0 | 0 | 0 | 0 | 0 | 0 | 0 | 0 | 0 | 0 | 0 | 0+0j | 0 | 0 | 0+0j | 0 | 0 | 0+0j | 0 | 0 | 0+0j | 0 | 0 | 0+0j | 0 | 0 | 0+0j | 8333.333 | 3549.985 | 8333.333+3549.985j | 0 | 0 | 0+0j | 0 | 0 | 0+0j | 0 | 0 | 0 | 0 | 0 | 0 | 0 | 0 | 0 | 0 | 0 | 0 | 0 | 0 | 0 | 0 | 0 | 0 | 1 | 0 | 0 | 1 | 0 | 0 | 0 | 0 | 0 | 0 | 0 | OPEN | node_1391524_149_15288533_243 | AN | 8100102
load_220331520 |  | 0 | C | 0 | 0 | 0 | 0 | 0 | 0 | 0 | 0 | 0 | 0 | 0 | 0+0j | 0 | 0 | 0+0j | 0 | 0 | 0+0j | 0 | 0 | 0+0j | 0 | 0 | 0+0j | 0 | 0 | 0+0j | 0 | 0 | 0+0j | 8333.333 | 3549.985 | 8333.333+3549.985j | 0 | 0 | 0+0j | 0 | 0 | 0 | 0 | 0 | 0 | 0 | 0 | 0 | 0 | 0 | 0 | 0 | 0 | 0 | 0 | 0 | 0 | 1 | 0 | 0 | 1 | 0 | 0 | 0 | 0 | 0 | 0 | 0 | OPEN | node_1391509_931_15288514_554 | BN | 8100102
load_220331521 |  | 0 | C | 0 | 0 | 0 | 0 | 0 | 0 | 0 | 0 | 0 | 0 | 0 | 0+0j | 0 | 0 | 0+0j | 0 | 0 | 0+0j | 0 | 0 | 0+0j | 0 | 0 | 0+0j | 0 | 0 | 0+0j | 0 | 0 | 0+0j | 0 | 0 | 0+0j | 8333.333 | 3549.985 | 8333.333+3549.985j | 0 | 0 | 0 | 0 | 0 | 0 | 0 | 0 | 0 | 0 | 0 | 0 | 0 | 0 | 0 | 0 | 0 | 0 | 1 | 0 | 0 | 1 | 0 | 0 | 0 | 0 | 0 | 0 | 0 | OPEN | node_1391541_463_15288546_385 | CN | 8100102
load_220331522 |  | 0 | R | 0 | 0 | 0 | 0 | 0 | 0 | 0 | 0 | 0 | 0 | 0 | 0+0j | 0 | 0 | 0+0j | 0 | 0 | 0+0j | 0 | 0 | 0+0j | 0 | 0 | 0+0j | 0 | 0 | 0+0j | 23450.4 | 9989.829 | 23450.4+9989.829j | 0 | 0 | 0+0j | 0 | 0 | 0+0j | 0 | 0 | 0 | 0 | 0 | 0 | 0 | 0 | 0 | 0 | 0 | 0 | 0 | 0 | 0 | 0 | 0 | 0 | 1 | 0 | 0 | 1 | 0 | 0 | 0 | 0 | 0 | 0 | 0 | OPEN | node_1391344_919_15288362_335 | AN | 8100102
load_220331523 |  | 0 | C | 0 | 0 | 0 | 0 | 0 | 0 | 0 | 0 | 0 | 0 | 0 | 0+0j | 0 | 0 | 0+0j | 0 | 0 | 0+0j | 0 | 0 | 0+0j | 0 | 0 | 0+0j | 0 | 0 | 0+0j | 813.6 | 346.592 | 813.6+346.592j | 0 | 0 | 0+0j | 0 | 0 | 0+0j | 0 | 0 | 0 | 0 | 0 | 0 | 0 | 0 | 0 | 0 | 0 | 0 | 0 | 0 | 0 | 0 | 0 | 0 | 1 | 0 | 0 | 1 | 0 | 0 | 0 | 0 | 0 | 0 | 0 | OPEN | node_1391190_156_15288200_581 | AN | 8100102
load_220331524 |  | 0 | R | 0 | 0 | 0 | 0 | 0 | 0 | 0 | 0 | 0 | 0 | 0 | 0+0j | 0 | 0 | 0+0j | 0 | 0 | 0+0j | 0 | 0 | 0+0j | 0 | 0 | 0+0j | 0 | 0 | 0+0j | 25048.8 | 10670.744 | 25048.8+10670.744j | 0 | 0 | 0+0j | 0 | 0 | 0+0j | 0 | 0 | 0 | 0 | 0 | 0 | 0 | 0 | 0 | 0 | 0 | 0 | 0 | 0 | 0 | 0 | 0 | 0 | 1 | 0 | 0 | 1 | 0 | 0 | 0 | 0 | 0 | 0 | 0 | OPEN | node_1390796_854_15288056_883 | AN | 8100102
load_220331525 |  | 0 | R | 0 | 0 | 0 | 0 | 0 | 0 | 0 | 0 | 0 | 0 | 0 | 0+0j | 0 | 0 | 0+0j | 0 | 0 | 0+0j | 0 | 0 | 0+0j | 0 | 0 | 0+0j | 0 | 0 | 0+0j | 9403.2 | 4005.746 | 9403.2+4005.746j | 0 | 0 | 0+0j | 0 | 0 | 0+0j | 0 | 0 | 0 | 0 | 0 | 0 | 0 | 0 | 0 | 0 | 0 | 0 | 0 | 0 | 0 | 0 | 0 | 0 | 1 | 0 | 0 | 1 | 0 | 0 | 0 | 0 | 0 | 0 | 0 | OPEN | node_1390532_137_15287905_294 | AN | 8100102
load_220331526 |  | 0 | C | 0 | 0 | 0 | 0 | 0 | 0 | 0 | 0 | 0 | 0 | 0 | 0+0j | 0 | 0 | 0+0j | 0 | 0 | 0+0j | 0 | 0 | 0+0j | 0 | 0 | 0+0j | 0 | 0 | 0+0j | 38000 | 16187.932 | 38000+16187.932j | 0 | 0 | 0+0j | 0 | 0 | 0+0j | 0 | 0 | 0 | 0 | 0 | 0 | 0 | 0 | 0 | 0 | 0 | 0 | 0 | 0 | 0 | 0 | 0 | 0 | 1 | 0 | 0 | 1 | 0 | 0 | 0 | 0 | 0 | 0 | 0 | OPEN | node_1390188_748_15287631_102 | AN | 8100102
load_220331527 |  | 0 | C | 0 | 0 | 0 | 0 | 0 | 0 | 0 | 0 | 0 | 0 | 0 | 0+0j | 0 | 0 | 0+0j | 0 | 0 | 0+0j | 0 | 0 | 0+0j | 0 | 0 | 0+0j | 0 | 0 | 0+0j | 2000 | 851.996 | 2000+851.996j | 0 | 0 | 0+0j | 0 | 0 | 0+0j | 0 | 0 | 0 | 0 | 0 | 0 | 0 | 0 | 0 | 0 | 0 | 0 | 0 | 0 | 0 | 0 | 0 | 0 | 1 | 0 | 0 | 1 | 0 | 0 | 0 | 0 | 0 | 0 | 0 | OPEN | node_1389753_161_15287711_438 | AN | 8100102
load_220331528 |  | 0 | C | 0 | 0 | 0 | 0 | 0 | 0 | 0 | 0 | 0 | 0 | 0 | 0+0j | 0 | 0 | 0+0j | 0 | 0 | 0+0j | 0 | 0 | 0+0j | 0 | 0 | 0+0j | 0 | 0 | 0+0j | 8000 | 3407.986 | 8000+3407.986j | 0 | 0 | 0+0j | 0 | 0 | 0+0j | 0 | 0 | 0 | 0 | 0 | 0 | 0 | 0 | 0 | 0 | 0 | 0 | 0 | 0 | 0 | 0 | 0 | 0 | 1 | 0 | 0 | 1 | 0 | 0 | 0 | 0 | 0 | 0 | 0 | OPEN | node_1389604_386_15287624_067 | AN | 8100102
load_220331529 |  | 0 | R | 0 | 0 | 0 | 0 | 0 | 0 | 0 | 0 | 0 | 0 | 0 | 0+0j | 0 | 0 | 0+0j | 0 | 0 | 0+0j | 0 | 0 | 0+0j | 0 | 0 | 0+0j | 0 | 0 | 0+0j | 42580.8 | 18139.345 | 42580.8+18139.345j | 0 | 0 | 0+0j | 0 | 0 | 0+0j | 0 | 0 | 0 | 0 | 0 | 0 | 0 | 0 | 0 | 0 | 0 | 0 | 0 | 0 | 0 | 0 | 0 | 0 | 1 | 0 | 0 | 1 | 0 | 0 | 0 | 0 | 0 | 0 | 0 | OPEN | node_1388773_996_15287541_956 | AN | 8100102
load_220331544 |  | 0 | R | 0 | 0 | 0 | 0 | 0 | 0 | 0 | 0 | 0 | 0 | 0 | 0+0j | 0 | 0 | 0+0j | 0 | 0 | 0+0j | 0 | 0 | 0+0j | 0 | 0 | 0+0j | 0 | 0 | 0+0j | 86731.2 | 36947.336 | 86731.2+36947.336j | 0 | 0 | 0+0j | 0 | 0 | 0+0j | 0 | 0 | 0 | 0 | 0 | 0 | 0 | 0 | 0 | 0 | 0 | 0 | 0 | 0 | 0 | 0 | 0 | 0 | 1 | 0 | 0 | 1 | 0 | 0 | 0 | 0 | 0 | 0 | 0 | OPEN | node_1390641_302_15287273_06 | AN | 8100102
load_220331545 |  | 0 | R | 0 | 0 | 0 | 0 | 0 | 0 | 0 | 0 | 0 | 0 | 0 | 0+0j | 0 | 0 | 0+0j | 0 | 0 | 0+0j | 0 | 0 | 0+0j | 0 | 0 | 0+0j | 0 | 0 | 0+0j | 10483.2 | 4465.824 | 10483.2+4465.824j | 0 | 0 | 0+0j | 0 | 0 | 0+0j | 0 | 0 | 0 | 0 | 0 | 0 | 0 | 0 | 0 | 0 | 0 | 0 | 0 | 0 | 0 | 0 | 0 | 0 | 1 | 0 | 0 | 1 | 0 | 0 | 0 | 0 | 0 | 0 | 0 | OPEN | node_1390743_919_15286910_676 | AN | 8100102
load_220331547 |  | 0 | C | 0 | 0 | 0 | 0 | 0 | 0 | 0 | 0 | 0 | 0 | 0 | 0+0j | 0 | 0 | 0+0j | 0 | 0 | 0+0j | 0 | 0 | 0+0j | 0 | 0 | 0+0j | 0 | 0 | 0+0j | 1180.8 | 503.019 | 1180.8+503.019j | 0 | 0 | 0+0j | 0 | 0 | 0+0j | 0 | 0 | 0 | 0 | 0 | 0 | 0 | 0 | 0 | 0 | 0 | 0 | 0 | 0 | 0 | 0 | 0 | 0 | 1 | 0 | 0 | 1 | 0 | 0 | 0 | 0 | 0 | 0 | 0 | OPEN | node_1391304_121_15287476_147 | AN | 8100102
load_220331548 |  | 0 | R | 0 | 0 | 0 | 0 | 0 | 0 | 0 | 0 | 0 | 0 | 0 | 0+0j | 0 | 0 | 0+0j | 0 | 0 | 0+0j | 0 | 0 | 0+0j | 0 | 0 | 0+0j | 0 | 0 | 0+0j | 88488 | 37695.73 | 88488+37695.73j | 0 | 0 | 0+0j | 0 | 0 | 0+0j | 0 | 0 | 0 | 0 | 0 | 0 | 0 | 0 | 0 | 0 | 0 | 0 | 0 | 0 | 0 | 0 | 0 | 0 | 1 | 0 | 0 | 1 | 0 | 0 | 0 | 0 | 0 | 0 | 0 | OPEN | node_1391212_871_15288611_474 | AN | 8100102
load_220331549 |  | 0 | C | 0 | 0 | 0 | 0 | 0 | 0 | 0 | 0 | 0 | 0 | 0 | 0+0j | 0 | 0 | 0+0j | 0 | 0 | 0+0j | 0 | 0 | 0+0j | 0 | 0 | 0+0j | 0 | 0 | 0+0j | 3000 | 1277.995 | 3000+1277.995j | 0 | 0 | 0+0j | 0 | 0 | 0+0j | 0 | 0 | 0 | 0 | 0 | 0 | 0 | 0 | 0 | 0 | 0 | 0 | 0 | 0 | 0 | 0 | 0 | 0 | 1 | 0 | 0 | 1 | 0 | 0 | 0 | 0 | 0 | 0 | 0 | OPEN | node_1391162_119_15288925_633 | AN | 8100102
load_220331550 |  | 0 | C | 0 | 0 | 0 | 0 | 0 | 0 | 0 | 0 | 0 | 0 | 0 | 0+0j | 0 | 0 | 0+0j | 0 | 0 | 0+0j | 0 | 0 | 0+0j | 0 | 0 | 0+0j | 0 | 0 | 0+0j | 3000 | 1277.995 | 3000+1277.995j | 0 | 0 | 0+0j | 0 | 0 | 0+0j | 0 | 0 | 0 | 0 | 0 | 0 | 0 | 0 | 0 | 0 | 0 | 0 | 0 | 0 | 0 | 0 | 0 | 0 | 1 | 0 | 0 | 1 | 0 | 0 | 0 | 0 | 0 | 0 | 0 | OPEN | node_1391157_27_15288899_772 | AN | 8100102
load_220331552 |  | 0 | C | 0 | 0 | 0 | 0 | 0 | 0 | 0 | 0 | 0 | 0 | 0 | 0+0j | 0 | 0 | 0+0j | 0 | 0 | 0+0j | 0 | 0 | 0+0j | 0 | 0 | 0+0j | 0 | 0 | 0+0j | 26000 | 11075.954 | 26000+11075.954j | 0 | 0 | 0+0j | 0 | 0 | 0+0j | 0 | 0 | 0 | 0 | 0 | 0 | 0 | 0 | 0 | 0 | 0 | 0 | 0 | 0 | 0 | 0 | 0 | 0 | 1 | 0 | 0 | 1 | 0 | 0 | 0 | 0 | 0 | 0 | 0 | OPEN | node_1391700_287_15287466_522 | AN | 8100102
load_220331553 |  | 0 | R | 0 | 0 | 0 | 0 | 0 | 0 | 0 | 0 | 0 | 0 | 0 | 0+0j | 0 | 0 | 0+0j | 0 | 0 | 0+0j | 0 | 0 | 0+0j | 0 | 0 | 0+0j | 0 | 0 | 0+0j | 40276.8 | 17157.845 | 40276.8+17157.845j | 0 | 0 | 0+0j | 0 | 0 | 0+0j | 0 | 0 | 0 | 0 | 0 | 0 | 0 | 0 | 0 | 0 | 0 | 0 | 0 | 0 | 0 | 0 | 0 | 0 | 1 | 0 | 0 | 1 | 0 | 0 | 0 | 0 | 0 | 0 | 0 | OPEN | node_1391682_781_15287148_268 | AN | 8100102
load_220331564 |  | 0 | C | 0 | 0 | 0 | 0 | 0 | 0 | 0 | 0 | 0 | 0 | 0 | 0+0j | 0 | 0 | 0+0j | 0 | 0 | 0+0j | 0 | 0 | 0+0j | 0 | 0 | 0+0j | 0 | 0 | 0+0j | 1000 | 425.998 | 1000+425.998j | 0 | 0 | 0+0j | 0 | 0 | 0+0j | 0 | 0 | 0 | 0 | 0 | 0 | 0 | 0 | 0 | 0 | 0 | 0 | 0 | 0 | 0 | 0 | 0 | 0 | 1 | 0 | 0 | 1 | 0 | 0 | 0 | 0 | 0 | 0 | 0 | OPEN | node_1391663_611_15287982_366 | AN | 8100102
load_220331566 |  | 0 | C | 0 | 0 | 0 | 0 | 0 | 0 | 0 | 0 | 0 | 0 | 0 | 0+0j | 0 | 0 | 0+0j | 0 | 0 | 0+0j | 0 | 0 | 0+0j | 0 | 0 | 0+0j | 0 | 0 | 0+0j | 11666.667 | 4969.979 | 11666.667+4969.979j | 0 | 0 | 0+0j | 0 | 0 | 0+0j | 0 | 0 | 0 | 0 | 0 | 0 | 0 | 0 | 0 | 0 | 0 | 0 | 0 | 0 | 0 | 0 | 0 | 0 | 1 | 0 | 0 | 1 | 0 | 0 | 0 | 0 | 0 | 0 | 0 | OPEN | node_1391884_14_15288739_715 | AN | 8100102
load_220331567 |  | 0 | C | 0 | 0 | 0 | 0 | 0 | 0 | 0 | 0 | 0 | 0 | 0 | 0+0j | 0 | 0 | 0+0j | 0 | 0 | 0+0j | 0 | 0 | 0+0j | 0 | 0 | 0+0j | 0 | 0 | 0+0j | 0 | 0 | 0+0j | 11666.667 | 4969.979 | 11666.667+4969.979j | 0 | 0 | 0+0j | 0 | 0 | 0 | 0 | 0 | 0 | 0 | 0 | 0 | 0 | 0 | 0 | 0 | 0 | 0 | 0 | 0 | 0 | 1 | 0 | 0 | 1 | 0 | 0 | 0 | 0 | 0 | 0 | 0 | OPEN | node_1391878_008_15288764_984 | BN | 8100102
load_220331568 |  | 0 | C | 0 | 0 | 0 | 0 | 0 | 0 | 0 | 0 | 0 | 0 | 0 | 0+0j | 0 | 0 | 0+0j | 0 | 0 | 0+0j | 0 | 0 | 0+0j | 0 | 0 | 0+0j | 0 | 0 | 0+0j | 0 | 0 | 0+0j | 0 | 0 | 0+0j | 11666.667 | 4969.979 | 11666.667+4969.979j | 0 | 0 | 0 | 0 | 0 | 0 | 0 | 0 | 0 | 0 | 0 | 0 | 0 | 0 | 0 | 0 | 0 | 0 | 1 | 0 | 0 | 1 | 0 | 0 | 0 | 0 | 0 | 0 | 0 | OPEN | node_1391885_181_15288713_133 | CN | 8100102
load_220331570 |  | 0 | R | 0 | 0 | 0 | 0 | 0 | 0 | 0 | 0 | 0 | 0 | 0 | 0+0j | 0 | 0 | 0+0j | 0 | 0 | 0+0j | 0 | 0 | 0+0j | 0 | 0 | 0+0j | 0 | 0 | 0+0j | 43358.4 | 18470.601 | 43358.4+18470.601j | 0 | 0 | 0+0j | 0 | 0 | 0+0j | 0 | 0 | 0 | 0 | 0 | 0 | 0 | 0 | 0 | 0 | 0 | 0 | 0 | 0 | 0 | 0 | 0 | 0 | 1 | 0 | 0 | 1 | 0 | 0 | 0 | 0 | 0 | 0 | 0 | OPEN | node_1392072_637_15287576_09 | AN | 8100102
load_220331571 |  | 0 | R | 0 | 0 | 0 | 0 | 0 | 0 | 0 | 0 | 0 | 0 | 0 | 0+0j | 0 | 0 | 0+0j | 0 | 0 | 0+0j | 0 | 0 | 0+0j | 0 | 0 | 0+0j | 0 | 0 | 0+0j | 34639.2 | 14756.237 | 34639.2+14756.237j | 0 | 0 | 0+0j | 0 | 0 | 0+0j | 0 | 0 | 0 | 0 | 0 | 0 | 0 | 0 | 0 | 0 | 0 | 0 | 0 | 0 | 0 | 0 | 0 | 0 | 1 | 0 | 0 | 1 | 0 | 0 | 0 | 0 | 0 | 0 | 0 | OPEN | node_1392068_141_15287465_187 | AN | 8100102
load_220331572 |  | 0 | C | 0 | 0 | 0 | 0 | 0 | 0 | 0 | 0 | 0 | 0 | 0 | 0+0j | 0 | 0 | 0+0j | 0 | 0 | 0+0j | 0 | 0 | 0+0j | 0 | 0 | 0+0j | 0 | 0 | 0+0j | 12592.8 | 5364.51 | 12592.8+5364.51j | 0 | 0 | 0+0j | 0 | 0 | 0+0j | 0 | 0 | 0 | 0 | 0 | 0 | 0 | 0 | 0 | 0 | 0 | 0 | 0 | 0 | 0 | 0 | 0 | 0 | 1 | 0 | 0 | 1 | 0 | 0 | 0 | 0 | 0 | 0 | 0 | OPEN | node_1392045_09_15286790_568 | AN | 8100102
load_220331627 |  | 0 | R | 0 | 0 | 0 | 0 | 0 | 0 | 0 | 0 | 0 | 0 | 0 | 0+0j | 0 | 0 | 0+0j | 0 | 0 | 0+0j | 0 | 0 | 0+0j | 0 | 0 | 0+0j | 0 | 0 | 0+0j | 51955.2 | 22132.823 | 51955.2+22132.823j | 0 | 0 | 0+0j | 0 | 0 | 0+0j | 0 | 0 | 0 | 0 | 0 | 0 | 0 | 0 | 0 | 0 | 0 | 0 | 0 | 0 | 0 | 0 | 0 | 0 | 1 | 0 | 0 | 1 | 0 | 0 | 0 | 0 | 0 | 0 | 0 | OPEN | node_1392790_708_15286564_165 | AN | 8100102
load_220331657 |  | 0 | R | 0 | 0 | 0 | 0 | 0 | 0 | 0 | 0 | 0 | 0 | 0 | 0+0j | 0 | 0 | 0+0j | 0 | 0 | 0+0j | 0 | 0 | 0+0j | 0 | 0 | 0+0j | 0 | 0 | 0+0j | 64692 | 27558.677 | 64692+27558.677j | 0 | 0 | 0+0j | 0 | 0 | 0+0j | 0 | 0 | 0 | 0 | 0 | 0 | 0 | 0 | 0 | 0 | 0 | 0 | 0 | 0 | 0 | 0 | 0 | 0 | 1 | 0 | 0 | 1 | 0 | 0 | 0 | 0 | 0 | 0 | 0 | OPEN | node_1390063_826_15286583_645 | AN | 8100102
load_220331658 |  | 0 | R | 0 | 0 | 0 | 0 | 0 | 0 | 0 | 0 | 0 | 0 | 0 | 0+0j | 0 | 0 | 0+0j | 0 | 0 | 0+0j | 0 | 0 | 0+0j | 0 | 0 | 0+0j | 0 | 0 | 0+0j | 59119.2 | 25184.674 | 59119.2+25184.674j | 0 | 0 | 0+0j | 0 | 0 | 0+0j | 0 | 0 | 0 | 0 | 0 | 0 | 0 | 0 | 0 | 0 | 0 | 0 | 0 | 0 | 0 | 0 | 0 | 0 | 1 | 0 | 0 | 1 | 0 | 0 | 0 | 0 | 0 | 0 | 0 | OPEN | node_1390765_163_15286436_035 | AN | 8100102
load_220331659 |  | 0 | C | 0 | 0 | 0 | 0 | 0 | 0 | 0 | 0 | 0 | 0 | 0 | 0+0j | 0 | 0 | 0+0j | 0 | 0 | 0+0j | 0 | 0 | 0+0j | 0 | 0 | 0+0j | 0 | 0 | 0+0j | 1368 | 582.766 | 1368+582.766j | 0 | 0 | 0+0j | 0 | 0 | 0+0j | 0 | 0 | 0 | 0 | 0 | 0 | 0 | 0 | 0 | 0 | 0 | 0 | 0 | 0 | 0 | 0 | 0 | 0 | 1 | 0 | 0 | 1 | 0 | 0 | 0 | 0 | 0 | 0 | 0 | OPEN | node_1390288_08_15286788_726 | AN | 8100102
load_220331660 |  | 0 | R | 0 | 0 | 0 | 0 | 0 | 0 | 0 | 0 | 0 | 0 | 0 | 0+0j | 0 | 0 | 0+0j | 0 | 0 | 0+0j | 0 | 0 | 0+0j | 0 | 0 | 0+0j | 0 | 0 | 0+0j | 96926.4 | 41290.473 | 96926.4+41290.473j | 0 | 0 | 0+0j | 0 | 0 | 0+0j | 0 | 0 | 0 | 0 | 0 | 0 | 0 | 0 | 0 | 0 | 0 | 0 | 0 | 0 | 0 | 0 | 0 | 0 | 1 | 0 | 0 | 1 | 0 | 0 | 0 | 0 | 0 | 0 | 0 | OPEN | node_1391047_895_15286846_064 | AN | 8100102
load_220331665 |  | 0 | R | 0 | 0 | 0 | 0 | 0 | 0 | 0 | 0 | 0 | 0 | 0 | 0+0j | 0 | 0 | 0+0j | 0 | 0 | 0+0j | 0 | 0 | 0+0j | 0 | 0 | 0+0j | 0 | 0 | 0+0j | 76284 | 32496.848 | 76284+32496.848j | 0 | 0 | 0+0j | 0 | 0 | 0+0j | 0 | 0 | 0 | 0 | 0 | 0 | 0 | 0 | 0 | 0 | 0 | 0 | 0 | 0 | 0 | 0 | 0 | 0 | 1 | 0 | 0 | 1 | 0 | 0 | 0 | 0 | 0 | 0 | 0 | OPEN | node_1390827_991_15287697_415 | AN | 8100102
load_220331666 |  | 0 | R | 0 | 0 | 0 | 0 | 0 | 0 | 0 | 0 | 0 | 0 | 0 | 0+0j | 0 | 0 | 0+0j | 0 | 0 | 0+0j | 0 | 0 | 0+0j | 0 | 0 | 0+0j | 0 | 0 | 0+0j | 75175.2 | 32024.501 | 75175.2+32024.501j | 0 | 0 | 0+0j | 0 | 0 | 0+0j | 0 | 0 | 0 | 0 | 0 | 0 | 0 | 0 | 0 | 0 | 0 | 0 | 0 | 0 | 0 | 0 | 0 | 0 | 1 | 0 | 0 | 1 | 0 | 0 | 0 | 0 | 0 | 0 | 0 | OPEN | node_1389979_015_15287285_099 | AN | 8100102
load_220331667 |  | 0 | R | 0 | 0 | 0 | 0 | 0 | 0 | 0 | 0 | 0 | 0 | 0 | 0+0j | 0 | 0 | 0+0j | 0 | 0 | 0+0j | 0 | 0 | 0+0j | 0 | 0 | 0+0j | 0 | 0 | 0+0j | 80726.4 | 34389.302 | 80726.4+34389.302j | 0 | 0 | 0+0j | 0 | 0 | 0+0j | 0 | 0 | 0 | 0 | 0 | 0 | 0 | 0 | 0 | 0 | 0 | 0 | 0 | 0 | 0 | 0 | 0 | 0 | 1 | 0 | 0 | 1 | 0 | 0 | 0 | 0 | 0 | 0 | 0 | OPEN | node_1388763_866_15287120_104 | AN | 8100102
load_220331668 |  | 0 | R | 0 | 0 | 0 | 0 | 0 | 0 | 0 | 0 | 0 | 0 | 0 | 0+0j | 0 | 0 | 0+0j | 0 | 0 | 0+0j | 0 | 0 | 0+0j | 0 | 0 | 0+0j | 0 | 0 | 0+0j | 19490.4 | 8302.876 | 19490.4+8302.876j | 0 | 0 | 0+0j | 0 | 0 | 0+0j | 0 | 0 | 0 | 0 | 0 | 0 | 0 | 0 | 0 | 0 | 0 | 0 | 0 | 0 | 0 | 0 | 0 | 0 | 1 | 0 | 0 | 1 | 0 | 0 | 0 | 0 | 0 | 0 | 0 | OPEN | node_1388404_267_15286990_089 | AN | 8100102
load_220331669 |  | 0 | R | 0 | 0 | 0 | 0 | 0 | 0 | 0 | 0 | 0 | 0 | 0 | 0+0j | 0 | 0 | 0+0j | 0 | 0 | 0+0j | 0 | 0 | 0+0j | 0 | 0 | 0+0j | 0 | 0 | 0+0j | 22212 | 9462.272 | 22212+9462.272j | 0 | 0 | 0+0j | 0 | 0 | 0+0j | 0 | 0 | 0 | 0 | 0 | 0 | 0 | 0 | 0 | 0 | 0 | 0 | 0 | 0 | 0 | 0 | 0 | 0 | 1 | 0 | 0 | 1 | 0 | 0 | 0 | 0 | 0 | 0 | 0 | OPEN | node_1391461_769_15287513_759 | AN | 8100102
load_220331670 |  | 0 | R | 0 | 0 | 0 | 0 | 0 | 0 | 0 | 0 | 0 | 0 | 0 | 0+0j | 0 | 0 | 0+0j | 0 | 0 | 0+0j | 0 | 0 | 0+0j | 0 | 0 | 0+0j | 0 | 0 | 0+0j | 40075.2 | 17071.964 | 40075.2+17071.964j | 0 | 0 | 0+0j | 0 | 0 | 0+0j | 0 | 0 | 0 | 0 | 0 | 0 | 0 | 0 | 0 | 0 | 0 | 0 | 0 | 0 | 0 | 0 | 0 | 0 | 1 | 0 | 0 | 1 | 0 | 0 | 0 | 0 | 0 | 0 | 0 | OPEN | node_1392195_955_15286366_307 | AN | 8100102
load_220331671 |  | 0 | R | 0 | 0 | 0 | 0 | 0 | 0 | 0 | 0 | 0 | 0 | 0 | 0+0j | 0 | 0 | 0+0j | 0 | 0 | 0+0j | 0 | 0 | 0+0j | 0 | 0 | 0+0j | 0 | 0 | 0+0j | 83793.6 | 35695.924 | 83793.6+35695.924j | 0 | 0 | 0+0j | 0 | 0 | 0+0j | 0 | 0 | 0 | 0 | 0 | 0 | 0 | 0 | 0 | 0 | 0 | 0 | 0 | 0 | 0 | 0 | 0 | 0 | 1 | 0 | 0 | 1 | 0 | 0 | 0 | 0 | 0 | 0 | 0 | OPEN | node_1392767_717_15286362_472 | AN | 8100102
load_220332599 |  | 0 | R | 0 | 0 | 0 | 0 | 0 | 0 | 0 | 0 | 0 | 0 | 0 | 0+0j | 0 | 0 | 0+0j | 0 | 0 | 0+0j | 0 | 0 | 0+0j | 0 | 0 | 0+0j | 0 | 0 | 0+0j | 41148 | 17528.975 | 41148+17528.975j | 0 | 0 | 0+0j | 0 | 0 | 0+0j | 0 | 0 | 0 | 0 | 0 | 0 | 0 | 0 | 0 | 0 | 0 | 0 | 0 | 0 | 0 | 0 | 0 | 0 | 1 | 0 | 0 | 1 | 0 | 0 | 0 | 0 | 0 | 0 | 0 | OPEN | node_1389340_116_15287135_302 | AN | 8100102
load_220332600 |  | 0 | R | 0 | 0 | 0 | 0 | 0 | 0 | 0 | 0 | 0 | 0 | 0 | 0+0j | 0 | 0 | 0+0j | 0 | 0 | 0+0j | 0 | 0 | 0+0j | 0 | 0 | 0+0j | 0 | 0 | 0+0j | 38613.6 | 16449.325 | 38613.6+16449.325j | 0 | 0 | 0+0j | 0 | 0 | 0+0j | 0 | 0 | 0 | 0 | 0 | 0 | 0 | 0 | 0 | 0 | 0 | 0 | 0 | 0 | 0 | 0 | 0 | 0 | 1 | 0 | 0 | 1 | 0 | 0 | 0 | 0 | 0 | 0 | 0 | OPEN | node_1389312_821_15286703_562 | AN | 8100102
load_220332602 |  | 0 | R | 0 | 0 | 0 | 0 | 0 | 0 | 0 | 0 | 0 | 0 | 0 | 0+0j | 0 | 0 | 0+0j | 0 | 0 | 0+0j | 0 | 0 | 0+0j | 0 | 0 | 0+0j | 0 | 0 | 0+0j | 16934.4 | 7214.024 | 16934.4+7214.024j | 0 | 0 | 0+0j | 0 | 0 | 0+0j | 0 | 0 | 0 | 0 | 0 | 0 | 0 | 0 | 0 | 0 | 0 | 0 | 0 | 0 | 0 | 0 | 0 | 0 | 1 | 0 | 0 | 1 | 0 | 0 | 0 | 0 | 0 | 0 | 0 | OPEN | node_1389173_222_15286413_027 | AN | 8100102
load_220332680 |  | 0 | R | 0 | 0 | 0 | 0 | 0 | 0 | 0 | 0 | 0 | 0 | 0 | 0+0j | 0 | 0 | 0+0j | 0 | 0 | 0+0j | 0 | 0 | 0+0j | 0 | 0 | 0+0j | 0 | 0 | 0+0j | 59479.2 | 25338.033 | 59479.2+25338.033j | 0 | 0 | 0+0j | 0 | 0 | 0+0j | 0 | 0 | 0 | 0 | 0 | 0 | 0 | 0 | 0 | 0 | 0 | 0 | 0 | 0 | 0 | 0 | 0 | 0 | 1 | 0 | 0 | 1 | 0 | 0 | 0 | 0 | 0 | 0 | 0 | OPEN | node_1389560_124_15287370_7 | AN | 8100102
load_220332681 |  | 0 | R | 0 | 0 | 0 | 0 | 0 | 0 | 0 | 0 | 0 | 0 | 0 | 0+0j | 0 | 0 | 0+0j | 0 | 0 | 0+0j | 0 | 0 | 0+0j | 0 | 0 | 0+0j | 0 | 0 | 0+0j | 59832 | 25488.325 | 59832+25488.325j | 0 | 0 | 0+0j | 0 | 0 | 0+0j | 0 | 0 | 0 | 0 | 0 | 0 | 0 | 0 | 0 | 0 | 0 | 0 | 0 | 0 | 0 | 0 | 0 | 0 | 1 | 0 | 0 | 1 | 0 | 0 | 0 | 0 | 0 | 0 | 0 | OPEN | node_1389696_275_15286789_779 | AN | 8100102
load_220332702 |  | 0 | R | 0 | 0 | 0 | 0 | 0 | 0 | 0 | 0 | 0 | 0 | 0 | 0+0j | 0 | 0 | 0+0j | 0 | 0 | 0+0j | 0 | 0 | 0+0j | 0 | 0 | 0+0j | 0 | 0 | 0+0j | 61315.2 | 26120.166 | 61315.2+26120.166j | 0 | 0 | 0+0j | 0 | 0 | 0+0j | 0 | 0 | 0 | 0 | 0 | 0 | 0 | 0 | 0 | 0 | 0 | 0 | 0 | 0 | 0 | 0 | 0 | 0 | 1 | 0 | 0 | 1 | 0 | 0 | 0 | 0 | 0 | 0 | 0 | OPEN | node_1390287_617_15287106_752 | AN | 8100102
load_220332742 |  | 0 | C | 0 | 0 | 0 | 0 | 0 | 0 | 0 | 0 | 0 | 0 | 0 | 0+0j | 0 | 0 | 0+0j | 0 | 0 | 0+0j | 0 | 0 | 0+0j | 0 | 0 | 0+0j | 0 | 0 | 0+0j | 2368.8 | 1009.105 | 2368.8+1009.105j | 0 | 0 | 0+0j | 0 | 0 | 0+0j | 0 | 0 | 0 | 0 | 0 | 0 | 0 | 0 | 0 | 0 | 0 | 0 | 0 | 0 | 0 | 0 | 0 | 0 | 1 | 0 | 0 | 1 | 0 | 0 | 0 | 0 | 0 | 0 | 0 | OPEN | node_1392006_907_15289200_538 | AN | 8100102
load_220332743 |  | 0 | C | 0 | 0 | 0 | 0 | 0 | 0 | 0 | 0 | 0 | 0 | 0 | 0+0j | 0 | 0 | 0+0j | 0 | 0 | 0+0j | 0 | 0 | 0+0j | 0 | 0 | 0+0j | 0 | 0 | 0+0j | 10333.333 | 4401.981 | 10333.333+4401.981j | 0 | 0 | 0+0j | 0 | 0 | 0+0j | 0 | 0 | 0 | 0 | 0 | 0 | 0 | 0 | 0 | 0 | 0 | 0 | 0 | 0 | 0 | 0 | 0 | 0 | 1 | 0 | 0 | 1 | 0 | 0 | 0 | 0 | 0 | 0 | 0 | OPEN | node_1392085_375_15289577_655 | AN | 8100102
load_220332744 |  | 0 | C | 0 | 0 | 0 | 0 | 0 | 0 | 0 | 0 | 0 | 0 | 0 | 0+0j | 0 | 0 | 0+0j | 0 | 0 | 0+0j | 0 | 0 | 0+0j | 0 | 0 | 0+0j | 0 | 0 | 0+0j | 0 | 0 | 0+0j | 10333.333 | 4401.981 | 10333.333+4401.981j | 0 | 0 | 0+0j | 0 | 0 | 0 | 0 | 0 | 0 | 0 | 0 | 0 | 0 | 0 | 0 | 0 | 0 | 0 | 0 | 0 | 0 | 1 | 0 | 0 | 1 | 0 | 0 | 0 | 0 | 0 | 0 | 0 | OPEN | node_1392073_307_15289598_682 | BN | 8100102
load_220332745 |  | 0 | C | 0 | 0 | 0 | 0 | 0 | 0 | 0 | 0 | 0 | 0 | 0 | 0+0j | 0 | 0 | 0+0j | 0 | 0 | 0+0j | 0 | 0 | 0+0j | 0 | 0 | 0+0j | 0 | 0 | 0+0j | 0 | 0 | 0+0j | 0 | 0 | 0+0j | 10333.333 | 4401.981 | 10333.333+4401.981j | 0 | 0 | 0 | 0 | 0 | 0 | 0 | 0 | 0 | 0 | 0 | 0 | 0 | 0 | 0 | 0 | 0 | 0 | 1 | 0 | 0 | 1 | 0 | 0 | 0 | 0 | 0 | 0 | 0 | OPEN | node_1392092_958_15289553_116 | CN | 8100102
load_220332746 |  | 0 | C | 0 | 0 | 0 | 0 | 0 | 0 | 0 | 0 | 0 | 0 | 0 | 0+0j | 0 | 0 | 0+0j | 0 | 0 | 0+0j | 0 | 0 | 0+0j | 0 | 0 | 0+0j | 0 | 0 | 0+0j | 0 | 0 | 0+0j | 0 | 0 | 0+0j | 0 | 0 | 0+0j | 0 | 0 | 0 | 0 | 0 | 0 | 0 | 0 | 0 | 0 | 0 | 0 | 0 | 0 | 0 | 0 | 0 | 0 | 1 | 0 | 0 | 1 | 0 | 0 | 0 | 0 | 0 | 0 | 0 | OPEN | node_1391856_421_15289662_268 | AN | 8100102
load_220332747 |  | 0 | C | 0 | 0 | 0 | 0 | 0 | 0 | 0 | 0 | 0 | 0 | 0 | 0+0j | 0 | 0 | 0+0j | 0 | 0 | 0+0j | 0 | 0 | 0+0j | 0 | 0 | 0+0j | 0 | 0 | 0+0j | 112333.333 | 47853.799 | 112333.333+47853.799j | 0 | 0 | 0+0j | 0 | 0 | 0+0j | 0 | 0 | 0 | 0 | 0 | 0 | 0 | 0 | 0 | 0 | 0 | 0 | 0 | 0 | 0 | 0 | 0 | 0 | 1 | 0 | 0 | 1 | 0 | 0 | 0 | 0 | 0 | 0 | 0 | OPEN | node_1391665_186_15289594_048 | AN | 8100102
load_220332748 |  | 0 | C | 0 | 0 | 0 | 0 | 0 | 0 | 0 | 0 | 0 | 0 | 0 | 0+0j | 0 | 0 | 0+0j | 0 | 0 | 0+0j | 0 | 0 | 0+0j | 0 | 0 | 0+0j | 0 | 0 | 0+0j | 0 | 0 | 0+0j | 112333.333 | 47853.799 | 112333.333+47853.799j | 0 | 0 | 0+0j | 0 | 0 | 0 | 0 | 0 | 0 | 0 | 0 | 0 | 0 | 0 | 0 | 0 | 0 | 0 | 0 | 0 | 0 | 1 | 0 | 0 | 1 | 0 | 0 | 0 | 0 | 0 | 0 | 0 | OPEN | node_1391669_201_15289583_082 | BN | 8100102
load_220332749 |  | 0 | C | 0 | 0 | 0 | 0 | 0 | 0 | 0 | 0 | 0 | 0 | 0 | 0+0j | 0 | 0 | 0+0j | 0 | 0 | 0+0j | 0 | 0 | 0+0j | 0 | 0 | 0+0j | 0 | 0 | 0+0j | 0 | 0 | 0+0j | 0 | 0 | 0+0j | 112333.333 | 47853.799 | 112333.333+47853.799j | 0 | 0 | 0 | 0 | 0 | 0 | 0 | 0 | 0 | 0 | 0 | 0 | 0 | 0 | 0 | 0 | 0 | 0 | 1 | 0 | 0 | 1 | 0 | 0 | 0 | 0 | 0 | 0 | 0 | OPEN | node_1391662_882_15289620_079 | CN | 8100102
load_220332810 |  | 0 | R | 0 | 0 | 0 | 0 | 0 | 0 | 0 | 0 | 0 | 0 | 0 | 0+0j | 0 | 0 | 0+0j | 0 | 0 | 0+0j | 0 | 0 | 0+0j | 0 | 0 | 0+0j | 0 | 0 | 0+0j | 93974.4 | 40032.927 | 93974.4+40032.927j | 0 | 0 | 0+0j | 0 | 0 | 0+0j | 0 | 0 | 0 | 0 | 0 | 0 | 0 | 0 | 0 | 0 | 0 | 0 | 0 | 0 | 0 | 0 | 0 | 0 | 1 | 0 | 0 | 1 | 0 | 0 | 0 | 0 | 0 | 0 | 0 | OPEN | node_1388854_33_15286784_253 | AN | 8100102
load_220332811 |  | 0 | R | 0 | 0 | 0 | 0 | 0 | 0 | 0 | 0 | 0 | 0 | 0 | 0+0j | 0 | 0 | 0+0j | 0 | 0 | 0+0j | 0 | 0 | 0+0j | 0 | 0 | 0+0j | 0 | 0 | 0+0j | 25142.4 | 10710.618 | 25142.4+10710.618j | 0 | 0 | 0+0j | 0 | 0 | 0+0j | 0 | 0 | 0 | 0 | 0 | 0 | 0 | 0 | 0 | 0 | 0 | 0 | 0 | 0 | 0 | 0 | 0 | 0 | 1 | 0 | 0 | 1 | 0 | 0 | 0 | 0 | 0 | 0 | 0 | OPEN | node_1388413_654_15286674_096 | AN | 8100102
load_220334505 |  | 0 | R | 0 | 0 | 0 | 0 | 0 | 0 | 0 | 0 | 0 | 0 | 0 | 0+0j | 0 | 0 | 0+0j | 0 | 0 | 0+0j | 0 | 0 | 0+0j | 0 | 0 | 0+0j | 0 | 0 | 0+0j | 132530.4 | 56457.714 | 132530.4+56457.714j | 0 | 0 | 0+0j | 0 | 0 | 0+0j | 0 | 0 | 0 | 0 | 0 | 0 | 0 | 0 | 0 | 0 | 0 | 0 | 0 | 0 | 0 | 0 | 0 | 0 | 1 | 0 | 0 | 1 | 0 | 0 | 0 | 0 | 0 | 0 | 0 | OPEN | node_1387797_331_15286537_645 | AN | 8100102
load_220334514 |  | 0 | R | 0 | 0 | 0 | 0 | 0 | 0 | 0 | 0 | 0 | 0 | 0 | 0+0j | 0 | 0 | 0+0j | 0 | 0 | 0+0j | 0 | 0 | 0+0j | 0 | 0 | 0+0j | 0 | 0 | 0+0j | 54496.8 | 23215.54 | 54496.8+23215.54j | 0 | 0 | 0+0j | 0 | 0 | 0+0j | 0 | 0 | 0 | 0 | 0 | 0 | 0 | 0 | 0 | 0 | 0 | 0 | 0 | 0 | 0 | 0 | 0 | 0 | 1 | 0 | 0 | 1 | 0 | 0 | 0 | 0 | 0 | 0 | 0 | OPEN | node_1388058_998_15286942_271 | AN | 8100102
load_220441992 |  | 0 | R | 0 | 0 | 0 | 0 | 0 | 0 | 0 | 0 | 0 | 0 | 0 | 0+0j | 0 | 0 | 0+0j | 0 | 0 | 0+0j | 0 | 0 | 0+0j | 0 | 0 | 0+0j | 0 | 0 | 0+0j | 5652 | 2407.742 | 5652+2407.742j | 0 | 0 | 0+0j | 0 | 0 | 0+0j | 0 | 0 | 0 | 0 | 0 | 0 | 0 | 0 | 0 | 0 | 0 | 0 | 0 | 0 | 0 | 0 | 0 | 0 | 1 | 0 | 0 | 1 | 0 | 0 | 0 | 0 | 0 | 0 | 0 | OPEN | node_1392095_435_15288503_327 | AN | 8100102
load_220521508 |  | 0 | R | 0 | 0 | 0 | 0 | 0 | 0 | 0 | 0 | 0 | 0 | 0 | 0+0j | 0 | 0 | 0+0j | 0 | 0 | 0+0j | 0 | 0 | 0+0j | 0 | 0 | 0+0j | 0 | 0 | 0+0j | 65894.4 | 28070.897 | 65894.4+28070.897j | 0 | 0 | 0+0j | 0 | 0 | 0+0j | 0 | 0 | 0 | 0 | 0 | 0 | 0 | 0 | 0 | 0 | 0 | 0 | 0 | 0 | 0 | 0 | 0 | 0 | 1 | 0 | 0 | 1 | 0 | 0 | 0 | 0 | 0 | 0 | 0 | OPEN | node_1391020_509_15287373_153 | AN | 8100102
load_220531410 |  | 0 | C | 0 | 0 | 0 | 0 | 0 | 0 | 0 | 0 | 0 | 0 | 0 | 0+0j | 0 | 0 | 0+0j | 0 | 0 | 0+0j | 0 | 0 | 0+0j | 0 | 0 | 0+0j | 0 | 0 | 0+0j | 66000 | 28115.882 | 66000+28115.882j | 66000 | 28115.882 | 66000+28115.882j | 66000 | 28115.882 | 66000+28115.882j | 0 | 0 | 0 | 0 | 0 | 0 | 0 | 0 | 0 | 0 | 0 | 0 | 0 | 0 | 0 | 0 | 0 | 0 | 1 | 0 | 0 | 1 | 0 | 0 | 0 | 0 | 0 | 0 | 0 | OPEN | node_1391944_348_15287662_026 | ABCN | 8100102
load_220551231 |  | 0 | C | 0 | 0 | 0 | 0 | 0 | 0 | 0 | 0 | 0 | 0 | 0 | 0+0j | 0 | 0 | 0+0j | 0 | 0 | 0+0j | 0 | 0 | 0+0j | 0 | 0 | 0+0j | 0 | 0 | 0+0j | 17000 | 7241.97 | 17000+7241.97j | 0 | 0 | 0+0j | 0 | 0 | 0+0j | 0 | 0 | 0 | 0 | 0 | 0 | 0 | 0 | 0 | 0 | 0 | 0 | 0 | 0 | 0 | 0 | 0 | 0 | 1 | 0 | 0 | 1 | 0 | 0 | 0 | 0 | 0 | 0 | 0 | OPEN | node_1391656_073_15288336_896 | AN | 8100102
load_220551232 |  | 0 | C | 0 | 0 | 0 | 0 | 0 | 0 | 0 | 0 | 0 | 0 | 0 | 0+0j | 0 | 0 | 0+0j | 0 | 0 | 0+0j | 0 | 0 | 0+0j | 0 | 0 | 0+0j | 0 | 0 | 0+0j | 0 | 0 | 0+0j | 17000 | 7241.97 | 17000+7241.97j | 0 | 0 | 0+0j | 0 | 0 | 0 | 0 | 0 | 0 | 0 | 0 | 0 | 0 | 0 | 0 | 0 | 0 | 0 | 0 | 0 | 0 | 1 | 0 | 0 | 1 | 0 | 0 | 0 | 0 | 0 | 0 | 0 | OPEN | node_1391657_49_15288310_348 | BN | 8100102
load_220551233 |  | 0 | C | 0 | 0 | 0 | 0 | 0 | 0 | 0 | 0 | 0 | 0 | 0 | 0+0j | 0 | 0 | 0+0j | 0 | 0 | 0+0j | 0 | 0 | 0+0j | 0 | 0 | 0+0j | 0 | 0 | 0+0j | 0 | 0 | 0+0j | 0 | 0 | 0+0j | 17000 | 7241.97 | 17000+7241.97j | 0 | 0 | 0 | 0 | 0 | 0 | 0 | 0 | 0 | 0 | 0 | 0 | 0 | 0 | 0 | 0 | 0 | 0 | 1 | 0 | 0 | 1 | 0 | 0 | 0 | 0 | 0 | 0 | 0 | OPEN | node_1391659_825_15288363_074 | CN | 8100102
load_220551245 |  | 0 | C | 0 | 0 | 0 | 0 | 0 | 0 | 0 | 0 | 0 | 0 | 0 | 0+0j | 0 | 0 | 0+0j | 0 | 0 | 0+0j | 0 | 0 | 0+0j | 0 | 0 | 0+0j | 0 | 0 | 0+0j | 0 | 0 | 0+0j | 0 | 0 | 0+0j | 0 | 0 | 0+0j | 0 | 0 | 0 | 0 | 0 | 0 | 0 | 0 | 0 | 0 | 0 | 0 | 0 | 0 | 0 | 0 | 0 | 0 | 1 | 0 | 0 | 1 | 0 | 0 | 0 | 0 | 0 | 0 | 0 | OPEN | node_1391690_757_15288230_854 | AN | 8100102
load_220602572 |  | 0 | C | 0 | 0 | 0 | 0 | 0 | 0 | 0 | 0 | 0 | 0 | 0 | 0+0j | 0 | 0 | 0+0j | 0 | 0 | 0+0j | 0 | 0 | 0+0j | 0 | 0 | 0+0j | 0 | 0 | 0+0j | 152333.333 | 64893.728 | 152333.333+64893.728j | 152333.333 | 64893.728 | 152333.333+64893.728j | 152333.333 | 64893.728 | 152333.333+64893.728j | 0 | 0 | 0 | 0 | 0 | 0 | 0 | 0 | 0 | 0 | 0 | 0 | 0 | 0 | 0 | 0 | 0 | 0 | 1 | 0 | 0 | 1 | 0 | 0 | 0 | 0 | 0 | 0 | 0 | OPEN | node_1391399_033_15287760_632 | ABCN | 8100102
load_220647329 |  | 0 | R | 0 | 0 | 0 | 0 | 0 | 0 | 0 | 0 | 0 | 0 | 0 | 0+0j | 0 | 0 | 0+0j | 0 | 0 | 0+0j | 0 | 0 | 0+0j | 0 | 0 | 0+0j | 0 | 0 | 0+0j | 53553.6 | 22813.738 | 53553.6+22813.738j | 0 | 0 | 0+0j | 0 | 0 | 0+0j | 0 | 0 | 0 | 0 | 0 | 0 | 0 | 0 | 0 | 0 | 0 | 0 | 0 | 0 | 0 | 0 | 0 | 0 | 1 | 0 | 0 | 1 | 0 | 0 | 0 | 0 | 0 | 0 | 0 | OPEN | node_1388394_375_15287279_443 | AN | 8100102
load_220648349 |  | 0 | C | 0 | 0 | 0 | 0 | 0 | 0 | 0 | 0 | 0 | 0 | 0 | 0+0j | 0 | 0 | 0+0j | 0 | 0 | 0+0j | 0 | 0 | 0+0j | 0 | 0 | 0+0j | 0 | 0 | 0+0j | 18666.667 | 7951.967 | 18666.667+7951.967j | 0 | 0 | 0+0j | 0 | 0 | 0+0j | 0 | 0 | 0 | 0 | 0 | 0 | 0 | 0 | 0 | 0 | 0 | 0 | 0 | 0 | 0 | 0 | 0 | 0 | 1 | 0 | 0 | 1 | 0 | 0 | 0 | 0 | 0 | 0 | 0 | OPEN | node_1392050_172_15289020_306 | AN | 8100102
load_220648355 |  | 0 | C | 0 | 0 | 0 | 0 | 0 | 0 | 0 | 0 | 0 | 0 | 0 | 0+0j | 0 | 0 | 0+0j | 0 | 0 | 0+0j | 0 | 0 | 0+0j | 0 | 0 | 0+0j | 0 | 0 | 0+0j | 0 | 0 | 0+0j | 18666.667 | 7951.967 | 18666.667+7951.967j | 0 | 0 | 0+0j | 0 | 0 | 0 | 0 | 0 | 0 | 0 | 0 | 0 | 0 | 0 | 0 | 0 | 0 | 0 | 0 | 0 | 0 | 1 | 0 | 0 | 1 | 0 | 0 | 0 | 0 | 0 | 0 | 0 | OPEN | node_1392047_885_15289046_735 | BN | 8100102
load_220648356 |  | 0 | C | 0 | 0 | 0 | 0 | 0 | 0 | 0 | 0 | 0 | 0 | 0 | 0+0j | 0 | 0 | 0+0j | 0 | 0 | 0+0j | 0 | 0 | 0+0j | 0 | 0 | 0+0j | 0 | 0 | 0+0j | 0 | 0 | 0+0j | 0 | 0 | 0+0j | 18666.667 | 7951.967 | 18666.667+7951.967j | 0 | 0 | 0 | 0 | 0 | 0 | 0 | 0 | 0 | 0 | 0 | 0 | 0 | 0 | 0 | 0 | 0 | 0 | 1 | 0 | 0 | 1 | 0 | 0 | 0 | 0 | 0 | 0 | 0 | OPEN | node_1392047_282_15288993_938 | CN | 8100102
load_310006836 |  | 0 | C | 0 | 0 | 0 | 0 | 0 | 0 | 0 | 0 | 0 | 0 | 0 | 0+0j | 0 | 0 | 0+0j | 0 | 0 | 0+0j | 0 | 0 | 0+0j | 0 | 0 | 0+0j | 0 | 0 | 0+0j | 10666.667 | 4543.981 | 10666.667+4543.981j | 0 | 0 | 0+0j | 0 | 0 | 0+0j | 0 | 0 | 0 | 0 | 0 | 0 | 0 | 0 | 0 | 0 | 0 | 0 | 0 | 0 | 0 | 0 | 0 | 0 | 1 | 0 | 0 | 1 | 0 | 0 | 0 | 0 | 0 | 0 | 0 | OPEN | node_1392113_315_15288684_419 | AN | 8100102
load_310049565 |  | 0 | R | 0 | 0 | 0 | 0 | 0 | 0 | 0 | 0 | 0 | 0 | 0 | 0+0j | 0 | 0 | 0+0j | 0 | 0 | 0+0j | 0 | 0 | 0+0j | 0 | 0 | 0+0j | 0 | 0 | 0+0j | 4176 | 1778.969 | 4176+1778.969j | 0 | 0 | 0+0j | 0 | 0 | 0+0j | 0 | 0 | 0 | 0 | 0 | 0 | 0 | 0 | 0 | 0 | 0 | 0 | 0 | 0 | 0 | 0 | 0 | 0 | 1 | 0 | 0 | 1 | 0 | 0 | 0 | 0 | 0 | 0 | 0 | OPEN | node_1391723_473_15288740_471 | AN | 8100102
load_311880280 |  | 0 | R | 0 | 0 | 0 | 0 | 0 | 0 | 0 | 0 | 0 | 0 | 0 | 0+0j | 0 | 0 | 0+0j | 0 | 0 | 0+0j | 0 | 0 | 0+0j | 0 | 0 | 0+0j | 0 | 0 | 0+0j | 43495.2 | 18528.878 | 43495.2+18528.878j | 0 | 0 | 0+0j | 0 | 0 | 0+0j | 0 | 0 | 0 | 0 | 0 | 0 | 0 | 0 | 0 | 0 | 0 | 0 | 0 | 0 | 0 | 0 | 0 | 0 | 1 | 0 | 0 | 1 | 0 | 0 | 0 | 0 | 0 | 0 | 0 | OPEN | node_1392342_215_15287363_841 | AN | 8100102
load_311893701 |  | 0 | C | 0 | 0 | 0 | 0 | 0 | 0 | 0 | 0 | 0 | 0 | 0 | 0+0j | 0 | 0 | 0+0j | 0 | 0 | 0+0j | 0 | 0 | 0+0j | 0 | 0 | 0+0j | 0 | 0 | 0+0j | 0 | 0 | 0+0j | 10666.667 | 4543.981 | 10666.667+4543.981j | 0 | 0 | 0+0j | 0 | 0 | 0 | 0 | 0 | 0 | 0 | 0 | 0 | 0 | 0 | 0 | 0 | 0 | 0 | 0 | 0 | 0 | 1 | 0 | 0 | 1 | 0 | 0 | 0 | 0 | 0 | 0 | 0 | OPEN | node_1392113_172_15288666_04 | BN | 8100102
load_311893702 |  | 0 | C | 0 | 0 | 0 | 0 | 0 | 0 | 0 | 0 | 0 | 0 | 0 | 0+0j | 0 | 0 | 0+0j | 0 | 0 | 0+0j | 0 | 0 | 0+0j | 0 | 0 | 0+0j | 0 | 0 | 0+0j | 0 | 0 | 0+0j | 0 | 0 | 0+0j | 10666.667 | 4543.981 | 10666.667+4543.981j | 0 | 0 | 0 | 0 | 0 | 0 | 0 | 0 | 0 | 0 | 0 | 0 | 0 | 0 | 0 | 0 | 0 | 0 | 1 | 0 | 0 | 1 | 0 | 0 | 0 | 0 | 0 | 0 | 0 | OPEN | node_1392110_381_15288646_652 | CN | 8100102
load_311901428 |  | 0 | C | 0 | 0 | 0 | 0 | 0 | 0 | 0 | 0 | 0 | 0 | 0 | 0+0j | 0 | 0 | 0+0j | 0 | 0 | 0+0j | 0 | 0 | 0+0j | 0 | 0 | 0+0j | 0 | 0 | 0+0j | 0 | 0 | 0+0j | 0 | 0 | 0+0j | 0 | 0 | 0+0j | 0 | 0 | 0 | 0 | 0 | 0 | 0 | 0 | 0 | 0 | 0 | 0 | 0 | 0 | 0 | 0 | 0 | 0 | 1 | 0 | 0 | 1 | 0 | 0 | 0 | 0 | 0 | 0 | 0 | OPEN | node_1389968_32_15287830_824 | AN | 8100102
load_311901430 |  | 0 | C | 0 | 0 | 0 | 0 | 0 | 0 | 0 | 0 | 0 | 0 | 0 | 0+0j | 0 | 0 | 0+0j | 0 | 0 | 0+0j | 0 | 0 | 0+0j | 0 | 0 | 0+0j | 0 | 0 | 0+0j | 0 | 0 | 0+0j | 0 | 0 | 0+0j | 0 | 0 | 0+0j | 0 | 0 | 0 | 0 | 0 | 0 | 0 | 0 | 0 | 0 | 0 | 0 | 0 | 0 | 0 | 0 | 0 | 0 | 1 | 0 | 0 | 1 | 0 | 0 | 0 | 0 | 0 | 0 | 0 | OPEN | node_1389981_913_15287833_798 | BN | 8100102
load_311901433 |  | 0 | C | 0 | 0 | 0 | 0 | 0 | 0 | 0 | 0 | 0 | 0 | 0 | 0+0j | 0 | 0 | 0+0j | 0 | 0 | 0+0j | 0 | 0 | 0+0j | 0 | 0 | 0+0j | 0 | 0 | 0+0j | 0 | 0 | 0+0j | 0 | 0 | 0+0j | 0 | 0 | 0+0j | 0 | 0 | 0 | 0 | 0 | 0 | 0 | 0 | 0 | 0 | 0 | 0 | 0 | 0 | 0 | 0 | 0 | 0 | 1 | 0 | 0 | 1 | 0 | 0 | 0 | 0 | 0 | 0 | 0 | OPEN | node_1389997_453_15287837_792 | CN | 8100102
load_311903719 |  | 0 | C | 0 | 0 | 0 | 0 | 0 | 0 | 0 | 0 | 0 | 0 | 0 | 0+0j | 0 | 0 | 0+0j | 0 | 0 | 0+0j | 0 | 0 | 0+0j | 0 | 0 | 0+0j | 0 | 0 | 0+0j | 98000 | 41747.825 | 98000+41747.825j | 98000 | 41747.825 | 98000+41747.825j | 98000 | 41747.825 | 98000+41747.825j | 0 | 0 | 0 | 0 | 0 | 0 | 0 | 0 | 0 | 0 | 0 | 0 | 0 | 0 | 0 | 0 | 0 | 0 | 1 | 0 | 0 | 1 | 0 | 0 | 0 | 0 | 0 | 0 | 0 | OPEN | node_1390748_477_15288469_592 | ABCN | 8100102
load_311904160 |  | 0 | R | 0 | 0 | 0 | 0 | 0 | 0 | 0 | 0 | 0 | 0 | 0 | 0+0j | 0 | 0 | 0+0j | 0 | 0 | 0+0j | 0 | 0 | 0+0j | 0 | 0 | 0+0j | 0 | 0 | 0+0j | 3744 | 1594.937 | 3744+1594.937j | 0 | 0 | 0+0j | 0 | 0 | 0+0j | 0 | 0 | 0 | 0 | 0 | 0 | 0 | 0 | 0 | 0 | 0 | 0 | 0 | 0 | 0 | 0 | 0 | 0 | 1 | 0 | 0 | 1 | 0 | 0 | 0 | 0 | 0 | 0 | 0 | OPEN | node_1391725_085_15288433_287 | AN | 8100102
load_312116691 |  | 0 | U | 0 | 0 | 0 | 0 | 0 | 0 | 0 | 0 | 0 | 0 | 0 | 0+0j | 0 | 0 | 0+0j | 0 | 0 | 0+0j | 0 | 0 | 0+0j | 0 | 0 | 0+0j | 0 | 0 | 0+0j | 0 | 0 | 0+0j | 0 | 0 | 0+0j | 0 | 0 | 0+0j | 0 | 0 | 0 | 0 | 0 | 0 | 0 | 0 | 0 | 0 | 0 | 0 | 0 | 0 | 0 | 0 | 0 | 0 | 1 | 0 | 0 | 1 | 0 | 0 | 0 | 0 | 0 | 0 | 0 | OPEN | node_1391593_764_15286714_81 | AN | 8100102
load_312116691-L-1 |  | 0 | R | 0 | 0 | 0 | 0 | 0 | 0 | 0 | 0 | 0 | 0 | 0 | 0+0j | 0 | 0 | 0+0j | 0 | 0 | 0+0j | 0 | 0 | 0+0j | 0 | 0 | 0+0j | 0 | 0 | 0+0j | 0 | 0 | 0+0j | 0 | 0 | 0+0j | 0 | 0 | 0+0j | 0 | 0 | 0 | 0 | 0 | 0 | 0 | 0 | 0 | 0 | 0 | 0 | 0 | 0 | 0 | 0 | 0 | 0 | 1 | 0 | 0 | 1 | 0 | 0 | 0 | 0 | 0 | 0 | 0 | OPEN | node_1391593_764_15286714_81 | AN | 8100102

## OverheadLineConductor
Name | Diameter | GeometricMeanRadius | RatingSummerContinuous | RatingSummerEmergency | RatingWinterContinuous | RatingWinterEmergency | Feeder | Comments
oh_cond_1/0_AAAC | 0.398 | 0.012 | 235 | 235 | 310 | 310 | 8100102
oh_cond_1/0_ACSR | 0.398 | 0.012 | 265 | 265 | 330 | 330 | 8100102
oh_cond_1_CU | 0.328 | 0.01 | 230 | 230 | 325 | 325 | 8100102
oh_cond_2/0_CU | 0.414 | 0.013 | 295 | 295 | 425 | 425 | 8100102
oh_cond_2_ACSR | 0.325 | 0.01 | 195 | 195 | 245 | 245 | 8100102
oh_cond_2_CU | 0.292 | 0.009 | 190 | 190 | 270 | 270 | 8100102
oh_cond_4/0_CU | 0.522 | 0.017 | 395 | 290 | 570 | 570 | 8100102
oh_cond_4_ACSR | 0.25 | 0.008 | 145 | 145 | 185 | 185 | 8100102
oh_cond_4_CU | 0.232 | 0.007 | 140 | 140 | 200 | 200 | 8100102
oh_cond_6_CU | 0.184 | 0.006 | 110 | 110 | 150 | 150 | 8100102
oh_cond_477_MCM_AL | 0.792 | 0.025 | 605 | 605 | 810 | 810 | 8100102
oh_cond_WP-4/0-CU | 0.81 | 0.015 | 340 | 340 | 390 | 390 | 8100102

## OverheadLineConfiguration
Name | ConductorA | ConductorB | ConductorC | ConductorN | LineSpacing | Capacitance11 | Capacitance12 | Capacitance13 | Capacitance21 | Capacitance22 | Capacitance23 | Capacitance31 | Capacitance32 | Capacitance33 | Impedance11 | Impedance12 | Impedance13 | Impedance21 | Impedance22 | Impedance23 | Impedance31 | Impedance32 | Impedance33 | Feeder | Comments
bal_1P_1/0AA | oh_cond_1/0_AAAC | oh_cond_1/0_AAAC | oh_cond_1/0_AAAC |  |  | 12.796 | -3.172 | -3.172 | -3.172 | 12.796 | -3.172 | -3.172 | -3.172 | 12.796 | 0.972+1.499j | 0.095+0.781j | 0.095+0.781j | 0.095+0.781j | 0.972+1.499j | 0.095+0.781j | 0.095+0.781j | 0.095+0.781j | 0.972+1.499j | 8100102
bal_1P_1/0AA_1/0AA(N) | oh_cond_1/0_AAAC | oh_cond_1/0_AAAC | oh_cond_1/0_AAAC | oh_cond_1/0_AAAC |  | 13.243 | -2.726 | -2.726 | -2.726 | 13.243 | -2.726 | -2.726 | -2.726 | 13.243 | 1.078+1.186j | 0.201+0.467j | 0.201+0.467j | 0.201+0.467j | 1.078+1.186j | 0.201+0.467j | 0.201+0.467j | 0.201+0.467j | 1.078+1.186j | 8100102
bal_1P_1/0AC | oh_cond_1/0_ACSR | oh_cond_1/0_ACSR | oh_cond_1/0_ACSR |  |  | 12.796 | -3.172 | -3.172 | -3.172 | 12.796 | -3.172 | -3.172 | -3.172 | 12.796 | 0.983+1.218j | 0.095+0.781j | 0.095+0.781j | 0.095+0.781j | 0.983+1.218j | 0.095+0.781j | 0.095+0.781j | 0.095+0.781j | 0.983+1.218j | 8100102
bal_1P_1CU | oh_cond_1_CU | oh_cond_1_CU | oh_cond_1_CU |  |  | 12.411 | -3.024 | -3.024 | -3.024 | 12.411 | -3.024 | -3.024 | -3.024 | 12.411 | 0.794+1.516j | 0.095+0.781j | 0.095+0.781j | 0.095+0.781j | 0.794+1.516j | 0.095+0.781j | 0.095+0.781j | 0.095+0.781j | 0.794+1.516j | 8100102
bal_1P_2AC | oh_cond_2_ACSR | oh_cond_2_ACSR | oh_cond_2_ACSR |  |  | 12.393 | -3.017 | -3.017 | -3.017 | 12.393 | -3.017 | -3.017 | -3.017 | 12.393 | 1.505+1.527j | 0.095+0.781j | 0.095+0.781j | 0.095+0.781j | 1.505+1.527j | 0.095+0.781j | 0.095+0.781j | 0.095+0.781j | 1.505+1.527j | 8100102
bal_1P_2CU | oh_cond_2_CU | oh_cond_2_CU | oh_cond_2_CU |  |  | 12.191 | -2.94 | -2.94 | -2.94 | 12.191 | -2.94 | -2.94 | -2.94 | 12.191 | 0.968+1.536j | 0.095+0.781j | 0.095+0.781j | 0.095+0.781j | 0.968+1.536j | 0.095+0.781j | 0.095+0.781j | 0.095+0.781j | 0.968+1.536j | 8100102
bal_1P_4AC | oh_cond_4_ACSR | oh_cond_4_ACSR | oh_cond_4_ACSR |  |  | 11.91 | -2.834 | -2.834 | -2.834 | 11.91 | -2.834 | -2.834 | -2.834 | 11.91 | 2.335+1.555j | 0.095+0.781j | 0.095+0.781j | 0.095+0.781j | 2.335+1.555j | 0.095+0.781j | 0.095+0.781j | 0.095+0.781j | 2.335+1.555j | 8100102
bal_1P_4CU | oh_cond_4_CU | oh_cond_4_CU | oh_cond_4_CU |  |  | 11.78 | -2.785 | -2.785 | -2.785 | 11.78 | -2.785 | -2.785 | -2.785 | 11.78 | 1.483+1.565j | 0.095+0.781j | 0.095+0.781j | 0.095+0.781j | 1.483+1.565j | 0.095+0.781j | 0.095+0.781j | 0.095+0.781j | 1.483+1.565j | 8100102
bal_1P_6CU | oh_cond_6_CU | oh_cond_6_CU | oh_cond_6_CU |  |  | 11.393 | -2.641 | -2.641 | -2.641 | 11.393 | -2.641 | -2.641 | -2.641 | 11.393 | 2.275+1.583j | 0.095+0.781j | 0.095+0.781j | 0.095+0.781j | 2.275+1.583j | 0.095+0.781j | 0.095+0.781j | 0.095+0.781j | 2.275+1.583j | 8100102
bal_3P_1/0AA | oh_cond_1/0_AAAC | oh_cond_1/0_AAAC | oh_cond_1/0_AAAC |  |  | 12.796 | -3.172 | -3.172 | -3.172 | 12.796 | -3.172 | -3.172 | -3.172 | 12.796 | 0.972+1.499j | 0.095+0.781j | 0.095+0.781j | 0.095+0.781j | 0.972+1.499j | 0.095+0.781j | 0.095+0.781j | 0.095+0.781j | 0.972+1.499j | 8100102
bal_3P_1/0AC | oh_cond_1/0_ACSR | oh_cond_1/0_ACSR | oh_cond_1/0_ACSR |  |  | 12.796 | -3.172 | -3.172 | -3.172 | 12.796 | -3.172 | -3.172 | -3.172 | 12.796 | 0.983+1.497j | 0.095+0.781j | 0.095+0.781j | 0.095+0.781j | 0.983+1.497j | 0.095+0.781j | 0.095+0.781j | 0.095+0.781j | 0.983+1.497j | 8100102
bal_3P_2/0CU | oh_cond_2/0_CU | oh_cond_2/0_CU | oh_cond_2/0_CU |  |  | 12.878 | -3.204 | -3.204 | -3.204 | 12.878 | -3.204 | -3.204 | -3.204 | 12.878 | 0.535+1.487j | 0.095+0.781j | 0.095+0.781j | 0.095+0.781j | 0.535+1.487j | 0.095+0.781j | 0.095+0.781j | 0.095+0.781j | 0.535+1.487j | 8100102
bal_3P_2AC | oh_cond_2_ACSR | oh_cond_2_ACSR | oh_cond_2_ACSR |  |  | 12.393 | -3.017 | -3.017 | -3.017 | 12.393 | -3.017 | -3.017 | -3.017 | 12.393 | 1.505+1.527j | 0.095+0.781j | 0.095+0.781j | 0.095+0.781j | 1.505+1.527j | 0.095+0.781j | 0.095+0.781j | 0.095+0.781j | 1.505+1.527j | 8100102
bal_3P_4/0CU | oh_cond_4/0_CU | oh_cond_4/0_CU | oh_cond_4/0_CU |  |  | 13.381 | -3.4 | -3.4 | -3.4 | 13.381 | -3.4 | -3.4 | -3.4 | 13.381 | 0.374+1.459j | 0.095+0.781j | 0.095+0.781j | 0.095+0.781j | 0.374+1.459j | 0.095+0.781j | 0.095+0.781j | 0.095+0.781j | 0.374+1.459j | 8100102
bal_3P_477AL | oh_cond_477_MCM_AL | oh_cond_477_MCM_AL | oh_cond_477_MCM_AL |  |  | 14.305 | -3.735 | -3.735 | -3.735 | 14.305 | -3.735 | -3.735 | -3.735 | 14.305 | 0.293+1.41j | 0.095+0.775j | 0.095+0.775j | 0.095+0.775j | 0.293+1.41j | 0.095+0.775j | 0.095+0.775j | 0.095+0.775j | 0.293+1.41j | 8100102
unb_3P_2-1/0AC_1/0AA | oh_cond_1/0_ACSR | oh_cond_1/0_ACSR | oh_cond_1/0_AAAC |  |  | 12.809 | -3.176 | -3.176 | -3.176 | 12.809 | -3.176 | -3.176 | -3.176 | 12.809 | 0.983+1.497j | 0.095+0.781j | 0.095+0.781j | 0.095+0.781j | 0.983+1.497j | 0.095+0.781j | 0.095+0.781j | 0.095+0.781j | 0.972+1.499j | 8100102
unb_TAPWIRE_OH | oh_cond_WP-4/0-CU | oh_cond_WP-4/0-CU | oh_cond_WP-4/0-CU | oh_cond_WP-4/0-CU |  | 14.911 | -4.341 | -1.953 | -4.341 | 15.781 | -3.724 | -1.953 | -3.724 | 14.818 | 0.365+1.097j | 0.093+0.433j | 0.094+0.34j | 0.093+0.433j | 0.368+1.078j | 0.095+0.401j | 0.094+0.34j | 0.095+0.401j | 0.368+1.077j | 8100102

## Recloser
Name | GroupId | RetryTime | MaximumNumberOfTries | Status | From | To | Length | Phases | Feeder | Comments

## RegulatorConfiguration
Name | CurrentTransducerPhase | PowerTransducerPhase | Regulation | Control | Type | CompensatorResistiveSettingA | CompensatorResistiveSettingB | CompensatorResistiveSettingC | CompensatorReactiveSettingA | CompensatorReactiveSettingB | CompensatorReactiveSettingC | BandCenter | BandWidth | CurrentTransducerRatio | PowerTransducerRatio | ConnectType | ControlLevel | DwellTime | TimeDelay | LowerTaps | RaiseTaps | TapPositionA | TapPositionB | TapPositionC | Feeder | Comments

## Sectionalizer
Name | GroupId | OperatingMode | PhaseAState | PhaseBState | PhaseCState | CurrentInAReal | CurrentInAImag | CurrentInA | CurrentInBReal | CurrentInBImag | CurrentInB | CurrentInCReal | CurrentInCImag | CurrentInC | CurrentOutAReal | CurrentOutAImag | CurrentOutA | CurrentOutBReal | CurrentOutBImag | CurrentOutB | CurrentOutCReal | CurrentOutCImag | CurrentOutC | ActivePowerInA | ReactivePowerInA | PowerInA | ActivePowerInB | ReactivePowerInB | PowerInB | ActivePowerInC | ReactivePowerInC | PowerInC | ActivePowerOutA | ReactivePowerOutA | PowerOutA | ActivePowerOutB | ReactivePowerOutB | PowerOutB | ActivePowerOutC | ReactivePowerOutC | PowerOutC | Status | From | To | Length | Phases | Feeder | Comments

## Solar
Name | GroupId | SpillageCost | CapitalCost | FixedOperatingCost | VariableOperatingCost | MaxReactivePower | MaxActivePower | OutputSchedule | PlanningStatus | UnitType | UnitSubtype | ParentNode | Phases | Feeder | Comments
solar_load_220330657 |  | 0 | 0 | 0 | 0.001 | 3936.8713989163684 | 9241.520871803848 | OPTIMIZED | INSTALLED | solar_pv |  | node_1388964_503_15286415_795 | AN | 8100102
solar_load_220330658 |  | 0 | 0 | 0 | 0.001 | 3425.518119480602 | 8041.1557306337945 | OPTIMIZED | INSTALLED | solar_pv |  | node_1388800_975_15286398_329 | AN | 8100102
solar_load_220330659 |  | 0 | 0 | 0 | 0.001 | 4845.944227665139 | 11375.503344995052 | OPTIMIZED | INSTALLED | solar_pv |  | node_1388597_199_15286355_239 | AN | 8100102
solar_load_220330660 |  | 0 | 0 | 0 | 0.001 | 3190.9186798035 | 7490.450576261871 | OPTIMIZED | INSTALLED | solar_pv |  | node_1388340_848_15286283_821 | AN | 8100102
solar_load_220331519 |  | 0 | 0 | 0 | 0.001 | 2121.3053791699376 | 4979.610933374183 | OPTIMIZED | INSTALLED | solar_pv |  | node_1391524_149_15288533_243 | AN | 8100102
solar_load_220331520 |  | 0 | 0 | 0 | 0.001 | 2121.3053791699376 | 4979.610933374183 | OPTIMIZED | INSTALLED | solar_pv |  | node_1391509_931_15288514_554 | BN | 8100102
solar_load_220331521 |  | 0 | 0 | 0 | 0.001 | 2121.3053791699376 | 4979.610933374183 | OPTIMIZED | INSTALLED | solar_pv |  | node_1391541_463_15288546_385 | CN | 8100102
solar_load_220331522 |  | 0 | 0 | 0 | 0.001 | 5969.4556440908445 | 14012.864748354345 | OPTIMIZED | INSTALLED | solar_pv |  | node_1391344_919_15288362_335 | AN | 8100102
solar_load_220331523 |  | 0 | 0 | 0 | 0.001 | 207.1072057986912 | 486.1693940939641 | OPTIMIZED | INSTALLED | solar_pv |  | node_1391190_156_15288200_581 | AN | 8100102
solar_load_220331524 |  | 0 | 0 | 0 | 0.001 | 6376.338673809984 | 14967.994000468148 | OPTIMIZED | INSTALLED | solar_pv |  | node_1390796_854_15288056_883 | AN | 8100102
solar_load_220331525 |  | 0 | 0 | 0 | 0.001 | 2393.6468850962638 | 5618.913528201036 | OPTIMIZED | INSTALLED | solar_pv |  | node_1390532_137_15287905_294 | AN | 8100102
solar_load_220331526 |  | 0 | 0 | 0 | 0.001 | 9673.152768036249 | 22707.026764467348 | OPTIMIZED | INSTALLED | solar_pv |  | node_1390188_748_15287631_102 | AN | 8100102
solar_load_220331527 |  | 0 | 0 | 0 | 0.001 | 509.1130519794505 | 1195.106671814071 | OPTIMIZED | INSTALLED | solar_pv |  | node_1389753_161_15287711_438 | AN | 8100102
solar_load_220331528 |  | 0 | 0 | 0 | 0.001 | 2036.4534030244743 | 4780.426687256284 | OPTIMIZED | INSTALLED | solar_pv |  | node_1389604_386_15287624_067 | AN | 8100102
solar_load_220331529 |  | 0 | 0 | 0 | 0.001 | 10839.226115918606 | 25444.299085590297 | OPTIMIZED | INSTALLED | solar_pv |  | node_1388773_996_15287541_956 | AN | 8100102
solar_load_220331544 |  | 0 | 0 | 0 | 0.001 | 22078.00387967811 | 51826.51788722027 | OPTIMIZED | INSTALLED | solar_pv |  | node_1390641_302_15287273_06 | AN | 8100102
solar_load_220331545 |  | 0 | 0 | 0 | 0.001 | 2668.5680287737005 | 6264.271130980635 | OPTIMIZED | INSTALLED | solar_pv |  | node_1390743_919_15286910_676 | AN | 8100102
solar_load_220331547 |  | 0 | 0 | 0 | 0.001 | 300.5806814746211 | 705.5909790390275 | OPTIMIZED | INSTALLED | solar_pv |  | node_1391304_121_15287476_147 | AN | 8100102
solar_load_220331548 |  | 0 | 0 | 0 | 0.001 | 22525.209210950914 | 52876.299587741756 | OPTIMIZED | INSTALLED | solar_pv |  | node_1391212_871_15288611_474 | AN | 8100102
solar_load_220331549 |  | 0 | 0 | 0 | 0.001 | 763.6701755225117 | 1792.6600077211065 | OPTIMIZED | INSTALLED | solar_pv |  | node_1391162_119_15288925_633 | AN | 8100102
solar_load_220331550 |  | 0 | 0 | 0 | 0.001 | 763.6701755225117 | 1792.6600077211065 | OPTIMIZED | INSTALLED | solar_pv |  | node_1391157_27_15288899_772 | AN | 8100102
solar_load_220331552 |  | 0 | 0 | 0 | 0.001 | 6618.473261052873 | 15536.386733582924 | OPTIMIZED | INSTALLED | solar_pv |  | node_1391700_287_15287466_522 | AN | 8100102
solar_load_220331553 |  | 0 | 0 | 0 | 0.001 | 10252.727516725849 | 24067.536199660488 | OPTIMIZED | INSTALLED | solar_pv |  | node_1391682_781_15287148_268 | AN | 8100102
solar_load_220331564 |  | 0 | 0 | 0 | 0.001 | 254.55652598972526 | 597.5533359070355 | OPTIMIZED | INSTALLED | solar_pv |  | node_1391663_611_15287982_366 | AN | 8100102
solar_load_220331566 |  | 0 | 0 | 0 | 0.001 | 2969.8275308379125 | 6971.4557847665255 | OPTIMIZED | INSTALLED | solar_pv |  | node_1391884_14_15288739_715 | AN | 8100102
solar_load_220331567 |  | 0 | 0 | 0 | 0.001 | 2969.8275308379125 | 6971.4557847665255 | OPTIMIZED | INSTALLED | solar_pv |  | node_1391878_008_15288764_984 | BN | 8100102
solar_load_220331568 |  | 0 | 0 | 0 | 0.001 | 2969.8275308379125 | 6971.4557847665255 | OPTIMIZED | INSTALLED | solar_pv |  | node_1391885_181_15288713_133 | CN | 8100102
solar_load_220331570 |  | 0 | 0 | 0 | 0.001 | 11037.169243757826 | 25908.95655959161 | OPTIMIZED | INSTALLED | solar_pv |  | node_1392072_637_15287576_09 | AN | 8100102
solar_load_220331571 |  | 0 | 0 | 0 | 0.001 | 8817.638644784824 | 20698.769513150983 | OPTIMIZED | INSTALLED | solar_pv |  | node_1392068_141_15287465_187 | AN | 8100102
solar_load_220331572 |  | 0 | 0 | 0 | 0.001 | 3205.580846006651 | 7524.869648410116 | OPTIMIZED | INSTALLED | solar_pv |  | node_1392045_09_15286790_568 | AN | 8100102
solar_load_220331627 |  | 0 | 0 | 0 | 0.001 | 13225.54221668996 | 31046.003077717207 | OPTIMIZED | INSTALLED | solar_pv |  | node_1392790_708_15286564_165 | AN | 8100102
solar_load_220331657 |  | 0 | 0 | 0 | 0.001 | 16467.779374534493 | 38656.92040649794 | OPTIMIZED | INSTALLED | solar_pv |  | node_1390063_826_15286583_645 | AN | 8100102
solar_load_220331658 |  | 0 | 0 | 0 | 0.001 | 15049.18596243118 | 35326.87517615521 | OPTIMIZED | INSTALLED | solar_pv |  | node_1390765_163_15286436_035 | AN | 8100102
solar_load_220331659 |  | 0 | 0 | 0 | 0.001 | 348.2337673531994 | 817.4529635208246 | OPTIMIZED | INSTALLED | solar_pv |  | node_1390288_08_15286788_726 | AN | 8100102
solar_load_220331660 |  | 0 | 0 | 0 | 0.001 | 24673.259882329377 | 57918.693657459684 | OPTIMIZED | INSTALLED | solar_pv |  | node_1391047_895_15286846_064 | AN | 8100102
solar_load_220331665 |  | 0 | 0 | 0 | 0.001 | 19418.599928863874 | 45583.75867633229 | OPTIMIZED | INSTALLED | solar_pv |  | node_1390827_991_15287697_415 | AN | 8100102
solar_load_220331666 |  | 0 | 0 | 0 | 0.001 | 19136.347403308195 | 44921.19153747857 | OPTIMIZED | INSTALLED | solar_pv |  | node_1389979_015_15287285_099 | AN | 8100102
solar_load_220331667 |  | 0 | 0 | 0 | 0.001 | 20549.442129614486 | 48238.32961576571 | OPTIMIZED | INSTALLED | solar_pv |  | node_1388763_866_15287120_104 | AN | 8100102
solar_load_220331668 |  | 0 | 0 | 0 | 0.001 | 4961.4112514224635 | 11646.553538162485 | OPTIMIZED | INSTALLED | solar_pv |  | node_1388404_267_15286990_089 | AN | 8100102
solar_load_220331669 |  | 0 | 0 | 0 | 0.001 | 5654.212198859736 | 13272.854697167071 | OPTIMIZED | INSTALLED | solar_pv |  | node_1391461_769_15287513_759 | AN | 8100102
solar_load_220331670 |  | 0 | 0 | 0 | 0.001 | 10201.409038684817 | 23947.069447141625 | OPTIMIZED | INSTALLED | solar_pv |  | node_1392195_955_15286366_307 | AN | 8100102
solar_load_220331671 |  | 0 | 0 | 0 | 0.001 | 21330.21846448401 | 50071.14520765977 | OPTIMIZED | INSTALLED | solar_pv |  | node_1392767_717_15286362_472 | AN | 8100102
solar_load_220332599 |  | 0 | 0 | 0 | 0.001 | 10474.497486281027 | 24588.124665902695 | OPTIMIZED | INSTALLED | solar_pv |  | node_1389340_116_15287135_302 | AN | 8100102
solar_load_220332600 |  | 0 | 0 | 0 | 0.001 | 9829.349027168997 | 23073.685491379903 | OPTIMIZED | INSTALLED | solar_pv |  | node_1389312_821_15286703_562 | AN | 8100102
solar_load_220332602 |  | 0 | 0 | 0 | 0.001 | 4310.764106513416 | 10119.207211584102 | OPTIMIZED | INSTALLED | solar_pv |  | node_1389173_222_15286413_027 | AN | 8100102
solar_load_220332680 |  | 0 | 0 | 0 | 0.001 | 15140.82614447255 | 35541.99437708174 | OPTIMIZED | INSTALLED | solar_pv |  | node_1389560_124_15287370_7 | AN | 8100102
solar_load_220332681 |  | 0 | 0 | 0 | 0.001 | 15230.63363043269 | 35752.81119398974 | OPTIMIZED | INSTALLED | solar_pv |  | node_1389696_275_15286789_779 | AN | 8100102
solar_load_220332702 |  | 0 | 0 | 0 | 0.001 | 15608.192327745526 | 36639.10230180706 | OPTIMIZED | INSTALLED | solar_pv |  | node_1390287_617_15287106_752 | AN | 8100102
solar_load_220332742 |  | 0 | 0 | 0 | 0.001 | 602.9940590304691 | 1415.4843420965858 | OPTIMIZED | INSTALLED | solar_pv |  | node_1392006_907_15289200_538 | AN | 8100102
solar_load_220332743 |  | 0 | 0 | 0 | 0.001 | 2630.418431149388 | 6174.717605188254 | OPTIMIZED | INSTALLED | solar_pv |  | node_1392085_375_15289577_655 | AN | 8100102
solar_load_220332744 |  | 0 | 0 | 0 | 0.001 | 2630.418431149388 | 6174.717605188254 | OPTIMIZED | INSTALLED | solar_pv |  | node_1392073_307_15289598_682 | BN | 8100102
solar_load_220332745 |  | 0 | 0 | 0 | 0.001 | 2630.418431149388 | 6174.717605188254 | OPTIMIZED | INSTALLED | solar_pv |  | node_1392092_958_15289553_116 | CN | 8100102
solar_load_220332746 |  | 0 | 0 | 0 | 0.001 | 0 | 0 | OPTIMIZED | INSTALLED | solar_pv |  | node_1391856_421_15289662_268 | AN | 8100102
solar_load_220332747 |  | 0 | 0 | 0 | 0.001 | 28595.19722827476 | 67125.15786770587 | OPTIMIZED | INSTALLED | solar_pv |  | node_1391665_186_15289594_048 | AN | 8100102
solar_load_220332748 |  | 0 | 0 | 0 | 0.001 | 28595.19722827476 | 67125.15786770587 | OPTIMIZED | INSTALLED | solar_pv |  | node_1391669_201_15289583_082 | BN | 8100102
solar_load_220332749 |  | 0 | 0 | 0 | 0.001 | 28595.19722827476 | 67125.15786770587 | OPTIMIZED | INSTALLED | solar_pv |  | node_1391662_882_15289620_079 | CN | 8100102
solar_load_220332810 |  | 0 | 0 | 0 | 0.001 | 23921.80907497283 | 56154.71620986211 | OPTIMIZED | INSTALLED | solar_pv |  | node_1388854_33_15286784_253 | AN | 8100102
solar_load_220332811 |  | 0 | 0 | 0 | 0.001 | 6400.165515525941 | 15023.92499270905 | OPTIMIZED | INSTALLED | solar_pv |  | node_1388413_654_15286674_096 | AN | 8100102
solar_load_220334505 |  | 0 | 0 | 0 | 0.001 | 33736.49533838534 | 79193.98262909376 | OPTIMIZED | INSTALLED | solar_pv |  | node_1387797_331_15286537_645 | AN | 8100102
solar_load_220334514 |  | 0 | 0 | 0 | 0.001 | 13872.523371883219 | 32564.74463625853 | OPTIMIZED | INSTALLED | solar_pv |  | node_1388058_998_15286942_271 | AN | 8100102
solar_load_220441992 |  | 0 | 0 | 0 | 0.001 | 1438.7542641034775 | 3377.371454546564 | OPTIMIZED | INSTALLED | solar_pv |  | node_1392095_435_15288503_327 | AN | 8100102
solar_load_220521508 |  | 0 | 0 | 0 | 0.001 | 16773.858144252794 | 39375.41853759256 | OPTIMIZED | INSTALLED | solar_pv |  | node_1391020_509_15287373_153 | AN | 8100102
solar_load_220531410 |  | 0 | 0 | 0 | 0.001 | 50402.21724320573 | 118315.56050959302 | OPTIMIZED | INSTALLED | solar_pv |  | node_1391944_348_15287662_026 | ABCN | 8100102
solar_load_220551231 |  | 0 | 0 | 0 | 0.001 | 4327.463332038674 | 10158.406710419602 | OPTIMIZED | INSTALLED | solar_pv |  | node_1391656_073_15288336_896 | AN | 8100102
solar_load_220551232 |  | 0 | 0 | 0 | 0.001 | 4327.463332038674 | 10158.406710419602 | OPTIMIZED | INSTALLED | solar_pv |  | node_1391657_49_15288310_348 | BN | 8100102
solar_load_220551233 |  | 0 | 0 | 0 | 0.001 | 4327.463332038674 | 10158.406710419602 | OPTIMIZED | INSTALLED | solar_pv |  | node_1391659_825_15288363_074 | CN | 8100102
solar_load_220551245 |  | 0 | 0 | 0 | 0.001 | 0 | 0 | OPTIMIZED | INSTALLED | solar_pv |  | node_1391690_757_15288230_854 | AN | 8100102
solar_load_220602572 |  | 0 | 0 | 0 | 0.001 | 116332.39093753138 | 273081.8739119619 | OPTIMIZED | INSTALLED | solar_pv |  | node_1391399_033_15287760_632 | ABCN | 8100102
solar_load_220647329 |  | 0 | 0 | 0 | 0.001 | 13632.4252464091 | 32001.132329831013 | OPTIMIZED | INSTALLED | solar_pv |  | node_1388394_375_15287279_443 | AN | 8100102
solar_load_220648349 |  | 0 | 0 | 0 | 0.001 | 4751.724407872661 | 11154.329136115774 | OPTIMIZED | INSTALLED | solar_pv |  | node_1392050_172_15289020_306 | AN | 8100102
solar_load_220648355 |  | 0 | 0 | 0 | 0.001 | 4751.724407872661 | 11154.329136115774 | OPTIMIZED | INSTALLED | solar_pv |  | node_1392047_885_15289046_735 | BN | 8100102
solar_load_220648356 |  | 0 | 0 | 0 | 0.001 | 4751.724407872661 | 11154.329136115774 | OPTIMIZED | INSTALLED | solar_pv |  | node_1392047_282_15288993_938 | CN | 8100102
solar_load_310006836 |  | 0 | 0 | 0 | 0.001 | 2715.2710048481867 | 6373.90244885949 | OPTIMIZED | INSTALLED | solar_pv |  | node_1392113_315_15288684_419 | AN | 8100102
solar_load_310049565 |  | 0 | 0 | 0 | 0.001 | 1063.028860425203 | 2495.38273074778 | OPTIMIZED | INSTALLED | solar_pv |  | node_1391723_473_15288740_471 | AN | 8100102
solar_load_311880280 |  | 0 | 0 | 0 | 0.001 | 11071.99285951448 | 25990.701855943687 | OPTIMIZED | INSTALLED | solar_pv |  | node_1392342_215_15287363_841 | AN | 8100102
solar_load_311893701 |  | 0 | 0 | 0 | 0.001 | 2715.2710048481867 | 6373.90244885949 | OPTIMIZED | INSTALLED | solar_pv |  | node_1392113_172_15288666_04 | BN | 8100102
solar_load_311893702 |  | 0 | 0 | 0 | 0.001 | 2715.2710048481867 | 6373.90244885949 | OPTIMIZED | INSTALLED | solar_pv |  | node_1392110_381_15288646_652 | CN | 8100102
solar_load_311901428 |  | 0 | 0 | 0 | 0.001 | 0 | 0 | OPTIMIZED | INSTALLED | solar_pv |  | node_1389968_32_15287830_824 | AN | 8100102
solar_load_311901430 |  | 0 | 0 | 0 | 0.001 | 0 | 0 | OPTIMIZED | INSTALLED | solar_pv |  | node_1389981_913_15287833_798 | BN | 8100102
solar_load_311901433 |  | 0 | 0 | 0 | 0.001 | 0 | 0 | OPTIMIZED | INSTALLED | solar_pv |  | node_1389997_453_15287837_792 | CN | 8100102
solar_load_311903719 |  | 0 | 0 | 0 | 0.001 | 74839.6562868394 | 175680.68075666841 | OPTIMIZED | INSTALLED | solar_pv |  | node_1390748_477_15288469_592 | ABCN | 8100102
solar_load_311904160 |  | 0 | 0 | 0 | 0.001 | 953.0599249115594 | 2237.239689635941 | OPTIMIZED | INSTALLED | solar_pv |  | node_1391725_085_15288433_287 | AN | 8100102
solar_load_312116691 |  | 0 | 0 | 0 | 0.001 | 0 | 0 | OPTIMIZED | INSTALLED | solar_pv |  | node_1391593_764_15286714_81 | AN | 8100102
solar_load_312116691-L-1 |  | 0 | 0 | 0 | 0.001 | 0 | 0 | OPTIMIZED | INSTALLED | solar_pv |  | node_1391593_764_15286714_81 | AN | 8100102

## Storage
Name | GroupId | InitStateOfCharge | SpinningReserveCharge | SpinningReserveDischarge | NonSpinningReserveCharge | NonSpinningReserveDischarge | RegulationUpCharge | RegulationUpDischarge | RegulationDownCharge | RegulationDownDischarge | ChargeEfficiency | DischargeEfficiency | CommitmentStatus | ConstructionTime | CalendarLife | YearOfInstallation | DepthOfDischarge | ReactivePower | ReactivePowerA | ReactivePowerB | ReactivePowerC | ActivePower | ActivePowerA | ActivePowerB | ActivePowerC | Energy | MaxEnergy | PowerCharge | PowerDischarge | RampUpLimit | RampDownLimit | CapitalCost | FixedOperatingCost | VariableOperatingCost | MaxReactivePower | MaxActivePower | OutputSchedule | PlanningStatus | UnitType | UnitSubtype | ParentNode | Phases | Feeder | Comments

## Switch
Name | GroupId | OperatingMode | PhaseAState | PhaseBState | PhaseCState | CurrentInAReal | CurrentInAImag | CurrentInA | CurrentInBReal | CurrentInBImag | CurrentInB | CurrentInCReal | CurrentInCImag | CurrentInC | CurrentOutAReal | CurrentOutAImag | CurrentOutA | CurrentOutBReal | CurrentOutBImag | CurrentOutB | CurrentOutCReal | CurrentOutCImag | CurrentOutC | ActivePowerInA | ReactivePowerInA | PowerInA | ActivePowerInB | ReactivePowerInB | PowerInB | ActivePowerInC | ReactivePowerInC | PowerInC | ActivePowerOutA | ReactivePowerOutA | PowerOutA | ActivePowerOutB | ReactivePowerOutB | PowerOutB | ActivePowerOutC | ReactivePowerOutC | PowerOutC | Status | From | To | Length | Phases | Feeder | Comments
switch_65823-220417103 |  | INDIVIDUAL | CLOSED | CLOSED | CLOSED | 0 | 0 | 0+0j | 0 | 0 | 0+0j | 0 | 0 | 0+0j | 0 | 0 | 0+0j | 0 | 0 | 0+0j | 0 | 0 | 0+0j | 0 | 0 | 0+0j | 0 | 0 | 0+0j | 0 | 0 | 0+0j | 0 | 0 | 0+0j | 0 | 0 | 0+0j | 0 | 0 | 0+0j | OPEN | node_intto1_8100102_200810028 | node_8100102_200810028 | 0 | ABCD | 8100102
switch_65893-220417123 |  | INDIVIDUAL | CLOSED | CLOSED | CLOSED | 0 | 0 | 0+0j | 0 | 0 | 0+0j | 0 | 0 | 0+0j | 0 | 0 | 0+0j | 0 | 0 | 0+0j | 0 | 0 | 0+0j | 0 | 0 | 0+0j | 0 | 0 | 0+0j | 0 | 0 | 0+0j | 0 | 0 | 0+0j | 0 | 0 | 0+0j | 0 | 0 | 0+0j | OPEN | node_intto1_8100102_200811380 | node_8100102_200811380 | 0 | ABCD | 8100102
switch_220415265 |  | INDIVIDUAL | CLOSED | CLOSED | CLOSED | 0 | 0 | 0+0j | 0 | 0 | 0+0j | 0 | 0 | 0+0j | 0 | 0 | 0+0j | 0 | 0 | 0+0j | 0 | 0 | 0+0j | 0 | 0 | 0+0j | 0 | 0 | 0+0j | 0 | 0 | 0+0j | 0 | 0 | 0+0j | 0 | 0 | 0+0j | 0 | 0 | 0+0j | OPEN | node_intto1_8100102_200814879 | node_8100102_200814879 | 0 | AN | 8100102
switch_220594490 |  | INDIVIDUAL | CLOSED | CLOSED | CLOSED | 0 | 0 | 0+0j | 0 | 0 | 0+0j | 0 | 0 | 0+0j | 0 | 0 | 0+0j | 0 | 0 | 0+0j | 0 | 0 | 0+0j | 0 | 0 | 0+0j | 0 | 0 | 0+0j | 0 | 0 | 0+0j | 0 | 0 | 0+0j | 0 | 0 | 0+0j | 0 | 0 | 0+0j | OPEN | node_intto1_8100102_310007100 | node_8100102_310007100 | 0 | ABCD | 8100102
switch_310006919 |  | INDIVIDUAL | CLOSED | CLOSED | CLOSED | 0 | 0 | 0+0j | 0 | 0 | 0+0j | 0 | 0 | 0+0j | 0 | 0 | 0+0j | 0 | 0 | 0+0j | 0 | 0 | 0+0j | 0 | 0 | 0+0j | 0 | 0 | 0+0j | 0 | 0 | 0+0j | 0 | 0 | 0+0j | 0 | 0 | 0+0j | 0 | 0 | 0+0j | OPEN | node_intto1_8100102_200815304 | node_8100102_200815304 | 0 | ABCD | 8100102
switch_311981708 |  | INDIVIDUAL | CLOSED | CLOSED | CLOSED | 0 | 0 | 0+0j | 0 | 0 | 0+0j | 0 | 0 | 0+0j | 0 | 0 | 0+0j | 0 | 0 | 0+0j | 0 | 0 | 0+0j | 0 | 0 | 0+0j | 0 | 0 | 0+0j | 0 | 0 | 0+0j | 0 | 0 | 0+0j | 0 | 0 | 0+0j | 0 | 0 | 0+0j | OPEN | node_intto1_8100102_200811391 | node_8100102_200811391 | 0 | ABCD | 8100102

## TransformerConfiguration
Name | ConnectType | NoLoadLoss | PowerRating | ReactanceResistanceRatio | FullLoadLoss | PowerARating | PowerBRating | PowerCRating | ShuntResistance | ShuntReactance | ShuntImpedance | Impedance | PrimaryVoltage | SecondaryVoltage | CoreCoilWeight | InstalledInsulationLife | InstallType | CoolantType | CoolingType | Feeder | Comments
config_transformer_220465487 | UNKNOWN | 0 | 167 | 10 | 0 | 0 | 0 | 0 | 0 | 0 | 0+0j | 0.004+0.04j | 4800 | 12470 | 0 | 0 | UNKNOWN | UNKNOWN | UNKNOWN | 8100102

## UndergroundLineConductor
Name | OuterDiameter | ConductorGMR | ConductorDiameter | ConductorResistance | NeutralGMR | NeutralDiameter | NeutralResistance | NeutralStrands | InsulationRelativePermittivity | ShieldGMR | ShieldResitance | RatingSummerContinuous | RatingSummerEmergency | RatingWinterContinuous | RatingWinterEmergency | Feeder | Comments
und_cond_1P_2ALURD_2AL(N) | 0 | 0 | 0 | 0 | 0 | 0 | 0 | 0 | 0 | 0 | 0 | 125 | 125 | 140 | 140 | 8100102
und_cond_3P_2ALURD | 0 | 0 | 0 | 0 | 0 | 0 | 0 | 0 | 0 | 0 | 0 | 125 | 125 | 140 | 140 | 8100102
und_cond_3P_2ALURD_2AL(N) | 0 | 0 | 0 | 0 | 0 | 0 | 0 | 0 | 0 | 0 | 0 | 125 | 125 | 140 | 140 | 8100102
und_cond_3P_4/0ALURD | 0 | 0 | 0 | 0 | 0 | 0 | 0 | 0 | 0 | 0 | 0 | 240 | 240 | 265 | 265 | 8100102
und_cond_3P_DELTACUST | 0 | 0 | 0 | 0 | 0 | 0 | 0 | 0 | 0 | 0 | 0 | 685 | 685 | 685 | 685 | 8100102
und_cond_TAPWIRE_UG | 0 | 0 | 0 | 0 | 0 | 0 | 0 | 0 | 0 | 0 | 0 | 99999999 | 99999999 | 99999999 | 99999999 | 8100102

## UndergroundLineConfiguration
Name | ConductorA | ConductorB | ConductorC | ConductorN | LineSpacing | Capacitance11 | Capacitance12 | Capacitance13 | Capacitance21 | Capacitance22 | Capacitance23 | Capacitance31 | Capacitance32 | Capacitance33 | Impedance11 | Impedance12 | Impedance13 | Impedance21 | Impedance22 | Impedance23 | Impedance31 | Impedance32 | Impedance33 | Feeder | Comments
und_1P_2ALURD_2AL(N) | und_cond_1P_2ALURD_2AL(N) | und_cond_1P_2ALURD_2AL(N) | und_cond_1P_2ALURD_2AL(N) |  |  | 401.497 | 0 | 0 | 0 | 401.497 | 0 | 0 | 0 | 401.497 | 2.379+0.823j | 0+0j | 0+0j | 0+0j | 2.379+0.823j | 0+0j | 0+0j | 0+0j | 2.379+0.823j | 8100102
und_3P_2ALURD | und_cond_3P_2ALURD | und_cond_3P_2ALURD | und_cond_3P_2ALURD |  |  | 401.498 | 0 | 0 | 0 | 401.498 | 0 | 0 | 0 | 401.498 | 2.125+0.49j | 0.384+0.067j | 0.384+0.067j | 0.384+0.067j | 2.125+0.49j | 0.384+0.067j | 0.384+0.067j | 0.384+0.067j | 2.125+0.49j | 8100102
und_3P_2ALURD_2AL(N) | und_cond_3P_2ALURD_2AL(N) | und_cond_3P_2ALURD_2AL(N) | und_cond_3P_2ALURD_2AL(N) |  |  | 401.497 | 0 | 0 | 0 | 401.497 | 0 | 0 | 0 | 401.497 | 2.125+0.49j | 0.384+0.067j | 0.384+0.067j | 0.384+0.067j | 2.125+0.49j | 0.384+0.067j | 0.384+0.067j | 0.384+0.067j | 2.125+0.49j | 8100102
und_3P_4/0ALURD | und_cond_3P_4/0ALURD | und_cond_3P_4/0ALURD | und_cond_3P_4/0ALURD |  |  | 617.704 | 0 | 0 | 0 | 617.704 | 0 | 0 | 0 | 617.704 | 0.72+0.337j | 0.14+0.016j | 0.14+0.016j | 0.14+0.016j | 0.72+0.337j | 0.14+0.016j | 0.14+0.016j | 0.14+0.016j | 0.72+0.337j | 8100102
und_3P_DELTACUST | und_cond_3P_DELTACUST | und_cond_3P_DELTACUST | und_cond_3P_DELTACUST |  |  | 324.124 | 0 | 0 | 0 | 324.124 | 0 | 0 | 0 | 324.124 | 0.179+0.233j | 0.061+-0.024j | 0.061+-0.024j | 0.061+-0.024j | 0.179+0.233j | 0.061+-0.024j | 0.061+-0.024j | 0.061+-0.024j | 0.179+0.233j | 8100102
und_TAPWIRE_UG | und_cond_TAPWIRE_UG | und_cond_TAPWIRE_UG | und_cond_TAPWIRE_UG |  |  | 0 | 0 | 0 | 0 | 0 | 0 | 0 | 0 | 0 | 0.001+0.001j | 0+0j | 0+0j | 0+0j | 0.001+0.001j | 0+0j | 0+0j | 0+0j | 0.001+0.001j | 8100102

## Regulator
Name | GroupId | Configuration | SenseNode | Status | From | To | Length | Phases | Feeder | Comments

## Transformer
Name | GroupId | Configuration | AgingConstant | AgingGranularity | Climate | UseThermalModel | Status | From | To | Length | Phases | Feeder | Comments
transformer_220465487 |  | config_transformer_220465487 | 0 | 0 |  | False | OPEN | node_intto1_220465487 | node_220465487 | 0 | AD | 8100102

## OverheadLine
Name | GroupId | Configuration | Length | Status | From | To | Phases | Feeder | Comments
oh_line_8100102_200810023 |  | bal_3P_477AL | 52.800000000000004 | OPEN | node_8100102_200810300 | node_8100102_200810023 | ABCD | 8100102
oh_line_8100102_200810025 |  | bal_3P_477AL | 105.60000000000001 | OPEN | node_8100102_200810023 | node_8100102_200810025 | ABCD | 8100102
oh_line_8100102_200810027 |  | bal_3P_2/0CU | 52.800000000000004 | OPEN | node_8100102_200810028 | node_8100102_200810027 | ABCD | 8100102
oh_line_8100102_200810028 |  | bal_3P_2/0CU | 105.60000000000001 | OPEN | node_8100102_200810228 | node_intto1_8100102_200810028 | ABCD | 8100102
oh_line_8100102_200810029-1 |  | bal_3P_2/0CU | 105.60000000000001 | OPEN | node_8100102_200810028 | node_1391640_893_15288478_098 | ABCD | 8100102
oh_line_8100102_200810029-2 |  | bal_3P_2/0CU | 0 | OPEN | node_1391640_893_15288478_098 | node_8100102_200810029 | ABCD | 8100102
oh_line_8100102_200810030 |  | bal_3P_2/0CU | 52.800000000000004 | OPEN | node_8100102_200810029 | node_8100102_200810030 | ABCD | 8100102
oh_line_8100102_200810031 |  | bal_3P_2/0CU | 105.60000000000001 | OPEN | node_8100102_200810030 | node_8100102_200810031 | ABCD | 8100102
oh_line_8100102_200810034 |  | bal_3P_2/0CU | 158.4 | OPEN | node_8100102_200810031 | node_8100102_200810034 | ABCD | 8100102
oh_line_8100102_200810035 |  | bal_3P_2/0CU | 105.60000000000001 | OPEN | node_8100102_200810034 | node_8100102_200810035 | ABCD | 8100102
oh_line_8100102_200810036 |  | bal_3P_2/0CU | 105.60000000000001 | OPEN | node_8100102_200810035 | node_8100102_200810036 | ABCD | 8100102
oh_line_8100102_200810039 |  | bal_3P_2/0CU | 105.60000000000001 | OPEN | node_8100102_200810036 | node_8100102_200810039 | ABCD | 8100102
oh_line_8100102_200810040 |  | bal_3P_477AL | 105.60000000000001 | OPEN | node_8100102_200810039 | node_8100102_200810040 | ABCD | 8100102
oh_line_8100102_200810041 |  | bal_3P_1/0AA | 52.800000000000004 | OPEN | node_8100102_200810040 | node_8100102_200810041 | ABCD | 8100102
oh_line_8100102_200810042 |  | bal_3P_477AL | 105.60000000000001 | OPEN | node_8100102_200810040 | node_8100102_200810042 | ABCD | 8100102
oh_line_8100102_200810043 |  | bal_3P_477AL | 105.60000000000001 | OPEN | node_8100102_200810042 | node_8100102_200810043 | ABCD | 8100102
oh_line_8100102_200810044 |  | bal_3P_477AL | 105.60000000000001 | OPEN | node_8100102_200810043 | node_8100102_200810044 | ABCD | 8100102
oh_line_8100102_200810045 |  | bal_3P_477AL | 105.60000000000001 | OPEN | node_8100102_200810044 | node_8100102_200810045 | ABCD | 8100102
oh_line_8100102_200810046 |  | bal_3P_477AL | 105.60000000000001 | OPEN | node_8100102_200810045 | node_8100102_200810046 | ABCD | 8100102
oh_line_8100102_200810047 |  | bal_3P_477AL | 105.60000000000001 | OPEN | node_8100102_200810046 | node_8100102_200810047 | ABCD | 8100102
oh_line_8100102_200810049 |  | bal_3P_477AL | 158.4 | OPEN | node_8100102_200810047 | node_8100102_200810049 | ABCD | 8100102
oh_line_8100102_200810050 |  | bal_3P_477AL | 52.800000000000004 | OPEN | node_8100102_200810049 | node_8100102_200810050 | ABCD | 8100102
oh_line_8100102_200810051 |  | bal_3P_477AL | 105.60000000000001 | OPEN | node_8100102_200810050 | node_8100102_200810051 | ABCD | 8100102
oh_line_8100102_200810054 |  | bal_3P_477AL | 105.60000000000001 | OPEN | node_8100102_200810051 | node_8100102_200810054 | ABCD | 8100102
oh_line_8100102_200810055 |  | bal_3P_477AL | 158.4 | OPEN | node_8100102_200810054 | node_8100102_200810055 | ABCD | 8100102
oh_line_8100102_200810056 |  | bal_3P_477AL | 158.4 | OPEN | node_8100102_200810055 | node_8100102_200810056 | ABCD | 8100102
oh_line_8100102_200810057 |  | bal_3P_477AL | 158.4 | OPEN | node_8100102_200810056 | node_8100102_200810057 | ABCD | 8100102
oh_line_8100102_200810058 |  | bal_3P_1/0AC | 52.800000000000004 | OPEN | node_8100102_200810057 | node_8100102_200810058 | ABCD | 8100102
oh_line_8100102_200810059 |  | bal_3P_1/0AC | 105.60000000000001 | OPEN | node_8100102_200810058 | node_8100102_200810059 | ABCD | 8100102
oh_line_8100102_200810060 |  | bal_3P_1/0AC | 0 | OPEN | node_8100102_200810059 | node_8100102_200810060 | ABCD | 8100102
oh_line_8100102_200810062 |  | bal_3P_1/0AA | 105.60000000000001 | OPEN | node_8100102_200810060 | node_8100102_200810062 | ABCD | 8100102
oh_line_8100102_200810063 |  | bal_3P_1/0AA | 158.4 | OPEN | node_8100102_200810062 | node_8100102_200810063 | ABCD | 8100102
oh_line_8100102_200810066 |  | bal_3P_477AL | 158.4 | OPEN | node_8100102_200810057 | node_8100102_200810066 | ABCD | 8100102
oh_line_8100102_200810067 |  | bal_3P_477AL | 105.60000000000001 | OPEN | node_8100102_200810066 | node_8100102_200810067 | ABCD | 8100102
oh_line_8100102_200810068 |  | bal_3P_477AL | 105.60000000000001 | OPEN | node_8100102_200810067 | node_8100102_200810068 | ABCD | 8100102
oh_line_8100102_200810069 |  | bal_3P_477AL | 52.800000000000004 | OPEN | node_8100102_200810068 | node_8100102_200810069 | ABCD | 8100102
oh_line_8100102_200810070 |  | bal_3P_477AL | 105.60000000000001 | OPEN | node_8100102_200810069 | node_8100102_200810070 | ABCD | 8100102
oh_line_8100102_200810072 |  | bal_3P_477AL | 105.60000000000001 | OPEN | node_8100102_200810070 | node_8100102_200810072 | ABCD | 8100102
oh_line_8100102_200810073 |  | bal_3P_477AL | 158.4 | OPEN | node_8100102_200810072 | node_8100102_200810073 | ABCD | 8100102
oh_line_8100102_200810075 |  | bal_3P_477AL | 105.60000000000001 | OPEN | node_8100102_200810073 | node_8100102_200810075 | ABCD | 8100102
oh_line_8100102_200810076 |  | bal_3P_477AL | 105.60000000000001 | OPEN | node_8100102_200810075 | node_8100102_200810076 | ABCD | 8100102
oh_line_8100102_200810077 |  | bal_3P_477AL | 105.60000000000001 | OPEN | node_8100102_200810076 | node_8100102_200810077 | ABCD | 8100102
oh_line_8100102_200810078 |  | bal_3P_477AL | 158.4 | OPEN | node_8100102_200810077 | node_8100102_200810078 | ABCD | 8100102
oh_line_8100102_200810079 |  | bal_3P_477AL | 52.800000000000004 | OPEN | node_8100102_200810078 | node_8100102_200810079 | ABCD | 8100102
oh_line_8100102_200810080 |  | bal_3P_477AL | 105.60000000000001 | OPEN | node_8100102_200810079 | node_8100102_200810080 | ABCD | 8100102
oh_line_8100102_200810081 |  | bal_3P_477AL | 158.4 | OPEN | node_8100102_200810080 | node_8100102_200810081 | ABCD | 8100102
oh_line_8100102_200810083 |  | bal_3P_477AL | 158.4 | OPEN | node_8100102_200810081 | node_8100102_200810083 | ABCD | 8100102
oh_line_8100102_200810168 |  | bal_1P_4CU | 105.60000000000001 | OPEN | node_8100102_200810169 | node_8100102_200810168 | AD | 8100102
oh_line_8100102_200810169 |  | bal_1P_4CU | 105.60000000000001 | OPEN | node_8100102_200810170 | node_8100102_200810169 | AD | 8100102
oh_line_8100102_200810170 |  | bal_1P_4CU | 158.4 | OPEN | node_8100102_200810171 | node_8100102_200810170 | AD | 8100102
oh_line_8100102_200810171 |  | bal_1P_1CU | 105.60000000000001 | OPEN | node_8100102_200810173 | node_8100102_200810171 | AD | 8100102
oh_line_8100102_200810173 |  | bal_1P_1CU | 105.60000000000001 | OPEN | node_8100102_200810175 | node_8100102_200810173 | AD | 8100102
oh_line_8100102_200810175 |  | bal_1P_1CU | 105.60000000000001 | OPEN | node_8100102_200810722 | node_8100102_200810175 | AD | 8100102
oh_line_8100102_200810177 |  | bal_1P_1/0AA | 158.4 | OPEN | node_8100102_200810722 | node_8100102_200810177 | AD | 8100102
oh_line_8100102_200810178 |  | bal_1P_1/0AA | 52.800000000000004 | OPEN | node_8100102_200810177 | node_8100102_200810178 | AD | 8100102
oh_line_8100102_200810179 |  | bal_1P_1CU | 158.4 | OPEN | node_8100102_200810720 | node_8100102_200810179 | AD | 8100102
oh_line_8100102_200810181 |  | bal_1P_1/0AC | 158.4 | OPEN | node_8100102_200810720 | node_8100102_200810181 | AD | 8100102
oh_line_8100102_200810182 |  | bal_1P_1/0AC | 105.60000000000001 | OPEN | node_8100102_200810181 | node_8100102_200810182 | AD | 8100102
oh_line_8100102_200810183 |  | bal_1P_1/0AC | 105.60000000000001 | OPEN | node_8100102_200810182 | node_8100102_200810183 | AD | 8100102
oh_line_8100102_200810184 |  | bal_1P_1/0AC | 105.60000000000001 | OPEN | node_8100102_200810183 | node_8100102_200810184 | AD | 8100102
oh_line_8100102_200810185 |  | bal_1P_1/0AC | 105.60000000000001 | OPEN | node_8100102_200810184 | node_8100102_200810185 | AD | 8100102
oh_line_8100102_200810188 |  | bal_1P_6CU | 52.800000000000004 | OPEN | node_8100102_200810035 | node_8100102_200810188 | AD | 8100102
oh_line_8100102_200810200 |  | bal_1P_1/0AC | 105.60000000000001 | OPEN | node_8100102_200810768 | node_8100102_200810200 | AD | 8100102
oh_line_8100102_200810201 |  | bal_1P_1/0AC | 52.800000000000004 | OPEN | node_8100102_200810200 | node_8100102_200810201 | AD | 8100102
oh_line_8100102_200810203 |  | unb_3P_2-1/0AC_1/0AA | 211.20000000000002 | OPEN | node_8100102_200810035 | node_8100102_200810203 | ABCD | 8100102
oh_line_8100102_200810204 |  | unb_3P_2-1/0AC_1/0AA | 158.4 | OPEN | node_8100102_200810203 | node_8100102_200810204 | ABCD | 8100102
oh_line_8100102_200810205 |  | bal_3P_1/0AA | 158.4 | OPEN | node_8100102_200810204 | node_8100102_200810205 | ABCD | 8100102
oh_line_8100102_200810206 |  | bal_3P_1/0AA | 105.60000000000001 | OPEN | node_8100102_200810205 | node_8100102_200810206 | ABCD | 8100102
oh_line_8100102_200810215 |  | bal_1P_1/0AC | 0 | OPEN | node_8100102_200810028 | node_8100102_200810215 | AD | 8100102
oh_line_8100102_200810216 |  | bal_3P_2/0CU | 105.60000000000001 | OPEN | node_8100102_200810217 | node_8100102_200810216 | ABCD | 8100102
oh_line_8100102_200810217 |  | bal_3P_2/0CU | 105.60000000000001 | OPEN | node_8100102_200810219 | node_8100102_200810217 | ABCD | 8100102
oh_line_8100102_200810219 |  | bal_3P_2/0CU | 105.60000000000001 | OPEN | node_8100102_200810220 | node_8100102_200810219 | ABCD | 8100102
oh_line_8100102_200810220 |  | bal_3P_2/0CU | 105.60000000000001 | OPEN | node_8100102_200810221 | node_8100102_200810220 | ABCD | 8100102
oh_line_8100102_200810221 |  | bal_3P_2/0CU | 105.60000000000001 | OPEN | node_8100102_200810222 | node_8100102_200810221 | ABCD | 8100102
oh_line_8100102_200810222 |  | bal_3P_2/0CU | 105.60000000000001 | OPEN | node_8100102_200810223 | node_8100102_200810222 | ABCD | 8100102
oh_line_8100102_200810223 |  | bal_3P_2/0CU | 105.60000000000001 | OPEN | node_8100102_200810224 | node_8100102_200810223 | ABCD | 8100102
oh_line_8100102_200810224 |  | bal_3P_477AL | 52.800000000000004 | OPEN | node_8100102_200811923 | node_8100102_200810224 | ABCD | 8100102
oh_line_8100102_200810226 |  | bal_1P_2CU | 52.800000000000004 | OPEN | node_8100102_200810224 | node_8100102_200810226 | AD | 8100102
oh_line_8100102_200810227 |  | bal_1P_2CU | 105.60000000000001 | OPEN | node_8100102_200810226 | node_8100102_200810227 | AD | 8100102
oh_line_8100102_200810228 |  | bal_3P_2/0CU | 105.60000000000001 | OPEN | node_8100102_200810244 | node_intto1_8100102_200810228 | ABCD | 8100102
oh_line_8100102_200810233 |  | bal_1P_6CU | 105.60000000000001 | OPEN | node_8100102_200810227 | node_8100102_200810233 | AD | 8100102
oh_line_8100102_200810234 |  | bal_1P_6CU | 105.60000000000001 | OPEN | node_8100102_200810233 | node_8100102_200810234 | AD | 8100102
oh_line_8100102_200810244 |  | bal_3P_2/0CU | 105.60000000000001 | OPEN | node_8100102_200810267 | node_8100102_200810244 | ABCD | 8100102
oh_line_8100102_200810267 |  | bal_3P_2/0CU | 105.60000000000001 | OPEN | node_8100102_200810281 | node_8100102_200810267 | ABCD | 8100102
oh_line_8100102_200810281 |  | bal_3P_2/0CU | 52.800000000000004 | OPEN | node_8100102_200810292 | node_8100102_200810281 | ABCD | 8100102
oh_line_8100102_200810292 |  | bal_3P_2/0CU | 105.60000000000001 | OPEN | node_8100102_200810293 | node_8100102_200810292 | ABCD | 8100102
oh_line_8100102_200810293 |  | bal_3P_2/0CU | 105.60000000000001 | OPEN | node_8100102_200810294 | node_8100102_200810293 | ABCD | 8100102
oh_line_8100102_200810294 |  | bal_3P_2/0CU | 105.60000000000001 | OPEN | node_8100102_200810295 | node_8100102_200810294 | ABCD | 8100102
oh_line_8100102_200810295 |  | bal_3P_2/0CU | 105.60000000000001 | OPEN | node_8100102_200810216 | node_8100102_200810295 | ABCD | 8100102
oh_line_8100102_200810296 |  | bal_3P_1/0AA | 211.20000000000002 | OPEN | node_8100102_200810028 | node_8100102_200810296 | ABCD | 8100102
oh_line_8100102_200810297 |  | bal_3P_1/0AA | 52.800000000000004 | OPEN | node_8100102_200810296 | node_8100102_200810297 | ABCD | 8100102
oh_line_8100102_200810300 |  | bal_3P_477AL | 52.800000000000004 | OPEN | node_8100102_200810313 | node_8100102_200810300 | ABCD | 8100102
oh_line_8100102_200810301 |  | bal_3P_477AL | 105.60000000000001 | OPEN | node_8100102_200940741 | node_8100102_200810301 | ABCD | 8100102
oh_line_8100102_200810303 |  | bal_3P_477AL | 105.60000000000001 | OPEN | node_8100102_201007804 | node_8100102_200810303 | ABCD | 8100102
oh_line_8100102_200810304 |  | bal_3P_2AC | 105.60000000000001 | OPEN | node_8100102_200810303 | node_8100102_200810304 | ABCD | 8100102
oh_line_8100102_200810306 |  | bal_3P_477AL | 52.800000000000004 | OPEN | node_8100102_200810307 | node_8100102_200810306 | ABCD | 8100102
oh_line_8100102_200810307 |  | bal_3P_477AL | 105.60000000000001 | OPEN | node_8100102_200810310 | node_8100102_200810307 | ABCD | 8100102
oh_line_8100102_200810309 |  | bal_3P_477AL | 105.60000000000001 | OPEN | node_8100102_200810311 | node_8100102_200810309 | ABCD | 8100102
oh_line_8100102_200810310 |  | bal_3P_477AL | 105.60000000000001 | OPEN | node_8100102_200810309 | node_8100102_200810310 | ABCD | 8100102
oh_line_8100102_200810311 |  | bal_3P_477AL | 105.60000000000001 | OPEN | node_8100102_200810312 | node_8100102_200810311 | ABCD | 8100102
oh_line_8100102_200810312 |  | bal_3P_477AL | 105.60000000000001 | OPEN | node_8100102_200810314 | node_8100102_200810312 | ABCD | 8100102
oh_line_8100102_200810313 |  | bal_3P_477AL | 105.60000000000001 | OPEN | node_8100102_200810324 | node_8100102_200810313 | ABCD | 8100102
oh_line_8100102_200810314 |  | bal_3P_477AL | 52.800000000000004 | OPEN | node_8100102_200917331 | node_8100102_200810314 | ABCD | 8100102
oh_line_8100102_200810315 |  | bal_3P_477AL | 52.800000000000004 | OPEN | node_8100102_200917331 | node_8100102_200810315 | ABCD | 8100102
oh_line_8100102_200810316 |  | bal_3P_477AL | 52.800000000000004 | OPEN | node_8100102_200810315 | node_8100102_200810316 | ABCD | 8100102
oh_line_8100102_200810317 |  | bal_3P_477AL | 105.60000000000001 | OPEN | node_8100102_200810316 | node_8100102_200810317 | ABCD | 8100102
oh_line_8100102_200810318 |  | bal_3P_477AL | 105.60000000000001 | OPEN | node_8100102_200810317 | node_8100102_200810318 | ABCD | 8100102
oh_line_8100102_200810319 |  | bal_1P_1/0AA | 105.60000000000001 | OPEN | node_8100102_200810318 | node_8100102_200810319 | AD | 8100102
oh_line_8100102_200810320 |  | bal_1P_1/0AA | 105.60000000000001 | OPEN | node_8100102_200810319 | node_intto1_8100102_200810320 | AD | 8100102
oh_line_8100102_200810321 |  | bal_1P_1/0AA | 105.60000000000001 | OPEN | node_8100102_200810320 | node_8100102_200810321 | AD | 8100102
oh_line_8100102_200810322 |  | bal_1P_1/0AA | 105.60000000000001 | OPEN | node_8100102_200810321 | node_8100102_200810322 | AD | 8100102
oh_line_8100102_200810323 |  | bal_1P_1/0AA | 52.800000000000004 | OPEN | node_8100102_200810322 | node_8100102_200810323 | AD | 8100102
oh_line_8100102_200810324 |  | bal_3P_477AL | 105.60000000000001 | OPEN | node_8100102_200940743 | node_8100102_200810324 | ABCD | 8100102
oh_line_8100102_200810325 |  | bal_1P_1/0AA | 52.800000000000004 | OPEN | node_8100102_200810323 | node_8100102_200810325 | AD | 8100102
oh_line_8100102_200810351 |  | bal_3P_477AL | 105.60000000000001 | OPEN | node_8100102_200810363 | node_8100102_200810351 | ABCD | 8100102
oh_line_8100102_200810363 |  | bal_3P_477AL | 105.60000000000001 | OPEN | node_8100102_200810377 | node_8100102_200810363 | ABCD | 8100102
oh_line_8100102_200810377 |  | bal_3P_477AL | 105.60000000000001 | OPEN | node_8100102_200810301 | node_8100102_200810377 | ABCD | 8100102
oh_line_8100102_200810602 |  | bal_1P_1/0AA | 105.60000000000001 | OPEN | node_8100102_200810603 | node_8100102_200810602 | AD | 8100102
oh_line_8100102_200810603 |  | bal_1P_1/0AA | 105.60000000000001 | OPEN | node_8100102_200810604 | node_8100102_200810603 | AD | 8100102
oh_line_8100102_200810604 |  | bal_1P_1/0AA | 0 | OPEN | node_8100102_200810778 | node_8100102_200810604 | AD | 8100102
oh_line_8100102_200810686 |  | bal_1P_4CU | 105.60000000000001 | OPEN | node_8100102_200810705 | node_8100102_200810686 | AD | 8100102
oh_line_8100102_200810687 |  | bal_1P_4CU | 105.60000000000001 | OPEN | node_8100102_200810686 | node_8100102_200810687 | AD | 8100102
oh_line_8100102_200810689 |  | bal_1P_4CU | 105.60000000000001 | OPEN | node_8100102_200810687 | node_8100102_200810689 | AD | 8100102
oh_line_8100102_200810691-1 |  | bal_1P_4CU | 105.60000000000001 | OPEN | node_8100102_200810689 | node_1390315_867_15286483_485 | AD | 8100102
oh_line_8100102_200810691-2 |  | bal_1P_4CU | 0 | OPEN | node_1390315_867_15286483_485 | node_8100102_200810691 | AD | 8100102
oh_line_8100102_200810692 |  | bal_1P_4CU | 105.60000000000001 | OPEN | node_8100102_200810691 | node_8100102_200810692 | AD | 8100102
oh_line_8100102_200810693 |  | bal_1P_4CU | 158.4 | OPEN | node_8100102_200810692 | node_8100102_200810693 | AD | 8100102
oh_line_8100102_200810705 |  | bal_1P_1/0AA | 105.60000000000001 | OPEN | node_8100102_200810178 | node_8100102_200810705 | AD | 8100102
oh_line_8100102_200810711 |  | bal_1P_1CU | 52.800000000000004 | OPEN | node_8100102_200810227 | node_8100102_200810711 | AD | 8100102
oh_line_8100102_200810712 |  | bal_1P_4CU | 158.4 | OPEN | node_8100102_200810723 | node_8100102_200810712 | AD | 8100102
oh_line_8100102_200810713 |  | bal_1P_4CU | 105.60000000000001 | OPEN | node_8100102_200810712 | node_8100102_200810713 | AD | 8100102
oh_line_8100102_200810715 |  | bal_1P_1CU | 158.4 | OPEN | node_8100102_200810711 | node_intto1_8100102_200810715 | AD | 8100102
oh_line_8100102_200810716 |  | bal_1P_1CU | 105.60000000000001 | OPEN | node_8100102_200810715 | node_8100102_200810716 | AD | 8100102
oh_line_8100102_200810717 |  | bal_1P_1CU | 105.60000000000001 | OPEN | node_8100102_200810716 | node_8100102_200810717 | AD | 8100102
oh_line_8100102_200810718 |  | bal_1P_1CU | 105.60000000000001 | OPEN | node_8100102_200810717 | node_8100102_200810718 | AD | 8100102
oh_line_8100102_200810720 |  | bal_1P_1CU | 158.4 | OPEN | node_8100102_200810718 | node_8100102_200810720 | AD | 8100102
oh_line_8100102_200810721 |  | bal_1P_1CU | 158.4 | OPEN | node_8100102_200810720 | node_8100102_200810721 | AD | 8100102
oh_line_8100102_200810722 |  | bal_1P_1CU | 158.4 | OPEN | node_8100102_200810721 | node_8100102_200810722 | AD | 8100102
oh_line_8100102_200810723 |  | bal_1P_4CU | 211.20000000000002 | OPEN | node_8100102_200810722 | node_8100102_200810723 | AD | 8100102
oh_line_8100102_200810728 |  | bal_3P_477AL | 105.60000000000001 | OPEN | node_SOURCE_8100102 | node_8100102_200810728 | ABCD | 8100102
oh_line_8100102_200810735 |  | bal_3P_477AL | 105.60000000000001 | OPEN | node_8100102_310054995 | node_8100102_200810735 | ABCD | 8100102
oh_line_8100102_200810741 |  | bal_1P_1/0AC | 105.60000000000001 | OPEN | node_8100102_200810743 | node_8100102_200810741 | AD | 8100102
oh_line_8100102_200810743 |  | bal_1P_1/0AC | 105.60000000000001 | OPEN | node_8100102_200810744 | node_8100102_200810743 | AD | 8100102
oh_line_8100102_200810744 |  | bal_1P_1/0AC | 158.4 | OPEN | node_8100102_200810745 | node_8100102_200810744 | AD | 8100102
oh_line_8100102_200810745 |  | bal_1P_4CU | 0 | OPEN | node_8100102_200810746 | node_8100102_200810745 | AD | 8100102
oh_line_8100102_200810746 |  | bal_1P_4CU | 105.60000000000001 | OPEN | node_8100102_200810168 | node_8100102_200810746 | AD | 8100102
oh_line_8100102_200810747 |  | bal_1P_4CU | 158.4 | OPEN | node_8100102_200810746 | node_8100102_200810747 | AD | 8100102
oh_line_8100102_200810748 |  | bal_1P_4CU | 158.4 | OPEN | node_8100102_200810747 | node_8100102_200810748 | AD | 8100102
oh_line_8100102_200810749 |  | bal_1P_4CU | 158.4 | OPEN | node_8100102_200810748 | node_8100102_200810749 | AD | 8100102
oh_line_8100102_200810750 |  | bal_1P_4CU | 158.4 | OPEN | node_8100102_200810749 | node_8100102_200810750 | AD | 8100102
oh_line_8100102_200810755 |  | bal_1P_4CU | 52.800000000000004 | OPEN | node_8100102_200814868 | node_8100102_200810755 | AD | 8100102
oh_line_8100102_200810756 |  | bal_1P_4CU | 211.20000000000002 | OPEN | node_8100102_200810755 | node_8100102_200810756 | AD | 8100102
oh_line_8100102_200810757 |  | bal_1P_4CU | 158.4 | OPEN | node_8100102_200810756 | node_8100102_200810757 | AD | 8100102
oh_line_8100102_200810758 |  | bal_1P_4CU | 158.4 | OPEN | node_8100102_200810757 | node_8100102_200810758 | AD | 8100102
oh_line_8100102_200810759 |  | bal_1P_2AC | 158.4 | OPEN | node_8100102_200810758 | node_8100102_200810759 | AD | 8100102
oh_line_8100102_200810760 |  | bal_1P_2AC | 105.60000000000001 | OPEN | node_8100102_200810759 | node_8100102_200810760 | AD | 8100102
oh_line_8100102_200810761 |  | bal_1P_2AC | 52.800000000000004 | OPEN | node_8100102_200810760 | node_8100102_200810761 | AD | 8100102
oh_line_8100102_200810765 |  | bal_1P_1/0AC | 52.800000000000004 | OPEN | node_8100102_200810217 | node_8100102_200810765 | AD | 8100102
oh_line_8100102_200810766 |  | bal_1P_1/0AC | 105.60000000000001 | OPEN | node_8100102_200810765 | node_intto1_8100102_200810766 | AD | 8100102
oh_line_8100102_200810767 |  | bal_1P_1/0AC | 105.60000000000001 | OPEN | node_8100102_200810766 | node_8100102_200810767 | AD | 8100102
oh_line_8100102_200810768 |  | bal_1P_1/0AC | 52.800000000000004 | OPEN | node_8100102_200810767 | node_8100102_200810768 | AD | 8100102
oh_line_8100102_200810769 |  | bal_1P_4AC | 0 | OPEN | node_8100102_200810325 | node_8100102_200810769 | AD | 8100102
oh_line_8100102_200810770 |  | bal_1P_4CU | 105.60000000000001 | OPEN | node_8100102_200810769 | node_8100102_200810770 | AD | 8100102
oh_line_8100102_200810771 |  | bal_1P_4CU | 105.60000000000001 | OPEN | node_8100102_200810770 | node_8100102_200810771 | AD | 8100102
oh_line_8100102_200810772 |  | bal_1P_1/0AC | 52.800000000000004 | OPEN | node_8100102_200810771 | node_8100102_200810772 | AD | 8100102
oh_line_8100102_200810773 |  | bal_1P_4CU | 105.60000000000001 | OPEN | node_8100102_200810771 | node_8100102_200810773 | AD | 8100102
oh_line_8100102_200810774 |  | bal_1P_4CU | 158.4 | OPEN | node_8100102_200810773 | node_8100102_200810774 | AD | 8100102
oh_line_8100102_200810775 |  | bal_1P_4CU | 105.60000000000001 | OPEN | node_8100102_200810774 | node_8100102_200810775 | AD | 8100102
oh_line_8100102_200810776 |  | bal_1P_4CU | 105.60000000000001 | OPEN | node_8100102_200810775 | node_8100102_200810776 | AD | 8100102
oh_line_8100102_200810777 |  | bal_1P_4CU | 105.60000000000001 | OPEN | node_8100102_200810776 | node_8100102_200810777 | AD | 8100102
oh_line_8100102_200810778 |  | bal_1P_4CU | 52.800000000000004 | OPEN | node_8100102_200810777 | node_8100102_200810778 | AD | 8100102
oh_line_8100102_200811379 |  | bal_3P_477AL | 158.4 | OPEN | node_8100102_200811380 | node_8100102_200811379 | ABCD | 8100102
oh_line_8100102_200811380 |  | bal_3P_477AL | 52.800000000000004 | OPEN | node_8100102_200811381 | node_intto1_8100102_200811380 | ABCD | 8100102
oh_line_8100102_200811381 |  | bal_3P_477AL | 105.60000000000001 | OPEN | node_8100102_200811382 | node_8100102_200811381 | ABCD | 8100102
oh_line_8100102_200811382 |  | bal_3P_477AL | 105.60000000000001 | OPEN | node_8100102_200811383 | node_8100102_200811382 | ABCD | 8100102
oh_line_8100102_200811383 |  | bal_3P_477AL | 105.60000000000001 | OPEN | node_8100102_200811384 | node_8100102_200811383 | ABCD | 8100102
oh_line_8100102_200811384 |  | bal_3P_477AL | 105.60000000000001 | OPEN | node_8100102_200811385 | node_8100102_200811384 | ABCD | 8100102
oh_line_8100102_200811385 |  | bal_3P_477AL | 105.60000000000001 | OPEN | node_8100102_200811386 | node_8100102_200811385 | ABCD | 8100102
oh_line_8100102_200811386 |  | bal_3P_477AL | 105.60000000000001 | OPEN | node_8100102_200811387 | node_8100102_200811386 | ABCD | 8100102
oh_line_8100102_200811387 |  | bal_3P_477AL | 105.60000000000001 | OPEN | node_8100102_200811388 | node_8100102_200811387 | ABCD | 8100102
oh_line_8100102_200811388 |  | bal_3P_477AL | 52.800000000000004 | OPEN | node_8100102_200811391 | node_8100102_200811388 | ABCD | 8100102
oh_line_8100102_200811391 |  | bal_3P_477AL | 105.60000000000001 | OPEN | node_8100102_200811392 | node_intto1_8100102_200811391 | ABCD | 8100102
oh_line_8100102_200811392 |  | bal_3P_477AL | 52.800000000000004 | OPEN | node_8100102_200810735 | node_8100102_200811392 | ABCD | 8100102
oh_line_8100102_200811923 |  | bal_3P_477AL | 105.60000000000001 | OPEN | node_8100102_310055061 | node_8100102_200811923 | ABCD | 8100102
oh_line_8100102_200814866 |  | bal_1P_4CU | 52.800000000000004 | OPEN | node_8100102_200810069 | node_8100102_200814866 | AD | 8100102
oh_line_8100102_200814867 |  | bal_1P_4CU | 105.60000000000001 | OPEN | node_8100102_200814866 | node_intto1_8100102_200814867 | AD | 8100102
oh_line_8100102_200814868 |  | bal_1P_4CU | 105.60000000000001 | OPEN | node_8100102_200814867 | node_8100102_200814868 | AD | 8100102
oh_line_8100102_200814869 |  | bal_1P_4CU | 158.4 | OPEN | node_8100102_200814868 | node_8100102_200814869 | AD | 8100102
oh_line_8100102_200814870 |  | bal_1P_4CU | 158.4 | OPEN | node_8100102_200814869 | node_8100102_200814870 | AD | 8100102
oh_line_8100102_200814872 |  | bal_1P_4CU | 52.800000000000004 | OPEN | node_8100102_200814870 | node_8100102_200814872 | AD | 8100102
oh_line_8100102_200814873 |  | bal_1P_1/0AC | 105.60000000000001 | OPEN | node_8100102_200814872 | node_8100102_200814873 | AD | 8100102
oh_line_8100102_200814874 |  | bal_1P_1/0AC | 158.4 | OPEN | node_8100102_200814873 | node_8100102_200814874 | AD | 8100102
oh_line_8100102_200814875 |  | bal_1P_1/0AC | 158.4 | OPEN | node_8100102_200814874 | node_8100102_200814875 | AD | 8100102
oh_line_8100102_200814877-1 |  | bal_1P_1/0AC | 0 | OPEN | node_220465487 | node_8100102_200814877 | AD | 8100102
oh_line_8100102_200814877-2 |  | bal_1P_1/0AC | 0 | OPEN | node_220382442 | node_intto1_220465487 | AD | 8100102
oh_line_8100102_200814877-3 |  | bal_1P_1/0AC | 0 | OPEN | node_8100102_200814875 | node_intto1_220382442 | AD | 8100102
oh_line_8100102_200814879 |  | bal_1P_1/0AA_1/0AA(N) | 211.20000000000002 | OPEN | node_8100102_200814877 | node_intto1_8100102_200814879 | AN | 8100102
oh_line_8100102_200815075 |  | bal_1P_4CU | 52.800000000000004 | OPEN | node_8100102_200810066 | node_intto1_8100102_200815075 | AD | 8100102
oh_line_8100102_200815076 |  | bal_1P_4CU | 105.60000000000001 | OPEN | node_8100102_200815075 | node_8100102_200815076 | AD | 8100102
oh_line_8100102_200815077 |  | bal_1P_4CU | 105.60000000000001 | OPEN | node_8100102_200815076 | node_8100102_200815077 | AD | 8100102
oh_line_8100102_200815078 |  | bal_1P_4CU | 105.60000000000001 | OPEN | node_8100102_200815077 | node_8100102_200815078 | AD | 8100102
oh_line_8100102_200815079 |  | bal_1P_4CU | 105.60000000000001 | OPEN | node_8100102_200815078 | node_8100102_200815079 | AD | 8100102
oh_line_8100102_200815080 |  | bal_1P_4CU | 158.4 | OPEN | node_8100102_200815079 | node_8100102_200815080 | AD | 8100102
oh_line_8100102_200815081 |  | bal_1P_4CU | 52.800000000000004 | OPEN | node_8100102_200815080 | node_8100102_200815081 | AD | 8100102
oh_line_8100102_200815156 |  | bal_1P_1/0AC | 105.60000000000001 | OPEN | node_8100102_200810170 | node_8100102_200815156 | AD | 8100102
oh_line_8100102_200815157 |  | bal_1P_1/0AC | 105.60000000000001 | OPEN | node_8100102_200815156 | node_8100102_200815157 | AD | 8100102
oh_line_8100102_200815158 |  | bal_1P_1/0AC | 105.60000000000001 | OPEN | node_8100102_200815157 | node_8100102_200815158 | AD | 8100102
oh_line_8100102_200815304 |  | bal_3P_2/0CU | 158.4 | OPEN | node_8100102_200810025 | node_intto1_8100102_200815304 | ABCD | 8100102
oh_line_8100102_200815306 |  | bal_3P_2/0CU | 158.4 | OPEN | node_8100102_200815304 | node_8100102_200815306 | ABCD | 8100102
oh_line_8100102_200815307 |  | bal_3P_2/0CU | 211.20000000000002 | OPEN | node_8100102_200815306 | node_8100102_200815307 | ABCD | 8100102
oh_line_8100102_200815308 |  | bal_3P_2/0CU | 158.4 | OPEN | node_8100102_200815307 | node_8100102_200815308 | ABCD | 8100102
oh_line_8100102_200815309 |  | bal_3P_2/0CU | 105.60000000000001 | OPEN | node_8100102_200815308 | node_8100102_200815309 | ABCD | 8100102
oh_line_8100102_200815310 |  | bal_3P_1/0AA | 52.800000000000004 | OPEN | node_8100102_200815309 | node_8100102_200815310 | ABCD | 8100102
oh_line_8100102_200815311 |  | bal_3P_2/0CU | 158.4 | OPEN | node_8100102_200815309 | node_8100102_200815311 | ABCD | 8100102
oh_line_8100102_200815313-1 |  | bal_3P_2/0CU | 105.60000000000001 | OPEN | node_8100102_200815311 | node_1391751_475_15289624_354 | ABCD | 8100102
oh_line_8100102_200815313-2 |  | bal_3P_2/0CU | 0 | OPEN | node_1391751_475_15289624_354 | node_8100102_200815313 | ABCD | 8100102
oh_line_8100102_200815314 |  | bal_3P_1/0AA | 0 | OPEN | node_8100102_200815313 | node_8100102_200815314 | ABCD | 8100102
oh_line_8100102_200815503 |  | bal_1P_4CU | 105.60000000000001 | OPEN | node_8100102_200814872 | node_8100102_200815503 | AD | 8100102
oh_line_8100102_200815504 |  | bal_1P_4CU | 105.60000000000001 | OPEN | node_8100102_200815503 | node_8100102_200815504 | AD | 8100102
oh_line_8100102_200815505 |  | bal_1P_4CU | 158.4 | OPEN | node_8100102_200815504 | node_8100102_200815505 | AD | 8100102
oh_line_8100102_200815506 |  | bal_1P_4CU | 158.4 | OPEN | node_8100102_200815505 | node_8100102_200815506 | AD | 8100102
oh_line_8100102_200815507 |  | bal_1P_1/0AC | 158.4 | OPEN | node_8100102_200815506 | node_8100102_200815507 | AD | 8100102
oh_line_8100102_200815508 |  | bal_1P_1/0AC | 158.4 | OPEN | node_8100102_200815507 | node_8100102_200815508 | AD | 8100102
oh_line_8100102_200815509 |  | bal_1P_1/0AC | 158.4 | OPEN | node_8100102_200815508 | node_8100102_200815509 | AD | 8100102
oh_line_8100102_200815510-1 |  | bal_1P_1/0AC | 158.4 | OPEN | node_8100102_200815509 | node_1388247_038_15286594_999 | AD | 8100102
oh_line_8100102_200815510-2 |  | bal_1P_1/0AC | 0 | OPEN | node_1388247_038_15286594_999 | node_8100102_200815510 | AD | 8100102
oh_line_8100102_200815511 |  | bal_1P_2AC | 52.800000000000004 | OPEN | node_8100102_200810077 | node_8100102_200815511 | AD | 8100102
oh_line_8100102_200815512 |  | bal_1P_2AC | 105.60000000000001 | OPEN | node_8100102_200815511 | node_intto1_8100102_200815512 | AD | 8100102
oh_line_8100102_200815513 |  | bal_1P_2AC | 105.60000000000001 | OPEN | node_8100102_200815512 | node_8100102_200815513 | AD | 8100102
oh_line_8100102_200815514 |  | bal_1P_2AC | 158.4 | OPEN | node_8100102_200815513 | node_8100102_200815514 | AD | 8100102
oh_line_8100102_200815515 |  | bal_1P_1/0AC | 158.4 | OPEN | node_8100102_200815514 | node_8100102_200815515 | AD | 8100102
oh_line_8100102_200820138 |  | bal_1P_1/0AC | 158.4 | OPEN | node_8100102_200820144 | node_8100102_200820138 | AD | 8100102
oh_line_8100102_200820144 |  | bal_1P_1/0AC | 105.60000000000001 | OPEN | node_8100102_200815510 | node_8100102_200820144 | AD | 8100102
oh_line_8100102_200820166 |  | bal_1P_1/0AC | 211.20000000000002 | OPEN | node_8100102_200815515 | node_8100102_200820166 | AD | 8100102
oh_line_8100102_200820167 |  | bal_1P_1/0AC | 158.4 | OPEN | node_8100102_200820166 | node_8100102_200820167 | AD | 8100102
oh_line_8100102_200917331 |  | bal_3P_477AL | 52.800000000000004 | OPEN | node_8100102_310055054 | node_8100102_200917331 | ABCD | 8100102
oh_line_8100102_200940741 |  | bal_3P_477AL | 52.800000000000004 | OPEN | node_8100102_200810303 | node_8100102_200940741 | ABCD | 8100102
oh_line_8100102_200940743 |  | bal_3P_477AL | 52.800000000000004 | OPEN | node_8100102_200810351 | node_intto1_8100102_200940743 | ABCD | 8100102
oh_line_8100102_200950366 |  | bal_1P_1/0AC | 211.20000000000002 | OPEN | node_8100102_200820138 | node_8100102_200950366 | AD | 8100102
oh_line_8100102_201007804 |  | bal_3P_477AL | 105.60000000000001 | OPEN | node_8100102_200810306 | node_8100102_201007804 | ABCD | 8100102
oh_line_8100102_201011017 |  | bal_3P_477AL | 105.60000000000001 | OPEN | node_8100102_200811379 | node_8100102_201011017 | ABCD | 8100102
oh_line_8100102_201013765 |  | bal_3P_2/0CU | 158.4 | OPEN | node_8100102_200810027 | node_8100102_201013765 | ABCD | 8100102
oh_line_8100102_310007100 |  | bal_3P_4/0CU | 0 | OPEN | node_8100102_201013765 | node_intto1_8100102_310007100 | ABCD | 8100102
oh_line_8100102_310054994 |  | bal_3P_477AL | 52.800000000000004 | OPEN | node_8100102_200810728 | node_8100102_310054994 | ABCD | 8100102
oh_line_8100102_310054995 |  | bal_3P_477AL | 105.60000000000001 | OPEN | node_8100102_310054994 | node_8100102_310054995 | ABCD | 8100102
oh_line_8100102_310055042 |  | bal_3P_477AL | 52.800000000000004 | OPEN | node_8100102_200811392 | node_8100102_310055042 | ABCD | 8100102
oh_line_8100102_310055043 |  | bal_3P_477AL | 105.60000000000001 | OPEN | node_8100102_310055042 | node_8100102_310055043 | ABCD | 8100102
oh_line_8100102_310055044 |  | bal_3P_477AL | 105.60000000000001 | OPEN | node_8100102_310055043 | node_8100102_310055044 | ABCD | 8100102
oh_line_8100102_310055045 |  | bal_3P_477AL | 105.60000000000001 | OPEN | node_8100102_310055044 | node_8100102_310055045 | ABCD | 8100102
oh_line_8100102_310055049 |  | bal_3P_477AL | 158.4 | OPEN | node_8100102_310055045 | node_8100102_310055049 | ABCD | 8100102
oh_line_8100102_310055053 |  | bal_3P_477AL | 0 | OPEN | node_8100102_310055045 | node_8100102_310055053 | ABCD | 8100102
oh_line_8100102_310055054 |  | bal_3P_477AL | 52.800000000000004 | OPEN | node_8100102_310055053 | node_8100102_310055054 | ABCD | 8100102
oh_line_8100102_310055061 |  | bal_3P_477AL | 105.60000000000001 | OPEN | node_8100102_310055049 | node_8100102_310055061 | ABCD | 8100102
oh_line_8100102_311880825 |  | bal_3P_1/0AC | 0 | OPEN | node_8100102_200810047 | node_intto1_8100102_311880825 | ABCD | 8100102
oh_line_8100102_311901425 |  | bal_3P_1/0AA | 105.60000000000001 | OPEN | node_8100102_200810063 | node_8100102_311901425 | ABCD | 8100102
oh_line_TAP_OH_892144 |  | unb_TAPWIRE_OH | 52.800000000000004 | OPEN | node_8100102_200810034 | node_1391344_919_15288362_335 | ABCN | 8100102
oh_line_TAP_OH_892145 |  | unb_TAPWIRE_OH | 0 | OPEN | node_8100102_200810036 | node_1391190_156_15288200_581 | ABCN | 8100102
oh_line_TAP_OH_892146 |  | unb_TAPWIRE_OH | 52.800000000000004 | OPEN | node_8100102_200810043 | node_1390796_854_15288056_883 | ABCN | 8100102
oh_line_TAP_OH_892147 |  | unb_TAPWIRE_OH | 52.800000000000004 | OPEN | node_8100102_200810046 | node_1390532_137_15287905_294 | ABCN | 8100102
oh_line_TAP_OH_892148 |  | unb_TAPWIRE_OH | 52.800000000000004 | OPEN | node_8100102_200810051 | node_1390188_748_15287631_102 | ABCN | 8100102
oh_line_TAP_OH_892149 |  | unb_TAPWIRE_OH | 52.800000000000004 | OPEN | node_8100102_200810062 | node_1389753_161_15287711_438 | ABCN | 8100102
oh_line_TAP_OH_892150 |  | unb_TAPWIRE_OH | 52.800000000000004 | OPEN | node_8100102_200810060 | node_1389604_386_15287624_067 | ABCN | 8100102
oh_line_TAP_OH_892151 |  | unb_TAPWIRE_OH | 52.800000000000004 | OPEN | node_8100102_200810076 | node_1388773_996_15287541_956 | ABCN | 8100102
oh_line_TAP_OH_892164 |  | unb_TAPWIRE_OH | 52.800000000000004 | OPEN | node_8100102_200810170 | node_1390641_302_15287273_06 | AN | 8100102
oh_line_TAP_OH_892165 |  | unb_TAPWIRE_OH | 52.800000000000004 | OPEN | node_8100102_200810175 | node_1390743_919_15286910_676 | AN | 8100102
oh_line_TAP_OH_892166 |  | unb_TAPWIRE_OH | 52.800000000000004 | OPEN | node_8100102_200810185 | node_1391020_509_15287373_153 | AN | 8100102
oh_line_TAP_OH_892167 |  | unb_TAPWIRE_OH | 0 | OPEN | node_8100102_200810201 | node_1391304_121_15287476_147 | AN | 8100102
oh_line_TAP_OH_892168 |  | unb_TAPWIRE_OH | 52.800000000000004 | OPEN | node_8100102_200810204 | node_1391212_871_15288611_474 | ABCN | 8100102
oh_line_TAP_OH_892171 |  | unb_TAPWIRE_OH | 0 | OPEN | node_8100102_200810219 | node_1391700_287_15287466_522 | ABCN | 8100102
oh_line_TAP_OH_892172 |  | unb_TAPWIRE_OH | 52.800000000000004 | OPEN | node_8100102_200810222 | node_1391682_781_15287148_268 | ABCN | 8100102
oh_line_TAP_OH_892179 |  | unb_TAPWIRE_OH | 52.800000000000004 | OPEN | node_8100102_200810267 | node_1391690_757_15288230_854 | ABCN | 8100102
oh_line_TAP_OH_892184 |  | unb_TAPWIRE_OH | 52.800000000000004 | OPEN | node_8100102_200810293 | node_1391663_611_15287982_366 | ABCN | 8100102
oh_line_TAP_OH_892187 |  | unb_TAPWIRE_OH | 52.800000000000004 | OPEN | node_8100102_200810307 | node_1392072_637_15287576_09 | ABCN | 8100102
oh_line_TAP_OH_892188 |  | unb_TAPWIRE_OH | 52.800000000000004 | OPEN | node_8100102_200810310 | node_1392068_141_15287465_187 | ABCN | 8100102
oh_line_TAP_OH_892189 |  | unb_TAPWIRE_OH | 52.800000000000004 | OPEN | node_8100102_200810318 | node_1392045_09_15286790_568 | ABCN | 8100102
oh_line_TAP_OH_892190 |  | unb_TAPWIRE_OH | 52.800000000000004 | OPEN | node_8100102_200810324 | node_1392095_435_15288503_327 | ABCN | 8100102
oh_line_TAP_OH_892224 |  | unb_TAPWIRE_OH | 52.800000000000004 | OPEN | node_8100102_200810602 | node_1392790_708_15286564_165 | AN | 8100102
oh_line_TAP_OH_892247 |  | unb_TAPWIRE_OH | 52.800000000000004 | OPEN | node_8100102_200810693 | node_1390063_826_15286583_645 | AN | 8100102
oh_line_TAP_OH_892248 |  | unb_TAPWIRE_OH | 52.800000000000004 | OPEN | node_8100102_200810705 | node_1390765_163_15286436_035 | AN | 8100102
oh_line_TAP_OH_892249 |  | unb_TAPWIRE_OH | 0 | OPEN | node_8100102_200810713 | node_1390288_08_15286788_726 | AN | 8100102
oh_line_TAP_OH_892250 |  | unb_TAPWIRE_OH | 52.800000000000004 | OPEN | node_8100102_200810720 | node_1391047_895_15286846_064 | AN | 8100102
oh_line_TAP_OH_892253 |  | unb_TAPWIRE_OH | 52.800000000000004 | OPEN | node_8100102_200810741 | node_1390827_991_15287697_415 | AN | 8100102
oh_line_TAP_OH_892254 |  | unb_TAPWIRE_OH | 52.800000000000004 | OPEN | node_8100102_200810750 | node_1389979_015_15287285_099 | AN | 8100102
oh_line_TAP_OH_892255 |  | unb_TAPWIRE_OH | 52.800000000000004 | OPEN | node_8100102_200810758 | node_1388763_866_15287120_104 | AN | 8100102
oh_line_TAP_OH_892256 |  | unb_TAPWIRE_OH | 52.800000000000004 | OPEN | node_8100102_200810761 | node_1388404_267_15286990_089 | AN | 8100102
oh_line_TAP_OH_892257 |  | unb_TAPWIRE_OH | 52.800000000000004 | OPEN | node_8100102_200810767 | node_1391461_769_15287513_759 | AN | 8100102
oh_line_TAP_OH_892258 |  | unb_TAPWIRE_OH | 0 | OPEN | node_8100102_200810772 | node_1392195_955_15286366_307 | AN | 8100102
oh_line_TAP_OH_892259 |  | unb_TAPWIRE_OH | 0 | OPEN | node_8100102_200810778 | node_1392767_717_15286362_472 | AN | 8100102
oh_line_TAP_OH_892361 |  | unb_TAPWIRE_OH | 52.800000000000004 | OPEN | node_8100102_200811385 | node_1392342_215_15287363_841 | ABCN | 8100102
oh_line_TAP_OH_892898 |  | unb_TAPWIRE_OH | 52.800000000000004 | OPEN | node_8100102_200814868 | node_1389340_116_15287135_302 | AN | 8100102
oh_line_TAP_OH_892899 |  | unb_TAPWIRE_OH | 52.800000000000004 | OPEN | node_8100102_200814873 | node_1389312_821_15286703_562 | AN | 8100102
oh_line_TAP_OH_892900 |  | unb_TAPWIRE_OH | 52.800000000000004 | OPEN | node_8100102_200814879 | node_1389173_222_15286413_027 | AN | 8100102
oh_line_TAP_OH_892935 |  | unb_TAPWIRE_OH | 52.800000000000004 | OPEN | node_8100102_200815075 | node_1389560_124_15287370_7 | AN | 8100102
oh_line_TAP_OH_892936 |  | unb_TAPWIRE_OH | 52.800000000000004 | OPEN | node_8100102_200815081 | node_1389696_275_15286789_779 | AN | 8100102
oh_line_TAP_OH_892952 |  | unb_TAPWIRE_OH | 52.800000000000004 | OPEN | node_8100102_200815158 | node_1390287_617_15287106_752 | AN | 8100102
oh_line_TAP_OH_892982 |  | unb_TAPWIRE_OH | 52.800000000000004 | OPEN | node_8100102_200815307 | node_1392006_907_15289200_538 | ABCN | 8100102
oh_line_TAP_OH_892984 |  | unb_TAPWIRE_OH | 52.800000000000004 | OPEN | node_8100102_200815311 | node_1391856_421_15289662_268 | ABCN | 8100102
oh_line_TAP_OH_893022 |  | unb_TAPWIRE_OH | 52.800000000000004 | OPEN | node_8100102_200815506 | node_1388854_33_15286784_253 | AN | 8100102
oh_line_TAP_OH_893023 |  | unb_TAPWIRE_OH | 52.800000000000004 | OPEN | node_8100102_200815509 | node_1388413_654_15286674_096 | AN | 8100102
oh_line_TAP_OH_893024 |  | unb_TAPWIRE_OH | 52.800000000000004 | OPEN | node_8100102_200815514 | node_1388394_375_15287279_443 | AN | 8100102
oh_line_TAP_OH_894469 |  | unb_TAPWIRE_OH | 52.800000000000004 | OPEN | node_8100102_200820167 | node_1388058_998_15286942_271 | AN | 8100102
oh_line_TAP_OH_920792 |  | unb_TAPWIRE_OH | 52.800000000000004 | OPEN | node_8100102_200950366 | node_1387797_331_15286537_645 | AN | 8100102
oh_line_TAP_OH_2134926 |  | unb_TAPWIRE_OH | 52.800000000000004 | OPEN | node_8100102_200810297 | node_1391884_14_15288739_715 | ABCN | 8100102
oh_line_TAP_OH_2134927 |  | unb_TAPWIRE_OH | 52.800000000000004 | OPEN | node_8100102_200810297 | node_1391878_008_15288764_984 | ABCN | 8100102
oh_line_TAP_OH_2134928 |  | unb_TAPWIRE_OH | 52.800000000000004 | OPEN | node_8100102_200810297 | node_1391885_181_15288713_133 | ABCN | 8100102
oh_line_TAP_OH_2134931 |  | unb_TAPWIRE_OH | 52.800000000000004 | OPEN | node_8100102_200810244 | node_1391656_073_15288336_896 | ABCN | 8100102
oh_line_TAP_OH_2134932 |  | unb_TAPWIRE_OH | 52.800000000000004 | OPEN | node_8100102_200810244 | node_1391657_49_15288310_348 | ABCN | 8100102
oh_line_TAP_OH_2134933 |  | unb_TAPWIRE_OH | 105.60000000000001 | OPEN | node_8100102_200810244 | node_1391659_825_15288363_074 | ABCN | 8100102
oh_line_TAP_OH_2134950 |  | unb_TAPWIRE_OH | 105.60000000000001 | OPEN | node_8100102_200815310 | node_1392085_375_15289577_655 | ABCN | 8100102
oh_line_TAP_OH_2134951 |  | unb_TAPWIRE_OH | 105.60000000000001 | OPEN | node_8100102_200815310 | node_1392073_307_15289598_682 | ABCN | 8100102
oh_line_TAP_OH_2134952 |  | unb_TAPWIRE_OH | 105.60000000000001 | OPEN | node_8100102_200815310 | node_1392092_958_15289553_116 | ABCN | 8100102
oh_line_TAP_OH_2134956 |  | unb_TAPWIRE_OH | 105.60000000000001 | OPEN | node_8100102_200810030 | node_1391524_149_15288533_243 | ABCN | 8100102
oh_line_TAP_OH_2134957 |  | unb_TAPWIRE_OH | 105.60000000000001 | OPEN | node_8100102_200810030 | node_1391509_931_15288514_554 | ABCN | 8100102
oh_line_TAP_OH_2134958 |  | unb_TAPWIRE_OH | 105.60000000000001 | OPEN | node_8100102_200810030 | node_1391541_463_15288546_385 | ABCN | 8100102
oh_line_TAP_OH_2134964 |  | unb_TAPWIRE_OH | 105.60000000000001 | OPEN | node_8100102_200810206 | node_1391162_119_15288925_633 | ABCN | 8100102
oh_line_TAP_OH_2134965 |  | unb_TAPWIRE_OH | 105.60000000000001 | OPEN | node_8100102_200810206 | node_1391157_27_15288899_772 | ABCN | 8100102
oh_line_TAP_OH_2134979 |  | unb_TAPWIRE_OH | 52.800000000000004 | OPEN | node_8100102_200815314 | node_1391665_186_15289594_048 | ABCN | 8100102
oh_line_TAP_OH_2134980 |  | unb_TAPWIRE_OH | 52.800000000000004 | OPEN | node_8100102_200815314 | node_1391669_201_15289583_082 | ABCN | 8100102
oh_line_TAP_OH_2134981 |  | unb_TAPWIRE_OH | 52.800000000000004 | OPEN | node_8100102_200815314 | node_1391662_882_15289620_079 | ABCN | 8100102
oh_line_TAP_OH_2134982 |  | unb_TAPWIRE_OH | 52.800000000000004 | OPEN | node_8100102_200815306 | node_1392050_172_15289020_306 | ABCN | 8100102
oh_line_TAP_OH_2134983 |  | unb_TAPWIRE_OH | 52.800000000000004 | OPEN | node_8100102_200815306 | node_1392047_885_15289046_735 | ABCN | 8100102
oh_line_TAP_OH_2134984 |  | unb_TAPWIRE_OH | 52.800000000000004 | OPEN | node_8100102_200815306 | node_1392047_282_15288993_938 | ABCN | 8100102
oh_line_TAP_OH_2134985 |  | unb_TAPWIRE_OH | 52.800000000000004 | OPEN | node_8100102_200810300 | node_1392113_315_15288684_419 | ABCN | 8100102
oh_line_TAP_OH_2456135 |  | unb_TAPWIRE_OH | 0 | OPEN | node_8100102_200810296 | node_1391723_473_15288740_471 | ABCN | 8100102
oh_line_TAP_OH_2897174 |  | unb_TAPWIRE_OH | 0 | OPEN | node_8100102_200810228 | node_1391725_085_15288433_287 | ABCN | 8100102
oh_line_TAP_OH_3026865 |  | unb_TAPWIRE_OH | 52.800000000000004 | OPEN | node_8100102_200810300 | node_1392113_172_15288666_04 | ABCN | 8100102
oh_line_TAP_OH_3026866 |  | unb_TAPWIRE_OH | 52.800000000000004 | OPEN | node_8100102_200810300 | node_1392110_381_15288646_652 | ABCN | 8100102
oh_line_TAP_OH_3076967 |  | unb_TAPWIRE_OH | 52.800000000000004 | OPEN | node_8100102_311901425 | node_1389968_32_15287830_824 | ABCN | 8100102
oh_line_TAP_OH_3076968 |  | unb_TAPWIRE_OH | 52.800000000000004 | OPEN | node_8100102_311901425 | node_1389981_913_15287833_798 | ABCN | 8100102
oh_line_TAP_OH_3076969 |  | unb_TAPWIRE_OH | 52.800000000000004 | OPEN | node_8100102_311901425 | node_1389997_453_15287837_792 | ABCN | 8100102
oh_line_TAP_OH_5213986 |  | unb_TAPWIRE_OH | 0 | OPEN | node_8100102_200810233 | node_1391593_764_15286714_81 | AN | 8100102

## UndergroundLine
Name | GroupId | Configuration | NumParallelCables | Length | Status | From | To | Phases | Feeder | Comments
und_line_8100102_200805518 |  | und_1P_2ALURD_2AL(N) | 0 | 211.20000000000002 | OPEN | node_8100102_200814879 | node_8100102_200805518 | AN | 8100102
und_line_8100102_200805520 |  | und_1P_2ALURD_2AL(N) | 0 | 158.4 | OPEN | node_8100102_200805518 | node_8100102_200805520 | AN | 8100102
und_line_8100102_200805522 |  | und_1P_2ALURD_2AL(N) | 0 | 211.20000000000002 | OPEN | node_8100102_200805520 | node_8100102_200805522 | AN | 8100102
und_line_8100102_200805524 |  | und_1P_2ALURD_2AL(N) | 0 | 316.8 | OPEN | node_8100102_200805522 | node_8100102_200805524 | AN | 8100102
und_line_8100102_200805627 |  | und_3P_2ALURD_2AL(N) | 0 | 264 | OPEN | node_8100102_200810295 | node_intto1_8100102_200805627 | ABCN | 8100102
und_line_8100102_200810298 |  | und_3P_2ALURD | 0 | 105.60000000000001 | OPEN | node_8100102_200810304 | node_intto1_8100102_200810298 | ABCN | 8100102
und_line_8100102_201011951 |  | und_3P_4/0ALURD | 0 | 52.800000000000004 | OPEN | node_8100102_201011017 | node_8100102_201011951 | ABCN | 8100102
und_line_8100102_311859681 |  | und_3P_DELTACUST | 0 | 369.6 | OPEN | node_8100102_200810041 | node_intto1_8100102_311859681 | ABCN | 8100102
und_line_TAP_UG_58628 |  | und_TAPWIRE_UG | 0 | 52.800000000000004 | OPEN | node_8100102_200805518 | node_1388964_503_15286415_795 | AN | 8100102
und_line_TAP_UG_58629 |  | und_TAPWIRE_UG | 0 | 52.800000000000004 | OPEN | node_8100102_200805520 | node_1388800_975_15286398_329 | AN | 8100102
und_line_TAP_UG_58630 |  | und_TAPWIRE_UG | 0 | 52.800000000000004 | OPEN | node_8100102_200805522 | node_1388597_199_15286355_239 | AN | 8100102
und_line_TAP_UG_58631 |  | und_TAPWIRE_UG | 0 | 52.800000000000004 | OPEN | node_8100102_200805524 | node_1388340_848_15286283_821 | AN | 8100102
und_line_TAP_UG_58654 |  | und_TAPWIRE_UG | 0 | 52.800000000000004 | OPEN | node_8100102_200805627 | node_1391399_033_15287760_632 | ABCN | 8100102
und_line_TAP_UG_58678 |  | und_TAPWIRE_UG | 0 | 52.800000000000004 | OPEN | node_8100102_200810298 | node_1391944_348_15287662_026 | ABCN | 8100102
und_line_TAP_UG_1286952 |  | und_TAPWIRE_UG | 0 | 52.800000000000004 | OPEN | node_8100102_311859681 | node_1390748_477_15288469_592 | ABCN | 8100102