## Feeder
Name | Description | Comments
8104502

## Node
Name | GroupId | Latitude | Longitude | BusType | NominalVoltage | ConsistentPath | DistToSlack | Phases | Feeder | Comments
node_1386450_611_15301631_65 |  | 42.12396605245386 | -75.93708547558097 | PQ | 19918.584 | False | -1 | ABCN | 8104502
node_1386639_934_15301749_326 |  | 42.12428836777728 | -75.93636518690158 | PQ | 19918.584 | False | -1 | ABCN | 8104502
node_1386846_451_15302788_603 |  | 42.12713495418731 | -75.93557948280224 | PQ | 19918.584 | False | -1 | AN | 8104502
node_1386895_348_15302093_521 |  | 42.125231120103564 | -75.93539345175712 | PQ | 19918.584 | False | -1 | ABCN | 8104502
node_1386997_755_15303827_498 |  | 42.12998049429687 | -75.93500383928115 | PQ | 19918.584 | False | -1 | ABCN | 8104502
node_1387214_717_15302869_344 |  | 42.12735610430738 | -75.93417839666479 | PQ | 19918.584 | False | -1 | AN | 8104502
node_1387333_445_15302689_86 |  | 42.12686449647307 | -75.93372669014036 | PQ | 19918.584 | False | -1 | ABCN | 8104502
node_1387556_551_15303068_644 |  | 42.12790198829357 | -75.93287787237335 | PQ | 19918.584 | False | -1 | ABCN | 8104502
node_1387754_99_15303872_966 |  | 42.130105031442305 | -75.93212290142293 | PQ | 19918.584 | False | -1 | ABCN | 8104502
node_1387758_795_15303899_132 |  | 42.13017670028516 | -75.932108425113 | PQ | 19918.584 | False | -1 | ABCN | 8104502
node_1387767_506_15303923_127 |  | 42.13024242274502 | -75.93207528368441 | PQ | 19918.584 | False | -1 | ABCN | 8104502
node_1387789_664_15302859_574 |  | 42.127329344214324 | -75.93199098248192 | PQ | 19918.584 | False | -1 | ABCN | 8104502
node_1387844_719_15303432_883 |  | 42.12889964126521 | -75.93178152302247 | PQ | 19918.584 | False | -1 | ABCN | 8104502
node_1387974_216_15303583_354 |  | 42.12931178230528 | -75.93128884530705 | PQ | 19918.584 | False | -1 | ABCN | 8104502
node_1388155_633_15304768_744 |  | 42.132558573165255 | -75.93059863539412 | PQ | 19918.584 | False | -1 | ABCN | 8104502
node_1388187_088_15304637_362 |  | 42.13219871701937 | -75.93047896329718 | PQ | 19918.584 | False | -1 | ABCN | 8104502
node_1388204_677_15304315_362 |  | 42.13131675694133 | -75.93041204508026 | PQ | 19918.584 | False | -1 | ABCN | 8104502
node_1388365_389_15302223_002 |  | 42.12558576939818 | -75.92980060835973 | PQ | 7199.558 | False | -1 | AN | 8104502
node_1388425_414_15304457_625 |  | 42.13170641621643 | -75.92957224029045 | PQ | 19918.584 | False | -1 | AN | 8104502
node_1388485_295_15304175_067 |  | 42.13093248803093 | -75.92934442007626 | PQ | 7199.558 | False | -1 | AN | 8104502
node_1388548_39_15303167_284 |  | 42.12817216389015 | -75.92910437204077 | PQ | 7199.558 | False | -1 | AN | 8104502
node_1388569_851_15303844_137 |  | 42.130026068625256 | -75.92902272260912 | PQ | 7199.558 | False | -1 | AN | 8104502
node_1388587_723_15302309_797 |  | 42.125823501463316 | -75.92895472770475 | PQ | 7199.558 | False | -1 | AN | 8104502
node_1388648_861_15301584_082 |  | 42.12383576339488 | -75.92872212517216 | PQ | 7199.558 | False | -1 | AN | 8104502
node_1388687_739_15302527_214 |  | 42.12641900802942 | -75.92857421190605 | PQ | 7199.558 | False | -1 | AN | 8104502
node_1388793_667_15304035_53 |  | 42.130550295287414 | -75.92817120361214 | PQ | 7199.558 | False | -1 | AN | 8104502
node_1388796_984_15303598_545 |  | 42.12935339055231 | -75.92815858392225 | PQ | 7199.558 | False | -1 | AN | 8104502
node_1388933_982_15304488_299 |  | 42.13179043250039 | -75.92763736828284 | PQ | 19918.584 | False | -1 | AN | 8104502
node_1389013_962_15301530_301 |  | 42.1236884568888 | -75.9273330804331 | PQ | 7199.558 | False | -1 | AN | 8104502
node_1389073_43_15304079_978 |  | 42.13067203864627 | -75.92710683149777 | PQ | 7199.558 | False | -1 | AN | 8104502
node_1389106_23_15303813_007 |  | 42.12994080335435 | -75.92698204228206 | PQ | 7199.558 | False | -1 | AN | 8104502
node_1389131_771_15302511_91 |  | 42.12637709027466 | -75.92688487028944 | PQ | 7199.558 | False | -1 | AN | 8104502
node_1389211_607_15302046_885 |  | 42.125103383798596 | -75.92658113029479 | PQ | 7199.558 | False | -1 | AN | 8104502
node_1389214_615_15304206_394 |  | 42.1310182928861 | -75.92656968621063 | PQ | 7199.558 | False | -1 | AN | 8104502
node_1389289_726_15301796_61 |  | 42.12441787895843 | -75.92628392271122 | PQ | 7199.558 | False | -1 | AN | 8104502
node_1389536_46_15302349_68 |  | 42.1259327412577 | -75.92534521105432 | PQ | 7199.558 | False | -1 | AN | 8104502
node_8104502_200805419 |  | 42.13061453594478 | -75.92816231618507 | PQ | 7199.558 | False | -1 | AN | 8104502
node_8104502_200805469 |  | 42.12566169191807 | -75.92940115731936 | PQ | 7199.558 | False | -1 | AN | 8104502
node_8104502_200805470 |  | 42.123730150045034 | -75.92878106905383 | PQ | 7199.558 | False | -1 | AN | 8104502
node_8104502_200805474 |  | 42.125899689666824 | -75.929053337817 | PQ | 7199.558 | False | -1 | AN | 8104502
node_8104502_200805475 |  | 42.12632256487319 | -75.9285434445162 | PQ | 7199.558 | False | -1 | AN | 8104502
node_8104502_200805479 |  | 42.12623892657212 | -75.92693385386116 | PQ | 7199.558 | False | -1 | AN | 8104502
node_8104502_200805482 |  | 42.125927085209376 | -75.92546282108557 | PQ | 7199.558 | False | -1 | AN | 8104502
node_8104502_200805485 |  | 42.12543999947472 | -75.92601803417715 | PQ | 7199.558 | False | -1 | AN | 8104502
node_8104502_200805486 |  | 42.12508088286058 | -75.92648080052628 | PQ | 7199.558 | False | -1 | AN | 8104502
node_8104502_200805489 |  | 42.12445636199911 | -75.92642899397902 | PQ | 7199.558 | False | -1 | AN | 8104502
node_8104502_200805492 |  | 42.123788348454156 | -75.92737583595768 | PQ | 7199.558 | False | -1 | AN | 8104502
node_8104502_200812061 |  | 42.13078626069339 | -75.93000490504585 | PQ | 7199.558 | False | -1 | AN | 8104502
node_8104502_200815843 |  | 42.1256657839937 | -75.92974693377879 | PQ | 7199.558 | False | -1 | AN | 8104502
node_8104502_200815844 |  | 42.12558015717396 | -75.9295314326951 | PQ | 7199.558 | False | -1 | AN | 8104502
node_8104502_200831516 |  | 42.12702851365752 | -75.93263426327975 | PQ | 19918.584 | False | -1 | ABCN | 8104502
node_8104502_200831517 |  | 42.12730186102357 | -75.93207856701042 | PQ | 19918.584 | False | -1 | ABCN | 8104502
node_8104502_200832276 |  | 42.1299407814423 | -75.93491353449993 | PQ | 19918.584 | False | -1 | ABCN | 8104502
node_8104502_200832277 |  | 42.13289313184753 | -75.9304503264549 | PQ | 19918.584 | False | -1 | ABCN | 8104502
node_8104502_200832278 |  | 42.13300797564912 | -75.93042877368335 | PQ | 19918.584 | False | -1 | ABCN | 8104502
node_8104502_200832305 |  | 42.12381672182201 | -75.93709126610494 | PQ | 19918.584 | False | -1 | ABCN | 8104502
node_8104502_200832306 |  | 42.12435534196309 | -75.93648238223696 | PQ | 19918.584 | False | -1 | ABCN | 8104502
node_8104502_200832308 |  | 42.12488419754616 | -75.93580736388921 | PQ | 19918.584 | False | -1 | ABCN | 8104502
node_8104502_200832309 |  | 42.125275459140035 | -75.9353394537895 | PQ | 19918.584 | False | -1 | ABCN | 8104502
node_8104502_200832310 |  | 42.125638760956036 | -75.93487914517918 | PQ | 19918.584 | False | -1 | ABCN | 8104502
node_8104502_200832311 |  | 42.12601682601682 | -75.93443521134888 | PQ | 19918.584 | False | -1 | ABCN | 8104502
node_8104502_200832312 |  | 42.12643807699236 | -75.93400721477543 | PQ | 19918.584 | False | -1 | ABCN | 8104502
node_8104502_200832313 |  | 42.126810787295526 | -75.93363848927488 | PQ | 19918.584 | False | -1 | ABCN | 8104502
node_8104502_200832314 |  | 42.12667962997149 | -75.93332321769144 | PQ | 19918.584 | False | -1 | ABCN | 8104502
node_8104502_200832315 |  | 42.12731331007055 | -75.93321577341581 | PQ | 19918.584 | False | -1 | ABCN | 8104502
node_8104502_200832316 |  | 42.127866296300475 | -75.9327638918821 | PQ | 19918.584 | False | -1 | ABCN | 8104502
node_8104502_200832317 |  | 42.128393508479675 | -75.93234002704915 | PQ | 19918.584 | False | -1 | ABCN | 8104502
node_8104502_200832318 |  | 42.128944837610696 | -75.93189032171763 | PQ | 19918.584 | False | -1 | ABCN | 8104502
node_8104502_200832325 |  | 42.129367307444106 | -75.93138564825841 | PQ | 19918.584 | False | -1 | ABCN | 8104502
node_8104502_200832327 |  | 42.12978866250189 | -75.930893240666 | PQ | 19918.584 | False | -1 | ABCN | 8104502
node_8104502_200832328 |  | 42.130094050765436 | -75.93182436224713 | PQ | 19918.584 | False | -1 | ABCN | 8104502
node_8104502_200832329 |  | 42.130164355583084 | -75.93018030998489 | PQ | 19918.584 | False | -1 | ABCN | 8104502
node_8104502_200832330 |  | 42.130765504502484 | -75.93031795477253 | PQ | 19918.584 | False | -1 | ABCN | 8104502
node_8104502_200832331 |  | 42.1312361068963 | -75.93030615306073 | PQ | 19918.584 | False | -1 | ABCN | 8104502
node_8104502_200832334 |  | 42.13178609665317 | -75.93033056304877 | PQ | 19918.584 | False | -1 | ABCN | 8104502
node_8104502_200832335 |  | 42.132208013207276 | -75.9303742887334 | PQ | 19918.584 | False | -1 | ABCN | 8104502
node_8104502_200832337 |  | 42.13256652450099 | -75.93039387455299 | PQ | 19918.584 | False | -1 | ABCN | 8104502
node_8104502_200832340 |  | 42.13312178958428 | -75.93045395599489 | PQ | 19918.584 | False | -1 | ABCN | 8104502
node_8104502_200832341 |  | 42.13293538650009 | -75.93049492338132 | PQ | 19918.584 | False | -1 | ABCN | 8104502
node_8104502_200832342 |  | 42.133864857384076 | -75.93052459886553 | PQ | 19918.584 | False | -1 | ABCN | 8104502
node_8104502_200832345 |  | 42.13438294319376 | -75.9305766374903 | PQ | 19918.584 | False | -1 | ABCN | 8104502
node_8104502_200832503 |  | 42.12729822088399 | -75.93341057775152 | PQ | 19918.584 | False | -1 | AN | 8104502
node_8104502_200832504 |  | 42.12727447917605 | -75.93417649058561 | PQ | 19918.584 | False | -1 | AN | 8104502
node_8104502_200832505 |  | 42.127261707188964 | -75.93467617628076 | PQ | 19918.584 | False | -1 | AN | 8104502
node_8104502_200832506 |  | 42.12725058134475 | -75.935179423034 | PQ | 19918.584 | False | -1 | AN | 8104502
node_8104502_200832508 |  | 42.127229827892855 | -75.93554978829528 | PQ | 19918.584 | False | -1 | AN | 8104502
node_8104502_200832529 |  | 42.13176639497975 | -75.9300382214837 | PQ | 19918.584 | False | -1 | AN | 8104502
node_8104502_200832530 |  | 42.13178829059734 | -75.9295752725162 | PQ | 19918.584 | False | -1 | AN | 8104502
node_8104502_200832531 |  | 42.13183308156987 | -75.92886641650735 | PQ | 19918.584 | False | -1 | AN | 8104502
node_8104502_200832532 |  | 42.131853593989206 | -75.92823351832446 | PQ | 19918.584 | False | -1 | AN | 8104502
node_8104502_200832533 |  | 42.131857677847826 | -75.92765106085564 | PQ | 19918.584 | False | -1 | AN | 8104502
node_8104502_200832534 |  | 42.131898913589986 | -75.92680878310881 | PQ | 19918.584 | False | -1 | AN | 8104502
node_8104502_200832535 |  | 42.13191159792887 | -75.92625174383359 | PQ | 19918.584 | False | -1 | AN | 8104502
node_8104502_200832543 |  | 42.12573457140178 | -75.93422259030899 | PQ | 7199.558 | False | -1 | AN | 8104502
node_8104502_200832544 |  | 42.12583206633649 | -75.93347207068119 | PQ | 7199.558 | False | -1 | AN | 8104502
node_8104502_200832545 |  | 42.12592125386463 | -75.93240284015742 | PQ | 7199.558 | False | -1 | AN | 8104502
node_8104502_200832546 |  | 42.12587072741259 | -75.93149370887102 | PQ | 7199.558 | False | -1 | AN | 8104502
node_8104502_200832547 |  | 42.12574554933964 | -75.93045000687276 | PQ | 7199.558 | False | -1 | AN | 8104502
node_8104502_200916315 |  | 42.13076874474712 | -75.92958194569562 | PQ | 7199.558 | False | -1 | AN | 8104502
node_8104502_200917170 |  | 42.12357665886238 | -75.93881903747362 | PQ | 19918.584 | False | -1 | ABCN | 8104502
node_8104502_200917171 |  | 42.124331501650914 | -75.93948889685257 | PQ | 19918.584 | False | -1 | ABCN | 8104502
node_8104502_200917172 |  | 42.12482862584422 | -75.93881697160337 | PQ | 19918.584 | False | -1 | ABCN | 8104502
node_8104502_200917173 |  | 42.12387400540298 | -75.93996432854618 | PQ | 19918.584 | False | -1 | ABCN | 8104502
node_8104502_200917174 |  | 42.12413365773676 | -75.93842726401367 | PQ | 19918.584 | False | -1 | ABCN | 8104502
node_8104502_200917175 |  | 42.12459737700736 | -75.93769623509172 | PQ | 19918.584 | False | -1 | ABCN | 8104502
node_8104502_200970128 |  | 42.12392623551704 | -75.9371831269468 | PQ | 19918.584 | False | -1 | ABCN | 8104502
node_8104502_200970129 |  | 42.12900023949423 | -75.93200279941192 | PQ | 19918.584 | False | -1 | ABCN | 8104502
node_8104502_201048946 |  | 42.13001523037671 | -75.92915118321484 | PQ | 7199.558 | False | -1 | AN | 8104502
node_8104502_201048947 |  | 42.12930595643855 | -75.92806679917138 | PQ | 7199.558 | False | -1 | AN | 8104502
node_8104502_201048948 |  | 42.13007348356597 | -75.92745478796391 | PQ | 7199.558 | False | -1 | AN | 8104502
node_8104502_201048949 |  | 42.12991522651209 | -75.92706831043652 | PQ | 7199.558 | False | -1 | AN | 8104502
node_8104502_201048950 |  | 42.130758481689945 | -75.92714546669549 | PQ | 7199.558 | False | -1 | AN | 8104502
node_8104502_201050101 |  | 42.13091854101007 | -75.92653046130776 | PQ | 7199.558 | False | -1 | AN | 8104502
node_8104502_201050102 |  | 42.128258620628856 | -75.92908035011675 | PQ | 7199.558 | False | -1 | AN | 8104502
node_8104502_311935612 |  | 42.130839832920614 | -75.92928543434455 | PQ | 7199.558 | False | -1 | AN | 8104502
node_220383228 |  | 42.13078194949723 | -75.93006994761998 | PQ | 19918.584 | False | -1 | AN | 8104502
node_220388101 |  | 42.12576853782081 | -75.93424749869298 | PQ | 19918.584 | False | -1 | AN | 8104502
node_220465191 |  | 42.13078393253791 | -75.93004004005824 | PQ | 7199.558 | False | -1 | AN | 8104502
node_220465483 |  | 42.12575152037372 | -75.93423501977142 | PQ | 7199.558 | False | -1 | AN | 8104502
node_220609476 |  | 42.125258091100115 | -75.93536128809768 | PQ | 19918.584 | False | -1 | ABCN | 8104502
node_SOURCE_8104502 |  | 42.132832851793495 | -75.93180787713518 | SWING | 19918.584 | False | -1 | ABCN | 8104502
node_intto1_1388155_633_15304768_744 |  | 42.132558573165255 | -75.93059863539412 | PQ | 19918.584 | False | -1 | ABCN | 8104502
node_intto1_8104502_200805469 |  | 42.12566169191807 | -75.92940115731936 | PQ | 7199.558 | False | -1 | AN | 8104502
node_intto1_8104502_200831516 |  | 42.12702851365752 | -75.93263426327975 | PQ | 19918.584 | False | -1 | ABCN | 8104502
node_intto1_8104502_200832276 |  | 42.1299407814423 | -75.93491353449993 | PQ | 19918.584 | False | -1 | ABCN | 8104502
node_intto1_8104502_200832306 |  | 42.12435534196309 | -75.93648238223696 | PQ | 19918.584 | False | -1 | ABCN | 8104502
node_intto1_8104502_200832316 |  | 42.127866296300475 | -75.9327638918821 | PQ | 19918.584 | False | -1 | ABCN | 8104502
node_intto1_8104502_200832328 |  | 42.130094050765436 | -75.93182436224713 | PQ | 19918.584 | False | -1 | ABCN | 8104502
node_intto1_8104502_200832340 |  | 42.13312178958428 | -75.93045395599489 | PQ | 19918.584 | False | -1 | ABCN | 8104502
node_intto1_8104502_200832504 |  | 42.12727447917605 | -75.93417649058561 | PQ | 19918.584 | False | -1 | AN | 8104502
node_intto1_8104502_200832530 |  | 42.13178829059734 | -75.9295752725162 | PQ | 19918.584 | False | -1 | AN | 8104502
node_intto1_8104502_200832544 |  | 42.12583206633649 | -75.93347207068119 | PQ | 7199.558 | False | -1 | AN | 8104502
node_intto1_8104502_200917174 |  | 42.12413365773676 | -75.93842726401367 | PQ | 19918.584 | False | -1 | ABCN | 8104502
node_intto1_220383228 |  | 42.13078194949723 | -75.93006994761998 | PQ | 19918.584 | False | -1 | AN | 8104502
node_intto1_220388101 |  | 42.12576853782081 | -75.93424749869298 | PQ | 19918.584 | False | -1 | AN | 8104502
node_intto1_220465191 |  | 42.13078393253791 | -75.93004004005824 | PQ | 19918.584 | False | -1 | AN | 8104502
node_intto1_220465483 |  | 42.12575152037372 | -75.93423501977142 | PQ | 19918.584 | False | -1 | AN | 8104502
node_intto1_220609476 |  | 42.125258091100115 | -75.93536128809768 | PQ | 19918.584 | False | -1 | ABCN | 8104502

## Capacitor
Name | GroupId | NominalVoltage | RemoteSense | RemoteSenseB | ParticipatingPhases | PhasesConnected | SwitchA | SwitchB | SwitchC | Control | ControlLevel | VoltageSetHigh | VoltageSetLow | ReactivePowerSetHigh | ReactivePowerSetLow | CapacitorA | CapacitorB | CapacitorC | TimeDelay | DwellTime | LockoutTime | CurrentSetHigh | CurrentSetLow | Status | ParentNode | Phases | Feeder | Comments
cap_220609494 |  | 0 |  |  |  |  | CLOSED | CLOSED | CLOSED | MANUAL | BANK | 0 | 0 | 0 | 0 | 150000 | 150000 | 150000 | 0 | 0 | 0 | 0 | 0 | OPEN | node_1386895_348_15302093_521 | ABCN | 8104502

## EVChargingStation
Name | GroupId | ServiceCharge | ServiceDischarge | ChargeEfficiency | DischargeEfficiency | CommitmentStatus | ConstructionTime | CalendarLife | YearOfInstallation | DepthOfDischarge | ReactivePower | ReactivePowerA | ReactivePowerB | ReactivePowerC | ActivePower | ActivePowerA | ActivePowerB | ActivePowerC | Energy | MaxEnergy | PowerCharge | PowerDischarge | RampUpLimit | RampDownLimit | CapitalCost | FixedOperatingCost | VariableOperatingCost | MaxReactivePower | MaxActivePower | OutputSchedule | PlanningStatus | UnitType | UnitSubtype | ParentNode | Phases | Feeder | Comments
evchargingstation_load_220330638 |  | 0 | 0 | 0.92 | 0 | False | 0 | 0 | 0 | 0 | 0 | 0 | 0 | 0 | 0 | 0 | 0 | 0 | 0 | 23038.55114883857 | 0 | 0 | 0 | 0 | 0 | 0 | 0.001 | 1635.7302815854455 | 3839.7585248064283 | OPTIMIZED | INSTALLED |  |  | node_1388485_295_15304175_067 | AN | 8104502
evchargingstation_load_220330639 |  | 0 | 0 | 0.92 | 0 | False | 0 | 0 | 0 | 0 | 0 | 0 | 0 | 0 | 0 | 0 | 0 | 0 | 0 | 125.46730385898672 | 0 | 0 | 0 | 0 | 0 | 0 | 0.001 | 8.908128987768148 | 20.91121730983112 | OPTIMIZED | INSTALLED |  |  | node_1388793_667_15304035_53 | AN | 8104502
evchargingstation_load_220330640 |  | 0 | 0 | 0.92 | 0 | False | 0 | 0 | 0 | 0 | 0 | 0 | 0 | 0 | 0 | 0 | 0 | 0 | 0 | 0 | 0 | 0 | 0 | 0 | 0 | 0 | 0.001 | 0 | 0 | OPTIMIZED | INSTALLED |  |  | node_1389073_43_15304079_978 | AN | 8104502
evchargingstation_load_220330641 |  | 0 | 0 | 0.92 | 0 | False | 0 | 0 | 0 | 0 | 0 | 0 | 0 | 0 | 0 | 0 | 0 | 0 | 0 | 192961.23289966112 | 0 | 0 | 0 | 0 | 0 | 0 | 0.001 | 13700.19015753576 | 32160.205483276855 | OPTIMIZED | INSTALLED |  |  | node_1389214_615_15304206_394 | AN | 8104502
evchargingstation_load_220330642 |  | 0 | 0 | 0.92 | 0 | False | 0 | 0 | 0 | 0 | 0 | 0 | 0 | 0 | 0 | 0 | 0 | 0 | 0 | 104.0460568586719 | 0 | 0 | 0 | 0 | 0 | 0 | 0.001 | 7.387248785728602 | 17.34100947644532 | OPTIMIZED | INSTALLED |  |  | node_1389106_23_15303813_007 | AN | 8104502
evchargingstation_load_220330643 |  | 0 | 0 | 0.92 | 0 | False | 0 | 0 | 0 | 0 | 0 | 0 | 0 | 0 | 0 | 0 | 0 | 0 | 0 | 180.55051043122478 | 0 | 0 | 0 | 0 | 0 | 0 | 0.001 | 12.819029570651349 | 30.091751738537464 | OPTIMIZED | INSTALLED |  |  | node_1388796_984_15303598_545 | AN | 8104502
evchargingstation_load_220330644 |  | 0 | 0 | 0.92 | 0 | False | 0 | 0 | 0 | 0 | 0 | 0 | 0 | 0 | 0 | 0 | 0 | 0 | 0 | 137.70801643059517 | 0 | 0 | 0 | 0 | 0 | 0 | 0.001 | 9.777233747843752 | 22.951336071765862 | OPTIMIZED | INSTALLED |  |  | node_1388548_39_15303167_284 | AN | 8104502
evchargingstation_load_220330645 |  | 0 | 0 | 0.92 | 0 | False | 0 | 0 | 0 | 0 | 0 | 0 | 0 | 0 | 0 | 0 | 0 | 0 | 0 | 24856.296965722428 | 0 | 0 | 0 | 0 | 0 | 0 | 0.001 | 1764.7896820520345 | 4142.716160953738 | OPTIMIZED | INSTALLED |  |  | node_1388569_851_15303844_137 | AN | 8104502
evchargingstation_load_220330646 |  | 0 | 0 | 0.92 | 0 | False | 0 | 0 | 0 | 0 | 0 | 0 | 0 | 0 | 0 | 0 | 0 | 0 | 0 | 192.79122300283322 | 0 | 0 | 0 | 0 | 0 | 0 | 0.001 | 13.688134330726953 | 32.1318705004722 | OPTIMIZED | INSTALLED |  |  | node_1388648_861_15301584_082 | AN | 8104502
evchargingstation_load_220330647 |  | 0 | 0 | 0.92 | 0 | False | 0 | 0 | 0 | 0 | 0 | 0 | 0 | 0 | 0 | 0 | 0 | 0 | 0 | 1566.811209165883 | 0 | 0 | 0 | 0 | 0 | 0 | 0.001 | 111.24314249105281 | 261.13520152764715 | OPTIMIZED | INSTALLED |  |  | node_1388587_723_15302309_797 | AN | 8104502
evchargingstation_load_220330648 |  | 0 | 0 | 0.92 | 0 | False | 0 | 0 | 0 | 0 | 0 | 0 | 0 | 0 | 0 | 0 | 0 | 0 | 0 | 11507.799906383403 | 0 | 0 | 0 | 0 | 0 | 0 | 0.001 | 817.0503860715393 | 1917.9666510639004 | OPTIMIZED | INSTALLED |  |  | node_1388687_739_15302527_214 | AN | 8104502
evchargingstation_load_220330649 |  | 0 | 0 | 0.92 | 0 | False | 0 | 0 | 0 | 0 | 0 | 0 | 0 | 0 | 0 | 0 | 0 | 0 | 0 | 174.43015414542054 | 0 | 0 | 0 | 0 | 0 | 0 | 0.001 | 12.384477190613548 | 29.07169235757009 | OPTIMIZED | INSTALLED |  |  | node_1389131_771_15302511_91 | AN | 8104502
evchargingstation_load_220330650 |  | 0 | 0 | 0.92 | 0 | False | 0 | 0 | 0 | 0 | 0 | 0 | 0 | 0 | 0 | 0 | 0 | 0 | 0 | 14027.856607063297 | 0 | 0 | 0 | 0 | 0 | 0 | 0.001 | 995.9736538590216 | 2337.976101177216 | OPTIMIZED | INSTALLED |  |  | node_1389536_46_15302349_68 | AN | 8104502
evchargingstation_load_220330651 |  | 0 | 0 | 0.92 | 0 | False | 0 | 0 | 0 | 0 | 0 | 0 | 0 | 0 | 0 | 0 | 0 | 0 | 0 | 13160.296103550547 | 0 | 0 | 0 | 0 | 0 | 0 | 0.001 | 934.3771202082073 | 2193.382683925091 | OPTIMIZED | INSTALLED |  |  | node_1389211_607_15302046_885 | AN | 8104502
evchargingstation_load_220330652 |  | 0 | 0 | 0.92 | 0 | False | 0 | 0 | 0 | 0 | 0 | 0 | 0 | 0 | 0 | 0 | 0 | 0 | 0 | 169.8398869310674 | 0 | 0 | 0 | 0 | 0 | 0 | 0.001 | 12.05858946963158 | 28.306647821844567 | OPTIMIZED | INSTALLED |  |  | node_1389289_726_15301796_61 | AN | 8104502
evchargingstation_load_220330653 |  | 0 | 0 | 0.92 | 0 | False | 0 | 0 | 0 | 0 | 0 | 0 | 0 | 0 | 0 | 0 | 0 | 0 | 0 | 24028.518778067406 | 0 | 0 | 0 | 0 | 0 | 0 | 0.001 | 1706.0176857433737 | 4004.753129677901 | OPTIMIZED | INSTALLED |  |  | node_1389013_962_15301530_301 | AN | 8104502
evchargingstation_load_220332953 |  | 0 | 0 | 0.92 | 0 | False | 0 | 0 | 0 | 0 | 0 | 0 | 0 | 0 | 0 | 0 | 0 | 0 | 0 | 662.5285679383078 | 0 | 0 | 0 | 0 | 0 | 0 | 0.001 | 47.03932997874023 | 110.42142798971797 | OPTIMIZED | INSTALLED |  |  | node_1388365_389_15302223_002 | AN | 8104502
evchargingstation_load_220338647 |  | 0 | 0 | 0.92 | 0 | False | 0 | 0 | 0 | 0 | 0 | 0 | 0 | 0 | 0 | 0 | 0 | 0 | 0 | 2975.1734070005386 | 0 | 0 | 0 | 0 | 0 | 0 | 0.001 | 211.23644675917572 | 495.86223450008976 | OPTIMIZED | INSTALLED |  |  | node_1387789_664_15302859_574 | ABCN | 8104502
evchargingstation_load_220338811 |  | 0 | 0 | 0.92 | 0 | False | 0 | 0 | 0 | 0 | 0 | 0 | 0 | 0 | 0 | 0 | 0 | 0 | 0 | 1912.6113393138216 | 0 | 0 | 0 | 0 | 0 | 0 | 0.001 | 135.79483839162523 | 318.7685565523036 | OPTIMIZED | INSTALLED |  |  | node_1386639_934_15301749_326 | AN | 8104502
evchargingstation_load_220338812 |  | 0 | 0 | 0.92 | 0 | False | 0 | 0 | 0 | 0 | 0 | 0 | 0 | 0 | 0 | 0 | 0 | 0 | 0 | 925.7038882278897 | 0 | 0 | 0 | 0 | 0 | 0 | 0.001 | 65.72469271435212 | 154.28398137131495 | OPTIMIZED | INSTALLED |  |  | node_1387333_445_15302689_86 | AN | 8104502
evchargingstation_load_220338813 |  | 0 | 0 | 0.92 | 0 | False | 0 | 0 | 0 | 0 | 0 | 0 | 0 | 0 | 0 | 0 | 0 | 0 | 0 | 2267.592003890467 | 0 | 0 | 0 | 0 | 0 | 0 | 0.001 | 160.99834515289015 | 377.93200064841113 | OPTIMIZED | INSTALLED |  |  | node_1387556_551_15303068_644 | AN | 8104502
evchargingstation_load_220338815 |  | 0 | 0 | 0.92 | 0 | False | 0 | 0 | 0 | 0 | 0 | 0 | 0 | 0 | 0 | 0 | 0 | 0 | 0 | 0 | 0 | 0 | 0 | 0 | 0 | 0 | 0.001 | 0 | 0 | OPTIMIZED | INSTALLED |  |  | node_1387974_216_15303583_354 | AN | 8104502
evchargingstation_load_220338817 |  | 0 | 0 | 0.92 | 0 | False | 0 | 0 | 0 | 0 | 0 | 0 | 0 | 0 | 0 | 0 | 0 | 0 | 0 | 9775.569067603978 | 0 | 0 | 0 | 0 | 0 | 0 | 0.001 | 694.0624994641449 | 1629.2615112673298 | OPTIMIZED | INSTALLED |  |  | node_1387758_795_15303899_132 | AN | 8104502
evchargingstation_load_220338818 |  | 0 | 0 | 0.92 | 0 | False | 0 | 0 | 0 | 0 | 0 | 0 | 0 | 0 | 0 | 0 | 0 | 0 | 0 | 9775.569067603978 | 0 | 0 | 0 | 0 | 0 | 0 | 0.001 | 694.0624994641449 | 1629.2615112673298 | OPTIMIZED | INSTALLED |  |  | node_1387754_99_15303872_966 | BN | 8104502
evchargingstation_load_220338819 |  | 0 | 0 | 0.92 | 0 | False | 0 | 0 | 0 | 0 | 0 | 0 | 0 | 0 | 0 | 0 | 0 | 0 | 0 | 6162.858760011204 | 0 | 0 | 0 | 0 | 0 | 0 | 0.001 | 437.56113018691315 | 1027.143126668534 | OPTIMIZED | INSTALLED |  |  | node_1388204_677_15304315_362 | AN | 8104502
evchargingstation_load_220338820 |  | 0 | 0 | 0.92 | 0 | False | 0 | 0 | 0 | 0 | 0 | 0 | 0 | 0 | 0 | 0 | 0 | 0 | 0 | 9218.78665549262 | 0 | 0 | 0 | 0 | 0 | 0 | 0.001 | 654.5311252978811 | 1536.4644425821034 | OPTIMIZED | INSTALLED |  |  | node_1388187_088_15304637_362 | AN | 8104502
evchargingstation_load_220338858 |  | 0 | 0 | 0.92 | 0 | False | 0 | 0 | 0 | 0 | 0 | 0 | 0 | 0 | 0 | 0 | 0 | 0 | 0 | 8772.000646628912 | 0 | 0 | 0 | 0 | 0 | 0 | 0.001 | 622.8094390922348 | 1462.0001077714853 | OPTIMIZED | INSTALLED |  |  | node_1387214_717_15302869_344 | AN | 8104502
evchargingstation_load_220338859 |  | 0 | 0 | 0.92 | 0 | False | 0 | 0 | 0 | 0 | 0 | 0 | 0 | 0 | 0 | 0 | 0 | 0 | 0 | 13291.883763695336 | 0 | 0 | 0 | 0 | 0 | 0 | 0.001 | 943.7198015760132 | 2215.3139606158893 | OPTIMIZED | INSTALLED |  |  | node_1386846_451_15302788_603 | AN | 8104502
evchargingstation_load_220338861 |  | 0 | 0 | 0.92 | 0 | False | 0 | 0 | 0 | 0 | 0 | 0 | 0 | 0 | 0 | 0 | 0 | 0 | 0 | 7922.801211973574 | 0 | 0 | 0 | 0 | 0 | 0 | 0.001 | 562.5165271628055 | 1320.4668686622624 | OPTIMIZED | INSTALLED |  |  | node_1388425_414_15304457_625 | AN | 8104502
evchargingstation_load_220338862 |  | 0 | 0 | 0.92 | 0 | False | 0 | 0 | 0 | 0 | 0 | 0 | 0 | 0 | 0 | 0 | 0 | 0 | 0 | 6651.2971935977475 | 0 | 0 | 0 | 0 | 0 | 0 | 0.001 | 472.2401385478808 | 1108.5495322662912 | OPTIMIZED | INSTALLED |  |  | node_1388933_982_15304488_299 | AN | 8104502
evchargingstation_load_220514204 |  | 0 | 0 | 0.92 | 0 | False | 0 | 0 | 0 | 0 | 0 | 0 | 0 | 0 | 0 | 0 | 0 | 0 | 0 | 0 | 0 | 0 | 0 | 0 | 0 | 0 | 0.001 | 0 | 0 | OPTIMIZED | INSTALLED |  |  | node_1387844_719_15303432_883 | AN | 8104502
evchargingstation_load_220529921 |  | 0 | 0 | 0.92 | 0 | False | 0 | 0 | 0 | 0 | 0 | 0 | 0 | 0 | 0 | 0 | 0 | 0 | 0 | 124107.22489687591 | 0 | 0 | 0 | 0 | 0 | 0 | 0.001 | 8811.576081693438 | 20684.53748281265 | OPTIMIZED | INSTALLED |  |  | node_1386997_755_15303827_498 | ABCN | 8104502
evchargingstation_load_310013941 |  | 0 | 0 | 0.92 | 0 | False | 0 | 0 | 0 | 0 | 0 | 0 | 0 | 0 | 0 | 0 | 0 | 0 | 0 | 232276.0215411119 | 0 | 0 | 0 | 0 | 0 | 0 | 0.001 | 16491.52846289836 | 38712.67025685198 | OPTIMIZED | INSTALLED |  |  | node_1386450_611_15301631_65 | AN | 8104502
evchargingstation_load_310060387 |  | 0 | 0 | 0.92 | 0 | False | 0 | 0 | 0 | 0 | 0 | 0 | 0 | 0 | 0 | 0 | 0 | 0 | 0 | 9775.569067603978 | 0 | 0 | 0 | 0 | 0 | 0 | 0.001 | 694.0624994641449 | 1629.2615112673298 | OPTIMIZED | INSTALLED |  |  | node_1387767_506_15303923_127 | CN | 8104502

## Fuse
Name | GroupId | MeanReplacementTime | PhaseAStatus | PhaseBStatus | PhaseCStatus | RepairDistributionType | CurrentLimit | CurrentInAReal | CurrentInAImag | CurrentInA | CurrentInBReal | CurrentInBImag | CurrentInB | CurrentInCReal | CurrentInCImag | CurrentInC | CurrentOutAReal | CurrentOutAImag | CurrentOutA | CurrentOutBReal | CurrentOutBImag | CurrentOutB | CurrentOutCReal | CurrentOutCImag | CurrentOutC | ActivePowerInA | ReactivePowerInA | PowerInA | ActivePowerInB | ReactivePowerInB | PowerInB | ActivePowerInC | ReactivePowerInC | PowerInC | ActivePowerOutA | ReactivePowerOutA | PowerOutA | ActivePowerOutB | ReactivePowerOutB | PowerOutB | ActivePowerOutC | ReactivePowerOutC | PowerOutC | Status | From | To | Length | Phases | Feeder | Comments
fuse_220383228 |  | 0 | GOOD | GOOD | GOOD | NONE | 50 | 0 | 0 | 0+0j | 0 | 0 | 0+0j | 0 | 0 | 0+0j | 0 | 0 | 0+0j | 0 | 0 | 0+0j | 0 | 0 | 0+0j | 0 | 0 | 0+0j | 0 | 0 | 0+0j | 0 | 0 | 0+0j | 0 | 0 | 0+0j | 0 | 0 | 0+0j | 0 | 0 | 0+0j | OPEN | node_intto1_220383228 | node_220383228 | 0 | AN | 8104502
fuse_220387962 |  | 0 | GOOD | GOOD | GOOD | NONE | 40 | 0 | 0 | 0+0j | 0 | 0 | 0+0j | 0 | 0 | 0+0j | 0 | 0 | 0+0j | 0 | 0 | 0+0j | 0 | 0 | 0+0j | 0 | 0 | 0+0j | 0 | 0 | 0+0j | 0 | 0 | 0+0j | 0 | 0 | 0+0j | 0 | 0 | 0+0j | 0 | 0 | 0+0j | OPEN | node_intto1_8104502_200832276 | node_8104502_200832276 | 0 | ABCN | 8104502
fuse_220387973 |  | 0 | GOOD | GOOD | GOOD | NONE | 100 | 0 | 0 | 0+0j | 0 | 0 | 0+0j | 0 | 0 | 0+0j | 0 | 0 | 0+0j | 0 | 0 | 0+0j | 0 | 0 | 0+0j | 0 | 0 | 0+0j | 0 | 0 | 0+0j | 0 | 0 | 0+0j | 0 | 0 | 0+0j | 0 | 0 | 0+0j | 0 | 0 | 0+0j | OPEN | node_intto1_8104502_200831516 | node_8104502_200831516 | 0 | ABCN | 8104502
fuse_220388101 |  | 0 | GOOD | GOOD | GOOD | NONE | 25 | 0 | 0 | 0+0j | 0 | 0 | 0+0j | 0 | 0 | 0+0j | 0 | 0 | 0+0j | 0 | 0 | 0+0j | 0 | 0 | 0+0j | 0 | 0 | 0+0j | 0 | 0 | 0+0j | 0 | 0 | 0+0j | 0 | 0 | 0+0j | 0 | 0 | 0+0j | 0 | 0 | 0+0j | OPEN | node_intto1_220388101 | node_220388101 | 0 | AN | 8104502
fuse_220388103 |  | 0 | GOOD | GOOD | GOOD | NONE | 50 | 0 | 0 | 0+0j | 0 | 0 | 0+0j | 0 | 0 | 0+0j | 0 | 0 | 0+0j | 0 | 0 | 0+0j | 0 | 0 | 0+0j | 0 | 0 | 0+0j | 0 | 0 | 0+0j | 0 | 0 | 0+0j | 0 | 0 | 0+0j | 0 | 0 | 0+0j | 0 | 0 | 0+0j | OPEN | node_intto1_8104502_200832544 | node_8104502_200832544 | 0 | AN | 8104502
fuse_220388110 |  | 0 | GOOD | GOOD | GOOD | NONE | 40 | 0 | 0 | 0+0j | 0 | 0 | 0+0j | 0 | 0 | 0+0j | 0 | 0 | 0+0j | 0 | 0 | 0+0j | 0 | 0 | 0+0j | 0 | 0 | 0+0j | 0 | 0 | 0+0j | 0 | 0 | 0+0j | 0 | 0 | 0+0j | 0 | 0 | 0+0j | 0 | 0 | 0+0j | OPEN | node_intto1_8104502_200832530 | node_8104502_200832530 | 0 | AN | 8104502
fuse_220388112 |  | 0 | GOOD | GOOD | GOOD | NONE | 40 | 0 | 0 | 0+0j | 0 | 0 | 0+0j | 0 | 0 | 0+0j | 0 | 0 | 0+0j | 0 | 0 | 0+0j | 0 | 0 | 0+0j | 0 | 0 | 0+0j | 0 | 0 | 0+0j | 0 | 0 | 0+0j | 0 | 0 | 0+0j | 0 | 0 | 0+0j | 0 | 0 | 0+0j | OPEN | node_intto1_8104502_200832504 | node_8104502_200832504 | 0 | AN | 8104502
fuse_220523038 |  | 0 | GOOD | GOOD | GOOD | NONE | 175 | 0 | 0 | 0+0j | 0 | 0 | 0+0j | 0 | 0 | 0+0j | 0 | 0 | 0+0j | 0 | 0 | 0+0j | 0 | 0 | 0+0j | 0 | 0 | 0+0j | 0 | 0 | 0+0j | 0 | 0 | 0+0j | 0 | 0 | 0+0j | 0 | 0 | 0+0j | 0 | 0 | 0+0j | OPEN | node_intto1_8104502_200917174 | node_8104502_200917174 | 0 | ABCN | 8104502
fuse_220609476 |  | 0 | GOOD | GOOD | GOOD | NONE | 8 | 0 | 0 | 0+0j | 0 | 0 | 0+0j | 0 | 0 | 0+0j | 0 | 0 | 0+0j | 0 | 0 | 0+0j | 0 | 0 | 0+0j | 0 | 0 | 0+0j | 0 | 0 | 0+0j | 0 | 0 | 0+0j | 0 | 0 | 0+0j | 0 | 0 | 0+0j | 0 | 0 | 0+0j | OPEN | node_intto1_220609476 | node_220609476 | 0 | ABCN | 8104502
fuse_311918626 |  | 0 | GOOD | GOOD | GOOD | NONE | 100 | 0 | 0 | 0+0j | 0 | 0 | 0+0j | 0 | 0 | 0+0j | 0 | 0 | 0+0j | 0 | 0 | 0+0j | 0 | 0 | 0+0j | 0 | 0 | 0+0j | 0 | 0 | 0+0j | 0 | 0 | 0+0j | 0 | 0 | 0+0j | 0 | 0 | 0+0j | 0 | 0 | 0+0j | OPEN | node_intto1_8104502_200832328 | node_8104502_200832328 | 0 | ABCN | 8104502

## Generator
Name | GroupId | ColdStartupCost | ColdStartupTime | HotStartupCost | HotStartupStatus | ShutdownCost | CommitmentStatus | ConstructionTime | CalendarLife | YearOfInstallation | ReactivePower | ActivePower | MaxPowerOutput | MinPowerOutput | MinimumDowntime | MinimumUptime | NoLoadCost | NonSpinningReserve | SpinningReserve | OperatingReserve | RampUpLimit | RampDownLimit | StartupCapability | ShutdownCapability | ShutdownStatus | StartupStatus | CapitalCost | FixedOperatingCost | VariableOperatingCost | MaxReactivePower | MaxActivePower | OutputSchedule | PlanningStatus | UnitType | UnitSubtype | ParentNode | Phases | Feeder | Comments

## HeatPump
Name | GroupId | YearOfInstallation | ReactivePower | ActivePower | MaxPowerOutput | MinPowerOutput | RampUpLimit | RampDownLimit | CapitalCost | FixedOperatingCost | VariableOperatingCost | MaxReactivePower | MaxActivePower | OutputSchedule | PlanningStatus | UnitType | UnitSubtype | ParentNode | Phases | Feeder | Comments
heatpump_load_220330638 |  | 0 | 0 | 0 | 0 | 0 | 0 | 0 | 0 | 0 | 0.19 | 2143.3833268587273 | 5031.437330399417 | OPTIMIZED | INSTALLED |  |  | node_1388485_295_15304175_067 | AN | 8104502
heatpump_load_220330639 |  | 0 | 0 | 0 | 0 | 0 | 0 | 0 | 0 | 0 | 0.19 | 11.672789432853556 | 27.401066686109598 | OPTIMIZED | INSTALLED |  |  | node_1388793_667_15304035_53 | AN | 8104502
heatpump_load_220330640 |  | 0 | 0 | 0 | 0 | 0 | 0 | 0 | 0 | 0 | 0.19 | 0 | 0 | OPTIMIZED | INSTALLED |  |  | node_1389073_43_15304079_978 | AN | 8104502
heatpump_load_220330641 |  | 0 | 0 | 0 | 0 | 0 | 0 | 0 | 0 | 0 | 0.19 | 17952.078951545816 | 42141.20689530405 | OPTIMIZED | INSTALLED |  |  | node_1389214_615_15304206_394 | AN | 8104502
heatpump_load_220330642 |  | 0 | 0 | 0 | 0 | 0 | 0 | 0 | 0 | 0 | 0.19 | 9.679900199280473 | 22.72283578848113 | OPTIMIZED | INSTALLED |  |  | node_1389106_23_15303813_007 | AN | 8104502
heatpump_load_220330643 |  | 0 | 0 | 0 | 0 | 0 | 0 | 0 | 0 | 0 | 0.19 | 16.797447939651548 | 39.430803280011375 | OPTIMIZED | INSTALLED |  |  | node_1388796_984_15303598_545 | AN | 8104502
heatpump_load_220330644 |  | 0 | 0 | 0 | 0 | 0 | 0 | 0 | 0 | 0 | 0.19 | 12.81162306148458 | 30.074341484754434 | OPTIMIZED | INSTALLED |  |  | node_1388548_39_15303167_284 | AN | 8104502
heatpump_load_220330645 |  | 0 | 0 | 0 | 0 | 0 | 0 | 0 | 0 | 0 | 0.19 | 2312.4966398838737 | 5428.418637998176 | OPTIMIZED | INSTALLED |  |  | node_1388569_851_15303844_137 | AN | 8104502
heatpump_load_220330646 |  | 0 | 0 | 0 | 0 | 0 | 0 | 0 | 0 | 0 | 0.19 | 17.936281568282574 | 42.104078078656215 | OPTIMIZED | INSTALLED |  |  | node_1388648_861_15301584_082 | AN | 8104502
heatpump_load_220330647 |  | 0 | 0 | 0 | 0 | 0 | 0 | 0 | 0 | 0 | 0.19 | 145.7677341594394 | 342.1791742265394 | OPTIMIZED | INSTALLED |  |  | node_1388587_723_15302309_797 | AN | 8104502
heatpump_load_220330648 |  | 0 | 0 | 0 | 0 | 0 | 0 | 0 | 0 | 0 | 0.19 | 1070.6240475121651 | 2513.2124700759787 | OPTIMIZED | INSTALLED |  |  | node_1388687_739_15302527_214 | AN | 8104502
heatpump_load_220330649 |  | 0 | 0 | 0 | 0 | 0 | 0 | 0 | 0 | 0 | 0.19 | 16.228031125336035 | 38.09416588068895 | OPTIMIZED | INSTALLED |  |  | node_1389131_771_15302511_91 | AN | 8104502
heatpump_load_220330650 |  | 0 | 0 | 0 | 0 | 0 | 0 | 0 | 0 | 0 | 0.19 | 1305.0766056631685 | 3063.5729192469853 | OPTIMIZED | INSTALLED |  |  | node_1389536_46_15302349_68 | AN | 8104502
heatpump_load_220330651 |  | 0 | 0 | 0 | 0 | 0 | 0 | 0 | 0 | 0 | 0.19 | 1224.3634314279384 | 2874.1045678930323 | OPTIMIZED | INSTALLED |  |  | node_1389211_607_15302046_885 | AN | 8104502
heatpump_load_220330652 |  | 0 | 0 | 0 | 0 | 0 | 0 | 0 | 0 | 0 | 0.19 | 15.801003322865009 | 37.09168783119714 | OPTIMIZED | INSTALLED |  |  | node_1389289_726_15301796_61 | AN | 8104502
heatpump_load_220330653 |  | 0 | 0 | 0 | 0 | 0 | 0 | 0 | 0 | 0 | 0.19 | 2235.4846053251636 | 5247.638429739819 | OPTIMIZED | INSTALLED |  |  | node_1389013_962_15301530_301 | AN | 8104502
heatpump_load_220332953 |  | 0 | 0 | 0 | 0 | 0 | 0 | 0 | 0 | 0 | 0.19 | 61.63810544933718 | 144.69099847665188 | OPTIMIZED | INSTALLED |  |  | node_1388365_389_15302223_002 | AN | 8104502
heatpump_load_220338647 |  | 0 | 0 | 0 | 0 | 0 | 0 | 0 | 0 | 0 | 0.19 | 276.7942142451849 | 649.754337748308 | OPTIMIZED | INSTALLED |  |  | node_1387789_664_15302859_574 | ABCN | 8104502
heatpump_load_220338811 |  | 0 | 0 | 0 | 0 | 0 | 0 | 0 | 0 | 0 | 0.19 | 177.93911120846414 | 417.69918728825604 | OPTIMIZED | INSTALLED |  |  | node_1386639_934_15301749_326 | AN | 8104502
heatpump_load_220338812 |  | 0 | 0 | 0 | 0 | 0 | 0 | 0 | 0 | 0 | 0.19 | 86.1225179436753 | 202.16640664751594 | OPTIMIZED | INSTALLED |  |  | node_1387333_445_15302689_86 | AN | 8104502
heatpump_load_220338813 |  | 0 | 0 | 0 | 0 | 0 | 0 | 0 | 0 | 0 | 0.19 | 210.9645902734517 | 495.22415644895636 | OPTIMIZED | INSTALLED |  |  | node_1387556_551_15303068_644 | AN | 8104502
heatpump_load_220338815 |  | 0 | 0 | 0 | 0 | 0 | 0 | 0 | 0 | 0 | 0.19 | 0 | 0 | OPTIMIZED | INSTALLED |  |  | node_1387974_216_15303583_354 | AN | 8104502
heatpump_load_220338817 |  | 0 | 0 | 0 | 0 | 0 | 0 | 0 | 0 | 0 | 0.19 | 909.4665580852565 | 2134.9069572510866 | OPTIMIZED | INSTALLED |  |  | node_1387758_795_15303899_132 | AN | 8104502
heatpump_load_220338818 |  | 0 | 0 | 0 | 0 | 0 | 0 | 0 | 0 | 0 | 0.19 | 909.4665580852565 | 2134.9069572510866 | OPTIMIZED | INSTALLED |  |  | node_1387754_99_15303872_966 | BN | 8104502
heatpump_load_220338819 |  | 0 | 0 | 0 | 0 | 0 | 0 | 0 | 0 | 0 | 0.19 | 573.3593377112641 | 1345.9196034843806 | OPTIMIZED | INSTALLED |  |  | node_1388204_677_15304315_362 | AN | 8104502
heatpump_load_220338820 |  | 0 | 0 | 0 | 0 | 0 | 0 | 0 | 0 | 0 | 0.19 | 857.6665215941196 | 2013.310082729394 | OPTIMIZED | INSTALLED |  |  | node_1388187_088_15304637_362 | AN | 8104502
heatpump_load_220338858 |  | 0 | 0 | 0 | 0 | 0 | 0 | 0 | 0 | 0 | 0.19 | 816.0999295474617 | 1915.7355525788573 | OPTIMIZED | INSTALLED |  |  | node_1387214_717_15302869_344 | AN | 8104502
heatpump_load_220338859 |  | 0 | 0 | 0 | 0 | 0 | 0 | 0 | 0 | 0 | 0.19 | 1236.6056376751076 | 2902.8422719784644 | OPTIMIZED | INSTALLED |  |  | node_1386846_451_15302788_603 | AN | 8104502
heatpump_load_220338861 |  | 0 | 0 | 0 | 0 | 0 | 0 | 0 | 0 | 0 | 0.19 | 737.0949593441575 | 1730.2771134228717 | OPTIMIZED | INSTALLED |  |  | node_1388425_414_15304457_625 | AN | 8104502
heatpump_load_220338862 |  | 0 | 0 | 0 | 0 | 0 | 0 | 0 | 0 | 0 | 0.19 | 618.8010643514575 | 1452.5906937136394 | OPTIMIZED | INSTALLED |  |  | node_1388933_982_15304488_299 | AN | 8104502
heatpump_load_220514204 |  | 0 | 0 | 0 | 0 | 0 | 0 | 0 | 0 | 0 | 0.19 | 0 | 0 | OPTIMIZED | INSTALLED |  |  | node_1387844_719_15303432_883 | AN | 8104502
heatpump_load_220529921 |  | 0 | 0 | 0 | 0 | 0 | 0 | 0 | 0 | 0 | 0.19 | 11546.27108727417 | 27104.036199337854 | OPTIMIZED | INSTALLED |  |  | node_1386997_755_15303827_498 | ABCN | 8104502
heatpump_load_310013941 |  | 0 | 0 | 0 | 0 | 0 | 0 | 0 | 0 | 0 | 0.19 | 21609.716185929778 | 50727.245745118205 | OPTIMIZED | INSTALLED |  |  | node_1386450_611_15301631_65 | AN | 8104502
heatpump_load_310060387 |  | 0 | 0 | 0 | 0 | 0 | 0 | 0 | 0 | 0 | 0.19 | 909.4665580852565 | 2134.9069572510866 | OPTIMIZED | INSTALLED |  |  | node_1387767_506_15303923_127 | CN | 8104502

## LineSpacing
Name | DistanceAB | DistanceAC | DistanceAE | DistanceAN | DistanceBC | DistanceBE | DistanceBN | DistanceCE | DistanceCN | DistanceNE | Feeder | Comments

## Load
Name | GroupId | PriorityLevel | LoadClass | BaseReactivePowerA | BaseReactivePowerB | BaseReactivePowerC | BaseActivePowerA | BaseActivePowerB | BaseActivePowerC | BasePowerA | BasePowerB | BasePowerC | ConstantCurrentAReal | ConstantCurrentAImag | ConstantCurrentA | ConstantCurrentBReal | ConstantCurrentBImag | ConstantCurrentB | ConstantCurrentCReal | ConstantCurrentCImag | ConstantCurrentC | ConstantResistanceA | ConstantReactanceA | ConstantImpedanceA | ConstantResistanceB | ConstantReactanceB | ConstantImpedanceB | ConstantResistanceC | ConstantReactanceC | ConstantImpedanceC | ConstantActivePowerA | ConstantReactivePowerA | ConstantPowerA | ConstantActivePowerB | ConstantReactivePowerB | ConstantPowerB | ConstantActivePowerC | ConstantReactivePowerC | ConstantPowerC | CurrentFractionA | CurrentFractionB | CurrentFractionC | CurrentPfA | CurrentPfB | CurrentPfC | ImpedanceFractionA | ImpedanceFractionB | ImpedanceFractionC | ImpedancePfA | ImpedancePfB | ImpedancePfC | PowerFractionA | PowerFractionB | PowerFractionC | PowerPfA | PowerPfB | PowerPfC | DemandResponseLowerBound | DemandResponseShortageCost | DemandResponseSurplusCost | DemandResponseUpperBound | ActivePowerA | ActivePowerB | ActivePowerC | ReactivePowerA | ReactivePowerB | ReactivePowerC | NominalVoltage | Status | ParentNode | Phases | Feeder | Comments
load_220330638 |  | 0 | R | 0 | 0 | 0 | 0 | 0 | 0 | 0 | 0 | 0 | 0 | 0 | 0+0j | 0 | 0 | 0+0j | 0 | 0 | 0+0j | 0 | 0 | 0+0j | 0 | 0 | 0+0j | 0 | 0 | 0+0j | 108410.4 | 46182.637 | 108410.4+46182.637j | 0 | 0 | 0+0j | 0 | 0 | 0+0j | 0 | 0 | 0 | 0 | 0 | 0 | 0 | 0 | 0 | 0 | 0 | 0 | 0 | 0 | 0 | 0 | 0 | 0 | 1 | 0 | 0 | 1 | 0 | 0 | 0 | 0 | 0 | 0 | 0 | OPEN | node_1388485_295_15304175_067 | AN | 8104502
load_220330639 |  | 0 | C | 0 | 0 | 0 | 0 | 0 | 0 | 0 | 0 | 0 | 0 | 0 | 0+0j | 0 | 0 | 0+0j | 0 | 0 | 0+0j | 0 | 0 | 0+0j | 0 | 0 | 0+0j | 0 | 0 | 0+0j | 590.4 | 251.509 | 590.4+251.509j | 0 | 0 | 0+0j | 0 | 0 | 0+0j | 0 | 0 | 0 | 0 | 0 | 0 | 0 | 0 | 0 | 0 | 0 | 0 | 0 | 0 | 0 | 0 | 0 | 0 | 1 | 0 | 0 | 1 | 0 | 0 | 0 | 0 | 0 | 0 | 0 | OPEN | node_1388793_667_15304035_53 | AN | 8104502
load_220330640 |  | 0 | U | 0 | 0 | 0 | 0 | 0 | 0 | 0 | 0 | 0 | 0 | 0 | 0+0j | 0 | 0 | 0+0j | 0 | 0 | 0+0j | 0 | 0 | 0+0j | 0 | 0 | 0+0j | 0 | 0 | 0+0j | 0 | 0 | 0+0j | 0 | 0 | 0+0j | 0 | 0 | 0+0j | 0 | 0 | 0 | 0 | 0 | 0 | 0 | 0 | 0 | 0 | 0 | 0 | 0 | 0 | 0 | 0 | 0 | 0 | 1 | 0 | 0 | 1 | 0 | 0 | 0 | 0 | 0 | 0 | 0 | OPEN | node_1389073_43_15304079_978 | AN | 8104502
load_220330641 |  | 0 | C | 0 | 0 | 0 | 0 | 0 | 0 | 0 | 0 | 0 | 0 | 0 | 0+0j | 0 | 0 | 0+0j | 0 | 0 | 0+0j | 0 | 0 | 0+0j | 0 | 0 | 0+0j | 0 | 0 | 0+0j | 908000 | 386806.38 | 908000+386806.38j | 0 | 0 | 0+0j | 0 | 0 | 0+0j | 0 | 0 | 0 | 0 | 0 | 0 | 0 | 0 | 0 | 0 | 0 | 0 | 0 | 0 | 0 | 0 | 0 | 0 | 1 | 0 | 0 | 1 | 0 | 0 | 0 | 0 | 0 | 0 | 0 | OPEN | node_1389214_615_15304206_394 | AN | 8104502
load_220330642 |  | 0 | C | 0 | 0 | 0 | 0 | 0 | 0 | 0 | 0 | 0 | 0 | 0 | 0+0j | 0 | 0 | 0+0j | 0 | 0 | 0+0j | 0 | 0 | 0+0j | 0 | 0 | 0+0j | 0 | 0 | 0+0j | 489.6 | 208.569 | 489.6+208.569j | 0 | 0 | 0+0j | 0 | 0 | 0+0j | 0 | 0 | 0 | 0 | 0 | 0 | 0 | 0 | 0 | 0 | 0 | 0 | 0 | 0 | 0 | 0 | 0 | 0 | 1 | 0 | 0 | 1 | 0 | 0 | 0 | 0 | 0 | 0 | 0 | OPEN | node_1389106_23_15303813_007 | AN | 8104502
load_220330643 |  | 0 | C | 0 | 0 | 0 | 0 | 0 | 0 | 0 | 0 | 0 | 0 | 0 | 0+0j | 0 | 0 | 0+0j | 0 | 0 | 0+0j | 0 | 0 | 0+0j | 0 | 0 | 0+0j | 0 | 0 | 0+0j | 849.6 | 361.928 | 849.6+361.928j | 0 | 0 | 0+0j | 0 | 0 | 0+0j | 0 | 0 | 0 | 0 | 0 | 0 | 0 | 0 | 0 | 0 | 0 | 0 | 0 | 0 | 0 | 0 | 0 | 0 | 1 | 0 | 0 | 1 | 0 | 0 | 0 | 0 | 0 | 0 | 0 | OPEN | node_1388796_984_15303598_545 | AN | 8104502
load_220330644 |  | 0 | C | 0 | 0 | 0 | 0 | 0 | 0 | 0 | 0 | 0 | 0 | 0 | 0+0j | 0 | 0 | 0+0j | 0 | 0 | 0+0j | 0 | 0 | 0+0j | 0 | 0 | 0+0j | 0 | 0 | 0+0j | 648 | 276.047 | 648+276.047j | 0 | 0 | 0+0j | 0 | 0 | 0+0j | 0 | 0 | 0 | 0 | 0 | 0 | 0 | 0 | 0 | 0 | 0 | 0 | 0 | 0 | 0 | 0 | 0 | 0 | 1 | 0 | 0 | 1 | 0 | 0 | 0 | 0 | 0 | 0 | 0 | OPEN | node_1388548_39_15303167_284 | AN | 8104502
load_220330645 |  | 0 | R | 0 | 0 | 0 | 0 | 0 | 0 | 0 | 0 | 0 | 0 | 0 | 0+0j | 0 | 0 | 0+0j | 0 | 0 | 0+0j | 0 | 0 | 0+0j | 0 | 0 | 0+0j | 0 | 0 | 0+0j | 116964 | 49826.455 | 116964+49826.455j | 0 | 0 | 0+0j | 0 | 0 | 0+0j | 0 | 0 | 0 | 0 | 0 | 0 | 0 | 0 | 0 | 0 | 0 | 0 | 0 | 0 | 0 | 0 | 0 | 0 | 1 | 0 | 0 | 1 | 0 | 0 | 0 | 0 | 0 | 0 | 0 | OPEN | node_1388569_851_15303844_137 | AN | 8104502
load_220330646 |  | 0 | C | 0 | 0 | 0 | 0 | 0 | 0 | 0 | 0 | 0 | 0 | 0 | 0+0j | 0 | 0 | 0+0j | 0 | 0 | 0+0j | 0 | 0 | 0+0j | 0 | 0 | 0+0j | 0 | 0 | 0+0j | 907.2 | 386.466 | 907.2+386.466j | 0 | 0 | 0+0j | 0 | 0 | 0+0j | 0 | 0 | 0 | 0 | 0 | 0 | 0 | 0 | 0 | 0 | 0 | 0 | 0 | 0 | 0 | 0 | 0 | 0 | 1 | 0 | 0 | 1 | 0 | 0 | 0 | 0 | 0 | 0 | 0 | OPEN | node_1388648_861_15301584_082 | AN | 8104502
load_220330647 |  | 0 | R | 0 | 0 | 0 | 0 | 0 | 0 | 0 | 0 | 0 | 0 | 0 | 0+0j | 0 | 0 | 0+0j | 0 | 0 | 0+0j | 0 | 0 | 0+0j | 0 | 0 | 0+0j | 0 | 0 | 0+0j | 7372.8 | 3140.8 | 7372.8+3140.8j | 0 | 0 | 0+0j | 0 | 0 | 0+0j | 0 | 0 | 0 | 0 | 0 | 0 | 0 | 0 | 0 | 0 | 0 | 0 | 0 | 0 | 0 | 0 | 0 | 0 | 1 | 0 | 0 | 1 | 0 | 0 | 0 | 0 | 0 | 0 | 0 | OPEN | node_1388587_723_15302309_797 | AN | 8104502
load_220330648 |  | 0 | R | 0 | 0 | 0 | 0 | 0 | 0 | 0 | 0 | 0 | 0 | 0 | 0+0j | 0 | 0 | 0+0j | 0 | 0 | 0+0j | 0 | 0 | 0+0j | 0 | 0 | 0+0j | 0 | 0 | 0+0j | 54151.2 | 23068.315 | 54151.2+23068.315j | 0 | 0 | 0+0j | 0 | 0 | 0+0j | 0 | 0 | 0 | 0 | 0 | 0 | 0 | 0 | 0 | 0 | 0 | 0 | 0 | 0 | 0 | 0 | 0 | 0 | 1 | 0 | 0 | 1 | 0 | 0 | 0 | 0 | 0 | 0 | 0 | OPEN | node_1388687_739_15302527_214 | AN | 8104502
load_220330649 |  | 0 | C | 0 | 0 | 0 | 0 | 0 | 0 | 0 | 0 | 0 | 0 | 0 | 0+0j | 0 | 0 | 0+0j | 0 | 0 | 0+0j | 0 | 0 | 0+0j | 0 | 0 | 0+0j | 0 | 0 | 0+0j | 820.8 | 349.659 | 820.8+349.659j | 0 | 0 | 0+0j | 0 | 0 | 0+0j | 0 | 0 | 0 | 0 | 0 | 0 | 0 | 0 | 0 | 0 | 0 | 0 | 0 | 0 | 0 | 0 | 0 | 0 | 1 | 0 | 0 | 1 | 0 | 0 | 0 | 0 | 0 | 0 | 0 | OPEN | node_1389131_771_15302511_91 | AN | 8104502
load_220330650 |  | 0 | R | 0 | 0 | 0 | 0 | 0 | 0 | 0 | 0 | 0 | 0 | 0 | 0+0j | 0 | 0 | 0+0j | 0 | 0 | 0+0j | 0 | 0 | 0+0j | 0 | 0 | 0+0j | 0 | 0 | 0+0j | 66009.6 | 28119.972 | 66009.6+28119.972j | 0 | 0 | 0+0j | 0 | 0 | 0+0j | 0 | 0 | 0 | 0 | 0 | 0 | 0 | 0 | 0 | 0 | 0 | 0 | 0 | 0 | 0 | 0 | 0 | 0 | 1 | 0 | 0 | 1 | 0 | 0 | 0 | 0 | 0 | 0 | 0 | OPEN | node_1389536_46_15302349_68 | AN | 8104502
load_220330651 |  | 0 | R | 0 | 0 | 0 | 0 | 0 | 0 | 0 | 0 | 0 | 0 | 0 | 0+0j | 0 | 0 | 0+0j | 0 | 0 | 0+0j | 0 | 0 | 0+0j | 0 | 0 | 0+0j | 0 | 0 | 0+0j | 61927.2 | 26380.877 | 61927.2+26380.877j | 0 | 0 | 0+0j | 0 | 0 | 0+0j | 0 | 0 | 0 | 0 | 0 | 0 | 0 | 0 | 0 | 0 | 0 | 0 | 0 | 0 | 0 | 0 | 0 | 0 | 1 | 0 | 0 | 1 | 0 | 0 | 0 | 0 | 0 | 0 | 0 | OPEN | node_1389211_607_15302046_885 | AN | 8104502
load_220330652 |  | 0 | C | 0 | 0 | 0 | 0 | 0 | 0 | 0 | 0 | 0 | 0 | 0 | 0+0j | 0 | 0 | 0+0j | 0 | 0 | 0+0j | 0 | 0 | 0+0j | 0 | 0 | 0+0j | 0 | 0 | 0+0j | 799.2 | 340.458 | 799.2+340.458j | 0 | 0 | 0+0j | 0 | 0 | 0+0j | 0 | 0 | 0 | 0 | 0 | 0 | 0 | 0 | 0 | 0 | 0 | 0 | 0 | 0 | 0 | 0 | 0 | 0 | 1 | 0 | 0 | 1 | 0 | 0 | 0 | 0 | 0 | 0 | 0 | OPEN | node_1389289_726_15301796_61 | AN | 8104502
load_220330653 |  | 0 | R | 0 | 0 | 0 | 0 | 0 | 0 | 0 | 0 | 0 | 0 | 0 | 0+0j | 0 | 0 | 0+0j | 0 | 0 | 0+0j | 0 | 0 | 0+0j | 0 | 0 | 0+0j | 0 | 0 | 0+0j | 113068.8 | 48167.107 | 113068.8+48167.107j | 0 | 0 | 0+0j | 0 | 0 | 0+0j | 0 | 0 | 0 | 0 | 0 | 0 | 0 | 0 | 0 | 0 | 0 | 0 | 0 | 0 | 0 | 0 | 0 | 0 | 1 | 0 | 0 | 1 | 0 | 0 | 0 | 0 | 0 | 0 | 0 | OPEN | node_1389013_962_15301530_301 | AN | 8104502
load_220332953 |  | 0 | C | 0 | 0 | 0 | 0 | 0 | 0 | 0 | 0 | 0 | 0 | 0 | 0+0j | 0 | 0 | 0+0j | 0 | 0 | 0+0j | 0 | 0 | 0+0j | 0 | 0 | 0+0j | 0 | 0 | 0+0j | 3117.6 | 1328.092 | 3117.6+1328.092j | 0 | 0 | 0+0j | 0 | 0 | 0+0j | 0 | 0 | 0 | 0 | 0 | 0 | 0 | 0 | 0 | 0 | 0 | 0 | 0 | 0 | 0 | 0 | 0 | 0 | 1 | 0 | 0 | 1 | 0 | 0 | 0 | 0 | 0 | 0 | 0 | OPEN | node_1388365_389_15302223_002 | AN | 8104502
load_220338647 |  | 0 | C | 0 | 0 | 0 | 0 | 0 | 0 | 0 | 0 | 0 | 0 | 0 | 0+0j | 0 | 0 | 0+0j | 0 | 0 | 0+0j | 0 | 0 | 0+0j | 0 | 0 | 0+0j | 0 | 0 | 0+0j | 4666.667 | 1987.992 | 4666.667+1987.992j | 4666.667 | 1987.992 | 4666.667+1987.992j | 4666.667 | 1987.992 | 4666.667+1987.992j | 0 | 0 | 0 | 0 | 0 | 0 | 0 | 0 | 0 | 0 | 0 | 0 | 0 | 0 | 0 | 0 | 0 | 0 | 1 | 0 | 0 | 1 | 0 | 0 | 0 | 0 | 0 | 0 | 0 | OPEN | node_1387789_664_15302859_574 | ABCN | 8104502
load_220338811 |  | 0 | R | 0 | 0 | 0 | 0 | 0 | 0 | 0 | 0 | 0 | 0 | 0 | 0+0j | 0 | 0 | 0+0j | 0 | 0 | 0+0j | 0 | 0 | 0+0j | 0 | 0 | 0+0j | 0 | 0 | 0+0j | 9000 | 3833.984 | 9000+3833.984j | 0 | 0 | 0+0j | 0 | 0 | 0+0j | 0 | 0 | 0 | 0 | 0 | 0 | 0 | 0 | 0 | 0 | 0 | 0 | 0 | 0 | 0 | 0 | 0 | 0 | 1 | 0 | 0 | 1 | 0 | 0 | 0 | 0 | 0 | 0 | 0 | OPEN | node_1386639_934_15301749_326 | AN | 8104502
load_220338812 |  | 0 | R | 0 | 0 | 0 | 0 | 0 | 0 | 0 | 0 | 0 | 0 | 0 | 0+0j | 0 | 0 | 0+0j | 0 | 0 | 0+0j | 0 | 0 | 0+0j | 0 | 0 | 0+0j | 0 | 0 | 0+0j | 4356 | 1855.648 | 4356+1855.648j | 0 | 0 | 0+0j | 0 | 0 | 0+0j | 0 | 0 | 0 | 0 | 0 | 0 | 0 | 0 | 0 | 0 | 0 | 0 | 0 | 0 | 0 | 0 | 0 | 0 | 1 | 0 | 0 | 1 | 0 | 0 | 0 | 0 | 0 | 0 | 0 | OPEN | node_1387333_445_15302689_86 | AN | 8104502
load_220338813 |  | 0 | R | 0 | 0 | 0 | 0 | 0 | 0 | 0 | 0 | 0 | 0 | 0 | 0+0j | 0 | 0 | 0+0j | 0 | 0 | 0+0j | 0 | 0 | 0+0j | 0 | 0 | 0+0j | 0 | 0 | 0+0j | 10670.4 | 4545.571 | 10670.4+4545.571j | 0 | 0 | 0+0j | 0 | 0 | 0+0j | 0 | 0 | 0 | 0 | 0 | 0 | 0 | 0 | 0 | 0 | 0 | 0 | 0 | 0 | 0 | 0 | 0 | 0 | 1 | 0 | 0 | 1 | 0 | 0 | 0 | 0 | 0 | 0 | 0 | OPEN | node_1387556_551_15303068_644 | AN | 8104502
load_220338815 |  | 0 | U | 0 | 0 | 0 | 0 | 0 | 0 | 0 | 0 | 0 | 0 | 0 | 0+0j | 0 | 0 | 0+0j | 0 | 0 | 0+0j | 0 | 0 | 0+0j | 0 | 0 | 0+0j | 0 | 0 | 0+0j | 0 | 0 | 0+0j | 0 | 0 | 0+0j | 0 | 0 | 0+0j | 0 | 0 | 0 | 0 | 0 | 0 | 0 | 0 | 0 | 0 | 0 | 0 | 0 | 0 | 0 | 0 | 0 | 0 | 1 | 0 | 0 | 1 | 0 | 0 | 0 | 0 | 0 | 0 | 0 | OPEN | node_1387974_216_15303583_354 | AN | 8104502
load_220338817 |  | 0 | C | 0 | 0 | 0 | 0 | 0 | 0 | 0 | 0 | 0 | 0 | 0 | 0+0j | 0 | 0 | 0+0j | 0 | 0 | 0+0j | 0 | 0 | 0+0j | 0 | 0 | 0+0j | 0 | 0 | 0+0j | 46000 | 19595.918 | 46000+19595.918j | 0 | 0 | 0+0j | 0 | 0 | 0+0j | 0 | 0 | 0 | 0 | 0 | 0 | 0 | 0 | 0 | 0 | 0 | 0 | 0 | 0 | 0 | 0 | 0 | 0 | 1 | 0 | 0 | 1 | 0 | 0 | 0 | 0 | 0 | 0 | 0 | OPEN | node_1387758_795_15303899_132 | AN | 8104502
load_220338818 |  | 0 | C | 0 | 0 | 0 | 0 | 0 | 0 | 0 | 0 | 0 | 0 | 0 | 0+0j | 0 | 0 | 0+0j | 0 | 0 | 0+0j | 0 | 0 | 0+0j | 0 | 0 | 0+0j | 0 | 0 | 0+0j | 0 | 0 | 0+0j | 46000 | 19595.918 | 46000+19595.918j | 0 | 0 | 0+0j | 0 | 0 | 0 | 0 | 0 | 0 | 0 | 0 | 0 | 0 | 0 | 0 | 0 | 0 | 0 | 0 | 0 | 0 | 1 | 0 | 0 | 1 | 0 | 0 | 0 | 0 | 0 | 0 | 0 | OPEN | node_1387754_99_15303872_966 | BN | 8104502
load_220338819 |  | 0 | C | 0 | 0 | 0 | 0 | 0 | 0 | 0 | 0 | 0 | 0 | 0 | 0+0j | 0 | 0 | 0+0j | 0 | 0 | 0+0j | 0 | 0 | 0+0j | 0 | 0 | 0+0j | 0 | 0 | 0+0j | 29000 | 12353.948 | 29000+12353.948j | 0 | 0 | 0+0j | 0 | 0 | 0+0j | 0 | 0 | 0 | 0 | 0 | 0 | 0 | 0 | 0 | 0 | 0 | 0 | 0 | 0 | 0 | 0 | 0 | 0 | 1 | 0 | 0 | 1 | 0 | 0 | 0 | 0 | 0 | 0 | 0 | OPEN | node_1388204_677_15304315_362 | AN | 8104502
load_220338820 |  | 0 | R | 0 | 0 | 0 | 0 | 0 | 0 | 0 | 0 | 0 | 0 | 0 | 0+0j | 0 | 0 | 0+0j | 0 | 0 | 0+0j | 0 | 0 | 0+0j | 0 | 0 | 0+0j | 0 | 0 | 0+0j | 43380 | 18479.803 | 43380+18479.803j | 0 | 0 | 0+0j | 0 | 0 | 0+0j | 0 | 0 | 0 | 0 | 0 | 0 | 0 | 0 | 0 | 0 | 0 | 0 | 0 | 0 | 0 | 0 | 0 | 0 | 1 | 0 | 0 | 1 | 0 | 0 | 0 | 0 | 0 | 0 | 0 | OPEN | node_1388187_088_15304637_362 | AN | 8104502
load_220338858 |  | 0 | R | 0 | 0 | 0 | 0 | 0 | 0 | 0 | 0 | 0 | 0 | 0 | 0+0j | 0 | 0 | 0+0j | 0 | 0 | 0+0j | 0 | 0 | 0+0j | 0 | 0 | 0+0j | 0 | 0 | 0+0j | 41277.6 | 17584.184 | 41277.6+17584.184j | 0 | 0 | 0+0j | 0 | 0 | 0+0j | 0 | 0 | 0 | 0 | 0 | 0 | 0 | 0 | 0 | 0 | 0 | 0 | 0 | 0 | 0 | 0 | 0 | 0 | 1 | 0 | 0 | 1 | 0 | 0 | 0 | 0 | 0 | 0 | 0 | OPEN | node_1387214_717_15302869_344 | AN | 8104502
load_220338859 |  | 0 | R | 0 | 0 | 0 | 0 | 0 | 0 | 0 | 0 | 0 | 0 | 0 | 0+0j | 0 | 0 | 0+0j | 0 | 0 | 0+0j | 0 | 0 | 0+0j | 0 | 0 | 0+0j | 0 | 0 | 0+0j | 62546.4 | 26644.655 | 62546.4+26644.655j | 0 | 0 | 0+0j | 0 | 0 | 0+0j | 0 | 0 | 0 | 0 | 0 | 0 | 0 | 0 | 0 | 0 | 0 | 0 | 0 | 0 | 0 | 0 | 0 | 0 | 1 | 0 | 0 | 1 | 0 | 0 | 0 | 0 | 0 | 0 | 0 | OPEN | node_1386846_451_15302788_603 | AN | 8104502
load_220338861 |  | 0 | R | 0 | 0 | 0 | 0 | 0 | 0 | 0 | 0 | 0 | 0 | 0 | 0+0j | 0 | 0 | 0+0j | 0 | 0 | 0+0j | 0 | 0 | 0+0j | 0 | 0 | 0+0j | 0 | 0 | 0+0j | 37281.6 | 15881.895 | 37281.6+15881.895j | 0 | 0 | 0+0j | 0 | 0 | 0+0j | 0 | 0 | 0 | 0 | 0 | 0 | 0 | 0 | 0 | 0 | 0 | 0 | 0 | 0 | 0 | 0 | 0 | 0 | 1 | 0 | 0 | 1 | 0 | 0 | 0 | 0 | 0 | 0 | 0 | OPEN | node_1388425_414_15304457_625 | AN | 8104502
load_220338862 |  | 0 | R | 0 | 0 | 0 | 0 | 0 | 0 | 0 | 0 | 0 | 0 | 0 | 0+0j | 0 | 0 | 0+0j | 0 | 0 | 0+0j | 0 | 0 | 0+0j | 0 | 0 | 0+0j | 0 | 0 | 0+0j | 31298.4 | 13333.063 | 31298.4+13333.063j | 0 | 0 | 0+0j | 0 | 0 | 0+0j | 0 | 0 | 0 | 0 | 0 | 0 | 0 | 0 | 0 | 0 | 0 | 0 | 0 | 0 | 0 | 0 | 0 | 0 | 1 | 0 | 0 | 1 | 0 | 0 | 0 | 0 | 0 | 0 | 0 | OPEN | node_1388933_982_15304488_299 | AN | 8104502
load_220514204 |  | 0 | U | 0 | 0 | 0 | 0 | 0 | 0 | 0 | 0 | 0 | 0 | 0 | 0+0j | 0 | 0 | 0+0j | 0 | 0 | 0+0j | 0 | 0 | 0+0j | 0 | 0 | 0+0j | 0 | 0 | 0+0j | 0 | 0 | 0+0j | 0 | 0 | 0+0j | 0 | 0 | 0+0j | 0 | 0 | 0 | 0 | 0 | 0 | 0 | 0 | 0 | 0 | 0 | 0 | 0 | 0 | 0 | 0 | 0 | 0 | 1 | 0 | 0 | 1 | 0 | 0 | 0 | 0 | 0 | 0 | 0 | OPEN | node_1387844_719_15303432_883 | AN | 8104502
load_220529921 |  | 0 | C | 0 | 0 | 0 | 0 | 0 | 0 | 0 | 0 | 0 | 0 | 0 | 0+0j | 0 | 0 | 0+0j | 0 | 0 | 0+0j | 0 | 0 | 0+0j | 0 | 0 | 0+0j | 0 | 0 | 0+0j | 194666.667 | 82927.653 | 194666.667+82927.653j | 194666.667 | 82927.653 | 194666.667+82927.653j | 194666.667 | 82927.653 | 194666.667+82927.653j | 0 | 0 | 0 | 0 | 0 | 0 | 0 | 0 | 0 | 0 | 0 | 0 | 0 | 0 | 0 | 0 | 0 | 0 | 1 | 0 | 0 | 1 | 0 | 0 | 0 | 0 | 0 | 0 | 0 | OPEN | node_1386997_755_15303827_498 | ABCN | 8104502
load_310013941 |  | 0 | C | 0 | 0 | 0 | 0 | 0 | 0 | 0 | 0 | 0 | 0 | 0 | 0+0j | 0 | 0 | 0+0j | 0 | 0 | 0+0j | 0 | 0 | 0+0j | 0 | 0 | 0+0j | 0 | 0 | 0+0j | 1093000 | 465616.05 | 1093000+465616.05j | 0 | 0 | 0+0j | 0 | 0 | 0+0j | 0 | 0 | 0 | 0 | 0 | 0 | 0 | 0 | 0 | 0 | 0 | 0 | 0 | 0 | 0 | 0 | 0 | 0 | 1 | 0 | 0 | 1 | 0 | 0 | 0 | 0 | 0 | 0 | 0 | OPEN | node_1386450_611_15301631_65 | AN | 8104502
load_310060387 |  | 0 | C | 0 | 0 | 0 | 0 | 0 | 0 | 0 | 0 | 0 | 0 | 0 | 0+0j | 0 | 0 | 0+0j | 0 | 0 | 0+0j | 0 | 0 | 0+0j | 0 | 0 | 0+0j | 0 | 0 | 0+0j | 0 | 0 | 0+0j | 0 | 0 | 0+0j | 46000 | 19595.918 | 46000+19595.918j | 0 | 0 | 0 | 0 | 0 | 0 | 0 | 0 | 0 | 0 | 0 | 0 | 0 | 0 | 0 | 0 | 0 | 0 | 1 | 0 | 0 | 1 | 0 | 0 | 0 | 0 | 0 | 0 | 0 | OPEN | node_1387767_506_15303923_127 | CN | 8104502

## OverheadLineConductor
Name | Diameter | GeometricMeanRadius | RatingSummerContinuous | RatingSummerEmergency | RatingWinterContinuous | RatingWinterEmergency | Feeder | Comments
oh_cond_1/0_AAAC | 0.398 | 0.012 | 235 | 235 | 310 | 310 | 8104502
oh_cond_1/0_ACSR | 0.398 | 0.012 | 265 | 265 | 330 | 330 | 8104502
oh_cond_4/0_AAAC | 0.563 | 0.017 | 365 | 365 | 480 | 480 | 8104502
oh_cond_4/0_ACSR | 0.563 | 0.017 | 410 | 410 | 515 | 515 | 8104502
oh_cond_WP-4/0-CU | 0.81 | 0.015 | 340 | 340 | 390 | 390 | 8104502

## OverheadLineConfiguration
Name | ConductorA | ConductorB | ConductorC | ConductorN | LineSpacing | Capacitance11 | Capacitance12 | Capacitance13 | Capacitance21 | Capacitance22 | Capacitance23 | Capacitance31 | Capacitance32 | Capacitance33 | Impedance11 | Impedance12 | Impedance13 | Impedance21 | Impedance22 | Impedance23 | Impedance31 | Impedance32 | Impedance33 | Feeder | Comments
bal_1P_1/0AA_1/0AA(N) | oh_cond_1/0_AAAC | oh_cond_1/0_AAAC | oh_cond_1/0_AAAC | oh_cond_1/0_AAAC |  | 13.243 | -2.726 | -2.726 | -2.726 | 13.243 | -2.726 | -2.726 | -2.726 | 13.243 | 1.078+1.186j | 0.201+0.467j | 0.201+0.467j | 0.201+0.467j | 1.078+1.186j | 0.201+0.467j | 0.201+0.467j | 0.201+0.467j | 1.078+1.186j | 8104502
bal_1P_1/0AA_4/0AC(N) | oh_cond_1/0_AAAC | oh_cond_1/0_AAAC | oh_cond_1/0_AAAC | oh_cond_4/0_ACSR |  | 13.267 | -2.702 | -2.702 | -2.702 | 13.267 | -2.702 | -2.702 | -2.702 | 13.267 | 1.012+1.121j | 0.136+0.403j | 0.136+0.403j | 0.136+0.403j | 1.012+1.121j | 0.136+0.403j | 0.136+0.403j | 0.136+0.403j | 1.012+1.121j | 8104502
bal_1P_1/0AC_4/0AC(N) | oh_cond_1/0_ACSR | oh_cond_1/0_ACSR | oh_cond_1/0_ACSR | oh_cond_4/0_ACSR |  | 13.267 | -2.702 | -2.702 | -2.702 | 13.267 | -2.702 | -2.702 | -2.702 | 13.267 | 1.024+1.119j | 0.136+0.403j | 0.136+0.403j | 0.136+0.403j | 1.024+1.119j | 0.136+0.403j | 0.136+0.403j | 0.136+0.403j | 1.024+1.119j | 8104502
bal_1P_4/0AA_1/0AA(N) | oh_cond_4/0_AAAC | oh_cond_4/0_AAAC | oh_cond_4/0_AAAC | oh_cond_1/0_AAAC |  | 14.027 | -2.996 | -2.996 | -2.996 | 14.027 | -2.996 | -2.996 | -2.996 | 14.027 | 0.64+1.144j | 0.201+0.467j | 0.201+0.467j | 0.201+0.467j | 0.64+1.144j | 0.201+0.467j | 0.201+0.467j | 0.201+0.467j | 0.64+1.144j | 8104502
bal_1P_4/0AC_1/0AA(N) | oh_cond_4/0_ACSR | oh_cond_4/0_ACSR | oh_cond_4/0_ACSR | oh_cond_1/0_AAAC |  | 14.027 | -2.996 | -2.996 | -2.996 | 14.027 | -2.996 | -2.996 | -2.996 | 14.027 | 0.646+1.144j | 0.201+0.467j | 0.201+0.467j | 0.201+0.467j | 0.646+1.144j | 0.201+0.467j | 0.201+0.467j | 0.201+0.467j | 0.646+1.144j | 8104502
bal_1P_4/0AC_1/0AC(N) | oh_cond_4/0_ACSR | oh_cond_4/0_ACSR | oh_cond_4/0_ACSR | oh_cond_1/0_ACSR |  | 14.027 | -2.996 | -2.996 | -2.996 | 14.027 | -2.996 | -2.996 | -2.996 | 14.027 | 0.648+1.145j | 0.203+0.469j | 0.203+0.469j | 0.203+0.469j | 0.648+1.145j | 0.203+0.469j | 0.203+0.469j | 0.203+0.469j | 0.648+1.145j | 8104502
bal_3P_1/0AA_1/0AA(N) | oh_cond_1/0_AAAC | oh_cond_1/0_AAAC | oh_cond_1/0_AAAC | oh_cond_1/0_AAAC |  | 13.243 | -2.726 | -2.726 | -2.726 | 13.243 | -2.726 | -2.726 | -2.726 | 13.243 | 1.078+1.186j | 0.201+0.467j | 0.201+0.467j | 0.201+0.467j | 1.078+1.186j | 0.201+0.467j | 0.201+0.467j | 0.201+0.467j | 1.078+1.186j | 8104502
bal_3P_4/0AA_1/0AA(N) | oh_cond_4/0_AAAC | oh_cond_4/0_AAAC | oh_cond_4/0_AAAC | oh_cond_1/0_AAAC |  | 14.027 | -2.996 | -2.996 | -2.996 | 14.027 | -2.996 | -2.996 | -2.996 | 14.027 | 0.64+1.144j | 0.201+0.467j | 0.201+0.467j | 0.201+0.467j | 0.64+1.144j | 0.201+0.467j | 0.201+0.467j | 0.201+0.467j | 0.64+1.144j | 8104502
bal_3P_4/0AA_4/0AC(N) | oh_cond_4/0_AAAC | oh_cond_4/0_AAAC | oh_cond_4/0_AAAC | oh_cond_4/0_ACSR |  | 14.052 | -2.971 | -2.971 | -2.971 | 14.052 | -2.971 | -2.971 | -2.971 | 14.052 | 0.575+1.079j | 0.136+0.403j | 0.136+0.403j | 0.136+0.403j | 0.575+1.079j | 0.136+0.403j | 0.136+0.403j | 0.136+0.403j | 0.575+1.079j | 8104502
bal_3P_4/0AC_1/0AA(N) | oh_cond_4/0_ACSR | oh_cond_4/0_ACSR | oh_cond_4/0_ACSR | oh_cond_1/0_AAAC |  | 14.027 | -2.996 | -2.996 | -2.996 | 14.027 | -2.996 | -2.996 | -2.996 | 14.027 | 0.646+1.144j | 0.201+0.467j | 0.201+0.467j | 0.201+0.467j | 0.646+1.144j | 0.201+0.467j | 0.201+0.467j | 0.201+0.467j | 0.646+1.144j | 8104502
bal_3P_4/0AC_1/0AC(N) | oh_cond_4/0_ACSR | oh_cond_4/0_ACSR | oh_cond_4/0_ACSR | oh_cond_1/0_ACSR |  | 14.027 | -2.996 | -2.996 | -2.996 | 14.027 | -2.996 | -2.996 | -2.996 | 14.027 | 0.648+1.145j | 0.203+0.469j | 0.203+0.469j | 0.203+0.469j | 0.648+1.145j | 0.203+0.469j | 0.203+0.469j | 0.203+0.469j | 0.648+1.145j | 8104502
unb_TAPWIRE_OH | oh_cond_WP-4/0-CU | oh_cond_WP-4/0-CU | oh_cond_WP-4/0-CU | oh_cond_WP-4/0-CU |  | 14.911 | -4.341 | -1.953 | -4.341 | 15.781 | -3.724 | -1.953 | -3.724 | 14.818 | 0.365+1.097j | 0.093+0.433j | 0.094+0.34j | 0.093+0.433j | 0.368+1.078j | 0.095+0.401j | 0.094+0.34j | 0.095+0.401j | 0.368+1.077j | 8104502

## Recloser
Name | GroupId | RetryTime | MaximumNumberOfTries | Status | From | To | Length | Phases | Feeder | Comments

## RegulatorConfiguration
Name | CurrentTransducerPhase | PowerTransducerPhase | Regulation | Control | Type | CompensatorResistiveSettingA | CompensatorResistiveSettingB | CompensatorResistiveSettingC | CompensatorReactiveSettingA | CompensatorReactiveSettingB | CompensatorReactiveSettingC | BandCenter | BandWidth | CurrentTransducerRatio | PowerTransducerRatio | ConnectType | ControlLevel | DwellTime | TimeDelay | LowerTaps | RaiseTaps | TapPositionA | TapPositionB | TapPositionC | Feeder | Comments

## Sectionalizer
Name | GroupId | OperatingMode | PhaseAState | PhaseBState | PhaseCState | CurrentInAReal | CurrentInAImag | CurrentInA | CurrentInBReal | CurrentInBImag | CurrentInB | CurrentInCReal | CurrentInCImag | CurrentInC | CurrentOutAReal | CurrentOutAImag | CurrentOutA | CurrentOutBReal | CurrentOutBImag | CurrentOutB | CurrentOutCReal | CurrentOutCImag | CurrentOutC | ActivePowerInA | ReactivePowerInA | PowerInA | ActivePowerInB | ReactivePowerInB | PowerInB | ActivePowerInC | ReactivePowerInC | PowerInC | ActivePowerOutA | ReactivePowerOutA | PowerOutA | ActivePowerOutB | ReactivePowerOutB | PowerOutB | ActivePowerOutC | ReactivePowerOutC | PowerOutC | Status | From | To | Length | Phases | Feeder | Comments

## Solar
Name | GroupId | SpillageCost | CapitalCost | FixedOperatingCost | VariableOperatingCost | MaxReactivePower | MaxActivePower | OutputSchedule | PlanningStatus | UnitType | UnitSubtype | ParentNode | Phases | Feeder | Comments
solar_load_220330638 |  | 0 | 0 | 0 | 0.001 | 22877.8817327075 | 53704.17262651141 | OPTIMIZED | INSTALLED | solar_pv |  | node_1388485_295_15304175_067 | AN | 8104502
solar_load_220330639 |  | 0 | 0 | 0 | 0.001 | 124.59213094980977 | 292.47141896619087 | OPTIMIZED | INSTALLED | solar_pv |  | node_1388793_667_15304035_53 | AN | 8104502
solar_load_220330640 |  | 0 | 0 | 0 | 0.001 | 0 | 0 | OPTIMIZED | INSTALLED | solar_pv |  | node_1389073_43_15304079_978 | AN | 8104502
solar_load_220330641 |  | 0 | 0 | 0 | 0.001 | 191615.53323810236 | 449803.6050496296 | OPTIMIZED | INSTALLED | solar_pv |  | node_1389214_615_15304206_394 | AN | 8104502
solar_load_220330642 |  | 0 | 0 | 0 | 0.001 | 103.32058160968742 | 242.5372742646461 | OPTIMIZED | INSTALLED | solar_pv |  | node_1389106_23_15303813_007 | AN | 8104502
solar_load_220330643 |  | 0 | 0 | 0 | 0.001 | 179.29132067004662 | 420.8735053415918 | OPTIMIZED | INSTALLED | solar_pv |  | node_1388796_984_15303598_545 | AN | 8104502
solar_load_220330644 |  | 0 | 0 | 0 | 0.001 | 136.7477266113823 | 321.0052159385022 | OPTIMIZED | INSTALLED | solar_pv |  | node_1388548_39_15303167_284 | AN | 8104502
solar_load_220330645 |  | 0 | 0 | 0 | 0.001 | 24682.95053506954 | 57941.44147689964 | OPTIMIZED | INSTALLED | solar_pv |  | node_1388569_851_15303844_137 | AN | 8104502
solar_load_220330646 |  | 0 | 0 | 0 | 0.001 | 191.4469163316191 | 449.4073023139031 | OPTIMIZED | INSTALLED | solar_pv |  | node_1388648_861_15301584_082 | AN | 8104502
solar_load_220330647 |  | 0 | 0 | 0 | 0.001 | 1555.8845404624192 | 3652.326012455847 | OPTIMIZED | INSTALLED | solar_pv |  | node_1388587_723_15302309_797 | AN | 8104502
solar_load_220330648 |  | 0 | 0 | 0 | 0.001 | 11427.545428877142 | 26825.335878594164 | OPTIMIZED | INSTALLED | solar_pv |  | node_1388687_739_15302527_214 | AN | 8104502
solar_load_220330649 |  | 0 | 0 | 0 | 0.001 | 173.21352283926038 | 406.6066068554361 | OPTIMIZED | INSTALLED | solar_pv |  | node_1389131_771_15302511_91 | AN | 8104502
solar_load_220330650 |  | 0 | 0 | 0 | 0.001 | 13930.02729019234 | 32699.731330268758 | OPTIMIZED | INSTALLED | solar_pv |  | node_1389536_46_15302349_68 | AN | 8104502
solar_load_220330651 |  | 0 | 0 | 0 | 0.001 | 13068.517157456892 | 30677.39846985619 | OPTIMIZED | INSTALLED | solar_pv |  | node_1389211_607_15302046_885 | AN | 8104502
solar_load_220330652 |  | 0 | 0 | 0 | 0.001 | 168.6555459999855 | 395.9064329908193 | OPTIMIZED | INSTALLED | solar_pv |  | node_1389289_726_15301796_61 | AN | 8104502
solar_load_220330653 |  | 0 | 0 | 0 | 0.001 | 23860.945345166576 | 56011.8434566471 | OPTIMIZED | INSTALLED | solar_pv |  | node_1389013_962_15301530_301 | AN | 8104502
solar_load_220332953 |  | 0 | 0 | 0 | 0.001 | 657.9081161206748 | 1544.3917611263494 | OPTIMIZED | INSTALLED | solar_pv |  | node_1388365_389_15302223_002 | AN | 8104502
solar_load_220338647 |  | 0 | 0 | 0 | 0.001 | 2954.4250057593276 | 6935.298370592973 | OPTIMIZED | INSTALLED | solar_pv |  | node_1387789_664_15302859_574 | ABCN | 8104502
solar_load_220338811 |  | 0 | 0 | 0 | 0.001 | 1899.2729349147567 | 4458.4057769236415 | OPTIMIZED | INSTALLED | solar_pv |  | node_1386639_934_15301749_326 | AN | 8104502
solar_load_220338812 |  | 0 | 0 | 0 | 0.001 | 919.2479736818667 | 2157.8683960310423 | OPTIMIZED | INSTALLED | solar_pv |  | node_1387333_445_15302689_86 | AN | 8104502
solar_load_220338813 |  | 0 | 0 | 0 | 0.001 | 2251.7777784240634 | 5285.885889120669 | OPTIMIZED | INSTALLED | solar_pv |  | node_1387556_551_15303068_644 | AN | 8104502
solar_load_220338815 |  | 0 | 0 | 0 | 0.001 | 0 | 0 | OPTIMIZED | INSTALLED | solar_pv |  | node_1387974_216_15303583_354 | AN | 8104502
solar_load_220338817 |  | 0 | 0 | 0 | 0.001 | 9707.39489059133 | 22787.40730427639 | OPTIMIZED | INSTALLED | solar_pv |  | node_1387758_795_15303899_132 | AN | 8104502
solar_load_220338818 |  | 0 | 0 | 0 | 0.001 | 9707.39489059133 | 22787.40730427639 | OPTIMIZED | INSTALLED | solar_pv |  | node_1387754_99_15303872_966 | BN | 8104502
solar_load_220338819 |  | 0 | 0 | 0 | 0.001 | 6119.879236779363 | 14365.97417008729 | OPTIMIZED | INSTALLED | solar_pv |  | node_1388204_677_15304315_362 | AN | 8104502
solar_load_220338820 |  | 0 | 0 | 0 | 0.001 | 9154.495605734537 | 21489.51584477195 | OPTIMIZED | INSTALLED | solar_pv |  | node_1388187_088_15304637_362 | AN | 8104502
solar_load_220338858 |  | 0 | 0 | 0 | 0.001 | 8710.825280898696 | 20448.03225528259 | OPTIMIZED | INSTALLED | solar_pv |  | node_1387214_717_15302869_344 | AN | 8104502
solar_load_220338859 |  | 0 | 0 | 0 | 0.001 | 13199.187086237487 | 30984.13678730854 | OPTIMIZED | INSTALLED | solar_pv |  | node_1386846_451_15302788_603 | AN | 8104502
solar_load_220338861 |  | 0 | 0 | 0 | 0.001 | 7867.548046277188 | 18468.500090328493 | OPTIMIZED | INSTALLED | solar_pv |  | node_1388425_414_15304457_625 | AN | 8104502
solar_load_220338862 |  | 0 | 0 | 0 | 0.001 | 6604.911678142984 | 15504.551929829657 | OPTIMIZED | INSTALLED | solar_pv |  | node_1388933_982_15304488_299 | AN | 8104502
solar_load_220514204 |  | 0 | 0 | 0 | 0.001 | 0 | 0 | OPTIMIZED | INSTALLED | solar_pv |  | node_1387844_719_15303432_883 | AN | 8104502
solar_load_220529921 |  | 0 | 0 | 0 | 0.001 | 123241.7090673064 | 289300.99757575686 | OPTIMIZED | INSTALLED | solar_pv |  | node_1386997_755_15303827_498 | ABCN | 8104502
solar_load_310013941 |  | 0 | 0 | 0 | 0.001 | 230656.14301648524 | 541448.6126863933 | OPTIMIZED | INSTALLED | solar_pv |  | node_1386450_611_15301631_65 | AN | 8104502
solar_load_310060387 |  | 0 | 0 | 0 | 0.001 | 9707.39489059133 | 22787.40730427639 | OPTIMIZED | INSTALLED | solar_pv |  | node_1387767_506_15303923_127 | CN | 8104502

## Storage
Name | GroupId | InitStateOfCharge | SpinningReserveCharge | SpinningReserveDischarge | NonSpinningReserveCharge | NonSpinningReserveDischarge | RegulationUpCharge | RegulationUpDischarge | RegulationDownCharge | RegulationDownDischarge | ChargeEfficiency | DischargeEfficiency | CommitmentStatus | ConstructionTime | CalendarLife | YearOfInstallation | DepthOfDischarge | ReactivePower | ReactivePowerA | ReactivePowerB | ReactivePowerC | ActivePower | ActivePowerA | ActivePowerB | ActivePowerC | Energy | MaxEnergy | PowerCharge | PowerDischarge | RampUpLimit | RampDownLimit | CapitalCost | FixedOperatingCost | VariableOperatingCost | MaxReactivePower | MaxActivePower | OutputSchedule | PlanningStatus | UnitType | UnitSubtype | ParentNode | Phases | Feeder | Comments

## Switch
Name | GroupId | OperatingMode | PhaseAState | PhaseBState | PhaseCState | CurrentInAReal | CurrentInAImag | CurrentInA | CurrentInBReal | CurrentInBImag | CurrentInB | CurrentInCReal | CurrentInCImag | CurrentInC | CurrentOutAReal | CurrentOutAImag | CurrentOutA | CurrentOutBReal | CurrentOutBImag | CurrentOutB | CurrentOutCReal | CurrentOutCImag | CurrentOutC | ActivePowerInA | ReactivePowerInA | PowerInA | ActivePowerInB | ReactivePowerInB | PowerInB | ActivePowerInC | ReactivePowerInC | PowerInC | ActivePowerOutA | ReactivePowerOutA | PowerOutA | ActivePowerOutB | ReactivePowerOutB | PowerOutB | ActivePowerOutC | ReactivePowerOutC | PowerOutC | Status | From | To | Length | Phases | Feeder | Comments
switch_456-SW1-220416073 |  | INDIVIDUAL | CLOSED | CLOSED | CLOSED | 0 | 0 | 0+0j | 0 | 0 | 0+0j | 0 | 0 | 0+0j | 0 | 0 | 0+0j | 0 | 0 | 0+0j | 0 | 0 | 0+0j | 0 | 0 | 0+0j | 0 | 0 | 0+0j | 0 | 0 | 0+0j | 0 | 0 | 0+0j | 0 | 0 | 0+0j | 0 | 0 | 0+0j | OPEN | node_intto1_8104502_200832316 | node_8104502_200832316 | 0 | ABCN | 8104502
switch_456X3-220416085 |  | INDIVIDUAL | CLOSED | CLOSED | CLOSED | 0 | 0 | 0+0j | 0 | 0 | 0+0j | 0 | 0 | 0+0j | 0 | 0 | 0+0j | 0 | 0 | 0+0j | 0 | 0 | 0+0j | 0 | 0 | 0+0j | 0 | 0 | 0+0j | 0 | 0 | 0+0j | 0 | 0 | 0+0j | 0 | 0 | 0+0j | 0 | 0 | 0+0j | OPEN | node_intto1_8104502_200832306 | node_8104502_200832306 | 0 | ABCN | 8104502
switch_457T456-220416044 |  | INDIVIDUAL | CLOSED | CLOSED | CLOSED | 0 | 0 | 0+0j | 0 | 0 | 0+0j | 0 | 0 | 0+0j | 0 | 0 | 0+0j | 0 | 0 | 0+0j | 0 | 0 | 0+0j | 0 | 0 | 0+0j | 0 | 0 | 0+0j | 0 | 0 | 0+0j | 0 | 0 | 0+0j | 0 | 0 | 0+0j | 0 | 0 | 0+0j | OPEN | node_intto1_1388155_633_15304768_744 | node_1388155_633_15304768_744 | 0 | ABCN | 8104502
switch_220416025 |  | INDIVIDUAL | CLOSED | CLOSED | CLOSED | 0 | 0 | 0+0j | 0 | 0 | 0+0j | 0 | 0 | 0+0j | 0 | 0 | 0+0j | 0 | 0 | 0+0j | 0 | 0 | 0+0j | 0 | 0 | 0+0j | 0 | 0 | 0+0j | 0 | 0 | 0+0j | 0 | 0 | 0+0j | 0 | 0 | 0+0j | 0 | 0 | 0+0j | OPEN | node_intto1_8104502_200805469 | node_8104502_200805469 | 0 | AN | 8104502
switch_220599275 |  | INDIVIDUAL | CLOSED | CLOSED | CLOSED | 0 | 0 | 0+0j | 0 | 0 | 0+0j | 0 | 0 | 0+0j | 0 | 0 | 0+0j | 0 | 0 | 0+0j | 0 | 0 | 0+0j | 0 | 0 | 0+0j | 0 | 0 | 0+0j | 0 | 0 | 0+0j | 0 | 0 | 0+0j | 0 | 0 | 0+0j | 0 | 0 | 0+0j | OPEN | node_intto1_8104502_200832340 | node_8104502_200832340 | 0 | ABCN | 8104502

## TransformerConfiguration
Name | ConnectType | NoLoadLoss | PowerRating | ReactanceResistanceRatio | FullLoadLoss | PowerARating | PowerBRating | PowerCRating | ShuntResistance | ShuntReactance | ShuntImpedance | Impedance | PrimaryVoltage | SecondaryVoltage | CoreCoilWeight | InstalledInsulationLife | InstallType | CoolantType | CoolingType | Feeder | Comments
config_transformer_220465191 | UNKNOWN | 0 | 333 | 10 | 0 | 0 | 0 | 0 | 0 | 0 | 0+0j | 0.005+0.047j | 34500 | 12470 | 0 | 0 | UNKNOWN | UNKNOWN | UNKNOWN | 8104502
config_transformer_220465483 | UNKNOWN | 0 | 333 | 10 | 0 | 0 | 0 | 0 | 0 | 0 | 0+0j | 0.005+0.047j | 34500 | 12470 | 0 | 0 | UNKNOWN | UNKNOWN | UNKNOWN | 8104502

## UndergroundLineConductor
Name | OuterDiameter | ConductorGMR | ConductorDiameter | ConductorResistance | NeutralGMR | NeutralDiameter | NeutralResistance | NeutralStrands | InsulationRelativePermittivity | ShieldGMR | ShieldResitance | RatingSummerContinuous | RatingSummerEmergency | RatingWinterContinuous | RatingWinterEmergency | Feeder | Comments
und_cond_1P_2ALURD_2AL(N) | 0 | 0 | 0 | 0 | 0 | 0 | 0 | 0 | 0 | 0 | 0 | 125 | 125 | 140 | 140 | 8104502
und_cond_1P_4CUURD_4CU(N) | 0 | 0 | 0 | 0 | 0 | 0 | 0 | 0 | 0 | 0 | 0 | 109 | 109 | 114 | 114 | 8104502
und_cond_3P_1/0ALURD_1/0AL(N) | 0 | 0 | 0 | 0 | 0 | 0 | 0 | 0 | 0 | 0 | 0 | 160 | 160 | 180 | 180 | 8104502
und_cond_3P_2ALURD_2AL(N) | 0 | 0 | 0 | 0 | 0 | 0 | 0 | 0 | 0 | 0 | 0 | 125 | 125 | 140 | 140 | 8104502
und_cond_3P_4/0ALURD | 0 | 0 | 0 | 0 | 0 | 0 | 0 | 0 | 0 | 0 | 0 | 240 | 240 | 265 | 265 | 8104502
und_cond_3P_4/0ALURD_4/0AL(N) | 0 | 0 | 0 | 0 | 0 | 0 | 0 | 0 | 0 | 0 | 0 | 297 | 297 | 312 | 312 | 8104502
und_cond_3P_DELTACUST | 0 | 0 | 0 | 0 | 0 | 0 | 0 | 0 | 0 | 0 | 0 | 685 | 685 | 685 | 685 | 8104502
und_cond_3P_WYECUST | 0 | 0 | 0 | 0 | 0 | 0 | 0 | 0 | 0 | 0 | 0 | 685 | 685 | 685 | 685 | 8104502
und_cond_TAPWIRE_UG | 0 | 0 | 0 | 0 | 0 | 0 | 0 | 0 | 0 | 0 | 0 | 99999999 | 99999999 | 99999999 | 99999999 | 8104502

## UndergroundLineConfiguration
Name | ConductorA | ConductorB | ConductorC | ConductorN | LineSpacing | Capacitance11 | Capacitance12 | Capacitance13 | Capacitance21 | Capacitance22 | Capacitance23 | Capacitance31 | Capacitance32 | Capacitance33 | Impedance11 | Impedance12 | Impedance13 | Impedance21 | Impedance22 | Impedance23 | Impedance31 | Impedance32 | Impedance33 | Feeder | Comments
und_1P_2ALURD_2AL(N) | und_cond_1P_2ALURD_2AL(N) | und_cond_1P_2ALURD_2AL(N) | und_cond_1P_2ALURD_2AL(N) |  |  | 401.497 | 0 | 0 | 0 | 401.497 | 0 | 0 | 0 | 401.497 | 2.379+0.823j | 0+0j | 0+0j | 0+0j | 2.379+0.823j | 0+0j | 0+0j | 0+0j | 2.379+0.823j | 8104502
und_1P_4CUURD_4CU(N) | und_cond_1P_4CUURD_4CU(N) | und_cond_1P_4CUURD_4CU(N) | und_cond_1P_4CUURD_4CU(N) |  |  | 318.933 | 0 | 0 | 0 | 318.933 | 0 | 0 | 0 | 318.933 | 2.337+0.852j | 0+0j | 0+0j | 0+0j | 2.337+0.852j | 0+0j | 0+0j | 0+0j | 2.337+0.852j | 8104502
und_3P_1/0ALURD_1/0AL(N) | und_cond_3P_1/0ALURD_1/0AL(N) | und_cond_3P_1/0ALURD_1/0AL(N) | und_cond_3P_1/0ALURD_1/0AL(N) |  |  | 530.19 | 0 | 0 | 0 | 530.19 | 0 | 0 | 0 | 530.19 | 1.489+0.467j | 0.385+0.07j | 0.385+0.07j | 0.385+0.07j | 1.489+0.467j | 0.385+0.07j | 0.385+0.07j | 0.385+0.07j | 1.489+0.467j | 8104502
und_3P_2ALURD_2AL(N) | und_cond_3P_2ALURD_2AL(N) | und_cond_3P_2ALURD_2AL(N) | und_cond_3P_2ALURD_2AL(N) |  |  | 401.497 | 0 | 0 | 0 | 401.497 | 0 | 0 | 0 | 401.497 | 2.125+0.49j | 0.384+0.067j | 0.384+0.067j | 0.384+0.067j | 2.125+0.49j | 0.384+0.067j | 0.384+0.067j | 0.384+0.067j | 2.125+0.49j | 8104502
und_3P_4/0ALURD | und_cond_3P_4/0ALURD | und_cond_3P_4/0ALURD | und_cond_3P_4/0ALURD |  |  | 617.704 | 0 | 0 | 0 | 617.704 | 0 | 0 | 0 | 617.704 | 0.72+0.337j | 0.14+0.016j | 0.14+0.016j | 0.14+0.016j | 0.72+0.337j | 0.14+0.016j | 0.14+0.016j | 0.14+0.016j | 0.72+0.337j | 8104502
und_3P_4/0ALURD_4/0AL(N) | und_cond_3P_4/0ALURD_4/0AL(N) | und_cond_3P_4/0ALURD_4/0AL(N) | und_cond_3P_4/0ALURD_4/0AL(N) |  |  | 617.704 | 0 | 0 | 0 | 617.704 | 0 | 0 | 0 | 617.704 | 0.54+0.256j | 0.113+-0.045j | 0.113+-0.045j | 0.113+-0.045j | 0.54+0.256j | 0.113+-0.045j | 0.113+-0.045j | 0.113+-0.045j | 0.54+0.256j | 8104502
und_3P_DELTACUST | und_cond_3P_DELTACUST | und_cond_3P_DELTACUST | und_cond_3P_DELTACUST |  |  | 324.124 | 0 | 0 | 0 | 324.124 | 0 | 0 | 0 | 324.124 | 0.179+0.233j | 0.061+-0.024j | 0.061+-0.024j | 0.061+-0.024j | 0.179+0.233j | 0.061+-0.024j | 0.061+-0.024j | 0.061+-0.024j | 0.179+0.233j | 8104502
und_3P_WYECUST | und_cond_3P_WYECUST | und_cond_3P_WYECUST | und_cond_3P_WYECUST |  |  | 324.124 | 0 | 0 | 0 | 324.124 | 0 | 0 | 0 | 324.124 | 0.179+0.233j | 0.061+-0.024j | 0.061+-0.024j | 0.061+-0.024j | 0.179+0.233j | 0.061+-0.024j | 0.061+-0.024j | 0.061+-0.024j | 0.179+0.233j | 8104502
und_TAPWIRE_UG | und_cond_TAPWIRE_UG | und_cond_TAPWIRE_UG | und_cond_TAPWIRE_UG |  |  | 0 | 0 | 0 | 0 | 0 | 0 | 0 | 0 | 0 | 0.001+0.001j | 0+0j | 0+0j | 0+0j | 0.001+0.001j | 0+0j | 0+0j | 0+0j | 0.001+0.001j | 8104502

## Regulator
Name | GroupId | Configuration | SenseNode | Status | From | To | Length | Phases | Feeder | Comments

## Transformer
Name | GroupId | Configuration | AgingConstant | AgingGranularity | Climate | UseThermalModel | Status | From | To | Length | Phases | Feeder | Comments
transformer_220465191 |  | config_transformer_220465191 | 0 | 0 |  | False | OPEN | node_intto1_220465191 | node_220465191 | 0 | AN | 8104502
transformer_220465483 |  | config_transformer_220465483 | 0 | 0 |  | False | OPEN | node_intto1_220465483 | node_220465483 | 0 | AN | 8104502

## OverheadLine
Name | GroupId | Configuration | Length | Status | From | To | Phases | Feeder | Comments
oh_line_8104502_200812061-1 |  | bal_1P_4/0AA_1/0AA(N) | 52.800000000000004 | OPEN | node_8104502_200832330 | node_intto1_220383228 | AN | 8104502
oh_line_8104502_200812061-2 |  | bal_1P_4/0AA_1/0AA(N) | 0 | OPEN | node_220383228 | node_intto1_220465191 | AN | 8104502
oh_line_8104502_200812061-3 |  | bal_1P_4/0AA_1/0AA(N) | 0 | OPEN | node_220465191 | node_8104502_200812061 | AN | 8104502
oh_line_8104502_200815843 |  | bal_1P_4/0AC_1/0AC(N) | 211.20000000000002 | OPEN | node_8104502_200832547 | node_8104502_200815843 | AN | 8104502
oh_line_8104502_200815844 |  | bal_1P_4/0AC_1/0AC(N) | 52.800000000000004 | OPEN | node_8104502_200815843 | node_8104502_200815844 | AN | 8104502
oh_line_8104502_200832277 |  | bal_3P_4/0AC_1/0AC(N) | 52.800000000000004 | OPEN | node_8104502_200832278 | node_8104502_200832277 | ABCN | 8104502
oh_line_8104502_200832278 |  | bal_3P_4/0AC_1/0AC(N) | 52.800000000000004 | OPEN | node_8104502_200832340 | node_8104502_200832278 | ABCN | 8104502
oh_line_8104502_200832305 |  | bal_3P_4/0AA_1/0AA(N) | 264 | OPEN | node_8104502_200832306 | node_8104502_200832305 | ABCN | 8104502
oh_line_8104502_200832306 |  | bal_3P_4/0AA_1/0AA(N) | 264 | OPEN | node_8104502_200832308 | node_intto1_8104502_200832306 | ABCN | 8104502
oh_line_8104502_200832308-1 |  | bal_3P_4/0AA_1/0AA(N) | 158.4 | OPEN | node_1386895_348_15302093_521 | node_8104502_200832308 | ABCN | 8104502
oh_line_8104502_200832308-2 |  | bal_3P_4/0AA_1/0AA(N) | 0 | OPEN | node_220609476 | node_1386895_348_15302093_521 | ABCN | 8104502
oh_line_8104502_200832308-3 |  | bal_3P_4/0AA_1/0AA(N) | 0 | OPEN | node_8104502_200832309 | node_intto1_220609476 | ABCN | 8104502
oh_line_8104502_200832309 |  | bal_3P_4/0AA_1/0AA(N) | 158.4 | OPEN | node_8104502_200832310 | node_8104502_200832309 | ABCN | 8104502
oh_line_8104502_200832310 |  | bal_3P_4/0AA_1/0AA(N) | 158.4 | OPEN | node_8104502_200832311 | node_8104502_200832310 | ABCN | 8104502
oh_line_8104502_200832311 |  | bal_3P_4/0AA_1/0AA(N) | 211.20000000000002 | OPEN | node_8104502_200832312 | node_8104502_200832311 | ABCN | 8104502
oh_line_8104502_200832312 |  | bal_3P_4/0AA_1/0AA(N) | 158.4 | OPEN | node_8104502_200832313 | node_8104502_200832312 | ABCN | 8104502
oh_line_8104502_200832313 |  | bal_3P_4/0AC_1/0AA(N) | 211.20000000000002 | OPEN | node_8104502_200832315 | node_8104502_200832313 | ABCN | 8104502
oh_line_8104502_200832314 |  | bal_3P_1/0AA_1/0AA(N) | 105.60000000000001 | OPEN | node_8104502_200832313 | node_8104502_200832314 | ABCN | 8104502
oh_line_8104502_200832315 |  | bal_3P_4/0AC_1/0AC(N) | 211.20000000000002 | OPEN | node_8104502_200832316 | node_8104502_200832315 | ABCN | 8104502
oh_line_8104502_200832316 |  | bal_3P_4/0AA_1/0AA(N) | 211.20000000000002 | OPEN | node_8104502_200832317 | node_intto1_8104502_200832316 | ABCN | 8104502
oh_line_8104502_200832317 |  | bal_3P_4/0AA_1/0AA(N) | 211.20000000000002 | OPEN | node_8104502_200832318 | node_8104502_200832317 | ABCN | 8104502
oh_line_8104502_200832318 |  | bal_3P_4/0AA_1/0AA(N) | 211.20000000000002 | OPEN | node_8104502_200832325 | node_8104502_200832318 | ABCN | 8104502
oh_line_8104502_200832325 |  | bal_3P_4/0AA_1/0AA(N) | 211.20000000000002 | OPEN | node_8104502_200832327 | node_8104502_200832325 | ABCN | 8104502
oh_line_8104502_200832327 |  | bal_3P_4/0AA_1/0AA(N) | 211.20000000000002 | OPEN | node_8104502_200832329 | node_8104502_200832327 | ABCN | 8104502
oh_line_8104502_200832328 |  | bal_3P_1/0AA_1/0AA(N) | 264 | OPEN | node_8104502_200832327 | node_intto1_8104502_200832328 | ABCN | 8104502
oh_line_8104502_200832329 |  | bal_3P_4/0AA_1/0AA(N) | 211.20000000000002 | OPEN | node_8104502_200832330 | node_8104502_200832329 | ABCN | 8104502
oh_line_8104502_200832330 |  | bal_3P_4/0AA_1/0AA(N) | 158.4 | OPEN | node_8104502_200832331 | node_8104502_200832330 | ABCN | 8104502
oh_line_8104502_200832331 |  | bal_3P_4/0AA_1/0AA(N) | 211.20000000000002 | OPEN | node_8104502_200832334 | node_8104502_200832331 | ABCN | 8104502
oh_line_8104502_200832334 |  | bal_3P_4/0AA_4/0AC(N) | 158.4 | OPEN | node_8104502_200832335 | node_8104502_200832334 | ABCN | 8104502
oh_line_8104502_200832335 |  | bal_3P_4/0AC_1/0AC(N) | 105.60000000000001 | OPEN | node_8104502_200832337 | node_8104502_200832335 | ABCN | 8104502
oh_line_8104502_200832337 |  | bal_3P_4/0AC_1/0AC(N) | 105.60000000000001 | OPEN | node_8104502_200832277 | node_8104502_200832337 | ABCN | 8104502
oh_line_8104502_200832338 |  | bal_3P_4/0AC_1/0AC(N) | 52.800000000000004 | OPEN | node_8104502_200832337 | node_intto1_1388155_633_15304768_744 | ABCN | 8104502
oh_line_8104502_200832340 |  | bal_3P_4/0AC_1/0AC(N) | 52.800000000000004 | OPEN | node_8104502_200832341 | node_intto1_8104502_200832340 | ABCN | 8104502
oh_line_8104502_200832342 |  | bal_3P_4/0AC_1/0AC(N) | 264 | OPEN | node_8104502_200832340 | node_8104502_200832342 | ABCN | 8104502
oh_line_8104502_200832345 |  | bal_3P_4/0AC_1/0AC(N) | 211.20000000000002 | OPEN | node_8104502_200832342 | node_8104502_200832345 | ABCN | 8104502
oh_line_8104502_200832503 |  | bal_1P_4/0AC_1/0AA(N) | 52.800000000000004 | OPEN | node_8104502_200832315 | node_8104502_200832503 | AN | 8104502
oh_line_8104502_200832504 |  | bal_1P_1/0AA_4/0AC(N) | 211.20000000000002 | OPEN | node_8104502_200832503 | node_intto1_8104502_200832504 | AN | 8104502
oh_line_8104502_200832505 |  | bal_1P_1/0AA_4/0AC(N) | 158.4 | OPEN | node_8104502_200832504 | node_8104502_200832505 | AN | 8104502
oh_line_8104502_200832506 |  | bal_1P_1/0AA_1/0AA(N) | 158.4 | OPEN | node_8104502_200832505 | node_8104502_200832506 | AN | 8104502
oh_line_8104502_200832508 |  | bal_1P_1/0AA_4/0AC(N) | 105.60000000000001 | OPEN | node_8104502_200832506 | node_8104502_200832508 | AN | 8104502
oh_line_8104502_200832529 |  | bal_1P_4/0AC_1/0AA(N) | 105.60000000000001 | OPEN | node_8104502_200832334 | node_8104502_200832529 | AN | 8104502
oh_line_8104502_200832530 |  | bal_1P_4/0AC_1/0AC(N) | 105.60000000000001 | OPEN | node_8104502_200832529 | node_intto1_8104502_200832530 | AN | 8104502
oh_line_8104502_200832531 |  | bal_1P_4/0AC_1/0AC(N) | 211.20000000000002 | OPEN | node_8104502_200832530 | node_8104502_200832531 | AN | 8104502
oh_line_8104502_200832532 |  | bal_1P_4/0AC_1/0AC(N) | 158.4 | OPEN | node_8104502_200832531 | node_8104502_200832532 | AN | 8104502
oh_line_8104502_200832533 |  | bal_1P_4/0AC_1/0AC(N) | 158.4 | OPEN | node_8104502_200832532 | node_8104502_200832533 | AN | 8104502
oh_line_8104502_200832534 |  | bal_1P_4/0AC_1/0AC(N) | 211.20000000000002 | OPEN | node_8104502_200832533 | node_8104502_200832534 | AN | 8104502
oh_line_8104502_200832535 |  | bal_1P_1/0AC_4/0AC(N) | 158.4 | OPEN | node_8104502_200832534 | node_8104502_200832535 | AN | 8104502
oh_line_8104502_200832543-1 |  | bal_1P_4/0AA_1/0AA(N) | 105.60000000000001 | OPEN | node_8104502_200832311 | node_intto1_220388101 | AN | 8104502
oh_line_8104502_200832543-2 |  | bal_1P_4/0AA_1/0AA(N) | 0 | OPEN | node_220388101 | node_intto1_220465483 | AN | 8104502
oh_line_8104502_200832543-3 |  | bal_1P_4/0AA_1/0AA(N) | 0 | OPEN | node_220465483 | node_8104502_200832543 | AN | 8104502
oh_line_8104502_200832544 |  | bal_1P_4/0AC_1/0AC(N) | 211.20000000000002 | OPEN | node_8104502_200832543 | node_intto1_8104502_200832544 | AN | 8104502
oh_line_8104502_200832545 |  | bal_1P_4/0AC_1/0AC(N) | 316.8 | OPEN | node_8104502_200832544 | node_8104502_200832545 | AN | 8104502
oh_line_8104502_200832546 |  | bal_1P_4/0AC_1/0AC(N) | 264 | OPEN | node_8104502_200832545 | node_8104502_200832546 | AN | 8104502
oh_line_8104502_200832547 |  | bal_1P_4/0AC_1/0AC(N) | 264 | OPEN | node_8104502_200832546 | node_8104502_200832547 | AN | 8104502
oh_line_8104502_200916315 |  | bal_1P_4/0AA_1/0AA(N) | 105.60000000000001 | OPEN | node_8104502_200812061 | node_8104502_200916315 | AN | 8104502
oh_line_8104502_200970128 |  | bal_3P_4/0AA_1/0AA(N) | 52.800000000000004 | OPEN | node_8104502_200832305 | node_8104502_200970128 | ABCN | 8104502
oh_line_8104502_200970129 |  | bal_3P_4/0AA_1/0AA(N) | 52.800000000000004 | OPEN | node_8104502_200832318 | node_8104502_200970129 | ABCN | 8104502
oh_line_TAP_OH_893112 |  | unb_TAPWIRE_OH | 52.800000000000004 | OPEN | node_8104502_200815843 | node_1388365_389_15302223_002 | AN | 8104502
oh_line_TAP_OH_897972 |  | unb_TAPWIRE_OH | 52.800000000000004 | OPEN | node_8104502_200832306 | node_1386639_934_15301749_326 | ABCN | 8104502
oh_line_TAP_OH_897973 |  | unb_TAPWIRE_OH | 52.800000000000004 | OPEN | node_8104502_200832313 | node_1387333_445_15302689_86 | ABCN | 8104502
oh_line_TAP_OH_897974 |  | unb_TAPWIRE_OH | 52.800000000000004 | OPEN | node_8104502_200832316 | node_1387556_551_15303068_644 | ABCN | 8104502
oh_line_TAP_OH_897975 |  | unb_TAPWIRE_OH | 52.800000000000004 | OPEN | node_8104502_200832318 | node_1387844_719_15303432_883 | ABCN | 8104502
oh_line_TAP_OH_897976 |  | unb_TAPWIRE_OH | 52.800000000000004 | OPEN | node_8104502_200832325 | node_1387974_216_15303583_354 | ABCN | 8104502
oh_line_TAP_OH_897978 |  | unb_TAPWIRE_OH | 52.800000000000004 | OPEN | node_8104502_200832331 | node_1388204_677_15304315_362 | ABCN | 8104502
oh_line_TAP_OH_897979 |  | unb_TAPWIRE_OH | 52.800000000000004 | OPEN | node_8104502_200832335 | node_1388187_088_15304637_362 | ABCN | 8104502
oh_line_TAP_OH_898013 |  | unb_TAPWIRE_OH | 52.800000000000004 | OPEN | node_8104502_200832504 | node_1387214_717_15302869_344 | AN | 8104502
oh_line_TAP_OH_898014 |  | unb_TAPWIRE_OH | 52.800000000000004 | OPEN | node_8104502_200832508 | node_1386846_451_15302788_603 | AN | 8104502
oh_line_TAP_OH_898017 |  | unb_TAPWIRE_OH | 52.800000000000004 | OPEN | node_8104502_200832530 | node_1388425_414_15304457_625 | AN | 8104502
oh_line_TAP_OH_898018 |  | unb_TAPWIRE_OH | 0 | OPEN | node_8104502_200832533 | node_1388933_982_15304488_299 | AN | 8104502
oh_line_TAP_OH_1440840 |  | unb_TAPWIRE_OH | 52.800000000000004 | OPEN | node_8104502_200970128 | node_1386450_611_15301631_65 | ABCN | 8104502
oh_line_TAP_OH_2422934 |  | unb_TAPWIRE_OH | 105.60000000000001 | OPEN | node_8104502_200832328 | node_1387758_795_15303899_132 | ABCN | 8104502
oh_line_TAP_OH_2422935 |  | unb_TAPWIRE_OH | 105.60000000000001 | OPEN | node_8104502_200832328 | node_1387754_99_15303872_966 | ABCN | 8104502
oh_line_TAP_OH_2422936 |  | unb_TAPWIRE_OH | 105.60000000000001 | OPEN | node_8104502_200832328 | node_1387767_506_15303923_127 | ABCN | 8104502

## UndergroundLine
Name | GroupId | Configuration | NumParallelCables | Length | Status | From | To | Phases | Feeder | Comments
und_line_8104502_200805419 |  | und_1P_4CUURD_4CU(N) | 0 | 316.8 | OPEN | node_8104502_311935612 | node_8104502_200805419 | AN | 8104502
und_line_8104502_200805469 |  | und_1P_2ALURD_2AL(N) | 0 | 52.800000000000004 | OPEN | node_8104502_200815844 | node_intto1_8104502_200805469 | AN | 8104502
und_line_8104502_200805470 |  | und_1P_4CUURD_4CU(N) | 0 | 739.2 | OPEN | node_8104502_200805469 | node_8104502_200805470 | AN | 8104502
und_line_8104502_200805474 |  | und_1P_4CUURD_4CU(N) | 0 | 105.60000000000001 | OPEN | node_8104502_200805469 | node_8104502_200805474 | AN | 8104502
und_line_8104502_200805475 |  | und_1P_4CUURD_4CU(N) | 0 | 211.20000000000002 | OPEN | node_8104502_200805474 | node_8104502_200805475 | AN | 8104502
und_line_8104502_200805479 |  | und_1P_4CUURD_4CU(N) | 0 | 422.40000000000003 | OPEN | node_8104502_200805475 | node_8104502_200805479 | AN | 8104502
und_line_8104502_200805482 |  | und_1P_4CUURD_4CU(N) | 0 | 422.40000000000003 | OPEN | node_8104502_200805479 | node_8104502_200805482 | AN | 8104502
und_line_8104502_200805485 |  | und_1P_4CUURD_4CU(N) | 0 | 158.4 | OPEN | node_8104502_200805486 | node_8104502_200805485 | AN | 8104502
und_line_8104502_200805486 |  | und_1P_4CUURD_4CU(N) | 0 | 211.20000000000002 | OPEN | node_8104502_200805489 | node_8104502_200805486 | AN | 8104502
und_line_8104502_200805489 |  | und_1P_4CUURD_4CU(N) | 0 | 369.6 | OPEN | node_8104502_200805492 | node_8104502_200805489 | AN | 8104502
und_line_8104502_200805492 |  | und_1P_4CUURD_4CU(N) | 0 | 369.6 | OPEN | node_8104502_200805470 | node_8104502_200805492 | AN | 8104502
und_line_8104502_200831516 |  | und_3P_1/0ALURD_1/0AL(N) | 0 | 211.20000000000002 | OPEN | node_8104502_200832314 | node_intto1_8104502_200831516 | ABCN | 8104502
und_line_8104502_200831517 |  | und_3P_1/0ALURD_1/0AL(N) | 0 | 158.4 | OPEN | node_8104502_200831516 | node_8104502_200831517 | ABCN | 8104502
und_line_8104502_200832276 |  | und_3P_WYECUST | 0 | 844.8000000000001 | OPEN | node_8104502_200970129 | node_intto1_8104502_200832276 | ABCN | 8104502
und_line_8104502_200832341 |  | und_3P_2ALURD_2AL(N) | 0 | 369.6 | OPEN | node_SOURCE_8104502 | node_8104502_200832341 | ABCN | 8104502
und_line_8104502_200917170 |  | und_3P_4/0ALURD_4/0AL(N) | 0 | 211.20000000000002 | OPEN | node_8104502_200917174 | node_8104502_200917170 | ABCN | 8104502
und_line_8104502_200917171 |  | und_3P_4/0ALURD_4/0AL(N) | 0 | 316.8 | OPEN | node_8104502_200917174 | node_8104502_200917171 | ABCN | 8104502
und_line_8104502_200917172 |  | und_3P_4/0ALURD | 0 | 264 | OPEN | node_8104502_200917171 | node_8104502_200917172 | ABCN | 8104502
und_line_8104502_200917173 |  | und_3P_DELTACUST | 0 | 211.20000000000002 | OPEN | node_8104502_200917171 | node_8104502_200917173 | ABCN | 8104502
und_line_8104502_200917174 |  | und_3P_1/0ALURD_1/0AL(N) | 0 | 369.6 | OPEN | node_8104502_200970128 | node_intto1_8104502_200917174 | ABCN | 8104502
und_line_8104502_200917175 |  | und_3P_4/0ALURD_4/0AL(N) | 0 | 264 | OPEN | node_8104502_200917174 | node_8104502_200917175 | ABCN | 8104502
und_line_8104502_201048946 |  | und_1P_4CUURD_4CU(N) | 0 | 316.8 | OPEN | node_8104502_200916315 | node_8104502_201048946 | AN | 8104502
und_line_8104502_201048947 |  | und_1P_4CUURD_4CU(N) | 0 | 475.2 | OPEN | node_8104502_201050102 | node_8104502_201048947 | AN | 8104502
und_line_8104502_201048948 |  | und_1P_4CUURD_4CU(N) | 0 | 422.40000000000003 | OPEN | node_8104502_201050101 | node_8104502_201048948 | AN | 8104502
und_line_8104502_201048949 |  | und_1P_4CUURD_4CU(N) | 0 | 369.6 | OPEN | node_8104502_201048947 | node_8104502_201048949 | AN | 8104502
und_line_8104502_201048950 |  | und_1P_4CUURD_4CU(N) | 0 | 264 | OPEN | node_8104502_200805419 | node_8104502_201048950 | AN | 8104502
und_line_8104502_201050101 |  | und_1P_4CUURD_4CU(N) | 0 | 158.4 | OPEN | node_8104502_201048950 | node_8104502_201050101 | AN | 8104502
und_line_8104502_201050102 |  | und_1P_4CUURD_4CU(N) | 0 | 633.6 | OPEN | node_8104502_201048946 | node_8104502_201050102 | AN | 8104502
und_line_8104502_311935612 |  | und_1P_4CUURD_4CU(N) | 0 | 105.60000000000001 | OPEN | node_8104502_200916315 | node_8104502_311935612 | AN | 8104502
und_line_TAP_UG_58614 |  | und_TAPWIRE_UG | 0 | 52.800000000000004 | OPEN | node_8104502_311935612 | node_1388485_295_15304175_067 | AN | 8104502
und_line_TAP_UG_58615 |  | und_TAPWIRE_UG | 0 | 0 | OPEN | node_8104502_200805419 | node_1388793_667_15304035_53 | AN | 8104502
und_line_TAP_UG_58616 |  | und_TAPWIRE_UG | 0 | 52.800000000000004 | OPEN | node_8104502_201048950 | node_1389073_43_15304079_978 | AN | 8104502
und_line_TAP_UG_58617 |  | und_TAPWIRE_UG | 0 | 52.800000000000004 | OPEN | node_8104502_200805470 | node_1388648_861_15301584_082 | AN | 8104502
und_line_TAP_UG_58618 |  | und_TAPWIRE_UG | 0 | 52.800000000000004 | OPEN | node_8104502_200805474 | node_1388587_723_15302309_797 | AN | 8104502
und_line_TAP_UG_58619 |  | und_TAPWIRE_UG | 0 | 52.800000000000004 | OPEN | node_8104502_200805475 | node_1388687_739_15302527_214 | AN | 8104502
und_line_TAP_UG_58620 |  | und_TAPWIRE_UG | 0 | 52.800000000000004 | OPEN | node_8104502_200805479 | node_1389131_771_15302511_91 | AN | 8104502
und_line_TAP_UG_58621 |  | und_TAPWIRE_UG | 0 | 52.800000000000004 | OPEN | node_8104502_200805482 | node_1389536_46_15302349_68 | AN | 8104502
und_line_TAP_UG_58622 |  | und_TAPWIRE_UG | 0 | 52.800000000000004 | OPEN | node_8104502_200805486 | node_1389211_607_15302046_885 | AN | 8104502
und_line_TAP_UG_58623 |  | und_TAPWIRE_UG | 0 | 52.800000000000004 | OPEN | node_8104502_200805489 | node_1389289_726_15301796_61 | AN | 8104502
und_line_TAP_UG_58624 |  | und_TAPWIRE_UG | 0 | 52.800000000000004 | OPEN | node_8104502_200805492 | node_1389013_962_15301530_301 | AN | 8104502
und_line_TAP_UG_58969 |  | und_TAPWIRE_UG | 0 | 0 | OPEN | node_8104502_200831517 | node_1387789_664_15302859_574 | ABCN | 8104502
und_line_TAP_UG_58974 |  | und_TAPWIRE_UG | 0 | 52.800000000000004 | OPEN | node_8104502_200832276 | node_1386997_755_15303827_498 | ABCN | 8104502
und_line_TAP_UG_68576 |  | und_TAPWIRE_UG | 0 | 52.800000000000004 | OPEN | node_8104502_201048946 | node_1388569_851_15303844_137 | AN | 8104502
und_line_TAP_UG_68577 |  | und_TAPWIRE_UG | 0 | 52.800000000000004 | OPEN | node_8104502_201048947 | node_1388796_984_15303598_545 | AN | 8104502
und_line_TAP_UG_68578 |  | und_TAPWIRE_UG | 0 | 0 | OPEN | node_8104502_201048949 | node_1389106_23_15303813_007 | AN | 8104502
und_line_TAP_UG_68699 |  | und_TAPWIRE_UG | 0 | 52.800000000000004 | OPEN | node_8104502_201050101 | node_1389214_615_15304206_394 | AN | 8104502
und_line_TAP_UG_68700 |  | und_TAPWIRE_UG | 0 | 52.800000000000004 | OPEN | node_8104502_201050102 | node_1388548_39_15303167_284 | AN | 8104502