## Feeder
Name | Description | Comments
8101501

## Node
Name | GroupId | Latitude | Longitude | BusType | NominalVoltage | ConsistentPath | DistToSlack | Phases | Feeder | Comments
node_22654-220416134 |  | 42.148102149932484 | -75.88661876501875 | PQ | 2771.281 | False | -1 | ABCD | 8101501
node_1397608_863_15307618_867 |  | 42.140365078455666 | -75.89463335620152 | PQ | 2771.281 | False | -1 | AN | 8101501
node_1397751_676_15306970_626 |  | 42.13858954217321 | -75.89409001710818 | PQ | 2771.281 | False | -1 | ABCN | 8101501
node_1397883_321_15307333_466 |  | 42.13958336327482 | -75.89358916722098 | PQ | 2771.281 | False | -1 | ABCN | 8101501
node_1397889_8_15307315_916 |  | 42.13953529371155 | -75.89356451754632 | PQ | 2771.281 | False | -1 | ABCN | 8101501
node_1398281_98_15309341_702 |  | 42.14508393463907 | -75.8920724494179 | PQ | 2771.281 | False | -1 | ABCN | 8101501
node_1398296_555_15309323_783 |  | 42.14503485438242 | -75.89201699811244 | PQ | 2771.281 | False | -1 | ABCN | 8101501
node_1398314_109_15309311_573 |  | 42.14500141111363 | -75.89195021305474 | PQ | 2771.281 | False | -1 | ABCN | 8101501
node_1398438_017_15308203_345 |  | 42.14196596746962 | -75.89147879896515 | PQ | 2771.281 | False | -1 | ABCN | 8101501
node_1398440_612_15309070_421 |  | 42.144340894229344 | -75.89146892615982 | PQ | 2771.281 | False | -1 | AN | 8101501
node_1398484_73_15310205_014 |  | 42.147448551778496 | -75.89130107705562 | PQ | 2771.281 | False | -1 | ABCN | 8101501
node_1398500_067_15308406_157 |  | 42.14252147084648 | -75.89124272668363 | PQ | 2771.281 | False | -1 | ABCN | 8101501
node_1398530_068_15307918_824 |  | 42.14118666261445 | -75.8911285864013 | PQ | 2771.281 | False | -1 | AN | 8101501
node_1398627_095_15307608_617 |  | 42.140337003639516 | -75.89075944240034 | PQ | 2771.281 | False | -1 | AN | 8101501
node_1398647_745_15308775_56 |  | 42.14353326804744 | -75.89068087845814 | PQ | 2771.281 | False | -1 | ABCN | 8101501
node_1398689_08_15310540_157 |  | 42.14836651061836 | -75.89052361741452 | PQ | 2771.281 | False | -1 | ABCN | 8101501
node_1398690_773_15310136_373 |  | 42.14726054363651 | -75.89051717631261 | PQ | 2771.281 | False | -1 | ABCN | 8101501
node_1398695_855_15310565_237 |  | 42.14843520490021 | -75.89049784159329 | PQ | 2771.281 | False | -1 | ABCN | 8101501
node_1398707_219_15310587_146 |  | 42.1484952137926 | -75.8904546066955 | PQ | 2771.281 | False | -1 | ABCN | 8101501
node_1398733_735_15309799_045 |  | 42.146336600067556 | -75.89035372526735 | PQ | 2771.281 | False | -1 | ABCN | 8101501
node_1398754_707_15309806_777 |  | 42.14635777806546 | -75.89027393626029 | PQ | 2771.281 | False | -1 | ABCN | 8101501
node_1398830_063_15310775_602 |  | 42.149011395992815 | -75.88998724064632 | PQ | 2771.281 | False | -1 | ABCN | 8101501
node_1398834_732_15310801_518 |  | 42.14908238008406 | -75.88996947720582 | PQ | 2771.281 | False | -1 | ABCN | 8101501
node_1398856_887_15310071_001 |  | 42.147081489306636 | -75.889885187417 | PQ | 2771.281 | False | -1 | ABCN | 8101501
node_1398858_791_15310097_266 |  | 42.14715342931114 | -75.8898779435552 | PQ | 2771.281 | False | -1 | ABCN | 8101501
node_1398905_79_15308263_958 |  | 42.142131986867795 | -75.88969913354457 | PQ | 2771.281 | False | -1 | ABCN | 8101501
node_1398919_607_15308265_811 |  | 42.14213706224675 | -75.88964656608746 | PQ | 2771.281 | False | -1 | ABCN | 8101501
node_1398985_092_15309339_778 |  | 42.14507866479065 | -75.88939742517923 | PQ | 2771.281 | False | -1 | ABCN | 8101501
node_1398990_791_15309365_328 |  | 42.14514864640554 | -75.889375743053 | PQ | 2771.281 | False | -1 | ABCN | 8101501
node_1399001_208_15309388_067 |  | 42.145210928673286 | -75.88933611106337 | PQ | 2771.281 | False | -1 | ABCN | 8101501
node_1399050_491_15308628_786 |  | 42.14313125311423 | -75.88914861146223 | PQ | 2771.281 | False | -1 | AN | 8101501
node_1399061_729_15311189_849 |  | 42.15014602119918 | -75.88910585593766 | PQ | 2771.281 | False | -1 | ABCN | 8101501
node_1399072_543_15311203_234 |  | 42.150182682800555 | -75.88906471354197 | PQ | 2771.281 | False | -1 | ABCN | 8101501
node_1399081_974_15311213_657 |  | 42.15021123146482 | -75.88902883283791 | PQ | 2771.281 | False | -1 | ABCN | 8101501
node_1399113_311_15311280_77 |  | 42.15039505440494 | -75.88890960967778 | PQ | 2771.281 | False | -1 | ABCN | 8101501
node_1399128_88_15311298_118 |  | 42.1504425706889 | -75.88885037665037 | PQ | 2771.281 | False | -1 | ABCN | 8101501
node_1399168_067_15307870_024 |  | 42.14105299909952 | -75.88870128777855 | PQ | 2771.281 | False | -1 | AN | 8101501
node_1399192_756_15308867_329 |  | 42.14378462393068 | -75.88860735726189 | PQ | 2771.281 | False | -1 | AN | 8101501
node_1399268_948_15310654_84 |  | 42.14868062809547 | -75.88831748104474 | PQ | 2771.281 | False | -1 | ABCN | 8101501
node_1399273_095_15309212_138 |  | 42.144729058006924 | -75.88830170357896 | PQ | 2771.281 | False | -1 | ABCN | 8101501
node_1399302_685_15309799_244 |  | 42.14633714512984 | -75.88818912696638 | PQ | 2771.281 | False | -1 | ABCN | 8101501
node_1399312_148_15311543_075 |  | 42.15111350949274 | -75.88815312451675 | PQ | 2771.281 | False | -1 | ABCN | 8101501
node_1399315_24_15310437_627 |  | 42.14808568028668 | -75.88814136085044 | PQ | 2771.281 | False | -1 | ABCN | 8101501
node_1399334_386_15311739_738 |  | 42.15165217071891 | -75.88806851895032 | PQ | 2771.281 | False | -1 | ABCN | 8101501
node_1399356_292_15308277_445 |  | 42.142168927847834 | -75.88798517649425 | PQ | 2771.281 | False | -1 | ABCN | 8101501
node_1399365_763_15308277_5 |  | 42.14216907849319 | -75.88794914360822 | PQ | 2771.281 | False | -1 | ABCN | 8101501
node_1399367_885_15311176_274 |  | 42.15010883918657 | -75.88794107035469 | PQ | 2771.281 | False | -1 | ABCN | 8101501
node_1399371_084_15311202_579 |  | 42.15018088875133 | -75.8879288996016 | PQ | 2771.281 | False | -1 | ABCN | 8101501
node_1399379_234_15311226_918 |  | 42.1502475534294 | -75.88789789252515 | PQ | 2771.281 | False | -1 | ABCN | 8101501
node_1399391_183_15310916_548 |  | 42.149397447996414 | -75.88785243196605 | PQ | 2771.281 | False | -1 | ABCN | 8101501
node_1399392_122_15312562_531 |  | 42.153905806055846 | -75.8878488594943 | PQ | 2771.281 | False | -1 | AN | 8101501
node_1399396_166_15310942_361 |  | 42.14946814997 | -75.88783347389709 | PQ | 2771.281 | False | -1 | ABCN | 8101501
node_1399401_499_15311963_39 |  | 42.15226475499026 | -75.8878131842359 | PQ | 2771.281 | False | -1 | ABCN | 8101501
node_1399402_146_15311986_034 |  | 42.152326777052394 | -75.88781072269252 | PQ | 2771.281 | False | -1 | ABCN | 8101501
node_1399405_943_15310965_604 |  | 42.149531812697 | -75.88779627681899 | PQ | 2771.281 | False | -1 | ABCN | 8101501
node_1399406_801_15312008_989 |  | 42.15238965094554 | -75.88779301251573 | PQ | 2771.281 | False | -1 | ABCN | 8101501
node_1399449_371_15308627_502 |  | 42.14312773622994 | -75.88763105285376 | PQ | 2771.281 | False | -1 | AN | 8101501
node_1399464_715_15310615_047 |  | 42.14857163481167 | -75.88757267584994 | PQ | 2771.281 | False | -1 | ABCN | 8101501
node_1399469_477_15312131_198 |  | 42.15272438218523 | -75.88755455858636 | PQ | 2771.281 | False | -1 | ABCN | 8101501
node_1399481_223_15310629_914 |  | 42.148612355620614 | -75.88750987035077 | PQ | 2771.281 | False | -1 | ABCN | 8101501
node_1399506_763_15310162_533 |  | 42.14733219604534 | -75.88741270216269 | PQ | 2771.281 | False | -1 | ABCN | 8101501
node_1399509_216_15312807_335 |  | 42.15457632579171 | -75.88740336960335 | PQ | 2771.281 | False | -1 | AN | 8101501
node_1399527_691_15310165_308 |  | 42.14733979678825 | -75.88733308055579 | PQ | 2771.281 | False | -1 | ABCN | 8101501
node_1399532_831_15308637_502 |  | 42.14315512629448 | -75.8873135251726 | PQ | 2771.281 | False | -1 | AN | 8101501
node_1399575_849_15309232_634 |  | 42.14478519668319 | -75.88714986107257 | PQ | 2771.281 | False | -1 | ABCN | 8101501
node_1399581_975_15310256_635 |  | 42.147589942030635 | -75.8871265544038 | PQ | 2771.281 | False | -1 | ABCN | 8101501
node_1399589_87_15308893_012 |  | 42.14385496983343 | -75.88709651748741 | PQ | 2771.281 | False | -1 | AN | 8101501
node_1399625_184_15311786_758 |  | 42.151780958802355 | -75.88696216363488 | PQ | 2771.281 | False | -1 | ABCN | 8101501
node_1399634_388_15309852_775 |  | 42.1464837668843 | -75.8869271465635 | PQ | 2771.281 | False | -1 | ABCN | 8101501
node_1399644_78_15309592_032 |  | 42.14576959012459 | -75.88688760968759 | PQ | 2771.281 | False | -1 | AN | 8101501
node_1399654_201_15309852_391 |  | 42.146482715105826 | -75.88685176702903 | PQ | 2771.281 | False | -1 | ABCN | 8101501
node_1399673_445_15309858_911 |  | 42.1465005734279 | -75.88677855228308 | PQ | 2771.281 | False | -1 | ABCN | 8101501
node_1399755_63_15311221_95 |  | 42.15023394604534 | -75.88646587540222 | PQ | 2771.281 | False | -1 | ABCN | 8101501
node_1399769_639_15311203_236 |  | 42.15018268827857 | -75.88641257747165 | PQ | 2771.281 | False | -1 | ABCN | 8101501
node_1399790_285_15308203_68 |  | 42.14196688503679 | -75.88633402874764 | PQ | 2771.281 | False | -1 | AN | 8101501
node_1399806_562_15310647_986 |  | 42.14866185494524 | -75.88627210209935 | PQ | 2771.281 | False | -1 | ABCN | 8101501
node_1399836_029_15309995_831 |  | 42.14687559819152 | -75.88615999344634 | PQ | 2771.281 | False | -1 | AN | 8101501
node_1399841_019_15310219_75 |  | 42.14748891377759 | -75.88614100874554 | PQ | 2771.281 | False | -1 | ABCN | 8101501
node_1399853_25_15312208_775 |  | 42.15293686608887 | -75.88609447530355 | PQ | 2771.281 | False | -1 | ABCN | 8101501
node_1399858_186_15312222_451 |  | 42.15297432474112 | -75.88607569604841 | PQ | 2771.281 | False | -1 | ABCN | 8101501
node_1399860_774_15310217_798 |  | 42.147483567236996 | -75.88606584987492 | PQ | 2771.281 | False | -1 | ABCN | 8101501
node_1399863_954_15312239_208 |  | 42.15302022227227 | -75.88605375140828 | PQ | 2771.281 | False | -1 | ABCN | 8101501
node_1399880_263_15310222_786 |  | 42.14749722940119 | -75.88599170301441 | PQ | 2771.281 | False | -1 | ABCN | 8101501
node_1399922_335_15309605_243 |  | 42.14580577513885 | -75.88583163801798 | PQ | 2771.281 | False | -1 | AN | 8101501
node_1399944_131_15309270_888 |  | 42.144889974636065 | -75.88574871406233 | PQ | 2771.281 | False | -1 | ABCN | 8101501
node_1400011_217_15312249_926 |  | 42.15304957894344 | -75.88549348207074 | PQ | 2771.281 | False | -1 | ABCN | 8101501
node_1400093_878_15311121_652 |  | 42.14995922917607 | -75.88517899422443 | PQ | 2771.281 | False | -1 | ABCN | 8101501
node_1400171_722_15313012_501 |  | 42.155138276789756 | -75.8848828328919 | PQ | 2771.281 | False | -1 | AN | 8101501
node_1400217_748_15312636_4 |  | 42.15410813372357 | -75.88470772470771 | PQ | 2771.281 | False | -1 | ABCN | 8101501
node_1400224_323_15312661_573 |  | 42.15417708273303 | -75.88468270979632 | PQ | 2771.281 | False | -1 | ABCN | 8101501
node_1400225_837_15312688_136 |  | 42.15424983896145 | -75.88467694970875 | PQ | 2771.281 | False | -1 | ABCN | 8101501
node_1400254_793_15313737_084 |  | 42.15712291430289 | -75.8845667851804 | PQ | 2771.281 | False | -1 | ABCN | 8101501
node_1400264_133_15312164_614 |  | 42.15281590882487 | -75.88453125069032 | PQ | 2771.281 | False | -1 | AN | 8101501
node_1400269_135_15313750_987 |  | 42.15716099470961 | -75.88451222033493 | PQ | 2771.281 | False | -1 | ABCN | 8101501
node_1400299_623_15310788_667 |  | 42.14904718111213 | -75.88439622723712 | PQ | 2771.281 | False | -1 | AN | 8101501
node_1400343_799_15312384_229 |  | 42.15341743572717 | -75.88422815746904 | PQ | 2771.281 | False | -1 | ABCN | 8101501
node_1400356_827_15313215_159 |  | 42.15569335835962 | -75.8841785918013 | PQ | 2771.281 | False | -1 | ABCN | 8101501
node_1400365_092_15313239_428 |  | 42.155759831307236 | -75.88414714720167 | PQ | 2771.281 | False | -1 | ABCN | 8101501
node_1400368_415_15313265_705 |  | 42.15583180417982 | -75.88413450468448 | PQ | 2771.281 | False | -1 | ABCN | 8101501
node_1400432_353_15313847_432 |  | 42.157425158187024 | -75.88389124941395 | PQ | 2771.281 | False | -1 | AN | 8101501
node_1400445_629_15309436_931 |  | 42.14534476748463 | -75.88384074021799 | PQ | 2771.281 | False | -1 | ABCN | 8101501
node_1400458_252_15311739_311 |  | 42.15165100116316 | -75.88379271539269 | PQ | 2771.281 | False | -1 | ABCN | 8101501
node_1400462_03_15309422_122 |  | 42.14530420553806 | -75.8837783418056 | PQ | 2771.281 | False | -1 | ABCN | 8101501
node_1400470_313_15314406_6 |  | 42.15895672294764 | -75.88374682872409 | PQ | 2771.281 | False | -1 | AN | 8101501
node_1400474_958_15312776_29 |  | 42.15449129333635 | -75.88372915659276 | PQ | 2771.281 | False | -1 | AN | 8101501
node_1400480_751_15309413_546 |  | 42.145280715818714 | -75.88370711683892 | PQ | 2771.281 | False | -1 | ABCN | 8101501
node_1400489_297_15310320_801 |  | 42.147765693118735 | -75.88367460316094 | PQ | 2771.281 | False | -1 | ABCN | 8101501
node_1400505_502_15309414_42 |  | 42.145283109710356 | -75.8836129504402 | PQ | 2771.281 | False | -1 | ABCN | 8101501
node_1400525_311_15309413_775 |  | 42.145281343051195 | -75.88353758612392 | PQ | 2771.281 | False | -1 | ABCN | 8101501
node_1400529_723_15311456_381 |  | 42.150876054067254 | -75.8835208004526 | PQ | 2771.281 | False | -1 | ABCN | 8101501
node_1400534_188_15311508_875 |  | 42.15101983547203 | -75.88350381314015 | PQ | 2771.281 | False | -1 | ABCN | 8101501
node_1400534_525_15311482_254 |  | 42.15094692038123 | -75.88350253100705 | PQ | 2771.281 | False | -1 | ABCN | 8101501
node_1400538_284_15311962_997 |  | 42.15226367856073 | -75.88348822970639 | PQ | 2771.281 | False | -1 | ABCN | 8101501
node_1400544_6_15309420_04 |  | 42.14529850292662 | -75.88346420017326 | PQ | 2771.281 | False | -1 | ABCN | 8101501
node_1400552_703_15312386_858 |  | 42.15342463657513 | -75.88343337191063 | PQ | 2771.281 | False | -1 | ABCD | 8101501
node_1400672_145_15312286_112 |  | 42.153148692630964 | -75.88297894893802 | PQ | 2771.281 | False | -1 | ABCN | 8101501
node_1400678_629_15311114_273 |  | 42.14993901804745 | -75.88295428024063 | PQ | 2771.281 | False | -1 | AN | 8101501
node_1400683_403_15314255_051 |  | 42.158541629258615 | -75.88293611732246 | PQ | 2771.281 | False | -1 | AN | 8101501
node_1400709_835_15313161_421 |  | 42.15554616963082 | -75.88283555547645 | PQ | 2771.281 | False | -1 | AN | 8101501
node_1400749_428_15312500_589 |  | 42.153736146518106 | -75.88268492195763 | PQ | 2771.281 | False | -1 | ABCN | 8101501
node_1400822_714_15310344_311 |  | 42.14783008716046 | -75.88240610176062 | PQ | 2771.281 | False | -1 | ABCN | 8101501
node_1400828_562_15313670_922 |  | 42.15694169615791 | -75.88238385275656 | PQ | 2771.281 | False | -1 | AN | 8101501
node_1400950_406_15312903_059 |  | 42.154838514445466 | -75.88192029125663 | PQ | 2771.281 | False | -1 | ABCN | 8101501
node_1400975_722_15313177_262 |  | 42.15558955823205 | -75.88182397528759 | PQ | 2771.281 | False | -1 | ABCN | 8101501
node_1401017_049_15312328_333 |  | 42.15326433622244 | -75.88166674468036 | PQ | 2771.281 | False | -1 | ABCN | 8101501
node_1401018_156_15314573_855 |  | 42.159414835472035 | -75.88166253304433 | PQ | 2771.281 | False | -1 | AN | 8101501
node_1401025_915_15311134_292 |  | 42.14999385021763 | -75.88163301354663 | PQ | 2771.281 | False | -1 | AN | 8101501
node_1401108_132_15311868_868 |  | 42.15200585862226 | -75.8813202149202 | PQ | 2771.281 | False | -1 | ABCN | 8101501
node_1401208_591_15313785_778 |  | 42.157256287483136 | -75.88093801370617 | PQ | 2771.281 | False | -1 | ABCN | 8101501
node_1401219_444_15312949_342 |  | 42.154965283881154 | -75.88089672293306 | PQ | 2771.281 | False | -1 | AN | 8101501
node_1401262_168_15309268_453 |  | 42.14488330515535 | -75.88073417737051 | PQ | 2771.281 | False | -1 | AN | 8101501
node_1401306_07_15312245_206 |  | 42.15303665083298 | -75.88056715004895 | PQ | 2771.281 | False | -1 | ABCN | 8101501
node_1401321_61_15314088_152 |  | 42.158084491820524 | -75.88050802735346 | PQ | 2771.281 | False | -1 | ABCN | 8101501
node_1401358_958_15309597_51 |  | 42.14578459440194 | -75.88036593504773 | PQ | 2771.281 | False | -1 | AN | 8101501
node_1401366_027_15313934_682 |  | 42.157664136500095 | -75.88033904068901 | PQ | 2771.281 | False | -1 | AN | 8101501
node_1401371_895_15314172_591 |  | 42.15831577078645 | -75.88031671559396 | PQ | 2771.281 | False | -1 | ABCD | 8101501
node_1401383_444_15313378_878 |  | 42.156141785757185 | -75.88027277685457 | PQ | 2771.281 | False | -1 | AN | 8101501
node_1401456_615_15313836_648 |  | 42.157395620741426 | -75.87999439418073 | PQ | 2771.281 | False | -1 | AN | 8101501
node_1401547_436_15313440_001 |  | 42.15630920204865 | -75.87964886121247 | PQ | 2771.281 | False | -1 | AN | 8101501
node_1401562_895_15314485_841 |  | 42.15917376455803 | -75.87959004668548 | PQ | 2771.281 | False | -1 | ABCN | 8101501
node_1401580_426_15312982_433 |  | 42.155055920343706 | -75.87952334913241 | PQ | 2771.281 | False | -1 | AN | 8101501
node_1401612_137_15309437_053 |  | 42.14534510164342 | -75.87940270307085 | PQ | 2771.281 | False | -1 | AN | 8101501
node_1401642_124_15315117_451 |  | 42.160903748424154 | -75.87928861605222 | PQ | 2771.281 | False | -1 | ABCN | 8101501
node_1401655_546_15315137_149 |  | 42.16095770137328 | -75.87923755139207 | PQ | 2771.281 | False | -1 | ABCN | 8101501
node_1401667_523_15310393_887 |  | 42.1479658761444 | -75.87919198430559 | PQ | 2771.281 | False | -1 | ABCN | 8101501
node_1401734_269_15309427_569 |  | 42.145319124906216 | -75.87893804586075 | PQ | 2771.281 | False | -1 | AN | 8101501
node_1401796_658_15312666_959 |  | 42.154191835021784 | -75.87870068383702 | PQ | 2771.281 | False | -1 | AN | 8101501
node_1401850_979_15313467_055 |  | 42.15638330312924 | -75.87849401691672 | PQ | 2771.281 | False | -1 | AN | 8101501
node_1401953_374_15314993_482 |  | 42.160564196533116 | -75.87810445009534 | PQ | 2771.281 | False | -1 | ABCN | 8101501
node_1402007_647_15313473_773 |  | 42.1564017037746 | -75.8778979657934 | PQ | 2771.281 | False | -1 | AN | 8101501
node_1402012_965_15314308_634 |  | 42.158688393441416 | -75.87787773320044 | PQ | 2771.281 | False | -1 | AN | 8101501
node_1402022_091_15313985_974 |  | 42.15780462561911 | -75.8778430128839 | PQ | 2771.281 | False | -1 | AN | 8101501
node_1402143_377_15315323_394 |  | 42.16146782763022 | -75.87738157432246 | PQ | 2771.281 | False | -1 | AN | 8101501
node_1402212_202_15313871_788 |  | 42.157491869428206 | -75.8771197262197 | PQ | 2771.281 | False | -1 | AN | 8101501
node_1402224_598_15315827_381 |  | 42.16284825127572 | -75.87707256502708 | PQ | 2771.281 | False | -1 | AN | 8101501
node_1402271_529_15314834_506 |  | 42.160128760243154 | -75.8768940137258 | PQ | 2771.281 | False | -1 | AN | 8101501
node_1402287_924_15315321_849 |  | 42.16146359586525 | -75.8768316381407 | PQ | 2771.281 | False | -1 | ABCN | 8101501
node_1402333_318_15315538_532 |  | 42.16205709200062 | -75.87665893443163 | PQ | 2771.281 | False | -1 | AN | 8101501
node_1402432_355_15314718_456 |  | 42.15981089854422 | -75.87628214328666 | PQ | 2771.281 | False | -1 | AN | 8101501
node_1402456_15_15316058_455 |  | 42.163481164452975 | -75.87619161403704 | PQ | 2771.281 | False | -1 | AN | 8101501
node_1402457_623_15314323_353 |  | 42.158728708877405 | -75.87618600993598 | PQ | 2771.281 | False | -1 | AN | 8101501
node_1402480_208_15315051_376 |  | 42.16072276857274 | -75.87610008419097 | PQ | 2771.281 | False | -1 | AN | 8101501
node_1402668_909_15310312_121 |  | 42.147741918542714 | -75.87538216194122 | PQ | 2771.281 | False | -1 | ABCD | 8101501
node_1402692_708_15315756_251 |  | 42.16265342574668 | -75.87529161747341 | PQ | 2771.281 | False | -1 | ABCN | 8101501
node_1402700_074_15314916_284 |  | 42.16035275071292 | -75.87526359316357 | PQ | 2771.281 | False | -1 | AN | 8101501
node_1402761_79_15316170_291 |  | 42.16378748397871 | -75.8750287916015 | PQ | 2771.281 | False | -1 | ABCN | 8101501
node_1402835_515_15310108_661 |  | 42.14718464028968 | -75.87474830120736 | PQ | 2771.281 | False | -1 | ABCN | 8101501
node_1402871_436_15315548_455 |  | 42.16208427116166 | -75.87461163799343 | PQ | 2771.281 | False | -1 | ABCN | 8101501
node_1403160_079_15316272_417 |  | 42.164067207751785 | -75.87351348148164 | PQ | 2771.281 | False | -1 | ABCN | 8101501
node_1403264_535_15316525_775 |  | 42.16476115694885 | -75.87311607348423 | PQ | 2771.281 | False | -1 | AN | 8101501
node_1403285_186_15316247_229 |  | 42.16399821765724 | -75.87303750573747 | PQ | 2771.281 | False | -1 | ABCN | 8101501
node_1403302_946_15316259_177 |  | 42.16403094330634 | -75.87296993694262 | PQ | 2771.281 | False | -1 | ABCN | 8101501
node_1403447_439_15316338_28 |  | 42.164247606933834 | -75.87242020620654 | PQ | 2771.281 | False | -1 | ABCN | 8101501
node_1403653_352_15316388_854 |  | 42.16438612944622 | -75.87163680005494 | PQ | 2771.281 | False | -1 | ABCD | 8101501
node_8101501_200832707 |  | 42.13841818445146 | -75.8943415206415 | PQ | 2771.281 | False | -1 | ABCD | 8101501
node_8101501_200832710 |  | 42.13863454404924 | -75.8942263303036 | PQ | 2771.281 | False | -1 | ABCN | 8101501
node_8101501_200832712 |  | 42.13888929356147 | -75.89407032476123 | PQ | 2771.281 | False | -1 | ABCD | 8101501
node_8101501_200832718 |  | 42.13985450574067 | -75.89348230504139 | PQ | 2771.281 | False | -1 | ABCD | 8101501
node_8101501_200832719 |  | 42.14036958686029 | -75.89442721430902 | PQ | 2771.281 | False | -1 | AN | 8101501
node_8101501_200832720 |  | 42.14021163109712 | -75.89329186071912 | PQ | 2771.281 | False | -1 | ABCD | 8101501
node_8101501_200832721 |  | 42.14056781149634 | -75.89349423230331 | PQ | 2771.281 | False | -1 | ABCD | 8101501
node_8101501_200832723 |  | 42.14129065721148 | -75.89328972256244 | PQ | 2771.281 | False | -1 | ABCD | 8101501
node_8101501_200832724 |  | 42.141815034519 | -75.8931467095558 | PQ | 2771.281 | False | -1 | ABCD | 8101501
node_8101501_200832725 |  | 42.14228398255292 | -75.89220705817523 | PQ | 2771.281 | False | -1 | ABCD | 8101501
node_8101501_200832726 |  | 42.14245735892242 | -75.8919537703083 | PQ | 2771.281 | False | -1 | ABCD | 8101501
node_8101501_200832727 |  | 42.14259059241334 | -75.89167362993271 | PQ | 2771.281 | False | -1 | ABCD | 8101501
node_8101501_200832728 |  | 42.1426087821552 | -75.89131103736557 | PQ | 2771.281 | False | -1 | ABCN | 8101501
node_8101501_200832730 |  | 42.14299297163441 | -75.8910361282452 | PQ | 2771.281 | False | -1 | ABCD | 8101501
node_8101501_200832732 |  | 42.14318339558009 | -75.89085238373418 | PQ | 2771.281 | False | -1 | ABCD | 8101501
node_8101501_200832905 |  | 42.14217369371906 | -75.8917645510509 | PQ | 2771.281 | False | -1 | ABCD | 8101501
node_8101501_200832906 |  | 42.141918563484936 | -75.89160094021456 | PQ | 2771.281 | False | -1 | ABCD | 8101501
node_8101501_200832907 |  | 42.14162072940119 | -75.89145440799984 | PQ | 2771.281 | False | -1 | AD | 8101501
node_8101501_200832908 |  | 42.14130132564162 | -75.89130004982731 | PQ | 2771.281 | False | -1 | AD | 8101501
node_8101501_200832909 |  | 42.14110287914605 | -75.8911794303976 | PQ | 2771.281 | False | -1 | AN | 8101501
node_8101501_200832911 |  | 42.140835716456564 | -75.89106275628546 | PQ | 2771.281 | False | -1 | AD | 8101501
node_8101501_200832912 |  | 42.140598852656474 | -75.8909455229046 | PQ | 2771.281 | False | -1 | AD | 8101501
node_8101501_200832913 |  | 42.140280303466916 | -75.89082168482622 | PQ | 2771.281 | False | -1 | AN | 8101501
node_8101501_200832915 |  | 42.14170911166143 | -75.88774381208471 | PQ | 2771.281 | False | -1 | AD | 8101501
node_8101501_200832916 |  | 42.14194165878735 | -75.88752458254275 | PQ | 2771.281 | False | -1 | AD | 8101501
node_8101501_200832918 |  | 42.1427008812472 | -75.88722435795161 | PQ | 2771.281 | False | -1 | AD | 8101501
node_8101501_200832926 |  | 42.14098955001502 | -75.8885955098955 | PQ | 2771.281 | False | -1 | AN | 8101501
node_8101501_200832927 |  | 42.141240673082706 | -75.88834208126025 | PQ | 2771.281 | False | -1 | AD | 8101501
node_8101501_200832928 |  | 42.14148574294614 | -75.88803225018223 | PQ | 2771.281 | False | -1 | AD | 8101501
node_8101501_200832935 |  | 42.14192384702838 | -75.89146795599976 | PQ | 2771.281 | False | -1 | ABCN | 8101501
node_8101501_200832936 |  | 42.141943680174116 | -75.8911763411036 | PQ | 2771.281 | False | -1 | ABCD | 8101501
node_8101501_200832937 |  | 42.142131482890605 | -75.88721337421791 | PQ | 2771.281 | False | -1 | AD | 8101501
node_8101501_200832938 |  | 42.141983431374776 | -75.88646074686982 | PQ | 2771.281 | False | -1 | AN | 8101501
node_8101501_200832939 |  | 42.14198321225426 | -75.89064622281893 | PQ | 2771.281 | False | -1 | ABCD | 8101501
node_8101501_200832940 |  | 42.141990602093664 | -75.89015939269574 | PQ | 2771.281 | False | -1 | ABCD | 8101501
node_8101501_200832941 |  | 42.14202792927362 | -75.88966569916569 | PQ | 2771.281 | False | -1 | ABCN | 8101501
node_8101501_200832942 |  | 42.14206108494674 | -75.8890743010061 | PQ | 2771.281 | False | -1 | ABCD | 8101501
node_8101501_200832943 |  | 42.142068157061395 | -75.88864913121274 | PQ | 2771.281 | False | -1 | ABCD | 8101501
node_8101501_200832944 |  | 42.142079945745174 | -75.88833888163433 | PQ | 2771.281 | False | -1 | ABCD | 8101501
node_8101501_200832945 |  | 42.14208957609186 | -75.8879448254448 | PQ | 2771.281 | False | -1 | ABCN | 8101501
node_8101501_200832947 |  | 42.14290864310372 | -75.8908289667335 | PQ | 2771.281 | False | -1 | AD | 8101501
node_8101501_200832949 |  | 42.143085404885205 | -75.88726376927738 | PQ | 2771.281 | False | -1 | AN | 8101501
node_8101501_200832954 |  | 42.14293440893743 | -75.89029794296611 | PQ | 2771.281 | False | -1 | AD | 8101501
node_8101501_200832955 |  | 42.142956786620154 | -75.88989305142032 | PQ | 2771.281 | False | -1 | AD | 8101501
node_8101501_200832956 |  | 42.14297914239083 | -75.88951346012708 | PQ | 2771.281 | False | -1 | AD | 8101501
node_8101501_200832957 |  | 42.14299581746212 | -75.88916952887406 | PQ | 2771.281 | False | -1 | AN | 8101501
node_8101501_200832958 |  | 42.143001133873646 | -75.88876087462904 | PQ | 2771.281 | False | -1 | AD | 8101501
node_8101501_200832959 |  | 42.14302948806845 | -75.88833478413477 | PQ | 2771.281 | False | -1 | AD | 8101501
node_8101501_200832960 |  | 42.14304154243585 | -75.88799190293734 | PQ | 2771.281 | False | -1 | AD | 8101501
node_8101501_200832961 |  | 42.143064665128335 | -75.88761110179745 | PQ | 2771.281 | False | -1 | AN | 8101501
node_8101501_200833155 |  | 42.15097694536997 | -75.88378945108943 | PQ | 2771.281 | False | -1 | ABCN | 8101501
node_8101501_200833156 |  | 42.15738293640254 | -75.88010592073772 | PQ | 2771.281 | False | -1 | AN | 8101501
node_8101501_200833157 |  | 42.16467061635152 | -75.87309812362082 | PQ | 2771.281 | False | -1 | AN | 8101501
node_8101501_200833158 |  | 42.16252482665468 | -75.87548812244263 | PQ | 2771.281 | False | -1 | ABCD | 8101501
node_8101501_200833160 |  | 42.1434661925184 | -75.89057978017068 | PQ | 2771.281 | False | -1 | ABCN | 8101501
node_8101501_200833161 |  | 42.14578743749064 | -75.88851324793141 | PQ | 2771.281 | False | -1 | ABCD | 8101501
node_8101501_200833162 |  | 42.14602474500977 | -75.88831090297907 | PQ | 2771.281 | False | -1 | ABCD | 8101501
node_8101501_200833163 |  | 42.1462878950548 | -75.88810455183635 | PQ | 2771.281 | False | -1 | ABCN | 8101501
node_8101501_200833164 |  | 42.146659594664584 | -75.88783219556854 | PQ | 2771.281 | False | -1 | ABCD | 8101501
node_8101501_200833165 |  | 42.14698603219272 | -75.88756680543042 | PQ | 2771.281 | False | -1 | ABCD | 8101501
node_8101501_200833166 |  | 42.14720349287109 | -75.88735073366435 | PQ | 2771.281 | False | -1 | ABCN | 8101501
node_8101501_200833167 |  | 42.147509596015325 | -75.88712128129853 | PQ | 2771.281 | False | -1 | ABCN | 8101501
node_8101501_200833169 |  | 42.14779175476514 | -75.88689908801271 | PQ | 2771.281 | False | -1 | ABCD | 8101501
node_8101501_200833170 |  | 42.14806885457003 | -75.88664652681469 | PQ | 2771.281 | False | -1 | ABCD | 8101501
node_8101501_200833171 |  | 42.148314562621955 | -75.88644165944619 | PQ | 2771.281 | False | -1 | ABCD | 8101501
node_8101501_200833174 |  | 42.148605058907414 | -75.88621497679223 | PQ | 2771.281 | False | -1 | ABCN | 8101501
node_8101501_200833175 |  | 42.148920611623915 | -75.88594712891529 | PQ | 2771.281 | False | -1 | ABCD | 8101501
node_8101501_200833176 |  | 42.149108770411246 | -75.88580440885893 | PQ | 2771.281 | False | -1 | ABCD | 8101501
node_8101501_200833177 |  | 42.149359112862086 | -75.88559729300182 | PQ | 2771.281 | False | -1 | ABCD | 8101501
node_8101501_200833178 |  | 42.149675221596894 | -75.88532206049477 | PQ | 2771.281 | False | -1 | ABCD | 8101501
node_8101501_200833179 |  | 42.14992948356598 | -75.88512010360645 | PQ | 2771.281 | False | -1 | ABCN | 8101501
node_8101501_200833181 |  | 42.15043988646257 | -75.88469479684932 | PQ | 2771.281 | False | -1 | ABCD | 8101501
node_8101501_200833182 |  | 42.15078087085399 | -75.88442579238941 | PQ | 2771.281 | False | -1 | ABCD | 8101501
node_8101501_200833183 |  | 42.15109111263697 | -75.88415248878883 | PQ | 2771.281 | False | -1 | ABCD | 8101501
node_8101501_200833185 |  | 42.15102569420684 | -75.88404793597064 | PQ | 2771.281 | False | -1 | ABCN | 8101501
node_8101501_200833187 |  | 42.151353876482084 | -75.8839387758433 | PQ | 2771.281 | False | -1 | ABCD | 8101501
node_8101501_200833188 |  | 42.15162000656613 | -75.88372823208731 | PQ | 2771.281 | False | -1 | ABCN | 8101501
node_8101501_200833191 |  | 42.1519110150458 | -75.88353276956457 | PQ | 2771.281 | False | -1 | ABCD | 8101501
node_8101501_200833193 |  | 42.15223348649259 | -75.88338094141729 | PQ | 2771.281 | False | -1 | ABCN | 8101501
node_8101501_200833195 |  | 42.152517365338454 | -75.8832245173745 | PQ | 2771.281 | False | -1 | ABCD | 8101501
node_8101501_200833196 |  | 42.15283080080297 | -75.88308052279413 | PQ | 2771.281 | False | -1 | ABCD | 8101501
node_8101501_200833197 |  | 42.15312746806996 | -75.88291264325353 | PQ | 2771.281 | False | -1 | ABCN | 8101501
node_8101501_200833198 |  | 42.153464050878 | -75.88275679750222 | PQ | 2771.281 | False | -1 | ABCD | 8101501
node_8101501_200833200 |  | 42.15404831382262 | -75.88245144818325 | PQ | 2771.281 | False | -1 | ABCD | 8101501
node_8101501_200833201 |  | 42.14426994848418 | -75.88986916646006 | PQ | 2771.281 | False | -1 | ABCD | 8101501
node_8101501_200833202 |  | 42.15427409012459 | -75.88236447618718 | PQ | 2771.281 | False | -1 | ABCD | 8101501
node_8101501_200833203 |  | 42.154534725761685 | -75.88222109033471 | PQ | 2771.281 | False | -1 | ABCD | 8101501
node_8101501_200833204 |  | 42.154882056431056 | -75.88204199878743 | PQ | 2771.281 | False | -1 | ABCN | 8101501
node_8101501_200833205 |  | 42.155239107834326 | -75.881859574455 | PQ | 2771.281 | False | -1 | ABCD | 8101501
node_8101501_200833206 |  | 42.1555653865001 | -75.88170210796572 | PQ | 2771.281 | False | -1 | ABCN | 8101501
node_8101501_200833208 |  | 42.15595496908302 | -75.88153010809826 | PQ | 2771.281 | False | -1 | ABCD | 8101501
node_8101501_200833209 |  | 42.156184226662184 | -75.88139769456585 | PQ | 2771.281 | False | -1 | ABCD | 8101501
node_8101501_200833210 |  | 42.15649716636652 | -75.88124708767889 | PQ | 2771.281 | False | -1 | ABCD | 8101501
node_8101501_200833211 |  | 42.156872916966854 | -75.88106420680054 | PQ | 2771.281 | False | -1 | ABCD | 8101501
node_8101501_200833215 |  | 42.1576941888789 | -75.88064617814615 | PQ | 2771.281 | False | -1 | ABCD | 8101501
node_8101501_200833216 |  | 42.158056841550376 | -75.88045511368236 | PQ | 2771.281 | False | -1 | ABCN | 8101501
node_8101501_200833217 |  | 42.15833103526942 | -75.88030947934128 | PQ | 2771.281 | False | -1 | ABCD | 8101501
node_8101501_200833218 |  | 42.15861104937718 | -75.88015790609879 | PQ | 2771.281 | False | -1 | ABCD | 8101501
node_8101501_200833220 |  | 42.15878461473813 | -75.87975096770549 | PQ | 2771.281 | False | -1 | ABCD | 8101501
node_8101501_200833221 |  | 42.159150192668484 | -75.87949485686302 | PQ | 2771.281 | False | -1 | ABCN | 8101501
node_8101501_200833224 |  | 42.15958287077895 | -75.87928993623082 | PQ | 2771.281 | False | -1 | ABCD | 8101501
node_8101501_200833225 |  | 42.16003024092003 | -75.87906259919438 | PQ | 2771.281 | False | -1 | ABCD | 8101501
node_8101501_200833226 |  | 42.16075737044127 | -75.8790477081886 | PQ | 2771.281 | False | -1 | ABCN | 8101501
node_8101501_200833230 |  | 42.144776467469626 | -75.88937609687608 | PQ | 2771.281 | False | -1 | ABCD | 8101501
node_8101501_200833232 |  | 42.160407106295985 | -75.87866430854156 | PQ | 2771.281 | False | -1 | ABCD | 8101501
node_8101501_200833233 |  | 42.16067672861326 | -75.87816093623819 | PQ | 2771.281 | False | -1 | ABCN | 8101501
node_8101501_200833234 |  | 42.16104182721749 | -75.8774139776685 | PQ | 2771.281 | False | -1 | ABCD | 8101501
node_8101501_200833235 |  | 42.161373816711716 | -75.87678451499357 | PQ | 2771.281 | False | -1 | ABCN | 8101501
node_8101501_200833236 |  | 42.161667879183575 | -75.87625838007199 | PQ | 2771.281 | False | -1 | ABCD | 8101501
node_8101501_200833238 |  | 42.16216942961131 | -75.87625451084538 | PQ | 2771.281 | False | -1 | ABCD | 8101501
node_8101501_200833239 |  | 42.16255463800093 | -75.87666133129767 | PQ | 2771.281 | False | -1 | AD | 8101501
node_8101501_200833240 |  | 42.16281312077895 | -75.87719184906 | PQ | 2771.281 | False | -1 | AN | 8101501
node_8101501_200833242 |  | 42.162021679386186 | -75.87659554683643 | PQ | 2771.281 | False | -1 | AN | 8101501
node_8101501_200833243 |  | 42.16156505962031 | -75.87741046987408 | PQ | 2771.281 | False | -1 | AN | 8101501
node_8101501_200833245 |  | 42.16270890158339 | -75.87542244450877 | PQ | 2771.281 | False | -1 | ABCN | 8101501
node_8101501_200833246 |  | 42.145028877870345 | -75.88915692059781 | PQ | 2771.281 | False | -1 | ABCN | 8101501
node_8101501_200833247 |  | 42.16313257657964 | -75.8753183330183 | PQ | 2771.281 | False | -1 | ABCD | 8101501
node_8101501_200833248 |  | 42.16345562321779 | -75.87511908496906 | PQ | 2771.281 | False | -1 | ABCD | 8101501
node_8101501_200833249 |  | 42.1637440186853 | -75.87492720633172 | PQ | 2771.281 | False | -1 | ABCN | 8101501
node_8101501_200833250 |  | 42.16395563980191 | -75.874530315753 | PQ | 2771.281 | False | -1 | ABCD | 8101501
node_8101501_200833252 |  | 42.164088240582345 | -75.87411056744236 | PQ | 2771.281 | False | -1 | ABCD | 8101501
node_8101501_200833253 |  | 42.16420127937868 | -75.87355512227327 | PQ | 2771.281 | False | -1 | ABCN | 8101501
node_8101501_200833254 |  | 42.16427753057934 | -75.87312759365938 | PQ | 2771.281 | False | -1 | ABCN | 8101501
node_8101501_200833255 |  | 42.1644633666892 | -75.87304674318307 | PQ | 2771.281 | False | -1 | AD | 8101501
node_8101501_200833256 |  | 42.16437171405526 | -75.87242987737075 | PQ | 2771.281 | False | -1 | ABCN | 8101501
node_8101501_200833257 |  | 42.16436002945372 | -75.87194516257695 | PQ | 2771.281 | False | -1 | ABCD | 8101501
node_8101501_200833258 |  | 42.14529207173947 | -75.88893186248639 | PQ | 2771.281 | False | -1 | ABCD | 8101501
node_8101501_200833262 |  | 42.14556192139428 | -75.88869377379376 | PQ | 2771.281 | False | -1 | ABCD | 8101501
node_8101501_200833263 |  | 42.15871702975389 | -75.87925989550988 | PQ | 2771.281 | False | -1 | AD | 8101501
node_8101501_200833264 |  | 42.15872427716496 | -75.87886525722432 | PQ | 2771.281 | False | -1 | AD | 8101501
node_8101501_200833265 |  | 42.158771779753884 | -75.87829345629797 | PQ | 2771.281 | False | -1 | AD | 8101501
node_8101501_200833266 |  | 42.15878727431339 | -75.87789904248083 | PQ | 2771.281 | False | -1 | AN | 8101501
node_8101501_200833267 |  | 42.15881566685429 | -75.8773554104372 | PQ | 2771.281 | False | -1 | AD | 8101501
node_8101501_200833268 |  | 42.15881711578871 | -75.87678801137434 | PQ | 2771.281 | False | -1 | AD | 8101501
node_8101501_200833269 |  | 42.15892771413029 | -75.87630935342295 | PQ | 2771.281 | False | -1 | AD | 8101501
node_8101501_200833270 |  | 42.143789699309636 | -75.89007861070132 | PQ | 2771.281 | False | -1 | AD | 8101501
node_8101501_200833276 |  | 42.14380720429988 | -75.88977478700659 | PQ | 2771.281 | False | -1 | AD | 8101501
node_8101501_200833277 |  | 42.14381952708992 | -75.88939088515905 | PQ | 2771.281 | False | -1 | AD | 8101501
node_8101501_200833278 |  | 42.14384046953326 | -75.88898151185423 | PQ | 2771.281 | False | -1 | AD | 8101501
node_8101501_200833279 |  | 42.143864142766034 | -75.88864901707628 | PQ | 2771.281 | False | -1 | AN | 8101501
node_8101501_200833280 |  | 42.143884972910115 | -75.88826911761456 | PQ | 2771.281 | False | -1 | AD | 8101501
node_8101501_200833282 |  | 42.14390231903799 | -75.88787334557333 | PQ | 2771.281 | False | -1 | AD | 8101501
node_8101501_200833283 |  | 42.14393624711093 | -75.8875364108864 | PQ | 2771.281 | False | -1 | AD | 8101501
node_8101501_200833284 |  | 42.14393032263997 | -75.88711881214607 | PQ | 2771.281 | False | -1 | AN | 8101501
node_8101501_200833285 |  | 42.14480479427437 | -75.88912547599818 | PQ | 2771.281 | False | -1 | ABCD | 8101501
node_8101501_200833286 |  | 42.144962292623454 | -75.88564392916663 | PQ | 2771.281 | False | -1 | ABCD | 8101501
node_8101501_200833287 |  | 42.144969624943734 | -75.88530044685042 | PQ | 2771.281 | False | -1 | ABCD | 8101501
node_8101501_200833288 |  | 42.144999888226046 | -75.88489340953885 | PQ | 2771.281 | False | -1 | ABCD | 8101501
node_8101501_200833289 |  | 42.14537656187155 | -75.88493762981489 | PQ | 2771.281 | False | -1 | ABCD | 8101501
node_8101501_200833290 |  | 42.145505451298234 | -75.88493158058156 | PQ | 2771.281 | False | -1 | ABCD | 8101501
node_8101501_200833291 |  | 42.14552847538648 | -75.88426059886058 | PQ | 2771.281 | False | -1 | ABCD | 8101501
node_8101501_200833292 |  | 42.145567834909215 | -75.88354194233283 | PQ | 2771.281 | False | -1 | ABCN | 8101501
node_8101501_200833293 |  | 42.144799294349404 | -75.88872142145323 | PQ | 2771.281 | False | -1 | ABCD | 8101501
node_8101501_200833294 |  | 42.14560699448448 | -75.88299504979048 | PQ | 2771.281 | False | -1 | ABCD | 8101501
node_8101501_200833295 |  | 42.14559219563262 | -75.88257503896592 | PQ | 2771.281 | False | -1 | ABCD | 8101501
node_8101501_200833296 |  | 42.1456274576017 | -75.88202835186924 | PQ | 2771.281 | False | -1 | AD | 8101501
node_8101501_200833297 |  | 42.145650021536866 | -75.88152055487508 | PQ | 2771.281 | False | -1 | AD | 8101501
node_8101501_200833298 |  | 42.145667907249006 | -75.88096906643722 | PQ | 2771.281 | False | -1 | AD | 8101501
node_8101501_200833299 |  | 42.145692136500095 | -75.88034628835536 | PQ | 2771.281 | False | -1 | AN | 8101501
node_8101501_200833300 |  | 42.1453532830557 | -75.88056529723346 | PQ | 2771.281 | False | -1 | AD | 8101501
node_8101501_200833301 |  | 42.144882639576785 | -75.88064821358 | PQ | 2771.281 | False | -1 | AN | 8101501
node_8101501_200833304 |  | 42.14545334170045 | -75.87995315667132 | PQ | 2771.281 | False | -1 | AD | 8101501
node_8101501_200833305 |  | 42.145247631359766 | -75.87945298018931 | PQ | 2771.281 | False | -1 | AN | 8101501
node_8101501_200833306 |  | 42.145310036882805 | -75.87906949684219 | PQ | 2771.281 | False | -1 | AN | 8101501
node_8101501_200833307 |  | 42.14482333187004 | -75.88834222963767 | PQ | 2771.281 | False | -1 | ABCN | 8101501
node_8101501_200833308 |  | 42.144846331307235 | -75.88794633965541 | PQ | 2771.281 | False | -1 | ABCD | 8101501
node_8101501_200833309 |  | 42.14486702450099 | -75.88756830442283 | PQ | 2771.281 | False | -1 | ABCD | 8101501
node_8101501_200833310 |  | 42.14488206164642 | -75.88718973274881 | PQ | 2771.281 | False | -1 | ABCN | 8101501
node_8101501_200833311 |  | 42.144910399407195 | -75.88679009528553 | PQ | 2771.281 | False | -1 | ABCD | 8101501
node_8101501_200833312 |  | 42.1449289506979 | -75.88641660648932 | PQ | 2771.281 | False | -1 | ABCD | 8101501
node_8101501_200833313 |  | 42.144964234579035 | -75.88584603062783 | PQ | 2771.281 | False | -1 | ABCN | 8101501
node_8101501_200833317 |  | 42.145811888601244 | -75.88791215578033 | PQ | 2771.281 | False | -1 | AD | 8101501
node_8101501_200833318 |  | 42.14583445253641 | -75.88755887674976 | PQ | 2771.281 | False | -1 | AD | 8101501
node_8101501_200833320 |  | 42.14585408573467 | -75.88721564933836 | PQ | 2771.281 | False | -1 | AD | 8101501
node_8101501_200833321 |  | 42.145866137363065 | -75.88687659171293 | PQ | 2771.281 | False | -1 | AN | 8101501
node_8101501_200833322 |  | 42.145877405635616 | -75.8865917298917 | PQ | 2771.281 | False | -1 | AD | 8101501
node_8101501_200833323 |  | 42.1458942039622 | -75.8862279731325 | PQ | 2771.281 | False | -1 | AD | 8101501
node_8101501_200833324 |  | 42.14591269773377 | -75.88584091731363 | PQ | 2771.281 | False | -1 | AN | 8101501
node_8101501_200833331 |  | 42.14766336657664 | -75.88739098579552 | PQ | 2771.281 | False | -1 | ABCD | 8101501
node_8101501_200833332 |  | 42.14785758952426 | -75.8878356919493 | PQ | 2771.281 | False | -1 | ABCD | 8101501
node_8101501_200833333 |  | 42.148012954187315 | -75.88819867638502 | PQ | 2771.281 | False | -1 | ABCN | 8101501
node_8101501_200833334 |  | 42.14816986638903 | -75.88859238636056 | PQ | 2771.281 | False | -1 | ABCD | 8101501
node_8101501_200833335 |  | 42.14830192484618 | -75.88898848178846 | PQ | 2771.281 | False | -1 | ABCD | 8101501
node_8101501_200833336 |  | 42.14837903061686 | -75.88914398513033 | PQ | 2771.281 | False | -1 | ABCD | 8101501
node_8101501_200833337 |  | 42.14840594683327 | -75.88927321045047 | PQ | 2771.281 | False | -1 | ABCD | 8101501
node_8101501_200833345 |  | 42.14774971649409 | -75.88646250457158 | PQ | 2771.281 | False | -1 | ABCD | 8101501
node_8101501_200833346 |  | 42.147269628920924 | -75.87470668704756 | PQ | 2771.281 | False | -1 | ABCN | 8101501
node_8101501_200833360 |  | 42.148084625769194 | -75.87880193430645 | PQ | 2771.281 | False | -1 | ABCD | 8101501
node_8101501_200833361 |  | 42.14805662490621 | -75.87842417300142 | PQ | 2771.281 | False | -1 | ABCD | 8101501
node_8101501_200833362 |  | 42.147768056881304 | -75.88606863860953 | PQ | 2771.281 | False | -1 | ABCN | 8101501
node_8101501_200833364 |  | 42.14804944870931 | -75.87801964288779 | PQ | 2771.281 | False | -1 | ABCD | 8101501
node_8101501_200833367 |  | 42.147974673833126 | -75.87676760377212 | PQ | 2771.281 | False | -1 | ABCD | 8101501
node_8101501_200833369 |  | 42.14778235723399 | -75.88562150895785 | PQ | 2771.281 | False | -1 | ABCD | 8101501
node_8101501_200833390 |  | 42.14780204795139 | -75.8851621705076 | PQ | 2771.281 | False | -1 | ABCD | 8101501
node_8101501_200833412 |  | 42.14783879993998 | -75.88468057163965 | PQ | 2771.281 | False | -1 | ABCD | 8101501
node_8101501_200833429 |  | 42.14785207042625 | -75.88418445080715 | PQ | 2771.281 | False | -1 | ABCD | 8101501
node_8101501_200833443 |  | 42.14788895662616 | -75.88341647590737 | PQ | 2771.281 | False | -1 | ABCD | 8101501
node_8101501_200833462 |  | 42.14791048247788 | -75.88300525739615 | PQ | 2771.281 | False | -1 | ABCD | 8101501
node_8101501_200833475 |  | 42.14793817931114 | -75.88241515658787 | PQ | 2771.281 | False | -1 | ABCN | 8101501
node_8101501_200833527 |  | 42.150106497336054 | -75.88466576052937 | PQ | 2771.281 | False | -1 | AD | 8101501
node_8101501_200833529 |  | 42.14997679168545 | -75.88433937966208 | PQ | 2771.281 | False | -1 | AD | 8101501
node_8101501_200833530 |  | 42.14998963488671 | -75.88387258429529 | PQ | 2771.281 | False | -1 | AD | 8101501
node_8101501_200833531 |  | 42.14999474861175 | -75.88344523449521 | PQ | 2771.281 | False | -1 | AD | 8101501
node_8101501_200833532 |  | 42.150011056656176 | -75.88298594930866 | PQ | 2771.281 | False | -1 | AN | 8101501
node_8101501_200833533 |  | 42.150038433025685 | -75.88254887508067 | PQ | 2771.281 | False | -1 | AD | 8101501
node_8101501_200833534 |  | 42.15006480965783 | -75.8820888860525 | PQ | 2771.281 | False | -1 | AD | 8101501
node_8101501_200833535 |  | 42.15008645054782 | -75.8816398693444 | PQ | 2771.281 | False | -1 | AN | 8101501
node_8101501_200833537 |  | 42.153366964055245 | -75.88240396360393 | PQ | 2771.281 | False | -1 | ABCD | 8101501
node_8101501_200833538 |  | 42.1533068866877 | -75.88206470814195 | PQ | 2771.281 | False | -1 | ABCD | 8101501
node_8101501_200833539 |  | 42.15321757316526 | -75.88165718004352 | PQ | 2771.281 | False | -1 | ABCN | 8101501
node_8101501_200833540 |  | 42.15314537569415 | -75.88129617777797 | PQ | 2771.281 | False | -1 | ABCD | 8101501
node_8101501_200833541 |  | 42.153063745084815 | -75.88093545324452 | PQ | 2771.281 | False | -1 | ABCD | 8101501
node_8101501_200833542 |  | 42.15297168707791 | -75.88053745173742 | PQ | 2771.281 | False | -1 | ABCN | 8101501
node_8101501_200833547 |  | 42.15362725731654 | -75.88023494822129 | PQ | 2771.281 | False | -1 | AD | 8101501
node_8101501_200833548 |  | 42.15387989779381 | -75.88008949649856 | PQ | 2771.281 | False | -1 | AD | 8101501
node_8101501_200833549 |  | 42.15413354348644 | -75.87995193160646 | PQ | 2771.281 | False | -1 | AD | 8101501
node_8101501_200833551 |  | 42.15338489906951 | -75.88295877721785 | PQ | 2771.281 | False | -1 | ABCD | 8101501
node_8101501_200833552 |  | 42.15342261518837 | -75.88340986360075 | PQ | 2771.281 | False | -1 | ABCD | 8101501
node_8101501_200833553 |  | 42.153464741107626 | -75.88389992759082 | PQ | 2771.281 | False | -1 | ABCD | 8101501
node_8101501_200833554 |  | 42.15345859203814 | -75.88416390624116 | PQ | 2771.281 | False | -1 | ABCN | 8101501
node_8101501_200833555 |  | 42.15351415826206 | -75.88463816232905 | PQ | 2771.281 | False | -1 | ABCD | 8101501
node_8101501_200833559 |  | 42.153564558719815 | -75.88523007029823 | PQ | 2771.281 | False | -1 | ABCD | 8101501
node_8101501_200833560 |  | 42.153860579581284 | -75.88512535007987 | PQ | 2771.281 | False | -1 | ABCD | 8101501
node_8101501_200833561 |  | 42.154227187378076 | -75.88496071962433 | PQ | 2771.281 | False | -1 | ABCN | 8101501
node_8101501_200833564 |  | 42.15313964021464 | -75.88546292773563 | PQ | 2771.281 | False | -1 | ABCN | 8101501
node_8101501_200833565 |  | 42.15356657736757 | -75.88588149663602 | PQ | 2771.281 | False | -1 | ABCD | 8101501
node_8101501_200833567 |  | 42.15301197238483 | -75.88621990748807 | PQ | 2771.281 | False | -1 | ABCN | 8101501
node_8101501_200833568 |  | 42.15246436008557 | -75.8865399423672 | PQ | 2771.281 | False | -1 | ABCD | 8101501
node_8101501_200833569 |  | 42.15187503271802 | -75.8868995978223 | PQ | 2771.281 | False | -1 | ABCN | 8101501
node_8101501_200833570 |  | 42.15339412952126 | -75.88414577375939 | PQ | 2771.281 | False | -1 | AD | 8101501
node_8101501_200833571 |  | 42.15310060937267 | -75.8842776927004 | PQ | 2771.281 | False | -1 | AD | 8101501
node_8101501_200833574 |  | 42.15444383731054 | -75.8836139852776 | PQ | 2771.281 | False | -1 | AN | 8101501
node_8101501_200833575 |  | 42.15479810314425 | -75.88345268380266 | PQ | 2771.281 | False | -1 | AD | 8101501
node_8101501_200833576 |  | 42.15499769454452 | -75.88335074090527 | PQ | 2771.281 | False | -1 | AD | 8101501
node_8101501_200833577 |  | 42.15526819882187 | -75.88309902051263 | PQ | 2771.281 | False | -1 | AD | 8101501
node_8101501_200833578 |  | 42.155570535832226 | -75.88296239153964 | PQ | 2771.281 | False | -1 | AN | 8101501
node_8101501_200833579 |  | 42.15582476767224 | -75.88283081120352 | PQ | 2771.281 | False | -1 | AD | 8101501
node_8101501_200833580 |  | 42.15619475540299 | -75.88266300775389 | PQ | 2771.281 | False | -1 | AD | 8101501
node_8101501_200833581 |  | 42.156603289171564 | -75.8826049731595 | PQ | 2771.281 | False | -1 | AD | 8101501
node_8101501_200833584 |  | 42.157382966531614 | -75.88230167068801 | PQ | 2771.281 | False | -1 | AD | 8101501
node_8101501_200833586 |  | 42.152824618865395 | -75.88442414882412 | PQ | 2771.281 | False | -1 | AN | 8101501
node_8101501_200833589 |  | 42.154871891978104 | -75.88214096272276 | PQ | 2771.281 | False | -1 | AD | 8101501
node_8101501_200833590 |  | 42.15493515207116 | -75.88275198094287 | PQ | 2771.281 | False | -1 | AD | 8101501
node_8101501_200834014 |  | 42.1479950356071 | -75.88440890399525 | PQ | 2771.281 | False | -1 | AD | 8101501
node_8101501_200834015 |  | 42.148239300202626 | -75.88442213621757 | PQ | 2771.281 | False | -1 | AD | 8101501
node_8101501_200834016 |  | 42.14854952555157 | -75.88446236932599 | PQ | 2771.281 | False | -1 | AD | 8101501
node_8101501_200834019 |  | 42.148848173120236 | -75.88447241714057 | PQ | 2771.281 | False | -1 | AD | 8101501
node_8101501_200834099 |  | 42.15329948041425 | -75.8815763980491 | PQ | 2771.281 | False | -1 | AD | 8101501
node_8101501_200834102 |  | 42.15375207110163 | -75.88134892024435 | PQ | 2771.281 | False | -1 | AD | 8101501
node_8101501_200834103 |  | 42.1540250459628 | -75.8812379757834 | PQ | 2771.281 | False | -1 | AD | 8101501
node_8101501_200834104 |  | 42.15422903894644 | -75.88114837864835 | PQ | 2771.281 | False | -1 | AD | 8101501
node_8101501_200834105 |  | 42.15443884957978 | -75.88103010662553 | PQ | 2771.281 | False | -1 | AD | 8101501
node_8101501_200834106 |  | 42.154954664753134 | -75.88078451155721 | PQ | 2771.281 | False | -1 | AN | 8101501
node_8101501_200834107 |  | 42.15536632098906 | -75.88058123068575 | PQ | 2771.281 | False | -1 | AD | 8101501
node_8101501_200834108 |  | 42.15581346927062 | -75.88036260987168 | PQ | 2771.281 | False | -1 | AD | 8101501
node_8101501_200834109 |  | 42.15611253590727 | -75.88019647281463 | PQ | 2771.281 | False | -1 | AN | 8101501
node_8101501_200834110 |  | 42.15648102266249 | -75.88003949330765 | PQ | 2771.281 | False | -1 | AD | 8101501
node_8101501_200834114 |  | 42.15884630538048 | -75.87626359991357 | PQ | 2771.281 | False | -1 | AN | 8101501
node_8101501_200834115 |  | 42.15924593190007 | -75.87628778162866 | PQ | 2771.281 | False | -1 | AD | 8101501
node_8101501_200834116 |  | 42.15953661717697 | -75.8763150412241 | PQ | 2771.281 | False | -1 | AD | 8101501
node_8101501_200834117 |  | 42.15970161766474 | -75.87629037633126 | PQ | 2771.281 | False | -1 | AN | 8101501
node_8101501_200834121 |  | 42.16042678331834 | -75.87529741941103 | PQ | 2771.281 | False | -1 | AN | 8101501
node_8101501_200834122 |  | 42.15429801260695 | -75.87964154506425 | PQ | 2771.281 | False | -1 | AD | 8101501
node_8101501_200834123 |  | 42.1542034292361 | -75.87918152559968 | PQ | 2771.281 | False | -1 | AD | 8101501
node_8101501_200834124 |  | 42.15406576129373 | -75.87869084527264 | PQ | 2771.281 | False | -1 | AN | 8101501
node_8101501_200834130 |  | 42.157729330331705 | -75.88038063202151 | PQ | 2771.281 | False | -1 | AN | 8101501
node_8101501_200834132 |  | 42.15778695902749 | -75.87968148141782 | PQ | 2771.281 | False | -1 | AD | 8101501
node_8101501_200834133 |  | 42.157821914227846 | -75.87922461972914 | PQ | 2771.281 | False | -1 | AD | 8101501
node_8101501_200834134 |  | 42.15783610502028 | -75.8787554351054 | PQ | 2771.281 | False | -1 | AD | 8101501
node_8101501_200834135 |  | 42.157874130646874 | -75.8782928551792 | PQ | 2771.281 | False | -1 | AD | 8101501
node_8101501_200834136 |  | 42.157884588173516 | -75.87783086495811 | PQ | 2771.281 | False | -1 | AN | 8101501
node_8101501_200834137 |  | 42.15791349564763 | -75.87741567830201 | PQ | 2771.281 | False | -1 | AD | 8101501
node_8101501_200834138 |  | 42.157943947921375 | -75.8769931374522 | PQ | 2771.281 | False | -1 | AD | 8101501
node_8101501_200834139 |  | 42.15771853042926 | -75.87675776520774 | PQ | 2771.281 | False | -1 | AD | 8101501
node_8101501_200834140 |  | 42.15755225356448 | -75.87702734415458 | PQ | 2771.281 | False | -1 | AN | 8101501
node_8101501_200834152 |  | 42.146657252814066 | -75.89099987089077 | PQ | 2771.281 | False | -1 | ABCD | 8101501
node_8101501_200834153 |  | 42.147255714768136 | -75.89064952136314 | PQ | 2771.281 | False | -1 | ABCN | 8101501
node_8101501_200834154 |  | 42.147871394116784 | -75.89069570098205 | PQ | 2771.281 | False | -1 | ABCD | 8101501
node_8101501_200834155 |  | 42.14830335186854 | -75.89025553365552 | PQ | 2771.281 | False | -1 | ABCN | 8101501
node_8101501_200834156 |  | 42.14857303992198 | -75.88999223221495 | PQ | 2771.281 | False | -1 | ABCD | 8101501
node_8101501_200834157 |  | 42.148992633798606 | -75.88970064014607 | PQ | 2771.281 | False | -1 | ABCN | 8101501
node_8101501_200834158 |  | 42.14974551271951 | -75.8891624029533 | PQ | 2771.281 | False | -1 | ABCD | 8101501
node_8101501_200834159 |  | 42.15008356089601 | -75.88893357453355 | PQ | 2771.281 | False | -1 | ABCN | 8101501
node_8101501_200834160 |  | 42.15036278343091 | -75.8887251651297 | PQ | 2771.281 | False | -1 | ABCN | 8101501
node_8101501_200834161 |  | 42.15078404810147 | -75.88848093209 | PQ | 2771.281 | False | -1 | ABCD | 8101501
node_8101501_200834162 |  | 42.151151250262664 | -75.88827254551344 | PQ | 2771.281 | False | -1 | ABCN | 8101501
node_8101501_200834163 |  | 42.15156423765573 | -75.88796242909423 | PQ | 2771.281 | False | -1 | ABCN | 8101501
node_8101501_200834165 |  | 42.15225717889841 | -75.8876342068251 | PQ | 2771.281 | False | -1 | ABCN | 8101501
node_8101501_200834166 |  | 42.15269667713495 | -75.88742916444733 | PQ | 2771.281 | False | -1 | ABCN | 8101501
node_8101501_200834167 |  | 42.15326000859225 | -75.88698246470972 | PQ | 2771.281 | False | -1 | ABCD | 8101501
node_8101501_200834168 |  | 42.15382886188655 | -75.88654144135961 | PQ | 2771.281 | False | -1 | ABCN | 8101501
node_8101501_200834169 |  | 42.15390691261446 | -75.88773269138721 | PQ | 2771.281 | False | -1 | AN | 8101501
node_8101501_200834170 |  | 42.15440707162691 | -75.88625711597983 | PQ | 2771.281 | False | -1 | ABCD | 8101501
node_8101501_200834171 |  | 42.15493129007206 | -75.88591124821123 | PQ | 2771.281 | False | -1 | ABCD | 8101501
node_8101501_200834172 |  | 42.15548053755818 | -75.88555388689932 | PQ | 2771.281 | False | -1 | ABCD | 8101501
node_8101501_200834173 |  | 42.155191481990116 | -75.884978304251 | PQ | 2771.281 | False | -1 | AN | 8101501
node_8101501_200834174 |  | 42.15606097684979 | -75.88517571470297 | PQ | 2771.281 | False | -1 | ABCD | 8101501
node_8101501_200834175 |  | 42.155842675296434 | -75.88443738865556 | PQ | 2771.281 | False | -1 | ABCN | 8101501
node_8101501_200834176 |  | 42.15661535175599 | -75.88480895234984 | PQ | 2771.281 | False | -1 | ABCD | 8101501
node_8101501_200834177 |  | 42.15707093343841 | -75.88439382276198 | PQ | 2771.281 | False | -1 | ABCN | 8101501
node_8101501_200834178 |  | 42.15748013278555 | -75.88399746482017 | PQ | 2771.281 | False | -1 | AN | 8101501
node_8101501_200834179 |  | 42.15804701947324 | -75.88337108383016 | PQ | 2771.281 | False | -1 | AD | 8101501
node_8101501_200834180 |  | 42.158478840274675 | -75.882860737788 | PQ | 2771.281 | False | -1 | AN | 8101501
node_8101501_200834181 |  | 42.15886181363502 | -75.88242107266196 | PQ | 2771.281 | False | -1 | AD | 8101501
node_8101501_200834182 |  | 42.145278713604995 | -75.8918696136787 | PQ | 2771.281 | False | -1 | ABCN | 8101501
node_8101501_200834183 |  | 42.14599005549304 | -75.89136077804258 | PQ | 2771.281 | False | -1 | ABCD | 8101501
node_8101501_200834184 |  | 42.146722180962044 | -75.88747903828357 | PQ | 2771.281 | False | -1 | ABCD | 8101501
node_8101501_200834185 |  | 42.14676097898846 | -75.88688666615937 | PQ | 2771.281 | False | -1 | ABCN | 8101501
node_8101501_200834186 |  | 42.146772874493486 | -75.8866428896656 | PQ | 2771.281 | False | -1 | ABCD | 8101501
node_8101501_200834187 |  | 42.146792291310234 | -75.88616755308571 | PQ | 2771.281 | False | -1 | AN | 8101501
node_8101501_200834227 |  | 42.16307417822305 | -75.87542422123329 | PQ | 2771.281 | False | -1 | AD | 8101501
node_8101501_200834228 |  | 42.16325482117667 | -75.87585731209819 | PQ | 2771.281 | False | -1 | AD | 8101501
node_8101501_200834229 |  | 42.163413283656034 | -75.8762629455311 | PQ | 2771.281 | False | -1 | AN | 8101501
node_8101501_200834231 |  | 42.15968340327182 | -75.87686613398883 | PQ | 2771.281 | False | -1 | AD | 8101501
node_8101501_200834232 |  | 42.15960426515836 | -75.87738584683127 | PQ | 2771.281 | False | -1 | AD | 8101501
node_8101501_200834233 |  | 42.159624153084216 | -75.87766800361797 | PQ | 2771.281 | False | -1 | AD | 8101501
node_8101501_200834234 |  | 42.15992126680927 | -75.87773260486439 | PQ | 2771.281 | False | -1 | AD | 8101501
node_8101501_200834235 |  | 42.160200174358415 | -75.87739242489694 | PQ | 2771.281 | False | -1 | AD | 8101501
node_8101501_200834236 |  | 42.160225017146956 | -75.87691180379814 | PQ | 2771.281 | False | -1 | AN | 8101501
node_8101501_200834238 |  | 42.16030319934716 | -75.87634367806638 | PQ | 2771.281 | False | -1 | AD | 8101501
node_8101501_200834239 |  | 42.16063708149485 | -75.87602706728158 | PQ | 2771.281 | False | -1 | AN | 8101501
node_8101501_200834240 |  | 42.16067140946273 | -75.87569433281703 | PQ | 2771.281 | False | -1 | AD | 8101501
node_8101501_200834274 |  | 42.1488997650458 | -75.88881507804234 | PQ | 2771.281 | False | -1 | ABCD | 8101501
node_8101501_200834279 |  | 42.148736996848285 | -75.88833210192755 | PQ | 2771.281 | False | -1 | ABCN | 8101501
node_8101501_200834281 |  | 42.148916867402086 | -75.88786654303925 | PQ | 2771.281 | False | -1 | ABCD | 8101501
node_8101501_200834282 |  | 42.148814475123835 | -75.88770921731829 | PQ | 2771.281 | False | -1 | ABCN | 8101501
node_8101501_200834283 |  | 42.14936648626747 | -75.88757167905803 | PQ | 2771.281 | False | -1 | ABCN | 8101501
node_8101501_200834284 |  | 42.149866313860144 | -75.88682681299044 | PQ | 2771.281 | False | -1 | ABCD | 8101501
node_8101501_200834285 |  | 42.150031100705405 | -75.88662835628743 | PQ | 2771.281 | False | -1 | ABCN | 8101501
node_8101501_200834286 |  | 42.1501239612412 | -75.88765971632787 | PQ | 2771.281 | False | -1 | ABCN | 8101501
node_8101501_200834305 |  | 42.16217860254392 | -75.87463862746587 | PQ | 2771.281 | False | -1 | ABCN | 8101501
node_8101501_200834306 |  | 42.16252462944622 | -75.87370557317372 | PQ | 2771.281 | False | -1 | ABCD | 8101501
node_8101501_200834308 |  | 42.162790225424004 | -75.87271743281285 | PQ | 2771.281 | False | -1 | ABCD | 8101501
node_8101501_200834309 |  | 42.162996458914925 | -75.87206501729226 | PQ | 2771.281 | False | -1 | ABCD | 8101501
node_8101501_200834528 |  | 42.15206608115716 | -75.88121606157968 | PQ | 2771.281 | False | -1 | ABCN | 8101501
node_8101501_200834529 |  | 42.15282157309022 | -75.88060592981954 | PQ | 2771.281 | False | -1 | ABCD | 8101501
node_8101501_200834530 |  | 42.15248611053581 | -75.88078513169874 | PQ | 2771.281 | False | -1 | ABCD | 8101501
node_8101501_200834531 |  | 42.15221328631999 | -75.88091314336766 | PQ | 2771.281 | False | -1 | ABCN | 8101501
node_8101501_200834544 |  | 42.15641299943721 | -75.87963720407355 | PQ | 2771.281 | False | -1 | AN | 8101501
node_8101501_200834545 |  | 42.156432158787354 | -75.87906756413118 | PQ | 2771.281 | False | -1 | AD | 8101501
node_8101501_200834546 |  | 42.15644920636352 | -75.87848767473311 | PQ | 2771.281 | False | -1 | AN | 8101501
node_8101501_200834547 |  | 42.156494397231 | -75.87793729341908 | PQ | 2771.281 | False | -1 | AN | 8101501
node_8101501_200834574 |  | 42.15893637760771 | -75.88256165075708 | PQ | 2771.281 | False | -1 | AD | 8101501
node_8101501_200834575 |  | 42.15886250112564 | -75.88374898209896 | PQ | 2771.281 | False | -1 | AN | 8101501
node_8101501_200834576 |  | 42.15878131149635 | -75.8848576543849 | PQ | 2771.281 | False | -1 | AD | 8101501
node_8101501_200834577 |  | 42.15804014182803 | -75.88479777458411 | PQ | 2771.281 | False | -1 | AD | 8101501
node_8101501_200834745 |  | 42.14774569289361 | -75.88967337674609 | PQ | 2771.281 | False | -1 | ABCD | 8101501
node_8101501_200834746 |  | 42.147144686402534 | -75.89005418169053 | PQ | 2771.281 | False | -1 | ABCN | 8101501
node_8101501_200834747 |  | 42.14649188803844 | -75.8903935132435 | PQ | 2771.281 | False | -1 | ABCN | 8101501
node_8101501_200834749 |  | 42.1459389401546 | -75.89068606405878 | PQ | 2771.281 | False | -1 | AD | 8101501
node_8101501_200834750 |  | 42.14551260010507 | -75.89087904981994 | PQ | 2771.281 | False | -1 | AD | 8101501
node_8101501_200834751 |  | 42.14501657973137 | -75.89116404480039 | PQ | 2771.281 | False | -1 | AD | 8101501
node_8101501_200834752 |  | 42.14442484203814 | -75.89141783867237 | PQ | 2771.281 | False | -1 | AN | 8101501
node_8101501_200948307 |  | 42.14909479600032 | -75.88448536021716 | PQ | 2771.281 | False | -1 | AN | 8101501
node_8101501_200952746 |  | 42.14812130380461 | -75.87917994671174 | PQ | 2771.281 | False | -1 | ABCN | 8101501
node_8101501_200953067 |  | 42.15498122763772 | -75.87955958365956 | PQ | 2771.281 | False | -1 | AN | 8101501
node_8101501_200953068 |  | 42.15450852168695 | -75.87977009317461 | PQ | 2771.281 | False | -1 | AN | 8101501
node_8101501_200955408 |  | 42.14787439058984 | -75.88370261225259 | PQ | 2771.281 | False | -1 | ABCN | 8101501
node_8101501_200957018 |  | 42.15698467390817 | -75.88245881759516 | PQ | 2771.281 | False | -1 | AN | 8101501
node_8101501_200958563 |  | 42.13949541103859 | -75.89369761589761 | PQ | 2771.281 | False | -1 | ABCN | 8101501
node_8101501_200959768 |  | 42.1381122785157 | -75.8944815318588 | PQ | 2771.281 | False | -1 | ABCD | 8101501
node_8101501_200963929 |  | 42.15730621409277 | -75.8808417966554 | PQ | 2771.281 | False | -1 | ABCN | 8101501
node_8101501_200965243 |  | 42.1502129625169 | -75.88489044199042 | PQ | 2771.281 | False | -1 | ABCD | 8101501
node_8101501_200973737 |  | 42.159349888151006 | -75.8817903088312 | PQ | 2771.281 | False | -1 | AN | 8101501
node_8101501_200982364 |  | 42.15336699144532 | -75.88034614758703 | PQ | 2771.281 | False | -1 | AD | 8101501
node_8101501_200984720 |  | 42.144496343801606 | -75.88963321972867 | PQ | 2771.281 | False | -1 | ABCD | 8101501
node_8101501_201020347 |  | 42.14246155508031 | -75.88719214863758 | PQ | 2771.281 | False | -1 | AD | 8101501
node_8101501_201025843 |  | 42.13914076722199 | -75.89391834443197 | PQ | 2771.281 | False | -1 | ABCD | 8101501
node_8101501_201030762 |  | 42.14383510381962 | -75.89030659831568 | PQ | 2771.281 | False | -1 | ABCD | 8101501
node_8101501_201030764 |  | 42.14409380024015 | -75.89001569487023 | PQ | 2771.281 | False | -1 | ABCD | 8101501
node_8101501_201044334 |  | 42.15372839239083 | -75.88261892063709 | PQ | 2771.281 | False | -1 | ABCN | 8101501
node_8101501_201060332 |  | 42.14581495902748 | -75.88825251075704 | PQ | 2771.281 | False | -1 | AD | 8101501
node_8101501_310008259 |  | 42.14555469315625 | -75.88364881592607 | PQ | 2771.281 | False | -1 | ABCN | 8101501
node_8101501_310034267 |  | 42.147876255853234 | -75.88203755887845 | PQ | 2771.281 | False | -1 | ABCD | 8101501
node_8101501_310034268 |  | 42.14791390897496 | -75.88167377929194 | PQ | 2771.281 | False | -1 | ABCD | 8101501
node_8101501_310034269 |  | 42.14793923930664 | -75.88123050745321 | PQ | 2771.281 | False | -1 | ABCD | 8101501
node_8101501_310034270 |  | 42.14804512655712 | -75.88072085003446 | PQ | 2771.281 | False | -1 | ABCD | 8101501
node_8101501_310034271 |  | 42.148049185764684 | -75.88013417712506 | PQ | 2771.281 | False | -1 | ABCD | 8101501
node_8101501_310034272 |  | 42.148052793036186 | -75.87961320117226 | PQ | 2771.281 | False | -1 | ABCD | 8101501
node_8101501_310034644 |  | 42.14793689745612 | -75.87766433983704 | PQ | 2771.281 | False | -1 | ABCD | 8101501
node_8101501_310034647 |  | 42.147885847853836 | -75.87622193629464 | PQ | 2771.281 | False | -1 | ABCD | 8101501
node_8101501_310034648 |  | 42.14786480132825 | -75.87594490043124 | PQ | 2771.281 | False | -1 | ABCD | 8101501
node_8101501_310034649 |  | 42.147568040935035 | -75.87498704428246 | PQ | 2771.281 | False | -1 | ABCD | 8101501
node_8101501_310034650 |  | 42.14750063946422 | -75.87473399229759 | PQ | 2771.281 | False | -1 | ABCD | 8101501
node_8101501_311977010 |  | 42.14720808070691 | -75.89067740490466 | PQ | 2771.281 | False | -1 | ABCN | 8101501
node_8101501_311977012 |  | 42.14736274692333 | -75.89126272719908 | PQ | 2771.281 | False | -1 | ABCN | 8101501
node_8101501_311985961 |  | 42.154534172482386 | -75.88734532739986 | PQ | 2771.281 | False | -1 | AN | 8101501
node_8101501_312113792 |  | 42.14792350919257 | -75.87713930823473 | PQ | 2771.281 | False | -1 | ABCD | 8101501
node_8101501_500000083 |  | 42.14767305170346 | -75.87538068958065 | PQ | 2771.281 | False | -1 | ABCD | 8101501
node_220411239 |  | 42.15253022497376 | -75.8832186089095 | PQ | 2771.281 | False | -1 | ABCD | 8101501
node_220416131 |  | 42.153494237468124 | -75.88274105427739 | PQ | 2771.281 | False | -1 | ABCD | 8101501
node_220637340 |  | 42.15254070989046 | -75.88321379235013 | PQ | 2771.281 | False | -1 | ABCD | 8101501
node_311985964 |  | 42.153865246848284 | -75.88658291475107 | PQ | 2771.281 | False | -1 | AN | 8101501
node_311985966 |  | 42.15451089366654 | -75.88731879066877 | PQ | 2771.281 | False | -1 | AN | 8101501
node_312011915 |  | 42.148084880496796 | -75.8866331652377 | PQ | 2771.281 | False | -1 | ABCD | 8101501
node_312011919 |  | 42.153479230451765 | -75.88274888023523 | PQ | 2771.281 | False | -1 | ABCD | 8101501
node_SOURCE_8101501 |  | 42.147096600405234 | -75.87459294624291 | SWING | 2771.281 | False | -1 | ABCN | 8101501
node_intto1_22654-220416134 |  | 42.148102149932484 | -75.88661876501875 | PQ | 2771.281 | False | -1 | ABCD | 8101501
node_intto1_1402668_909_15310312_121 |  | 42.147741918542714 | -75.87538216194122 | PQ | 2771.281 | False | -1 | ABCD | 8101501
node_intto1_1403653_352_15316388_854 |  | 42.16438612944622 | -75.87163680005494 | PQ | 2771.281 | False | -1 | ABCD | 8101501
node_intto1_8101501_200832724 |  | 42.141815034519 | -75.8931467095558 | PQ | 2771.281 | False | -1 | ABCD | 8101501
node_intto1_8101501_200832906 |  | 42.141918563484936 | -75.89160094021456 | PQ | 2771.281 | False | -1 | ABCD | 8101501
node_intto1_8101501_200832954 |  | 42.14293440893743 | -75.89029794296611 | PQ | 2771.281 | False | -1 | AD | 8101501
node_intto1_8101501_200833155 |  | 42.15097694536997 | -75.88378945108943 | PQ | 2771.281 | False | -1 | ABCN | 8101501
node_intto1_8101501_200833195 |  | 42.152517365338454 | -75.8832245173745 | PQ | 2771.281 | False | -1 | ABCD | 8101501
node_intto1_8101501_200833238 |  | 42.16216942961131 | -75.87625451084538 | PQ | 2771.281 | False | -1 | ABCD | 8101501
node_intto1_8101501_200833246 |  | 42.145028877870345 | -75.88915692059781 | PQ | 2771.281 | False | -1 | ABCD | 8101501
node_intto1_8101501_200833252 |  | 42.164088240582345 | -75.87411056744236 | PQ | 2771.281 | False | -1 | ABCD | 8101501
node_intto1_8101501_200833254 |  | 42.16427753057934 | -75.87312759365938 | PQ | 2771.281 | False | -1 | ABCD | 8101501
node_intto1_8101501_200833264 |  | 42.15872427716496 | -75.87886525722432 | PQ | 2771.281 | False | -1 | AD | 8101501
node_intto1_8101501_200833276 |  | 42.14380720429988 | -75.88977478700659 | PQ | 2771.281 | False | -1 | AD | 8101501
node_intto1_8101501_200833285 |  | 42.14480479427437 | -75.88912547599818 | PQ | 2771.281 | False | -1 | ABCD | 8101501
node_intto1_8101501_200833332 |  | 42.14785758952426 | -75.8878356919493 | PQ | 2771.281 | False | -1 | ABCD | 8101501
node_intto1_8101501_200833529 |  | 42.14997679168545 | -75.88433937966208 | PQ | 2771.281 | False | -1 | AD | 8101501
node_intto1_8101501_200833537 |  | 42.153366964055245 | -75.88240396360393 | PQ | 2771.281 | False | -1 | ABCD | 8101501
node_intto1_8101501_200833538 |  | 42.1533068866877 | -75.88206470814195 | PQ | 2771.281 | False | -1 | ABCD | 8101501
node_intto1_8101501_200833552 |  | 42.15342261518837 | -75.88340986360075 | PQ | 2771.281 | False | -1 | ABCD | 8101501
node_intto1_8101501_200833564 |  | 42.15313964021464 | -75.88546292773563 | PQ | 2771.281 | False | -1 | ABCD | 8101501
node_intto1_8101501_200833589 |  | 42.154871891978104 | -75.88214096272276 | PQ | 2771.281 | False | -1 | AD | 8101501
node_intto1_8101501_200834102 |  | 42.15375207110163 | -75.88134892024435 | PQ | 2771.281 | False | -1 | AD | 8101501
node_intto1_8101501_200834130 |  | 42.157729330331705 | -75.88038063202151 | PQ | 2771.281 | False | -1 | AD | 8101501
node_intto1_8101501_200834155 |  | 42.14830335186854 | -75.89025553365552 | PQ | 2771.281 | False | -1 | ABCD | 8101501
node_intto1_8101501_200834175 |  | 42.155842675296434 | -75.88443738865556 | PQ | 2771.281 | False | -1 | ABCD | 8101501
node_intto1_8101501_200834528 |  | 42.15206608115716 | -75.88121606157968 | PQ | 2771.281 | False | -1 | ABCN | 8101501
node_intto1_8101501_200834574 |  | 42.15893637760771 | -75.88256165075708 | PQ | 2771.281 | False | -1 | AD | 8101501
node_intto1_8101501_200953067 |  | 42.15498122763772 | -75.87955958365956 | PQ | 2771.281 | False | -1 | AN | 8101501
node_intto1_8101501_201060332 |  | 42.14581495902748 | -75.88825251075704 | PQ | 2771.281 | False | -1 | AD | 8101501
node_intto1_8101501_311977012 |  | 42.14736274692333 | -75.89126272719908 | PQ | 2771.281 | False | -1 | ABCN | 8101501
node_intto1_220411239 |  | 42.15253022497376 | -75.8832186089095 | PQ | 2771.281 | False | -1 | ABCD | 8101501
node_intto1_220416131 |  | 42.153494237468124 | -75.88274105427739 | PQ | 2771.281 | False | -1 | ABCD | 8101501
node_intto1_220637340 |  | 42.15254070989046 | -75.88321379235013 | PQ | 2771.281 | False | -1 | ABCD | 8101501
node_intto1_311985964 |  | 42.153865246848284 | -75.88658291475107 | PQ | 2771.281 | False | -1 | AN | 8101501
node_intto1_311985966 |  | 42.15451089366654 | -75.88731879066877 | PQ | 2771.281 | False | -1 | AN | 8101501
node_intto1_312011915 |  | 42.148084880496796 | -75.8866331652377 | PQ | 2771.281 | False | -1 | ABCD | 8101501
node_intto1_312011919 |  | 42.153479230451765 | -75.88274888023523 | PQ | 2771.281 | False | -1 | ABCD | 8101501

## Capacitor
Name | GroupId | NominalVoltage | RemoteSense | RemoteSenseB | ParticipatingPhases | PhasesConnected | SwitchA | SwitchB | SwitchC | Control | ControlLevel | VoltageSetHigh | VoltageSetLow | ReactivePowerSetHigh | ReactivePowerSetLow | CapacitorA | CapacitorB | CapacitorC | TimeDelay | DwellTime | LockoutTime | CurrentSetHigh | CurrentSetLow | Status | ParentNode | Phases | Feeder | Comments
cap_220369057 |  | 0 |  |  |  |  | CLOSED | CLOSED | CLOSED | MANUAL | BANK | 0 | 0 | 0 | 0 | 150000 | 150000 | 150000 | 0 | 0 | 0 | 0 | 0 | OPEN | node_1401371_895_15314172_591 | ABCN | 8101501
cap_312143761 |  | 0 |  |  |  |  | CLOSED | CLOSED | CLOSED | MANUAL | BANK | 0 | 0 | 0 | 0 | 100000 | 100000 | 100000 | 0 | 0 | 0 | 0 | 0 | OPEN | node_1400552_703_15312386_858 | ABCN | 8101501

## EVChargingStation
Name | GroupId | ServiceCharge | ServiceDischarge | ChargeEfficiency | DischargeEfficiency | CommitmentStatus | ConstructionTime | CalendarLife | YearOfInstallation | DepthOfDischarge | ReactivePower | ReactivePowerA | ReactivePowerB | ReactivePowerC | ActivePower | ActivePowerA | ActivePowerB | ActivePowerC | Energy | MaxEnergy | PowerCharge | PowerDischarge | RampUpLimit | RampDownLimit | CapitalCost | FixedOperatingCost | VariableOperatingCost | MaxReactivePower | MaxActivePower | OutputSchedule | PlanningStatus | UnitType | UnitSubtype | ParentNode | Phases | Feeder | Comments
evchargingstation_load_220338908 |  | 0 | 0 | 0.92 | 0 | False | 0 | 0 | 0 | 0 | 0 | 0 | 0 | 0 | 0 | 0 | 0 | 0 | 0 | 16104.665538741468 | 0 | 0 | 0 | 0 | 0 | 0 | 0.001 | 1143.4264466033628 | 2684.1109231235782 | OPTIMIZED | INSTALLED |  |  | node_1397751_676_15306970_626 | AN | 8101501
evchargingstation_load_220338912 |  | 0 | 0 | 0.92 | 0 | False | 0 | 0 | 0 | 0 | 0 | 0 | 0 | 0 | 0 | 0 | 0 | 0 | 0 | 30650.64286491665 | 0 | 0 | 0 | 0 | 0 | 0 | 0.001 | 2176.1865120148886 | 5108.440477486108 | OPTIMIZED | INSTALLED |  |  | node_1398500_067_15308406_157 | AN | 8101501
evchargingstation_load_220338949 |  | 0 | 0 | 0.92 | 0 | False | 0 | 0 | 0 | 0 | 0 | 0 | 0 | 0 | 0 | 0 | 0 | 0 | 0 | 32983.33721043538 | 0 | 0 | 0 | 0 | 0 | 0 | 0.001 | 2341.8071433000523 | 5497.222868405896 | OPTIMIZED | INSTALLED |  |  | node_1398530_068_15307918_824 | AN | 8101501
evchargingstation_load_220338950 |  | 0 | 0 | 0.92 | 0 | False | 0 | 0 | 0 | 0 | 0 | 0 | 0 | 0 | 0 | 0 | 0 | 0 | 0 | 20585.894149869564 | 0 | 0 | 0 | 0 | 0 | 0 | 0.001 | 1461.5923929258038 | 3430.982358311594 | OPTIMIZED | INSTALLED |  |  | node_1398627_095_15307608_617 | AN | 8101501
evchargingstation_load_220338951 |  | 0 | 0 | 0.92 | 0 | False | 0 | 0 | 0 | 0 | 0 | 0 | 0 | 0 | 0 | 0 | 0 | 0 | 0 | 52122.640587683476 | 0 | 0 | 0 | 0 | 0 | 0 | 0.001 | 3700.691986775165 | 8687.106764613913 | OPTIMIZED | INSTALLED |  |  | node_1399168_067_15307870_024 | AN | 8101501
evchargingstation_load_220338952 |  | 0 | 0 | 0.92 | 0 | False | 0 | 0 | 0 | 0 | 0 | 0 | 0 | 0 | 0 | 0 | 0 | 0 | 0 | 1014.2149328342323 | 0 | 0 | 0 | 0 | 0 | 0 | 0.001 | 72.00895132073683 | 169.03582213903871 | OPTIMIZED | INSTALLED |  |  | node_1398438_017_15308203_345 | AN | 8101501
evchargingstation_load_220338953 |  | 0 | 0 | 0.92 | 0 | False | 0 | 0 | 0 | 0 | 0 | 0 | 0 | 0 | 0 | 0 | 0 | 0 | 0 | 7892.1935694495405 | 0 | 0 | 0 | 0 | 0 | 0 | 0.001 | 560.3433709983259 | 1315.3655949082568 | OPTIMIZED | INSTALLED |  |  | node_1399790_285_15308203_68 | AN | 8101501
evchargingstation_load_220338954 |  | 0 | 0 | 0.92 | 0 | False | 0 | 0 | 0 | 0 | 0 | 0 | 0 | 0 | 0 | 0 | 0 | 0 | 0 | 54.71422663974148 | 0 | 0 | 0 | 0 | 0 | 0 | 0.001 | 3.884673022162405 | 9.119037773290247 | OPTIMIZED | INSTALLED |  |  | node_1398905_79_15308263_958 | AN | 8101501
evchargingstation_load_220338955 |  | 0 | 0 | 0.92 | 0 | False | 0 | 0 | 0 | 0 | 0 | 0 | 0 | 0 | 0 | 0 | 0 | 0 | 0 | 54.71422663974148 | 0 | 0 | 0 | 0 | 0 | 0 | 0.001 | 3.884673022162405 | 9.119037773290247 | OPTIMIZED | INSTALLED |  |  | node_1398919_607_15308265_811 | AN | 8101501
evchargingstation_load_220338956 |  | 0 | 0 | 0.92 | 0 | False | 0 | 0 | 0 | 0 | 0 | 0 | 0 | 0 | 0 | 0 | 0 | 0 | 0 | 11260.454741125332 | 0 | 0 | 0 | 0 | 0 | 0 | 0.001 | 799.4889627429867 | 1876.742456854222 | OPTIMIZED | INSTALLED |  |  | node_1399356_292_15308277_445 | AN | 8101501
evchargingstation_load_220338957 |  | 0 | 0 | 0.92 | 0 | False | 0 | 0 | 0 | 0 | 0 | 0 | 0 | 0 | 0 | 0 | 0 | 0 | 0 | 11260.454741125332 | 0 | 0 | 0 | 0 | 0 | 0 | 0.001 | 799.4889627429867 | 1876.742456854222 | OPTIMIZED | INSTALLED |  |  | node_1399365_763_15308277_5 | AN | 8101501
evchargingstation_load_220338958 |  | 0 | 0 | 0.92 | 0 | False | 0 | 0 | 0 | 0 | 0 | 0 | 0 | 0 | 0 | 0 | 0 | 0 | 0 | 40320.38155349144 | 0 | 0 | 0 | 0 | 0 | 0 | 0.001 | 2862.7350798578987 | 6720.0635922485735 | OPTIMIZED | INSTALLED |  |  | node_1399532_831_15308637_502 | AN | 8101501
evchargingstation_load_220338958-L-1 |  | 0 | 0 | 0.92 | 0 | False | 0 | 0 | 0 | 0 | 0 | 0 | 0 | 0 | 0 | 0 | 0 | 0 | 0 | 0 | 0 | 0 | 0 | 0 | 0 | 0 | 0.001 | 0 | 0 | OPTIMIZED | INSTALLED |  |  | node_1399532_831_15308637_502 | AN | 8101501
evchargingstation_load_220338959 |  | 0 | 0 | 0.92 | 0 | False | 0 | 0 | 0 | 0 | 0 | 0 | 0 | 0 | 0 | 0 | 0 | 0 | 0 | 35876.51875567829 | 0 | 0 | 0 | 0 | 0 | 0 | 0.001 | 2547.222180419337 | 5979.419792613049 | OPTIMIZED | INSTALLED |  |  | node_1399050_491_15308628_786 | AN | 8101501
evchargingstation_load_220338996 |  | 0 | 0 | 0.92 | 0 | False | 0 | 0 | 0 | 0 | 0 | 0 | 0 | 0 | 0 | 0 | 0 | 0 | 0 | 12074.495674058073 | 0 | 0 | 0 | 0 | 0 | 0 | 0.001 | 857.2856218528162 | 2012.4159456763455 | OPTIMIZED | INSTALLED |  |  | node_1398647_745_15308775_56 | AN | 8101501
evchargingstation_load_220338997 |  | 0 | 0 | 0.92 | 0 | False | 0 | 0 | 0 | 0 | 0 | 0 | 0 | 0 | 0 | 0 | 0 | 0 | 0 | 5750.331770503562 | 0 | 0 | 0 | 0 | 0 | 0 | 0.001 | 408.27186287624755 | 958.3886284172604 | OPTIMIZED | INSTALLED |  |  | node_1399527_691_15310165_308 | BN | 8101501
evchargingstation_load_220338998 |  | 0 | 0 | 0.92 | 0 | False | 0 | 0 | 0 | 0 | 0 | 0 | 0 | 0 | 0 | 0 | 0 | 0 | 0 | 4633.657405127158 | 0 | 0 | 0 | 0 | 0 | 0 | 0.001 | 328.988316557856 | 772.2762341878597 | OPTIMIZED | INSTALLED |  |  | node_1399506_763_15310162_533 | AN | 8101501
evchargingstation_load_220338999 |  | 0 | 0 | 0.92 | 0 | False | 0 | 0 | 0 | 0 | 0 | 0 | 0 | 0 | 0 | 0 | 0 | 0 | 0 | 21175.740202912635 | 0 | 0 | 0 | 0 | 0 | 0 | 0.001 | 1503.4712649891453 | 3529.2900338187724 | OPTIMIZED | INSTALLED |  |  | node_1399806_562_15310647_986 | AN | 8101501
evchargingstation_load_220339000 |  | 0 | 0 | 0.92 | 0 | False | 0 | 0 | 0 | 0 | 0 | 0 | 0 | 0 | 0 | 0 | 0 | 0 | 0 | 715.2884263146691 | 0 | 0 | 0 | 0 | 0 | 0 | 0.001 | 50.78525585278606 | 119.21473771911153 | OPTIMIZED | INSTALLED |  |  | node_1400093_878_15311121_652 | AN | 8101501
evchargingstation_load_220339001 |  | 0 | 0 | 0.92 | 0 | False | 0 | 0 | 0 | 0 | 0 | 0 | 0 | 0 | 0 | 0 | 0 | 0 | 0 | 5554.161250600099 | 0 | 0 | 0 | 0 | 0 | 0 | 0.001 | 394.3437683195215 | 925.6935417666832 | OPTIMIZED | INSTALLED |  |  | node_1400458_252_15311739_311 | AN | 8101501
evchargingstation_load_220339002 |  | 0 | 0 | 0.92 | 0 | False | 0 | 0 | 0 | 0 | 0 | 0 | 0 | 0 | 0 | 0 | 0 | 0 | 0 | 33615.887050124096 | 0 | 0 | 0 | 0 | 0 | 0 | 0.001 | 2386.717971858816 | 5602.64784168735 | OPTIMIZED | INSTALLED |  |  | node_1400538_284_15311962_997 | AN | 8101501
evchargingstation_load_220339003 |  | 0 | 0 | 0.92 | 0 | False | 0 | 0 | 0 | 0 | 0 | 0 | 0 | 0 | 0 | 0 | 0 | 0 | 0 | 2842.4707986012036 | 0 | 0 | 0 | 0 | 0 | 0 | 0.001 | 201.8145617513032 | 473.74513310020063 | OPTIMIZED | INSTALLED |  |  | node_1400672_145_15312286_112 | AN | 8101501
evchargingstation_load_220339005 |  | 0 | 0 | 0.92 | 0 | False | 0 | 0 | 0 | 0 | 0 | 0 | 0 | 0 | 0 | 0 | 0 | 0 | 0 | 12277.338660624919 | 0 | 0 | 0 | 0 | 0 | 0 | 0.001 | 871.6873997605438 | 2046.2231101041532 | OPTIMIZED | INSTALLED |  |  | node_1400950_406_15312903_059 | AN | 8101501
evchargingstation_load_220339006 |  | 0 | 0 | 0.92 | 0 | False | 0 | 0 | 0 | 0 | 0 | 0 | 0 | 0 | 0 | 0 | 0 | 0 | 0 | 1486.6255726017564 | 0 | 0 | 0 | 0 | 0 | 0 | 0.001 | 105.54995846719407 | 247.7709287669594 | OPTIMIZED | INSTALLED |  |  | node_1400975_722_15313177_262 | AN | 8101501
evchargingstation_load_220339009 |  | 0 | 0 | 0.92 | 0 | False | 0 | 0 | 0 | 0 | 0 | 0 | 0 | 0 | 0 | 0 | 0 | 0 | 0 | 10024.71391506678 | 0 | 0 | 0 | 0 | 0 | 0 | 0.001 | 711.7517100725823 | 1670.7856525111301 | OPTIMIZED | INSTALLED |  |  | node_1401562_895_15314485_841 | AN | 8101501
evchargingstation_load_220339012 |  | 0 | 0 | 0.92 | 0 | False | 0 | 0 | 0 | 0 | 0 | 0 | 0 | 0 | 0 | 0 | 0 | 0 | 0 | 1297.4240734356044 | 0 | 0 | 0 | 0 | 0 | 0 | 0.001 | 92.11673852133549 | 216.23734557260073 | OPTIMIZED | INSTALLED |  |  | node_1401655_546_15315137_149 | AN | 8101501
evchargingstation_load_220339013 |  | 0 | 0 | 0.92 | 0 | False | 0 | 0 | 0 | 0 | 0 | 0 | 0 | 0 | 0 | 0 | 0 | 0 | 0 | 5957.178237068438 | 0 | 0 | 0 | 0 | 0 | 0 | 0.001 | 422.9579002202551 | 992.8630395114063 | OPTIMIZED | INSTALLED |  |  | node_1401953_374_15314993_482 | AN | 8101501
evchargingstation_load_220339014 |  | 0 | 0 | 0.92 | 0 | False | 0 | 0 | 0 | 0 | 0 | 0 | 0 | 0 | 0 | 0 | 0 | 0 | 0 | 26001.26809387129 | 0 | 0 | 0 | 0 | 0 | 0 | 0.001 | 1846.0822871896808 | 4333.544682311882 | OPTIMIZED | INSTALLED |  |  | node_1402287_924_15315321_849 | AN | 8101501
evchargingstation_load_220339015 |  | 0 | 0 | 0.92 | 0 | False | 0 | 0 | 0 | 0 | 0 | 0 | 0 | 0 | 0 | 0 | 0 | 0 | 0 | 15386.708125761448 | 0 | 0 | 0 | 0 | 0 | 0 | 0.001 | 1092.4517050537563 | 2564.4513542935747 | OPTIMIZED | INSTALLED |  |  | node_1402224_598_15315827_381 | AN | 8101501
evchargingstation_load_220339016 |  | 0 | 0 | 0.92 | 0 | False | 0 | 0 | 0 | 0 | 0 | 0 | 0 | 0 | 0 | 0 | 0 | 0 | 0 | 4510.587464446981 | 0 | 0 | 0 | 0 | 0 | 0 | 0.001 | 320.2503507695635 | 751.7645774078302 | OPTIMIZED | INSTALLED |  |  | node_1402333_318_15315538_532 | AN | 8101501
evchargingstation_load_220339017 |  | 0 | 0 | 0.92 | 0 | False | 0 | 0 | 0 | 0 | 0 | 0 | 0 | 0 | 0 | 0 | 0 | 0 | 0 | 7128.863383158512 | 0 | 0 | 0 | 0 | 0 | 0 | 0.001 | 506.1471872564777 | 1188.1438971930854 | OPTIMIZED | INSTALLED |  |  | node_1402143_377_15315323_394 | AN | 8101501
evchargingstation_load_220339018 |  | 0 | 0 | 0.92 | 0 | False | 0 | 0 | 0 | 0 | 0 | 0 | 0 | 0 | 0 | 0 | 0 | 0 | 0 | 3442.9927983056837 | 0 | 0 | 0 | 0 | 0 | 0 | 0.001 | 244.45143838402504 | 573.8321330509473 | OPTIMIZED | INSTALLED |  |  | node_1402692_708_15315756_251 | AN | 8101501
evchargingstation_load_220339019 |  | 0 | 0 | 0.92 | 0 | False | 0 | 0 | 0 | 0 | 0 | 0 | 0 | 0 | 0 | 0 | 0 | 0 | 0 | 2025.7608790031118 | 0 | 0 | 0 | 0 | 0 | 0 | 0.001 | 143.8284169446533 | 337.6268131671853 | OPTIMIZED | INSTALLED |  |  | node_1398990_791_15309365_328 | AN | 8101501
evchargingstation_load_220339020 |  | 0 | 0 | 0.92 | 0 | False | 0 | 0 | 0 | 0 | 0 | 0 | 0 | 0 | 0 | 0 | 0 | 0 | 0 | 22490.66096671 | 0 | 0 | 0 | 0 | 0 | 0 | 0.001 | 1596.8302561697465 | 3748.443494451666 | OPTIMIZED | INSTALLED |  |  | node_1398985_092_15309339_778 | BN | 8101501
evchargingstation_load_220339021 |  | 0 | 0 | 0.92 | 0 | False | 0 | 0 | 0 | 0 | 0 | 0 | 0 | 0 | 0 | 0 | 0 | 0 | 0 | 2025.7608790031118 | 0 | 0 | 0 | 0 | 0 | 0 | 0.001 | 143.8284169446533 | 337.6268131671853 | OPTIMIZED | INSTALLED |  |  | node_1399001_208_15309388_067 | CN | 8101501
evchargingstation_load_220339022 |  | 0 | 0 | 0.92 | 0 | False | 0 | 0 | 0 | 0 | 0 | 0 | 0 | 0 | 0 | 0 | 0 | 0 | 0 | 23591.17313505732 | 0 | 0 | 0 | 0 | 0 | 0 | 0.001 | 1674.9662617862334 | 3931.86218917622 | OPTIMIZED | INSTALLED |  |  | node_1402761_79_15316170_291 | AN | 8101501
evchargingstation_load_220339023 |  | 0 | 0 | 0.92 | 0 | False | 0 | 0 | 0 | 0 | 0 | 0 | 0 | 0 | 0 | 0 | 0 | 0 | 0 | 6485.637596808381 | 0 | 0 | 0 | 0 | 0 | 0 | 0.001 | 460.47835412833433 | 1080.9395994680635 | OPTIMIZED | INSTALLED |  |  | node_1403160_079_15316272_417 | AN | 8101501
evchargingstation_load_220339024 |  | 0 | 0 | 0.92 | 0 | False | 0 | 0 | 0 | 0 | 0 | 0 | 0 | 0 | 0 | 0 | 0 | 0 | 0 | 3158.745718445563 | 0 | 0 | 0 | 0 | 0 | 0 | 0.001 | 224.27000692173425 | 526.4576197409272 | OPTIMIZED | INSTALLED |  |  | node_1403285_186_15316247_229 | AN | 8101501
evchargingstation_load_220339025 |  | 0 | 0 | 0.92 | 0 | False | 0 | 0 | 0 | 0 | 0 | 0 | 0 | 0 | 0 | 0 | 0 | 0 | 0 | 3158.745718445563 | 0 | 0 | 0 | 0 | 0 | 0 | 0.001 | 224.27000692173425 | 526.4576197409272 | OPTIMIZED | INSTALLED |  |  | node_1403302_946_15316259_177 | AN | 8101501
evchargingstation_load_220339026 |  | 0 | 0 | 0.92 | 0 | False | 0 | 0 | 0 | 0 | 0 | 0 | 0 | 0 | 0 | 0 | 0 | 0 | 0 | 5895.791543765314 | 0 | 0 | 0 | 0 | 0 | 0 | 0.001 | 418.5994202828938 | 982.6319239608856 | OPTIMIZED | INSTALLED |  |  | node_1403447_439_15316338_28 | AN | 8101501
evchargingstation_load_220339028 |  | 0 | 0 | 0.92 | 0 | False | 0 | 0 | 0 | 0 | 0 | 0 | 0 | 0 | 0 | 0 | 0 | 0 | 0 | 31091.025664699926 | 0 | 0 | 0 | 0 | 0 | 0 | 0.001 | 2207.4535672353045 | 5181.837610783321 | OPTIMIZED | INSTALLED |  |  | node_1402012_965_15314308_634 | AN | 8101501
evchargingstation_load_220339029 |  | 0 | 0 | 0.92 | 0 | False | 0 | 0 | 0 | 0 | 0 | 0 | 0 | 0 | 0 | 0 | 0 | 0 | 0 | 4857.555730942902 | 0 | 0 | 0 | 0 | 0 | 0 | 0.001 | 344.88503590867515 | 809.592621823817 | OPTIMIZED | INSTALLED |  |  | node_1399192_756_15308867_329 | AN | 8101501
evchargingstation_load_220339030 |  | 0 | 0 | 0.92 | 0 | False | 0 | 0 | 0 | 0 | 0 | 0 | 0 | 0 | 0 | 0 | 0 | 0 | 0 | 2746.3872786484876 | 0 | 0 | 0 | 0 | 0 | 0 | 0.001 | 194.99270597317877 | 457.73121310808125 | OPTIMIZED | INSTALLED |  |  | node_1399589_87_15308893_012 | AN | 8101501
evchargingstation_load_220339031 |  | 0 | 0 | 0.92 | 0 | False | 0 | 0 | 0 | 0 | 0 | 0 | 0 | 0 | 0 | 0 | 0 | 0 | 0 | 2471.284072965349 | 0 | 0 | 0 | 0 | 0 | 0 | 0.001 | 175.4604190222969 | 411.88067882755814 | OPTIMIZED | INSTALLED |  |  | node_1400525_311_15309413_775 | AN | 8101501
evchargingstation_load_220339032 |  | 0 | 0 | 0.92 | 0 | False | 0 | 0 | 0 | 0 | 0 | 0 | 0 | 0 | 0 | 0 | 0 | 0 | 0 | 2471.284072965349 | 0 | 0 | 0 | 0 | 0 | 0 | 0.001 | 175.4604190222969 | 411.88067882755814 | OPTIMIZED | INSTALLED |  |  | node_1400544_6_15309420_04 | BN | 8101501
evchargingstation_load_220339033 |  | 0 | 0 | 0.92 | 0 | False | 0 | 0 | 0 | 0 | 0 | 0 | 0 | 0 | 0 | 0 | 0 | 0 | 0 | 2471.284072965349 | 0 | 0 | 0 | 0 | 0 | 0 | 0.001 | 175.4604190222969 | 411.88067882755814 | OPTIMIZED | INSTALLED |  |  | node_1400505_502_15309414_42 | CN | 8101501
evchargingstation_load_220339034 |  | 0 | 0 | 0.92 | 0 | False | 0 | 0 | 0 | 0 | 0 | 0 | 0 | 0 | 0 | 0 | 0 | 0 | 0 | 45.37277331100513 | 0 | 0 | 0 | 0 | 0 | 0 | 0.001 | 3.2214421922418706 | 7.562128885167523 | OPTIMIZED | INSTALLED |  |  | node_1401358_958_15309597_51 | AN | 8101501
evchargingstation_load_220339035 |  | 0 | 0 | 0.92 | 0 | False | 0 | 0 | 0 | 0 | 0 | 0 | 0 | 0 | 0 | 0 | 0 | 0 | 0 | 368.3201598187476 | 0 | 0 | 0 | 0 | 0 | 0 | 0.001 | 26.1506324957731 | 61.386693303124595 | OPTIMIZED | INSTALLED |  |  | node_1401262_168_15309268_453 | AN | 8101501
evchargingstation_load_220339036 |  | 0 | 0 | 0.92 | 0 | False | 0 | 0 | 0 | 0 | 0 | 0 | 0 | 0 | 0 | 0 | 0 | 0 | 0 | 6445.602796828082 | 0 | 0 | 0 | 0 | 0 | 0 | 0.001 | 457.635883329733 | 1074.2671328046804 | OPTIMIZED | INSTALLED |  |  | node_1401612_137_15309437_053 | AN | 8101501
evchargingstation_load_220339037 |  | 0 | 0 | 0.92 | 0 | False | 0 | 0 | 0 | 0 | 0 | 0 | 0 | 0 | 0 | 0 | 0 | 0 | 0 | 0 | 0 | 0 | 0 | 0 | 0 | 0 | 0.001 | 0 | 0 | OPTIMIZED | INSTALLED |  |  | node_1401734_269_15309427_569 | AN | 8101501
evchargingstation_load_220339038 |  | 0 | 0 | 0.92 | 0 | False | 0 | 0 | 0 | 0 | 0 | 0 | 0 | 0 | 0 | 0 | 0 | 0 | 0 | 16008.582018788751 | 0 | 0 | 0 | 0 | 0 | 0 | 0.001 | 1136.6045908252383 | 2668.0970031314587 | OPTIMIZED | INSTALLED |  |  | node_1399273_095_15309212_138 | AN | 8101501
evchargingstation_load_220339039 |  | 0 | 0 | 0.92 | 0 | False | 0 | 0 | 0 | 0 | 0 | 0 | 0 | 0 | 0 | 0 | 0 | 0 | 0 | 15541.509352351935 | 0 | 0 | 0 | 0 | 0 | 0 | 0.001 | 1103.4425550724216 | 2590.2515587253224 | OPTIMIZED | INSTALLED |  |  | node_1399575_849_15309232_634 | AN | 8101501
evchargingstation_load_220339041 |  | 0 | 0 | 0.92 | 0 | False | 0 | 0 | 0 | 0 | 0 | 0 | 0 | 0 | 0 | 0 | 0 | 0 | 0 | 15194.541085856014 | 0 | 0 | 0 | 0 | 0 | 0 | 0.001 | 1078.80786993331 | 2532.4235143093356 | OPTIMIZED | INSTALLED |  |  | node_1399644_78_15309592_032 | AN | 8101501
evchargingstation_load_220339042 |  | 0 | 0 | 0.92 | 0 | False | 0 | 0 | 0 | 0 | 0 | 0 | 0 | 0 | 0 | 0 | 0 | 0 | 0 | 9149.286288830917 | 0 | 0 | 0 | 0 | 0 | 0 | 0.001 | 649.5966328074902 | 1524.8810481384862 | OPTIMIZED | INSTALLED |  |  | node_1399922_335_15309605_243 | AN | 8101501
evchargingstation_load_220339043 |  | 0 | 0 | 0.92 | 0 | False | 0 | 0 | 0 | 0 | 0 | 0 | 0 | 0 | 0 | 0 | 0 | 0 | 0 | 39517.01656722012 | 0 | 0 | 0 | 0 | 0 | 0 | 0.001 | 2805.6964253174488 | 6586.16942787002 | OPTIMIZED | INSTALLED |  |  | node_1399315_24_15310437_627 | AN | 8101501
evchargingstation_load_220339048 |  | 0 | 0 | 0.92 | 0 | False | 0 | 0 | 0 | 0 | 0 | 0 | 0 | 0 | 0 | 0 | 0 | 0 | 0 | 1323.8173860152087 | 0 | 0 | 0 | 0 | 0 | 0 | 0.001 | 93.99065135806767 | 220.63623100253477 | OPTIMIZED | INSTALLED |  |  | node_1402835_515_15310108_661 | AN | 8101501
evchargingstation_load_220339051 |  | 0 | 0 | 0.92 | 0 | False | 0 | 0 | 0 | 0 | 0 | 0 | 0 | 0 | 0 | 0 | 0 | 0 | 0 | 552.4802397281214 | 0 | 0 | 0 | 0 | 0 | 0 | 0.001 | 39.22594874365966 | 92.0800399546869 | OPTIMIZED | INSTALLED |  |  | node_1401667_523_15310393_887 | AN | 8101501
evchargingstation_load_220339052 |  | 0 | 0 | 0.92 | 0 | False | 0 | 0 | 0 | 0 | 0 | 0 | 0 | 0 | 0 | 0 | 0 | 0 | 0 | 11120.77777230518 | 0 | 0 | 0 | 0 | 0 | 0 | 0.001 | 789.5718856003361 | 1853.4629620508633 | OPTIMIZED | INSTALLED |  |  | node_1399860_774_15310217_798 | AN | 8101501
evchargingstation_load_220339053 |  | 0 | 0 | 0.92 | 0 | False | 0 | 0 | 0 | 0 | 0 | 0 | 0 | 0 | 0 | 0 | 0 | 0 | 0 | 11120.77777230518 | 0 | 0 | 0 | 0 | 0 | 0 | 0.001 | 789.5718856003361 | 1853.4629620508633 | OPTIMIZED | INSTALLED |  |  | node_1399880_263_15310222_786 | BN | 8101501
evchargingstation_load_220339054 |  | 0 | 0 | 0.92 | 0 | False | 0 | 0 | 0 | 0 | 0 | 0 | 0 | 0 | 0 | 0 | 0 | 0 | 0 | 11120.77777230518 | 0 | 0 | 0 | 0 | 0 | 0 | 0.001 | 789.5718856003361 | 1853.4629620508633 | OPTIMIZED | INSTALLED |  |  | node_1399841_019_15310219_75 | CN | 8101501
evchargingstation_load_220339098 |  | 0 | 0 | 0.92 | 0 | False | 0 | 0 | 0 | 0 | 0 | 0 | 0 | 0 | 0 | 0 | 0 | 0 | 0 | 4077.6185165118995 | 0 | 0 | 0 | 0 | 0 | 0 | 0.001 | 289.5096790303701 | 679.6030860853166 | OPTIMIZED | INSTALLED |  |  | node_1400822_714_15310344_311 | AN | 8101501
evchargingstation_load_220339110 |  | 0 | 0 | 0.92 | 0 | False | 0 | 0 | 0 | 0 | 0 | 0 | 0 | 0 | 0 | 0 | 0 | 0 | 0 | 25035.09492101342 | 0 | 0 | 0 | 0 | 0 | 0 | 0.001 | 1777.4843255401047 | 4172.515820168904 | OPTIMIZED | INSTALLED |  |  | node_1400678_629_15311114_273 | AN | 8101501
evchargingstation_load_220339111 |  | 0 | 0 | 0.92 | 0 | False | 0 | 0 | 0 | 0 | 0 | 0 | 0 | 0 | 0 | 0 | 0 | 0 | 0 | 20495.148603247555 | 0 | 0 | 0 | 0 | 0 | 0 | 0.001 | 1455.1494467592213 | 3415.8581005412593 | OPTIMIZED | INSTALLED |  |  | node_1401025_915_15311134_292 | AN | 8101501
evchargingstation_load_220339112 |  | 0 | 0 | 0.92 | 0 | False | 0 | 0 | 0 | 0 | 0 | 0 | 0 | 0 | 0 | 0 | 0 | 0 | 0 | 50902.91368161705 | 0 | 0 | 0 | 0 | 0 | 0 | 0.001 | 3614.091710067781 | 8483.818946936175 | OPTIMIZED | INSTALLED |  |  | node_1401306_07_15312245_206 | AN | 8101501
evchargingstation_load_220339113 |  | 0 | 0 | 0.92 | 0 | False | 0 | 0 | 0 | 0 | 0 | 0 | 0 | 0 | 0 | 0 | 0 | 0 | 0 | 8535.41935579967 | 0 | 0 | 0 | 0 | 0 | 0 | 0.001 | 606.0122659085681 | 1422.5698926332784 | OPTIMIZED | INSTALLED |  |  | node_1400343_799_15312384_229 | AN | 8101501
evchargingstation_load_220339114 |  | 0 | 0 | 0.92 | 0 | False | 0 | 0 | 0 | 0 | 0 | 0 | 0 | 0 | 0 | 0 | 0 | 0 | 0 | 11738.598883219667 | 0 | 0 | 0 | 0 | 0 | 0 | 0.001 | 833.437052138009 | 1956.4331472032777 | OPTIMIZED | INSTALLED |  |  | node_1400224_323_15312661_573 | AN | 8101501
evchargingstation_load_220339115 |  | 0 | 0 | 0.92 | 0 | False | 0 | 0 | 0 | 0 | 0 | 0 | 0 | 0 | 0 | 0 | 0 | 0 | 0 | 11738.598883219667 | 0 | 0 | 0 | 0 | 0 | 0 | 0.001 | 833.437052138009 | 1956.4331472032777 | OPTIMIZED | INSTALLED |  |  | node_1400225_837_15312688_136 | BN | 8101501
evchargingstation_load_220339116 |  | 0 | 0 | 0.92 | 0 | False | 0 | 0 | 0 | 0 | 0 | 0 | 0 | 0 | 0 | 0 | 0 | 0 | 0 | 11738.598883219667 | 0 | 0 | 0 | 0 | 0 | 0 | 0.001 | 833.437052138009 | 1956.4331472032777 | OPTIMIZED | INSTALLED |  |  | node_1400217_748_15312636_4 | CN | 8101501
evchargingstation_load_220339117 |  | 0 | 0 | 0.92 | 0 | False | 0 | 0 | 0 | 0 | 0 | 0 | 0 | 0 | 0 | 0 | 0 | 0 | 0 | 4077.6185165118995 | 0 | 0 | 0 | 0 | 0 | 0 | 0.001 | 289.5096790303701 | 679.6030860853166 | OPTIMIZED | INSTALLED |  |  | node_1400011_217_15312249_926 | AN | 8101501
evchargingstation_load_220339118 |  | 0 | 0 | 0.92 | 0 | False | 0 | 0 | 0 | 0 | 0 | 0 | 0 | 0 | 0 | 0 | 0 | 0 | 0 | 1482.7703696406907 | 0 | 0 | 0 | 0 | 0 | 0 | 0.001 | 105.27626376979788 | 247.1283949401151 | OPTIMIZED | INSTALLED |  |  | node_1399858_186_15312222_451 | AN | 8101501
evchargingstation_load_220339119 |  | 0 | 0 | 0.92 | 0 | False | 0 | 0 | 0 | 0 | 0 | 0 | 0 | 0 | 0 | 0 | 0 | 0 | 0 | 1482.7703696406907 | 0 | 0 | 0 | 0 | 0 | 0 | 0.001 | 105.27626376979788 | 247.1283949401151 | OPTIMIZED | INSTALLED |  |  | node_1399853_25_15312208_775 | BN | 8101501
evchargingstation_load_220339120 |  | 0 | 0 | 0.92 | 0 | False | 0 | 0 | 0 | 0 | 0 | 0 | 0 | 0 | 0 | 0 | 0 | 0 | 0 | 1482.7703696406907 | 0 | 0 | 0 | 0 | 0 | 0 | 0.001 | 105.27626376979788 | 247.1283949401151 | OPTIMIZED | INSTALLED |  |  | node_1399863_954_15312239_208 | CN | 8101501
evchargingstation_load_220339121 |  | 0 | 0 | 0.92 | 0 | False | 0 | 0 | 0 | 0 | 0 | 0 | 0 | 0 | 0 | 0 | 0 | 0 | 0 | 218.85690655896593 | 0 | 0 | 0 | 0 | 0 | 0 | 0.001 | 15.538753870748351 | 36.476151093160986 | OPTIMIZED | INSTALLED |  |  | node_1399625_184_15311786_758 | AN | 8101501
evchargingstation_load_220339122 |  | 0 | 0 | 0.92 | 0 | False | 0 | 0 | 0 | 0 | 0 | 0 | 0 | 0 | 0 | 0 | 0 | 0 | 0 | 21407.942042798364 | 0 | 0 | 0 | 0 | 0 | 0 | 0.001 | 1519.9575091260942 | 3567.9903404663937 | OPTIMIZED | INSTALLED |  |  | node_1400474_958_15312776_29 | AN | 8101501
evchargingstation_load_220339123 |  | 0 | 0 | 0.92 | 0 | False | 0 | 0 | 0 | 0 | 0 | 0 | 0 | 0 | 0 | 0 | 0 | 0 | 0 | 22691.724628833275 | 0 | 0 | 0 | 0 | 0 | 0 | 0.001 | 1611.1056896855607 | 3781.9541048055457 | OPTIMIZED | INSTALLED |  |  | node_1400709_835_15313161_421 | AN | 8101501
evchargingstation_load_220339125 |  | 0 | 0 | 0.92 | 0 | False | 0 | 0 | 0 | 0 | 0 | 0 | 0 | 0 | 0 | 0 | 0 | 0 | 0 | 26850.005853453622 | 0 | 0 | 0 | 0 | 0 | 0 | 0.001 | 1906.3424457044705 | 4475.000975575604 | OPTIMIZED | INSTALLED |  |  | node_1400264_133_15312164_614 | AN | 8101501
evchargingstation_load_220339368 |  | 0 | 0 | 0.92 | 0 | False | 0 | 0 | 0 | 0 | 0 | 0 | 0 | 0 | 0 | 0 | 0 | 0 | 0 | 38139.81944789784 | 0 | 0 | 0 | 0 | 0 | 0 | 0.001 | 2707.9158128945796 | 6356.63657464964 | OPTIMIZED | INSTALLED |  |  | node_1401219_444_15312949_342 | AN | 8101501
evchargingstation_load_220339369 |  | 0 | 0 | 0.92 | 0 | False | 0 | 0 | 0 | 0 | 0 | 0 | 0 | 0 | 0 | 0 | 0 | 0 | 0 | 4945.632290899561 | 0 | 0 | 0 | 0 | 0 | 0 | 0.001 | 351.1384345963386 | 824.27204848326 | OPTIMIZED | INSTALLED |  |  | node_1401383_444_15313378_878 | AN | 8101501
evchargingstation_load_220339370 |  | 0 | 0 | 0.92 | 0 | False | 0 | 0 | 0 | 0 | 0 | 0 | 0 | 0 | 0 | 0 | 0 | 0 | 0 | 19654.417803661287 | 0 | 0 | 0 | 0 | 0 | 0 | 0.001 | 1395.457807116991 | 3275.736300610214 | OPTIMIZED | INSTALLED |  |  | node_1402457_623_15314323_353 | AN | 8101501
evchargingstation_load_220339371 |  | 0 | 0 | 0.92 | 0 | False | 0 | 0 | 0 | 0 | 0 | 0 | 0 | 0 | 0 | 0 | 0 | 0 | 0 | 21517.370496077845 | 0 | 0 | 0 | 0 | 0 | 0 | 0.001 | 1527.726916952518 | 3586.2284160129743 | OPTIMIZED | INSTALLED |  |  | node_1402432_355_15314718_456 | AN | 8101501
evchargingstation_load_220339372 |  | 0 | 0 | 0.92 | 0 | False | 0 | 0 | 0 | 0 | 0 | 0 | 0 | 0 | 0 | 0 | 0 | 0 | 0 | 32.02783998423892 | 0 | 0 | 0 | 0 | 0 | 0 | 0.001 | 2.273951926041469 | 5.337973330706487 | OPTIMIZED | INSTALLED |  |  | node_1402700_074_15314916_284 | AN | 8101501
evchargingstation_load_220339374 |  | 0 | 0 | 0.92 | 0 | False | 0 | 0 | 0 | 0 | 0 | 0 | 0 | 0 | 0 | 0 | 0 | 0 | 0 | 11028.2529012396 | 0 | 0 | 0 | 0 | 0 | 0 | 0.001 | 783.0026568239392 | 1838.0421502066001 | OPTIMIZED | INSTALLED |  |  | node_1401366_027_15313934_682 | AN | 8101501
evchargingstation_load_220339375 |  | 0 | 0 | 0.92 | 0 | False | 0 | 0 | 0 | 0 | 0 | 0 | 0 | 0 | 0 | 0 | 0 | 0 | 0 | 27474.54873314629 | 0 | 0 | 0 | 0 | 0 | 0 | 0.001 | 1950.6848171727731 | 4579.091455524382 | OPTIMIZED | INSTALLED |  |  | node_1402022_091_15313985_974 | AN | 8101501
evchargingstation_load_220339376 |  | 0 | 0 | 0.92 | 0 | False | 0 | 0 | 0 | 0 | 0 | 0 | 0 | 0 | 0 | 0 | 0 | 0 | 0 | 18533.44340421292 | 0 | 0 | 0 | 0 | 0 | 0 | 0.001 | 1315.8689954487495 | 3088.907234035487 | OPTIMIZED | INSTALLED |  |  | node_1402212_202_15313871_788 | AN | 8101501
evchargingstation_load_220339381 |  | 0 | 0 | 0.92 | 0 | False | 0 | 0 | 0 | 0 | 0 | 0 | 0 | 0 | 0 | 0 | 0 | 0 | 0 | 984.8560795153469 | 0 | 0 | 0 | 0 | 0 | 0 | 0.001 | 69.92448509151568 | 164.1426799192245 | OPTIMIZED | INSTALLED |  |  | node_1398690_773_15310136_373 | AN | 8101501
evchargingstation_load_220339382 |  | 0 | 0 | 0.92 | 0 | False | 0 | 0 | 0 | 0 | 0 | 0 | 0 | 0 | 0 | 0 | 0 | 0 | 0 | 0 | 0 | 0 | 0 | 0 | 0 | 0 | 0.001 | 0 | 0 | OPTIMIZED | INSTALLED |  |  | node_1398695_855_15310565_237 | AN | 8101501
evchargingstation_load_220339383 |  | 0 | 0 | 0.92 | 0 | False | 0 | 0 | 0 | 0 | 0 | 0 | 0 | 0 | 0 | 0 | 0 | 0 | 0 | 0 | 0 | 0 | 0 | 0 | 0 | 0 | 0.001 | 0 | 0 | OPTIMIZED | INSTALLED |  |  | node_1398689_08_15310540_157 | BN | 8101501
evchargingstation_load_220339384 |  | 0 | 0 | 0.92 | 0 | False | 0 | 0 | 0 | 0 | 0 | 0 | 0 | 0 | 0 | 0 | 0 | 0 | 0 | 0 | 0 | 0 | 0 | 0 | 0 | 0 | 0.001 | 0 | 0 | OPTIMIZED | INSTALLED |  |  | node_1398707_219_15310587_146 | CN | 8101501
evchargingstation_load_220339385 |  | 0 | 0 | 0.92 | 0 | False | 0 | 0 | 0 | 0 | 0 | 0 | 0 | 0 | 0 | 0 | 0 | 0 | 0 | 1297.4240734356044 | 0 | 0 | 0 | 0 | 0 | 0 | 0.001 | 92.11673852133549 | 216.23734557260073 | OPTIMIZED | INSTALLED |  |  | node_1398834_732_15310801_518 | AN | 8101501
evchargingstation_load_220339386 |  | 0 | 0 | 0.92 | 0 | False | 0 | 0 | 0 | 0 | 0 | 0 | 0 | 0 | 0 | 0 | 0 | 0 | 0 | 1297.4240734356044 | 0 | 0 | 0 | 0 | 0 | 0 | 0.001 | 92.11673852133549 | 216.23734557260073 | OPTIMIZED | INSTALLED |  |  | node_1398830_063_15310775_602 | AN | 8101501
evchargingstation_load_220339387 |  | 0 | 0 | 0.92 | 0 | False | 0 | 0 | 0 | 0 | 0 | 0 | 0 | 0 | 0 | 0 | 0 | 0 | 0 | 1359.2062957348307 | 0 | 0 | 0 | 0 | 0 | 0 | 0.001 | 96.50326753152252 | 226.53438262247178 | OPTIMIZED | INSTALLED |  |  | node_1399072_543_15311203_234 | AN | 8101501
evchargingstation_load_220339388 |  | 0 | 0 | 0.92 | 0 | False | 0 | 0 | 0 | 0 | 0 | 0 | 0 | 0 | 0 | 0 | 0 | 0 | 0 | 1359.2062957348307 | 0 | 0 | 0 | 0 | 0 | 0 | 0.001 | 96.50326753152252 | 226.53438262247178 | OPTIMIZED | INSTALLED |  |  | node_1399081_974_15311213_657 | BN | 8101501
evchargingstation_load_220339389 |  | 0 | 0 | 0.92 | 0 | False | 0 | 0 | 0 | 0 | 0 | 0 | 0 | 0 | 0 | 0 | 0 | 0 | 0 | 1359.2062957348307 | 0 | 0 | 0 | 0 | 0 | 0 | 0.001 | 96.50326753152252 | 226.53438262247178 | OPTIMIZED | INSTALLED |  |  | node_1399061_729_15311189_849 | CN | 8101501
evchargingstation_load_220339390 |  | 0 | 0 | 0.92 | 0 | False | 0 | 0 | 0 | 0 | 0 | 0 | 0 | 0 | 0 | 0 | 0 | 0 | 0 | 741.3851848203453 | 0 | 0 | 0 | 0 | 0 | 0 | 0.001 | 52.63810099384958 | 123.56419747005755 | OPTIMIZED | INSTALLED |  |  | node_1399113_311_15311280_77 | AN | 8101501
evchargingstation_load_220339391 |  | 0 | 0 | 0.92 | 0 | False | 0 | 0 | 0 | 0 | 0 | 0 | 0 | 0 | 0 | 0 | 0 | 0 | 0 | 741.3851848203453 | 0 | 0 | 0 | 0 | 0 | 0 | 0.001 | 52.63810099384958 | 123.56419747005755 | OPTIMIZED | INSTALLED |  |  | node_1399128_88_15311298_118 | AN | 8101501
evchargingstation_load_220339393 |  | 0 | 0 | 0.92 | 0 | False | 0 | 0 | 0 | 0 | 0 | 0 | 0 | 0 | 0 | 0 | 0 | 0 | 0 | 1482.7703696406907 | 0 | 0 | 0 | 0 | 0 | 0 | 0.001 | 105.27626376979788 | 247.1283949401151 | OPTIMIZED | INSTALLED |  |  | node_1399334_386_15311739_738 | AN | 8101501
evchargingstation_load_220339394 |  | 0 | 0 | 0.92 | 0 | False | 0 | 0 | 0 | 0 | 0 | 0 | 0 | 0 | 0 | 0 | 0 | 0 | 0 | 1482.7703696406907 | 0 | 0 | 0 | 0 | 0 | 0 | 0.001 | 105.27626376979788 | 247.1283949401151 | OPTIMIZED | INSTALLED |  |  | node_1399402_146_15311986_034 | AN | 8101501
evchargingstation_load_220339395 |  | 0 | 0 | 0.92 | 0 | False | 0 | 0 | 0 | 0 | 0 | 0 | 0 | 0 | 0 | 0 | 0 | 0 | 0 | 1482.7703696406907 | 0 | 0 | 0 | 0 | 0 | 0 | 0.001 | 105.27626376979788 | 247.1283949401151 | OPTIMIZED | INSTALLED |  |  | node_1399406_801_15312008_989 | BN | 8101501
evchargingstation_load_220339396 |  | 0 | 0 | 0.92 | 0 | False | 0 | 0 | 0 | 0 | 0 | 0 | 0 | 0 | 0 | 0 | 0 | 0 | 0 | 1482.7703696406907 | 0 | 0 | 0 | 0 | 0 | 0 | 0.001 | 105.27626376979788 | 247.1283949401151 | OPTIMIZED | INSTALLED |  |  | node_1399401_499_15311963_39 | CN | 8101501
evchargingstation_load_220339397 |  | 0 | 0 | 0.92 | 0 | False | 0 | 0 | 0 | 0 | 0 | 0 | 0 | 0 | 0 | 0 | 0 | 0 | 0 | 0 | 0 | 0 | 0 | 0 | 0 | 0 | 0.001 | 0 | 0 | OPTIMIZED | INSTALLED |  |  | node_1399469_477_15312131_198 | AN | 8101501
evchargingstation_load_220339400 |  | 0 | 0 | 0.92 | 0 | False | 0 | 0 | 0 | 0 | 0 | 0 | 0 | 0 | 0 | 0 | 0 | 0 | 0 | 2841.9766653755214 | 0 | 0 | 0 | 0 | 0 | 0 | 0.001 | 201.7794695192217 | 473.6627775625869 | OPTIMIZED | INSTALLED |  |  | node_1400365_092_15313239_428 | AN | 8101501
evchargingstation_load_220339401 |  | 0 | 0 | 0.92 | 0 | False | 0 | 0 | 0 | 0 | 0 | 0 | 0 | 0 | 0 | 0 | 0 | 0 | 0 | 2841.9766653755214 | 0 | 0 | 0 | 0 | 0 | 0 | 0.001 | 201.7794695192217 | 473.6627775625869 | OPTIMIZED | INSTALLED |  |  | node_1400368_415_15313265_705 | BN | 8101501
evchargingstation_load_220339402 |  | 0 | 0 | 0.92 | 0 | False | 0 | 0 | 0 | 0 | 0 | 0 | 0 | 0 | 0 | 0 | 0 | 0 | 0 | 2841.9766653755214 | 0 | 0 | 0 | 0 | 0 | 0 | 0.001 | 201.7794695192217 | 473.6627775625869 | OPTIMIZED | INSTALLED |  |  | node_1400356_827_15313215_159 | CN | 8101501
evchargingstation_load_220339403 |  | 0 | 0 | 0.92 | 0 | False | 0 | 0 | 0 | 0 | 0 | 0 | 0 | 0 | 0 | 0 | 0 | 0 | 0 | 1668.1166658457769 | 0 | 0 | 0 | 0 | 0 | 0 | 0.001 | 118.4357890182603 | 278.0194443076295 | OPTIMIZED | INSTALLED |  |  | node_1400254_793_15313737_084 | AN | 8101501
evchargingstation_load_220339404 |  | 0 | 0 | 0.92 | 0 | False | 0 | 0 | 0 | 0 | 0 | 0 | 0 | 0 | 0 | 0 | 0 | 0 | 0 | 1668.1166658457769 | 0 | 0 | 0 | 0 | 0 | 0 | 0.001 | 118.4357890182603 | 278.0194443076295 | OPTIMIZED | INSTALLED |  |  | node_1400269_135_15313750_987 | AN | 8101501
evchargingstation_load_220339405 |  | 0 | 0 | 0.92 | 0 | False | 0 | 0 | 0 | 0 | 0 | 0 | 0 | 0 | 0 | 0 | 0 | 0 | 0 | 2594.848146871209 | 0 | 0 | 0 | 0 | 0 | 0 | 0.001 | 184.23347704267098 | 432.47469114520146 | OPTIMIZED | INSTALLED |  |  | node_1400432_353_15313847_432 | AN | 8101501
evchargingstation_load_220339406 |  | 0 | 0 | 0.92 | 0 | False | 0 | 0 | 0 | 0 | 0 | 0 | 0 | 0 | 0 | 0 | 0 | 0 | 0 | 3706.925924101727 | 0 | 0 | 0 | 0 | 0 | 0 | 0.001 | 263.19062853344536 | 617.8209873502879 | OPTIMIZED | INSTALLED |  |  | node_1400683_403_15314255_051 | AN | 8101501
evchargingstation_load_220339407 |  | 0 | 0 | 0.92 | 0 | False | 0 | 0 | 0 | 0 | 0 | 0 | 0 | 0 | 0 | 0 | 0 | 0 | 0 | 3583.3618501958663 | 0 | 0 | 0 | 0 | 0 | 0 | 0.001 | 254.41763229517 | 597.2269750326444 | OPTIMIZED | INSTALLED |  |  | node_1398296_555_15309323_783 | AN | 8101501
evchargingstation_load_220339408 |  | 0 | 0 | 0.92 | 0 | False | 0 | 0 | 0 | 0 | 0 | 0 | 0 | 0 | 0 | 0 | 0 | 0 | 0 | 3583.3618501958663 | 0 | 0 | 0 | 0 | 0 | 0 | 0.001 | 254.41763229517 | 597.2269750326444 | OPTIMIZED | INSTALLED |  |  | node_1398314_109_15309311_573 | BN | 8101501
evchargingstation_load_220339409 |  | 0 | 0 | 0.92 | 0 | False | 0 | 0 | 0 | 0 | 0 | 0 | 0 | 0 | 0 | 0 | 0 | 0 | 0 | 3583.3618501958663 | 0 | 0 | 0 | 0 | 0 | 0 | 0.001 | 254.41763229517 | 597.2269750326444 | OPTIMIZED | INSTALLED |  |  | node_1398281_98_15309341_702 | CN | 8101501
evchargingstation_load_220339410 |  | 0 | 0 | 0.92 | 0 | False | 0 | 0 | 0 | 0 | 0 | 0 | 0 | 0 | 0 | 0 | 0 | 0 | 0 | 3212.669257785694 | 0 | 0 | 0 | 0 | 0 | 0 | 0.001 | 228.09858179824522 | 535.4448762976157 | OPTIMIZED | INSTALLED |  |  | node_1399654_201_15309852_391 | AN | 8101501
evchargingstation_load_220339411 |  | 0 | 0 | 0.92 | 0 | False | 0 | 0 | 0 | 0 | 0 | 0 | 0 | 0 | 0 | 0 | 0 | 0 | 0 | 3212.669257785694 | 0 | 0 | 0 | 0 | 0 | 0 | 0.001 | 228.09858179824522 | 535.4448762976157 | OPTIMIZED | INSTALLED |  |  | node_1399673_445_15309858_911 | BN | 8101501
evchargingstation_load_220339412 |  | 0 | 0 | 0.92 | 0 | False | 0 | 0 | 0 | 0 | 0 | 0 | 0 | 0 | 0 | 0 | 0 | 0 | 0 | 971.5111461885805 | 0 | 0 | 0 | 0 | 0 | 0 | 0.001 | 68.97699482531529 | 161.9185243647634 | OPTIMIZED | INSTALLED |  |  | node_1399634_388_15309852_775 | CN | 8101501
evchargingstation_load_220339413 |  | 0 | 0 | 0.92 | 0 | False | 0 | 0 | 0 | 0 | 0 | 0 | 0 | 0 | 0 | 0 | 0 | 0 | 0 | 122.77338660624919 | 0 | 0 | 0 | 0 | 0 | 0 | 0.001 | 8.716898092623946 | 20.46223110104153 | OPTIMIZED | INSTALLED |  |  | node_1399836_029_15309995_831 | AN | 8101501
evchargingstation_load_220339431 |  | 0 | 0 | 0.92 | 0 | False | 0 | 0 | 0 | 0 | 0 | 0 | 0 | 0 | 0 | 0 | 0 | 0 | 0 | 18576.14719085857 | 0 | 0 | 0 | 0 | 0 | 0 | 0.001 | 1318.9009519441713 | 3096.024531809762 | OPTIMIZED | INSTALLED |  |  | node_1402456_15_15316058_455 | AN | 8101501
evchargingstation_load_220339433 |  | 0 | 0 | 0.92 | 0 | False | 0 | 0 | 0 | 0 | 0 | 0 | 0 | 0 | 0 | 0 | 0 | 0 | 0 | 4873.569650935022 | 0 | 0 | 0 | 0 | 0 | 0 | 0.001 | 346.02201187169595 | 812.2616084891704 | OPTIMIZED | INSTALLED |  |  | node_1402480_208_15315051_376 | AN | 8101501
evchargingstation_load_220339447 |  | 0 | 0 | 0.92 | 0 | False | 0 | 0 | 0 | 0 | 0 | 0 | 0 | 0 | 0 | 0 | 0 | 0 | 0 | 4819.003701332244 | 0 | 0 | 0 | 0 | 0 | 0 | 0.001 | 342.14784180631847 | 803.1672835553741 | OPTIMIZED | INSTALLED |  |  | node_1399268_948_15310654_84 | AN | 8101501
evchargingstation_load_220339448 |  | 0 | 0 | 0.92 | 0 | False | 0 | 0 | 0 | 0 | 0 | 0 | 0 | 0 | 0 | 0 | 0 | 0 | 0 | 1482.7703696406907 | 0 | 0 | 0 | 0 | 0 | 0 | 0.001 | 105.27626376979788 | 247.1283949401151 | OPTIMIZED | INSTALLED |  |  | node_1399464_715_15310615_047 | AN | 8101501
evchargingstation_load_220339449 |  | 0 | 0 | 0.92 | 0 | False | 0 | 0 | 0 | 0 | 0 | 0 | 0 | 0 | 0 | 0 | 0 | 0 | 0 | 1482.7703696406907 | 0 | 0 | 0 | 0 | 0 | 0 | 0.001 | 105.27626376979788 | 247.1283949401151 | OPTIMIZED | INSTALLED |  |  | node_1399481_223_15310629_914 | AN | 8101501
evchargingstation_load_220339450 |  | 0 | 0 | 0.92 | 0 | False | 0 | 0 | 0 | 0 | 0 | 0 | 0 | 0 | 0 | 0 | 0 | 0 | 0 | 3706.925924101727 | 0 | 0 | 0 | 0 | 0 | 0 | 0.001 | 263.19062853344536 | 617.8209873502879 | OPTIMIZED | INSTALLED |  |  | node_1399396_166_15310942_361 | AN | 8101501
evchargingstation_load_220339451 |  | 0 | 0 | 0.92 | 0 | False | 0 | 0 | 0 | 0 | 0 | 0 | 0 | 0 | 0 | 0 | 0 | 0 | 0 | 3706.925924101727 | 0 | 0 | 0 | 0 | 0 | 0 | 0.001 | 263.19062853344536 | 617.8209873502879 | OPTIMIZED | INSTALLED |  |  | node_1399405_943_15310965_604 | BN | 8101501
evchargingstation_load_220339452 |  | 0 | 0 | 0.92 | 0 | False | 0 | 0 | 0 | 0 | 0 | 0 | 0 | 0 | 0 | 0 | 0 | 0 | 0 | 3706.925924101727 | 0 | 0 | 0 | 0 | 0 | 0 | 0.001 | 263.19062853344536 | 617.8209873502879 | OPTIMIZED | INSTALLED |  |  | node_1399391_183_15310916_548 | CN | 8101501
evchargingstation_load_220339453 |  | 0 | 0 | 0.92 | 0 | False | 0 | 0 | 0 | 0 | 0 | 0 | 0 | 0 | 0 | 0 | 0 | 0 | 0 | 556.038888615259 | 0 | 0 | 0 | 0 | 0 | 0 | 0.001 | 39.47857574538718 | 92.67314810254317 | OPTIMIZED | INSTALLED |  |  | node_1399769_639_15311203_236 | AN | 8101501
evchargingstation_load_220339454 |  | 0 | 0 | 0.92 | 0 | False | 0 | 0 | 0 | 0 | 0 | 0 | 0 | 0 | 0 | 0 | 0 | 0 | 0 | 556.038888615259 | 0 | 0 | 0 | 0 | 0 | 0 | 0.001 | 39.47857574538718 | 92.67314810254317 | OPTIMIZED | INSTALLED |  |  | node_1399755_63_15311221_95 | AN | 8101501
evchargingstation_load_220339455 |  | 0 | 0 | 0.92 | 0 | False | 0 | 0 | 0 | 0 | 0 | 0 | 0 | 0 | 0 | 0 | 0 | 0 | 0 | 2594.848146871209 | 0 | 0 | 0 | 0 | 0 | 0 | 0.001 | 184.23347704267098 | 432.47469114520146 | OPTIMIZED | INSTALLED |  |  | node_1399371_084_15311202_579 | AN | 8101501
evchargingstation_load_220339457 |  | 0 | 0 | 0.92 | 0 | False | 0 | 0 | 0 | 0 | 0 | 0 | 0 | 0 | 0 | 0 | 0 | 0 | 0 | 2594.848146871209 | 0 | 0 | 0 | 0 | 0 | 0 | 0.001 | 184.23347704267098 | 432.47469114520146 | OPTIMIZED | INSTALLED |  |  | node_1399367_885_15311176_274 | BN | 8101501
evchargingstation_load_220339463 |  | 0 | 0 | 0.92 | 0 | False | 0 | 0 | 0 | 0 | 0 | 0 | 0 | 0 | 0 | 0 | 0 | 0 | 0 | 3667.187678195356 | 0 | 0 | 0 | 0 | 0 | 0 | 0.001 | 260.3692254305128 | 611.1979463658927 | OPTIMIZED | INSTALLED |  |  | node_1402871_436_15315548_455 | AN | 8101501
evchargingstation_load_220339568 |  | 0 | 0 | 0.92 | 0 | False | 0 | 0 | 0 | 0 | 0 | 0 | 0 | 0 | 0 | 0 | 0 | 0 | 0 | 19246.062843862237 | 0 | 0 | 0 | 0 | 0 | 0 | 0.001 | 1366.4647656047155 | 3207.677140643706 | OPTIMIZED | INSTALLED |  |  | node_1401547_436_15313440_001 | AN | 8101501
evchargingstation_load_220339569 |  | 0 | 0 | 0.92 | 0 | False | 0 | 0 | 0 | 0 | 0 | 0 | 0 | 0 | 0 | 0 | 0 | 0 | 0 | 25878.494707265047 | 0 | 0 | 0 | 0 | 0 | 0 | 0.001 | 1837.3654508791556 | 4313.082451210841 | OPTIMIZED | INSTALLED |  |  | node_1401850_979_15313467_055 | AN | 8101501
evchargingstation_load_220339570 |  | 0 | 0 | 0.92 | 0 | False | 0 | 0 | 0 | 0 | 0 | 0 | 0 | 0 | 0 | 0 | 0 | 0 | 0 | 5700.955517194528 | 0 | 0 | 0 | 0 | 0 | 0 | 0.001 | 404.76616124772585 | 950.1592528657546 | OPTIMIZED | INSTALLED |  |  | node_1402007_647_15313473_773 | AN | 8101501
evchargingstation_load_220339654 |  | 0 | 0 | 0.92 | 0 | False | 0 | 0 | 0 | 0 | 0 | 0 | 0 | 0 | 0 | 0 | 0 | 0 | 0 | 370.69259241017267 | 0 | 0 | 0 | 0 | 0 | 0 | 0.001 | 26.31905049692479 | 61.782098735028775 | OPTIMIZED | INSTALLED |  |  | node_1398856_887_15310071_001 | AN | 8101501
evchargingstation_load_220339655 |  | 0 | 0 | 0.92 | 0 | False | 0 | 0 | 0 | 0 | 0 | 0 | 0 | 0 | 0 | 0 | 0 | 0 | 0 | 370.69259241017267 | 0 | 0 | 0 | 0 | 0 | 0 | 0.001 | 26.31905049692479 | 61.782098735028775 | OPTIMIZED | INSTALLED |  |  | node_1398858_791_15310097_266 | AN | 8101501
evchargingstation_load_220339656 |  | 0 | 0 | 0.92 | 0 | False | 0 | 0 | 0 | 0 | 0 | 0 | 0 | 0 | 0 | 0 | 0 | 0 | 0 | 1482.7703696406907 | 0 | 0 | 0 | 0 | 0 | 0 | 0.001 | 105.27626376979788 | 247.1283949401151 | OPTIMIZED | INSTALLED |  |  | node_1398733_735_15309799_045 | AN | 8101501
evchargingstation_load_220339657 |  | 0 | 0 | 0.92 | 0 | False | 0 | 0 | 0 | 0 | 0 | 0 | 0 | 0 | 0 | 0 | 0 | 0 | 0 | 528.4593597399421 | 0 | 0 | 0 | 0 | 0 | 0 | 0.001 | 37.52045390807918 | 88.07655995665701 | OPTIMIZED | INSTALLED |  |  | node_1398754_707_15309806_777 | AN | 8101501
evchargingstation_load_220339658 |  | 0 | 0 | 0.92 | 0 | False | 0 | 0 | 0 | 0 | 0 | 0 | 0 | 0 | 0 | 0 | 0 | 0 | 0 | 0 | 0 | 0 | 0 | 0 | 0 | 0 | 0.001 | 0 | 0 | OPTIMIZED | INSTALLED |  |  | node_1398440_612_15309070_421 | AN | 8101501
evchargingstation_load_220431718 |  | 0 | 0 | 0.92 | 0 | False | 0 | 0 | 0 | 0 | 0 | 0 | 0 | 0 | 0 | 0 | 0 | 0 | 0 | 2965.5407392813813 | 0 | 0 | 0 | 0 | 0 | 0 | 0.001 | 210.55252753959576 | 494.2567898802302 | OPTIMIZED | INSTALLED |  |  | node_1400534_525_15311482_254 | AN | 8101501
evchargingstation_load_220431719 |  | 0 | 0 | 0.92 | 0 | False | 0 | 0 | 0 | 0 | 0 | 0 | 0 | 0 | 0 | 0 | 0 | 0 | 0 | 2965.5407392813813 | 0 | 0 | 0 | 0 | 0 | 0 | 0.001 | 210.55252753959576 | 494.2567898802302 | OPTIMIZED | INSTALLED |  |  | node_1400534_188_15311508_875 | BN | 8101501
evchargingstation_load_220431720 |  | 0 | 0 | 0.92 | 0 | False | 0 | 0 | 0 | 0 | 0 | 0 | 0 | 0 | 0 | 0 | 0 | 0 | 0 | 2965.5407392813813 | 0 | 0 | 0 | 0 | 0 | 0 | 0.001 | 210.55252753959576 | 494.2567898802302 | OPTIMIZED | INSTALLED |  |  | node_1400529_723_15311456_381 | CN | 8101501
evchargingstation_load_220434139 |  | 0 | 0 | 0.92 | 0 | False | 0 | 0 | 0 | 0 | 0 | 0 | 0 | 0 | 0 | 0 | 0 | 0 | 0 | 38622.906034326785 | 0 | 0 | 0 | 0 | 0 | 0 | 0.001 | 2742.214824610417 | 6437.151005721131 | OPTIMIZED | INSTALLED |  |  | node_1403264_535_15316525_775 | AN | 8101501
evchargingstation_load_220434263 |  | 0 | 0 | 0.92 | 0 | False | 0 | 0 | 0 | 0 | 0 | 0 | 0 | 0 | 0 | 0 | 0 | 0 | 0 | 7016.765943213677 | 0 | 0 | 0 | 0 | 0 | 0 | 0.001 | 498.18829373323376 | 1169.4609905356128 | OPTIMIZED | INSTALLED |  |  | node_1401456_615_15313836_648 | AN | 8101501
evchargingstation_load_220474654 |  | 0 | 0 | 0.92 | 0 | False | 0 | 0 | 0 | 0 | 0 | 0 | 0 | 0 | 0 | 0 | 0 | 0 | 0 | 22534.25441557743 | 0 | 0 | 0 | 0 | 0 | 0 | 0.001 | 1599.925353970075 | 3755.7090692629054 | OPTIMIZED | INSTALLED |  |  | node_1400828_562_15313670_922 | AN | 8101501
evchargingstation_load_220489302 |  | 0 | 0 | 0.92 | 0 | False | 0 | 0 | 0 | 0 | 0 | 0 | 0 | 0 | 0 | 0 | 0 | 0 | 0 | 741.3851848203453 | 0 | 0 | 0 | 0 | 0 | 0 | 0.001 | 52.63810099384958 | 123.56419747005755 | OPTIMIZED | INSTALLED |  |  | node_1397883_321_15307333_466 | AN | 8101501
evchargingstation_load_220489303 |  | 0 | 0 | 0.92 | 0 | False | 0 | 0 | 0 | 0 | 0 | 0 | 0 | 0 | 0 | 0 | 0 | 0 | 0 | 6017.2304370388865 | 0 | 0 | 0 | 0 | 0 | 0 | 0.001 | 427.2215446360581 | 1002.8717395064812 | OPTIMIZED | INSTALLED |  |  | node_1397889_8_15307315_916 | AN | 8101501
evchargingstation_load_220499347 |  | 0 | 0 | 0.92 | 0 | False | 0 | 0 | 0 | 0 | 0 | 0 | 0 | 0 | 0 | 0 | 0 | 0 | 0 | 34822.269022863766 | 0 | 0 | 0 | 0 | 0 | 0 | 0.001 | 2472.3707582999987 | 5803.711503810628 | OPTIMIZED | INSTALLED |  |  | node_1400489_297_15310320_801 | AN | 8101501
evchargingstation_load_220502936 |  | 0 | 0 | 0.92 | 0 | False | 0 | 0 | 0 | 0 | 0 | 0 | 0 | 0 | 0 | 0 | 0 | 0 | 0 | 1297.4240734356044 | 0 | 0 | 0 | 0 | 0 | 0 | 0.001 | 92.11673852133549 | 216.23734557260073 | OPTIMIZED | INSTALLED |  |  | node_1401642_124_15315117_451 | AN | 8101501
evchargingstation_load_220513592 |  | 0 | 0 | 0.92 | 0 | False | 0 | 0 | 0 | 0 | 0 | 0 | 0 | 0 | 0 | 0 | 0 | 0 | 0 | 20681.977669822285 | 0 | 0 | 0 | 0 | 0 | 0 | 0.001 | 1468.4142487039283 | 3446.996278303714 | OPTIMIZED | INSTALLED |  |  | node_1401208_591_15313785_778 | AN | 8101501
evchargingstation_load_220533082 |  | 0 | 0 | 0.92 | 0 | False | 0 | 0 | 0 | 0 | 0 | 0 | 0 | 0 | 0 | 0 | 0 | 0 | 0 | 47094.269710157976 | 0 | 0 | 0 | 0 | 0 | 0 | 0.001 | 3343.679124884803 | 7849.044951692996 | OPTIMIZED | INSTALLED |  |  | node_1400299_623_15310788_667 | AN | 8101501
evchargingstation_load_220533234 |  | 0 | 0 | 0.92 | 0 | False | 0 | 0 | 0 | 0 | 0 | 0 | 0 | 0 | 0 | 0 | 0 | 0 | 0 | 3029.2998651759312 | 0 | 0 | 0 | 0 | 0 | 0 | 0.001 | 215.07936369601006 | 504.8833108626552 | OPTIMIZED | INSTALLED |  |  | node_1401580_426_15312982_433 | AN | 8101501
evchargingstation_load_220534327 |  | 0 | 0 | 0.92 | 0 | False | 0 | 0 | 0 | 0 | 0 | 0 | 0 | 0 | 0 | 0 | 0 | 0 | 0 | 0 | 0 | 0 | 0 | 0 | 0 | 0 | 0.001 | 0 | 0 | OPTIMIZED | INSTALLED |  |  | node_1401018_156_15314573_855 | AN | 8101501
evchargingstation_load_220535470 |  | 0 | 0 | 0.92 | 0 | False | 0 | 0 | 0 | 0 | 0 | 0 | 0 | 0 | 0 | 0 | 0 | 0 | 0 | 7043.15925579328 | 0 | 0 | 0 | 0 | 0 | 0 | 0.001 | 500.0622065699659 | 1173.8598759655467 | OPTIMIZED | INSTALLED |  |  | node_1399392_122_15312562_531 | AN | 8101501
evchargingstation_load_220583104 |  | 0 | 0 | 0.92 | 0 | False | 0 | 0 | 0 | 0 | 0 | 0 | 0 | 0 | 0 | 0 | 0 | 0 | 0 | 741.3851848203453 | 0 | 0 | 0 | 0 | 0 | 0 | 0.001 | 52.63810099384958 | 123.56419747005755 | OPTIMIZED | INSTALLED |  |  | node_1400470_313_15314406_6 | AN | 8101501
evchargingstation_load_220614322 |  | 0 | 0 | 0.92 | 0 | False | 0 | 0 | 0 | 0 | 0 | 0 | 0 | 0 | 0 | 0 | 0 | 0 | 0 | 1881.6355990740362 | 0 | 0 | 0 | 0 | 0 | 0 | 0.001 | 133.59557149536798 | 313.60593317900606 | OPTIMIZED | INSTALLED |  |  | node_1400171_722_15313012_501 | AN | 8101501
evchargingstation_load_220616442 |  | 0 | 0 | 0.92 | 0 | False | 0 | 0 | 0 | 0 | 0 | 0 | 0 | 0 | 0 | 0 | 0 | 0 | 0 | 40776.185535811586 | 0 | 0 | 0 | 0 | 0 | 0 | 0.001 | 2895.097099214195 | 6796.030922635264 | OPTIMIZED | INSTALLED |  |  | node_1401108_132_15311868_868 | ABCN | 8101501
evchargingstation_load_220616457 |  | 0 | 0 | 0.92 | 0 | False | 0 | 0 | 0 | 0 | 0 | 0 | 0 | 0 | 0 | 0 | 0 | 0 | 0 | 20751.371323121464 | 0 | 0 | 0 | 0 | 0 | 0 | 0.001 | 1473.3411857317506 | 3458.561887186911 | OPTIMIZED | INSTALLED |  |  | node_1402271_529_15314834_506 | AN | 8101501
evchargingstation_load_220623190 |  | 0 | 0 | 0.92 | 0 | False | 0 | 0 | 0 | 0 | 0 | 0 | 0 | 0 | 0 | 0 | 0 | 0 | 0 | 1482.7703696406907 | 0 | 0 | 0 | 0 | 0 | 0 | 0.001 | 105.27626376979788 | 247.1283949401151 | OPTIMIZED | INSTALLED |  |  | node_1399312_148_15311543_075 | AN | 8101501
evchargingstation_load_220624809 |  | 0 | 0 | 0.92 | 0 | False | 0 | 0 | 0 | 0 | 0 | 0 | 0 | 0 | 0 | 0 | 0 | 0 | 0 | 30533.2074516411 | 0 | 0 | 0 | 0 | 0 | 0 | 0.001 | 2167.848647098004 | 5088.8679086068505 | OPTIMIZED | INSTALLED |  |  | node_1400749_428_15312500_589 | AN | 8101501
evchargingstation_load_220638095 |  | 0 | 0 | 0.92 | 0 | False | 0 | 0 | 0 | 0 | 0 | 0 | 0 | 0 | 0 | 0 | 0 | 0 | 0 | 24194.364121427152 | 0 | 0 | 0 | 0 | 0 | 0 | 0.001 | 1717.7926858978742 | 4032.3940202378585 | OPTIMIZED | INSTALLED |  |  | node_1399944_131_15309270_888 | AN | 8101501
evchargingstation_load_310008262 |  | 0 | 0 | 0.92 | 0 | False | 0 | 0 | 0 | 0 | 0 | 0 | 0 | 0 | 0 | 0 | 0 | 0 | 0 | 1235.6418511363781 | 0 | 0 | 0 | 0 | 0 | 0 | 0.001 | 87.73020951114844 | 205.9403085227297 | OPTIMIZED | INSTALLED |  |  | node_1400480_751_15309413_546 | BN | 8101501
evchargingstation_load_310008263 |  | 0 | 0 | 0.92 | 0 | False | 0 | 0 | 0 | 0 | 0 | 0 | 0 | 0 | 0 | 0 | 0 | 0 | 0 | 1235.6418511363781 | 0 | 0 | 0 | 0 | 0 | 0 | 0.001 | 87.73020951114844 | 205.9403085227297 | OPTIMIZED | INSTALLED |  |  | node_1400445_629_15309436_931 | CN | 8101501
evchargingstation_load_310038381 |  | 0 | 0 | 0.92 | 0 | False | 0 | 0 | 0 | 0 | 0 | 0 | 0 | 0 | 0 | 0 | 0 | 0 | 0 | 5698.286530529174 | 0 | 0 | 0 | 0 | 0 | 0 | 0.001 | 404.57667555090546 | 949.7144217548624 | OPTIMIZED | INSTALLED |  |  | node_1401321_61_15314088_152 | AN | 8101501
evchargingstation_load_310045608 |  | 0 | 0 | 0.92 | 0 | False | 0 | 0 | 0 | 0 | 0 | 0 | 0 | 0 | 0 | 0 | 0 | 0 | 0 | 2594.848146871209 | 0 | 0 | 0 | 0 | 0 | 0 | 0.001 | 184.23347704267098 | 432.47469114520146 | OPTIMIZED | INSTALLED |  |  | node_1399379_234_15311226_918 | CN | 8101501
evchargingstation_load_310060707 |  | 0 | 0 | 0.92 | 0 | False | 0 | 0 | 0 | 0 | 0 | 0 | 0 | 0 | 0 | 0 | 0 | 0 | 0 | 1235.6418511363781 | 0 | 0 | 0 | 0 | 0 | 0 | 0.001 | 87.73020951114844 | 205.9403085227297 | OPTIMIZED | INSTALLED |  |  | node_1400462_03_15309422_122 | AN | 8101501
evchargingstation_load_310061612 |  | 0 | 0 | 0.92 | 0 | False | 0 | 0 | 0 | 0 | 0 | 0 | 0 | 0 | 0 | 0 | 0 | 0 | 0 | 1043.573786153118 | 0 | 0 | 0 | 0 | 0 | 0 | 0.001 | 74.09341754995796 | 173.928964358853 | OPTIMIZED | INSTALLED |  |  | node_1397608_863_15307618_867 | AN | 8101501
evchargingstation_load_310065117 |  | 0 | 0 | 0.92 | 0 | False | 0 | 0 | 0 | 0 | 0 | 0 | 0 | 0 | 0 | 0 | 0 | 0 | 0 | 21036.952896314266 | 0 | 0 | 0 | 0 | 0 | 0 | 0.001 | 1493.617390933501 | 3506.1588160523775 | OPTIMIZED | INSTALLED |  |  | node_1401796_658_15312666_959 | AN | 8101501
evchargingstation_load_311903842 |  | 0 | 0 | 0.92 | 0 | False | 0 | 0 | 0 | 0 | 0 | 0 | 0 | 0 | 0 | 0 | 0 | 0 | 0 | 3907.3964780771475 | 0 | 0 | 0 | 0 | 0 | 0 | 0.001 | 277.4239884400213 | 651.2327463461912 | OPTIMIZED | INSTALLED |  |  | node_1401017_049_15312328_333 | AN | 8101501
evchargingstation_load_311977016 |  | 0 | 0 | 0.92 | 0 | False | 0 | 0 | 0 | 0 | 0 | 0 | 0 | 0 | 0 | 0 | 0 | 0 | 0 | 25577.788876301915 | 0 | 0 | 0 | 0 | 0 | 0 | 0.001 | 1816.0154110192914 | 4262.964812716986 | OPTIMIZED | INSTALLED |  |  | node_1398484_73_15310205_014 | ABCN | 8101501
evchargingstation_load_311985968 |  | 0 | 0 | 0.92 | 0 | False | 0 | 0 | 0 | 0 | 0 | 0 | 0 | 0 | 0 | 0 | 0 | 0 | 0 | 1853.4629620508636 | 0 | 0 | 0 | 0 | 0 | 0 | 0.001 | 131.59531426672268 | 308.9104936751439 | OPTIMIZED | INSTALLED |  |  | node_1399509_216_15312807_335 | AN | 8101501
evchargingstation_load_312002285 |  | 0 | 0 | 0.92 | 0 | False | 0 | 0 | 0 | 0 | 0 | 0 | 0 | 0 | 0 | 0 | 0 | 0 | 0 | 0 | 0 | 0 | 0 | 0 | 0 | 0 | 0.001 | 0 | 0 | OPTIMIZED | INSTALLED |  |  | node_1399581_975_15310256_635 | AN | 8101501
evchargingstation_load_312046201 |  | 0 | 0 | 0.92 | 0 | False | 0 | 0 | 0 | 0 | 0 | 0 | 0 | 0 | 0 | 0 | 0 | 0 | 0 | 14748.820312742022 | 0 | 0 | 0 | 0 | 0 | 0 | 0.001 | 1047.1618433192536 | 2458.136718790337 | OPTIMIZED | INSTALLED |  |  |  | AN | 8101501
evchargingstation_load_312103530 |  | 0 | 0 | 0.92 | 0 | False | 0 | 0 | 0 | 0 | 0 | 0 | 0 | 0 | 0 | 0 | 0 | 0 | 0 | 0 | 0 | 0 | 0 | 0 | 0 | 0 | 0.001 | 0 | 0 | OPTIMIZED | INSTALLED |  |  | node_1399449_371_15308627_502 | AN | 8101501
evchargingstation_load_312103530-L1-1 |  | 0 | 0 | 0.92 | 0 | False | 0 | 0 | 0 | 0 | 0 | 0 | 0 | 0 | 0 | 0 | 0 | 0 | 0 | 0 | 0 | 0 | 0 | 0 | 0 | 0 | 0.001 | 0 | 0 | OPTIMIZED | INSTALLED |  |  | node_1399449_371_15308627_502 | AN | 8101501
evchargingstation_load_312134519 |  | 0 | 0 | 0.92 | 0 | False | 0 | 0 | 0 | 0 | 0 | 0 | 0 | 0 | 0 | 0 | 0 | 0 | 0 | 0 | 0 | 0 | 0 | 0 | 0 | 0 | 0.001 | 0 | 0 | OPTIMIZED | INSTALLED |  |  | node_1399302_685_15309799_244 | AN | 8101501

## Fuse
Name | GroupId | MeanReplacementTime | PhaseAStatus | PhaseBStatus | PhaseCStatus | RepairDistributionType | CurrentLimit | CurrentInAReal | CurrentInAImag | CurrentInA | CurrentInBReal | CurrentInBImag | CurrentInB | CurrentInCReal | CurrentInCImag | CurrentInC | CurrentOutAReal | CurrentOutAImag | CurrentOutA | CurrentOutBReal | CurrentOutBImag | CurrentOutB | CurrentOutCReal | CurrentOutCImag | CurrentOutC | ActivePowerInA | ReactivePowerInA | PowerInA | ActivePowerInB | ReactivePowerInB | PowerInB | ActivePowerInC | ReactivePowerInC | PowerInC | ActivePowerOutA | ReactivePowerOutA | PowerOutA | ActivePowerOutB | ReactivePowerOutB | PowerOutB | ActivePowerOutC | ReactivePowerOutC | PowerOutC | Status | From | To | Length | Phases | Feeder | Comments
fuse_220388042 |  | 0 | GOOD | GOOD | GOOD | NONE | 100 | 0 | 0 | 0+0j | 0 | 0 | 0+0j | 0 | 0 | 0+0j | 0 | 0 | 0+0j | 0 | 0 | 0+0j | 0 | 0 | 0+0j | 0 | 0 | 0+0j | 0 | 0 | 0+0j | 0 | 0 | 0+0j | 0 | 0 | 0+0j | 0 | 0 | 0+0j | 0 | 0 | 0+0j | OPEN | node_intto1_8101501_200832954 | node_8101501_200832954 | 0 | AD | 8101501
fuse_220388056 |  | 0 | GOOD | GOOD | GOOD | NONE | 100 | 0 | 0 | 0+0j | 0 | 0 | 0+0j | 0 | 0 | 0+0j | 0 | 0 | 0+0j | 0 | 0 | 0+0j | 0 | 0 | 0+0j | 0 | 0 | 0+0j | 0 | 0 | 0+0j | 0 | 0 | 0+0j | 0 | 0 | 0+0j | 0 | 0 | 0+0j | 0 | 0 | 0+0j | OPEN | node_intto1_8101501_200832906 | node_8101501_200832906 | 0 | ABCD | 8101501
fuse_220388068 |  | 0 | GOOD | GOOD | GOOD | NONE | 65 | 0 | 0 | 0+0j | 0 | 0 | 0+0j | 0 | 0 | 0+0j | 0 | 0 | 0+0j | 0 | 0 | 0+0j | 0 | 0 | 0+0j | 0 | 0 | 0+0j | 0 | 0 | 0+0j | 0 | 0 | 0+0j | 0 | 0 | 0+0j | 0 | 0 | 0+0j | 0 | 0 | 0+0j | OPEN | node_intto1_8101501_200833254 | node_8101501_200833254 | 0 | ABCD | 8101501
fuse_220388071 |  | 0 | GOOD | GOOD | GOOD | NONE | 150 | 0 | 0 | 0+0j | 0 | 0 | 0+0j | 0 | 0 | 0+0j | 0 | 0 | 0+0j | 0 | 0 | 0+0j | 0 | 0 | 0+0j | 0 | 0 | 0+0j | 0 | 0 | 0+0j | 0 | 0 | 0+0j | 0 | 0 | 0+0j | 0 | 0 | 0+0j | 0 | 0 | 0+0j | OPEN | node_intto1_8101501_200833332 | node_8101501_200833332 | 0 | ABCD | 8101501
fuse_220388072 |  | 0 | GOOD | GOOD | GOOD | NONE | 100 | 0 | 0 | 0+0j | 0 | 0 | 0+0j | 0 | 0 | 0+0j | 0 | 0 | 0+0j | 0 | 0 | 0+0j | 0 | 0 | 0+0j | 0 | 0 | 0+0j | 0 | 0 | 0+0j | 0 | 0 | 0+0j | 0 | 0 | 0+0j | 0 | 0 | 0+0j | 0 | 0 | 0+0j | OPEN | node_intto1_8101501_200833276 | node_8101501_200833276 | 0 | AD | 8101501
fuse_220388073 |  | 0 | GOOD | GOOD | GOOD | NONE | 100 | 0 | 0 | 0+0j | 0 | 0 | 0+0j | 0 | 0 | 0+0j | 0 | 0 | 0+0j | 0 | 0 | 0+0j | 0 | 0 | 0+0j | 0 | 0 | 0+0j | 0 | 0 | 0+0j | 0 | 0 | 0+0j | 0 | 0 | 0+0j | 0 | 0 | 0+0j | 0 | 0 | 0+0j | OPEN | node_intto1_8101501_200833264 | node_8101501_200833264 | 0 | AD | 8101501
fuse_220388083 |  | 0 | GOOD | GOOD | GOOD | NONE | 100 | 0 | 0 | 0+0j | 0 | 0 | 0+0j | 0 | 0 | 0+0j | 0 | 0 | 0+0j | 0 | 0 | 0+0j | 0 | 0 | 0+0j | 0 | 0 | 0+0j | 0 | 0 | 0+0j | 0 | 0 | 0+0j | 0 | 0 | 0+0j | 0 | 0 | 0+0j | 0 | 0 | 0+0j | OPEN | node_intto1_8101501_200833285 | node_8101501_200833285 | 0 | ABCD | 8101501
fuse_220388084 |  | 0 | GOOD | GOOD | GOOD | NONE | 100 | 0 | 0 | 0+0j | 0 | 0 | 0+0j | 0 | 0 | 0+0j | 0 | 0 | 0+0j | 0 | 0 | 0+0j | 0 | 0 | 0+0j | 0 | 0 | 0+0j | 0 | 0 | 0+0j | 0 | 0 | 0+0j | 0 | 0 | 0+0j | 0 | 0 | 0+0j | 0 | 0 | 0+0j | OPEN | node_intto1_8101501_200834130 | node_8101501_200834130 | 0 | AD | 8101501
fuse_220388085 |  | 0 | GOOD | GOOD | GOOD | NONE | 100 | 0 | 0 | 0+0j | 0 | 0 | 0+0j | 0 | 0 | 0+0j | 0 | 0 | 0+0j | 0 | 0 | 0+0j | 0 | 0 | 0+0j | 0 | 0 | 0+0j | 0 | 0 | 0+0j | 0 | 0 | 0+0j | 0 | 0 | 0+0j | 0 | 0 | 0+0j | 0 | 0 | 0+0j | OPEN | node_intto1_8101501_200833589 | node_8101501_200833589 | 0 | AD | 8101501
fuse_220388088 |  | 0 | GOOD | GOOD | GOOD | NONE | 15 | 0 | 0 | 0+0j | 0 | 0 | 0+0j | 0 | 0 | 0+0j | 0 | 0 | 0+0j | 0 | 0 | 0+0j | 0 | 0 | 0+0j | 0 | 0 | 0+0j | 0 | 0 | 0+0j | 0 | 0 | 0+0j | 0 | 0 | 0+0j | 0 | 0 | 0+0j | 0 | 0 | 0+0j | OPEN | node_intto1_8101501_200833155 | node_8101501_200833155 | 0 | ABCN | 8101501
fuse_220388089 |  | 0 | GOOD | GOOD | GOOD | NONE | 100 | 0 | 0 | 0+0j | 0 | 0 | 0+0j | 0 | 0 | 0+0j | 0 | 0 | 0+0j | 0 | 0 | 0+0j | 0 | 0 | 0+0j | 0 | 0 | 0+0j | 0 | 0 | 0+0j | 0 | 0 | 0+0j | 0 | 0 | 0+0j | 0 | 0 | 0+0j | 0 | 0 | 0+0j | OPEN | node_intto1_8101501_201060332 | node_8101501_201060332 | 0 | AD | 8101501
fuse_220388130 |  | 0 | GOOD | GOOD | GOOD | NONE | 300 | 0 | 0 | 0+0j | 0 | 0 | 0+0j | 0 | 0 | 0+0j | 0 | 0 | 0+0j | 0 | 0 | 0+0j | 0 | 0 | 0+0j | 0 | 0 | 0+0j | 0 | 0 | 0+0j | 0 | 0 | 0+0j | 0 | 0 | 0+0j | 0 | 0 | 0+0j | 0 | 0 | 0+0j | OPEN | node_intto1_8101501_200832724 | node_8101501_200832724 | 0 | ABCD | 8101501
fuse_220388574 |  | 0 | GOOD | GOOD | GOOD | NONE | 100 | 0 | 0 | 0+0j | 0 | 0 | 0+0j | 0 | 0 | 0+0j | 0 | 0 | 0+0j | 0 | 0 | 0+0j | 0 | 0 | 0+0j | 0 | 0 | 0+0j | 0 | 0 | 0+0j | 0 | 0 | 0+0j | 0 | 0 | 0+0j | 0 | 0 | 0+0j | 0 | 0 | 0+0j | OPEN | node_intto1_8101501_200834155 | node_8101501_200834155 | 0 | ABCD | 8101501
fuse_220388575 |  | 0 | GOOD | GOOD | GOOD | NONE | 100 | 0 | 0 | 0+0j | 0 | 0 | 0+0j | 0 | 0 | 0+0j | 0 | 0 | 0+0j | 0 | 0 | 0+0j | 0 | 0 | 0+0j | 0 | 0 | 0+0j | 0 | 0 | 0+0j | 0 | 0 | 0+0j | 0 | 0 | 0+0j | 0 | 0 | 0+0j | 0 | 0 | 0+0j | OPEN | node_intto1_8101501_200834102 | node_8101501_200834102 | 0 | AD | 8101501
fuse_220388628 |  | 0 | GOOD | GOOD | GOOD | NONE | 100 | 0 | 0 | 0+0j | 0 | 0 | 0+0j | 0 | 0 | 0+0j | 0 | 0 | 0+0j | 0 | 0 | 0+0j | 0 | 0 | 0+0j | 0 | 0 | 0+0j | 0 | 0 | 0+0j | 0 | 0 | 0+0j | 0 | 0 | 0+0j | 0 | 0 | 0+0j | 0 | 0 | 0+0j | OPEN | node_intto1_8101501_200833538 | node_8101501_200833538 | 0 | ABCD | 8101501
fuse_220388630 |  | 0 | GOOD | GOOD | GOOD | NONE | 100 | 0 | 0 | 0+0j | 0 | 0 | 0+0j | 0 | 0 | 0+0j | 0 | 0 | 0+0j | 0 | 0 | 0+0j | 0 | 0 | 0+0j | 0 | 0 | 0+0j | 0 | 0 | 0+0j | 0 | 0 | 0+0j | 0 | 0 | 0+0j | 0 | 0 | 0+0j | 0 | 0 | 0+0j | OPEN | node_intto1_8101501_200833529 | node_8101501_200833529 | 0 | AD | 8101501
fuse_220388665 |  | 0 | GOOD | GOOD | GOOD | NONE | 100 | 0 | 0 | 0+0j | 0 | 0 | 0+0j | 0 | 0 | 0+0j | 0 | 0 | 0+0j | 0 | 0 | 0+0j | 0 | 0 | 0+0j | 0 | 0 | 0+0j | 0 | 0 | 0+0j | 0 | 0 | 0+0j | 0 | 0 | 0+0j | 0 | 0 | 0+0j | 0 | 0 | 0+0j | OPEN | node_intto1_8101501_200833552 | node_8101501_200833552 | 0 | ABCD | 8101501
fuse_220388667 |  | 0 | GOOD | GOOD | GOOD | NONE | 65 | 0 | 0 | 0+0j | 0 | 0 | 0+0j | 0 | 0 | 0+0j | 0 | 0 | 0+0j | 0 | 0 | 0+0j | 0 | 0 | 0+0j | 0 | 0 | 0+0j | 0 | 0 | 0+0j | 0 | 0 | 0+0j | 0 | 0 | 0+0j | 0 | 0 | 0+0j | 0 | 0 | 0+0j | OPEN | node_intto1_8101501_200833564 | node_8101501_200833564 | 0 | ABCD | 8101501
fuse_220537846 |  | 0 | GOOD | GOOD | GOOD | NONE | 65 | 0 | 0 | 0+0j | 0 | 0 | 0+0j | 0 | 0 | 0+0j | 0 | 0 | 0+0j | 0 | 0 | 0+0j | 0 | 0 | 0+0j | 0 | 0 | 0+0j | 0 | 0 | 0+0j | 0 | 0 | 0+0j | 0 | 0 | 0+0j | 0 | 0 | 0+0j | 0 | 0 | 0+0j | OPEN | node_intto1_8101501_200953067 | node_8101501_200953067 | 0 | AN | 8101501
fuse_220616465 |  | 0 | GOOD | GOOD | GOOD | NONE | 50 | 0 | 0 | 0+0j | 0 | 0 | 0+0j | 0 | 0 | 0+0j | 0 | 0 | 0+0j | 0 | 0 | 0+0j | 0 | 0 | 0+0j | 0 | 0 | 0+0j | 0 | 0 | 0+0j | 0 | 0 | 0+0j | 0 | 0 | 0+0j | 0 | 0 | 0+0j | 0 | 0 | 0+0j | OPEN | node_intto1_8101501_200834528 | node_8101501_200834528 | 0 | ABCN | 8101501
fuse_310008252 |  | 0 | GOOD | GOOD | GOOD | NONE | 200 | 0 | 0 | 0+0j | 0 | 0 | 0+0j | 0 | 0 | 0+0j | 0 | 0 | 0+0j | 0 | 0 | 0+0j | 0 | 0 | 0+0j | 0 | 0 | 0+0j | 0 | 0 | 0+0j | 0 | 0 | 0+0j | 0 | 0 | 0+0j | 0 | 0 | 0+0j | 0 | 0 | 0+0j | OPEN | node_intto1_8101501_200833246 | node_8101501_200833246 | 0 | ABCD | 8101501
fuse_311977006 |  | 0 | GOOD | GOOD | GOOD | NONE | 12 | 0 | 0 | 0+0j | 0 | 0 | 0+0j | 0 | 0 | 0+0j | 0 | 0 | 0+0j | 0 | 0 | 0+0j | 0 | 0 | 0+0j | 0 | 0 | 0+0j | 0 | 0 | 0+0j | 0 | 0 | 0+0j | 0 | 0 | 0+0j | 0 | 0 | 0+0j | 0 | 0 | 0+0j | OPEN | node_intto1_8101501_200834175 | node_8101501_200834175 | 0 | ABCD | 8101501
fuse_311977013 |  | 0 | GOOD | GOOD | GOOD | NONE | 50 | 0 | 0 | 0+0j | 0 | 0 | 0+0j | 0 | 0 | 0+0j | 0 | 0 | 0+0j | 0 | 0 | 0+0j | 0 | 0 | 0+0j | 0 | 0 | 0+0j | 0 | 0 | 0+0j | 0 | 0 | 0+0j | 0 | 0 | 0+0j | 0 | 0 | 0+0j | 0 | 0 | 0+0j | OPEN | node_intto1_8101501_311977012 | node_8101501_311977012 | 0 | ABCN | 8101501
fuse_311985964 |  | 0 | GOOD | GOOD | GOOD | NONE | 10 | 0 | 0 | 0+0j | 0 | 0 | 0+0j | 0 | 0 | 0+0j | 0 | 0 | 0+0j | 0 | 0 | 0+0j | 0 | 0 | 0+0j | 0 | 0 | 0+0j | 0 | 0 | 0+0j | 0 | 0 | 0+0j | 0 | 0 | 0+0j | 0 | 0 | 0+0j | 0 | 0 | 0+0j | OPEN | node_intto1_311985964 | node_311985964 | 0 | AN | 8101501
fuse_311985966 |  | 0 | GOOD | GOOD | GOOD | NONE | 300 | 0 | 0 | 0+0j | 0 | 0 | 0+0j | 0 | 0 | 0+0j | 0 | 0 | 0+0j | 0 | 0 | 0+0j | 0 | 0 | 0+0j | 0 | 0 | 0+0j | 0 | 0 | 0+0j | 0 | 0 | 0+0j | 0 | 0 | 0+0j | 0 | 0 | 0+0j | 0 | 0 | 0+0j | OPEN | node_intto1_311985966 | node_311985966 | 0 | AN | 8101501
fuse_312011915 |  | 0 | GOOD | GOOD | GOOD | NONE | 100 | 0 | 0 | 0+0j | 0 | 0 | 0+0j | 0 | 0 | 0+0j | 0 | 0 | 0+0j | 0 | 0 | 0+0j | 0 | 0 | 0+0j | 0 | 0 | 0+0j | 0 | 0 | 0+0j | 0 | 0 | 0+0j | 0 | 0 | 0+0j | 0 | 0 | 0+0j | 0 | 0 | 0+0j | OPEN | node_intto1_312011915 | node_312011915 | 0 | ABCD | 8101501
fuse_312011919 |  | 0 | GOOD | GOOD | GOOD | NONE | 100 | 0 | 0 | 0+0j | 0 | 0 | 0+0j | 0 | 0 | 0+0j | 0 | 0 | 0+0j | 0 | 0 | 0+0j | 0 | 0 | 0+0j | 0 | 0 | 0+0j | 0 | 0 | 0+0j | 0 | 0 | 0+0j | 0 | 0 | 0+0j | 0 | 0 | 0+0j | 0 | 0 | 0+0j | OPEN | node_intto1_312011919 | node_312011919 | 0 | ABCD | 8101501
fuse_312114992 |  | 0 | GOOD | GOOD | GOOD | NONE | 50 | 0 | 0 | 0+0j | 0 | 0 | 0+0j | 0 | 0 | 0+0j | 0 | 0 | 0+0j | 0 | 0 | 0+0j | 0 | 0 | 0+0j | 0 | 0 | 0+0j | 0 | 0 | 0+0j | 0 | 0 | 0+0j | 0 | 0 | 0+0j | 0 | 0 | 0+0j | 0 | 0 | 0+0j | OPEN | node_intto1_8101501_200834574 | node_8101501_200834574 | 0 | AD | 8101501
fuse_312121303 |  | 0 | GOOD | GOOD | GOOD | NONE | 100 | 0 | 0 | 0+0j | 0 | 0 | 0+0j | 0 | 0 | 0+0j | 0 | 0 | 0+0j | 0 | 0 | 0+0j | 0 | 0 | 0+0j | 0 | 0 | 0+0j | 0 | 0 | 0+0j | 0 | 0 | 0+0j | 0 | 0 | 0+0j | 0 | 0 | 0+0j | 0 | 0 | 0+0j | OPEN | node_intto1_8101501_200833537 | node_8101501_200833537 | 0 | ABCD | 8101501

## Generator
Name | GroupId | ColdStartupCost | ColdStartupTime | HotStartupCost | HotStartupStatus | ShutdownCost | CommitmentStatus | ConstructionTime | CalendarLife | YearOfInstallation | ReactivePower | ActivePower | MaxPowerOutput | MinPowerOutput | MinimumDowntime | MinimumUptime | NoLoadCost | NonSpinningReserve | SpinningReserve | OperatingReserve | RampUpLimit | RampDownLimit | StartupCapability | ShutdownCapability | ShutdownStatus | StartupStatus | CapitalCost | FixedOperatingCost | VariableOperatingCost | MaxReactivePower | MaxActivePower | OutputSchedule | PlanningStatus | UnitType | UnitSubtype | ParentNode | Phases | Feeder | Comments

## HeatPump
Name | GroupId | YearOfInstallation | ReactivePower | ActivePower | MaxPowerOutput | MinPowerOutput | RampUpLimit | RampDownLimit | CapitalCost | FixedOperatingCost | VariableOperatingCost | MaxReactivePower | MaxActivePower | OutputSchedule | PlanningStatus | UnitType | UnitSubtype | ParentNode | Phases | Feeder | Comments
heatpump_load_220338908 |  | 0 | 0 | 0 | 0 | 0 | 0 | 0 | 0 | 0 | 0.19 | 611.3586619085089 | 1435.1202626539086 | OPTIMIZED | INSTALLED |  |  | node_1397751_676_15306970_626 | AN | 8101501
heatpump_load_220338912 |  | 0 | 0 | 0 | 0 | 0 | 0 | 0 | 0 | 0 | 0.19 | 1163.5470545577416 | 2731.3425747957385 | OPTIMIZED | INSTALLED |  |  | node_1398500_067_15308406_157 | AN | 8101501
heatpump_load_220338949 |  | 0 | 0 | 0 | 0 | 0 | 0 | 0 | 0 | 0 | 0.19 | 1252.0998493857096 | 2939.2138226511443 | OPTIMIZED | INSTALLED |  |  | node_1398530_068_15307918_824 | AN | 8101501
heatpump_load_220338950 |  | 0 | 0 | 0 | 0 | 0 | 0 | 0 | 0 | 0 | 0.19 | 781.4732397078589 | 1834.4518703761346 | OPTIMIZED | INSTALLED |  |  | node_1398627_095_15307608_617 | AN | 8101501
heatpump_load_220338951 |  | 0 | 0 | 0 | 0 | 0 | 0 | 0 | 0 | 0 | 0.19 | 1978.6581881949558 | 4644.756978682164 | OPTIMIZED | INSTALLED |  |  | node_1399168_067_15307870_024 | AN | 8101501
heatpump_load_220338952 |  | 0 | 0 | 0 | 0 | 0 | 0 | 0 | 0 | 0 | 0.19 | 38.50120508901578 | 90.37880341539365 | OPTIMIZED | INSTALLED |  |  | node_1398438_017_15308203_345 | AN | 8101501
heatpump_load_220338953 |  | 0 | 0 | 0 | 0 | 0 | 0 | 0 | 0 | 0 | 0.19 | 299.6001837463817 | 703.2897939455764 | OPTIMIZED | INSTALLED |  |  | node_1399790_285_15308203_68 | AN | 8101501
heatpump_load_220338954 |  | 0 | 0 | 0 | 0 | 0 | 0 | 0 | 0 | 0 | 0.19 | 2.07702778594653 | 4.87569860530413 | OPTIMIZED | INSTALLED |  |  | node_1398905_79_15308263_958 | AN | 8101501
heatpump_load_220338955 |  | 0 | 0 | 0 | 0 | 0 | 0 | 0 | 0 | 0 | 0.19 | 2.07702778594653 | 4.87569860530413 | OPTIMIZED | INSTALLED |  |  | node_1398919_607_15308265_811 | AN | 8101501
heatpump_load_220338956 |  | 0 | 0 | 0 | 0 | 0 | 0 | 0 | 0 | 0 | 0.19 | 427.46475203990315 | 1003.4425568672258 | OPTIMIZED | INSTALLED |  |  | node_1399356_292_15308277_445 | AN | 8101501
heatpump_load_220338957 |  | 0 | 0 | 0 | 0 | 0 | 0 | 0 | 0 | 0 | 0.19 | 427.46475203990315 | 1003.4425568672258 | OPTIMIZED | INSTALLED |  |  | node_1399365_763_15308277_5 | AN | 8101501
heatpump_load_220338958 |  | 0 | 0 | 0 | 0 | 0 | 0 | 0 | 0 | 0 | 0.19 | 1530.6256847735624 | 3593.03311367461 | OPTIMIZED | INSTALLED |  |  | node_1399532_831_15308637_502 | AN | 8101501
heatpump_load_220338958-L-1 |  | 0 | 0 | 0 | 0 | 0 | 0 | 0 | 0 | 0 | 0.19 | 0 | 0 | OPTIMIZED | INSTALLED |  |  | node_1399532_831_15308637_502 | AN | 8101501
heatpump_load_220338959 |  | 0 | 0 | 0 | 0 | 0 | 0 | 0 | 0 | 0 | 0.19 | 1361.929618149747 | 3197.031251341372 | OPTIMIZED | INSTALLED |  |  | node_1399050_491_15308628_786 | AN | 8101501
heatpump_load_220338996 |  | 0 | 0 | 0 | 0 | 0 | 0 | 0 | 0 | 0 | 0.19 | 458.3670355065236 | 1075.983438555897 | OPTIMIZED | INSTALLED |  |  | node_1398647_745_15308775_56 | AN | 8101501
heatpump_load_220338997 |  | 0 | 0 | 0 | 0 | 0 | 0 | 0 | 0 | 0 | 0.19 | 218.29173229670766 | 512.4240314696464 | OPTIMIZED | INSTALLED |  |  | node_1399527_691_15310165_308 | BN | 8101501
heatpump_load_220338998 |  | 0 | 0 | 0 | 0 | 0 | 0 | 0 | 0 | 0 | 0.19 | 175.90100140836842 | 412.91485478524146 | OPTIMIZED | INSTALLED |  |  | node_1399506_763_15310162_533 | AN | 8101501
heatpump_load_220338999 |  | 0 | 0 | 0 | 0 | 0 | 0 | 0 | 0 | 0 | 0.19 | 803.8647203867762 | 1887.014279730877 | OPTIMIZED | INSTALLED |  |  | node_1399806_562_15310647_986 | AN | 8101501
heatpump_load_220339000 |  | 0 | 0 | 0 | 0 | 0 | 0 | 0 | 0 | 0 | 0.19 | 27.153479049807775 | 63.74084030348815 | OPTIMIZED | INSTALLED |  |  | node_1400093_878_15311121_652 | AN | 8101501
heatpump_load_220339001 |  | 0 | 0 | 0 | 0 | 0 | 0 | 0 | 0 | 0 | 0.19 | 210.84476334087324 | 494.94286817745837 | OPTIMIZED | INSTALLED |  |  | node_1400458_252_15311739_311 | AN | 8101501
heatpump_load_220339002 |  | 0 | 0 | 0 | 0 | 0 | 0 | 0 | 0 | 0 | 0.19 | 1276.112433784514 | 2995.5816553075865 | OPTIMIZED | INSTALLED |  |  | node_1400538_284_15311962_997 | AN | 8101501
heatpump_load_220339003 |  | 0 | 0 | 0 | 0 | 0 | 0 | 0 | 0 | 0 | 0.19 | 107.90469364465197 | 253.29848851945852 | OPTIMIZED | INSTALLED |  |  | node_1400672_145_15312286_112 | AN | 8101501
heatpump_load_220339005 |  | 0 | 0 | 0 | 0 | 0 | 0 | 0 | 0 | 0 | 0.19 | 466.0672699176891 | 1094.059199238976 | OPTIMIZED | INSTALLED |  |  | node_1400950_406_15312903_059 | AN | 8101501
heatpump_load_220339006 |  | 0 | 0 | 0 | 0 | 0 | 0 | 0 | 0 | 0 | 0.19 | 56.43465879654132 | 132.47629869045858 | OPTIMIZED | INSTALLED |  |  | node_1400975_722_15313177_262 | AN | 8101501
heatpump_load_220339009 |  | 0 | 0 | 0 | 0 | 0 | 0 | 0 | 0 | 0 | 0.19 | 380.5540569519544 | 893.3231200742594 | OPTIMIZED | INSTALLED |  |  | node_1401562_895_15314485_841 | AN | 8101501
heatpump_load_220339012 |  | 0 | 0 | 0 | 0 | 0 | 0 | 0 | 0 | 0 | 0.19 | 49.252285679653305 | 115.61615933986761 | OPTIMIZED | INSTALLED |  |  | node_1401655_546_15315137_149 | AN | 8101501
heatpump_load_220339013 |  | 0 | 0 | 0 | 0 | 0 | 0 | 0 | 0 | 0 | 0.19 | 226.14395240762252 | 530.8565505872596 | OPTIMIZED | INSTALLED |  |  | node_1401953_374_15314993_482 | AN | 8101501
heatpump_load_220339014 |  | 0 | 0 | 0 | 0 | 0 | 0 | 0 | 0 | 0 | 0.19 | 987.0494077008027 | 2317.027112823065 | OPTIMIZED | INSTALLED |  |  | node_1402287_924_15315321_849 | AN | 8101501
heatpump_load_220339015 |  | 0 | 0 | 0 | 0 | 0 | 0 | 0 | 0 | 0 | 0.19 | 584.103870069931 | 1371.1415833940641 | OPTIMIZED | INSTALLED |  |  | node_1402224_598_15315827_381 | AN | 8101501
heatpump_load_220339016 |  | 0 | 0 | 0 | 0 | 0 | 0 | 0 | 0 | 0 | 0.19 | 171.22905150900954 | 401.9478362421454 | OPTIMIZED | INSTALLED |  |  | node_1402333_318_15315538_532 | AN | 8101501
heatpump_load_220339017 |  | 0 | 0 | 0 | 0 | 0 | 0 | 0 | 0 | 0 | 0.19 | 270.6229753991468 | 635.2678524276748 | OPTIMIZED | INSTALLED |  |  | node_1402143_377_15315323_394 | AN | 8101501
heatpump_load_220339018 |  | 0 | 0 | 0 | 0 | 0 | 0 | 0 | 0 | 0 | 0.19 | 130.7014585118381 | 306.8122536996258 | OPTIMIZED | INSTALLED |  |  | node_1402692_708_15315756_251 | AN | 8101501
heatpump_load_220339019 |  | 0 | 0 | 0 | 0 | 0 | 0 | 0 | 0 | 0 | 0.19 | 76.90109738926145 | 180.519767874431 | OPTIMIZED | INSTALLED |  |  | node_1398990_791_15309365_328 | AN | 8101501
heatpump_load_220339020 |  | 0 | 0 | 0 | 0 | 0 | 0 | 0 | 0 | 0 | 0.19 | 853.7812043852429 | 2004.1896055624136 | OPTIMIZED | INSTALLED |  |  | node_1398985_092_15309339_778 | BN | 8101501
heatpump_load_220339021 |  | 0 | 0 | 0 | 0 | 0 | 0 | 0 | 0 | 0 | 0.19 | 76.90109738926145 | 180.519767874431 | OPTIMIZED | INSTALLED |  |  | node_1399001_208_15309388_067 | CN | 8101501
heatpump_load_220339022 |  | 0 | 0 | 0 | 0 | 0 | 0 | 0 | 0 | 0 | 0.19 | 895.5583768325596 | 2102.2585352333276 | OPTIMIZED | INSTALLED |  |  | node_1402761_79_15316170_291 | AN | 8101501
heatpump_load_220339023 |  | 0 | 0 | 0 | 0 | 0 | 0 | 0 | 0 | 0 | 0.19 | 246.20510681207384 | 577.9486639458067 | OPTIMIZED | INSTALLED |  |  | node_1403160_079_15316272_417 | AN | 8101501
heatpump_load_220339024 |  | 0 | 0 | 0 | 0 | 0 | 0 | 0 | 0 | 0 | 0.19 | 119.91100236064824 | 281.48240484767996 | OPTIMIZED | INSTALLED |  |  | node_1403285_186_15316247_229 | AN | 8101501
heatpump_load_220339025 |  | 0 | 0 | 0 | 0 | 0 | 0 | 0 | 0 | 0 | 0.19 | 119.91100236064824 | 281.48240484767996 | OPTIMIZED | INSTALLED |  |  | node_1403302_946_15316259_177 | AN | 8101501
heatpump_load_220339026 |  | 0 | 0 | 0 | 0 | 0 | 0 | 0 | 0 | 0 | 0.19 | 223.81359309996813 | 525.3862545910646 | OPTIMIZED | INSTALLED |  |  | node_1403447_439_15316338_28 | AN | 8101501
heatpump_load_220339028 |  | 0 | 0 | 0 | 0 | 0 | 0 | 0 | 0 | 0 | 0.19 | 1180.264688733649 | 2770.586002594528 | OPTIMIZED | INSTALLED |  |  | node_1402012_965_15314308_634 | AN | 8101501
heatpump_load_220339029 |  | 0 | 0 | 0 | 0 | 0 | 0 | 0 | 0 | 0 | 0.19 | 184.400539878833 | 432.86690056846436 | OPTIMIZED | INSTALLED |  |  | node_1399192_756_15308867_329 | AN | 8101501
heatpump_load_220339030 |  | 0 | 0 | 0 | 0 | 0 | 0 | 0 | 0 | 0 | 0.19 | 104.25723504979783 | 244.73628609063175 | OPTIMIZED | INSTALLED |  |  | node_1399589_87_15308893_012 | AN | 8101501
heatpump_load_220339031 |  | 0 | 0 | 0 | 0 | 0 | 0 | 0 | 0 | 0 | 0.19 | 93.81385860894626 | 220.22126689652492 | OPTIMIZED | INSTALLED |  |  | node_1400525_311_15309413_775 | AN | 8101501
heatpump_load_220339032 |  | 0 | 0 | 0 | 0 | 0 | 0 | 0 | 0 | 0 | 0.19 | 93.81385860894626 | 220.22126689652492 | OPTIMIZED | INSTALLED |  |  | node_1400544_6_15309420_04 | BN | 8101501
heatpump_load_220339033 |  | 0 | 0 | 0 | 0 | 0 | 0 | 0 | 0 | 0 | 0.19 | 93.81385860894626 | 220.22126689652492 | OPTIMIZED | INSTALLED |  |  | node_1400505_502_15309414_42 | CN | 8101501
heatpump_load_220339034 |  | 0 | 0 | 0 | 0 | 0 | 0 | 0 | 0 | 0 | 0.19 | 1.7224165086569647 | 4.0432622580570845 | OPTIMIZED | INSTALLED |  |  | node_1401358_958_15309597_51 | AN | 8101501
heatpump_load_220339035 |  | 0 | 0 | 0 | 0 | 0 | 0 | 0 | 0 | 0 | 0.19 | 13.982023713172696 | 32.821775977169274 | OPTIMIZED | INSTALLED |  |  | node_1401262_168_15309268_453 | AN | 8101501
heatpump_load_220339036 |  | 0 | 0 | 0 | 0 | 0 | 0 | 0 | 0 | 0 | 0.19 | 244.68531588095706 | 574.3810796004623 | OPTIMIZED | INSTALLED |  |  | node_1401612_137_15309437_053 | AN | 8101501
heatpump_load_220339037 |  | 0 | 0 | 0 | 0 | 0 | 0 | 0 | 0 | 0 | 0.19 | 0 | 0 | OPTIMIZED | INSTALLED |  |  | node_1401734_269_15309427_569 | AN | 8101501
heatpump_load_220339038 |  | 0 | 0 | 0 | 0 | 0 | 0 | 0 | 0 | 0 | 0.19 | 607.7112033136548 | 1426.5580602250818 | OPTIMIZED | INSTALLED |  |  | node_1399273_095_15309212_138 | AN | 8101501
heatpump_load_220339039 |  | 0 | 0 | 0 | 0 | 0 | 0 | 0 | 0 | 0 | 0.19 | 589.9803751836695 | 1384.9362428627294 | OPTIMIZED | INSTALLED |  |  | node_1399575_849_15309232_634 | AN | 8101501
heatpump_load_220339041 |  | 0 | 0 | 0 | 0 | 0 | 0 | 0 | 0 | 0 | 0.19 | 576.8088868138459 | 1354.0171785364107 | OPTIMIZED | INSTALLED |  |  | node_1399644_78_15309592_032 | AN | 8101501
heatpump_load_220339042 |  | 0 | 0 | 0 | 0 | 0 | 0 | 0 | 0 | 0 | 0.19 | 347.321447210868 | 815.3119423893933 | OPTIMIZED | INSTALLED |  |  | node_1399922_335_15309605_243 | AN | 8101501
heatpump_load_220339043 |  | 0 | 0 | 0 | 0 | 0 | 0 | 0 | 0 | 0 | 0.19 | 1500.128685495211 | 3521.443587811364 | OPTIMIZED | INSTALLED |  |  | node_1399315_24_15310437_627 | AN | 8101501
heatpump_load_220339048 |  | 0 | 0 | 0 | 0 | 0 | 0 | 0 | 0 | 0 | 0.19 | 50.2542153164926 | 117.96812235272432 | OPTIMIZED | INSTALLED |  |  | node_1402835_515_15310108_661 | AN | 8101501
heatpump_load_220339051 |  | 0 | 0 | 0 | 0 | 0 | 0 | 0 | 0 | 0 | 0.19 | 20.97303556975905 | 49.232663965753915 | OPTIMIZED | INSTALLED |  |  | node_1401667_523_15310393_887 | AN | 8101501
heatpump_load_220339052 |  | 0 | 0 | 0 | 0 | 0 | 0 | 0 | 0 | 0 | 0.19 | 422.1623637402582 | 990.9956514845795 | OPTIMIZED | INSTALLED |  |  | node_1399860_774_15310217_798 | AN | 8101501
heatpump_load_220339053 |  | 0 | 0 | 0 | 0 | 0 | 0 | 0 | 0 | 0 | 0.19 | 422.1623637402582 | 990.9956514845795 | OPTIMIZED | INSTALLED |  |  | node_1399880_263_15310222_786 | BN | 8101501
heatpump_load_220339054 |  | 0 | 0 | 0 | 0 | 0 | 0 | 0 | 0 | 0 | 0.19 | 422.1623637402582 | 990.9956514845795 | OPTIMIZED | INSTALLED |  |  | node_1399841_019_15310219_75 | CN | 8101501
heatpump_load_220339098 |  | 0 | 0 | 0 | 0 | 0 | 0 | 0 | 0 | 0 | 0.19 | 154.79286009812364 | 363.36507221101243 | OPTIMIZED | INSTALLED |  |  | node_1400822_714_15310344_311 | AN | 8101501
heatpump_load_220339110 |  | 0 | 0 | 0 | 0 | 0 | 0 | 0 | 0 | 0 | 0.19 | 950.3719649424024 | 2230.9294106220855 | OPTIMIZED | INSTALLED |  |  | node_1400678_629_15311114_273 | AN | 8101501
heatpump_load_220339111 |  | 0 | 0 | 0 | 0 | 0 | 0 | 0 | 0 | 0 | 0.19 | 778.0283736573565 | 1826.3653458600206 | OPTIMIZED | INSTALLED |  |  | node_1401025_915_15311134_292 | AN | 8101501
heatpump_load_220339112 |  | 0 | 0 | 0 | 0 | 0 | 0 | 0 | 0 | 0 | 0.19 | 1932.3554028728158 | 4536.064575627336 | OPTIMIZED | INSTALLED |  |  | node_1401306_07_15312245_206 | AN | 8101501
heatpump_load_220339113 |  | 0 | 0 | 0 | 0 | 0 | 0 | 0 | 0 | 0 | 0.19 | 324.01808536664294 | 760.6089824274443 | OPTIMIZED | INSTALLED |  |  | node_1400343_799_15312384_229 | AN | 8101501
heatpump_load_220339114 |  | 0 | 0 | 0 | 0 | 0 | 0 | 0 | 0 | 0 | 0.19 | 445.6158614256831 | 1046.0509764670078 | OPTIMIZED | INSTALLED |  |  | node_1400224_323_15312661_573 | AN | 8101501
heatpump_load_220339115 |  | 0 | 0 | 0 | 0 | 0 | 0 | 0 | 0 | 0 | 0.19 | 445.6158614256831 | 1046.0509764670078 | OPTIMIZED | INSTALLED |  |  | node_1400225_837_15312688_136 | BN | 8101501
heatpump_load_220339116 |  | 0 | 0 | 0 | 0 | 0 | 0 | 0 | 0 | 0 | 0.19 | 445.6158614256831 | 1046.0509764670078 | OPTIMIZED | INSTALLED |  |  | node_1400217_748_15312636_4 | CN | 8101501
heatpump_load_220339117 |  | 0 | 0 | 0 | 0 | 0 | 0 | 0 | 0 | 0 | 0.19 | 154.79286009812364 | 363.36507221101243 | OPTIMIZED | INSTALLED |  |  | node_1400011_217_15312249_926 | AN | 8101501
heatpump_load_220339118 |  | 0 | 0 | 0 | 0 | 0 | 0 | 0 | 0 | 0 | 0.19 | 56.28832177200543 | 132.13275353127727 | OPTIMIZED | INSTALLED |  |  | node_1399858_186_15312222_451 | AN | 8101501
heatpump_load_220339119 |  | 0 | 0 | 0 | 0 | 0 | 0 | 0 | 0 | 0 | 0.19 | 56.28832177200543 | 132.13275353127727 | OPTIMIZED | INSTALLED |  |  | node_1399853_25_15312208_775 | BN | 8101501
heatpump_load_220339120 |  | 0 | 0 | 0 | 0 | 0 | 0 | 0 | 0 | 0 | 0.19 | 56.28832177200543 | 132.13275353127727 | OPTIMIZED | INSTALLED |  |  | node_1399863_954_15312239_208 | CN | 8101501
heatpump_load_220339121 |  | 0 | 0 | 0 | 0 | 0 | 0 | 0 | 0 | 0 | 0.19 | 8.308144176974503 | 19.50279442121652 | OPTIMIZED | INSTALLED |  |  | node_1399625_184_15311786_758 | AN | 8101501
heatpump_load_220339122 |  | 0 | 0 | 0 | 0 | 0 | 0 | 0 | 0 | 0 | 0.19 | 812.6794615407896 | 1907.7062689338748 | OPTIMIZED | INSTALLED |  |  | node_1400474_958_15312776_29 | AN | 8101501
heatpump_load_220339123 |  | 0 | 0 | 0 | 0 | 0 | 0 | 0 | 0 | 0 | 0.19 | 861.4138859261653 | 2022.1068069412545 | OPTIMIZED | INSTALLED |  |  | node_1400709_835_15313161_421 | AN | 8101501
heatpump_load_220339125 |  | 0 | 0 | 0 | 0 | 0 | 0 | 0 | 0 | 0 | 0.19 | 1019.2688565209996 | 2392.659900944369 | OPTIMIZED | INSTALLED |  |  | node_1400264_133_15312164_614 | AN | 8101501
heatpump_load_220339368 |  | 0 | 0 | 0 | 0 | 0 | 0 | 0 | 0 | 0 | 0.19 | 1447.8480822705624 | 3398.7186863315137 | OPTIMIZED | INSTALLED |  |  | node_1401219_444_15312949_342 | AN | 8101501
heatpump_load_220339369 |  | 0 | 0 | 0 | 0 | 0 | 0 | 0 | 0 | 0 | 0.19 | 187.7440601073768 | 440.71558612822224 | OPTIMIZED | INSTALLED |  |  | node_1401383_444_15313378_878 | AN | 8101501
heatpump_load_220339370 |  | 0 | 0 | 0 | 0 | 0 | 0 | 0 | 0 | 0 | 0.19 | 746.1128962366582 | 1751.4460746077866 | OPTIMIZED | INSTALLED |  |  | node_1402457_623_15314323_353 | AN | 8101501
heatpump_load_220339371 |  | 0 | 0 | 0 | 0 | 0 | 0 | 0 | 0 | 0 | 0.19 | 816.833550145871 | 1917.4576661444833 | OPTIMIZED | INSTALLED |  |  | node_1402432_355_15314718_456 | AN | 8101501
heatpump_load_220339372 |  | 0 | 0 | 0 | 0 | 0 | 0 | 0 | 0 | 0 | 0.19 | 1.2158195316180478 | 2.854067476275589 | OPTIMIZED | INSTALLED |  |  | node_1402700_074_15314916_284 | AN | 8101501
heatpump_load_220339374 |  | 0 | 0 | 0 | 0 | 0 | 0 | 0 | 0 | 0 | 0.19 | 418.6499778527014 | 982.7505676642278 | OPTIMIZED | INSTALLED |  |  | node_1401366_027_15313934_682 | AN | 8101501
heatpump_load_220339375 |  | 0 | 0 | 0 | 0 | 0 | 0 | 0 | 0 | 0 | 0.19 | 1042.9775025534934 | 2448.314216731743 | OPTIMIZED | INSTALLED |  |  | node_1402022_091_15313985_974 | AN | 8101501
heatpump_load_220339376 |  | 0 | 0 | 0 | 0 | 0 | 0 | 0 | 0 | 0 | 0.19 | 703.5589483645196 | 1651.5537129381407 | OPTIMIZED | INSTALLED |  |  | node_1402212_202_15313871_788 | AN | 8101501
heatpump_load_220339381 |  | 0 | 0 | 0 | 0 | 0 | 0 | 0 | 0 | 0 | 0.19 | 37.38669834616783 | 87.76257489547436 | OPTIMIZED | INSTALLED |  |  | node_1398690_773_15310136_373 | AN | 8101501
heatpump_load_220339382 |  | 0 | 0 | 0 | 0 | 0 | 0 | 0 | 0 | 0 | 0.19 | 0 | 0 | OPTIMIZED | INSTALLED |  |  | node_1398695_855_15310565_237 | AN | 8101501
heatpump_load_220339383 |  | 0 | 0 | 0 | 0 | 0 | 0 | 0 | 0 | 0 | 0.19 | 0 | 0 | OPTIMIZED | INSTALLED |  |  | node_1398689_08_15310540_157 | BN | 8101501
heatpump_load_220339384 |  | 0 | 0 | 0 | 0 | 0 | 0 | 0 | 0 | 0 | 0.19 | 0 | 0 | OPTIMIZED | INSTALLED |  |  | node_1398707_219_15310587_146 | CN | 8101501
heatpump_load_220339385 |  | 0 | 0 | 0 | 0 | 0 | 0 | 0 | 0 | 0 | 0.19 | 49.252285679653305 | 115.61615933986761 | OPTIMIZED | INSTALLED |  |  | node_1398834_732_15310801_518 | AN | 8101501
heatpump_load_220339386 |  | 0 | 0 | 0 | 0 | 0 | 0 | 0 | 0 | 0 | 0.19 | 49.252285679653305 | 115.61615933986761 | OPTIMIZED | INSTALLED |  |  | node_1398830_063_15310775_602 | AN | 8101501
heatpump_load_220339387 |  | 0 | 0 | 0 | 0 | 0 | 0 | 0 | 0 | 0 | 0.19 | 51.59764205483347 | 121.12170174806695 | OPTIMIZED | INSTALLED |  |  | node_1399072_543_15311203_234 | AN | 8101501
heatpump_load_220339388 |  | 0 | 0 | 0 | 0 | 0 | 0 | 0 | 0 | 0 | 0.19 | 51.59764205483347 | 121.12170174806695 | OPTIMIZED | INSTALLED |  |  | node_1399081_974_15311213_657 | BN | 8101501
heatpump_load_220339389 |  | 0 | 0 | 0 | 0 | 0 | 0 | 0 | 0 | 0 | 0.19 | 51.59764205483347 | 121.12170174806695 | OPTIMIZED | INSTALLED |  |  | node_1399061_729_15311189_849 | CN | 8101501
heatpump_load_220339390 |  | 0 | 0 | 0 | 0 | 0 | 0 | 0 | 0 | 0 | 0.19 | 28.144144369408526 | 66.06637676563864 | OPTIMIZED | INSTALLED |  |  | node_1399113_311_15311280_77 | AN | 8101501
heatpump_load_220339391 |  | 0 | 0 | 0 | 0 | 0 | 0 | 0 | 0 | 0 | 0.19 | 28.144144369408526 | 66.06637676563864 | OPTIMIZED | INSTALLED |  |  | node_1399128_88_15311298_118 | AN | 8101501
heatpump_load_220339393 |  | 0 | 0 | 0 | 0 | 0 | 0 | 0 | 0 | 0 | 0.19 | 56.28832177200543 | 132.13275353127727 | OPTIMIZED | INSTALLED |  |  | node_1399334_386_15311739_738 | AN | 8101501
heatpump_load_220339394 |  | 0 | 0 | 0 | 0 | 0 | 0 | 0 | 0 | 0 | 0.19 | 56.28832177200543 | 132.13275353127727 | OPTIMIZED | INSTALLED |  |  | node_1399402_146_15311986_034 | AN | 8101501
heatpump_load_220339395 |  | 0 | 0 | 0 | 0 | 0 | 0 | 0 | 0 | 0 | 0.19 | 56.28832177200543 | 132.13275353127727 | OPTIMIZED | INSTALLED |  |  | node_1399406_801_15312008_989 | BN | 8101501
heatpump_load_220339396 |  | 0 | 0 | 0 | 0 | 0 | 0 | 0 | 0 | 0 | 0.19 | 56.28832177200543 | 132.13275353127727 | OPTIMIZED | INSTALLED |  |  | node_1399401_499_15311963_39 | CN | 8101501
heatpump_load_220339397 |  | 0 | 0 | 0 | 0 | 0 | 0 | 0 | 0 | 0 | 0.19 | 0 | 0 | OPTIMIZED | INSTALLED |  |  | node_1399469_477_15312131_198 | AN | 8101501
heatpump_load_220339400 |  | 0 | 0 | 0 | 0 | 0 | 0 | 0 | 0 | 0 | 0.19 | 107.88593079365052 | 253.25445527934426 | OPTIMIZED | INSTALLED |  |  | node_1400365_092_15313239_428 | AN | 8101501
heatpump_load_220339401 |  | 0 | 0 | 0 | 0 | 0 | 0 | 0 | 0 | 0 | 0.19 | 107.88593079365052 | 253.25445527934426 | OPTIMIZED | INSTALLED |  |  | node_1400368_415_15313265_705 | BN | 8101501
heatpump_load_220339402 |  | 0 | 0 | 0 | 0 | 0 | 0 | 0 | 0 | 0 | 0.19 | 107.88593079365052 | 253.25445527934426 | OPTIMIZED | INSTALLED |  |  | node_1400356_827_15313215_159 | CN | 8101501
heatpump_load_220339403 |  | 0 | 0 | 0 | 0 | 0 | 0 | 0 | 0 | 0 | 0.19 | 63.324357864357566 | 148.64934772268694 | OPTIMIZED | INSTALLED |  |  | node_1400254_793_15313737_084 | AN | 8101501
heatpump_load_220339404 |  | 0 | 0 | 0 | 0 | 0 | 0 | 0 | 0 | 0 | 0.19 | 63.324357864357566 | 148.64934772268694 | OPTIMIZED | INSTALLED |  |  | node_1400269_135_15313750_987 | AN | 8101501
heatpump_load_220339405 |  | 0 | 0 | 0 | 0 | 0 | 0 | 0 | 0 | 0 | 0.19 | 98.50457135930661 | 231.23231867973522 | OPTIMIZED | INSTALLED |  |  | node_1400432_353_15313847_432 | AN | 8101501
heatpump_load_220339406 |  | 0 | 0 | 0 | 0 | 0 | 0 | 0 | 0 | 0 | 0.19 | 140.7207879134194 | 330.33188382819316 | OPTIMIZED | INSTALLED |  |  | node_1400683_403_15314255_051 | AN | 8101501
heatpump_load_220339407 |  | 0 | 0 | 0 | 0 | 0 | 0 | 0 | 0 | 0 | 0.19 | 136.03010819624743 | 319.32083204498286 | OPTIMIZED | INSTALLED |  |  | node_1398296_555_15309323_783 | AN | 8101501
heatpump_load_220339408 |  | 0 | 0 | 0 | 0 | 0 | 0 | 0 | 0 | 0 | 0.19 | 136.03010819624743 | 319.32083204498286 | OPTIMIZED | INSTALLED |  |  | node_1398314_109_15309311_573 | BN | 8101501
heatpump_load_220339409 |  | 0 | 0 | 0 | 0 | 0 | 0 | 0 | 0 | 0 | 0.19 | 136.03010819624743 | 319.32083204498286 | OPTIMIZED | INSTALLED |  |  | node_1398281_98_15309341_702 | CN | 8101501
heatpump_load_220339410 |  | 0 | 0 | 0 | 0 | 0 | 0 | 0 | 0 | 0 | 0.19 | 121.95803601154319 | 286.28764366216353 | OPTIMIZED | INSTALLED |  |  | node_1399654_201_15309852_391 | AN | 8101501
heatpump_load_220339411 |  | 0 | 0 | 0 | 0 | 0 | 0 | 0 | 0 | 0 | 0.19 | 121.95803601154319 | 286.28764366216353 | OPTIMIZED | INSTALLED |  |  | node_1399673_445_15309858_911 | BN | 8101501
heatpump_load_220339412 |  | 0 | 0 | 0 | 0 | 0 | 0 | 0 | 0 | 0 | 0.19 | 36.880101369128916 | 86.57338011369288 | OPTIMIZED | INSTALLED |  |  | node_1399634_388_15309852_775 | CN | 8101501
heatpump_load_220339413 |  | 0 | 0 | 0 | 0 | 0 | 0 | 0 | 0 | 0 | 0.19 | 4.660685582120361 | 10.940591992389756 | OPTIMIZED | INSTALLED |  |  | node_1399836_029_15309995_831 | AN | 8101501
heatpump_load_220339431 |  | 0 | 0 | 0 | 0 | 0 | 0 | 0 | 0 | 0 | 0.19 | 705.1800520844064 | 1655.3591362398415 | OPTIMIZED | INSTALLED |  |  | node_1402456_15_15316058_455 | AN | 8101501
heatpump_load_220339433 |  | 0 | 0 | 0 | 0 | 0 | 0 | 0 | 0 | 0 | 0.19 | 185.00844964464204 | 434.2939343066022 | OPTIMIZED | INSTALLED |  |  | node_1402480_208_15315051_376 | AN | 8101501
heatpump_load_220339447 |  | 0 | 0 | 0 | 0 | 0 | 0 | 0 | 0 | 0 | 0.19 | 182.93703750072055 | 429.4314489766511 | OPTIMIZED | INSTALLED |  |  | node_1399268_948_15310654_84 | AN | 8101501
heatpump_load_220339448 |  | 0 | 0 | 0 | 0 | 0 | 0 | 0 | 0 | 0 | 0.19 | 56.28832177200543 | 132.13275353127727 | OPTIMIZED | INSTALLED |  |  | node_1399464_715_15310615_047 | AN | 8101501
heatpump_load_220339449 |  | 0 | 0 | 0 | 0 | 0 | 0 | 0 | 0 | 0 | 0.19 | 56.28832177200543 | 132.13275353127727 | OPTIMIZED | INSTALLED |  |  | node_1399481_223_15310629_914 | AN | 8101501
heatpump_load_220339450 |  | 0 | 0 | 0 | 0 | 0 | 0 | 0 | 0 | 0 | 0.19 | 140.7207879134194 | 330.33188382819316 | OPTIMIZED | INSTALLED |  |  | node_1399396_166_15310942_361 | AN | 8101501
heatpump_load_220339451 |  | 0 | 0 | 0 | 0 | 0 | 0 | 0 | 0 | 0 | 0.19 | 140.7207879134194 | 330.33188382819316 | OPTIMIZED | INSTALLED |  |  | node_1399405_943_15310965_604 | BN | 8101501
heatpump_load_220339452 |  | 0 | 0 | 0 | 0 | 0 | 0 | 0 | 0 | 0 | 0.19 | 140.7207879134194 | 330.33188382819316 | OPTIMIZED | INSTALLED |  |  | node_1399391_183_15310916_548 | CN | 8101501
heatpump_load_220339453 |  | 0 | 0 | 0 | 0 | 0 | 0 | 0 | 0 | 0 | 0.19 | 21.108108277056395 | 49.54978257422897 | OPTIMIZED | INSTALLED |  |  | node_1399769_639_15311203_236 | AN | 8101501
heatpump_load_220339454 |  | 0 | 0 | 0 | 0 | 0 | 0 | 0 | 0 | 0 | 0.19 | 21.108108277056395 | 49.54978257422897 | OPTIMIZED | INSTALLED |  |  | node_1399755_63_15311221_95 | AN | 8101501
heatpump_load_220339455 |  | 0 | 0 | 0 | 0 | 0 | 0 | 0 | 0 | 0 | 0.19 | 98.50457135930661 | 231.23231867973522 | OPTIMIZED | INSTALLED |  |  | node_1399371_084_15311202_579 | AN | 8101501
heatpump_load_220339457 |  | 0 | 0 | 0 | 0 | 0 | 0 | 0 | 0 | 0 | 0.19 | 98.50457135930661 | 231.23231867973522 | OPTIMIZED | INSTALLED |  |  | node_1399367_885_15311176_274 | BN | 8101501
heatpump_load_220339463 |  | 0 | 0 | 0 | 0 | 0 | 0 | 0 | 0 | 0 | 0.19 | 139.21226129954118 | 326.7907260335549 | OPTIMIZED | INSTALLED |  |  | node_1402871_436_15315548_455 | AN | 8101501
heatpump_load_220339568 |  | 0 | 0 | 0 | 0 | 0 | 0 | 0 | 0 | 0 | 0.19 | 730.6111146255573 | 1715.0567142852726 | OPTIMIZED | INSTALLED |  |  | node_1401547_436_15313440_001 | AN | 8101501
heatpump_load_220339569 |  | 0 | 0 | 0 | 0 | 0 | 0 | 0 | 0 | 0 | 0.19 | 982.3887551518708 | 2306.0865208306755 | OPTIMIZED | INSTALLED |  |  | node_1401850_979_15313467_055 | AN | 8101501
heatpump_load_220339570 |  | 0 | 0 | 0 | 0 | 0 | 0 | 0 | 0 | 0 | 0.19 | 216.41733008830133 | 508.0240107770548 | OPTIMIZED | INSTALLED |  |  | node_1402007_647_15313473_773 | AN | 8101501
heatpump_load_220339654 |  | 0 | 0 | 0 | 0 | 0 | 0 | 0 | 0 | 0 | 0.19 | 14.072072184704263 | 33.03318838281932 | OPTIMIZED | INSTALLED |  |  | node_1398856_887_15310071_001 | AN | 8101501
heatpump_load_220339655 |  | 0 | 0 | 0 | 0 | 0 | 0 | 0 | 0 | 0 | 0.19 | 14.072072184704263 | 33.03318838281932 | OPTIMIZED | INSTALLED |  |  | node_1398858_791_15310097_266 | AN | 8101501
heatpump_load_220339656 |  | 0 | 0 | 0 | 0 | 0 | 0 | 0 | 0 | 0 | 0.19 | 56.28832177200543 | 132.13275353127727 | OPTIMIZED | INSTALLED |  |  | node_1398733_735_15309799_045 | AN | 8101501
heatpump_load_220339657 |  | 0 | 0 | 0 | 0 | 0 | 0 | 0 | 0 | 0 | 0.19 | 20.06115440445132 | 47.09211335854721 | OPTIMIZED | INSTALLED |  |  | node_1398754_707_15309806_777 | AN | 8101501
heatpump_load_220339658 |  | 0 | 0 | 0 | 0 | 0 | 0 | 0 | 0 | 0 | 0.19 | 0 | 0 | OPTIMIZED | INSTALLED |  |  | node_1398440_612_15309070_421 | AN | 8101501
heatpump_load_220431718 |  | 0 | 0 | 0 | 0 | 0 | 0 | 0 | 0 | 0 | 0.19 | 112.57664354401086 | 264.26550706255455 | OPTIMIZED | INSTALLED |  |  | node_1400534_525_15311482_254 | AN | 8101501
heatpump_load_220431719 |  | 0 | 0 | 0 | 0 | 0 | 0 | 0 | 0 | 0 | 0.19 | 112.57664354401086 | 264.26550706255455 | OPTIMIZED | INSTALLED |  |  | node_1400534_188_15311508_875 | BN | 8101501
heatpump_load_220431720 |  | 0 | 0 | 0 | 0 | 0 | 0 | 0 | 0 | 0 | 0.19 | 112.57664354401086 | 264.26550706255455 | OPTIMIZED | INSTALLED |  |  | node_1400529_723_15311456_381 | CN | 8101501
heatpump_load_220434139 |  | 0 | 0 | 0 | 0 | 0 | 0 | 0 | 0 | 0 | 0.19 | 1466.1868201663567 | 3441.767537432004 | OPTIMIZED | INSTALLED |  |  | node_1403264_535_15316525_775 | AN | 8101501
heatpump_load_220434263 |  | 0 | 0 | 0 | 0 | 0 | 0 | 0 | 0 | 0 | 0.19 | 266.36757400529524 | 625.2786162607102 | OPTIMIZED | INSTALLED |  |  | node_1401456_615_15313836_648 | AN | 8101501
heatpump_load_220474654 |  | 0 | 0 | 0 | 0 | 0 | 0 | 0 | 0 | 0 | 0.19 | 855.436068023657 | 2008.0743085162328 | OPTIMIZED | INSTALLED |  |  | node_1400828_562_15313670_922 | AN | 8101501
heatpump_load_220489302 |  | 0 | 0 | 0 | 0 | 0 | 0 | 0 | 0 | 0 | 0.19 | 28.144144369408526 | 66.06637676563864 | OPTIMIZED | INSTALLED |  |  | node_1397883_321_15307333_466 | AN | 8101501
heatpump_load_220489303 |  | 0 | 0 | 0 | 0 | 0 | 0 | 0 | 0 | 0 | 0.19 | 228.42360577110924 | 536.2079271052762 | OPTIMIZED | INSTALLED |  |  | node_1397889_8_15307315_916 | AN | 8101501
heatpump_load_220499347 |  | 0 | 0 | 0 | 0 | 0 | 0 | 0 | 0 | 0 | 0.19 | 1321.9086221296147 | 3103.0848635806337 | OPTIMIZED | INSTALLED |  |  | node_1400489_297_15310320_801 | AN | 8101501
heatpump_load_220502936 |  | 0 | 0 | 0 | 0 | 0 | 0 | 0 | 0 | 0 | 0.19 | 49.252285679653305 | 115.61615933986761 | OPTIMIZED | INSTALLED |  |  | node_1401642_124_15315117_451 | AN | 8101501
heatpump_load_220513592 |  | 0 | 0 | 0 | 0 | 0 | 0 | 0 | 0 | 0 | 0.19 | 785.1206983027131 | 1843.0140728049616 | OPTIMIZED | INSTALLED |  |  | node_1401208_591_15313785_778 | AN | 8101501
heatpump_load_220533082 |  | 0 | 0 | 0 | 0 | 0 | 0 | 0 | 0 | 0 | 0.19 | 1787.7732334365753 | 4196.668384906897 | OPTIMIZED | INSTALLED |  |  | node_1400299_623_15310788_667 | AN | 8101501
heatpump_load_220533234 |  | 0 | 0 | 0 | 0 | 0 | 0 | 0 | 0 | 0 | 0.19 | 114.99701829000843 | 269.94721546439945 | OPTIMIZED | INSTALLED |  |  | node_1401580_426_15312982_433 | AN | 8101501
heatpump_load_220534327 |  | 0 | 0 | 0 | 0 | 0 | 0 | 0 | 0 | 0 | 0.19 | 0 | 0 | OPTIMIZED | INSTALLED |  |  | node_1401018_156_15314573_855 | AN | 8101501
heatpump_load_220535470 |  | 0 | 0 | 0 | 0 | 0 | 0 | 0 | 0 | 0 | 0.19 | 267.36950364213453 | 627.630579273567 | OPTIMIZED | INSTALLED |  |  | node_1399392_122_15312562_531 | AN | 8101501
heatpump_load_220583104 |  | 0 | 0 | 0 | 0 | 0 | 0 | 0 | 0 | 0 | 0.19 | 28.144144369408526 | 66.06637676563864 | OPTIMIZED | INSTALLED |  |  | node_1400470_313_15314406_6 | AN | 8101501
heatpump_load_220614322 |  | 0 | 0 | 0 | 0 | 0 | 0 | 0 | 0 | 0 | 0.19 | 71.42987646379186 | 167.67646423119086 | OPTIMIZED | INSTALLED |  |  | node_1400171_722_15313012_501 | AN | 8101501
heatpump_load_220616442 |  | 0 | 0 | 0 | 0 | 0 | 0 | 0 | 0 | 0 | 0.19 | 1547.9287661471785 | 3633.6507551433133 | OPTIMIZED | INSTALLED |  |  | node_1401108_132_15311868_868 | ABCN | 8101501
heatpump_load_220616457 |  | 0 | 0 | 0 | 0 | 0 | 0 | 0 | 0 | 0 | 0.19 | 787.7549959766777 | 1849.197885670225 | OPTIMIZED | INSTALLED |  |  | node_1402271_529_15314834_506 | AN | 8101501
heatpump_load_220623190 |  | 0 | 0 | 0 | 0 | 0 | 0 | 0 | 0 | 0 | 0.19 | 56.28832177200543 | 132.13275353127727 | OPTIMIZED | INSTALLED |  |  | node_1399312_148_15311543_075 | AN | 8101501
heatpump_load_220624809 |  | 0 | 0 | 0 | 0 | 0 | 0 | 0 | 0 | 0 | 0.19 | 1159.0890275863499 | 2720.877660716061 | OPTIMIZED | INSTALLED |  |  | node_1400749_428_15312500_589 | AN | 8101501
heatpump_load_220638095 |  | 0 | 0 | 0 | 0 | 0 | 0 | 0 | 0 | 0 | 0.19 | 918.4564875217042 | 2156.010139369851 | OPTIMIZED | INSTALLED |  |  | node_1399944_131_15309270_888 | AN | 8101501
heatpump_load_310008262 |  | 0 | 0 | 0 | 0 | 0 | 0 | 0 | 0 | 0 | 0.19 | 46.90692930447313 | 110.11061693166826 | OPTIMIZED | INSTALLED |  |  | node_1400480_751_15309413_546 | BN | 8101501
heatpump_load_310008263 |  | 0 | 0 | 0 | 0 | 0 | 0 | 0 | 0 | 0 | 0.19 | 46.90692930447313 | 110.11061693166826 | OPTIMIZED | INSTALLED |  |  | node_1400445_629_15309436_931 | CN | 8101501
heatpump_load_310038381 |  | 0 | 0 | 0 | 0 | 0 | 0 | 0 | 0 | 0 | 0.19 | 216.3160172995312 | 507.7861718206986 | OPTIMIZED | INSTALLED |  |  | node_1401321_61_15314088_152 | AN | 8101501
heatpump_load_310045608 |  | 0 | 0 | 0 | 0 | 0 | 0 | 0 | 0 | 0 | 0.19 | 98.50457135930661 | 231.23231867973522 | OPTIMIZED | INSTALLED |  |  | node_1399379_234_15311226_918 | CN | 8101501
heatpump_load_310060707 |  | 0 | 0 | 0 | 0 | 0 | 0 | 0 | 0 | 0 | 0.19 | 46.90692930447313 | 110.11061693166826 | OPTIMIZED | INSTALLED |  |  | node_1400462_03_15309422_122 | AN | 8101501
heatpump_load_310061612 |  | 0 | 0 | 0 | 0 | 0 | 0 | 0 | 0 | 0 | 0.19 | 39.61571183186372 | 92.99503193531294 | OPTIMIZED | INSTALLED |  |  | node_1397608_863_15307618_867 | AN | 8101501
heatpump_load_310065117 |  | 0 | 0 | 0 | 0 | 0 | 0 | 0 | 0 | 0 | 0.19 | 798.5961250388467 | 1874.6466540003491 | OPTIMIZED | INSTALLED |  |  | node_1401796_658_15312666_959 | AN | 8101501
heatpump_load_311903842 |  | 0 | 0 | 0 | 0 | 0 | 0 | 0 | 0 | 0 | 0.19 | 148.33097385305334 | 348.19623210562185 | OPTIMIZED | INSTALLED |  |  | node_1401017_049_15312328_333 | AN | 8101501
heatpump_load_311977016 |  | 0 | 0 | 0 | 0 | 0 | 0 | 0 | 0 | 0 | 0.19 | 970.9734762424199 | 2279.289998414533 | OPTIMIZED | INSTALLED |  |  | node_1398484_73_15310205_014 | ABCN | 8101501
heatpump_load_311985968 |  | 0 | 0 | 0 | 0 | 0 | 0 | 0 | 0 | 0 | 0.19 | 70.3603939567097 | 165.16594191409658 | OPTIMIZED | INSTALLED |  |  | node_1399509_216_15312807_335 | AN | 8101501
heatpump_load_312002285 |  | 0 | 0 | 0 | 0 | 0 | 0 | 0 | 0 | 0 | 0.19 | 0 | 0 | OPTIMIZED | INSTALLED |  |  | node_1399581_975_15310256_635 | AN | 8101501
heatpump_load_312046201 |  | 0 | 0 | 0 | 0 | 0 | 0 | 0 | 0 | 0 | 0.19 | 559.8886270603982 | 1314.2980728249086 | OPTIMIZED | INSTALLED |  |  |  | AN | 8101501
heatpump_load_312103530 |  | 0 | 0 | 0 | 0 | 0 | 0 | 0 | 0 | 0 | 0.19 | 0 | 0 | OPTIMIZED | INSTALLED |  |  | node_1399449_371_15308627_502 | AN | 8101501
heatpump_load_312103530-L1-1 |  | 0 | 0 | 0 | 0 | 0 | 0 | 0 | 0 | 0 | 0.19 | 0 | 0 | OPTIMIZED | INSTALLED |  |  | node_1399449_371_15308627_502 | AN | 8101501
heatpump_load_312134519 |  | 0 | 0 | 0 | 0 | 0 | 0 | 0 | 0 | 0 | 0.19 | 0 | 0 | OPTIMIZED | INSTALLED |  |  | node_1399302_685_15309799_244 | AN | 8101501

## LineSpacing
Name | DistanceAB | DistanceAC | DistanceAE | DistanceAN | DistanceBC | DistanceBE | DistanceBN | DistanceCE | DistanceCN | DistanceNE | Feeder | Comments

## Load
Name | GroupId | PriorityLevel | LoadClass | BaseReactivePowerA | BaseReactivePowerB | BaseReactivePowerC | BaseActivePowerA | BaseActivePowerB | BaseActivePowerC | BasePowerA | BasePowerB | BasePowerC | ConstantCurrentAReal | ConstantCurrentAImag | ConstantCurrentA | ConstantCurrentBReal | ConstantCurrentBImag | ConstantCurrentB | ConstantCurrentCReal | ConstantCurrentCImag | ConstantCurrentC | ConstantResistanceA | ConstantReactanceA | ConstantImpedanceA | ConstantResistanceB | ConstantReactanceB | ConstantImpedanceB | ConstantResistanceC | ConstantReactanceC | ConstantImpedanceC | ConstantActivePowerA | ConstantReactivePowerA | ConstantPowerA | ConstantActivePowerB | ConstantReactivePowerB | ConstantPowerB | ConstantActivePowerC | ConstantReactivePowerC | ConstantPowerC | CurrentFractionA | CurrentFractionB | CurrentFractionC | CurrentPfA | CurrentPfB | CurrentPfC | ImpedanceFractionA | ImpedanceFractionB | ImpedanceFractionC | ImpedancePfA | ImpedancePfB | ImpedancePfC | PowerFractionA | PowerFractionB | PowerFractionC | PowerPfA | PowerPfB | PowerPfC | DemandResponseLowerBound | DemandResponseShortageCost | DemandResponseSurplusCost | DemandResponseUpperBound | ActivePowerA | ActivePowerB | ActivePowerC | ReactivePowerA | ReactivePowerB | ReactivePowerC | NominalVoltage | Status | ParentNode | Phases | Feeder | Comments
load_220338908 |  | 0 | R | 0 | 0 | 0 | 0 | 0 | 0 | 0 | 0 | 0 | 0 | 0 | 0+0j | 0 | 0 | 0+0j | 0 | 0 | 0+0j | 0 | 0 | 0+0j | 0 | 0 | 0+0j | 0 | 0 | 0+0j | 43444.8 | 18507.407 | 43444.8+18507.407j | 0 | 0 | 0+0j | 0 | 0 | 0+0j | 0 | 0 | 0 | 0 | 0 | 0 | 0 | 0 | 0 | 0 | 0 | 0 | 0 | 0 | 0 | 0 | 0 | 0 | 1 | 0 | 0 | 1 | 0 | 0 | 0 | 0 | 0 | 0 | 0 | OPEN | node_1397751_676_15306970_626 | AN | 8101501
load_220338912 |  | 0 | R | 0 | 0 | 0 | 0 | 0 | 0 | 0 | 0 | 0 | 0 | 0 | 0+0j | 0 | 0 | 0+0j | 0 | 0 | 0+0j | 0 | 0 | 0+0j | 0 | 0 | 0+0j | 0 | 0 | 0+0j | 82684.8 | 35223.577 | 82684.8+35223.577j | 0 | 0 | 0+0j | 0 | 0 | 0+0j | 0 | 0 | 0 | 0 | 0 | 0 | 0 | 0 | 0 | 0 | 0 | 0 | 0 | 0 | 0 | 0 | 0 | 0 | 1 | 0 | 0 | 1 | 0 | 0 | 0 | 0 | 0 | 0 | 0 | OPEN | node_1398500_067_15308406_157 | AN | 8101501
load_220338949 |  | 0 | R | 0 | 0 | 0 | 0 | 0 | 0 | 0 | 0 | 0 | 0 | 0 | 0+0j | 0 | 0 | 0+0j | 0 | 0 | 0+0j | 0 | 0 | 0+0j | 0 | 0 | 0+0j | 0 | 0 | 0+0j | 88977.6 | 37904.299 | 88977.6+37904.299j | 0 | 0 | 0+0j | 0 | 0 | 0+0j | 0 | 0 | 0 | 0 | 0 | 0 | 0 | 0 | 0 | 0 | 0 | 0 | 0 | 0 | 0 | 0 | 0 | 0 | 1 | 0 | 0 | 1 | 0 | 0 | 0 | 0 | 0 | 0 | 0 | OPEN | node_1398530_068_15307918_824 | AN | 8101501
load_220338950 |  | 0 | R | 0 | 0 | 0 | 0 | 0 | 0 | 0 | 0 | 0 | 0 | 0 | 0+0j | 0 | 0 | 0+0j | 0 | 0 | 0+0j | 0 | 0 | 0+0j | 0 | 0 | 0+0j | 0 | 0 | 0+0j | 55533.6 | 23657.215 | 55533.6+23657.215j | 0 | 0 | 0+0j | 0 | 0 | 0+0j | 0 | 0 | 0 | 0 | 0 | 0 | 0 | 0 | 0 | 0 | 0 | 0 | 0 | 0 | 0 | 0 | 0 | 0 | 1 | 0 | 0 | 1 | 0 | 0 | 0 | 0 | 0 | 0 | 0 | OPEN | node_1398627_095_15307608_617 | AN | 8101501
load_220338951 |  | 0 | R | 0 | 0 | 0 | 0 | 0 | 0 | 0 | 0 | 0 | 0 | 0 | 0+0j | 0 | 0 | 0+0j | 0 | 0 | 0+0j | 0 | 0 | 0+0j | 0 | 0 | 0+0j | 0 | 0 | 0+0j | 140608.8 | 59899.098 | 140608.8+59899.098j | 0 | 0 | 0+0j | 0 | 0 | 0+0j | 0 | 0 | 0 | 0 | 0 | 0 | 0 | 0 | 0 | 0 | 0 | 0 | 0 | 0 | 0 | 0 | 0 | 0 | 1 | 0 | 0 | 1 | 0 | 0 | 0 | 0 | 0 | 0 | 0 | OPEN | node_1399168_067_15307870_024 | AN | 8101501
load_220338952 |  | 0 | C | 0 | 0 | 0 | 0 | 0 | 0 | 0 | 0 | 0 | 0 | 0 | 0+0j | 0 | 0 | 0+0j | 0 | 0 | 0+0j | 0 | 0 | 0+0j | 0 | 0 | 0+0j | 0 | 0 | 0+0j | 2736 | 1165.531 | 2736+1165.531j | 0 | 0 | 0+0j | 0 | 0 | 0+0j | 0 | 0 | 0 | 0 | 0 | 0 | 0 | 0 | 0 | 0 | 0 | 0 | 0 | 0 | 0 | 0 | 0 | 0 | 1 | 0 | 0 | 1 | 0 | 0 | 0 | 0 | 0 | 0 | 0 | OPEN | node_1398438_017_15308203_345 | AN | 8101501
load_220338953 |  | 0 | R | 0 | 0 | 0 | 0 | 0 | 0 | 0 | 0 | 0 | 0 | 0 | 0+0j | 0 | 0 | 0+0j | 0 | 0 | 0+0j | 0 | 0 | 0+0j | 0 | 0 | 0+0j | 0 | 0 | 0+0j | 21290.4 | 9069.672 | 21290.4+9069.672j | 0 | 0 | 0+0j | 0 | 0 | 0+0j | 0 | 0 | 0 | 0 | 0 | 0 | 0 | 0 | 0 | 0 | 0 | 0 | 0 | 0 | 0 | 0 | 0 | 0 | 1 | 0 | 0 | 1 | 0 | 0 | 0 | 0 | 0 | 0 | 0 | OPEN | node_1399790_285_15308203_68 | AN | 8101501
load_220338954 |  | 0 | C | 0 | 0 | 0 | 0 | 0 | 0 | 0 | 0 | 0 | 0 | 0 | 0+0j | 0 | 0 | 0+0j | 0 | 0 | 0+0j | 0 | 0 | 0+0j | 0 | 0 | 0+0j | 0 | 0 | 0+0j | 147.6 | 62.877 | 147.6+62.877j | 0 | 0 | 0+0j | 0 | 0 | 0+0j | 0 | 0 | 0 | 0 | 0 | 0 | 0 | 0 | 0 | 0 | 0 | 0 | 0 | 0 | 0 | 0 | 0 | 0 | 1 | 0 | 0 | 1 | 0 | 0 | 0 | 0 | 0 | 0 | 0 | OPEN | node_1398905_79_15308263_958 | AN | 8101501
load_220338955 |  | 0 | C | 0 | 0 | 0 | 0 | 0 | 0 | 0 | 0 | 0 | 0 | 0 | 0+0j | 0 | 0 | 0+0j | 0 | 0 | 0+0j | 0 | 0 | 0+0j | 0 | 0 | 0+0j | 0 | 0 | 0+0j | 147.6 | 62.877 | 147.6+62.877j | 0 | 0 | 0+0j | 0 | 0 | 0+0j | 0 | 0 | 0 | 0 | 0 | 0 | 0 | 0 | 0 | 0 | 0 | 0 | 0 | 0 | 0 | 0 | 0 | 0 | 1 | 0 | 0 | 1 | 0 | 0 | 0 | 0 | 0 | 0 | 0 | OPEN | node_1398919_607_15308265_811 | AN | 8101501
load_220338956 |  | 0 | R | 0 | 0 | 0 | 0 | 0 | 0 | 0 | 0 | 0 | 0 | 0 | 0+0j | 0 | 0 | 0+0j | 0 | 0 | 0+0j | 0 | 0 | 0+0j | 0 | 0 | 0+0j | 0 | 0 | 0+0j | 30376.8 | 12940.463 | 30376.8+12940.463j | 0 | 0 | 0+0j | 0 | 0 | 0+0j | 0 | 0 | 0 | 0 | 0 | 0 | 0 | 0 | 0 | 0 | 0 | 0 | 0 | 0 | 0 | 0 | 0 | 0 | 1 | 0 | 0 | 1 | 0 | 0 | 0 | 0 | 0 | 0 | 0 | OPEN | node_1399356_292_15308277_445 | AN | 8101501
load_220338957 |  | 0 | R | 0 | 0 | 0 | 0 | 0 | 0 | 0 | 0 | 0 | 0 | 0 | 0+0j | 0 | 0 | 0+0j | 0 | 0 | 0+0j | 0 | 0 | 0+0j | 0 | 0 | 0+0j | 0 | 0 | 0+0j | 30376.8 | 12940.463 | 30376.8+12940.463j | 0 | 0 | 0+0j | 0 | 0 | 0+0j | 0 | 0 | 0 | 0 | 0 | 0 | 0 | 0 | 0 | 0 | 0 | 0 | 0 | 0 | 0 | 0 | 0 | 0 | 1 | 0 | 0 | 1 | 0 | 0 | 0 | 0 | 0 | 0 | 0 | OPEN | node_1399365_763_15308277_5 | AN | 8101501
load_220338958 |  | 0 | R | 0 | 0 | 0 | 0 | 0 | 0 | 0 | 0 | 0 | 0 | 0 | 0+0j | 0 | 0 | 0+0j | 0 | 0 | 0+0j | 0 | 0 | 0+0j | 0 | 0 | 0+0j | 0 | 0 | 0+0j | 108770.4 | 46335.996 | 108770.4+46335.996j | 0 | 0 | 0+0j | 0 | 0 | 0+0j | 0 | 0 | 0 | 0 | 0 | 0 | 0 | 0 | 0 | 0 | 0 | 0 | 0 | 0 | 0 | 0 | 0 | 0 | 1 | 0 | 0 | 1 | 0 | 0 | 0 | 0 | 0 | 0 | 0 | OPEN | node_1399532_831_15308637_502 | AN | 8101501
load_220338958-L-1 |  | 0 | C | 0 | 0 | 0 | 0 | 0 | 0 | 0 | 0 | 0 | 0 | 0 | 0+0j | 0 | 0 | 0+0j | 0 | 0 | 0+0j | 0 | 0 | 0+0j | 0 | 0 | 0+0j | 0 | 0 | 0+0j | 0 | 0 | 0+0j | 0 | 0 | 0+0j | 0 | 0 | 0+0j | 0 | 0 | 0 | 0 | 0 | 0 | 0 | 0 | 0 | 0 | 0 | 0 | 0 | 0 | 0 | 0 | 0 | 0 | 1 | 0 | 0 | 1 | 0 | 0 | 0 | 0 | 0 | 0 | 0 | OPEN | node_1399532_831_15308637_502 | AN | 8101501
load_220338959 |  | 0 | R | 0 | 0 | 0 | 0 | 0 | 0 | 0 | 0 | 0 | 0 | 0 | 0+0j | 0 | 0 | 0+0j | 0 | 0 | 0+0j | 0 | 0 | 0+0j | 0 | 0 | 0+0j | 0 | 0 | 0+0j | 96782.4 | 41229.13 | 96782.4+41229.13j | 0 | 0 | 0+0j | 0 | 0 | 0+0j | 0 | 0 | 0 | 0 | 0 | 0 | 0 | 0 | 0 | 0 | 0 | 0 | 0 | 0 | 0 | 0 | 0 | 0 | 1 | 0 | 0 | 1 | 0 | 0 | 0 | 0 | 0 | 0 | 0 | OPEN | node_1399050_491_15308628_786 | AN | 8101501
load_220338996 |  | 0 | R | 0 | 0 | 0 | 0 | 0 | 0 | 0 | 0 | 0 | 0 | 0 | 0+0j | 0 | 0 | 0+0j | 0 | 0 | 0+0j | 0 | 0 | 0+0j | 0 | 0 | 0+0j | 0 | 0 | 0+0j | 32572.8 | 13875.955 | 32572.8+13875.955j | 0 | 0 | 0+0j | 0 | 0 | 0+0j | 0 | 0 | 0 | 0 | 0 | 0 | 0 | 0 | 0 | 0 | 0 | 0 | 0 | 0 | 0 | 0 | 0 | 0 | 1 | 0 | 0 | 1 | 0 | 0 | 0 | 0 | 0 | 0 | 0 | OPEN | node_1398647_745_15308775_56 | AN | 8101501
load_220338997 |  | 0 | R | 0 | 0 | 0 | 0 | 0 | 0 | 0 | 0 | 0 | 0 | 0 | 0+0j | 0 | 0 | 0+0j | 0 | 0 | 0+0j | 0 | 0 | 0+0j | 0 | 0 | 0+0j | 0 | 0 | 0+0j | 0 | 0 | 0+0j | 15512.4 | 6608.255 | 15512.4+6608.255j | 0 | 0 | 0+0j | 0 | 0 | 0 | 0 | 0 | 0 | 0 | 0 | 0 | 0 | 0 | 0 | 0 | 0 | 0 | 0 | 0 | 0 | 1 | 0 | 0 | 1 | 0 | 0 | 0 | 0 | 0 | 0 | 0 | OPEN | node_1399527_691_15310165_308 | BN | 8101501
load_220338998 |  | 0 | C | 0 | 0 | 0 | 0 | 0 | 0 | 0 | 0 | 0 | 0 | 0 | 0+0j | 0 | 0 | 0+0j | 0 | 0 | 0+0j | 0 | 0 | 0+0j | 0 | 0 | 0+0j | 0 | 0 | 0+0j | 12500 | 5324.978 | 12500+5324.978j | 0 | 0 | 0+0j | 0 | 0 | 0+0j | 0 | 0 | 0 | 0 | 0 | 0 | 0 | 0 | 0 | 0 | 0 | 0 | 0 | 0 | 0 | 0 | 0 | 0 | 1 | 0 | 0 | 1 | 0 | 0 | 0 | 0 | 0 | 0 | 0 | OPEN | node_1399506_763_15310162_533 | AN | 8101501
load_220338999 |  | 0 | R | 0 | 0 | 0 | 0 | 0 | 0 | 0 | 0 | 0 | 0 | 0 | 0+0j | 0 | 0 | 0+0j | 0 | 0 | 0+0j | 0 | 0 | 0+0j | 0 | 0 | 0+0j | 0 | 0 | 0+0j | 57124.8 | 24335.063 | 57124.8+24335.063j | 0 | 0 | 0+0j | 0 | 0 | 0+0j | 0 | 0 | 0 | 0 | 0 | 0 | 0 | 0 | 0 | 0 | 0 | 0 | 0 | 0 | 0 | 0 | 0 | 0 | 1 | 0 | 0 | 1 | 0 | 0 | 0 | 0 | 0 | 0 | 0 | OPEN | node_1399806_562_15310647_986 | AN | 8101501
load_220339000 |  | 0 | C | 0 | 0 | 0 | 0 | 0 | 0 | 0 | 0 | 0 | 0 | 0 | 0+0j | 0 | 0 | 0+0j | 0 | 0 | 0+0j | 0 | 0 | 0+0j | 0 | 0 | 0+0j | 0 | 0 | 0+0j | 1929.6 | 822.006 | 1929.6+822.006j | 0 | 0 | 0+0j | 0 | 0 | 0+0j | 0 | 0 | 0 | 0 | 0 | 0 | 0 | 0 | 0 | 0 | 0 | 0 | 0 | 0 | 0 | 0 | 0 | 0 | 1 | 0 | 0 | 1 | 0 | 0 | 0 | 0 | 0 | 0 | 0 | OPEN | node_1400093_878_15311121_652 | AN | 8101501
load_220339001 |  | 0 | R | 0 | 0 | 0 | 0 | 0 | 0 | 0 | 0 | 0 | 0 | 0 | 0+0j | 0 | 0 | 0+0j | 0 | 0 | 0+0j | 0 | 0 | 0+0j | 0 | 0 | 0+0j | 0 | 0 | 0+0j | 14983.2 | 6382.816 | 14983.2+6382.816j | 0 | 0 | 0+0j | 0 | 0 | 0+0j | 0 | 0 | 0 | 0 | 0 | 0 | 0 | 0 | 0 | 0 | 0 | 0 | 0 | 0 | 0 | 0 | 0 | 0 | 1 | 0 | 0 | 1 | 0 | 0 | 0 | 0 | 0 | 0 | 0 | OPEN | node_1400458_252_15311739_311 | AN | 8101501
load_220339002 |  | 0 | R | 0 | 0 | 0 | 0 | 0 | 0 | 0 | 0 | 0 | 0 | 0 | 0+0j | 0 | 0 | 0+0j | 0 | 0 | 0+0j | 0 | 0 | 0+0j | 0 | 0 | 0+0j | 0 | 0 | 0+0j | 90684 | 38631.222 | 90684+38631.222j | 0 | 0 | 0+0j | 0 | 0 | 0+0j | 0 | 0 | 0 | 0 | 0 | 0 | 0 | 0 | 0 | 0 | 0 | 0 | 0 | 0 | 0 | 0 | 0 | 0 | 1 | 0 | 0 | 1 | 0 | 0 | 0 | 0 | 0 | 0 | 0 | OPEN | node_1400538_284_15311962_997 | AN | 8101501
load_220339003 |  | 0 | R | 0 | 0 | 0 | 0 | 0 | 0 | 0 | 0 | 0 | 0 | 0 | 0+0j | 0 | 0 | 0+0j | 0 | 0 | 0+0j | 0 | 0 | 0+0j | 0 | 0 | 0+0j | 0 | 0 | 0+0j | 7668 | 3266.554 | 7668+3266.554j | 0 | 0 | 0+0j | 0 | 0 | 0+0j | 0 | 0 | 0 | 0 | 0 | 0 | 0 | 0 | 0 | 0 | 0 | 0 | 0 | 0 | 0 | 0 | 0 | 0 | 1 | 0 | 0 | 1 | 0 | 0 | 0 | 0 | 0 | 0 | 0 | OPEN | node_1400672_145_15312286_112 | AN | 8101501
load_220339005 |  | 0 | R | 0 | 0 | 0 | 0 | 0 | 0 | 0 | 0 | 0 | 0 | 0 | 0+0j | 0 | 0 | 0+0j | 0 | 0 | 0+0j | 0 | 0 | 0+0j | 0 | 0 | 0+0j | 0 | 0 | 0+0j | 33120 | 14109.061 | 33120+14109.061j | 0 | 0 | 0+0j | 0 | 0 | 0+0j | 0 | 0 | 0 | 0 | 0 | 0 | 0 | 0 | 0 | 0 | 0 | 0 | 0 | 0 | 0 | 0 | 0 | 0 | 1 | 0 | 0 | 1 | 0 | 0 | 0 | 0 | 0 | 0 | 0 | OPEN | node_1400950_406_15312903_059 | AN | 8101501
load_220339006 |  | 0 | C | 0 | 0 | 0 | 0 | 0 | 0 | 0 | 0 | 0 | 0 | 0 | 0+0j | 0 | 0 | 0+0j | 0 | 0 | 0+0j | 0 | 0 | 0+0j | 0 | 0 | 0+0j | 0 | 0 | 0+0j | 4010.4 | 1708.423 | 4010.4+1708.423j | 0 | 0 | 0+0j | 0 | 0 | 0+0j | 0 | 0 | 0 | 0 | 0 | 0 | 0 | 0 | 0 | 0 | 0 | 0 | 0 | 0 | 0 | 0 | 0 | 0 | 1 | 0 | 0 | 1 | 0 | 0 | 0 | 0 | 0 | 0 | 0 | OPEN | node_1400975_722_15313177_262 | AN | 8101501
load_220339009 |  | 0 | R | 0 | 0 | 0 | 0 | 0 | 0 | 0 | 0 | 0 | 0 | 0 | 0+0j | 0 | 0 | 0+0j | 0 | 0 | 0+0j | 0 | 0 | 0+0j | 0 | 0 | 0+0j | 0 | 0 | 0+0j | 27043.2 | 11520.355 | 27043.2+11520.355j | 0 | 0 | 0+0j | 0 | 0 | 0+0j | 0 | 0 | 0 | 0 | 0 | 0 | 0 | 0 | 0 | 0 | 0 | 0 | 0 | 0 | 0 | 0 | 0 | 0 | 1 | 0 | 0 | 1 | 0 | 0 | 0 | 0 | 0 | 0 | 0 | OPEN | node_1401562_895_15314485_841 | AN | 8101501
load_220339012 |  | 0 | C | 0 | 0 | 0 | 0 | 0 | 0 | 0 | 0 | 0 | 0 | 0 | 0+0j | 0 | 0 | 0+0j | 0 | 0 | 0+0j | 0 | 0 | 0+0j | 0 | 0 | 0+0j | 0 | 0 | 0+0j | 3500 | 1490.994 | 3500+1490.994j | 0 | 0 | 0+0j | 0 | 0 | 0+0j | 0 | 0 | 0 | 0 | 0 | 0 | 0 | 0 | 0 | 0 | 0 | 0 | 0 | 0 | 0 | 0 | 0 | 0 | 1 | 0 | 0 | 1 | 0 | 0 | 0 | 0 | 0 | 0 | 0 | OPEN | node_1401655_546_15315137_149 | AN | 8101501
load_220339013 |  | 0 | R | 0 | 0 | 0 | 0 | 0 | 0 | 0 | 0 | 0 | 0 | 0 | 0+0j | 0 | 0 | 0+0j | 0 | 0 | 0+0j | 0 | 0 | 0+0j | 0 | 0 | 0+0j | 0 | 0 | 0+0j | 16070.4 | 6845.962 | 16070.4+6845.962j | 0 | 0 | 0+0j | 0 | 0 | 0+0j | 0 | 0 | 0 | 0 | 0 | 0 | 0 | 0 | 0 | 0 | 0 | 0 | 0 | 0 | 0 | 0 | 0 | 0 | 1 | 0 | 0 | 1 | 0 | 0 | 0 | 0 | 0 | 0 | 0 | OPEN | node_1401953_374_15314993_482 | AN | 8101501
load_220339014 |  | 0 | R | 0 | 0 | 0 | 0 | 0 | 0 | 0 | 0 | 0 | 0 | 0 | 0+0j | 0 | 0 | 0+0j | 0 | 0 | 0+0j | 0 | 0 | 0+0j | 0 | 0 | 0+0j | 0 | 0 | 0+0j | 70142.4 | 29880.537 | 70142.4+29880.537j | 0 | 0 | 0+0j | 0 | 0 | 0+0j | 0 | 0 | 0 | 0 | 0 | 0 | 0 | 0 | 0 | 0 | 0 | 0 | 0 | 0 | 0 | 0 | 0 | 0 | 1 | 0 | 0 | 1 | 0 | 0 | 0 | 0 | 0 | 0 | 0 | OPEN | node_1402287_924_15315321_849 | AN | 8101501
load_220339015 |  | 0 | R | 0 | 0 | 0 | 0 | 0 | 0 | 0 | 0 | 0 | 0 | 0 | 0+0j | 0 | 0 | 0+0j | 0 | 0 | 0+0j | 0 | 0 | 0+0j | 0 | 0 | 0+0j | 0 | 0 | 0+0j | 41508 | 17682.334 | 41508+17682.334j | 0 | 0 | 0+0j | 0 | 0 | 0+0j | 0 | 0 | 0 | 0 | 0 | 0 | 0 | 0 | 0 | 0 | 0 | 0 | 0 | 0 | 0 | 0 | 0 | 0 | 1 | 0 | 0 | 1 | 0 | 0 | 0 | 0 | 0 | 0 | 0 | OPEN | node_1402224_598_15315827_381 | AN | 8101501
load_220339016 |  | 0 | R | 0 | 0 | 0 | 0 | 0 | 0 | 0 | 0 | 0 | 0 | 0 | 0+0j | 0 | 0 | 0+0j | 0 | 0 | 0+0j | 0 | 0 | 0+0j | 0 | 0 | 0+0j | 0 | 0 | 0+0j | 12168 | 5183.546 | 12168+5183.546j | 0 | 0 | 0+0j | 0 | 0 | 0+0j | 0 | 0 | 0 | 0 | 0 | 0 | 0 | 0 | 0 | 0 | 0 | 0 | 0 | 0 | 0 | 0 | 0 | 0 | 1 | 0 | 0 | 1 | 0 | 0 | 0 | 0 | 0 | 0 | 0 | OPEN | node_1402333_318_15315538_532 | AN | 8101501
load_220339017 |  | 0 | R | 0 | 0 | 0 | 0 | 0 | 0 | 0 | 0 | 0 | 0 | 0 | 0+0j | 0 | 0 | 0+0j | 0 | 0 | 0+0j | 0 | 0 | 0+0j | 0 | 0 | 0+0j | 0 | 0 | 0+0j | 19231.2 | 8192.457 | 19231.2+8192.457j | 0 | 0 | 0+0j | 0 | 0 | 0+0j | 0 | 0 | 0 | 0 | 0 | 0 | 0 | 0 | 0 | 0 | 0 | 0 | 0 | 0 | 0 | 0 | 0 | 0 | 1 | 0 | 0 | 1 | 0 | 0 | 0 | 0 | 0 | 0 | 0 | OPEN | node_1402143_377_15315323_394 | AN | 8101501
load_220339018 |  | 0 | R | 0 | 0 | 0 | 0 | 0 | 0 | 0 | 0 | 0 | 0 | 0 | 0+0j | 0 | 0 | 0+0j | 0 | 0 | 0+0j | 0 | 0 | 0+0j | 0 | 0 | 0+0j | 0 | 0 | 0+0j | 9288 | 3956.671 | 9288+3956.671j | 0 | 0 | 0+0j | 0 | 0 | 0+0j | 0 | 0 | 0 | 0 | 0 | 0 | 0 | 0 | 0 | 0 | 0 | 0 | 0 | 0 | 0 | 0 | 0 | 0 | 1 | 0 | 0 | 1 | 0 | 0 | 0 | 0 | 0 | 0 | 0 | OPEN | node_1402692_708_15315756_251 | AN | 8101501
load_220339019 |  | 0 | C | 0 | 0 | 0 | 0 | 0 | 0 | 0 | 0 | 0 | 0 | 0 | 0+0j | 0 | 0 | 0+0j | 0 | 0 | 0+0j | 0 | 0 | 0+0j | 0 | 0 | 0+0j | 0 | 0 | 0+0j | 5464.8 | 2327.995 | 5464.8+2327.995j | 0 | 0 | 0+0j | 0 | 0 | 0+0j | 0 | 0 | 0 | 0 | 0 | 0 | 0 | 0 | 0 | 0 | 0 | 0 | 0 | 0 | 0 | 0 | 0 | 0 | 1 | 0 | 0 | 1 | 0 | 0 | 0 | 0 | 0 | 0 | 0 | OPEN | node_1398990_791_15309365_328 | AN | 8101501
load_220339020 |  | 0 | R | 0 | 0 | 0 | 0 | 0 | 0 | 0 | 0 | 0 | 0 | 0 | 0+0j | 0 | 0 | 0+0j | 0 | 0 | 0+0j | 0 | 0 | 0+0j | 0 | 0 | 0+0j | 0 | 0 | 0+0j | 0 | 0 | 0+0j | 60672 | 25846.164 | 60672+25846.164j | 0 | 0 | 0+0j | 0 | 0 | 0 | 0 | 0 | 0 | 0 | 0 | 0 | 0 | 0 | 0 | 0 | 0 | 0 | 0 | 0 | 0 | 1 | 0 | 0 | 1 | 0 | 0 | 0 | 0 | 0 | 0 | 0 | OPEN | node_1398985_092_15309339_778 | BN | 8101501
load_220339021 |  | 0 | C | 0 | 0 | 0 | 0 | 0 | 0 | 0 | 0 | 0 | 0 | 0 | 0+0j | 0 | 0 | 0+0j | 0 | 0 | 0+0j | 0 | 0 | 0+0j | 0 | 0 | 0+0j | 0 | 0 | 0+0j | 0 | 0 | 0+0j | 0 | 0 | 0+0j | 5464.8 | 2327.995 | 5464.8+2327.995j | 0 | 0 | 0 | 0 | 0 | 0 | 0 | 0 | 0 | 0 | 0 | 0 | 0 | 0 | 0 | 0 | 0 | 0 | 1 | 0 | 0 | 1 | 0 | 0 | 0 | 0 | 0 | 0 | 0 | OPEN | node_1399001_208_15309388_067 | CN | 8101501
load_220339022 |  | 0 | R | 0 | 0 | 0 | 0 | 0 | 0 | 0 | 0 | 0 | 0 | 0 | 0+0j | 0 | 0 | 0+0j | 0 | 0 | 0+0j | 0 | 0 | 0+0j | 0 | 0 | 0+0j | 0 | 0 | 0+0j | 63640.8 | 27110.867 | 63640.8+27110.867j | 0 | 0 | 0+0j | 0 | 0 | 0+0j | 0 | 0 | 0 | 0 | 0 | 0 | 0 | 0 | 0 | 0 | 0 | 0 | 0 | 0 | 0 | 0 | 0 | 0 | 1 | 0 | 0 | 1 | 0 | 0 | 0 | 0 | 0 | 0 | 0 | OPEN | node_1402761_79_15316170_291 | AN | 8101501
load_220339023 |  | 0 | R | 0 | 0 | 0 | 0 | 0 | 0 | 0 | 0 | 0 | 0 | 0 | 0+0j | 0 | 0 | 0+0j | 0 | 0 | 0+0j | 0 | 0 | 0+0j | 0 | 0 | 0+0j | 0 | 0 | 0+0j | 17496 | 7453.265 | 17496+7453.265j | 0 | 0 | 0+0j | 0 | 0 | 0+0j | 0 | 0 | 0 | 0 | 0 | 0 | 0 | 0 | 0 | 0 | 0 | 0 | 0 | 0 | 0 | 0 | 0 | 0 | 1 | 0 | 0 | 1 | 0 | 0 | 0 | 0 | 0 | 0 | 0 | OPEN | node_1403160_079_15316272_417 | AN | 8101501
load_220339024 |  | 0 | R | 0 | 0 | 0 | 0 | 0 | 0 | 0 | 0 | 0 | 0 | 0 | 0+0j | 0 | 0 | 0+0j | 0 | 0 | 0+0j | 0 | 0 | 0+0j | 0 | 0 | 0+0j | 0 | 0 | 0+0j | 8521.2 | 3630.016 | 8521.2+3630.016j | 0 | 0 | 0+0j | 0 | 0 | 0+0j | 0 | 0 | 0 | 0 | 0 | 0 | 0 | 0 | 0 | 0 | 0 | 0 | 0 | 0 | 0 | 0 | 0 | 0 | 1 | 0 | 0 | 1 | 0 | 0 | 0 | 0 | 0 | 0 | 0 | OPEN | node_1403285_186_15316247_229 | AN | 8101501
load_220339025 |  | 0 | R | 0 | 0 | 0 | 0 | 0 | 0 | 0 | 0 | 0 | 0 | 0 | 0+0j | 0 | 0 | 0+0j | 0 | 0 | 0+0j | 0 | 0 | 0+0j | 0 | 0 | 0+0j | 0 | 0 | 0+0j | 8521.2 | 3630.016 | 8521.2+3630.016j | 0 | 0 | 0+0j | 0 | 0 | 0+0j | 0 | 0 | 0 | 0 | 0 | 0 | 0 | 0 | 0 | 0 | 0 | 0 | 0 | 0 | 0 | 0 | 0 | 0 | 1 | 0 | 0 | 1 | 0 | 0 | 0 | 0 | 0 | 0 | 0 | OPEN | node_1403302_946_15316259_177 | AN | 8101501
load_220339026 |  | 0 | R | 0 | 0 | 0 | 0 | 0 | 0 | 0 | 0 | 0 | 0 | 0 | 0+0j | 0 | 0 | 0+0j | 0 | 0 | 0+0j | 0 | 0 | 0+0j | 0 | 0 | 0+0j | 0 | 0 | 0+0j | 15904.8 | 6775.416 | 15904.8+6775.416j | 0 | 0 | 0+0j | 0 | 0 | 0+0j | 0 | 0 | 0 | 0 | 0 | 0 | 0 | 0 | 0 | 0 | 0 | 0 | 0 | 0 | 0 | 0 | 0 | 0 | 1 | 0 | 0 | 1 | 0 | 0 | 0 | 0 | 0 | 0 | 0 | OPEN | node_1403447_439_15316338_28 | AN | 8101501
load_220339028 |  | 0 | R | 0 | 0 | 0 | 0 | 0 | 0 | 0 | 0 | 0 | 0 | 0 | 0+0j | 0 | 0 | 0+0j | 0 | 0 | 0+0j | 0 | 0 | 0+0j | 0 | 0 | 0+0j | 0 | 0 | 0+0j | 83872.8 | 35729.663 | 83872.8+35729.663j | 0 | 0 | 0+0j | 0 | 0 | 0+0j | 0 | 0 | 0 | 0 | 0 | 0 | 0 | 0 | 0 | 0 | 0 | 0 | 0 | 0 | 0 | 0 | 0 | 0 | 1 | 0 | 0 | 1 | 0 | 0 | 0 | 0 | 0 | 0 | 0 | OPEN | node_1402012_965_15314308_634 | AN | 8101501
load_220339029 |  | 0 | C | 0 | 0 | 0 | 0 | 0 | 0 | 0 | 0 | 0 | 0 | 0 | 0+0j | 0 | 0 | 0+0j | 0 | 0 | 0+0j | 0 | 0 | 0+0j | 0 | 0 | 0+0j | 0 | 0 | 0+0j | 13104 | 5582.281 | 13104+5582.281j | 0 | 0 | 0+0j | 0 | 0 | 0+0j | 0 | 0 | 0 | 0 | 0 | 0 | 0 | 0 | 0 | 0 | 0 | 0 | 0 | 0 | 0 | 0 | 0 | 0 | 1 | 0 | 0 | 1 | 0 | 0 | 0 | 0 | 0 | 0 | 0 | OPEN | node_1399192_756_15308867_329 | AN | 8101501
load_220339030 |  | 0 | C | 0 | 0 | 0 | 0 | 0 | 0 | 0 | 0 | 0 | 0 | 0 | 0+0j | 0 | 0 | 0+0j | 0 | 0 | 0+0j | 0 | 0 | 0+0j | 0 | 0 | 0+0j | 0 | 0 | 0+0j | 7408.8 | 3156.136 | 7408.8+3156.136j | 0 | 0 | 0+0j | 0 | 0 | 0+0j | 0 | 0 | 0 | 0 | 0 | 0 | 0 | 0 | 0 | 0 | 0 | 0 | 0 | 0 | 0 | 0 | 0 | 0 | 1 | 0 | 0 | 1 | 0 | 0 | 0 | 0 | 0 | 0 | 0 | OPEN | node_1399589_87_15308893_012 | AN | 8101501
load_220339031 |  | 0 | C | 0 | 0 | 0 | 0 | 0 | 0 | 0 | 0 | 0 | 0 | 0 | 0+0j | 0 | 0 | 0+0j | 0 | 0 | 0+0j | 0 | 0 | 0+0j | 0 | 0 | 0+0j | 0 | 0 | 0+0j | 6666.667 | 2839.988 | 6666.667+2839.988j | 0 | 0 | 0+0j | 0 | 0 | 0+0j | 0 | 0 | 0 | 0 | 0 | 0 | 0 | 0 | 0 | 0 | 0 | 0 | 0 | 0 | 0 | 0 | 0 | 0 | 1 | 0 | 0 | 1 | 0 | 0 | 0 | 0 | 0 | 0 | 0 | OPEN | node_1400525_311_15309413_775 | AN | 8101501
load_220339032 |  | 0 | C | 0 | 0 | 0 | 0 | 0 | 0 | 0 | 0 | 0 | 0 | 0 | 0+0j | 0 | 0 | 0+0j | 0 | 0 | 0+0j | 0 | 0 | 0+0j | 0 | 0 | 0+0j | 0 | 0 | 0+0j | 0 | 0 | 0+0j | 6666.667 | 2839.988 | 6666.667+2839.988j | 0 | 0 | 0+0j | 0 | 0 | 0 | 0 | 0 | 0 | 0 | 0 | 0 | 0 | 0 | 0 | 0 | 0 | 0 | 0 | 0 | 0 | 1 | 0 | 0 | 1 | 0 | 0 | 0 | 0 | 0 | 0 | 0 | OPEN | node_1400544_6_15309420_04 | BN | 8101501
load_220339033 |  | 0 | C | 0 | 0 | 0 | 0 | 0 | 0 | 0 | 0 | 0 | 0 | 0 | 0+0j | 0 | 0 | 0+0j | 0 | 0 | 0+0j | 0 | 0 | 0+0j | 0 | 0 | 0+0j | 0 | 0 | 0+0j | 0 | 0 | 0+0j | 0 | 0 | 0+0j | 6666.667 | 2839.988 | 6666.667+2839.988j | 0 | 0 | 0 | 0 | 0 | 0 | 0 | 0 | 0 | 0 | 0 | 0 | 0 | 0 | 0 | 0 | 0 | 0 | 1 | 0 | 0 | 1 | 0 | 0 | 0 | 0 | 0 | 0 | 0 | OPEN | node_1400505_502_15309414_42 | CN | 8101501
load_220339034 |  | 0 | C | 0 | 0 | 0 | 0 | 0 | 0 | 0 | 0 | 0 | 0 | 0 | 0+0j | 0 | 0 | 0+0j | 0 | 0 | 0+0j | 0 | 0 | 0+0j | 0 | 0 | 0+0j | 0 | 0 | 0+0j | 122.4 | 52.142 | 122.4+52.142j | 0 | 0 | 0+0j | 0 | 0 | 0+0j | 0 | 0 | 0 | 0 | 0 | 0 | 0 | 0 | 0 | 0 | 0 | 0 | 0 | 0 | 0 | 0 | 0 | 0 | 1 | 0 | 0 | 1 | 0 | 0 | 0 | 0 | 0 | 0 | 0 | OPEN | node_1401358_958_15309597_51 | AN | 8101501
load_220339035 |  | 0 | C | 0 | 0 | 0 | 0 | 0 | 0 | 0 | 0 | 0 | 0 | 0 | 0+0j | 0 | 0 | 0+0j | 0 | 0 | 0+0j | 0 | 0 | 0+0j | 0 | 0 | 0+0j | 0 | 0 | 0+0j | 993.6 | 423.272 | 993.6+423.272j | 0 | 0 | 0+0j | 0 | 0 | 0+0j | 0 | 0 | 0 | 0 | 0 | 0 | 0 | 0 | 0 | 0 | 0 | 0 | 0 | 0 | 0 | 0 | 0 | 0 | 1 | 0 | 0 | 1 | 0 | 0 | 0 | 0 | 0 | 0 | 0 | OPEN | node_1401262_168_15309268_453 | AN | 8101501
load_220339036 |  | 0 | R | 0 | 0 | 0 | 0 | 0 | 0 | 0 | 0 | 0 | 0 | 0 | 0+0j | 0 | 0 | 0+0j | 0 | 0 | 0+0j | 0 | 0 | 0+0j | 0 | 0 | 0+0j | 0 | 0 | 0+0j | 17388 | 7407.257 | 17388+7407.257j | 0 | 0 | 0+0j | 0 | 0 | 0+0j | 0 | 0 | 0 | 0 | 0 | 0 | 0 | 0 | 0 | 0 | 0 | 0 | 0 | 0 | 0 | 0 | 0 | 0 | 1 | 0 | 0 | 1 | 0 | 0 | 0 | 0 | 0 | 0 | 0 | OPEN | node_1401612_137_15309437_053 | AN | 8101501
load_220339037 |  | 0 | C | 0 | 0 | 0 | 0 | 0 | 0 | 0 | 0 | 0 | 0 | 0 | 0+0j | 0 | 0 | 0+0j | 0 | 0 | 0+0j | 0 | 0 | 0+0j | 0 | 0 | 0+0j | 0 | 0 | 0+0j | 0 | 0 | 0+0j | 0 | 0 | 0+0j | 0 | 0 | 0+0j | 0 | 0 | 0 | 0 | 0 | 0 | 0 | 0 | 0 | 0 | 0 | 0 | 0 | 0 | 0 | 0 | 0 | 0 | 1 | 0 | 0 | 1 | 0 | 0 | 0 | 0 | 0 | 0 | 0 | OPEN | node_1401734_269_15309427_569 | AN | 8101501
load_220339038 |  | 0 | R | 0 | 0 | 0 | 0 | 0 | 0 | 0 | 0 | 0 | 0 | 0 | 0+0j | 0 | 0 | 0+0j | 0 | 0 | 0+0j | 0 | 0 | 0+0j | 0 | 0 | 0+0j | 0 | 0 | 0+0j | 43185.6 | 18396.989 | 43185.6+18396.989j | 0 | 0 | 0+0j | 0 | 0 | 0+0j | 0 | 0 | 0 | 0 | 0 | 0 | 0 | 0 | 0 | 0 | 0 | 0 | 0 | 0 | 0 | 0 | 0 | 0 | 1 | 0 | 0 | 1 | 0 | 0 | 0 | 0 | 0 | 0 | 0 | OPEN | node_1399273_095_15309212_138 | AN | 8101501
load_220339039 |  | 0 | R | 0 | 0 | 0 | 0 | 0 | 0 | 0 | 0 | 0 | 0 | 0 | 0+0j | 0 | 0 | 0+0j | 0 | 0 | 0+0j | 0 | 0 | 0+0j | 0 | 0 | 0+0j | 0 | 0 | 0+0j | 41925.6 | 17860.231 | 41925.6+17860.231j | 0 | 0 | 0+0j | 0 | 0 | 0+0j | 0 | 0 | 0 | 0 | 0 | 0 | 0 | 0 | 0 | 0 | 0 | 0 | 0 | 0 | 0 | 0 | 0 | 0 | 1 | 0 | 0 | 1 | 0 | 0 | 0 | 0 | 0 | 0 | 0 | OPEN | node_1399575_849_15309232_634 | AN | 8101501
load_220339041 |  | 0 | R | 0 | 0 | 0 | 0 | 0 | 0 | 0 | 0 | 0 | 0 | 0 | 0+0j | 0 | 0 | 0+0j | 0 | 0 | 0+0j | 0 | 0 | 0+0j | 0 | 0 | 0+0j | 0 | 0 | 0+0j | 40989.6 | 17461.496 | 40989.6+17461.496j | 0 | 0 | 0+0j | 0 | 0 | 0+0j | 0 | 0 | 0 | 0 | 0 | 0 | 0 | 0 | 0 | 0 | 0 | 0 | 0 | 0 | 0 | 0 | 0 | 0 | 1 | 0 | 0 | 1 | 0 | 0 | 0 | 0 | 0 | 0 | 0 | OPEN | node_1399644_78_15309592_032 | AN | 8101501
load_220339042 |  | 0 | R | 0 | 0 | 0 | 0 | 0 | 0 | 0 | 0 | 0 | 0 | 0 | 0+0j | 0 | 0 | 0+0j | 0 | 0 | 0+0j | 0 | 0 | 0+0j | 0 | 0 | 0+0j | 0 | 0 | 0+0j | 24681.6 | 10514.318 | 24681.6+10514.318j | 0 | 0 | 0+0j | 0 | 0 | 0+0j | 0 | 0 | 0 | 0 | 0 | 0 | 0 | 0 | 0 | 0 | 0 | 0 | 0 | 0 | 0 | 0 | 0 | 0 | 1 | 0 | 0 | 1 | 0 | 0 | 0 | 0 | 0 | 0 | 0 | OPEN | node_1399922_335_15309605_243 | AN | 8101501
load_220339043 |  | 0 | R | 0 | 0 | 0 | 0 | 0 | 0 | 0 | 0 | 0 | 0 | 0 | 0+0j | 0 | 0 | 0+0j | 0 | 0 | 0+0j | 0 | 0 | 0+0j | 0 | 0 | 0+0j | 0 | 0 | 0+0j | 106603.2 | 45412.773 | 106603.2+45412.773j | 0 | 0 | 0+0j | 0 | 0 | 0+0j | 0 | 0 | 0 | 0 | 0 | 0 | 0 | 0 | 0 | 0 | 0 | 0 | 0 | 0 | 0 | 0 | 0 | 0 | 1 | 0 | 0 | 1 | 0 | 0 | 0 | 0 | 0 | 0 | 0 | OPEN | node_1399315_24_15310437_627 | AN | 8101501
load_220339048 |  | 0 | C | 0 | 0 | 0 | 0 | 0 | 0 | 0 | 0 | 0 | 0 | 0 | 0+0j | 0 | 0 | 0+0j | 0 | 0 | 0+0j | 0 | 0 | 0+0j | 0 | 0 | 0+0j | 0 | 0 | 0+0j | 3571.2 | 1521.325 | 3571.2+1521.325j | 0 | 0 | 0+0j | 0 | 0 | 0+0j | 0 | 0 | 0 | 0 | 0 | 0 | 0 | 0 | 0 | 0 | 0 | 0 | 0 | 0 | 0 | 0 | 0 | 0 | 1 | 0 | 0 | 1 | 0 | 0 | 0 | 0 | 0 | 0 | 0 | OPEN | node_1402835_515_15310108_661 | AN | 8101501
load_220339051 |  | 0 | C | 0 | 0 | 0 | 0 | 0 | 0 | 0 | 0 | 0 | 0 | 0 | 0+0j | 0 | 0 | 0+0j | 0 | 0 | 0+0j | 0 | 0 | 0+0j | 0 | 0 | 0+0j | 0 | 0 | 0+0j | 1490.4 | 634.908 | 1490.4+634.908j | 0 | 0 | 0+0j | 0 | 0 | 0+0j | 0 | 0 | 0 | 0 | 0 | 0 | 0 | 0 | 0 | 0 | 0 | 0 | 0 | 0 | 0 | 0 | 0 | 0 | 1 | 0 | 0 | 1 | 0 | 0 | 0 | 0 | 0 | 0 | 0 | OPEN | node_1401667_523_15310393_887 | AN | 8101501
load_220339052 |  | 0 | C | 0 | 0 | 0 | 0 | 0 | 0 | 0 | 0 | 0 | 0 | 0 | 0+0j | 0 | 0 | 0+0j | 0 | 0 | 0+0j | 0 | 0 | 0+0j | 0 | 0 | 0+0j | 0 | 0 | 0+0j | 30000 | 12779.946 | 30000+12779.946j | 0 | 0 | 0+0j | 0 | 0 | 0+0j | 0 | 0 | 0 | 0 | 0 | 0 | 0 | 0 | 0 | 0 | 0 | 0 | 0 | 0 | 0 | 0 | 0 | 0 | 1 | 0 | 0 | 1 | 0 | 0 | 0 | 0 | 0 | 0 | 0 | OPEN | node_1399860_774_15310217_798 | AN | 8101501
load_220339053 |  | 0 | C | 0 | 0 | 0 | 0 | 0 | 0 | 0 | 0 | 0 | 0 | 0 | 0+0j | 0 | 0 | 0+0j | 0 | 0 | 0+0j | 0 | 0 | 0+0j | 0 | 0 | 0+0j | 0 | 0 | 0+0j | 0 | 0 | 0+0j | 30000 | 12779.946 | 30000+12779.946j | 0 | 0 | 0+0j | 0 | 0 | 0 | 0 | 0 | 0 | 0 | 0 | 0 | 0 | 0 | 0 | 0 | 0 | 0 | 0 | 0 | 0 | 1 | 0 | 0 | 1 | 0 | 0 | 0 | 0 | 0 | 0 | 0 | OPEN | node_1399880_263_15310222_786 | BN | 8101501
load_220339054 |  | 0 | C | 0 | 0 | 0 | 0 | 0 | 0 | 0 | 0 | 0 | 0 | 0 | 0+0j | 0 | 0 | 0+0j | 0 | 0 | 0+0j | 0 | 0 | 0+0j | 0 | 0 | 0+0j | 0 | 0 | 0+0j | 0 | 0 | 0+0j | 0 | 0 | 0+0j | 30000 | 12779.946 | 30000+12779.946j | 0 | 0 | 0 | 0 | 0 | 0 | 0 | 0 | 0 | 0 | 0 | 0 | 0 | 0 | 0 | 0 | 0 | 0 | 1 | 0 | 0 | 1 | 0 | 0 | 0 | 0 | 0 | 0 | 0 | OPEN | node_1399841_019_15310219_75 | CN | 8101501
load_220339098 |  | 0 | C | 0 | 0 | 0 | 0 | 0 | 0 | 0 | 0 | 0 | 0 | 0 | 0+0j | 0 | 0 | 0+0j | 0 | 0 | 0+0j | 0 | 0 | 0+0j | 0 | 0 | 0+0j | 0 | 0 | 0+0j | 11000 | 4685.98 | 11000+4685.98j | 0 | 0 | 0+0j | 0 | 0 | 0+0j | 0 | 0 | 0 | 0 | 0 | 0 | 0 | 0 | 0 | 0 | 0 | 0 | 0 | 0 | 0 | 0 | 0 | 0 | 1 | 0 | 0 | 1 | 0 | 0 | 0 | 0 | 0 | 0 | 0 | OPEN | node_1400822_714_15310344_311 | AN | 8101501
load_220339110 |  | 0 | R | 0 | 0 | 0 | 0 | 0 | 0 | 0 | 0 | 0 | 0 | 0 | 0+0j | 0 | 0 | 0+0j | 0 | 0 | 0+0j | 0 | 0 | 0+0j | 0 | 0 | 0+0j | 0 | 0 | 0+0j | 67536 | 28770.216 | 67536+28770.216j | 0 | 0 | 0+0j | 0 | 0 | 0+0j | 0 | 0 | 0 | 0 | 0 | 0 | 0 | 0 | 0 | 0 | 0 | 0 | 0 | 0 | 0 | 0 | 0 | 0 | 1 | 0 | 0 | 1 | 0 | 0 | 0 | 0 | 0 | 0 | 0 | OPEN | node_1400678_629_15311114_273 | AN | 8101501
load_220339111 |  | 0 | R | 0 | 0 | 0 | 0 | 0 | 0 | 0 | 0 | 0 | 0 | 0 | 0+0j | 0 | 0 | 0+0j | 0 | 0 | 0+0j | 0 | 0 | 0+0j | 0 | 0 | 0+0j | 0 | 0 | 0+0j | 55288.8 | 23552.93 | 55288.8+23552.93j | 0 | 0 | 0+0j | 0 | 0 | 0+0j | 0 | 0 | 0 | 0 | 0 | 0 | 0 | 0 | 0 | 0 | 0 | 0 | 0 | 0 | 0 | 0 | 0 | 0 | 1 | 0 | 0 | 1 | 0 | 0 | 0 | 0 | 0 | 0 | 0 | OPEN | node_1401025_915_15311134_292 | AN | 8101501
load_220339112 |  | 0 | R | 0 | 0 | 0 | 0 | 0 | 0 | 0 | 0 | 0 | 0 | 0 | 0+0j | 0 | 0 | 0+0j | 0 | 0 | 0+0j | 0 | 0 | 0+0j | 0 | 0 | 0+0j | 0 | 0 | 0+0j | 137318.4 | 58497.393 | 137318.4+58497.393j | 0 | 0 | 0+0j | 0 | 0 | 0+0j | 0 | 0 | 0 | 0 | 0 | 0 | 0 | 0 | 0 | 0 | 0 | 0 | 0 | 0 | 0 | 0 | 0 | 0 | 1 | 0 | 0 | 1 | 0 | 0 | 0 | 0 | 0 | 0 | 0 | OPEN | node_1401306_07_15312245_206 | AN | 8101501
load_220339113 |  | 0 | R | 0 | 0 | 0 | 0 | 0 | 0 | 0 | 0 | 0 | 0 | 0 | 0+0j | 0 | 0 | 0+0j | 0 | 0 | 0+0j | 0 | 0 | 0+0j | 0 | 0 | 0+0j | 0 | 0 | 0+0j | 23025.6 | 9808.865 | 23025.6+9808.865j | 0 | 0 | 0+0j | 0 | 0 | 0+0j | 0 | 0 | 0 | 0 | 0 | 0 | 0 | 0 | 0 | 0 | 0 | 0 | 0 | 0 | 0 | 0 | 0 | 0 | 1 | 0 | 0 | 1 | 0 | 0 | 0 | 0 | 0 | 0 | 0 | OPEN | node_1400343_799_15312384_229 | AN | 8101501
load_220339114 |  | 0 | C | 0 | 0 | 0 | 0 | 0 | 0 | 0 | 0 | 0 | 0 | 0 | 0+0j | 0 | 0 | 0+0j | 0 | 0 | 0+0j | 0 | 0 | 0+0j | 0 | 0 | 0+0j | 0 | 0 | 0+0j | 31666.667 | 13489.944 | 31666.667+13489.944j | 0 | 0 | 0+0j | 0 | 0 | 0+0j | 0 | 0 | 0 | 0 | 0 | 0 | 0 | 0 | 0 | 0 | 0 | 0 | 0 | 0 | 0 | 0 | 0 | 0 | 1 | 0 | 0 | 1 | 0 | 0 | 0 | 0 | 0 | 0 | 0 | OPEN | node_1400224_323_15312661_573 | AN | 8101501
load_220339115 |  | 0 | C | 0 | 0 | 0 | 0 | 0 | 0 | 0 | 0 | 0 | 0 | 0 | 0+0j | 0 | 0 | 0+0j | 0 | 0 | 0+0j | 0 | 0 | 0+0j | 0 | 0 | 0+0j | 0 | 0 | 0+0j | 0 | 0 | 0+0j | 31666.667 | 13489.944 | 31666.667+13489.944j | 0 | 0 | 0+0j | 0 | 0 | 0 | 0 | 0 | 0 | 0 | 0 | 0 | 0 | 0 | 0 | 0 | 0 | 0 | 0 | 0 | 0 | 1 | 0 | 0 | 1 | 0 | 0 | 0 | 0 | 0 | 0 | 0 | OPEN | node_1400225_837_15312688_136 | BN | 8101501
load_220339116 |  | 0 | C | 0 | 0 | 0 | 0 | 0 | 0 | 0 | 0 | 0 | 0 | 0 | 0+0j | 0 | 0 | 0+0j | 0 | 0 | 0+0j | 0 | 0 | 0+0j | 0 | 0 | 0+0j | 0 | 0 | 0+0j | 0 | 0 | 0+0j | 0 | 0 | 0+0j | 31666.667 | 13489.944 | 31666.667+13489.944j | 0 | 0 | 0 | 0 | 0 | 0 | 0 | 0 | 0 | 0 | 0 | 0 | 0 | 0 | 0 | 0 | 0 | 0 | 1 | 0 | 0 | 1 | 0 | 0 | 0 | 0 | 0 | 0 | 0 | OPEN | node_1400217_748_15312636_4 | CN | 8101501
load_220339117 |  | 0 | C | 0 | 0 | 0 | 0 | 0 | 0 | 0 | 0 | 0 | 0 | 0 | 0+0j | 0 | 0 | 0+0j | 0 | 0 | 0+0j | 0 | 0 | 0+0j | 0 | 0 | 0+0j | 0 | 0 | 0+0j | 11000 | 4685.98 | 11000+4685.98j | 0 | 0 | 0+0j | 0 | 0 | 0+0j | 0 | 0 | 0 | 0 | 0 | 0 | 0 | 0 | 0 | 0 | 0 | 0 | 0 | 0 | 0 | 0 | 0 | 0 | 1 | 0 | 0 | 1 | 0 | 0 | 0 | 0 | 0 | 0 | 0 | OPEN | node_1400011_217_15312249_926 | AN | 8101501
load_220339118 |  | 0 | C | 0 | 0 | 0 | 0 | 0 | 0 | 0 | 0 | 0 | 0 | 0 | 0+0j | 0 | 0 | 0+0j | 0 | 0 | 0+0j | 0 | 0 | 0+0j | 0 | 0 | 0+0j | 0 | 0 | 0+0j | 4000 | 1703.993 | 4000+1703.993j | 0 | 0 | 0+0j | 0 | 0 | 0+0j | 0 | 0 | 0 | 0 | 0 | 0 | 0 | 0 | 0 | 0 | 0 | 0 | 0 | 0 | 0 | 0 | 0 | 0 | 1 | 0 | 0 | 1 | 0 | 0 | 0 | 0 | 0 | 0 | 0 | OPEN | node_1399858_186_15312222_451 | AN | 8101501
load_220339119 |  | 0 | C | 0 | 0 | 0 | 0 | 0 | 0 | 0 | 0 | 0 | 0 | 0 | 0+0j | 0 | 0 | 0+0j | 0 | 0 | 0+0j | 0 | 0 | 0+0j | 0 | 0 | 0+0j | 0 | 0 | 0+0j | 0 | 0 | 0+0j | 4000 | 1703.993 | 4000+1703.993j | 0 | 0 | 0+0j | 0 | 0 | 0 | 0 | 0 | 0 | 0 | 0 | 0 | 0 | 0 | 0 | 0 | 0 | 0 | 0 | 0 | 0 | 1 | 0 | 0 | 1 | 0 | 0 | 0 | 0 | 0 | 0 | 0 | OPEN | node_1399853_25_15312208_775 | BN | 8101501
load_220339120 |  | 0 | C | 0 | 0 | 0 | 0 | 0 | 0 | 0 | 0 | 0 | 0 | 0 | 0+0j | 0 | 0 | 0+0j | 0 | 0 | 0+0j | 0 | 0 | 0+0j | 0 | 0 | 0+0j | 0 | 0 | 0+0j | 0 | 0 | 0+0j | 0 | 0 | 0+0j | 4000 | 1703.993 | 4000+1703.993j | 0 | 0 | 0 | 0 | 0 | 0 | 0 | 0 | 0 | 0 | 0 | 0 | 0 | 0 | 0 | 0 | 0 | 0 | 1 | 0 | 0 | 1 | 0 | 0 | 0 | 0 | 0 | 0 | 0 | OPEN | node_1399863_954_15312239_208 | CN | 8101501
load_220339121 |  | 0 | C | 0 | 0 | 0 | 0 | 0 | 0 | 0 | 0 | 0 | 0 | 0 | 0+0j | 0 | 0 | 0+0j | 0 | 0 | 0+0j | 0 | 0 | 0+0j | 0 | 0 | 0+0j | 0 | 0 | 0+0j | 590.4 | 251.509 | 590.4+251.509j | 0 | 0 | 0+0j | 0 | 0 | 0+0j | 0 | 0 | 0 | 0 | 0 | 0 | 0 | 0 | 0 | 0 | 0 | 0 | 0 | 0 | 0 | 0 | 0 | 0 | 1 | 0 | 0 | 1 | 0 | 0 | 0 | 0 | 0 | 0 | 0 | OPEN | node_1399625_184_15311786_758 | AN | 8101501
load_220339122 |  | 0 | R | 0 | 0 | 0 | 0 | 0 | 0 | 0 | 0 | 0 | 0 | 0 | 0+0j | 0 | 0 | 0+0j | 0 | 0 | 0+0j | 0 | 0 | 0+0j | 0 | 0 | 0+0j | 0 | 0 | 0+0j | 57751.2 | 24601.908 | 57751.2+24601.908j | 0 | 0 | 0+0j | 0 | 0 | 0+0j | 0 | 0 | 0 | 0 | 0 | 0 | 0 | 0 | 0 | 0 | 0 | 0 | 0 | 0 | 0 | 0 | 0 | 0 | 1 | 0 | 0 | 1 | 0 | 0 | 0 | 0 | 0 | 0 | 0 | OPEN | node_1400474_958_15312776_29 | AN | 8101501
load_220339123 |  | 0 | R | 0 | 0 | 0 | 0 | 0 | 0 | 0 | 0 | 0 | 0 | 0 | 0+0j | 0 | 0 | 0+0j | 0 | 0 | 0+0j | 0 | 0 | 0+0j | 0 | 0 | 0+0j | 0 | 0 | 0+0j | 61214.4 | 26077.225 | 61214.4+26077.225j | 0 | 0 | 0+0j | 0 | 0 | 0+0j | 0 | 0 | 0 | 0 | 0 | 0 | 0 | 0 | 0 | 0 | 0 | 0 | 0 | 0 | 0 | 0 | 0 | 0 | 1 | 0 | 0 | 1 | 0 | 0 | 0 | 0 | 0 | 0 | 0 | OPEN | node_1400709_835_15313161_421 | AN | 8101501
load_220339125 |  | 0 | R | 0 | 0 | 0 | 0 | 0 | 0 | 0 | 0 | 0 | 0 | 0 | 0+0j | 0 | 0 | 0+0j | 0 | 0 | 0+0j | 0 | 0 | 0+0j | 0 | 0 | 0+0j | 0 | 0 | 0+0j | 72432 | 30855.903 | 72432+30855.903j | 0 | 0 | 0+0j | 0 | 0 | 0+0j | 0 | 0 | 0 | 0 | 0 | 0 | 0 | 0 | 0 | 0 | 0 | 0 | 0 | 0 | 0 | 0 | 0 | 0 | 1 | 0 | 0 | 1 | 0 | 0 | 0 | 0 | 0 | 0 | 0 | OPEN | node_1400264_133_15312164_614 | AN | 8101501
load_220339368 |  | 0 | R | 0 | 0 | 0 | 0 | 0 | 0 | 0 | 0 | 0 | 0 | 0 | 0+0j | 0 | 0 | 0+0j | 0 | 0 | 0+0j | 0 | 0 | 0+0j | 0 | 0 | 0+0j | 0 | 0 | 0+0j | 102888 | 43830.104 | 102888+43830.104j | 0 | 0 | 0+0j | 0 | 0 | 0+0j | 0 | 0 | 0 | 0 | 0 | 0 | 0 | 0 | 0 | 0 | 0 | 0 | 0 | 0 | 0 | 0 | 0 | 0 | 1 | 0 | 0 | 1 | 0 | 0 | 0 | 0 | 0 | 0 | 0 | OPEN | node_1401219_444_15312949_342 | AN | 8101501
load_220339369 |  | 0 | R | 0 | 0 | 0 | 0 | 0 | 0 | 0 | 0 | 0 | 0 | 0 | 0+0j | 0 | 0 | 0+0j | 0 | 0 | 0+0j | 0 | 0 | 0+0j | 0 | 0 | 0+0j | 0 | 0 | 0+0j | 13341.6 | 5683.498 | 13341.6+5683.498j | 0 | 0 | 0+0j | 0 | 0 | 0+0j | 0 | 0 | 0 | 0 | 0 | 0 | 0 | 0 | 0 | 0 | 0 | 0 | 0 | 0 | 0 | 0 | 0 | 0 | 1 | 0 | 0 | 1 | 0 | 0 | 0 | 0 | 0 | 0 | 0 | OPEN | node_1401383_444_15313378_878 | AN | 8101501
load_220339370 |  | 0 | R | 0 | 0 | 0 | 0 | 0 | 0 | 0 | 0 | 0 | 0 | 0 | 0+0j | 0 | 0 | 0+0j | 0 | 0 | 0+0j | 0 | 0 | 0+0j | 0 | 0 | 0+0j | 0 | 0 | 0+0j | 53020.8 | 22586.766 | 53020.8+22586.766j | 0 | 0 | 0+0j | 0 | 0 | 0+0j | 0 | 0 | 0 | 0 | 0 | 0 | 0 | 0 | 0 | 0 | 0 | 0 | 0 | 0 | 0 | 0 | 0 | 0 | 1 | 0 | 0 | 1 | 0 | 0 | 0 | 0 | 0 | 0 | 0 | OPEN | node_1402457_623_15314323_353 | AN | 8101501
load_220339371 |  | 0 | R | 0 | 0 | 0 | 0 | 0 | 0 | 0 | 0 | 0 | 0 | 0 | 0+0j | 0 | 0 | 0+0j | 0 | 0 | 0+0j | 0 | 0 | 0+0j | 0 | 0 | 0+0j | 0 | 0 | 0+0j | 58046.4 | 24727.663 | 58046.4+24727.663j | 0 | 0 | 0+0j | 0 | 0 | 0+0j | 0 | 0 | 0 | 0 | 0 | 0 | 0 | 0 | 0 | 0 | 0 | 0 | 0 | 0 | 0 | 0 | 0 | 0 | 1 | 0 | 0 | 1 | 0 | 0 | 0 | 0 | 0 | 0 | 0 | OPEN | node_1402432_355_15314718_456 | AN | 8101501
load_220339372 |  | 0 | C | 0 | 0 | 0 | 0 | 0 | 0 | 0 | 0 | 0 | 0 | 0 | 0+0j | 0 | 0 | 0+0j | 0 | 0 | 0+0j | 0 | 0 | 0+0j | 0 | 0 | 0+0j | 0 | 0 | 0+0j | 86.4 | 36.806 | 86.4+36.806j | 0 | 0 | 0+0j | 0 | 0 | 0+0j | 0 | 0 | 0 | 0 | 0 | 0 | 0 | 0 | 0 | 0 | 0 | 0 | 0 | 0 | 0 | 0 | 0 | 0 | 1 | 0 | 0 | 1 | 0 | 0 | 0 | 0 | 0 | 0 | 0 | OPEN | node_1402700_074_15314916_284 | AN | 8101501
load_220339374 |  | 0 | R | 0 | 0 | 0 | 0 | 0 | 0 | 0 | 0 | 0 | 0 | 0 | 0+0j | 0 | 0 | 0+0j | 0 | 0 | 0+0j | 0 | 0 | 0+0j | 0 | 0 | 0+0j | 0 | 0 | 0+0j | 29750.4 | 12673.617 | 29750.4+12673.617j | 0 | 0 | 0+0j | 0 | 0 | 0+0j | 0 | 0 | 0 | 0 | 0 | 0 | 0 | 0 | 0 | 0 | 0 | 0 | 0 | 0 | 0 | 0 | 0 | 0 | 1 | 0 | 0 | 1 | 0 | 0 | 0 | 0 | 0 | 0 | 0 | OPEN | node_1401366_027_15313934_682 | AN | 8101501
load_220339375 |  | 0 | R | 0 | 0 | 0 | 0 | 0 | 0 | 0 | 0 | 0 | 0 | 0 | 0+0j | 0 | 0 | 0+0j | 0 | 0 | 0+0j | 0 | 0 | 0+0j | 0 | 0 | 0+0j | 0 | 0 | 0+0j | 74116.8 | 31573.625 | 74116.8+31573.625j | 0 | 0 | 0+0j | 0 | 0 | 0+0j | 0 | 0 | 0 | 0 | 0 | 0 | 0 | 0 | 0 | 0 | 0 | 0 | 0 | 0 | 0 | 0 | 0 | 0 | 1 | 0 | 0 | 1 | 0 | 0 | 0 | 0 | 0 | 0 | 0 | OPEN | node_1402022_091_15313985_974 | AN | 8101501
load_220339376 |  | 0 | R | 0 | 0 | 0 | 0 | 0 | 0 | 0 | 0 | 0 | 0 | 0 | 0+0j | 0 | 0 | 0+0j | 0 | 0 | 0+0j | 0 | 0 | 0+0j | 0 | 0 | 0+0j | 0 | 0 | 0+0j | 49996.8 | 21298.548 | 49996.8+21298.548j | 0 | 0 | 0+0j | 0 | 0 | 0+0j | 0 | 0 | 0 | 0 | 0 | 0 | 0 | 0 | 0 | 0 | 0 | 0 | 0 | 0 | 0 | 0 | 0 | 0 | 1 | 0 | 0 | 1 | 0 | 0 | 0 | 0 | 0 | 0 | 0 | OPEN | node_1402212_202_15313871_788 | AN | 8101501
load_220339381 |  | 0 | C | 0 | 0 | 0 | 0 | 0 | 0 | 0 | 0 | 0 | 0 | 0 | 0+0j | 0 | 0 | 0+0j | 0 | 0 | 0+0j | 0 | 0 | 0+0j | 0 | 0 | 0+0j | 0 | 0 | 0+0j | 2656.8 | 1131.792 | 2656.8+1131.792j | 0 | 0 | 0+0j | 0 | 0 | 0+0j | 0 | 0 | 0 | 0 | 0 | 0 | 0 | 0 | 0 | 0 | 0 | 0 | 0 | 0 | 0 | 0 | 0 | 0 | 1 | 0 | 0 | 1 | 0 | 0 | 0 | 0 | 0 | 0 | 0 | OPEN | node_1398690_773_15310136_373 | AN | 8101501
load_220339382 |  | 0 | C | 0 | 0 | 0 | 0 | 0 | 0 | 0 | 0 | 0 | 0 | 0 | 0+0j | 0 | 0 | 0+0j | 0 | 0 | 0+0j | 0 | 0 | 0+0j | 0 | 0 | 0+0j | 0 | 0 | 0+0j | 0 | 0 | 0+0j | 0 | 0 | 0+0j | 0 | 0 | 0+0j | 0 | 0 | 0 | 0 | 0 | 0 | 0 | 0 | 0 | 0 | 0 | 0 | 0 | 0 | 0 | 0 | 0 | 0 | 1 | 0 | 0 | 1 | 0 | 0 | 0 | 0 | 0 | 0 | 0 | OPEN | node_1398695_855_15310565_237 | AN | 8101501
load_220339383 |  | 0 | C | 0 | 0 | 0 | 0 | 0 | 0 | 0 | 0 | 0 | 0 | 0 | 0+0j | 0 | 0 | 0+0j | 0 | 0 | 0+0j | 0 | 0 | 0+0j | 0 | 0 | 0+0j | 0 | 0 | 0+0j | 0 | 0 | 0+0j | 0 | 0 | 0+0j | 0 | 0 | 0+0j | 0 | 0 | 0 | 0 | 0 | 0 | 0 | 0 | 0 | 0 | 0 | 0 | 0 | 0 | 0 | 0 | 0 | 0 | 1 | 0 | 0 | 1 | 0 | 0 | 0 | 0 | 0 | 0 | 0 | OPEN | node_1398689_08_15310540_157 | BN | 8101501
load_220339384 |  | 0 | C | 0 | 0 | 0 | 0 | 0 | 0 | 0 | 0 | 0 | 0 | 0 | 0+0j | 0 | 0 | 0+0j | 0 | 0 | 0+0j | 0 | 0 | 0+0j | 0 | 0 | 0+0j | 0 | 0 | 0+0j | 0 | 0 | 0+0j | 0 | 0 | 0+0j | 0 | 0 | 0+0j | 0 | 0 | 0 | 0 | 0 | 0 | 0 | 0 | 0 | 0 | 0 | 0 | 0 | 0 | 0 | 0 | 0 | 0 | 1 | 0 | 0 | 1 | 0 | 0 | 0 | 0 | 0 | 0 | 0 | OPEN | node_1398707_219_15310587_146 | CN | 8101501
load_220339385 |  | 0 | C | 0 | 0 | 0 | 0 | 0 | 0 | 0 | 0 | 0 | 0 | 0 | 0+0j | 0 | 0 | 0+0j | 0 | 0 | 0+0j | 0 | 0 | 0+0j | 0 | 0 | 0+0j | 0 | 0 | 0+0j | 3500 | 1490.994 | 3500+1490.994j | 0 | 0 | 0+0j | 0 | 0 | 0+0j | 0 | 0 | 0 | 0 | 0 | 0 | 0 | 0 | 0 | 0 | 0 | 0 | 0 | 0 | 0 | 0 | 0 | 0 | 1 | 0 | 0 | 1 | 0 | 0 | 0 | 0 | 0 | 0 | 0 | OPEN | node_1398834_732_15310801_518 | AN | 8101501
load_220339386 |  | 0 | C | 0 | 0 | 0 | 0 | 0 | 0 | 0 | 0 | 0 | 0 | 0 | 0+0j | 0 | 0 | 0+0j | 0 | 0 | 0+0j | 0 | 0 | 0+0j | 0 | 0 | 0+0j | 0 | 0 | 0+0j | 3500 | 1490.994 | 3500+1490.994j | 0 | 0 | 0+0j | 0 | 0 | 0+0j | 0 | 0 | 0 | 0 | 0 | 0 | 0 | 0 | 0 | 0 | 0 | 0 | 0 | 0 | 0 | 0 | 0 | 0 | 1 | 0 | 0 | 1 | 0 | 0 | 0 | 0 | 0 | 0 | 0 | OPEN | node_1398830_063_15310775_602 | AN | 8101501
load_220339387 |  | 0 | C | 0 | 0 | 0 | 0 | 0 | 0 | 0 | 0 | 0 | 0 | 0 | 0+0j | 0 | 0 | 0+0j | 0 | 0 | 0+0j | 0 | 0 | 0+0j | 0 | 0 | 0+0j | 0 | 0 | 0+0j | 3666.667 | 1561.994 | 3666.667+1561.994j | 0 | 0 | 0+0j | 0 | 0 | 0+0j | 0 | 0 | 0 | 0 | 0 | 0 | 0 | 0 | 0 | 0 | 0 | 0 | 0 | 0 | 0 | 0 | 0 | 0 | 1 | 0 | 0 | 1 | 0 | 0 | 0 | 0 | 0 | 0 | 0 | OPEN | node_1399072_543_15311203_234 | AN | 8101501
load_220339388 |  | 0 | C | 0 | 0 | 0 | 0 | 0 | 0 | 0 | 0 | 0 | 0 | 0 | 0+0j | 0 | 0 | 0+0j | 0 | 0 | 0+0j | 0 | 0 | 0+0j | 0 | 0 | 0+0j | 0 | 0 | 0+0j | 0 | 0 | 0+0j | 3666.667 | 1561.994 | 3666.667+1561.994j | 0 | 0 | 0+0j | 0 | 0 | 0 | 0 | 0 | 0 | 0 | 0 | 0 | 0 | 0 | 0 | 0 | 0 | 0 | 0 | 0 | 0 | 1 | 0 | 0 | 1 | 0 | 0 | 0 | 0 | 0 | 0 | 0 | OPEN | node_1399081_974_15311213_657 | BN | 8101501
load_220339389 |  | 0 | C | 0 | 0 | 0 | 0 | 0 | 0 | 0 | 0 | 0 | 0 | 0 | 0+0j | 0 | 0 | 0+0j | 0 | 0 | 0+0j | 0 | 0 | 0+0j | 0 | 0 | 0+0j | 0 | 0 | 0+0j | 0 | 0 | 0+0j | 0 | 0 | 0+0j | 3666.667 | 1561.994 | 3666.667+1561.994j | 0 | 0 | 0 | 0 | 0 | 0 | 0 | 0 | 0 | 0 | 0 | 0 | 0 | 0 | 0 | 0 | 0 | 0 | 1 | 0 | 0 | 1 | 0 | 0 | 0 | 0 | 0 | 0 | 0 | OPEN | node_1399061_729_15311189_849 | CN | 8101501
load_220339390 |  | 0 | C | 0 | 0 | 0 | 0 | 0 | 0 | 0 | 0 | 0 | 0 | 0 | 0+0j | 0 | 0 | 0+0j | 0 | 0 | 0+0j | 0 | 0 | 0+0j | 0 | 0 | 0+0j | 0 | 0 | 0+0j | 2000 | 851.996 | 2000+851.996j | 0 | 0 | 0+0j | 0 | 0 | 0+0j | 0 | 0 | 0 | 0 | 0 | 0 | 0 | 0 | 0 | 0 | 0 | 0 | 0 | 0 | 0 | 0 | 0 | 0 | 1 | 0 | 0 | 1 | 0 | 0 | 0 | 0 | 0 | 0 | 0 | OPEN | node_1399113_311_15311280_77 | AN | 8101501
load_220339391 |  | 0 | C | 0 | 0 | 0 | 0 | 0 | 0 | 0 | 0 | 0 | 0 | 0 | 0+0j | 0 | 0 | 0+0j | 0 | 0 | 0+0j | 0 | 0 | 0+0j | 0 | 0 | 0+0j | 0 | 0 | 0+0j | 2000 | 851.996 | 2000+851.996j | 0 | 0 | 0+0j | 0 | 0 | 0+0j | 0 | 0 | 0 | 0 | 0 | 0 | 0 | 0 | 0 | 0 | 0 | 0 | 0 | 0 | 0 | 0 | 0 | 0 | 1 | 0 | 0 | 1 | 0 | 0 | 0 | 0 | 0 | 0 | 0 | OPEN | node_1399128_88_15311298_118 | AN | 8101501
load_220339393 |  | 0 | C | 0 | 0 | 0 | 0 | 0 | 0 | 0 | 0 | 0 | 0 | 0 | 0+0j | 0 | 0 | 0+0j | 0 | 0 | 0+0j | 0 | 0 | 0+0j | 0 | 0 | 0+0j | 0 | 0 | 0+0j | 4000 | 1703.993 | 4000+1703.993j | 0 | 0 | 0+0j | 0 | 0 | 0+0j | 0 | 0 | 0 | 0 | 0 | 0 | 0 | 0 | 0 | 0 | 0 | 0 | 0 | 0 | 0 | 0 | 0 | 0 | 1 | 0 | 0 | 1 | 0 | 0 | 0 | 0 | 0 | 0 | 0 | OPEN | node_1399334_386_15311739_738 | AN | 8101501
load_220339394 |  | 0 | C | 0 | 0 | 0 | 0 | 0 | 0 | 0 | 0 | 0 | 0 | 0 | 0+0j | 0 | 0 | 0+0j | 0 | 0 | 0+0j | 0 | 0 | 0+0j | 0 | 0 | 0+0j | 0 | 0 | 0+0j | 4000 | 1703.993 | 4000+1703.993j | 0 | 0 | 0+0j | 0 | 0 | 0+0j | 0 | 0 | 0 | 0 | 0 | 0 | 0 | 0 | 0 | 0 | 0 | 0 | 0 | 0 | 0 | 0 | 0 | 0 | 1 | 0 | 0 | 1 | 0 | 0 | 0 | 0 | 0 | 0 | 0 | OPEN | node_1399402_146_15311986_034 | AN | 8101501
load_220339395 |  | 0 | C | 0 | 0 | 0 | 0 | 0 | 0 | 0 | 0 | 0 | 0 | 0 | 0+0j | 0 | 0 | 0+0j | 0 | 0 | 0+0j | 0 | 0 | 0+0j | 0 | 0 | 0+0j | 0 | 0 | 0+0j | 0 | 0 | 0+0j | 4000 | 1703.993 | 4000+1703.993j | 0 | 0 | 0+0j | 0 | 0 | 0 | 0 | 0 | 0 | 0 | 0 | 0 | 0 | 0 | 0 | 0 | 0 | 0 | 0 | 0 | 0 | 1 | 0 | 0 | 1 | 0 | 0 | 0 | 0 | 0 | 0 | 0 | OPEN | node_1399406_801_15312008_989 | BN | 8101501
load_220339396 |  | 0 | C | 0 | 0 | 0 | 0 | 0 | 0 | 0 | 0 | 0 | 0 | 0 | 0+0j | 0 | 0 | 0+0j | 0 | 0 | 0+0j | 0 | 0 | 0+0j | 0 | 0 | 0+0j | 0 | 0 | 0+0j | 0 | 0 | 0+0j | 0 | 0 | 0+0j | 4000 | 1703.993 | 4000+1703.993j | 0 | 0 | 0 | 0 | 0 | 0 | 0 | 0 | 0 | 0 | 0 | 0 | 0 | 0 | 0 | 0 | 0 | 0 | 1 | 0 | 0 | 1 | 0 | 0 | 0 | 0 | 0 | 0 | 0 | OPEN | node_1399401_499_15311963_39 | CN | 8101501
load_220339397 |  | 0 | C | 0 | 0 | 0 | 0 | 0 | 0 | 0 | 0 | 0 | 0 | 0 | 0+0j | 0 | 0 | 0+0j | 0 | 0 | 0+0j | 0 | 0 | 0+0j | 0 | 0 | 0+0j | 0 | 0 | 0+0j | 0 | 0 | 0+0j | 0 | 0 | 0+0j | 0 | 0 | 0+0j | 0 | 0 | 0 | 0 | 0 | 0 | 0 | 0 | 0 | 0 | 0 | 0 | 0 | 0 | 0 | 0 | 0 | 0 | 1 | 0 | 0 | 1 | 0 | 0 | 0 | 0 | 0 | 0 | 0 | OPEN | node_1399469_477_15312131_198 | AN | 8101501
load_220339400 |  | 0 | C | 0 | 0 | 0 | 0 | 0 | 0 | 0 | 0 | 0 | 0 | 0 | 0+0j | 0 | 0 | 0+0j | 0 | 0 | 0+0j | 0 | 0 | 0+0j | 0 | 0 | 0+0j | 0 | 0 | 0+0j | 7666.667 | 3265.986 | 7666.667+3265.986j | 0 | 0 | 0+0j | 0 | 0 | 0+0j | 0 | 0 | 0 | 0 | 0 | 0 | 0 | 0 | 0 | 0 | 0 | 0 | 0 | 0 | 0 | 0 | 0 | 0 | 1 | 0 | 0 | 1 | 0 | 0 | 0 | 0 | 0 | 0 | 0 | OPEN | node_1400365_092_15313239_428 | AN | 8101501
load_220339401 |  | 0 | C | 0 | 0 | 0 | 0 | 0 | 0 | 0 | 0 | 0 | 0 | 0 | 0+0j | 0 | 0 | 0+0j | 0 | 0 | 0+0j | 0 | 0 | 0+0j | 0 | 0 | 0+0j | 0 | 0 | 0+0j | 0 | 0 | 0+0j | 7666.667 | 3265.986 | 7666.667+3265.986j | 0 | 0 | 0+0j | 0 | 0 | 0 | 0 | 0 | 0 | 0 | 0 | 0 | 0 | 0 | 0 | 0 | 0 | 0 | 0 | 0 | 0 | 1 | 0 | 0 | 1 | 0 | 0 | 0 | 0 | 0 | 0 | 0 | OPEN | node_1400368_415_15313265_705 | BN | 8101501
load_220339402 |  | 0 | C | 0 | 0 | 0 | 0 | 0 | 0 | 0 | 0 | 0 | 0 | 0 | 0+0j | 0 | 0 | 0+0j | 0 | 0 | 0+0j | 0 | 0 | 0+0j | 0 | 0 | 0+0j | 0 | 0 | 0+0j | 0 | 0 | 0+0j | 0 | 0 | 0+0j | 7666.667 | 3265.986 | 7666.667+3265.986j | 0 | 0 | 0 | 0 | 0 | 0 | 0 | 0 | 0 | 0 | 0 | 0 | 0 | 0 | 0 | 0 | 0 | 0 | 1 | 0 | 0 | 1 | 0 | 0 | 0 | 0 | 0 | 0 | 0 | OPEN | node_1400356_827_15313215_159 | CN | 8101501
load_220339403 |  | 0 | C | 0 | 0 | 0 | 0 | 0 | 0 | 0 | 0 | 0 | 0 | 0 | 0+0j | 0 | 0 | 0+0j | 0 | 0 | 0+0j | 0 | 0 | 0+0j | 0 | 0 | 0+0j | 0 | 0 | 0+0j | 4500 | 1916.992 | 4500+1916.992j | 0 | 0 | 0+0j | 0 | 0 | 0+0j | 0 | 0 | 0 | 0 | 0 | 0 | 0 | 0 | 0 | 0 | 0 | 0 | 0 | 0 | 0 | 0 | 0 | 0 | 1 | 0 | 0 | 1 | 0 | 0 | 0 | 0 | 0 | 0 | 0 | OPEN | node_1400254_793_15313737_084 | AN | 8101501
load_220339404 |  | 0 | C | 0 | 0 | 0 | 0 | 0 | 0 | 0 | 0 | 0 | 0 | 0 | 0+0j | 0 | 0 | 0+0j | 0 | 0 | 0+0j | 0 | 0 | 0+0j | 0 | 0 | 0+0j | 0 | 0 | 0+0j | 4500 | 1916.992 | 4500+1916.992j | 0 | 0 | 0+0j | 0 | 0 | 0+0j | 0 | 0 | 0 | 0 | 0 | 0 | 0 | 0 | 0 | 0 | 0 | 0 | 0 | 0 | 0 | 0 | 0 | 0 | 1 | 0 | 0 | 1 | 0 | 0 | 0 | 0 | 0 | 0 | 0 | OPEN | node_1400269_135_15313750_987 | AN | 8101501
load_220339405 |  | 0 | C | 0 | 0 | 0 | 0 | 0 | 0 | 0 | 0 | 0 | 0 | 0 | 0+0j | 0 | 0 | 0+0j | 0 | 0 | 0+0j | 0 | 0 | 0+0j | 0 | 0 | 0+0j | 0 | 0 | 0+0j | 7000 | 2981.988 | 7000+2981.988j | 0 | 0 | 0+0j | 0 | 0 | 0+0j | 0 | 0 | 0 | 0 | 0 | 0 | 0 | 0 | 0 | 0 | 0 | 0 | 0 | 0 | 0 | 0 | 0 | 0 | 1 | 0 | 0 | 1 | 0 | 0 | 0 | 0 | 0 | 0 | 0 | OPEN | node_1400432_353_15313847_432 | AN | 8101501
load_220339406 |  | 0 | C | 0 | 0 | 0 | 0 | 0 | 0 | 0 | 0 | 0 | 0 | 0 | 0+0j | 0 | 0 | 0+0j | 0 | 0 | 0+0j | 0 | 0 | 0+0j | 0 | 0 | 0+0j | 0 | 0 | 0+0j | 10000 | 4259.982 | 10000+4259.982j | 0 | 0 | 0+0j | 0 | 0 | 0+0j | 0 | 0 | 0 | 0 | 0 | 0 | 0 | 0 | 0 | 0 | 0 | 0 | 0 | 0 | 0 | 0 | 0 | 0 | 1 | 0 | 0 | 1 | 0 | 0 | 0 | 0 | 0 | 0 | 0 | OPEN | node_1400683_403_15314255_051 | AN | 8101501
load_220339407 |  | 0 | C | 0 | 0 | 0 | 0 | 0 | 0 | 0 | 0 | 0 | 0 | 0 | 0+0j | 0 | 0 | 0+0j | 0 | 0 | 0+0j | 0 | 0 | 0+0j | 0 | 0 | 0+0j | 0 | 0 | 0+0j | 9666.667 | 4117.983 | 9666.667+4117.983j | 0 | 0 | 0+0j | 0 | 0 | 0+0j | 0 | 0 | 0 | 0 | 0 | 0 | 0 | 0 | 0 | 0 | 0 | 0 | 0 | 0 | 0 | 0 | 0 | 0 | 1 | 0 | 0 | 1 | 0 | 0 | 0 | 0 | 0 | 0 | 0 | OPEN | node_1398296_555_15309323_783 | AN | 8101501
load_220339408 |  | 0 | C | 0 | 0 | 0 | 0 | 0 | 0 | 0 | 0 | 0 | 0 | 0 | 0+0j | 0 | 0 | 0+0j | 0 | 0 | 0+0j | 0 | 0 | 0+0j | 0 | 0 | 0+0j | 0 | 0 | 0+0j | 0 | 0 | 0+0j | 9666.667 | 4117.983 | 9666.667+4117.983j | 0 | 0 | 0+0j | 0 | 0 | 0 | 0 | 0 | 0 | 0 | 0 | 0 | 0 | 0 | 0 | 0 | 0 | 0 | 0 | 0 | 0 | 1 | 0 | 0 | 1 | 0 | 0 | 0 | 0 | 0 | 0 | 0 | OPEN | node_1398314_109_15309311_573 | BN | 8101501
load_220339409 |  | 0 | C | 0 | 0 | 0 | 0 | 0 | 0 | 0 | 0 | 0 | 0 | 0 | 0+0j | 0 | 0 | 0+0j | 0 | 0 | 0+0j | 0 | 0 | 0+0j | 0 | 0 | 0+0j | 0 | 0 | 0+0j | 0 | 0 | 0+0j | 0 | 0 | 0+0j | 9666.667 | 4117.983 | 9666.667+4117.983j | 0 | 0 | 0 | 0 | 0 | 0 | 0 | 0 | 0 | 0 | 0 | 0 | 0 | 0 | 0 | 0 | 0 | 0 | 1 | 0 | 0 | 1 | 0 | 0 | 0 | 0 | 0 | 0 | 0 | OPEN | node_1398281_98_15309341_702 | CN | 8101501
load_220339410 |  | 0 | C | 0 | 0 | 0 | 0 | 0 | 0 | 0 | 0 | 0 | 0 | 0 | 0+0j | 0 | 0 | 0+0j | 0 | 0 | 0+0j | 0 | 0 | 0+0j | 0 | 0 | 0+0j | 0 | 0 | 0+0j | 8666.667 | 3691.985 | 8666.667+3691.985j | 0 | 0 | 0+0j | 0 | 0 | 0+0j | 0 | 0 | 0 | 0 | 0 | 0 | 0 | 0 | 0 | 0 | 0 | 0 | 0 | 0 | 0 | 0 | 0 | 0 | 1 | 0 | 0 | 1 | 0 | 0 | 0 | 0 | 0 | 0 | 0 | OPEN | node_1399654_201_15309852_391 | AN | 8101501
load_220339411 |  | 0 | C | 0 | 0 | 0 | 0 | 0 | 0 | 0 | 0 | 0 | 0 | 0 | 0+0j | 0 | 0 | 0+0j | 0 | 0 | 0+0j | 0 | 0 | 0+0j | 0 | 0 | 0+0j | 0 | 0 | 0+0j | 0 | 0 | 0+0j | 8666.667 | 3691.985 | 8666.667+3691.985j | 0 | 0 | 0+0j | 0 | 0 | 0 | 0 | 0 | 0 | 0 | 0 | 0 | 0 | 0 | 0 | 0 | 0 | 0 | 0 | 0 | 0 | 1 | 0 | 0 | 1 | 0 | 0 | 0 | 0 | 0 | 0 | 0 | OPEN | node_1399673_445_15309858_911 | BN | 8101501
load_220339412 |  | 0 | R | 0 | 0 | 0 | 0 | 0 | 0 | 0 | 0 | 0 | 0 | 0 | 0+0j | 0 | 0 | 0+0j | 0 | 0 | 0+0j | 0 | 0 | 0+0j | 0 | 0 | 0+0j | 0 | 0 | 0+0j | 0 | 0 | 0+0j | 0 | 0 | 0+0j | 2620.8 | 1116.456 | 2620.8+1116.456j | 0 | 0 | 0 | 0 | 0 | 0 | 0 | 0 | 0 | 0 | 0 | 0 | 0 | 0 | 0 | 0 | 0 | 0 | 1 | 0 | 0 | 1 | 0 | 0 | 0 | 0 | 0 | 0 | 0 | OPEN | node_1399634_388_15309852_775 | CN | 8101501
load_220339413 |  | 0 | C | 0 | 0 | 0 | 0 | 0 | 0 | 0 | 0 | 0 | 0 | 0 | 0+0j | 0 | 0 | 0+0j | 0 | 0 | 0+0j | 0 | 0 | 0+0j | 0 | 0 | 0+0j | 0 | 0 | 0+0j | 331.2 | 141.091 | 331.2+141.091j | 0 | 0 | 0+0j | 0 | 0 | 0+0j | 0 | 0 | 0 | 0 | 0 | 0 | 0 | 0 | 0 | 0 | 0 | 0 | 0 | 0 | 0 | 0 | 0 | 0 | 1 | 0 | 0 | 1 | 0 | 0 | 0 | 0 | 0 | 0 | 0 | OPEN | node_1399836_029_15309995_831 | AN | 8101501
load_220339431 |  | 0 | R | 0 | 0 | 0 | 0 | 0 | 0 | 0 | 0 | 0 | 0 | 0 | 0+0j | 0 | 0 | 0+0j | 0 | 0 | 0+0j | 0 | 0 | 0+0j | 0 | 0 | 0+0j | 0 | 0 | 0+0j | 50112 | 21347.623 | 50112+21347.623j | 0 | 0 | 0+0j | 0 | 0 | 0+0j | 0 | 0 | 0 | 0 | 0 | 0 | 0 | 0 | 0 | 0 | 0 | 0 | 0 | 0 | 0 | 0 | 0 | 0 | 1 | 0 | 0 | 1 | 0 | 0 | 0 | 0 | 0 | 0 | 0 | OPEN | node_1402456_15_15316058_455 | AN | 8101501
load_220339433 |  | 0 | R | 0 | 0 | 0 | 0 | 0 | 0 | 0 | 0 | 0 | 0 | 0 | 0+0j | 0 | 0 | 0+0j | 0 | 0 | 0+0j | 0 | 0 | 0+0j | 0 | 0 | 0+0j | 0 | 0 | 0+0j | 13147.2 | 5600.684 | 13147.2+5600.684j | 0 | 0 | 0+0j | 0 | 0 | 0+0j | 0 | 0 | 0 | 0 | 0 | 0 | 0 | 0 | 0 | 0 | 0 | 0 | 0 | 0 | 0 | 0 | 0 | 0 | 1 | 0 | 0 | 1 | 0 | 0 | 0 | 0 | 0 | 0 | 0 | OPEN | node_1402480_208_15315051_376 | AN | 8101501
load_220339447 |  | 0 | C | 0 | 0 | 0 | 0 | 0 | 0 | 0 | 0 | 0 | 0 | 0 | 0+0j | 0 | 0 | 0+0j | 0 | 0 | 0+0j | 0 | 0 | 0+0j | 0 | 0 | 0+0j | 0 | 0 | 0+0j | 13000 | 5537.977 | 13000+5537.977j | 0 | 0 | 0+0j | 0 | 0 | 0+0j | 0 | 0 | 0 | 0 | 0 | 0 | 0 | 0 | 0 | 0 | 0 | 0 | 0 | 0 | 0 | 0 | 0 | 0 | 1 | 0 | 0 | 1 | 0 | 0 | 0 | 0 | 0 | 0 | 0 | OPEN | node_1399268_948_15310654_84 | AN | 8101501
load_220339448 |  | 0 | C | 0 | 0 | 0 | 0 | 0 | 0 | 0 | 0 | 0 | 0 | 0 | 0+0j | 0 | 0 | 0+0j | 0 | 0 | 0+0j | 0 | 0 | 0+0j | 0 | 0 | 0+0j | 0 | 0 | 0+0j | 4000 | 1703.993 | 4000+1703.993j | 0 | 0 | 0+0j | 0 | 0 | 0+0j | 0 | 0 | 0 | 0 | 0 | 0 | 0 | 0 | 0 | 0 | 0 | 0 | 0 | 0 | 0 | 0 | 0 | 0 | 1 | 0 | 0 | 1 | 0 | 0 | 0 | 0 | 0 | 0 | 0 | OPEN | node_1399464_715_15310615_047 | AN | 8101501
load_220339449 |  | 0 | C | 0 | 0 | 0 | 0 | 0 | 0 | 0 | 0 | 0 | 0 | 0 | 0+0j | 0 | 0 | 0+0j | 0 | 0 | 0+0j | 0 | 0 | 0+0j | 0 | 0 | 0+0j | 0 | 0 | 0+0j | 4000 | 1703.993 | 4000+1703.993j | 0 | 0 | 0+0j | 0 | 0 | 0+0j | 0 | 0 | 0 | 0 | 0 | 0 | 0 | 0 | 0 | 0 | 0 | 0 | 0 | 0 | 0 | 0 | 0 | 0 | 1 | 0 | 0 | 1 | 0 | 0 | 0 | 0 | 0 | 0 | 0 | OPEN | node_1399481_223_15310629_914 | AN | 8101501
load_220339450 |  | 0 | C | 0 | 0 | 0 | 0 | 0 | 0 | 0 | 0 | 0 | 0 | 0 | 0+0j | 0 | 0 | 0+0j | 0 | 0 | 0+0j | 0 | 0 | 0+0j | 0 | 0 | 0+0j | 0 | 0 | 0+0j | 10000 | 4259.982 | 10000+4259.982j | 0 | 0 | 0+0j | 0 | 0 | 0+0j | 0 | 0 | 0 | 0 | 0 | 0 | 0 | 0 | 0 | 0 | 0 | 0 | 0 | 0 | 0 | 0 | 0 | 0 | 1 | 0 | 0 | 1 | 0 | 0 | 0 | 0 | 0 | 0 | 0 | OPEN | node_1399396_166_15310942_361 | AN | 8101501
load_220339451 |  | 0 | C | 0 | 0 | 0 | 0 | 0 | 0 | 0 | 0 | 0 | 0 | 0 | 0+0j | 0 | 0 | 0+0j | 0 | 0 | 0+0j | 0 | 0 | 0+0j | 0 | 0 | 0+0j | 0 | 0 | 0+0j | 0 | 0 | 0+0j | 10000 | 4259.982 | 10000+4259.982j | 0 | 0 | 0+0j | 0 | 0 | 0 | 0 | 0 | 0 | 0 | 0 | 0 | 0 | 0 | 0 | 0 | 0 | 0 | 0 | 0 | 0 | 1 | 0 | 0 | 1 | 0 | 0 | 0 | 0 | 0 | 0 | 0 | OPEN | node_1399405_943_15310965_604 | BN | 8101501
load_220339452 |  | 0 | C | 0 | 0 | 0 | 0 | 0 | 0 | 0 | 0 | 0 | 0 | 0 | 0+0j | 0 | 0 | 0+0j | 0 | 0 | 0+0j | 0 | 0 | 0+0j | 0 | 0 | 0+0j | 0 | 0 | 0+0j | 0 | 0 | 0+0j | 0 | 0 | 0+0j | 10000 | 4259.982 | 10000+4259.982j | 0 | 0 | 0 | 0 | 0 | 0 | 0 | 0 | 0 | 0 | 0 | 0 | 0 | 0 | 0 | 0 | 0 | 0 | 1 | 0 | 0 | 1 | 0 | 0 | 0 | 0 | 0 | 0 | 0 | OPEN | node_1399391_183_15310916_548 | CN | 8101501
load_220339453 |  | 0 | C | 0 | 0 | 0 | 0 | 0 | 0 | 0 | 0 | 0 | 0 | 0 | 0+0j | 0 | 0 | 0+0j | 0 | 0 | 0+0j | 0 | 0 | 0+0j | 0 | 0 | 0+0j | 0 | 0 | 0+0j | 1500 | 638.997 | 1500+638.997j | 0 | 0 | 0+0j | 0 | 0 | 0+0j | 0 | 0 | 0 | 0 | 0 | 0 | 0 | 0 | 0 | 0 | 0 | 0 | 0 | 0 | 0 | 0 | 0 | 0 | 1 | 0 | 0 | 1 | 0 | 0 | 0 | 0 | 0 | 0 | 0 | OPEN | node_1399769_639_15311203_236 | AN | 8101501
load_220339454 |  | 0 | C | 0 | 0 | 0 | 0 | 0 | 0 | 0 | 0 | 0 | 0 | 0 | 0+0j | 0 | 0 | 0+0j | 0 | 0 | 0+0j | 0 | 0 | 0+0j | 0 | 0 | 0+0j | 0 | 0 | 0+0j | 1500 | 638.997 | 1500+638.997j | 0 | 0 | 0+0j | 0 | 0 | 0+0j | 0 | 0 | 0 | 0 | 0 | 0 | 0 | 0 | 0 | 0 | 0 | 0 | 0 | 0 | 0 | 0 | 0 | 0 | 1 | 0 | 0 | 1 | 0 | 0 | 0 | 0 | 0 | 0 | 0 | OPEN | node_1399755_63_15311221_95 | AN | 8101501
load_220339455 |  | 0 | C | 0 | 0 | 0 | 0 | 0 | 0 | 0 | 0 | 0 | 0 | 0 | 0+0j | 0 | 0 | 0+0j | 0 | 0 | 0+0j | 0 | 0 | 0+0j | 0 | 0 | 0+0j | 0 | 0 | 0+0j | 7000 | 2981.988 | 7000+2981.988j | 0 | 0 | 0+0j | 0 | 0 | 0+0j | 0 | 0 | 0 | 0 | 0 | 0 | 0 | 0 | 0 | 0 | 0 | 0 | 0 | 0 | 0 | 0 | 0 | 0 | 1 | 0 | 0 | 1 | 0 | 0 | 0 | 0 | 0 | 0 | 0 | OPEN | node_1399371_084_15311202_579 | AN | 8101501
load_220339457 |  | 0 | C | 0 | 0 | 0 | 0 | 0 | 0 | 0 | 0 | 0 | 0 | 0 | 0+0j | 0 | 0 | 0+0j | 0 | 0 | 0+0j | 0 | 0 | 0+0j | 0 | 0 | 0+0j | 0 | 0 | 0+0j | 0 | 0 | 0+0j | 7000 | 2981.988 | 7000+2981.988j | 0 | 0 | 0+0j | 0 | 0 | 0 | 0 | 0 | 0 | 0 | 0 | 0 | 0 | 0 | 0 | 0 | 0 | 0 | 0 | 0 | 0 | 1 | 0 | 0 | 1 | 0 | 0 | 0 | 0 | 0 | 0 | 0 | OPEN | node_1399367_885_15311176_274 | BN | 8101501
load_220339463 |  | 0 | R | 0 | 0 | 0 | 0 | 0 | 0 | 0 | 0 | 0 | 0 | 0 | 0+0j | 0 | 0 | 0+0j | 0 | 0 | 0+0j | 0 | 0 | 0+0j | 0 | 0 | 0+0j | 0 | 0 | 0+0j | 9892.8 | 4214.315 | 9892.8+4214.315j | 0 | 0 | 0+0j | 0 | 0 | 0+0j | 0 | 0 | 0 | 0 | 0 | 0 | 0 | 0 | 0 | 0 | 0 | 0 | 0 | 0 | 0 | 0 | 0 | 0 | 1 | 0 | 0 | 1 | 0 | 0 | 0 | 0 | 0 | 0 | 0 | OPEN | node_1402871_436_15315548_455 | AN | 8101501
load_220339568 |  | 0 | R | 0 | 0 | 0 | 0 | 0 | 0 | 0 | 0 | 0 | 0 | 0 | 0+0j | 0 | 0 | 0+0j | 0 | 0 | 0+0j | 0 | 0 | 0+0j | 0 | 0 | 0+0j | 0 | 0 | 0+0j | 51919.2 | 22117.487 | 51919.2+22117.487j | 0 | 0 | 0+0j | 0 | 0 | 0+0j | 0 | 0 | 0 | 0 | 0 | 0 | 0 | 0 | 0 | 0 | 0 | 0 | 0 | 0 | 0 | 0 | 0 | 0 | 1 | 0 | 0 | 1 | 0 | 0 | 0 | 0 | 0 | 0 | 0 | OPEN | node_1401547_436_15313440_001 | AN | 8101501
load_220339569 |  | 0 | R | 0 | 0 | 0 | 0 | 0 | 0 | 0 | 0 | 0 | 0 | 0 | 0+0j | 0 | 0 | 0+0j | 0 | 0 | 0+0j | 0 | 0 | 0+0j | 0 | 0 | 0+0j | 0 | 0 | 0+0j | 69811.2 | 29739.447 | 69811.2+29739.447j | 0 | 0 | 0+0j | 0 | 0 | 0+0j | 0 | 0 | 0 | 0 | 0 | 0 | 0 | 0 | 0 | 0 | 0 | 0 | 0 | 0 | 0 | 0 | 0 | 0 | 1 | 0 | 0 | 1 | 0 | 0 | 0 | 0 | 0 | 0 | 0 | OPEN | node_1401850_979_15313467_055 | AN | 8101501
load_220339570 |  | 0 | R | 0 | 0 | 0 | 0 | 0 | 0 | 0 | 0 | 0 | 0 | 0 | 0+0j | 0 | 0 | 0+0j | 0 | 0 | 0+0j | 0 | 0 | 0+0j | 0 | 0 | 0+0j | 0 | 0 | 0+0j | 15379.2 | 6551.512 | 15379.2+6551.512j | 0 | 0 | 0+0j | 0 | 0 | 0+0j | 0 | 0 | 0 | 0 | 0 | 0 | 0 | 0 | 0 | 0 | 0 | 0 | 0 | 0 | 0 | 0 | 0 | 0 | 1 | 0 | 0 | 1 | 0 | 0 | 0 | 0 | 0 | 0 | 0 | OPEN | node_1402007_647_15313473_773 | AN | 8101501
load_220339654 |  | 0 | C | 0 | 0 | 0 | 0 | 0 | 0 | 0 | 0 | 0 | 0 | 0 | 0+0j | 0 | 0 | 0+0j | 0 | 0 | 0+0j | 0 | 0 | 0+0j | 0 | 0 | 0+0j | 0 | 0 | 0+0j | 1000 | 425.998 | 1000+425.998j | 0 | 0 | 0+0j | 0 | 0 | 0+0j | 0 | 0 | 0 | 0 | 0 | 0 | 0 | 0 | 0 | 0 | 0 | 0 | 0 | 0 | 0 | 0 | 0 | 0 | 1 | 0 | 0 | 1 | 0 | 0 | 0 | 0 | 0 | 0 | 0 | OPEN | node_1398856_887_15310071_001 | AN | 8101501
load_220339655 |  | 0 | C | 0 | 0 | 0 | 0 | 0 | 0 | 0 | 0 | 0 | 0 | 0 | 0+0j | 0 | 0 | 0+0j | 0 | 0 | 0+0j | 0 | 0 | 0+0j | 0 | 0 | 0+0j | 0 | 0 | 0+0j | 1000 | 425.998 | 1000+425.998j | 0 | 0 | 0+0j | 0 | 0 | 0+0j | 0 | 0 | 0 | 0 | 0 | 0 | 0 | 0 | 0 | 0 | 0 | 0 | 0 | 0 | 0 | 0 | 0 | 0 | 1 | 0 | 0 | 1 | 0 | 0 | 0 | 0 | 0 | 0 | 0 | OPEN | node_1398858_791_15310097_266 | AN | 8101501
load_220339656 |  | 0 | C | 0 | 0 | 0 | 0 | 0 | 0 | 0 | 0 | 0 | 0 | 0 | 0+0j | 0 | 0 | 0+0j | 0 | 0 | 0+0j | 0 | 0 | 0+0j | 0 | 0 | 0+0j | 0 | 0 | 0+0j | 4000 | 1703.993 | 4000+1703.993j | 0 | 0 | 0+0j | 0 | 0 | 0+0j | 0 | 0 | 0 | 0 | 0 | 0 | 0 | 0 | 0 | 0 | 0 | 0 | 0 | 0 | 0 | 0 | 0 | 0 | 1 | 0 | 0 | 1 | 0 | 0 | 0 | 0 | 0 | 0 | 0 | OPEN | node_1398733_735_15309799_045 | AN | 8101501
load_220339657 |  | 0 | R | 0 | 0 | 0 | 0 | 0 | 0 | 0 | 0 | 0 | 0 | 0 | 0+0j | 0 | 0 | 0+0j | 0 | 0 | 0+0j | 0 | 0 | 0+0j | 0 | 0 | 0+0j | 0 | 0 | 0+0j | 1425.6 | 607.303 | 1425.6+607.303j | 0 | 0 | 0+0j | 0 | 0 | 0+0j | 0 | 0 | 0 | 0 | 0 | 0 | 0 | 0 | 0 | 0 | 0 | 0 | 0 | 0 | 0 | 0 | 0 | 0 | 1 | 0 | 0 | 1 | 0 | 0 | 0 | 0 | 0 | 0 | 0 | OPEN | node_1398754_707_15309806_777 | AN | 8101501
load_220339658 |  | 0 | C | 0 | 0 | 0 | 0 | 0 | 0 | 0 | 0 | 0 | 0 | 0 | 0+0j | 0 | 0 | 0+0j | 0 | 0 | 0+0j | 0 | 0 | 0+0j | 0 | 0 | 0+0j | 0 | 0 | 0+0j | 0 | 0 | 0+0j | 0 | 0 | 0+0j | 0 | 0 | 0+0j | 0 | 0 | 0 | 0 | 0 | 0 | 0 | 0 | 0 | 0 | 0 | 0 | 0 | 0 | 0 | 0 | 0 | 0 | 1 | 0 | 0 | 1 | 0 | 0 | 0 | 0 | 0 | 0 | 0 | OPEN | node_1398440_612_15309070_421 | AN | 8101501
load_220431718 |  | 0 | C | 0 | 0 | 0 | 0 | 0 | 0 | 0 | 0 | 0 | 0 | 0 | 0+0j | 0 | 0 | 0+0j | 0 | 0 | 0+0j | 0 | 0 | 0+0j | 0 | 0 | 0+0j | 0 | 0 | 0+0j | 8000 | 3407.986 | 8000+3407.986j | 0 | 0 | 0+0j | 0 | 0 | 0+0j | 0 | 0 | 0 | 0 | 0 | 0 | 0 | 0 | 0 | 0 | 0 | 0 | 0 | 0 | 0 | 0 | 0 | 0 | 1 | 0 | 0 | 1 | 0 | 0 | 0 | 0 | 0 | 0 | 0 | OPEN | node_1400534_525_15311482_254 | AN | 8101501
load_220431719 |  | 0 | C | 0 | 0 | 0 | 0 | 0 | 0 | 0 | 0 | 0 | 0 | 0 | 0+0j | 0 | 0 | 0+0j | 0 | 0 | 0+0j | 0 | 0 | 0+0j | 0 | 0 | 0+0j | 0 | 0 | 0+0j | 0 | 0 | 0+0j | 8000 | 3407.986 | 8000+3407.986j | 0 | 0 | 0+0j | 0 | 0 | 0 | 0 | 0 | 0 | 0 | 0 | 0 | 0 | 0 | 0 | 0 | 0 | 0 | 0 | 0 | 0 | 1 | 0 | 0 | 1 | 0 | 0 | 0 | 0 | 0 | 0 | 0 | OPEN | node_1400534_188_15311508_875 | BN | 8101501
load_220431720 |  | 0 | C | 0 | 0 | 0 | 0 | 0 | 0 | 0 | 0 | 0 | 0 | 0 | 0+0j | 0 | 0 | 0+0j | 0 | 0 | 0+0j | 0 | 0 | 0+0j | 0 | 0 | 0+0j | 0 | 0 | 0+0j | 0 | 0 | 0+0j | 0 | 0 | 0+0j | 8000 | 3407.986 | 8000+3407.986j | 0 | 0 | 0 | 0 | 0 | 0 | 0 | 0 | 0 | 0 | 0 | 0 | 0 | 0 | 0 | 0 | 0 | 0 | 1 | 0 | 0 | 1 | 0 | 0 | 0 | 0 | 0 | 0 | 0 | OPEN | node_1400529_723_15311456_381 | CN | 8101501
load_220434139 |  | 0 | R | 0 | 0 | 0 | 0 | 0 | 0 | 0 | 0 | 0 | 0 | 0 | 0+0j | 0 | 0 | 0+0j | 0 | 0 | 0+0j | 0 | 0 | 0+0j | 0 | 0 | 0+0j | 0 | 0 | 0+0j | 104191.2 | 44385.265 | 104191.2+44385.265j | 0 | 0 | 0+0j | 0 | 0 | 0+0j | 0 | 0 | 0 | 0 | 0 | 0 | 0 | 0 | 0 | 0 | 0 | 0 | 0 | 0 | 0 | 0 | 0 | 0 | 1 | 0 | 0 | 1 | 0 | 0 | 0 | 0 | 0 | 0 | 0 | OPEN | node_1403264_535_15316525_775 | AN | 8101501
load_220434263 |  | 0 | R | 0 | 0 | 0 | 0 | 0 | 0 | 0 | 0 | 0 | 0 | 0 | 0+0j | 0 | 0 | 0+0j | 0 | 0 | 0+0j | 0 | 0 | 0+0j | 0 | 0 | 0+0j | 0 | 0 | 0+0j | 18928.8 | 8063.635 | 18928.8+8063.635j | 0 | 0 | 0+0j | 0 | 0 | 0+0j | 0 | 0 | 0 | 0 | 0 | 0 | 0 | 0 | 0 | 0 | 0 | 0 | 0 | 0 | 0 | 0 | 0 | 0 | 1 | 0 | 0 | 1 | 0 | 0 | 0 | 0 | 0 | 0 | 0 | OPEN | node_1401456_615_15313836_648 | AN | 8101501
load_220474654 |  | 0 | R | 0 | 0 | 0 | 0 | 0 | 0 | 0 | 0 | 0 | 0 | 0 | 0+0j | 0 | 0 | 0+0j | 0 | 0 | 0+0j | 0 | 0 | 0+0j | 0 | 0 | 0+0j | 0 | 0 | 0+0j | 60789.6 | 25896.261 | 60789.6+25896.261j | 0 | 0 | 0+0j | 0 | 0 | 0+0j | 0 | 0 | 0 | 0 | 0 | 0 | 0 | 0 | 0 | 0 | 0 | 0 | 0 | 0 | 0 | 0 | 0 | 0 | 1 | 0 | 0 | 1 | 0 | 0 | 0 | 0 | 0 | 0 | 0 | OPEN | node_1400828_562_15313670_922 | AN | 8101501
load_220489302 |  | 0 | C | 0 | 0 | 0 | 0 | 0 | 0 | 0 | 0 | 0 | 0 | 0 | 0+0j | 0 | 0 | 0+0j | 0 | 0 | 0+0j | 0 | 0 | 0+0j | 0 | 0 | 0+0j | 0 | 0 | 0+0j | 2000 | 851.996 | 2000+851.996j | 0 | 0 | 0+0j | 0 | 0 | 0+0j | 0 | 0 | 0 | 0 | 0 | 0 | 0 | 0 | 0 | 0 | 0 | 0 | 0 | 0 | 0 | 0 | 0 | 0 | 1 | 0 | 0 | 1 | 0 | 0 | 0 | 0 | 0 | 0 | 0 | OPEN | node_1397883_321_15307333_466 | AN | 8101501
load_220489303 |  | 0 | R | 0 | 0 | 0 | 0 | 0 | 0 | 0 | 0 | 0 | 0 | 0 | 0+0j | 0 | 0 | 0+0j | 0 | 0 | 0+0j | 0 | 0 | 0+0j | 0 | 0 | 0+0j | 0 | 0 | 0+0j | 16232.4 | 6914.973 | 16232.4+6914.973j | 0 | 0 | 0+0j | 0 | 0 | 0+0j | 0 | 0 | 0 | 0 | 0 | 0 | 0 | 0 | 0 | 0 | 0 | 0 | 0 | 0 | 0 | 0 | 0 | 0 | 1 | 0 | 0 | 1 | 0 | 0 | 0 | 0 | 0 | 0 | 0 | OPEN | node_1397889_8_15307315_916 | AN | 8101501
load_220499347 |  | 0 | R | 0 | 0 | 0 | 0 | 0 | 0 | 0 | 0 | 0 | 0 | 0 | 0+0j | 0 | 0 | 0+0j | 0 | 0 | 0+0j | 0 | 0 | 0+0j | 0 | 0 | 0+0j | 0 | 0 | 0+0j | 93938.4 | 40017.591 | 93938.4+40017.591j | 0 | 0 | 0+0j | 0 | 0 | 0+0j | 0 | 0 | 0 | 0 | 0 | 0 | 0 | 0 | 0 | 0 | 0 | 0 | 0 | 0 | 0 | 0 | 0 | 0 | 1 | 0 | 0 | 1 | 0 | 0 | 0 | 0 | 0 | 0 | 0 | OPEN | node_1400489_297_15310320_801 | AN | 8101501
load_220502936 |  | 0 | C | 0 | 0 | 0 | 0 | 0 | 0 | 0 | 0 | 0 | 0 | 0 | 0+0j | 0 | 0 | 0+0j | 0 | 0 | 0+0j | 0 | 0 | 0+0j | 0 | 0 | 0+0j | 0 | 0 | 0+0j | 3500 | 1490.994 | 3500+1490.994j | 0 | 0 | 0+0j | 0 | 0 | 0+0j | 0 | 0 | 0 | 0 | 0 | 0 | 0 | 0 | 0 | 0 | 0 | 0 | 0 | 0 | 0 | 0 | 0 | 0 | 1 | 0 | 0 | 1 | 0 | 0 | 0 | 0 | 0 | 0 | 0 | OPEN | node_1401642_124_15315117_451 | AN | 8101501
load_220513592 |  | 0 | R | 0 | 0 | 0 | 0 | 0 | 0 | 0 | 0 | 0 | 0 | 0 | 0+0j | 0 | 0 | 0+0j | 0 | 0 | 0+0j | 0 | 0 | 0+0j | 0 | 0 | 0+0j | 0 | 0 | 0+0j | 55792.8 | 23767.633 | 55792.8+23767.633j | 0 | 0 | 0+0j | 0 | 0 | 0+0j | 0 | 0 | 0 | 0 | 0 | 0 | 0 | 0 | 0 | 0 | 0 | 0 | 0 | 0 | 0 | 0 | 0 | 0 | 1 | 0 | 0 | 1 | 0 | 0 | 0 | 0 | 0 | 0 | 0 | OPEN | node_1401208_591_15313785_778 | AN | 8101501
load_220533082 |  | 0 | R | 0 | 0 | 0 | 0 | 0 | 0 | 0 | 0 | 0 | 0 | 0 | 0+0j | 0 | 0 | 0+0j | 0 | 0 | 0+0j | 0 | 0 | 0+0j | 0 | 0 | 0+0j | 0 | 0 | 0+0j | 127044 | 54120.517 | 127044+54120.517j | 0 | 0 | 0+0j | 0 | 0 | 0+0j | 0 | 0 | 0 | 0 | 0 | 0 | 0 | 0 | 0 | 0 | 0 | 0 | 0 | 0 | 0 | 0 | 0 | 0 | 1 | 0 | 0 | 1 | 0 | 0 | 0 | 0 | 0 | 0 | 0 | OPEN | node_1400299_623_15310788_667 | AN | 8101501
load_220533234 |  | 0 | R | 0 | 0 | 0 | 0 | 0 | 0 | 0 | 0 | 0 | 0 | 0 | 0+0j | 0 | 0 | 0+0j | 0 | 0 | 0+0j | 0 | 0 | 0+0j | 0 | 0 | 0+0j | 0 | 0 | 0+0j | 8172 | 3481.257 | 8172+3481.257j | 0 | 0 | 0+0j | 0 | 0 | 0+0j | 0 | 0 | 0 | 0 | 0 | 0 | 0 | 0 | 0 | 0 | 0 | 0 | 0 | 0 | 0 | 0 | 0 | 0 | 1 | 0 | 0 | 1 | 0 | 0 | 0 | 0 | 0 | 0 | 0 | OPEN | node_1401580_426_15312982_433 | AN | 8101501
load_220534327 |  | 0 | C | 0 | 0 | 0 | 0 | 0 | 0 | 0 | 0 | 0 | 0 | 0 | 0+0j | 0 | 0 | 0+0j | 0 | 0 | 0+0j | 0 | 0 | 0+0j | 0 | 0 | 0+0j | 0 | 0 | 0+0j | 0 | 0 | 0+0j | 0 | 0 | 0+0j | 0 | 0 | 0+0j | 0 | 0 | 0 | 0 | 0 | 0 | 0 | 0 | 0 | 0 | 0 | 0 | 0 | 0 | 0 | 0 | 0 | 0 | 1 | 0 | 0 | 1 | 0 | 0 | 0 | 0 | 0 | 0 | 0 | OPEN | node_1401018_156_15314573_855 | AN | 8101501
load_220535470 |  | 0 | C | 0 | 0 | 0 | 0 | 0 | 0 | 0 | 0 | 0 | 0 | 0 | 0+0j | 0 | 0 | 0+0j | 0 | 0 | 0+0j | 0 | 0 | 0+0j | 0 | 0 | 0+0j | 0 | 0 | 0+0j | 19000 | 8093.966 | 19000+8093.966j | 0 | 0 | 0+0j | 0 | 0 | 0+0j | 0 | 0 | 0 | 0 | 0 | 0 | 0 | 0 | 0 | 0 | 0 | 0 | 0 | 0 | 0 | 0 | 0 | 0 | 1 | 0 | 0 | 1 | 0 | 0 | 0 | 0 | 0 | 0 | 0 | OPEN | node_1399392_122_15312562_531 | AN | 8101501
load_220583104 |  | 0 | C | 0 | 0 | 0 | 0 | 0 | 0 | 0 | 0 | 0 | 0 | 0 | 0+0j | 0 | 0 | 0+0j | 0 | 0 | 0+0j | 0 | 0 | 0+0j | 0 | 0 | 0+0j | 0 | 0 | 0+0j | 2000 | 851.996 | 2000+851.996j | 0 | 0 | 0+0j | 0 | 0 | 0+0j | 0 | 0 | 0 | 0 | 0 | 0 | 0 | 0 | 0 | 0 | 0 | 0 | 0 | 0 | 0 | 0 | 0 | 0 | 1 | 0 | 0 | 1 | 0 | 0 | 0 | 0 | 0 | 0 | 0 | OPEN | node_1400470_313_15314406_6 | AN | 8101501
load_220614322 |  | 0 | R | 0 | 0 | 0 | 0 | 0 | 0 | 0 | 0 | 0 | 0 | 0 | 0+0j | 0 | 0 | 0+0j | 0 | 0 | 0+0j | 0 | 0 | 0+0j | 0 | 0 | 0+0j | 0 | 0 | 0+0j | 5076 | 2162.367 | 5076+2162.367j | 0 | 0 | 0+0j | 0 | 0 | 0+0j | 0 | 0 | 0 | 0 | 0 | 0 | 0 | 0 | 0 | 0 | 0 | 0 | 0 | 0 | 0 | 0 | 0 | 0 | 1 | 0 | 0 | 1 | 0 | 0 | 0 | 0 | 0 | 0 | 0 | OPEN | node_1400171_722_15313012_501 | AN | 8101501
load_220616442 |  | 0 | C | 0 | 0 | 0 | 0 | 0 | 0 | 0 | 0 | 0 | 0 | 0 | 0+0j | 0 | 0 | 0+0j | 0 | 0 | 0+0j | 0 | 0 | 0+0j | 0 | 0 | 0+0j | 0 | 0 | 0+0j | 36666.667 | 15619.935 | 36666.667+15619.935j | 36666.667 | 15619.935 | 36666.667+15619.935j | 36666.667 | 15619.935 | 36666.667+15619.935j | 0 | 0 | 0 | 0 | 0 | 0 | 0 | 0 | 0 | 0 | 0 | 0 | 0 | 0 | 0 | 0 | 0 | 0 | 1 | 0 | 0 | 1 | 0 | 0 | 0 | 0 | 0 | 0 | 0 | OPEN | node_1401108_132_15311868_868 | ABCN | 8101501
load_220616457 |  | 0 | R | 0 | 0 | 0 | 0 | 0 | 0 | 0 | 0 | 0 | 0 | 0 | 0+0j | 0 | 0 | 0+0j | 0 | 0 | 0+0j | 0 | 0 | 0+0j | 0 | 0 | 0+0j | 0 | 0 | 0+0j | 55980 | 23847.38 | 55980+23847.38j | 0 | 0 | 0+0j | 0 | 0 | 0+0j | 0 | 0 | 0 | 0 | 0 | 0 | 0 | 0 | 0 | 0 | 0 | 0 | 0 | 0 | 0 | 0 | 0 | 0 | 1 | 0 | 0 | 1 | 0 | 0 | 0 | 0 | 0 | 0 | 0 | OPEN | node_1402271_529_15314834_506 | AN | 8101501
load_220623190 |  | 0 | C | 0 | 0 | 0 | 0 | 0 | 0 | 0 | 0 | 0 | 0 | 0 | 0+0j | 0 | 0 | 0+0j | 0 | 0 | 0+0j | 0 | 0 | 0+0j | 0 | 0 | 0+0j | 0 | 0 | 0+0j | 4000 | 1703.993 | 4000+1703.993j | 0 | 0 | 0+0j | 0 | 0 | 0+0j | 0 | 0 | 0 | 0 | 0 | 0 | 0 | 0 | 0 | 0 | 0 | 0 | 0 | 0 | 0 | 0 | 0 | 0 | 1 | 0 | 0 | 1 | 0 | 0 | 0 | 0 | 0 | 0 | 0 | OPEN | node_1399312_148_15311543_075 | AN | 8101501
load_220624809 |  | 0 | R | 0 | 0 | 0 | 0 | 0 | 0 | 0 | 0 | 0 | 0 | 0 | 0+0j | 0 | 0 | 0+0j | 0 | 0 | 0+0j | 0 | 0 | 0+0j | 0 | 0 | 0+0j | 0 | 0 | 0+0j | 82368 | 35088.621 | 82368+35088.621j | 0 | 0 | 0+0j | 0 | 0 | 0+0j | 0 | 0 | 0 | 0 | 0 | 0 | 0 | 0 | 0 | 0 | 0 | 0 | 0 | 0 | 0 | 0 | 0 | 0 | 1 | 0 | 0 | 1 | 0 | 0 | 0 | 0 | 0 | 0 | 0 | OPEN | node_1400749_428_15312500_589 | AN | 8101501
load_220638095 |  | 0 | R | 0 | 0 | 0 | 0 | 0 | 0 | 0 | 0 | 0 | 0 | 0 | 0+0j | 0 | 0 | 0+0j | 0 | 0 | 0+0j | 0 | 0 | 0+0j | 0 | 0 | 0+0j | 0 | 0 | 0+0j | 65268 | 27804.052 | 65268+27804.052j | 0 | 0 | 0+0j | 0 | 0 | 0+0j | 0 | 0 | 0 | 0 | 0 | 0 | 0 | 0 | 0 | 0 | 0 | 0 | 0 | 0 | 0 | 0 | 0 | 0 | 1 | 0 | 0 | 1 | 0 | 0 | 0 | 0 | 0 | 0 | 0 | OPEN | node_1399944_131_15309270_888 | AN | 8101501
load_310008262 |  | 0 | C | 0 | 0 | 0 | 0 | 0 | 0 | 0 | 0 | 0 | 0 | 0 | 0+0j | 0 | 0 | 0+0j | 0 | 0 | 0+0j | 0 | 0 | 0+0j | 0 | 0 | 0+0j | 0 | 0 | 0+0j | 0 | 0 | 0+0j | 3333.333 | 1419.994 | 3333.333+1419.994j | 0 | 0 | 0+0j | 0 | 0 | 0 | 0 | 0 | 0 | 0 | 0 | 0 | 0 | 0 | 0 | 0 | 0 | 0 | 0 | 0 | 0 | 1 | 0 | 0 | 1 | 0 | 0 | 0 | 0 | 0 | 0 | 0 | OPEN | node_1400480_751_15309413_546 | BN | 8101501
load_310008263 |  | 0 | C | 0 | 0 | 0 | 0 | 0 | 0 | 0 | 0 | 0 | 0 | 0 | 0+0j | 0 | 0 | 0+0j | 0 | 0 | 0+0j | 0 | 0 | 0+0j | 0 | 0 | 0+0j | 0 | 0 | 0+0j | 0 | 0 | 0+0j | 0 | 0 | 0+0j | 3333.333 | 1419.994 | 3333.333+1419.994j | 0 | 0 | 0 | 0 | 0 | 0 | 0 | 0 | 0 | 0 | 0 | 0 | 0 | 0 | 0 | 0 | 0 | 0 | 1 | 0 | 0 | 1 | 0 | 0 | 0 | 0 | 0 | 0 | 0 | OPEN | node_1400445_629_15309436_931 | CN | 8101501
load_310038381 |  | 0 | R | 0 | 0 | 0 | 0 | 0 | 0 | 0 | 0 | 0 | 0 | 0 | 0+0j | 0 | 0 | 0+0j | 0 | 0 | 0+0j | 0 | 0 | 0+0j | 0 | 0 | 0+0j | 0 | 0 | 0+0j | 15372 | 6548.445 | 15372+6548.445j | 0 | 0 | 0+0j | 0 | 0 | 0+0j | 0 | 0 | 0 | 0 | 0 | 0 | 0 | 0 | 0 | 0 | 0 | 0 | 0 | 0 | 0 | 0 | 0 | 0 | 1 | 0 | 0 | 1 | 0 | 0 | 0 | 0 | 0 | 0 | 0 | OPEN | node_1401321_61_15314088_152 | AN | 8101501
load_310045608 |  | 0 | C | 0 | 0 | 0 | 0 | 0 | 0 | 0 | 0 | 0 | 0 | 0 | 0+0j | 0 | 0 | 0+0j | 0 | 0 | 0+0j | 0 | 0 | 0+0j | 0 | 0 | 0+0j | 0 | 0 | 0+0j | 0 | 0 | 0+0j | 0 | 0 | 0+0j | 7000 | 2981.988 | 7000+2981.988j | 0 | 0 | 0 | 0 | 0 | 0 | 0 | 0 | 0 | 0 | 0 | 0 | 0 | 0 | 0 | 0 | 0 | 0 | 1 | 0 | 0 | 1 | 0 | 0 | 0 | 0 | 0 | 0 | 0 | OPEN | node_1399379_234_15311226_918 | CN | 8101501
load_310060707 |  | 0 | C | 0 | 0 | 0 | 0 | 0 | 0 | 0 | 0 | 0 | 0 | 0 | 0+0j | 0 | 0 | 0+0j | 0 | 0 | 0+0j | 0 | 0 | 0+0j | 0 | 0 | 0+0j | 0 | 0 | 0+0j | 3333.333 | 1419.994 | 3333.333+1419.994j | 0 | 0 | 0+0j | 0 | 0 | 0+0j | 0 | 0 | 0 | 0 | 0 | 0 | 0 | 0 | 0 | 0 | 0 | 0 | 0 | 0 | 0 | 0 | 0 | 0 | 1 | 0 | 0 | 1 | 0 | 0 | 0 | 0 | 0 | 0 | 0 | OPEN | node_1400462_03_15309422_122 | AN | 8101501
load_310061612 |  | 0 | C | 0 | 0 | 0 | 0 | 0 | 0 | 0 | 0 | 0 | 0 | 0 | 0+0j | 0 | 0 | 0+0j | 0 | 0 | 0+0j | 0 | 0 | 0+0j | 0 | 0 | 0+0j | 0 | 0 | 0+0j | 2815.2 | 1199.27 | 2815.2+1199.27j | 0 | 0 | 0+0j | 0 | 0 | 0+0j | 0 | 0 | 0 | 0 | 0 | 0 | 0 | 0 | 0 | 0 | 0 | 0 | 0 | 0 | 0 | 0 | 0 | 0 | 1 | 0 | 0 | 1 | 0 | 0 | 0 | 0 | 0 | 0 | 0 | OPEN | node_1397608_863_15307618_867 | AN | 8101501
load_310065117 |  | 0 | R | 0 | 0 | 0 | 0 | 0 | 0 | 0 | 0 | 0 | 0 | 0 | 0+0j | 0 | 0 | 0+0j | 0 | 0 | 0+0j | 0 | 0 | 0+0j | 0 | 0 | 0+0j | 0 | 0 | 0+0j | 56750.4 | 24175.569 | 56750.4+24175.569j | 0 | 0 | 0+0j | 0 | 0 | 0+0j | 0 | 0 | 0 | 0 | 0 | 0 | 0 | 0 | 0 | 0 | 0 | 0 | 0 | 0 | 0 | 0 | 0 | 0 | 1 | 0 | 0 | 1 | 0 | 0 | 0 | 0 | 0 | 0 | 0 | OPEN | node_1401796_658_15312666_959 | AN | 8101501
load_311903842 |  | 0 | R | 0 | 0 | 0 | 0 | 0 | 0 | 0 | 0 | 0 | 0 | 0 | 0+0j | 0 | 0 | 0+0j | 0 | 0 | 0+0j | 0 | 0 | 0+0j | 0 | 0 | 0+0j | 0 | 0 | 0+0j | 10540.8 | 4490.362 | 10540.8+4490.362j | 0 | 0 | 0+0j | 0 | 0 | 0+0j | 0 | 0 | 0 | 0 | 0 | 0 | 0 | 0 | 0 | 0 | 0 | 0 | 0 | 0 | 0 | 0 | 0 | 0 | 1 | 0 | 0 | 1 | 0 | 0 | 0 | 0 | 0 | 0 | 0 | OPEN | node_1401017_049_15312328_333 | AN | 8101501
load_311977016 |  | 0 | C | 0 | 0 | 0 | 0 | 0 | 0 | 0 | 0 | 0 | 0 | 0 | 0+0j | 0 | 0 | 0+0j | 0 | 0 | 0+0j | 0 | 0 | 0+0j | 0 | 0 | 0+0j | 0 | 0 | 0+0j | 23000 | 9797.959 | 23000+9797.959j | 23000 | 9797.959 | 23000+9797.959j | 23000 | 9797.959 | 23000+9797.959j | 0 | 0 | 0 | 0 | 0 | 0 | 0 | 0 | 0 | 0 | 0 | 0 | 0 | 0 | 0 | 0 | 0 | 0 | 1 | 0 | 0 | 1 | 0 | 0 | 0 | 0 | 0 | 0 | 0 | OPEN | node_1398484_73_15310205_014 | ABCN | 8101501
load_311985968 |  | 0 | C | 0 | 0 | 0 | 0 | 0 | 0 | 0 | 0 | 0 | 0 | 0 | 0+0j | 0 | 0 | 0+0j | 0 | 0 | 0+0j | 0 | 0 | 0+0j | 0 | 0 | 0+0j | 0 | 0 | 0+0j | 5000 | 2129.991 | 5000+2129.991j | 0 | 0 | 0+0j | 0 | 0 | 0+0j | 0 | 0 | 0 | 0 | 0 | 0 | 0 | 0 | 0 | 0 | 0 | 0 | 0 | 0 | 0 | 0 | 0 | 0 | 1 | 0 | 0 | 1 | 0 | 0 | 0 | 0 | 0 | 0 | 0 | OPEN | node_1399509_216_15312807_335 | AN | 8101501
load_312002285 |  | 0 | C | 0 | 0 | 0 | 0 | 0 | 0 | 0 | 0 | 0 | 0 | 0 | 0+0j | 0 | 0 | 0+0j | 0 | 0 | 0+0j | 0 | 0 | 0+0j | 0 | 0 | 0+0j | 0 | 0 | 0+0j | 0 | 0 | 0+0j | 0 | 0 | 0+0j | 0 | 0 | 0+0j | 0 | 0 | 0 | 0 | 0 | 0 | 0 | 0 | 0 | 0 | 0 | 0 | 0 | 0 | 0 | 0 | 0 | 0 | 1 | 0 | 0 | 1 | 0 | 0 | 0 | 0 | 0 | 0 | 0 | OPEN | node_1399581_975_15310256_635 | AN | 8101501
load_312046201 |  | 0 | R | 0 | 0 | 0 | 0 | 0 | 0 | 0 | 0 | 0 | 0 | 0 | 0+0j | 0 | 0 | 0+0j | 0 | 0 | 0+0j | 0 | 0 | 0+0j | 0 | 0 | 0+0j | 0 | 0 | 0+0j | 39787.2 | 16949.276 | 39787.2+16949.276j | 0 | 0 | 0+0j | 0 | 0 | 0+0j | 0 | 0 | 0 | 0 | 0 | 0 | 0 | 0 | 0 | 0 | 0 | 0 | 0 | 0 | 0 | 0 | 0 | 0 | 1 | 0 | 0 | 1 | 0 | 0 | 0 | 0 | 0 | 0 | 0 | OPEN |  | AN | 8101501
load_312103530 |  | 0 | U | 0 | 0 | 0 | 0 | 0 | 0 | 0 | 0 | 0 | 0 | 0 | 0+0j | 0 | 0 | 0+0j | 0 | 0 | 0+0j | 0 | 0 | 0+0j | 0 | 0 | 0+0j | 0 | 0 | 0+0j | 0 | 0 | 0+0j | 0 | 0 | 0+0j | 0 | 0 | 0+0j | 0 | 0 | 0 | 0 | 0 | 0 | 0 | 0 | 0 | 0 | 0 | 0 | 0 | 0 | 0 | 0 | 0 | 0 | 1 | 0 | 0 | 1 | 0 | 0 | 0 | 0 | 0 | 0 | 0 | OPEN | node_1399449_371_15308627_502 | AN | 8101501
load_312103530-L1-1 |  | 0 | C | 0 | 0 | 0 | 0 | 0 | 0 | 0 | 0 | 0 | 0 | 0 | 0+0j | 0 | 0 | 0+0j | 0 | 0 | 0+0j | 0 | 0 | 0+0j | 0 | 0 | 0+0j | 0 | 0 | 0+0j | 0 | 0 | 0+0j | 0 | 0 | 0+0j | 0 | 0 | 0+0j | 0 | 0 | 0 | 0 | 0 | 0 | 0 | 0 | 0 | 0 | 0 | 0 | 0 | 0 | 0 | 0 | 0 | 0 | 1 | 0 | 0 | 1 | 0 | 0 | 0 | 0 | 0 | 0 | 0 | OPEN | node_1399449_371_15308627_502 | AN | 8101501
load_312134519 |  | 0 | C | 0 | 0 | 0 | 0 | 0 | 0 | 0 | 0 | 0 | 0 | 0 | 0+0j | 0 | 0 | 0+0j | 0 | 0 | 0+0j | 0 | 0 | 0+0j | 0 | 0 | 0+0j | 0 | 0 | 0+0j | 0 | 0 | 0+0j | 0 | 0 | 0+0j | 0 | 0 | 0+0j | 0 | 0 | 0 | 0 | 0 | 0 | 0 | 0 | 0 | 0 | 0 | 0 | 0 | 0 | 0 | 0 | 0 | 0 | 1 | 0 | 0 | 1 | 0 | 0 | 0 | 0 | 0 | 0 | 0 | OPEN | node_1399302_685_15309799_244 | AN | 8101501

## OverheadLineConductor
Name | Diameter | GeometricMeanRadius | RatingSummerContinuous | RatingSummerEmergency | RatingWinterContinuous | RatingWinterEmergency | Feeder | Comments
oh_cond_1/0_AAAC | 0.398 | 0.012 | 235 | 235 | 310 | 310 | 8101501
oh_cond_1/0_ACSR | 0.398 | 0.012 | 265 | 265 | 330 | 330 | 8101501
oh_cond_2/0_CU | 0.414 | 0.013 | 295 | 295 | 425 | 425 | 8101501
oh_cond_2_ACSR | 0.325 | 0.01 | 195 | 195 | 245 | 245 | 8101501
oh_cond_4/0_AAAC | 0.563 | 0.017 | 365 | 365 | 480 | 480 | 8101501
oh_cond_4/0_AL | 0.522 | 0.016 | 365 | 365 | 480 | 480 | 8101501
oh_cond_4_CU | 0.232 | 0.007 | 140 | 140 | 200 | 200 | 8101501
oh_cond_6_CU | 0.184 | 0.006 | 110 | 110 | 150 | 150 | 8101501
oh_cond_336_5_MCM_AL | 0.666 | 0.021 | 490 | 490 | 644 | 644 | 8101501
oh_cond_477_MCM_AL | 0.792 | 0.025 | 605 | 605 | 810 | 810 | 8101501
oh_cond_WP-4/0-CU | 0.81 | 0.015 | 340 | 340 | 390 | 390 | 8101501

## OverheadLineConfiguration
Name | ConductorA | ConductorB | ConductorC | ConductorN | LineSpacing | Capacitance11 | Capacitance12 | Capacitance13 | Capacitance21 | Capacitance22 | Capacitance23 | Capacitance31 | Capacitance32 | Capacitance33 | Impedance11 | Impedance12 | Impedance13 | Impedance21 | Impedance22 | Impedance23 | Impedance31 | Impedance32 | Impedance33 | Feeder | Comments
bal_1P_1/0AA | oh_cond_1/0_AAAC | oh_cond_1/0_AAAC | oh_cond_1/0_AAAC |  |  | 12.796 | -3.172 | -3.172 | -3.172 | 12.796 | -3.172 | -3.172 | -3.172 | 12.796 | 0.972+1.499j | 0.095+0.781j | 0.095+0.781j | 0.095+0.781j | 0.972+1.499j | 0.095+0.781j | 0.095+0.781j | 0.095+0.781j | 0.972+1.499j | 8101501
bal_1P_1/0AC | oh_cond_1/0_ACSR | oh_cond_1/0_ACSR | oh_cond_1/0_ACSR |  |  | 12.796 | -3.172 | -3.172 | -3.172 | 12.796 | -3.172 | -3.172 | -3.172 | 12.796 | 0.983+1.218j | 0.095+0.781j | 0.095+0.781j | 0.095+0.781j | 0.983+1.218j | 0.095+0.781j | 0.095+0.781j | 0.095+0.781j | 0.983+1.218j | 8101501
bal_1P_2AC | oh_cond_2_ACSR | oh_cond_2_ACSR | oh_cond_2_ACSR |  |  | 12.393 | -3.017 | -3.017 | -3.017 | 12.393 | -3.017 | -3.017 | -3.017 | 12.393 | 1.505+1.527j | 0.095+0.781j | 0.095+0.781j | 0.095+0.781j | 1.505+1.527j | 0.095+0.781j | 0.095+0.781j | 0.095+0.781j | 1.505+1.527j | 8101501
bal_1P_4/0AL | oh_cond_4/0_AL | oh_cond_4/0_AL | oh_cond_4/0_AL |  |  | 13.381 | -3.4 | -3.4 | -3.4 | 13.381 | -3.4 | -3.4 | -3.4 | 13.381 | 0.537+1.466j | 0.095+0.781j | 0.095+0.781j | 0.095+0.781j | 0.537+1.466j | 0.095+0.781j | 0.095+0.781j | 0.095+0.781j | 0.537+1.466j | 8101501
bal_1P_4CU | oh_cond_4_CU | oh_cond_4_CU | oh_cond_4_CU |  |  | 11.78 | -2.785 | -2.785 | -2.785 | 11.78 | -2.785 | -2.785 | -2.785 | 11.78 | 1.483+1.565j | 0.095+0.781j | 0.095+0.781j | 0.095+0.781j | 1.483+1.565j | 0.095+0.781j | 0.095+0.781j | 0.095+0.781j | 1.483+1.565j | 8101501
bal_1P_6CU | oh_cond_6_CU | oh_cond_6_CU | oh_cond_6_CU |  |  | 11.393 | -2.641 | -2.641 | -2.641 | 11.393 | -2.641 | -2.641 | -2.641 | 11.393 | 2.275+1.583j | 0.095+0.781j | 0.095+0.781j | 0.095+0.781j | 2.275+1.583j | 0.095+0.781j | 0.095+0.781j | 0.095+0.781j | 2.275+1.583j | 8101501
bal_3P_1/0AA | oh_cond_1/0_AAAC | oh_cond_1/0_AAAC | oh_cond_1/0_AAAC |  |  | 12.796 | -3.172 | -3.172 | -3.172 | 12.796 | -3.172 | -3.172 | -3.172 | 12.796 | 0.972+1.499j | 0.095+0.781j | 0.095+0.781j | 0.095+0.781j | 0.972+1.499j | 0.095+0.781j | 0.095+0.781j | 0.095+0.781j | 0.972+1.499j | 8101501
bal_3P_1/0AC | oh_cond_1/0_ACSR | oh_cond_1/0_ACSR | oh_cond_1/0_ACSR |  |  | 12.796 | -3.172 | -3.172 | -3.172 | 12.796 | -3.172 | -3.172 | -3.172 | 12.796 | 0.983+1.497j | 0.095+0.781j | 0.095+0.781j | 0.095+0.781j | 0.983+1.497j | 0.095+0.781j | 0.095+0.781j | 0.095+0.781j | 0.983+1.497j | 8101501
bal_3P_2/0CU | oh_cond_2/0_CU | oh_cond_2/0_CU | oh_cond_2/0_CU |  |  | 12.878 | -3.204 | -3.204 | -3.204 | 12.878 | -3.204 | -3.204 | -3.204 | 12.878 | 0.535+1.487j | 0.095+0.781j | 0.095+0.781j | 0.095+0.781j | 0.535+1.487j | 0.095+0.781j | 0.095+0.781j | 0.095+0.781j | 0.535+1.487j | 8101501
bal_3P_2AC | oh_cond_2_ACSR | oh_cond_2_ACSR | oh_cond_2_ACSR |  |  | 12.393 | -3.017 | -3.017 | -3.017 | 12.393 | -3.017 | -3.017 | -3.017 | 12.393 | 1.505+1.527j | 0.095+0.781j | 0.095+0.781j | 0.095+0.781j | 1.505+1.527j | 0.095+0.781j | 0.095+0.781j | 0.095+0.781j | 1.505+1.527j | 8101501
bal_3P_4/0AA | oh_cond_4/0_AAAC | oh_cond_4/0_AAAC | oh_cond_4/0_AAAC |  |  | 13.554 | -3.469 | -3.469 | -3.469 | 13.554 | -3.469 | -3.469 | -3.469 | 13.554 | 0.534+1.457j | 0.095+0.781j | 0.095+0.781j | 0.095+0.781j | 0.534+1.457j | 0.095+0.781j | 0.095+0.781j | 0.095+0.781j | 0.534+1.457j | 8101501
bal_3P_4/0AL | oh_cond_4/0_AL | oh_cond_4/0_AL | oh_cond_4/0_AL |  |  | 13.381 | -3.4 | -3.4 | -3.4 | 13.381 | -3.4 | -3.4 | -3.4 | 13.381 | 0.537+1.466j | 0.095+0.781j | 0.095+0.781j | 0.095+0.781j | 0.537+1.466j | 0.095+0.781j | 0.095+0.781j | 0.095+0.781j | 0.537+1.466j | 8101501
bal_3P_4CU | oh_cond_4_CU | oh_cond_4_CU | oh_cond_4_CU |  |  | 11.78 | -2.785 | -2.785 | -2.785 | 11.78 | -2.785 | -2.785 | -2.785 | 11.78 | 1.483+1.565j | 0.095+0.781j | 0.095+0.781j | 0.095+0.781j | 1.483+1.565j | 0.095+0.781j | 0.095+0.781j | 0.095+0.781j | 1.483+1.565j | 8101501
bal_3P_336AL | oh_cond_336_5_MCM_AL | oh_cond_336_5_MCM_AL | oh_cond_336_5_MCM_AL |  |  | 13.957 | -3.628 | -3.628 | -3.628 | 13.957 | -3.628 | -3.628 | -3.628 | 13.957 | 0.374+1.431j | 0.095+0.781j | 0.095+0.781j | 0.095+0.781j | 0.374+1.431j | 0.095+0.781j | 0.095+0.781j | 0.095+0.781j | 0.374+1.431j | 8101501
bal_3P_477AL | oh_cond_477_MCM_AL | oh_cond_477_MCM_AL | oh_cond_477_MCM_AL |  |  | 14.305 | -3.735 | -3.735 | -3.735 | 14.305 | -3.735 | -3.735 | -3.735 | 14.305 | 0.293+1.41j | 0.095+0.775j | 0.095+0.775j | 0.095+0.775j | 0.293+1.41j | 0.095+0.775j | 0.095+0.775j | 0.095+0.775j | 0.293+1.41j | 8101501
unb_TAPWIRE_OH | oh_cond_WP-4/0-CU | oh_cond_WP-4/0-CU | oh_cond_WP-4/0-CU | oh_cond_WP-4/0-CU |  | 14.911 | -4.341 | -1.953 | -4.341 | 15.781 | -3.724 | -1.953 | -3.724 | 14.818 | 0.365+1.097j | 0.093+0.433j | 0.094+0.34j | 0.093+0.433j | 0.368+1.078j | 0.095+0.401j | 0.094+0.34j | 0.095+0.401j | 0.368+1.077j | 8101501

## Recloser
Name | GroupId | RetryTime | MaximumNumberOfTries | Status | From | To | Length | Phases | Feeder | Comments
recloser_220411239 |  | 0 | 0 | OPEN | node_intto1_220411239 | node_220411239 | 0 | ABCD | 8101501

## RegulatorConfiguration
Name | CurrentTransducerPhase | PowerTransducerPhase | Regulation | Control | Type | CompensatorResistiveSettingA | CompensatorResistiveSettingB | CompensatorResistiveSettingC | CompensatorReactiveSettingA | CompensatorReactiveSettingB | CompensatorReactiveSettingC | BandCenter | BandWidth | CurrentTransducerRatio | PowerTransducerRatio | ConnectType | ControlLevel | DwellTime | TimeDelay | LowerTaps | RaiseTaps | TapPositionA | TapPositionB | TapPositionC | Feeder | Comments

## Sectionalizer
Name | GroupId | OperatingMode | PhaseAState | PhaseBState | PhaseCState | CurrentInAReal | CurrentInAImag | CurrentInA | CurrentInBReal | CurrentInBImag | CurrentInB | CurrentInCReal | CurrentInCImag | CurrentInC | CurrentOutAReal | CurrentOutAImag | CurrentOutA | CurrentOutBReal | CurrentOutBImag | CurrentOutB | CurrentOutCReal | CurrentOutCImag | CurrentOutC | ActivePowerInA | ReactivePowerInA | PowerInA | ActivePowerInB | ReactivePowerInB | PowerInB | ActivePowerInC | ReactivePowerInC | PowerInC | ActivePowerOutA | ReactivePowerOutA | PowerOutA | ActivePowerOutB | ReactivePowerOutB | PowerOutB | ActivePowerOutC | ReactivePowerOutC | PowerOutC | Status | From | To | Length | Phases | Feeder | Comments

## Solar
Name | GroupId | SpillageCost | CapitalCost | FixedOperatingCost | VariableOperatingCost | MaxReactivePower | MaxActivePower | OutputSchedule | PlanningStatus | UnitType | UnitSubtype | ParentNode | Phases | Feeder | Comments
solar_load_220338908 |  | 0 | 0 | 0 | 0.001 | 6253.347470542127 | 14679.281121780517 | OPTIMIZED | INSTALLED | solar_pv |  | node_1397751_676_15306970_626 | AN | 8101501
solar_load_220338912 |  | 0 | 0 | 0 | 0.001 | 11901.465512505118 | 27937.82969879474 | OPTIMIZED | INSTALLED | solar_pv |  | node_1398500_067_15308406_157 | AN | 8101501
solar_load_220338949 |  | 0 | 0 | 0 | 0.001 | 12807.237246920784 | 30064.0629935306 | OPTIMIZED | INSTALLED | solar_pv |  | node_1398530_068_15307918_824 | AN | 8101501
solar_load_220338950 |  | 0 | 0 | 0 | 0.001 | 7993.382626767826 | 18763.887187983615 | OPTIMIZED | INSTALLED | solar_pv |  | node_1398627_095_15307608_617 | AN | 8101501
solar_load_220338951 |  | 0 | 0 | 0 | 0.001 | 20238.91693558449 | 47509.393607433165 | OPTIMIZED | INSTALLED | solar_pv |  | node_1399168_067_15307870_024 | AN | 8101501
solar_load_220338952 |  | 0 | 0 | 0 | 0.001 | 393.81369473791955 | 924.4492585808081 | OPTIMIZED | INSTALLED | solar_pv |  | node_1398438_017_15308203_345 | AN | 8101501
solar_load_220338953 |  | 0 | 0 | 0 | 0.001 | 3064.492527767221 | 7193.674888482763 | OPTIMIZED | INSTALLED | solar_pv |  | node_1399790_285_15308203_68 | AN | 8101501
solar_load_220338954 |  | 0 | 0 | 0 | 0.001 | 21.24510088881048 | 49.871604739227806 | OPTIMIZED | INSTALLED | solar_pv |  | node_1398905_79_15308263_958 | AN | 8101501
solar_load_220338955 |  | 0 | 0 | 0 | 0.001 | 21.24510088881048 | 49.871604739227806 | OPTIMIZED | INSTALLED | solar_pv |  | node_1398919_607_15308265_811 | AN | 8101501
solar_load_220338956 |  | 0 | 0 | 0 | 0.001 | 4372.368942266952 | 10263.819531453762 | OPTIMIZED | INSTALLED | solar_pv |  | node_1399356_292_15308277_445 | AN | 8101501
solar_load_220338957 |  | 0 | 0 | 0 | 0.001 | 4372.368942266952 | 10263.819531453762 | OPTIMIZED | INSTALLED | solar_pv |  | node_1399365_763_15308277_5 | AN | 8101501
solar_load_220338958 |  | 0 | 0 | 0 | 0.001 | 15656.168548173719 | 36751.72355100071 | OPTIMIZED | INSTALLED | solar_pv |  | node_1399532_831_15308637_502 | AN | 8101501
solar_load_220338958-L-1 |  | 0 | 0 | 0 | 0.001 | 0 | 0 | OPTIMIZED | INSTALLED | solar_pv |  | node_1399532_831_15308637_502 | AN | 8101501
solar_load_220338959 |  | 0 | 0 | 0 | 0.001 | 13930.642785245524 | 32701.176141692693 | OPTIMIZED | INSTALLED | solar_pv |  | node_1399050_491_15308628_786 | AN | 8101501
solar_load_220338996 |  | 0 | 0 | 0 | 0.001 | 4688.456254331381 | 11005.8116995252 | OPTIMIZED | INSTALLED | solar_pv |  | node_1398647_745_15308775_56 | AN | 8101501
solar_load_220338997 |  | 0 | 0 | 0 | 0.001 | 2232.8203345259203 | 5241.384020032503 | OPTIMIZED | INSTALLED | solar_pv |  | node_1399527_691_15310165_308 | BN | 8101501
solar_load_220338998 |  | 0 | 0 | 0 | 0.001 | 1799.2222090859336 | 4223.543761790973 | OPTIMIZED | INSTALLED | solar_pv |  | node_1399506_763_15310162_533 | AN | 8101501
solar_load_220338999 |  | 0 | 0 | 0 | 0.001 | 8222.416282115226 | 19301.52741468456 | OPTIMIZED | INSTALLED | solar_pv |  | node_1399806_562_15310647_986 | AN | 8101501
solar_load_220339000 |  | 0 | 0 | 0 | 0.001 | 277.7422650763801 | 651.9800034201489 | OPTIMIZED | INSTALLED | solar_pv |  | node_1400093_878_15311121_652 | AN | 8101501
solar_load_220339001 |  | 0 | 0 | 0 | 0.001 | 2156.6482159567686 | 5062.576071333321 | OPTIMIZED | INSTALLED | solar_pv |  | node_1400458_252_15311739_311 | AN | 8101501
solar_load_220339002 |  | 0 | 0 | 0 | 0.001 | 13052.852535076976 | 30640.627399540208 | OPTIMIZED | INSTALLED | solar_pv |  | node_1400538_284_15311962_997 | AN | 8101501
solar_load_220339003 |  | 0 | 0 | 0 | 0.001 | 1103.714701540268 | 2590.8906852330547 | OPTIMIZED | INSTALLED | solar_pv |  | node_1400672_145_15312286_112 | AN | 8101501
solar_load_220339005 |  | 0 | 0 | 0 | 0.001 | 4767.218925702265 | 11190.701551241362 | OPTIMIZED | INSTALLED | solar_pv |  | node_1400950_406_15312903_059 | AN | 8101501
solar_load_220339006 |  | 0 | 0 | 0 | 0.001 | 577.2479443320176 | 1355.0479921829215 | OPTIMIZED | INSTALLED | solar_pv |  | node_1400975_722_15313177_262 | AN | 8101501
solar_load_220339009 |  | 0 | 0 | 0 | 0.001 | 3892.5378795093957 | 9137.451092709252 | OPTIMIZED | INSTALLED | solar_pv |  | node_1401562_895_15314485_841 | AN | 8101501
solar_load_220339012 |  | 0 | 0 | 0 | 0.001 | 503.7822726054216 | 1182.5922533014725 | OPTIMIZED | INSTALLED | solar_pv |  | node_1401655_546_15315137_149 | AN | 8101501
solar_load_220339013 |  | 0 | 0 | 0 | 0.001 | 2313.1376078846442 | 5429.923013558851 | OPTIMIZED | INSTALLED | solar_pv |  | node_1401953_374_15314993_482 | AN | 8101501
solar_load_220339014 |  | 0 | 0 | 0 | 0.001 | 10096.14045162515 | 23699.95967656377 | OPTIMIZED | INSTALLED | solar_pv |  | node_1402287_924_15315321_849 | AN | 8101501
solar_load_220339015 |  | 0 | 0 | 0 | 0.001 | 5974.568916768353 | 14024.868357153577 | OPTIMIZED | INSTALLED | solar_pv |  | node_1402224_598_15315827_381 | AN | 8101501
solar_load_220339016 |  | 0 | 0 | 0 | 0.001 | 1751.4346697805242 | 4111.366439477805 | OPTIMIZED | INSTALLED | solar_pv |  | node_1402333_318_15315538_532 | AN | 8101501
solar_load_220339017 |  | 0 | 0 | 0 | 0.001 | 2768.096052487263 | 6497.9051833403655 | OPTIMIZED | INSTALLED | solar_pv |  | node_1402143_377_15315323_394 | AN | 8101501
solar_load_220339018 |  | 0 | 0 | 0 | 0.001 | 1336.89384956074 | 3138.2619567611646 | OPTIMIZED | INSTALLED | solar_pv |  | node_1402692_708_15315756_251 | AN | 8101501
solar_load_220339019 |  | 0 | 0 | 0 | 0.001 | 786.591100778446 | 1846.4657559548248 | OPTIMIZED | INSTALLED | solar_pv |  | node_1398990_791_15309365_328 | AN | 8101501
solar_load_220339020 |  | 0 | 0 | 0 | 0.001 | 8732.992378274115 | 20500.067769230554 | OPTIMIZED | INSTALLED | solar_pv |  | node_1398985_092_15309339_778 | BN | 8101501
solar_load_220339021 |  | 0 | 0 | 0 | 0.001 | 786.591100778446 | 1846.4657559548248 | OPTIMIZED | INSTALLED | solar_pv |  | node_1399001_208_15309388_067 | CN | 8101501
solar_load_220339022 |  | 0 | 0 | 0 | 0.001 | 9160.31465556758 | 21503.17630683096 | OPTIMIZED | INSTALLED | solar_pv |  | node_1402761_79_15316170_291 | AN | 8101501
solar_load_220339023 |  | 0 | 0 | 0 | 0.001 | 2518.335271658 | 5911.609732503589 | OPTIMIZED | INSTALLED | solar_pv |  | node_1403160_079_15316272_417 | AN | 8101501
solar_load_220339024 |  | 0 | 0 | 0 | 0.001 | 1226.5225145601137 | 2879.1728882378593 | OPTIMIZED | INSTALLED | solar_pv |  | node_1403285_186_15316247_229 | AN | 8101501
solar_load_220339025 |  | 0 | 0 | 0 | 0.001 | 1226.5225145601137 | 2879.1728882378593 | OPTIMIZED | INSTALLED | solar_pv |  | node_1403302_946_15316259_177 | AN | 8101501
solar_load_220339026 |  | 0 | 0 | 0 | 0.001 | 2289.3012784270995 | 5373.9695058026455 | OPTIMIZED | INSTALLED | solar_pv |  | node_1403447_439_15316338_28 | AN | 8101501
solar_load_220339028 |  | 0 | 0 | 0 | 0.001 | 12072.4636219635 | 28339.235297915355 | OPTIMIZED | INSTALLED | solar_pv |  | node_1402012_965_15314308_634 | AN | 8101501
solar_load_220339029 |  | 0 | 0 | 0 | 0.001 | 1886.160647529142 | 4427.625396360712 | OPTIMIZED | INSTALLED | solar_pv |  | node_1399192_756_15308867_329 | AN | 8101501
solar_load_220339030 |  | 0 | 0 | 0 | 0.001 | 1066.4062811331132 | 2503.3112817885567 | OPTIMIZED | INSTALLED | solar_pv |  | node_1399589_87_15308893_012 | AN | 8101501
solar_load_220339031 |  | 0 | 0 | 0 | 0.001 | 959.5850880768977 | 2252.5567855830195 | OPTIMIZED | INSTALLED | solar_pv |  | node_1400525_311_15309413_775 | AN | 8101501
solar_load_220339032 |  | 0 | 0 | 0 | 0.001 | 959.5850880768977 | 2252.5567855830195 | OPTIMIZED | INSTALLED | solar_pv |  | node_1400544_6_15309420_04 | BN | 8101501
solar_load_220339033 |  | 0 | 0 | 0 | 0.001 | 959.5850880768977 | 2252.5567855830195 | OPTIMIZED | INSTALLED | solar_pv |  | node_1400505_502_15309414_42 | CN | 8101501
solar_load_220339034 |  | 0 | 0 | 0 | 0.001 | 17.61792150618439 | 41.35694051545721 | OPTIMIZED | INSTALLED | solar_pv |  | node_1401358_958_15309597_51 | AN | 8101501
solar_load_220339035 |  | 0 | 0 | 0 | 0.001 | 143.0166252112631 | 335.7210465372409 | OPTIMIZED | INSTALLED | solar_pv |  | node_1401262_168_15309268_453 | AN | 8101501
solar_load_220339036 |  | 0 | 0 | 0 | 0.001 | 2502.789927546601 | 5875.118314401715 | OPTIMIZED | INSTALLED | solar_pv |  | node_1401612_137_15309437_053 | AN | 8101501
solar_load_220339037 |  | 0 | 0 | 0 | 0.001 | 0 | 0 | OPTIMIZED | INSTALLED | solar_pv |  | node_1401734_269_15309427_569 | AN | 8101501
solar_load_220339038 |  | 0 | 0 | 0 | 0.001 | 6216.039050134972 | 14591.70171833602 | OPTIMIZED | INSTALLED | solar_pv |  | node_1399273_095_15309212_138 | AN | 8101501
solar_load_220339039 |  | 0 | 0 | 0 | 0.001 | 6034.677377935661 | 14165.968507147489 | OPTIMIZED | INSTALLED | solar_pv |  | node_1399575_849_15309232_634 | AN | 8101501
solar_load_220339041 |  | 0 | 0 | 0 | 0.001 | 5899.951400187042 | 13849.70955026458 | OPTIMIZED | INSTALLED | solar_pv |  | node_1399644_78_15309592_032 | AN | 8101501
solar_load_220339042 |  | 0 | 0 | 0 | 0.001 | 3552.614575870923 | 8339.505416881604 | OPTIMIZED | INSTALLED | solar_pv |  | node_1399922_335_15309605_243 | AN | 8101501
solar_load_220339043 |  | 0 | 0 | 0 | 0.001 | 15344.226728782362 | 36019.462427756436 | OPTIMIZED | INSTALLED | solar_pv |  | node_1399315_24_15310437_627 | AN | 8101501
solar_load_220339048 |  | 0 | 0 | 0 | 0.001 | 514.0306170725322 | 1206.6495585686337 | OPTIMIZED | INSTALLED | solar_pv |  | node_1402835_515_15310108_661 | AN | 8101501
solar_load_220339051 |  | 0 | 0 | 0 | 0.001 | 214.52493781689466 | 503.5815698058613 | OPTIMIZED | INSTALLED | solar_pv |  | node_1401667_523_15310393_887 | AN | 8101501
solar_load_220339052 |  | 0 | 0 | 0 | 0.001 | 4318.13289634604 | 10136.505028298334 | OPTIMIZED | INSTALLED | solar_pv |  | node_1399860_774_15310217_798 | AN | 8101501
solar_load_220339053 |  | 0 | 0 | 0 | 0.001 | 4318.13289634604 | 10136.505028298334 | OPTIMIZED | INSTALLED | solar_pv |  | node_1399880_263_15310222_786 | BN | 8101501
solar_load_220339054 |  | 0 | 0 | 0 | 0.001 | 4318.13289634604 | 10136.505028298334 | OPTIMIZED | INSTALLED | solar_pv |  | node_1399841_019_15310219_75 | CN | 8101501
solar_load_220339098 |  | 0 | 0 | 0 | 0.001 | 1583.315327750181 | 3716.718510376056 | OPTIMIZED | INSTALLED | solar_pv |  | node_1400822_714_15310344_311 | AN | 8101501
solar_load_220339110 |  | 0 | 0 | 0 | 0.001 | 9720.981304974308 | 22819.30011970521 | OPTIMIZED | INSTALLED | solar_pv |  | node_1400678_629_15311114_273 | AN | 8101501
solar_load_220339111 |  | 0 | 0 | 0 | 0.001 | 7958.1464458719565 | 18681.173306952704 | OPTIMIZED | INSTALLED | solar_pv |  | node_1401025_915_15311134_292 | AN | 8101501
solar_load_220339112 |  | 0 | 0 | 0 | 0.001 | 19765.303942894792 | 46397.6217359294 | OPTIMIZED | INSTALLED | solar_pv |  | node_1401306_07_15312245_206 | AN | 8101501
solar_load_220339113 |  | 0 | 0 | 0 | 0.001 | 3314.253646479985 | 7779.970339319538 | OPTIMIZED | INSTALLED | solar_pv |  | node_1400343_799_15312384_229 | AN | 8101501
solar_load_220339114 |  | 0 | 0 | 0 | 0.001 | 4558.029506248765 | 10699.644309164965 | OPTIMIZED | INSTALLED | solar_pv |  | node_1400224_323_15312661_573 | AN | 8101501
solar_load_220339115 |  | 0 | 0 | 0 | 0.001 | 4558.029506248765 | 10699.644309164965 | OPTIMIZED | INSTALLED | solar_pv |  | node_1400225_837_15312688_136 | BN | 8101501
solar_load_220339116 |  | 0 | 0 | 0 | 0.001 | 4558.029506248765 | 10699.644309164965 | OPTIMIZED | INSTALLED | solar_pv |  | node_1400217_748_15312636_4 | CN | 8101501
solar_load_220339117 |  | 0 | 0 | 0 | 0.001 | 1583.315327750181 | 3716.718510376056 | OPTIMIZED | INSTALLED | solar_pv |  | node_1400011_217_15312249_926 | AN | 8101501
solar_load_220339118 |  | 0 | 0 | 0 | 0.001 | 575.7511204228388 | 1351.5340037731114 | OPTIMIZED | INSTALLED | solar_pv |  | node_1399858_186_15312222_451 | AN | 8101501
solar_load_220339119 |  | 0 | 0 | 0 | 0.001 | 575.7511204228388 | 1351.5340037731114 | OPTIMIZED | INSTALLED | solar_pv |  | node_1399853_25_15312208_775 | BN | 8101501
solar_load_220339120 |  | 0 | 0 | 0 | 0.001 | 575.7511204228388 | 1351.5340037731114 | OPTIMIZED | INSTALLED | solar_pv |  | node_1399863_954_15312239_208 | CN | 8101501
solar_load_220339121 |  | 0 | 0 | 0 | 0.001 | 84.98074143874285 | 199.48641895691122 | OPTIMIZED | INSTALLED | solar_pv |  | node_1399625_184_15311786_758 | AN | 8101501
solar_load_220339122 |  | 0 | 0 | 0 | 0.001 | 8312.578804924435 | 19513.177639675425 | OPTIMIZED | INSTALLED | solar_pv |  | node_1400474_958_15312776_29 | AN | 8101501
solar_load_220339123 |  | 0 | 0 | 0 | 0.001 | 8811.064077885569 | 20683.335780142188 | OPTIMIZED | INSTALLED | solar_pv |  | node_1400709_835_15313161_421 | AN | 8101501
solar_load_220339125 |  | 0 | 0 | 0 | 0.001 | 10425.70053040619 | 24473.5777403235 | OPTIMIZED | INSTALLED | solar_pv |  | node_1400264_133_15312164_614 | AN | 8101501
solar_load_220339368 |  | 0 | 0 | 0 | 0.001 | 14809.468986227965 | 34764.15764505197 | OPTIMIZED | INSTALLED | solar_pv |  | node_1401219_444_15312949_342 | AN | 8101501
solar_load_220339369 |  | 0 | 0 | 0 | 0.001 | 1920.3602018441177 | 4507.906516184836 | OPTIMIZED | INSTALLED | solar_pv |  | node_1401383_444_15313378_878 | AN | 8101501
solar_load_220339370 |  | 0 | 0 | 0 | 0.001 | 7631.695571066595 | 17914.853526813346 | OPTIMIZED | INSTALLED | solar_pv |  | node_1402457_623_15314323_353 | AN | 8101501
solar_load_220339371 |  | 0 | 0 | 0 | 0.001 | 8355.069344585558 | 19612.92084915388 | OPTIMIZED | INSTALLED | solar_pv |  | node_1402432_355_15314718_456 | AN | 8101501
solar_load_220339372 |  | 0 | 0 | 0 | 0.001 | 12.436140135718285 | 29.193134481499207 | OPTIMIZED | INSTALLED | solar_pv |  | node_1402700_074_15314916_284 | AN | 8101501
solar_load_220339374 |  | 0 | 0 | 0 | 0.001 | 4282.2060815742425 | 10052.169306462893 | OPTIMIZED | INSTALLED | solar_pv |  | node_1401366_027_15313934_682 | AN | 8101501
solar_load_220339375 |  | 0 | 0 | 0 | 0.001 | 10668.206952470202 | 25042.843862712736 | OPTIMIZED | INSTALLED | solar_pv |  | node_1402022_091_15313985_974 | AN | 8101501
solar_load_220339376 |  | 0 | 0 | 0 | 0.001 | 7196.427963248449 | 16893.09381996087 | OPTIMIZED | INSTALLED | solar_pv |  | node_1402212_202_15313871_788 | AN | 8101501
solar_load_220339381 |  | 0 | 0 | 0 | 0.001 | 382.4138432995943 | 897.6888853061007 | OPTIMIZED | INSTALLED | solar_pv |  | node_1398690_773_15310136_373 | AN | 8101501
solar_load_220339382 |  | 0 | 0 | 0 | 0.001 | 0 | 0 | OPTIMIZED | INSTALLED | solar_pv |  | node_1398695_855_15310565_237 | AN | 8101501
solar_load_220339383 |  | 0 | 0 | 0 | 0.001 | 0 | 0 | OPTIMIZED | INSTALLED | solar_pv |  | node_1398689_08_15310540_157 | BN | 8101501
solar_load_220339384 |  | 0 | 0 | 0 | 0.001 | 0 | 0 | OPTIMIZED | INSTALLED | solar_pv |  | node_1398707_219_15310587_146 | CN | 8101501
solar_load_220339385 |  | 0 | 0 | 0 | 0.001 | 503.7822726054216 | 1182.5922533014725 | OPTIMIZED | INSTALLED | solar_pv |  | node_1398834_732_15310801_518 | AN | 8101501
solar_load_220339386 |  | 0 | 0 | 0 | 0.001 | 503.7822726054216 | 1182.5922533014725 | OPTIMIZED | INSTALLED | solar_pv |  | node_1398830_063_15310775_602 | AN | 8101501
solar_load_220339387 |  | 0 | 0 | 0 | 0.001 | 527.7720011723943 | 1238.9062827531857 | OPTIMIZED | INSTALLED | solar_pv |  | node_1399072_543_15311203_234 | AN | 8101501
solar_load_220339388 |  | 0 | 0 | 0 | 0.001 | 527.7720011723943 | 1238.9062827531857 | OPTIMIZED | INSTALLED | solar_pv |  | node_1399081_974_15311213_657 | BN | 8101501
solar_load_220339389 |  | 0 | 0 | 0 | 0.001 | 527.7720011723943 | 1238.9062827531857 | OPTIMIZED | INSTALLED | solar_pv |  | node_1399061_729_15311189_849 | CN | 8101501
solar_load_220339390 |  | 0 | 0 | 0 | 0.001 | 287.8753912696689 | 675.7670018865557 | OPTIMIZED | INSTALLED | solar_pv |  | node_1399113_311_15311280_77 | AN | 8101501
solar_load_220339391 |  | 0 | 0 | 0 | 0.001 | 287.8753912696689 | 675.7670018865557 | OPTIMIZED | INSTALLED | solar_pv |  | node_1399128_88_15311298_118 | AN | 8101501
solar_load_220339393 |  | 0 | 0 | 0 | 0.001 | 575.7511204228388 | 1351.5340037731114 | OPTIMIZED | INSTALLED | solar_pv |  | node_1399334_386_15311739_738 | AN | 8101501
solar_load_220339394 |  | 0 | 0 | 0 | 0.001 | 575.7511204228388 | 1351.5340037731114 | OPTIMIZED | INSTALLED | solar_pv |  | node_1399402_146_15311986_034 | AN | 8101501
solar_load_220339395 |  | 0 | 0 | 0 | 0.001 | 575.7511204228388 | 1351.5340037731114 | OPTIMIZED | INSTALLED | solar_pv |  | node_1399406_801_15312008_989 | BN | 8101501
solar_load_220339396 |  | 0 | 0 | 0 | 0.001 | 575.7511204228388 | 1351.5340037731114 | OPTIMIZED | INSTALLED | solar_pv |  | node_1399401_499_15311963_39 | CN | 8101501
solar_load_220339397 |  | 0 | 0 | 0 | 0.001 | 0 | 0 | OPTIMIZED | INSTALLED | solar_pv |  | node_1399469_477_15312131_198 | AN | 8101501
solar_load_220339400 |  | 0 | 0 | 0 | 0.001 | 1103.5227837117322 | 2590.440286526297 | OPTIMIZED | INSTALLED | solar_pv |  | node_1400365_092_15313239_428 | AN | 8101501
solar_load_220339401 |  | 0 | 0 | 0 | 0.001 | 1103.5227837117322 | 2590.440286526297 | OPTIMIZED | INSTALLED | solar_pv |  | node_1400368_415_15313265_705 | BN | 8101501
solar_load_220339402 |  | 0 | 0 | 0 | 0.001 | 1103.5227837117322 | 2590.440286526297 | OPTIMIZED | INSTALLED | solar_pv |  | node_1400356_827_15313215_159 | CN | 8101501
solar_load_220339403 |  | 0 | 0 | 0 | 0.001 | 647.7199682402561 | 1520.47575424475 | OPTIMIZED | INSTALLED | solar_pv |  | node_1400254_793_15313737_084 | AN | 8101501
solar_load_220339404 |  | 0 | 0 | 0 | 0.001 | 647.7199682402561 | 1520.47575424475 | OPTIMIZED | INSTALLED | solar_pv |  | node_1400269_135_15313750_987 | AN | 8101501
solar_load_220339405 |  | 0 | 0 | 0 | 0.001 | 1007.5645452108432 | 2365.184506602945 | OPTIMIZED | INSTALLED | solar_pv |  | node_1400432_353_15313847_432 | AN | 8101501
solar_load_220339406 |  | 0 | 0 | 0 | 0.001 | 1439.3776321153466 | 3378.8350094327784 | OPTIMIZED | INSTALLED | solar_pv |  | node_1400683_403_15314255_051 | AN | 8101501
solar_load_220339407 |  | 0 | 0 | 0 | 0.001 | 1391.3985128649022 | 3266.207288412853 | OPTIMIZED | INSTALLED | solar_pv |  | node_1398296_555_15309323_783 | AN | 8101501
solar_load_220339408 |  | 0 | 0 | 0 | 0.001 | 1391.3985128649022 | 3266.207288412853 | OPTIMIZED | INSTALLED | solar_pv |  | node_1398314_109_15309311_573 | BN | 8101501
solar_load_220339409 |  | 0 | 0 | 0 | 0.001 | 1391.3985128649022 | 3266.207288412853 | OPTIMIZED | INSTALLED | solar_pv |  | node_1398281_98_15309341_702 | CN | 8101501
solar_load_220339410 |  | 0 | 0 | 0 | 0.001 | 1247.4608172300675 | 2928.3237874695747 | OPTIMIZED | INSTALLED | solar_pv |  | node_1399654_201_15309852_391 | AN | 8101501
solar_load_220339411 |  | 0 | 0 | 0 | 0.001 | 1247.4608172300675 | 2928.3237874695747 | OPTIMIZED | INSTALLED | solar_pv |  | node_1399673_445_15309858_911 | BN | 8101501
solar_load_220339412 |  | 0 | 0 | 0 | 0.001 | 377.2320619291281 | 885.5250792721426 | OPTIMIZED | INSTALLED | solar_pv |  | node_1399634_388_15309852_775 | CN | 8101501
solar_load_220339413 |  | 0 | 0 | 0 | 0.001 | 47.67232103158801 | 111.90701551241362 | OPTIMIZED | INSTALLED | solar_pv |  | node_1399836_029_15309995_831 | AN | 8101501
solar_load_220339431 |  | 0 | 0 | 0 | 0.001 | 7213.00959605724 | 16932.017999269538 | OPTIMIZED | INSTALLED | solar_pv |  | node_1402456_15_15316058_455 | AN | 8101501
solar_load_220339433 |  | 0 | 0 | 0 | 0.001 | 1892.3787175970012 | 4442.221963601462 | OPTIMIZED | INSTALLED | solar_pv |  | node_1402480_208_15315051_376 | AN | 8101501
solar_load_220339447 |  | 0 | 0 | 0 | 0.001 | 1871.191056903351 | 4392.485512262612 | OPTIMIZED | INSTALLED | solar_pv |  | node_1399268_948_15310654_84 | AN | 8101501
solar_load_220339448 |  | 0 | 0 | 0 | 0.001 | 575.7511204228388 | 1351.5340037731114 | OPTIMIZED | INSTALLED | solar_pv |  | node_1399464_715_15310615_047 | AN | 8101501
solar_load_220339449 |  | 0 | 0 | 0 | 0.001 | 575.7511204228388 | 1351.5340037731114 | OPTIMIZED | INSTALLED | solar_pv |  | node_1399481_223_15310629_914 | AN | 8101501
solar_load_220339450 |  | 0 | 0 | 0 | 0.001 | 1439.3776321153466 | 3378.8350094327784 | OPTIMIZED | INSTALLED | solar_pv |  | node_1399396_166_15310942_361 | AN | 8101501
solar_load_220339451 |  | 0 | 0 | 0 | 0.001 | 1439.3776321153466 | 3378.8350094327784 | OPTIMIZED | INSTALLED | solar_pv |  | node_1399405_943_15310965_604 | BN | 8101501
solar_load_220339452 |  | 0 | 0 | 0 | 0.001 | 1439.3776321153466 | 3378.8350094327784 | OPTIMIZED | INSTALLED | solar_pv |  | node_1399391_183_15310916_548 | CN | 8101501
solar_load_220339453 |  | 0 | 0 | 0 | 0.001 | 215.9065434522517 | 506.82525141491675 | OPTIMIZED | INSTALLED | solar_pv |  | node_1399769_639_15311203_236 | AN | 8101501
solar_load_220339454 |  | 0 | 0 | 0 | 0.001 | 215.9065434522517 | 506.82525141491675 | OPTIMIZED | INSTALLED | solar_pv |  | node_1399755_63_15311221_95 | AN | 8101501
solar_load_220339455 |  | 0 | 0 | 0 | 0.001 | 1007.5645452108432 | 2365.184506602945 | OPTIMIZED | INSTALLED | solar_pv |  | node_1399371_084_15311202_579 | AN | 8101501
solar_load_220339457 |  | 0 | 0 | 0 | 0.001 | 1007.5645452108432 | 2365.184506602945 | OPTIMIZED | INSTALLED | solar_pv |  | node_1399367_885_15311176_274 | BN | 8101501
solar_load_220339463 |  | 0 | 0 | 0 | 0.001 | 1423.94750627777 | 3342.613898131659 | OPTIMIZED | INSTALLED | solar_pv |  | node_1402871_436_15315548_455 | AN | 8101501
solar_load_220339568 |  | 0 | 0 | 0 | 0.001 | 7473.133939627436 | 17542.64106217423 | OPTIMIZED | INSTALLED | solar_pv |  | node_1401547_436_15313440_001 | AN | 8101501
solar_load_220339569 |  | 0 | 0 | 0 | 0.001 | 10048.468468477062 | 23588.05266105136 | OPTIMIZED | INSTALLED | solar_pv |  | node_1401850_979_15313467_055 | AN | 8101501
solar_load_220339570 |  | 0 | 0 | 0 | 0.001 | 2213.647811031896 | 5196.377937706859 | OPTIMIZED | INSTALLED | solar_pv |  | node_1402007_647_15313473_773 | AN | 8101501
solar_load_220339654 |  | 0 | 0 | 0 | 0.001 | 143.93769563483445 | 337.88350094327785 | OPTIMIZED | INSTALLED | solar_pv |  | node_1398856_887_15310071_001 | AN | 8101501
solar_load_220339655 |  | 0 | 0 | 0 | 0.001 | 143.93769563483445 | 337.88350094327785 | OPTIMIZED | INSTALLED | solar_pv |  | node_1398858_791_15310097_266 | AN | 8101501
solar_load_220339656 |  | 0 | 0 | 0 | 0.001 | 575.7511204228388 | 1351.5340037731114 | OPTIMIZED | INSTALLED | solar_pv |  | node_1398733_735_15309799_045 | AN | 8101501
solar_load_220339657 |  | 0 | 0 | 0 | 0.001 | 205.19766377335546 | 481.68671894473687 | OPTIMIZED | INSTALLED | solar_pv |  | node_1398754_707_15309806_777 | AN | 8101501
solar_load_220339658 |  | 0 | 0 | 0 | 0.001 | 0 | 0 | OPTIMIZED | INSTALLED | solar_pv |  | node_1398440_612_15309070_421 | AN | 8101501
solar_load_220431718 |  | 0 | 0 | 0 | 0.001 | 1151.5022408456775 | 2703.068007546223 | OPTIMIZED | INSTALLED | solar_pv |  | node_1400534_525_15311482_254 | AN | 8101501
solar_load_220431719 |  | 0 | 0 | 0 | 0.001 | 1151.5022408456775 | 2703.068007546223 | OPTIMIZED | INSTALLED | solar_pv |  | node_1400534_188_15311508_875 | BN | 8101501
solar_load_220431720 |  | 0 | 0 | 0 | 0.001 | 1151.5022408456775 | 2703.068007546223 | OPTIMIZED | INSTALLED | solar_pv |  | node_1400529_723_15311456_381 | CN | 8101501
solar_load_220434139 |  | 0 | 0 | 0 | 0.001 | 14997.048728495138 | 35204.487423481245 | OPTIMIZED | INSTALLED | solar_pv |  | node_1403264_535_15316525_775 | AN | 8101501
solar_load_220434263 |  | 0 | 0 | 0 | 0.001 | 2724.5692241287484 | 6395.729212655117 | OPTIMIZED | INSTALLED | solar_pv |  | node_1401456_615_15313836_648 | AN | 8101501
solar_load_220474654 |  | 0 | 0 | 0 | 0.001 | 8749.91932802087 | 20539.802868941482 | OPTIMIZED | INSTALLED | solar_pv |  | node_1400828_562_15313670_922 | AN | 8101501
solar_load_220489302 |  | 0 | 0 | 0 | 0.001 | 287.8753912696689 | 675.7670018865557 | OPTIMIZED | INSTALLED | solar_pv |  | node_1397883_321_15307333_466 | AN | 8101501
solar_load_220489303 |  | 0 | 0 | 0 | 0.001 | 2336.455286168241 | 5484.660140711663 | OPTIMIZED | INSTALLED | solar_pv |  | node_1397889_8_15307315_916 | AN | 8101501
solar_load_220499347 |  | 0 | 0 | 0 | 0.001 | 13521.283746396206 | 31740.23546501001 | OPTIMIZED | INSTALLED | solar_pv |  | node_1400489_297_15310320_801 | AN | 8101501
solar_load_220502936 |  | 0 | 0 | 0 | 0.001 | 503.7822726054216 | 1182.5922533014725 | OPTIMIZED | INSTALLED | solar_pv |  | node_1401642_124_15315117_451 | AN | 8101501
solar_load_220513592 |  | 0 | 0 | 0 | 0.001 | 8030.6910471749825 | 18851.466591428114 | OPTIMIZED | INSTALLED | solar_pv |  | node_1401208_591_15313785_778 | AN | 8101501
solar_load_220533082 |  | 0 | 0 | 0 | 0.001 | 18286.429756820187 | 42926.07149383779 | OPTIMIZED | INSTALLED | solar_pv |  | node_1400299_623_15310788_667 | AN | 8101501
solar_load_220533234 |  | 0 | 0 | 0 | 0.001 | 1176.2593028432925 | 2761.1839697084665 | OPTIMIZED | INSTALLED | solar_pv |  | node_1401580_426_15312982_433 | AN | 8101501
solar_load_220534327 |  | 0 | 0 | 0 | 0.001 | 0 | 0 | OPTIMIZED | INSTALLED | solar_pv |  | node_1401018_156_15314573_855 | AN | 8101501
solar_load_220535470 |  | 0 | 0 | 0 | 0.001 | 2734.817568595859 | 6419.786517922279 | OPTIMIZED | INSTALLED | solar_pv |  | node_1399392_122_15312562_531 | AN | 8101501
solar_load_220583104 |  | 0 | 0 | 0 | 0.001 | 287.8753912696689 | 675.7670018865557 | OPTIMIZED | INSTALLED | solar_pv |  | node_1400470_313_15314406_6 | AN | 8101501
solar_load_220614322 |  | 0 | 0 | 0 | 0.001 | 730.6281322842129 | 1715.0966507880783 | OPTIMIZED | INSTALLED | solar_pv |  | node_1400171_722_15313012_501 | AN | 8101501
solar_load_220616442 |  | 0 | 0 | 0 | 0.001 | 15833.154966919315 | 37167.18544164406 | OPTIMIZED | INSTALLED | solar_pv |  | node_1401108_132_15311868_868 | ABCN | 8101501
solar_load_220616457 |  | 0 | 0 | 0 | 0.001 | 8057.636242724705 | 18914.718382804695 | OPTIMIZED | INSTALLED | solar_pv |  | node_1402271_529_15314834_506 | AN | 8101501
solar_load_220623190 |  | 0 | 0 | 0 | 0.001 | 575.7511204228388 | 1351.5340037731114 | OPTIMIZED | INSTALLED | solar_pv |  | node_1399312_148_15311543_075 | AN | 8101501
solar_load_220624809 |  | 0 | 0 | 0 | 0.001 | 11855.866106751819 | 27830.78820569591 | OPTIMIZED | INSTALLED | solar_pv |  | node_1400749_428_15312500_589 | AN | 8101501
solar_load_220638095 |  | 0 | 0 | 0 | 0.001 | 9394.530430168945 | 22052.980339565856 | OPTIMIZED | INSTALLED | solar_pv |  | node_1399944_131_15309270_888 | AN | 8101501
solar_load_310008262 |  | 0 | 0 | 0 | 0.001 | 479.79254403844885 | 1126.2782238497591 | OPTIMIZED | INSTALLED | solar_pv |  | node_1400480_751_15309413_546 | BN | 8101501
solar_load_310008263 |  | 0 | 0 | 0 | 0.001 | 479.79254403844885 | 1126.2782238497591 | OPTIMIZED | INSTALLED | solar_pv |  | node_1400445_629_15309436_931 | CN | 8101501
solar_load_310038381 |  | 0 | 0 | 0 | 0.001 | 2212.6115223345028 | 5193.945176500067 | OPTIMIZED | INSTALLED | solar_pv |  | node_1401321_61_15314088_152 | AN | 8101501
solar_load_310045608 |  | 0 | 0 | 0 | 0.001 | 1007.5645452108432 | 2365.184506602945 | OPTIMIZED | INSTALLED | solar_pv |  | node_1399379_234_15311226_918 | CN | 8101501
solar_load_310060707 |  | 0 | 0 | 0 | 0.001 | 479.79254403844885 | 1126.2782238497591 | OPTIMIZED | INSTALLED | solar_pv |  | node_1400462_03_15309422_122 | AN | 8101501
solar_load_310061612 |  | 0 | 0 | 0 | 0.001 | 405.2135461762448 | 951.2096318555157 | OPTIMIZED | INSTALLED | solar_pv |  | node_1397608_863_15307618_867 | AN | 8101501
solar_load_310065117 |  | 0 | 0 | 0 | 0.001 | 8168.525891015779 | 19175.023831931394 | OPTIMIZED | INSTALLED | solar_pv |  | node_1401796_658_15312666_959 | AN | 8101501
solar_load_311903842 |  | 0 | 0 | 0 | 0.001 | 1517.219233062659 | 3561.562406742903 | OPTIMIZED | INSTALLED | solar_pv |  | node_1401017_049_15312328_333 | AN | 8101501
solar_load_311977016 |  | 0 | 0 | 0 | 0.001 | 9931.706067056093 | 23313.96156508617 | OPTIMIZED | INSTALLED | solar_pv |  | node_1398484_73_15310205_014 | ABCN | 8101501
solar_load_311985968 |  | 0 | 0 | 0 | 0.001 | 719.6888160576733 | 1689.4175047163892 | OPTIMIZED | INSTALLED | solar_pv |  | node_1399509_216_15312807_335 | AN | 8101501
solar_load_312002285 |  | 0 | 0 | 0 | 0.001 | 0 | 0 | OPTIMIZED | INSTALLED | solar_pv |  | node_1399581_975_15310256_635 | AN | 8101501
solar_load_312046201 |  | 0 | 0 | 0 | 0.001 | 5726.880713333877 | 13443.438428730382 | OPTIMIZED | INSTALLED | solar_pv |  |  | AN | 8101501
solar_load_312103530 |  | 0 | 0 | 0 | 0.001 | 0 | 0 | OPTIMIZED | INSTALLED | solar_pv |  | node_1399449_371_15308627_502 | AN | 8101501
solar_load_312103530-L1-1 |  | 0 | 0 | 0 | 0.001 | 0 | 0 | OPTIMIZED | INSTALLED | solar_pv |  | node_1399449_371_15308627_502 | AN | 8101501
solar_load_312134519 |  | 0 | 0 | 0 | 0.001 | 0 | 0 | OPTIMIZED | INSTALLED | solar_pv |  | node_1399302_685_15309799_244 | AN | 8101501

## Storage
Name | GroupId | InitStateOfCharge | SpinningReserveCharge | SpinningReserveDischarge | NonSpinningReserveCharge | NonSpinningReserveDischarge | RegulationUpCharge | RegulationUpDischarge | RegulationDownCharge | RegulationDownDischarge | ChargeEfficiency | DischargeEfficiency | CommitmentStatus | ConstructionTime | CalendarLife | YearOfInstallation | DepthOfDischarge | ReactivePower | ReactivePowerA | ReactivePowerB | ReactivePowerC | ActivePower | ActivePowerA | ActivePowerB | ActivePowerC | Energy | MaxEnergy | PowerCharge | PowerDischarge | RampUpLimit | RampDownLimit | CapitalCost | FixedOperatingCost | VariableOperatingCost | MaxReactivePower | MaxActivePower | OutputSchedule | PlanningStatus | UnitType | UnitSubtype | ParentNode | Phases | Feeder | Comments

## Switch
Name | GroupId | OperatingMode | PhaseAState | PhaseBState | PhaseCState | CurrentInAReal | CurrentInAImag | CurrentInA | CurrentInBReal | CurrentInBImag | CurrentInB | CurrentInCReal | CurrentInCImag | CurrentInC | CurrentOutAReal | CurrentOutAImag | CurrentOutA | CurrentOutBReal | CurrentOutBImag | CurrentOutB | CurrentOutCReal | CurrentOutCImag | CurrentOutC | ActivePowerInA | ReactivePowerInA | PowerInA | ActivePowerInB | ReactivePowerInB | PowerInB | ActivePowerInC | ReactivePowerInC | PowerInC | ActivePowerOutA | ReactivePowerOutA | PowerOutA | ActivePowerOutB | ReactivePowerOutB | PowerOutB | ActivePowerOutC | ReactivePowerOutC | PowerOutC | Status | From | To | Length | Phases | Feeder | Comments
switch_226T227_NO-220415945 |  | INDIVIDUAL | CLOSED | CLOSED | CLOSED | 0 | 0 | 0+0j | 0 | 0 | 0+0j | 0 | 0 | 0+0j | 0 | 0 | 0+0j | 0 | 0 | 0+0j | 0 | 0 | 0+0j | 0 | 0 | 0+0j | 0 | 0 | 0+0j | 0 | 0 | 0+0j | 0 | 0 | 0+0j | 0 | 0 | 0+0j | 0 | 0 | 0+0j | OPEN | node_intto1_1402668_909_15310312_121 | node_1402668_909_15310312_121 | 0 | ABCD | 8101501
switch_228T741-220415942 |  | INDIVIDUAL | CLOSED | CLOSED | CLOSED | 0 | 0 | 0+0j | 0 | 0 | 0+0j | 0 | 0 | 0+0j | 0 | 0 | 0+0j | 0 | 0 | 0+0j | 0 | 0 | 0+0j | 0 | 0 | 0+0j | 0 | 0 | 0+0j | 0 | 0 | 0+0j | 0 | 0 | 0+0j | 0 | 0 | 0+0j | 0 | 0 | 0+0j | OPEN | node_intto1_1403653_352_15316388_854 | node_1403653_352_15316388_854 | 0 | ABCD | 8101501
switch_22654-220416134 |  | INDIVIDUAL | CLOSED | CLOSED | CLOSED | 0 | 0 | 0+0j | 0 | 0 | 0+0j | 0 | 0 | 0+0j | 0 | 0 | 0+0j | 0 | 0 | 0+0j | 0 | 0 | 0+0j | 0 | 0 | 0+0j | 0 | 0 | 0+0j | 0 | 0 | 0+0j | 0 | 0 | 0+0j | 0 | 0 | 0+0j | 0 | 0 | 0+0j | OPEN | node_intto1_22654-220416134 | node_22654-220416134 | 0 | ABCD | 8101501
switch_220416120 |  | INDIVIDUAL | CLOSED | CLOSED | CLOSED | 0 | 0 | 0+0j | 0 | 0 | 0+0j | 0 | 0 | 0+0j | 0 | 0 | 0+0j | 0 | 0 | 0+0j | 0 | 0 | 0+0j | 0 | 0 | 0+0j | 0 | 0 | 0+0j | 0 | 0 | 0+0j | 0 | 0 | 0+0j | 0 | 0 | 0+0j | 0 | 0 | 0+0j | OPEN | node_intto1_8101501_200833238 | node_8101501_200833238 | 0 | ABCD | 8101501
switch_220416127 |  | INDIVIDUAL | CLOSED | CLOSED | CLOSED | 0 | 0 | 0+0j | 0 | 0 | 0+0j | 0 | 0 | 0+0j | 0 | 0 | 0+0j | 0 | 0 | 0+0j | 0 | 0 | 0+0j | 0 | 0 | 0+0j | 0 | 0 | 0+0j | 0 | 0 | 0+0j | 0 | 0 | 0+0j | 0 | 0 | 0+0j | 0 | 0 | 0+0j | OPEN | node_intto1_8101501_200833252 | node_8101501_200833252 | 0 | ABCD | 8101501
switch_220416131 |  | INDIVIDUAL | CLOSED | CLOSED | CLOSED | 0 | 0 | 0+0j | 0 | 0 | 0+0j | 0 | 0 | 0+0j | 0 | 0 | 0+0j | 0 | 0 | 0+0j | 0 | 0 | 0+0j | 0 | 0 | 0+0j | 0 | 0 | 0+0j | 0 | 0 | 0+0j | 0 | 0 | 0+0j | 0 | 0 | 0+0j | 0 | 0 | 0+0j | OPEN | node_intto1_220416131 | node_220416131 | 0 | ABCD | 8101501
switch_220637340 |  | INDIVIDUAL | CLOSED | CLOSED | CLOSED | 0 | 0 | 0+0j | 0 | 0 | 0+0j | 0 | 0 | 0+0j | 0 | 0 | 0+0j | 0 | 0 | 0+0j | 0 | 0 | 0+0j | 0 | 0 | 0+0j | 0 | 0 | 0+0j | 0 | 0 | 0+0j | 0 | 0 | 0+0j | 0 | 0 | 0+0j | 0 | 0 | 0+0j | OPEN | node_intto1_220637340 | node_220637340 | 0 | ABCD | 8101501
switch_220637341 |  | INDIVIDUAL | CLOSED | CLOSED | CLOSED | 0 | 0 | 0+0j | 0 | 0 | 0+0j | 0 | 0 | 0+0j | 0 | 0 | 0+0j | 0 | 0 | 0+0j | 0 | 0 | 0+0j | 0 | 0 | 0+0j | 0 | 0 | 0+0j | 0 | 0 | 0+0j | 0 | 0 | 0+0j | 0 | 0 | 0+0j | 0 | 0 | 0+0j | OPEN | node_intto1_8101501_200833195 | node_8101501_200833195 | 0 | ABCD | 8101501

## TransformerConfiguration
Name | ConnectType | NoLoadLoss | PowerRating | ReactanceResistanceRatio | FullLoadLoss | PowerARating | PowerBRating | PowerCRating | ShuntResistance | ShuntReactance | ShuntImpedance | Impedance | PrimaryVoltage | SecondaryVoltage | CoreCoilWeight | InstalledInsulationLife | InstallType | CoolantType | CoolingType | Feeder | Comments

## UndergroundLineConductor
Name | OuterDiameter | ConductorGMR | ConductorDiameter | ConductorResistance | NeutralGMR | NeutralDiameter | NeutralResistance | NeutralStrands | InsulationRelativePermittivity | ShieldGMR | ShieldResitance | RatingSummerContinuous | RatingSummerEmergency | RatingWinterContinuous | RatingWinterEmergency | Feeder | Comments
und_cond_1P_DELTACUST | 0 | 0 | 0 | 0 | 0 | 0 | 0 | 0 | 0 | 0 | 0 | 685 | 685 | 685 | 685 | 8101501
und_cond_3P_2ALURD | 0 | 0 | 0 | 0 | 0 | 0 | 0 | 0 | 0 | 0 | 0 | 125 | 125 | 140 | 140 | 8101501
und_cond_3P_DELTACUST | 0 | 0 | 0 | 0 | 0 | 0 | 0 | 0 | 0 | 0 | 0 | 685 | 685 | 685 | 685 | 8101501
und_cond_TAPWIRE_UG | 0 | 0 | 0 | 0 | 0 | 0 | 0 | 0 | 0 | 0 | 0 | 99999999 | 99999999 | 99999999 | 99999999 | 8101501

## UndergroundLineConfiguration
Name | ConductorA | ConductorB | ConductorC | ConductorN | LineSpacing | Capacitance11 | Capacitance12 | Capacitance13 | Capacitance21 | Capacitance22 | Capacitance23 | Capacitance31 | Capacitance32 | Capacitance33 | Impedance11 | Impedance12 | Impedance13 | Impedance21 | Impedance22 | Impedance23 | Impedance31 | Impedance32 | Impedance33 | Feeder | Comments
und_1P_DELTACUST | und_cond_1P_DELTACUST | und_cond_1P_DELTACUST | und_cond_1P_DELTACUST |  |  | 324.124 | 0 | 0 | 0 | 324.124 | 0 | 0 | 0 | 324.124 | 0.179+0.233j | 0.061+-0.024j | 0.061+-0.024j | 0.061+-0.024j | 0.179+0.233j | 0.061+-0.024j | 0.061+-0.024j | 0.061+-0.024j | 0.179+0.233j | 8101501
und_3P_2ALURD | und_cond_3P_2ALURD | und_cond_3P_2ALURD | und_cond_3P_2ALURD |  |  | 401.498 | 0 | 0 | 0 | 401.498 | 0 | 0 | 0 | 401.498 | 2.125+0.49j | 0.384+0.067j | 0.384+0.067j | 0.384+0.067j | 2.125+0.49j | 0.384+0.067j | 0.384+0.067j | 0.384+0.067j | 2.125+0.49j | 8101501
und_3P_DELTACUST | und_cond_3P_DELTACUST | und_cond_3P_DELTACUST | und_cond_3P_DELTACUST |  |  | 324.124 | 0 | 0 | 0 | 324.124 | 0 | 0 | 0 | 324.124 | 0.179+0.233j | 0.061+-0.024j | 0.061+-0.024j | 0.061+-0.024j | 0.179+0.233j | 0.061+-0.024j | 0.061+-0.024j | 0.061+-0.024j | 0.179+0.233j | 8101501
und_TAPWIRE_UG | und_cond_TAPWIRE_UG | und_cond_TAPWIRE_UG | und_cond_TAPWIRE_UG |  |  | 0 | 0 | 0 | 0 | 0 | 0 | 0 | 0 | 0 | 0.001+0.001j | 0+0j | 0+0j | 0+0j | 0.001+0.001j | 0+0j | 0+0j | 0+0j | 0.001+0.001j | 8101501

## Regulator
Name | GroupId | Configuration | SenseNode | Status | From | To | Length | Phases | Feeder | Comments

## Transformer
Name | GroupId | Configuration | AgingConstant | AgingGranularity | Climate | UseThermalModel | Status | From | To | Length | Phases | Feeder | Comments

## OverheadLine
Name | GroupId | Configuration | Length | Status | From | To | Phases | Feeder | Comments
oh_line_8101501_200832707 |  | bal_3P_2/0CU | 105.60000000000001 | OPEN | node_8101501_200832710 | node_8101501_200832707 | ABCD | 8101501
oh_line_8101501_200832710 |  | bal_3P_2/0CU | 105.60000000000001 | OPEN | node_8101501_200832712 | node_8101501_200832710 | ABCD | 8101501
oh_line_8101501_200832712 |  | bal_3P_2/0CU | 105.60000000000001 | OPEN | node_8101501_201025843 | node_8101501_200832712 | ABCD | 8101501
oh_line_8101501_200832718 |  | bal_3P_2/0CU | 158.4 | OPEN | node_8101501_200832720 | node_8101501_200832718 | ABCD | 8101501
oh_line_8101501_200832719 |  | bal_1P_2AC | 316.8 | OPEN | node_8101501_200832718 | node_8101501_200832719 | AD | 8101501
oh_line_8101501_200832720 |  | bal_3P_336AL | 158.4 | OPEN | node_8101501_200832721 | node_8101501_200832720 | ABCD | 8101501
oh_line_8101501_200832721 |  | bal_3P_4/0AA | 264 | OPEN | node_8101501_200832723 | node_8101501_200832721 | ABCD | 8101501
oh_line_8101501_200832723 |  | bal_3P_4/0AA | 211.20000000000002 | OPEN | node_8101501_200832724 | node_8101501_200832723 | ABCD | 8101501
oh_line_8101501_200832724 |  | bal_3P_4/0AA | 316.8 | OPEN | node_8101501_200832725 | node_intto1_8101501_200832724 | ABCD | 8101501
oh_line_8101501_200832725 |  | bal_3P_2/0CU | 105.60000000000001 | OPEN | node_8101501_200832726 | node_8101501_200832725 | ABCD | 8101501
oh_line_8101501_200832726 |  | bal_3P_2/0CU | 105.60000000000001 | OPEN | node_8101501_200832727 | node_8101501_200832726 | ABCD | 8101501
oh_line_8101501_200832727 |  | bal_3P_2/0CU | 105.60000000000001 | OPEN | node_8101501_200832728 | node_8101501_200832727 | ABCD | 8101501
oh_line_8101501_200832728 |  | bal_3P_2/0CU | 158.4 | OPEN | node_8101501_200832730 | node_8101501_200832728 | ABCD | 8101501
oh_line_8101501_200832730 |  | bal_3P_2/0CU | 105.60000000000001 | OPEN | node_8101501_200832732 | node_8101501_200832730 | ABCD | 8101501
oh_line_8101501_200832732 |  | bal_3P_2/0CU | 105.60000000000001 | OPEN | node_8101501_200833160 | node_8101501_200832732 | ABCD | 8101501
oh_line_8101501_200832905 |  | bal_3P_4CU | 105.60000000000001 | OPEN | node_8101501_200832726 | node_8101501_200832905 | ABCD | 8101501
oh_line_8101501_200832906 |  | bal_3P_4CU | 105.60000000000001 | OPEN | node_8101501_200832905 | node_intto1_8101501_200832906 | ABCD | 8101501
oh_line_8101501_200832907 |  | bal_1P_4CU | 105.60000000000001 | OPEN | node_8101501_200832906 | node_8101501_200832907 | AD | 8101501
oh_line_8101501_200832908 |  | bal_1P_4CU | 105.60000000000001 | OPEN | node_8101501_200832907 | node_8101501_200832908 | AD | 8101501
oh_line_8101501_200832909 |  | bal_1P_4CU | 105.60000000000001 | OPEN | node_8101501_200832908 | node_8101501_200832909 | AD | 8101501
oh_line_8101501_200832911 |  | bal_1P_1/0AA | 105.60000000000001 | OPEN | node_8101501_200832909 | node_8101501_200832911 | AD | 8101501
oh_line_8101501_200832912 |  | bal_1P_1/0AA | 105.60000000000001 | OPEN | node_8101501_200832911 | node_8101501_200832912 | AD | 8101501
oh_line_8101501_200832913 |  | bal_1P_1/0AA | 105.60000000000001 | OPEN | node_8101501_200832912 | node_8101501_200832913 | AD | 8101501
oh_line_8101501_200832915 |  | bal_1P_1/0AC | 105.60000000000001 | OPEN | node_8101501_200832916 | node_8101501_200832915 | AD | 8101501
oh_line_8101501_200832916 |  | bal_1P_1/0AC | 105.60000000000001 | OPEN | node_8101501_200832937 | node_8101501_200832916 | AD | 8101501
oh_line_8101501_200832918 |  | bal_1P_1/0AC | 158.4 | OPEN | node_8101501_200832949 | node_8101501_200832918 | AD | 8101501
oh_line_8101501_200832926 |  | bal_1P_1/0AA | 105.60000000000001 | OPEN | node_8101501_200832927 | node_8101501_200832926 | AD | 8101501
oh_line_8101501_200832927 |  | bal_1P_1/0AC | 105.60000000000001 | OPEN | node_8101501_200832928 | node_8101501_200832927 | AD | 8101501
oh_line_8101501_200832928 |  | bal_1P_1/0AC | 105.60000000000001 | OPEN | node_8101501_200832915 | node_8101501_200832928 | AD | 8101501
oh_line_8101501_200832935 |  | bal_3P_4CU | 52.800000000000004 | OPEN | node_8101501_200832906 | node_8101501_200832935 | ABCD | 8101501
oh_line_8101501_200832936 |  | bal_3P_1/0AC | 105.60000000000001 | OPEN | node_8101501_200832935 | node_8101501_200832936 | ABCD | 8101501
oh_line_8101501_200832937 |  | bal_1P_1/0AC | 105.60000000000001 | OPEN | node_8101501_201020347 | node_8101501_200832937 | AD | 8101501
oh_line_8101501_200832938 |  | bal_1P_1/0AC | 211.20000000000002 | OPEN | node_8101501_200832937 | node_8101501_200832938 | AD | 8101501
oh_line_8101501_200832939 |  | bal_3P_1/0AC | 158.4 | OPEN | node_8101501_200832936 | node_8101501_200832939 | ABCD | 8101501
oh_line_8101501_200832940 |  | bal_3P_1/0AC | 105.60000000000001 | OPEN | node_8101501_200832939 | node_8101501_200832940 | ABCD | 8101501
oh_line_8101501_200832941 |  | bal_3P_1/0AC | 158.4 | OPEN | node_8101501_200832940 | node_8101501_200832941 | ABCD | 8101501
oh_line_8101501_200832942 |  | bal_3P_1/0AC | 158.4 | OPEN | node_8101501_200832941 | node_8101501_200832942 | ABCD | 8101501
oh_line_8101501_200832943 |  | bal_3P_1/0AC | 105.60000000000001 | OPEN | node_8101501_200832942 | node_8101501_200832943 | ABCD | 8101501
oh_line_8101501_200832944 |  | bal_3P_1/0AC | 105.60000000000001 | OPEN | node_8101501_200832943 | node_8101501_200832944 | ABCD | 8101501
oh_line_8101501_200832945 |  | bal_3P_1/0AC | 105.60000000000001 | OPEN | node_8101501_200832944 | node_8101501_200832945 | ABCD | 8101501
oh_line_8101501_200832947 |  | bal_1P_1/0AC | 52.800000000000004 | OPEN | node_8101501_200832730 | node_8101501_200832947 | AD | 8101501
oh_line_8101501_200832949 |  | bal_1P_1/0AC | 105.60000000000001 | OPEN | node_8101501_200832961 | node_8101501_200832949 | AD | 8101501
oh_line_8101501_200832954 |  | bal_1P_1/0AC | 158.4 | OPEN | node_8101501_200832947 | node_intto1_8101501_200832954 | AD | 8101501
oh_line_8101501_200832955 |  | bal_1P_1/0AC | 105.60000000000001 | OPEN | node_8101501_200832954 | node_8101501_200832955 | AD | 8101501
oh_line_8101501_200832956 |  | bal_1P_1/0AC | 105.60000000000001 | OPEN | node_8101501_200832955 | node_8101501_200832956 | AD | 8101501
oh_line_8101501_200832957 |  | bal_1P_1/0AC | 105.60000000000001 | OPEN | node_8101501_200832956 | node_8101501_200832957 | AD | 8101501
oh_line_8101501_200832958 |  | bal_1P_1/0AC | 105.60000000000001 | OPEN | node_8101501_200832957 | node_8101501_200832958 | AD | 8101501
oh_line_8101501_200832959 |  | bal_1P_1/0AC | 105.60000000000001 | OPEN | node_8101501_200832958 | node_8101501_200832959 | AD | 8101501
oh_line_8101501_200832960 |  | bal_1P_1/0AC | 105.60000000000001 | OPEN | node_8101501_200832959 | node_8101501_200832960 | AD | 8101501
oh_line_8101501_200832961 |  | bal_1P_1/0AC | 105.60000000000001 | OPEN | node_8101501_200832960 | node_8101501_200832961 | AD | 8101501
oh_line_8101501_200833156 |  | bal_1P_1/0AC | 211.20000000000002 | OPEN | node_8101501_200963929 | node_8101501_200833156 | AD | 8101501
oh_line_8101501_200833157 |  | bal_1P_1/0AC | 52.800000000000004 | OPEN | node_8101501_200833255 | node_8101501_200833157 | AD | 8101501
oh_line_8101501_200833158 |  | bal_3P_477AL | 264 | OPEN | node_8101501_200833238 | node_8101501_200833158 | ABCD | 8101501
oh_line_8101501_200833160 |  | bal_3P_2/0CU | 158.4 | OPEN | node_8101501_201030762 | node_8101501_200833160 | ABCD | 8101501
oh_line_8101501_200833161 |  | bal_3P_4CU | 105.60000000000001 | OPEN | node_8101501_200833162 | node_8101501_200833161 | ABCD | 8101501
oh_line_8101501_200833162 |  | bal_3P_4CU | 105.60000000000001 | OPEN | node_8101501_200833163 | node_8101501_200833162 | ABCD | 8101501
oh_line_8101501_200833163 |  | bal_3P_4CU | 158.4 | OPEN | node_8101501_200833164 | node_8101501_200833163 | ABCD | 8101501
oh_line_8101501_200833164 |  | bal_3P_2/0CU | 158.4 | OPEN | node_8101501_200833165 | node_8101501_200833164 | ABCD | 8101501
oh_line_8101501_200833165 |  | bal_3P_2/0CU | 105.60000000000001 | OPEN | node_8101501_200833166 | node_8101501_200833165 | ABCD | 8101501
oh_line_8101501_200833166 |  | bal_3P_2/0CU | 105.60000000000001 | OPEN | node_8101501_200833167 | node_8101501_200833166 | ABCD | 8101501
oh_line_8101501_200833167 |  | bal_3P_2/0CU | 105.60000000000001 | OPEN | node_8101501_200833169 | node_8101501_200833167 | ABCD | 8101501
oh_line_8101501_200833169 |  | bal_3P_477AL | 105.60000000000001 | OPEN | node_8101501_200833345 | node_8101501_200833169 | ABCD | 8101501
oh_line_8101501_200833170 |  | bal_3P_477AL | 105.60000000000001 | OPEN | node_8101501_200833169 | node_8101501_200833170 | ABCD | 8101501
oh_line_8101501_200833171-1 |  | bal_3P_477AL | 0 | OPEN | node_8101501_200833170 | node_intto1_312011915 | ABCD | 8101501
oh_line_8101501_200833171-2 |  | bal_3P_477AL | 0 | OPEN | node_312011915 | node_intto1_22654-220416134 | ABCD | 8101501
oh_line_8101501_200833171-3 |  | bal_3P_477AL | 105.60000000000001 | OPEN | node_22654-220416134 | node_8101501_200833171 | ABCD | 8101501
oh_line_8101501_200833174 |  | bal_3P_477AL | 105.60000000000001 | OPEN | node_8101501_200833171 | node_8101501_200833174 | ABCD | 8101501
oh_line_8101501_200833175 |  | bal_3P_477AL | 158.4 | OPEN | node_8101501_200833174 | node_8101501_200833175 | ABCD | 8101501
oh_line_8101501_200833176 |  | bal_3P_477AL | 52.800000000000004 | OPEN | node_8101501_200833175 | node_8101501_200833176 | ABCD | 8101501
oh_line_8101501_200833177 |  | bal_3P_477AL | 105.60000000000001 | OPEN | node_8101501_200833176 | node_8101501_200833177 | ABCD | 8101501
oh_line_8101501_200833178 |  | bal_3P_477AL | 158.4 | OPEN | node_8101501_200833177 | node_8101501_200833178 | ABCD | 8101501
oh_line_8101501_200833179 |  | bal_3P_477AL | 105.60000000000001 | OPEN | node_8101501_200833178 | node_8101501_200833179 | ABCD | 8101501
oh_line_8101501_200833181 |  | bal_3P_477AL | 105.60000000000001 | OPEN | node_8101501_200965243 | node_8101501_200833181 | ABCD | 8101501
oh_line_8101501_200833182 |  | bal_3P_477AL | 158.4 | OPEN | node_8101501_200833181 | node_8101501_200833182 | ABCD | 8101501
oh_line_8101501_200833183 |  | bal_3P_477AL | 158.4 | OPEN | node_8101501_200833182 | node_8101501_200833183 | ABCD | 8101501
oh_line_8101501_200833185 |  | bal_3P_4CU | 52.800000000000004 | OPEN | node_8101501_200833183 | node_8101501_200833185 | ABCD | 8101501
oh_line_8101501_200833187 |  | bal_3P_477AL | 105.60000000000001 | OPEN | node_8101501_200833183 | node_8101501_200833187 | ABCD | 8101501
oh_line_8101501_200833188 |  | bal_3P_477AL | 105.60000000000001 | OPEN | node_8101501_200833187 | node_8101501_200833188 | ABCD | 8101501
oh_line_8101501_200833191 |  | bal_3P_477AL | 105.60000000000001 | OPEN | node_8101501_200833188 | node_8101501_200833191 | ABCD | 8101501
oh_line_8101501_200833193 |  | bal_3P_477AL | 105.60000000000001 | OPEN | node_8101501_200833191 | node_8101501_200833193 | ABCD | 8101501
oh_line_8101501_200833195 |  | bal_3P_477AL | 105.60000000000001 | OPEN | node_8101501_200833193 | node_intto1_8101501_200833195 | ABCD | 8101501
oh_line_8101501_200833196-1 |  | bal_3P_477AL | 0 | OPEN | node_8101501_200833195 | node_intto1_220411239 | ABCD | 8101501
oh_line_8101501_200833196-2 |  | bal_3P_477AL | 0 | OPEN | node_220411239 | node_intto1_220637340 | ABCD | 8101501
oh_line_8101501_200833196-3 |  | bal_3P_477AL | 105.60000000000001 | OPEN | node_220637340 | node_8101501_200833196 | ABCD | 8101501
oh_line_8101501_200833197 |  | bal_3P_477AL | 105.60000000000001 | OPEN | node_8101501_200833196 | node_8101501_200833197 | ABCD | 8101501
oh_line_8101501_200833198 |  | bal_3P_477AL | 105.60000000000001 | OPEN | node_8101501_200833197 | node_8101501_200833198 | ABCD | 8101501
oh_line_8101501_200833200 |  | bal_3P_477AL | 105.60000000000001 | OPEN | node_8101501_201044334 | node_8101501_200833200 | ABCD | 8101501
oh_line_8101501_200833201 |  | bal_3P_2/0CU | 105.60000000000001 | OPEN | node_8101501_200984720 | node_8101501_200833201 | ABCD | 8101501
oh_line_8101501_200833202 |  | bal_3P_477AL | 105.60000000000001 | OPEN | node_8101501_200833200 | node_8101501_200833202 | ABCD | 8101501
oh_line_8101501_200833203 |  | bal_3P_477AL | 105.60000000000001 | OPEN | node_8101501_200833202 | node_8101501_200833203 | ABCD | 8101501
oh_line_8101501_200833204 |  | bal_3P_477AL | 158.4 | OPEN | node_8101501_200833203 | node_8101501_200833204 | ABCD | 8101501
oh_line_8101501_200833205 |  | bal_3P_477AL | 158.4 | OPEN | node_8101501_200833204 | node_8101501_200833205 | ABCD | 8101501
oh_line_8101501_200833206 |  | bal_3P_477AL | 105.60000000000001 | OPEN | node_8101501_200833205 | node_8101501_200833206 | ABCD | 8101501
oh_line_8101501_200833208 |  | bal_3P_477AL | 158.4 | OPEN | node_8101501_200833206 | node_8101501_200833208 | ABCD | 8101501
oh_line_8101501_200833209 |  | bal_3P_477AL | 105.60000000000001 | OPEN | node_8101501_200833208 | node_8101501_200833209 | ABCD | 8101501
oh_line_8101501_200833210 |  | bal_3P_477AL | 105.60000000000001 | OPEN | node_8101501_200833209 | node_8101501_200833210 | ABCD | 8101501
oh_line_8101501_200833211 |  | bal_3P_477AL | 158.4 | OPEN | node_8101501_200833210 | node_8101501_200833211 | ABCD | 8101501
oh_line_8101501_200833215 |  | bal_3P_477AL | 158.4 | OPEN | node_8101501_200963929 | node_8101501_200833215 | ABCD | 8101501
oh_line_8101501_200833216 |  | bal_3P_477AL | 158.4 | OPEN | node_8101501_200833215 | node_8101501_200833216 | ABCD | 8101501
oh_line_8101501_200833217-1 |  | bal_3P_477AL | 105.60000000000001 | OPEN | node_8101501_200833216 | node_1401371_895_15314172_591 | ABCD | 8101501
oh_line_8101501_200833217-2 |  | bal_3P_477AL | 0 | OPEN | node_1401371_895_15314172_591 | node_8101501_200833217 | ABCD | 8101501
oh_line_8101501_200833218 |  | bal_3P_477AL | 105.60000000000001 | OPEN | node_8101501_200833217 | node_8101501_200833218 | ABCD | 8101501
oh_line_8101501_200833220 |  | bal_3P_477AL | 105.60000000000001 | OPEN | node_8101501_200833218 | node_8101501_200833220 | ABCD | 8101501
oh_line_8101501_200833221 |  | bal_3P_477AL | 158.4 | OPEN | node_8101501_200833220 | node_8101501_200833221 | ABCD | 8101501
oh_line_8101501_200833224 |  | bal_3P_477AL | 158.4 | OPEN | node_8101501_200833221 | node_8101501_200833224 | ABCD | 8101501
oh_line_8101501_200833225 |  | bal_3P_477AL | 158.4 | OPEN | node_8101501_200833224 | node_8101501_200833225 | ABCD | 8101501
oh_line_8101501_200833226 |  | bal_3P_1/0AA | 264 | OPEN | node_8101501_200833225 | node_8101501_200833226 | ABCD | 8101501
oh_line_8101501_200833230 |  | bal_3P_2/0CU | 105.60000000000001 | OPEN | node_8101501_200833246 | node_8101501_200833230 | ABCD | 8101501
oh_line_8101501_200833232 |  | bal_3P_477AL | 158.4 | OPEN | node_8101501_200833225 | node_8101501_200833232 | ABCD | 8101501
oh_line_8101501_200833233 |  | bal_3P_477AL | 158.4 | OPEN | node_8101501_200833232 | node_8101501_200833233 | ABCD | 8101501
oh_line_8101501_200833234 |  | bal_3P_477AL | 264 | OPEN | node_8101501_200833233 | node_8101501_200833234 | ABCD | 8101501
oh_line_8101501_200833235 |  | bal_3P_477AL | 211.20000000000002 | OPEN | node_8101501_200833234 | node_8101501_200833235 | ABCD | 8101501
oh_line_8101501_200833236 |  | bal_3P_477AL | 158.4 | OPEN | node_8101501_200833235 | node_8101501_200833236 | ABCD | 8101501
oh_line_8101501_200833238 |  | bal_3P_477AL | 158.4 | OPEN | node_8101501_200833236 | node_intto1_8101501_200833238 | ABCD | 8101501
oh_line_8101501_200833239 |  | bal_1P_4CU | 158.4 | OPEN | node_8101501_200833238 | node_8101501_200833239 | AD | 8101501
oh_line_8101501_200833240 |  | bal_1P_4CU | 158.4 | OPEN | node_8101501_200833239 | node_8101501_200833240 | AD | 8101501
oh_line_8101501_200833242 |  | bal_1P_1/0AA | 105.60000000000001 | OPEN | node_8101501_200833238 | node_8101501_200833242 | AD | 8101501
oh_line_8101501_200833243 |  | bal_1P_1/0AA | 264 | OPEN | node_8101501_200833242 | node_8101501_200833243 | AD | 8101501
oh_line_8101501_200833245 |  | bal_3P_477AL | 52.800000000000004 | OPEN | node_8101501_200833158 | node_8101501_200833245 | ABCD | 8101501
oh_line_8101501_200833246 |  | bal_3P_2/0CU | 105.60000000000001 | OPEN | node_8101501_200833258 | node_intto1_8101501_200833246 | ABCD | 8101501
oh_line_8101501_200833247 |  | bal_3P_477AL | 158.4 | OPEN | node_8101501_200833245 | node_8101501_200833247 | ABCD | 8101501
oh_line_8101501_200833248 |  | bal_3P_477AL | 105.60000000000001 | OPEN | node_8101501_200833247 | node_8101501_200833248 | ABCD | 8101501
oh_line_8101501_200833249 |  | bal_3P_477AL | 105.60000000000001 | OPEN | node_8101501_200833248 | node_8101501_200833249 | ABCD | 8101501
oh_line_8101501_200833250 |  | bal_3P_477AL | 158.4 | OPEN | node_8101501_200833249 | node_8101501_200833250 | ABCD | 8101501
oh_line_8101501_200833252 |  | bal_3P_477AL | 105.60000000000001 | OPEN | node_8101501_200833250 | node_intto1_8101501_200833252 | ABCD | 8101501
oh_line_8101501_200833253 |  | bal_3P_477AL | 158.4 | OPEN | node_8101501_200833252 | node_8101501_200833253 | ABCD | 8101501
oh_line_8101501_200833254 |  | bal_3P_477AL | 105.60000000000001 | OPEN | node_8101501_200833253 | node_intto1_8101501_200833254 | ABCD | 8101501
oh_line_8101501_200833255 |  | bal_1P_1/0AC | 52.800000000000004 | OPEN | node_8101501_200833254 | node_8101501_200833255 | AD | 8101501
oh_line_8101501_200833256 |  | bal_3P_477AL | 211.20000000000002 | OPEN | node_8101501_200833254 | node_8101501_200833256 | ABCD | 8101501
oh_line_8101501_200833257 |  | bal_3P_477AL | 105.60000000000001 | OPEN | node_8101501_200833256 | node_8101501_200833257 | ABCD | 8101501
oh_line_8101501_200833258 |  | bal_3P_2/0CU | 105.60000000000001 | OPEN | node_8101501_200833262 | node_8101501_200833258 | ABCD | 8101501
oh_line_8101501_200833260 |  | bal_3P_477AL | 105.60000000000001 | OPEN | node_8101501_200833257 | node_intto1_1403653_352_15316388_854 | ABCD | 8101501
oh_line_8101501_200833262 |  | bal_3P_2/0CU | 105.60000000000001 | OPEN | node_8101501_200833161 | node_8101501_200833262 | ABCD | 8101501
oh_line_8101501_200833263 |  | bal_1P_1/0AC | 158.4 | OPEN | node_8101501_200833220 | node_8101501_200833263 | AD | 8101501
oh_line_8101501_200833264 |  | bal_1P_1/0AC | 105.60000000000001 | OPEN | node_8101501_200833263 | node_intto1_8101501_200833264 | AD | 8101501
oh_line_8101501_200833265 |  | bal_1P_1/0AC | 158.4 | OPEN | node_8101501_200833264 | node_8101501_200833265 | AD | 8101501
oh_line_8101501_200833266 |  | bal_1P_1/0AC | 105.60000000000001 | OPEN | node_8101501_200833265 | node_8101501_200833266 | AD | 8101501
oh_line_8101501_200833267 |  | bal_1P_1/0AC | 158.4 | OPEN | node_8101501_200833266 | node_8101501_200833267 | AD | 8101501
oh_line_8101501_200833268 |  | bal_1P_1/0AC | 158.4 | OPEN | node_8101501_200833267 | node_8101501_200833268 | AD | 8101501
oh_line_8101501_200833269 |  | bal_1P_1/0AC | 158.4 | OPEN | node_8101501_200833268 | node_8101501_200833269 | AD | 8101501
oh_line_8101501_200833270 |  | bal_1P_6CU | 52.800000000000004 | OPEN | node_8101501_201030762 | node_8101501_200833270 | AD | 8101501
oh_line_8101501_200833276 |  | bal_1P_6CU | 105.60000000000001 | OPEN | node_8101501_200833270 | node_intto1_8101501_200833276 | AD | 8101501
oh_line_8101501_200833277 |  | bal_1P_6CU | 105.60000000000001 | OPEN | node_8101501_200833276 | node_8101501_200833277 | AD | 8101501
oh_line_8101501_200833278 |  | bal_1P_6CU | 105.60000000000001 | OPEN | node_8101501_200833277 | node_8101501_200833278 | AD | 8101501
oh_line_8101501_200833279 |  | bal_1P_6CU | 105.60000000000001 | OPEN | node_8101501_200833278 | node_8101501_200833279 | AD | 8101501
oh_line_8101501_200833280 |  | bal_1P_6CU | 105.60000000000001 | OPEN | node_8101501_200833279 | node_8101501_200833280 | AD | 8101501
oh_line_8101501_200833282 |  | bal_1P_1/0AA | 105.60000000000001 | OPEN | node_8101501_200833280 | node_8101501_200833282 | AD | 8101501
oh_line_8101501_200833283 |  | bal_1P_1/0AA | 105.60000000000001 | OPEN | node_8101501_200833282 | node_8101501_200833283 | AD | 8101501
oh_line_8101501_200833284 |  | bal_1P_1/0AA | 105.60000000000001 | OPEN | node_8101501_200833283 | node_8101501_200833284 | AD | 8101501
oh_line_8101501_200833285 |  | bal_3P_4CU | 52.800000000000004 | OPEN | node_8101501_200833230 | node_intto1_8101501_200833285 | ABCD | 8101501
oh_line_8101501_200833286 |  | bal_3P_4CU | 52.800000000000004 | OPEN | node_8101501_200833313 | node_8101501_200833286 | ABCD | 8101501
oh_line_8101501_200833287 |  | bal_3P_4CU | 105.60000000000001 | OPEN | node_8101501_200833286 | node_8101501_200833287 | ABCD | 8101501
oh_line_8101501_200833288 |  | bal_3P_4CU | 105.60000000000001 | OPEN | node_8101501_200833287 | node_8101501_200833288 | ABCD | 8101501
oh_line_8101501_200833289 |  | bal_3P_4CU | 158.4 | OPEN | node_8101501_200833288 | node_8101501_200833289 | ABCD | 8101501
oh_line_8101501_200833290 |  | bal_3P_4CU | 52.800000000000004 | OPEN | node_8101501_200833289 | node_8101501_200833290 | ABCD | 8101501
oh_line_8101501_200833291 |  | bal_3P_4CU | 158.4 | OPEN | node_8101501_200833290 | node_8101501_200833291 | ABCD | 8101501
oh_line_8101501_200833292 |  | bal_3P_4CU | 52.800000000000004 | OPEN | node_8101501_310008259 | node_8101501_200833292 | ABCD | 8101501
oh_line_8101501_200833293 |  | bal_3P_4CU | 105.60000000000001 | OPEN | node_8101501_200833285 | node_8101501_200833293 | ABCD | 8101501
oh_line_8101501_200833294 |  | bal_3P_2AC | 158.4 | OPEN | node_8101501_200833292 | node_8101501_200833294 | ABCD | 8101501
oh_line_8101501_200833295 |  | bal_3P_2AC | 105.60000000000001 | OPEN | node_8101501_200833294 | node_8101501_200833295 | ABCD | 8101501
oh_line_8101501_200833296 |  | bal_1P_6CU | 158.4 | OPEN | node_8101501_200833295 | node_8101501_200833296 | AD | 8101501
oh_line_8101501_200833297 |  | bal_1P_6CU | 158.4 | OPEN | node_8101501_200833296 | node_8101501_200833297 | AD | 8101501
oh_line_8101501_200833298 |  | bal_1P_6CU | 158.4 | OPEN | node_8101501_200833297 | node_8101501_200833298 | AD | 8101501
oh_line_8101501_200833299 |  | bal_1P_6CU | 158.4 | OPEN | node_8101501_200833298 | node_8101501_200833299 | AD | 8101501
oh_line_8101501_200833300 |  | bal_1P_1/0AA | 158.4 | OPEN | node_8101501_200833299 | node_8101501_200833300 | AD | 8101501
oh_line_8101501_200833301 |  | bal_1P_1/0AA | 158.4 | OPEN | node_8101501_200833300 | node_8101501_200833301 | AD | 8101501
oh_line_8101501_200833304 |  | bal_1P_4CU | 158.4 | OPEN | node_8101501_200833299 | node_8101501_200833304 | AD | 8101501
oh_line_8101501_200833305 |  | bal_1P_4CU | 158.4 | OPEN | node_8101501_200833304 | node_8101501_200833305 | AD | 8101501
oh_line_8101501_200833306 |  | bal_1P_4CU | 105.60000000000001 | OPEN | node_8101501_200833305 | node_8101501_200833306 | AD | 8101501
oh_line_8101501_200833307 |  | bal_3P_4CU | 105.60000000000001 | OPEN | node_8101501_200833293 | node_8101501_200833307 | ABCD | 8101501
oh_line_8101501_200833308 |  | bal_3P_4CU | 105.60000000000001 | OPEN | node_8101501_200833307 | node_8101501_200833308 | ABCD | 8101501
oh_line_8101501_200833309 |  | bal_3P_4CU | 105.60000000000001 | OPEN | node_8101501_200833308 | node_8101501_200833309 | ABCD | 8101501
oh_line_8101501_200833310 |  | bal_3P_4CU | 105.60000000000001 | OPEN | node_8101501_200833309 | node_8101501_200833310 | ABCD | 8101501
oh_line_8101501_200833311 |  | bal_3P_4CU | 105.60000000000001 | OPEN | node_8101501_200833310 | node_8101501_200833311 | ABCD | 8101501
oh_line_8101501_200833312 |  | bal_3P_4CU | 105.60000000000001 | OPEN | node_8101501_200833311 | node_8101501_200833312 | ABCD | 8101501
oh_line_8101501_200833313 |  | bal_3P_4CU | 158.4 | OPEN | node_8101501_200833312 | node_8101501_200833313 | ABCD | 8101501
oh_line_8101501_200833317 |  | bal_1P_4CU | 105.60000000000001 | OPEN | node_8101501_201060332 | node_8101501_200833317 | AD | 8101501
oh_line_8101501_200833318 |  | bal_1P_4CU | 105.60000000000001 | OPEN | node_8101501_200833317 | node_8101501_200833318 | AD | 8101501
oh_line_8101501_200833320 |  | bal_1P_4CU | 105.60000000000001 | OPEN | node_8101501_200833318 | node_8101501_200833320 | AD | 8101501
oh_line_8101501_200833321 |  | bal_1P_4CU | 105.60000000000001 | OPEN | node_8101501_200833320 | node_8101501_200833321 | AD | 8101501
oh_line_8101501_200833322 |  | bal_1P_1/0AA | 52.800000000000004 | OPEN | node_8101501_200833321 | node_8101501_200833322 | AD | 8101501
oh_line_8101501_200833323 |  | bal_1P_1/0AA | 105.60000000000001 | OPEN | node_8101501_200833322 | node_8101501_200833323 | AD | 8101501
oh_line_8101501_200833324 |  | bal_1P_1/0AA | 105.60000000000001 | OPEN | node_8101501_200833323 | node_8101501_200833324 | AD | 8101501
oh_line_8101501_200833331 |  | bal_3P_336AL | 105.60000000000001 | OPEN | node_8101501_200833167 | node_8101501_200833331 | ABCD | 8101501
oh_line_8101501_200833332 |  | bal_3P_336AL | 158.4 | OPEN | node_8101501_200833331 | node_intto1_8101501_200833332 | ABCD | 8101501
oh_line_8101501_200833333 |  | bal_3P_336AL | 105.60000000000001 | OPEN | node_8101501_200833332 | node_8101501_200833333 | ABCD | 8101501
oh_line_8101501_200833334 |  | bal_3P_336AL | 105.60000000000001 | OPEN | node_8101501_200833333 | node_8101501_200833334 | ABCD | 8101501
oh_line_8101501_200833335 |  | bal_3P_336AL | 105.60000000000001 | OPEN | node_8101501_200833334 | node_8101501_200833335 | ABCD | 8101501
oh_line_8101501_200833336 |  | bal_3P_336AL | 52.800000000000004 | OPEN | node_8101501_200833335 | node_8101501_200833336 | ABCD | 8101501
oh_line_8101501_200833337 |  | bal_3P_336AL | 52.800000000000004 | OPEN | node_8101501_200833336 | node_8101501_200833337 | ABCD | 8101501
oh_line_8101501_200833345 |  | bal_3P_477AL | 105.60000000000001 | OPEN | node_8101501_200833362 | node_8101501_200833345 | ABCD | 8101501
oh_line_8101501_200833346 |  | bal_3P_477AL | 52.800000000000004 | OPEN | node_SOURCE_8101501 | node_8101501_200833346 | ABCD | 8101501
oh_line_8101501_200833360 |  | bal_3P_477AL | 105.60000000000001 | OPEN | node_8101501_200833361 | node_8101501_200833360 | ABCD | 8101501
oh_line_8101501_200833361 |  | bal_3P_477AL | 105.60000000000001 | OPEN | node_8101501_200833364 | node_8101501_200833361 | ABCD | 8101501
oh_line_8101501_200833362 |  | bal_3P_477AL | 105.60000000000001 | OPEN | node_8101501_200833369 | node_8101501_200833362 | ABCD | 8101501
oh_line_8101501_200833364 |  | bal_3P_477AL | 105.60000000000001 | OPEN | node_8101501_310034644 | node_8101501_200833364 | ABCD | 8101501
oh_line_8101501_200833367 |  | bal_3P_477AL | 158.4 | OPEN | node_8101501_310034647 | node_8101501_200833367 | ABCD | 8101501
oh_line_8101501_200833369 |  | bal_3P_477AL | 105.60000000000001 | OPEN | node_8101501_200833390 | node_8101501_200833369 | ABCD | 8101501
oh_line_8101501_200833390 |  | bal_3P_477AL | 105.60000000000001 | OPEN | node_8101501_200833412 | node_8101501_200833390 | ABCD | 8101501
oh_line_8101501_200833412 |  | bal_3P_477AL | 158.4 | OPEN | node_8101501_200833429 | node_8101501_200833412 | ABCD | 8101501
oh_line_8101501_200833429 |  | bal_3P_477AL | 105.60000000000001 | OPEN | node_8101501_200955408 | node_8101501_200833429 | ABCD | 8101501
oh_line_8101501_200833443 |  | bal_3P_477AL | 105.60000000000001 | OPEN | node_8101501_200833462 | node_8101501_200833443 | ABCD | 8101501
oh_line_8101501_200833462 |  | bal_3P_477AL | 158.4 | OPEN | node_8101501_200833475 | node_8101501_200833462 | ABCD | 8101501
oh_line_8101501_200833475 |  | bal_3P_477AL | 105.60000000000001 | OPEN | node_8101501_310034267 | node_8101501_200833475 | ABCD | 8101501
oh_line_8101501_200833527 |  | bal_1P_4CU | 52.800000000000004 | OPEN | node_8101501_200965243 | node_8101501_200833527 | AD | 8101501
oh_line_8101501_200833529 |  | bal_1P_1/0AC | 105.60000000000001 | OPEN | node_8101501_200833527 | node_intto1_8101501_200833529 | AD | 8101501
oh_line_8101501_200833530 |  | bal_1P_1/0AC | 105.60000000000001 | OPEN | node_8101501_200833529 | node_8101501_200833530 | AD | 8101501
oh_line_8101501_200833531 |  | bal_1P_1/0AC | 105.60000000000001 | OPEN | node_8101501_200833530 | node_8101501_200833531 | AD | 8101501
oh_line_8101501_200833532 |  | bal_1P_1/0AC | 105.60000000000001 | OPEN | node_8101501_200833531 | node_8101501_200833532 | AD | 8101501
oh_line_8101501_200833533 |  | bal_1P_1/0AC | 105.60000000000001 | OPEN | node_8101501_200833532 | node_8101501_200833533 | AD | 8101501
oh_line_8101501_200833534 |  | bal_1P_1/0AC | 105.60000000000001 | OPEN | node_8101501_200833533 | node_8101501_200833534 | AD | 8101501
oh_line_8101501_200833535 |  | bal_1P_1/0AC | 105.60000000000001 | OPEN | node_8101501_200833534 | node_8101501_200833535 | AD | 8101501
oh_line_8101501_200833537 |  | bal_3P_1/0AC | 105.60000000000001 | OPEN | node_8101501_200833198 | node_intto1_8101501_200833537 | ABCD | 8101501
oh_line_8101501_200833538 |  | bal_3P_1/0AC | 105.60000000000001 | OPEN | node_8101501_200833537 | node_intto1_8101501_200833538 | ABCD | 8101501
oh_line_8101501_200833539 |  | bal_3P_1/0AC | 105.60000000000001 | OPEN | node_8101501_200833538 | node_8101501_200833539 | ABCD | 8101501
oh_line_8101501_200833540 |  | bal_3P_1/0AC | 105.60000000000001 | OPEN | node_8101501_200833539 | node_8101501_200833540 | ABCD | 8101501
oh_line_8101501_200833541 |  | bal_3P_1/0AC | 105.60000000000001 | OPEN | node_8101501_200833540 | node_8101501_200833541 | ABCD | 8101501
oh_line_8101501_200833542 |  | bal_3P_1/0AC | 105.60000000000001 | OPEN | node_8101501_200833541 | node_8101501_200833542 | ABCD | 8101501
oh_line_8101501_200833547 |  | bal_1P_2AC | 105.60000000000001 | OPEN | node_8101501_200982364 | node_8101501_200833547 | AD | 8101501
oh_line_8101501_200833548 |  | bal_1P_2AC | 105.60000000000001 | OPEN | node_8101501_200833547 | node_8101501_200833548 | AD | 8101501
oh_line_8101501_200833549 |  | bal_1P_2AC | 105.60000000000001 | OPEN | node_8101501_200833548 | node_8101501_200833549 | AD | 8101501
oh_line_8101501_200833551 |  | bal_3P_1/0AC | 52.800000000000004 | OPEN | node_8101501_200833198 | node_8101501_200833551 | ABCD | 8101501
oh_line_8101501_200833552 |  | bal_3P_1/0AC | 105.60000000000001 | OPEN | node_8101501_200833551 | node_intto1_8101501_200833552 | ABCD | 8101501
oh_line_8101501_200833553-1 |  | bal_3P_1/0AC | 105.60000000000001 | OPEN | node_1400552_703_15312386_858 | node_8101501_200833553 | ABCD | 8101501
oh_line_8101501_200833553-2 |  | bal_3P_1/0AC | 0 | OPEN | node_8101501_200833552 | node_1400552_703_15312386_858 | ABCD | 8101501
oh_line_8101501_200833554 |  | bal_3P_1/0AC | 52.800000000000004 | OPEN | node_8101501_200833553 | node_8101501_200833554 | ABCD | 8101501
oh_line_8101501_200833555 |  | bal_3P_1/0AC | 105.60000000000001 | OPEN | node_8101501_200833554 | node_8101501_200833555 | ABCD | 8101501
oh_line_8101501_200833559 |  | bal_3P_1/0AC | 158.4 | OPEN | node_8101501_200833555 | node_8101501_200833559 | ABCD | 8101501
oh_line_8101501_200833560 |  | bal_3P_1/0AC | 105.60000000000001 | OPEN | node_8101501_200833559 | node_8101501_200833560 | ABCD | 8101501
oh_line_8101501_200833561 |  | bal_3P_1/0AC | 158.4 | OPEN | node_8101501_200833560 | node_8101501_200833561 | ABCD | 8101501
oh_line_8101501_200833564 |  | bal_3P_1/0AC | 158.4 | OPEN | node_8101501_200833559 | node_intto1_8101501_200833564 | ABCD | 8101501
oh_line_8101501_200833565 |  | bal_3P_1/0AA | 158.4 | OPEN | node_8101501_200833559 | node_8101501_200833565 | ABCD | 8101501
oh_line_8101501_200833567 |  | bal_3P_1/0AA | 211.20000000000002 | OPEN | node_8101501_200833565 | node_8101501_200833567 | ABCD | 8101501
oh_line_8101501_200833568 |  | bal_3P_1/0AA | 211.20000000000002 | OPEN | node_8101501_200833567 | node_8101501_200833568 | ABCD | 8101501
oh_line_8101501_200833569 |  | bal_3P_1/0AA | 211.20000000000002 | OPEN | node_8101501_200833568 | node_8101501_200833569 | ABCD | 8101501
oh_line_8101501_200833570 |  | bal_1P_1/0AC | 0 | OPEN | node_8101501_200833554 | node_8101501_200833570 | AD | 8101501
oh_line_8101501_200833571 |  | bal_1P_1/0AC | 105.60000000000001 | OPEN | node_8101501_200833570 | node_8101501_200833571 | AD | 8101501
oh_line_8101501_200833574 |  | bal_1P_4CU | 158.4 | OPEN | node_8101501_200833575 | node_8101501_200833574 | AD | 8101501
oh_line_8101501_200833575 |  | bal_1P_4CU | 52.800000000000004 | OPEN | node_8101501_200833576 | node_8101501_200833575 | AD | 8101501
oh_line_8101501_200833576 |  | bal_1P_4CU | 158.4 | OPEN | node_8101501_200833590 | node_8101501_200833576 | AD | 8101501
oh_line_8101501_200833577 |  | bal_1P_1/0AC | 105.60000000000001 | OPEN | node_8101501_200833576 | node_8101501_200833577 | AD | 8101501
oh_line_8101501_200833578 |  | bal_1P_1/0AC | 105.60000000000001 | OPEN | node_8101501_200833577 | node_8101501_200833578 | AD | 8101501
oh_line_8101501_200833579 |  | bal_1P_1/0AC | 105.60000000000001 | OPEN | node_8101501_200833578 | node_8101501_200833579 | AD | 8101501
oh_line_8101501_200833580 |  | bal_1P_1/0AC | 158.4 | OPEN | node_8101501_200833579 | node_8101501_200833580 | AD | 8101501
oh_line_8101501_200833581 |  | bal_1P_1/0AC | 158.4 | OPEN | node_8101501_200833580 | node_8101501_200833581 | AD | 8101501
oh_line_8101501_200833584 |  | bal_1P_1/0AC | 158.4 | OPEN | node_8101501_200957018 | node_8101501_200833584 | AD | 8101501
oh_line_8101501_200833586 |  | bal_1P_1/0AC | 105.60000000000001 | OPEN | node_8101501_200833571 | node_8101501_200833586 | AD | 8101501
oh_line_8101501_200833589 |  | bal_1P_4CU | 52.800000000000004 | OPEN | node_8101501_200833204 | node_intto1_8101501_200833589 | AD | 8101501
oh_line_8101501_200833590 |  | bal_1P_4CU | 158.4 | OPEN | node_8101501_200833589 | node_8101501_200833590 | AD | 8101501
oh_line_8101501_200834014 |  | bal_1P_4CU | 105.60000000000001 | OPEN | node_8101501_200833429 | node_8101501_200834014 | AD | 8101501
oh_line_8101501_200834015 |  | bal_1P_4CU | 105.60000000000001 | OPEN | node_8101501_200834014 | node_8101501_200834015 | AD | 8101501
oh_line_8101501_200834016 |  | bal_1P_4CU | 105.60000000000001 | OPEN | node_8101501_200834015 | node_8101501_200834016 | AD | 8101501
oh_line_8101501_200834019 |  | bal_1P_4CU | 105.60000000000001 | OPEN | node_8101501_200834016 | node_8101501_200834019 | AD | 8101501
oh_line_8101501_200834099 |  | bal_1P_1/0AC | 52.800000000000004 | OPEN | node_8101501_200833539 | node_8101501_200834099 | AD | 8101501
oh_line_8101501_200834102 |  | bal_1P_1/0AC | 158.4 | OPEN | node_8101501_200834099 | node_intto1_8101501_200834102 | AD | 8101501
oh_line_8101501_200834103 |  | bal_1P_1/0AC | 105.60000000000001 | OPEN | node_8101501_200834102 | node_8101501_200834103 | AD | 8101501
oh_line_8101501_200834104 |  | bal_1P_1/0AC | 52.800000000000004 | OPEN | node_8101501_200834103 | node_8101501_200834104 | AD | 8101501
oh_line_8101501_200834105 |  | bal_1P_1/0AC | 105.60000000000001 | OPEN | node_8101501_200834104 | node_8101501_200834105 | AD | 8101501
oh_line_8101501_200834106 |  | bal_1P_1/0AC | 211.20000000000002 | OPEN | node_8101501_200834105 | node_8101501_200834106 | AD | 8101501
oh_line_8101501_200834107 |  | bal_1P_1/0AC | 158.4 | OPEN | node_8101501_200834106 | node_8101501_200834107 | AD | 8101501
oh_line_8101501_200834108 |  | bal_1P_1/0AC | 158.4 | OPEN | node_8101501_200834107 | node_8101501_200834108 | AD | 8101501
oh_line_8101501_200834109 |  | bal_1P_1/0AC | 105.60000000000001 | OPEN | node_8101501_200834108 | node_8101501_200834109 | AD | 8101501
oh_line_8101501_200834110 |  | bal_1P_1/0AC | 158.4 | OPEN | node_8101501_200834109 | node_8101501_200834110 | AD | 8101501
oh_line_8101501_200834114 |  | bal_1P_1/0AC | 52.800000000000004 | OPEN | node_8101501_200833269 | node_8101501_200834114 | AD | 8101501
oh_line_8101501_200834115 |  | bal_1P_4CU | 158.4 | OPEN | node_8101501_200834114 | node_8101501_200834115 | AD | 8101501
oh_line_8101501_200834116 |  | bal_1P_4CU | 105.60000000000001 | OPEN | node_8101501_200834115 | node_8101501_200834116 | AD | 8101501
oh_line_8101501_200834117 |  | bal_1P_4CU | 52.800000000000004 | OPEN | node_8101501_200834116 | node_8101501_200834117 | AD | 8101501
oh_line_8101501_200834121 |  | bal_1P_1/0AA | 158.4 | OPEN | node_8101501_200834240 | node_8101501_200834121 | AD | 8101501
oh_line_8101501_200834122 |  | bal_1P_2AC | 105.60000000000001 | OPEN | node_8101501_200953068 | node_8101501_200834122 | AD | 8101501
oh_line_8101501_200834123 |  | bal_1P_2AC | 105.60000000000001 | OPEN | node_8101501_200834122 | node_8101501_200834123 | AD | 8101501
oh_line_8101501_200834124 |  | bal_1P_1/0AA | 158.4 | OPEN | node_8101501_200834123 | node_8101501_200834124 | AD | 8101501
oh_line_8101501_200834130 |  | bal_1P_1/0AA | 52.800000000000004 | OPEN | node_8101501_200833215 | node_intto1_8101501_200834130 | AD | 8101501
oh_line_8101501_200834132 |  | bal_1P_1/0AA | 211.20000000000002 | OPEN | node_8101501_200834130 | node_8101501_200834132 | AD | 8101501
oh_line_8101501_200834133 |  | bal_1P_1/0AA | 105.60000000000001 | OPEN | node_8101501_200834132 | node_8101501_200834133 | AD | 8101501
oh_line_8101501_200834134 |  | bal_1P_1/0AA | 105.60000000000001 | OPEN | node_8101501_200834133 | node_8101501_200834134 | AD | 8101501
oh_line_8101501_200834135 |  | bal_1P_1/0AA | 105.60000000000001 | OPEN | node_8101501_200834134 | node_8101501_200834135 | AD | 8101501
oh_line_8101501_200834136 |  | bal_1P_1/0AC | 105.60000000000001 | OPEN | node_8101501_200834135 | node_8101501_200834136 | AD | 8101501
oh_line_8101501_200834137 |  | bal_1P_2AC | 105.60000000000001 | OPEN | node_8101501_200834136 | node_8101501_200834137 | AD | 8101501
oh_line_8101501_200834138 |  | bal_1P_2AC | 105.60000000000001 | OPEN | node_8101501_200834137 | node_8101501_200834138 | AD | 8101501
oh_line_8101501_200834139 |  | bal_1P_2AC | 105.60000000000001 | OPEN | node_8101501_200834138 | node_8101501_200834139 | AD | 8101501
oh_line_8101501_200834140 |  | bal_1P_2AC | 105.60000000000001 | OPEN | node_8101501_200834139 | node_8101501_200834140 | AD | 8101501
oh_line_8101501_200834152 |  | bal_3P_1/0AC | 211.20000000000002 | OPEN | node_8101501_311977010 | node_8101501_200834152 | ABCD | 8101501
oh_line_8101501_200834153 |  | bal_3P_4/0AL | 211.20000000000002 | OPEN | node_8101501_200834154 | node_8101501_200834153 | ABCD | 8101501
oh_line_8101501_200834154 |  | bal_3P_4/0AL | 211.20000000000002 | OPEN | node_8101501_200834155 | node_8101501_200834154 | ABCD | 8101501
oh_line_8101501_200834155 |  | bal_3P_4/0AL | 105.60000000000001 | OPEN | node_8101501_200834156 | node_intto1_8101501_200834155 | ABCD | 8101501
oh_line_8101501_200834156 |  | bal_3P_336AL | 264 | OPEN | node_8101501_200833336 | node_8101501_200834156 | ABCD | 8101501
oh_line_8101501_200834157 |  | bal_3P_4/0AL | 158.4 | OPEN | node_8101501_200834156 | node_8101501_200834157 | ABCD | 8101501
oh_line_8101501_200834158 |  | bal_3P_4/0AL | 316.8 | OPEN | node_8101501_200834157 | node_8101501_200834158 | ABCD | 8101501
oh_line_8101501_200834159 |  | bal_3P_4/0AL | 158.4 | OPEN | node_8101501_200834158 | node_8101501_200834159 | ABCD | 8101501
oh_line_8101501_200834160 |  | bal_3P_4/0AL | 105.60000000000001 | OPEN | node_8101501_200834159 | node_8101501_200834160 | ABCD | 8101501
oh_line_8101501_200834161 |  | bal_3P_4/0AL | 158.4 | OPEN | node_8101501_200834160 | node_8101501_200834161 | ABCD | 8101501
oh_line_8101501_200834162 |  | bal_3P_4/0AL | 158.4 | OPEN | node_8101501_200834161 | node_8101501_200834162 | ABCD | 8101501
oh_line_8101501_200834163 |  | bal_3P_4/0AL | 158.4 | OPEN | node_8101501_200834162 | node_8101501_200834163 | ABCD | 8101501
oh_line_8101501_200834165 |  | bal_3P_4/0AA | 264 | OPEN | node_8101501_200834163 | node_8101501_200834165 | ABCD | 8101501
oh_line_8101501_200834166 |  | bal_3P_4/0AA | 158.4 | OPEN | node_8101501_200834165 | node_8101501_200834166 | ABCD | 8101501
oh_line_8101501_200834167 |  | bal_3P_4/0AA | 264 | OPEN | node_8101501_200834166 | node_8101501_200834167 | ABCD | 8101501
oh_line_8101501_200834168 |  | bal_3P_4/0AA | 264 | OPEN | node_8101501_200834167 | node_8101501_200834168 | ABCD | 8101501
oh_line_8101501_200834169 |  | bal_1P_1/0AC | 316.8 | OPEN | node_8101501_200834168 | node_8101501_200834169 | AD | 8101501
oh_line_8101501_200834170 |  | bal_3P_4/0AL | 211.20000000000002 | OPEN | node_8101501_200834168 | node_8101501_200834170 | ABCD | 8101501
oh_line_8101501_200834171 |  | bal_3P_4/0AL | 211.20000000000002 | OPEN | node_8101501_200834170 | node_8101501_200834171 | ABCD | 8101501
oh_line_8101501_200834172 |  | bal_3P_4/0AL | 211.20000000000002 | OPEN | node_8101501_200834171 | node_8101501_200834172 | ABCD | 8101501
oh_line_8101501_200834173 |  | bal_1P_1/0AC | 211.20000000000002 | OPEN | node_8101501_200834172 | node_8101501_200834173 | AD | 8101501
oh_line_8101501_200834174 |  | bal_3P_4/0AL | 211.20000000000002 | OPEN | node_8101501_200834172 | node_8101501_200834174 | ABCD | 8101501
oh_line_8101501_200834175 |  | bal_3P_1/0AC | 211.20000000000002 | OPEN | node_8101501_200834174 | node_intto1_8101501_200834175 | ABCD | 8101501
oh_line_8101501_200834176 |  | bal_3P_4/0AL | 211.20000000000002 | OPEN | node_8101501_200834174 | node_8101501_200834176 | ABCD | 8101501
oh_line_8101501_200834177 |  | bal_3P_4/0AL | 211.20000000000002 | OPEN | node_8101501_200834176 | node_8101501_200834177 | ABCD | 8101501
oh_line_8101501_200834178 |  | bal_1P_4/0AL | 158.4 | OPEN | node_8101501_200834177 | node_8101501_200834178 | AD | 8101501
oh_line_8101501_200834179 |  | bal_1P_4/0AL | 264 | OPEN | node_8101501_200834178 | node_8101501_200834179 | AD | 8101501
oh_line_8101501_200834180 |  | bal_1P_4/0AL | 211.20000000000002 | OPEN | node_8101501_200834179 | node_8101501_200834180 | AD | 8101501
oh_line_8101501_200834181 |  | bal_1P_4/0AL | 158.4 | OPEN | node_8101501_200834180 | node_8101501_200834181 | AD | 8101501
oh_line_8101501_200834182 |  | bal_3P_1/0AA | 316.8 | OPEN | node_8101501_200834183 | node_8101501_200834182 | ABCD | 8101501
oh_line_8101501_200834183 |  | bal_3P_1/0AC | 264 | OPEN | node_8101501_200834152 | node_8101501_200834183 | ABCD | 8101501
oh_line_8101501_200834184 |  | bal_3P_1/0AA | 105.60000000000001 | OPEN | node_8101501_200833164 | node_8101501_200834184 | ABCD | 8101501
oh_line_8101501_200834185 |  | bal_3P_1/0AA | 158.4 | OPEN | node_8101501_200834184 | node_8101501_200834185 | ABCD | 8101501
oh_line_8101501_200834186 |  | bal_3P_4CU | 52.800000000000004 | OPEN | node_8101501_200834185 | node_8101501_200834186 | ABCD | 8101501
oh_line_8101501_200834187 |  | bal_1P_1/0AA | 105.60000000000001 | OPEN | node_8101501_200834186 | node_8101501_200834187 | AD | 8101501
oh_line_8101501_200834227 |  | bal_1P_1/0AC | 52.800000000000004 | OPEN | node_8101501_200833247 | node_8101501_200834227 | AD | 8101501
oh_line_8101501_200834228 |  | bal_1P_4CU | 158.4 | OPEN | node_8101501_200834227 | node_8101501_200834228 | AD | 8101501
oh_line_8101501_200834229 |  | bal_1P_4CU | 105.60000000000001 | OPEN | node_8101501_200834228 | node_8101501_200834229 | AD | 8101501
oh_line_8101501_200834231 |  | bal_1P_4CU | 158.4 | OPEN | node_8101501_200834117 | node_8101501_200834231 | AD | 8101501
oh_line_8101501_200834232 |  | bal_1P_4CU | 158.4 | OPEN | node_8101501_200834231 | node_8101501_200834232 | AD | 8101501
oh_line_8101501_200834233 |  | bal_1P_4CU | 52.800000000000004 | OPEN | node_8101501_200834232 | node_8101501_200834233 | AD | 8101501
oh_line_8101501_200834234 |  | bal_1P_4CU | 105.60000000000001 | OPEN | node_8101501_200834233 | node_8101501_200834234 | AD | 8101501
oh_line_8101501_200834235 |  | bal_1P_4CU | 158.4 | OPEN | node_8101501_200834234 | node_8101501_200834235 | AD | 8101501
oh_line_8101501_200834236 |  | bal_1P_4CU | 105.60000000000001 | OPEN | node_8101501_200834235 | node_8101501_200834236 | AD | 8101501
oh_line_8101501_200834238 |  | bal_1P_1/0AA | 158.4 | OPEN | node_8101501_200834236 | node_8101501_200834238 | AD | 8101501
oh_line_8101501_200834239 |  | bal_1P_1/0AA | 158.4 | OPEN | node_8101501_200834238 | node_8101501_200834239 | AD | 8101501
oh_line_8101501_200834240 |  | bal_1P_1/0AA | 105.60000000000001 | OPEN | node_8101501_200834239 | node_8101501_200834240 | AD | 8101501
oh_line_8101501_200834274 |  | bal_3P_1/0AA | 264 | OPEN | node_8101501_200834157 | node_8101501_200834274 | ABCD | 8101501
oh_line_8101501_200834279 |  | bal_3P_1/0AA | 158.4 | OPEN | node_8101501_200834274 | node_8101501_200834279 | ABCD | 8101501
oh_line_8101501_200834281 |  | bal_3P_1/0AA | 158.4 | OPEN | node_8101501_200834279 | node_8101501_200834281 | ABCD | 8101501
oh_line_8101501_200834282 |  | bal_3P_2AC | 52.800000000000004 | OPEN | node_8101501_200834281 | node_8101501_200834282 | ABCD | 8101501
oh_line_8101501_200834283 |  | bal_3P_2AC | 211.20000000000002 | OPEN | node_8101501_200834282 | node_8101501_200834283 | ABCD | 8101501
oh_line_8101501_200834284 |  | bal_3P_1/0AC | 264 | OPEN | node_8101501_200834283 | node_8101501_200834284 | ABCD | 8101501
oh_line_8101501_200834285 |  | bal_3P_1/0AC | 105.60000000000001 | OPEN | node_8101501_200834284 | node_8101501_200834285 | ABCD | 8101501
oh_line_8101501_200834286 |  | bal_3P_1/0AC | 264 | OPEN | node_8101501_200834284 | node_8101501_200834286 | ABCD | 8101501
oh_line_8101501_200834305 |  | bal_3P_477AL | 264 | OPEN | node_8101501_200833158 | node_8101501_200834305 | ABCD | 8101501
oh_line_8101501_200834306 |  | bal_3P_4/0AA | 264 | OPEN | node_8101501_200834305 | node_8101501_200834306 | ABCD | 8101501
oh_line_8101501_200834308 |  | bal_3P_4/0AA | 264 | OPEN | node_8101501_200834306 | node_8101501_200834308 | ABCD | 8101501
oh_line_8101501_200834309 |  | bal_3P_4/0AA | 211.20000000000002 | OPEN | node_8101501_200834308 | node_8101501_200834309 | ABCD | 8101501
oh_line_8101501_200834529 |  | bal_3P_1/0AC | 52.800000000000004 | OPEN | node_8101501_200833542 | node_8101501_200834529 | ABCD | 8101501
oh_line_8101501_200834530 |  | bal_3P_1/0AC | 105.60000000000001 | OPEN | node_8101501_200834529 | node_8101501_200834530 | ABCD | 8101501
oh_line_8101501_200834531 |  | bal_3P_1/0AC | 105.60000000000001 | OPEN | node_8101501_200834530 | node_8101501_200834531 | ABCD | 8101501
oh_line_8101501_200834544 |  | bal_1P_1/0AC | 105.60000000000001 | OPEN | node_8101501_200834110 | node_8101501_200834544 | AD | 8101501
oh_line_8101501_200834545 |  | bal_1P_1/0AC | 158.4 | OPEN | node_8101501_200834544 | node_8101501_200834545 | AD | 8101501
oh_line_8101501_200834546 |  | bal_1P_1/0AC | 158.4 | OPEN | node_8101501_200834545 | node_8101501_200834546 | AD | 8101501
oh_line_8101501_200834547 |  | bal_1P_1/0AC | 158.4 | OPEN | node_8101501_200834546 | node_8101501_200834547 | AD | 8101501
oh_line_8101501_200834574 |  | bal_1P_1/0AC | 52.800000000000004 | OPEN | node_8101501_200834181 | node_intto1_8101501_200834574 | AD | 8101501
oh_line_8101501_200834575 |  | bal_1P_1/0AC | 316.8 | OPEN | node_8101501_200834574 | node_8101501_200834575 | AD | 8101501
oh_line_8101501_200834576 |  | bal_1P_1/0AC | 316.8 | OPEN | node_8101501_200834575 | node_8101501_200834576 | AD | 8101501
oh_line_8101501_200834577 |  | bal_1P_1/0AC | 264 | OPEN | node_8101501_200834576 | node_8101501_200834577 | AD | 8101501
oh_line_8101501_200834745 |  | bal_3P_1/0AA | 264 | OPEN | node_8101501_200833337 | node_8101501_200834745 | ABCD | 8101501
oh_line_8101501_200834746 |  | bal_3P_1/0AA | 264 | OPEN | node_8101501_200834745 | node_8101501_200834746 | ABCD | 8101501
oh_line_8101501_200834747 |  | bal_3P_1/0AA | 264 | OPEN | node_8101501_200834746 | node_8101501_200834747 | ABCD | 8101501
oh_line_8101501_200834749 |  | bal_1P_1/0AA | 211.20000000000002 | OPEN | node_8101501_200834747 | node_8101501_200834749 | AD | 8101501
oh_line_8101501_200834750 |  | bal_1P_1/0AA | 158.4 | OPEN | node_8101501_200834749 | node_8101501_200834750 | AD | 8101501
oh_line_8101501_200834751 |  | bal_1P_1/0AA | 211.20000000000002 | OPEN | node_8101501_200834750 | node_8101501_200834751 | AD | 8101501
oh_line_8101501_200834752 |  | bal_1P_1/0AA | 211.20000000000002 | OPEN | node_8101501_200834751 | node_8101501_200834752 | AD | 8101501
oh_line_8101501_200948307 |  | bal_1P_4CU | 105.60000000000001 | OPEN | node_8101501_200834019 | node_8101501_200948307 | AD | 8101501
oh_line_8101501_200952746 |  | bal_3P_477AL | 105.60000000000001 | OPEN | node_8101501_200833360 | node_8101501_200952746 | ABCD | 8101501
oh_line_8101501_200953068 |  | bal_1P_2AC | 158.4 | OPEN | node_8101501_200833549 | node_8101501_200953068 | AD | 8101501
oh_line_8101501_200955408 |  | bal_3P_477AL | 52.800000000000004 | OPEN | node_8101501_200833443 | node_8101501_200955408 | ABCD | 8101501
oh_line_8101501_200957018 |  | bal_1P_1/0AC | 158.4 | OPEN | node_8101501_200833581 | node_8101501_200957018 | AD | 8101501
oh_line_8101501_200958563 |  | bal_3P_2/0CU | 158.4 | OPEN | node_8101501_200832718 | node_8101501_200958563 | ABCD | 8101501
oh_line_8101501_200959768 |  | bal_3P_2/0CU | 105.60000000000001 | OPEN | node_8101501_200832707 | node_8101501_200959768 | ABCD | 8101501
oh_line_8101501_200963929 |  | bal_3P_477AL | 158.4 | OPEN | node_8101501_200833211 | node_8101501_200963929 | ABCD | 8101501
oh_line_8101501_200965243 |  | bal_3P_477AL | 105.60000000000001 | OPEN | node_8101501_200833179 | node_8101501_200965243 | ABCD | 8101501
oh_line_8101501_200973737 |  | bal_1P_1/0AA | 264 | OPEN | node_8101501_200834181 | node_8101501_200973737 | AD | 8101501
oh_line_8101501_200982364 |  | bal_1P_2AC | 158.4 | OPEN | node_8101501_200833542 | node_8101501_200982364 | AD | 8101501
oh_line_8101501_200984720 |  | bal_3P_2/0CU | 105.60000000000001 | OPEN | node_8101501_200833230 | node_8101501_200984720 | ABCD | 8101501
oh_line_8101501_201020347 |  | bal_1P_1/0AC | 105.60000000000001 | OPEN | node_8101501_200832918 | node_8101501_201020347 | AD | 8101501
oh_line_8101501_201025843 |  | bal_3P_2/0CU | 158.4 | OPEN | node_8101501_200958563 | node_8101501_201025843 | ABCD | 8101501
oh_line_8101501_201030762 |  | bal_3P_2/0CU | 105.60000000000001 | OPEN | node_8101501_201030764 | node_8101501_201030762 | ABCD | 8101501
oh_line_8101501_201030764 |  | bal_3P_2/0CU | 52.800000000000004 | OPEN | node_8101501_200833201 | node_8101501_201030764 | ABCD | 8101501
oh_line_8101501_201044334-1 |  | bal_3P_477AL | 0 | OPEN | node_8101501_200833198 | node_intto1_312011919 | ABCD | 8101501
oh_line_8101501_201044334-2 |  | bal_3P_477AL | 0 | OPEN | node_312011919 | node_intto1_220416131 | ABCD | 8101501
oh_line_8101501_201044334-3 |  | bal_3P_477AL | 105.60000000000001 | OPEN | node_220416131 | node_8101501_201044334 | ABCD | 8101501
oh_line_8101501_201060332 |  | bal_1P_4CU | 52.800000000000004 | OPEN | node_8101501_200833161 | node_intto1_8101501_201060332 | AD | 8101501
oh_line_8101501_310008259 |  | bal_3P_4CU | 158.4 | OPEN | node_8101501_200833291 | node_8101501_310008259 | ABCD | 8101501
oh_line_8101501_310034267 |  | bal_3P_477AL | 105.60000000000001 | OPEN | node_8101501_310034268 | node_8101501_310034267 | ABCD | 8101501
oh_line_8101501_310034268 |  | bal_3P_477AL | 105.60000000000001 | OPEN | node_8101501_310034269 | node_8101501_310034268 | ABCD | 8101501
oh_line_8101501_310034269 |  | bal_3P_477AL | 158.4 | OPEN | node_8101501_310034270 | node_8101501_310034269 | ABCD | 8101501
oh_line_8101501_310034270 |  | bal_3P_477AL | 158.4 | OPEN | node_8101501_310034271 | node_8101501_310034270 | ABCD | 8101501
oh_line_8101501_310034271 |  | bal_3P_477AL | 158.4 | OPEN | node_8101501_310034272 | node_8101501_310034271 | ABCD | 8101501
oh_line_8101501_310034272 |  | bal_3P_477AL | 105.60000000000001 | OPEN | node_8101501_200952746 | node_8101501_310034272 | ABCD | 8101501
oh_line_8101501_310034644 |  | bal_3P_477AL | 158.4 | OPEN | node_8101501_312113792 | node_8101501_310034644 | ABCD | 8101501
oh_line_8101501_310034647 |  | bal_3P_477AL | 52.800000000000004 | OPEN | node_8101501_310034648 | node_8101501_310034647 | ABCD | 8101501
oh_line_8101501_310034648 |  | bal_3P_477AL | 158.4 | OPEN | node_8101501_500000083 | node_8101501_310034648 | ABCD | 8101501
oh_line_8101501_310034649 |  | bal_3P_477AL | 158.4 | OPEN | node_8101501_200833346 | node_8101501_310034649 | ABCD | 8101501
oh_line_8101501_310034650 |  | bal_3P_477AL | 52.800000000000004 | OPEN | node_8101501_310034649 | node_8101501_310034650 | ABCD | 8101501
oh_line_8101501_311977010 |  | bal_3P_1/0AC | 0 | OPEN | node_8101501_200834153 | node_8101501_311977010 | ABCD | 8101501
oh_line_8101501_312113792 |  | bal_3P_477AL | 105.60000000000001 | OPEN | node_8101501_200833367 | node_8101501_312113792 | ABCD | 8101501
oh_line_8101501_500000083-1 |  | bal_3P_477AL | 0 | OPEN | node_8101501_500000083 | node_intto1_1402668_909_15310312_121 | ABCD | 8101501
oh_line_8101501_500000083-2 |  | bal_3P_477AL | 105.60000000000001 | OPEN | node_8101501_310034649 | node_8101501_500000083 | ABCD | 8101501
oh_line_TAP_OH_898045 |  | unb_TAPWIRE_OH | 52.800000000000004 | OPEN | node_8101501_200832710 | node_1397751_676_15306970_626 | ABCN | 8101501
oh_line_TAP_OH_898046 |  | unb_TAPWIRE_OH | 52.800000000000004 | OPEN | node_8101501_200832728 | node_1398500_067_15308406_157 | ABCN | 8101501
oh_line_TAP_OH_898062 |  | unb_TAPWIRE_OH | 52.800000000000004 | OPEN | node_8101501_200832909 | node_1398530_068_15307918_824 | AN | 8101501
oh_line_TAP_OH_898063 |  | unb_TAPWIRE_OH | 52.800000000000004 | OPEN | node_8101501_200832913 | node_1398627_095_15307608_617 | AN | 8101501
oh_line_TAP_OH_898064 |  | unb_TAPWIRE_OH | 52.800000000000004 | OPEN | node_8101501_200832926 | node_1399168_067_15307870_024 | AN | 8101501
oh_line_TAP_OH_898065 |  | unb_TAPWIRE_OH | 0 | OPEN | node_8101501_200832935 | node_1398438_017_15308203_345 | ABCN | 8101501
oh_line_TAP_OH_898066 |  | unb_TAPWIRE_OH | 52.800000000000004 | OPEN | node_8101501_200832938 | node_1399790_285_15308203_68 | AN | 8101501
oh_line_TAP_OH_898069 |  | unb_TAPWIRE_OH | 52.800000000000004 | OPEN | node_8101501_200832949 | node_1399532_831_15308637_502 | AN | 8101501
oh_line_TAP_OH_898070 |  | unb_TAPWIRE_OH | 52.800000000000004 | OPEN | node_8101501_200832957 | node_1399050_491_15308628_786 | AN | 8101501
oh_line_TAP_OH_898080 |  | unb_TAPWIRE_OH | 52.800000000000004 | OPEN | node_8101501_200833156 | node_1401456_615_15313836_648 | AN | 8101501
oh_line_TAP_OH_898081 |  | unb_TAPWIRE_OH | 52.800000000000004 | OPEN | node_8101501_200833157 | node_1403264_535_15316525_775 | AN | 8101501
oh_line_TAP_OH_898082 |  | unb_TAPWIRE_OH | 52.800000000000004 | OPEN | node_8101501_200833160 | node_1398647_745_15308775_56 | ABCN | 8101501
oh_line_TAP_OH_898084 |  | unb_TAPWIRE_OH | 0 | OPEN | node_8101501_200833174 | node_1399806_562_15310647_986 | ABCN | 8101501
oh_line_TAP_OH_898085 |  | unb_TAPWIRE_OH | 0 | OPEN | node_8101501_200833179 | node_1400093_878_15311121_652 | ABCN | 8101501
oh_line_TAP_OH_898086 |  | unb_TAPWIRE_OH | 0 | OPEN | node_8101501_200833188 | node_1400458_252_15311739_311 | ABCN | 8101501
oh_line_TAP_OH_898087 |  | unb_TAPWIRE_OH | 52.800000000000004 | OPEN | node_8101501_200833193 | node_1400538_284_15311962_997 | ABCN | 8101501
oh_line_TAP_OH_898088 |  | unb_TAPWIRE_OH | 0 | OPEN | node_8101501_200833197 | node_1400672_145_15312286_112 | ABCN | 8101501
oh_line_TAP_OH_898089 |  | unb_TAPWIRE_OH | 52.800000000000004 | OPEN | node_8101501_200833204 | node_1400950_406_15312903_059 | ABCN | 8101501
oh_line_TAP_OH_898090 |  | unb_TAPWIRE_OH | 52.800000000000004 | OPEN | node_8101501_200833206 | node_1400975_722_15313177_262 | ABCN | 8101501
oh_line_TAP_OH_898091 |  | unb_TAPWIRE_OH | 0 | OPEN | node_8101501_200833216 | node_1401321_61_15314088_152 | ABCN | 8101501
oh_line_TAP_OH_898092 |  | unb_TAPWIRE_OH | 52.800000000000004 | OPEN | node_8101501_200833221 | node_1401562_895_15314485_841 | ABCN | 8101501
oh_line_TAP_OH_898094 |  | unb_TAPWIRE_OH | 52.800000000000004 | OPEN | node_8101501_200833233 | node_1401953_374_15314993_482 | ABCN | 8101501
oh_line_TAP_OH_898095 |  | unb_TAPWIRE_OH | 52.800000000000004 | OPEN | node_8101501_200833235 | node_1402287_924_15315321_849 | ABCN | 8101501
oh_line_TAP_OH_898096 |  | unb_TAPWIRE_OH | 52.800000000000004 | OPEN | node_8101501_200833240 | node_1402224_598_15315827_381 | AN | 8101501
oh_line_TAP_OH_898097 |  | unb_TAPWIRE_OH | 0 | OPEN | node_8101501_200833242 | node_1402333_318_15315538_532 | AN | 8101501
oh_line_TAP_OH_898098 |  | unb_TAPWIRE_OH | 52.800000000000004 | OPEN | node_8101501_200833243 | node_1402143_377_15315323_394 | AN | 8101501
oh_line_TAP_OH_898099 |  | unb_TAPWIRE_OH | 52.800000000000004 | OPEN | node_8101501_200833245 | node_1402692_708_15315756_251 | ABCN | 8101501
oh_line_TAP_OH_898101 |  | unb_TAPWIRE_OH | 52.800000000000004 | OPEN | node_8101501_200833249 | node_1402761_79_15316170_291 | ABCN | 8101501
oh_line_TAP_OH_898102 |  | unb_TAPWIRE_OH | 52.800000000000004 | OPEN | node_8101501_200833253 | node_1403160_079_15316272_417 | ABCN | 8101501
oh_line_TAP_OH_898104 |  | unb_TAPWIRE_OH | 52.800000000000004 | OPEN | node_8101501_200833256 | node_1403447_439_15316338_28 | ABCN | 8101501
oh_line_TAP_OH_898106 |  | unb_TAPWIRE_OH | 52.800000000000004 | OPEN | node_8101501_200833266 | node_1402012_965_15314308_634 | AN | 8101501
oh_line_TAP_OH_898107 |  | unb_TAPWIRE_OH | 52.800000000000004 | OPEN | node_8101501_200833279 | node_1399192_756_15308867_329 | AN | 8101501
oh_line_TAP_OH_898108 |  | unb_TAPWIRE_OH | 52.800000000000004 | OPEN | node_8101501_200833284 | node_1399589_87_15308893_012 | AN | 8101501
oh_line_TAP_OH_898110 |  | unb_TAPWIRE_OH | 52.800000000000004 | OPEN | node_8101501_200833299 | node_1401358_958_15309597_51 | AN | 8101501
oh_line_TAP_OH_898111 |  | unb_TAPWIRE_OH | 0 | OPEN | node_8101501_200833301 | node_1401262_168_15309268_453 | AN | 8101501
oh_line_TAP_OH_898112 |  | unb_TAPWIRE_OH | 52.800000000000004 | OPEN | node_8101501_200833305 | node_1401612_137_15309437_053 | AN | 8101501
oh_line_TAP_OH_898113 |  | unb_TAPWIRE_OH | 52.800000000000004 | OPEN | node_8101501_200833306 | node_1401734_269_15309427_569 | AN | 8101501
oh_line_TAP_OH_898114 |  | unb_TAPWIRE_OH | 52.800000000000004 | OPEN | node_8101501_200833307 | node_1399273_095_15309212_138 | ABCN | 8101501
oh_line_TAP_OH_898115 |  | unb_TAPWIRE_OH | 52.800000000000004 | OPEN | node_8101501_200833310 | node_1399575_849_15309232_634 | ABCN | 8101501
oh_line_TAP_OH_898116 |  | unb_TAPWIRE_OH | 52.800000000000004 | OPEN | node_8101501_200833313 | node_1399944_131_15309270_888 | ABCN | 8101501
oh_line_TAP_OH_898117 |  | unb_TAPWIRE_OH | 52.800000000000004 | OPEN | node_8101501_200833321 | node_1399644_78_15309592_032 | AN | 8101501
oh_line_TAP_OH_898118 |  | unb_TAPWIRE_OH | 52.800000000000004 | OPEN | node_8101501_200833324 | node_1399922_335_15309605_243 | AN | 8101501
oh_line_TAP_OH_898119 |  | unb_TAPWIRE_OH | 52.800000000000004 | OPEN | node_8101501_200833333 | node_1399315_24_15310437_627 | ABCN | 8101501
oh_line_TAP_OH_898121 |  | unb_TAPWIRE_OH | 52.800000000000004 | OPEN | node_8101501_200833346 | node_1402835_515_15310108_661 | ABCN | 8101501
oh_line_TAP_OH_898167 |  | unb_TAPWIRE_OH | 52.800000000000004 | OPEN | node_8101501_200833475 | node_1400822_714_15310344_311 | ABCN | 8101501
oh_line_TAP_OH_898178 |  | unb_TAPWIRE_OH | 52.800000000000004 | OPEN | node_8101501_200833532 | node_1400678_629_15311114_273 | AN | 8101501
oh_line_TAP_OH_898179 |  | unb_TAPWIRE_OH | 52.800000000000004 | OPEN | node_8101501_200833535 | node_1401025_915_15311134_292 | AN | 8101501
oh_line_TAP_OH_898180 |  | unb_TAPWIRE_OH | 0 | OPEN | node_8101501_200833542 | node_1401306_07_15312245_206 | ABCN | 8101501
oh_line_TAP_OH_898181 |  | unb_TAPWIRE_OH | 0 | OPEN | node_8101501_200833554 | node_1400343_799_15312384_229 | ABCN | 8101501
oh_line_TAP_OH_898183 |  | unb_TAPWIRE_OH | 52.800000000000004 | OPEN | node_8101501_200833564 | node_1400011_217_15312249_926 | ABCN | 8101501
oh_line_TAP_OH_898185 |  | unb_TAPWIRE_OH | 52.800000000000004 | OPEN | node_8101501_200833569 | node_1399625_184_15311786_758 | ABCN | 8101501
oh_line_TAP_OH_898186 |  | unb_TAPWIRE_OH | 52.800000000000004 | OPEN | node_8101501_200833574 | node_1400474_958_15312776_29 | AN | 8101501
oh_line_TAP_OH_898187 |  | unb_TAPWIRE_OH | 52.800000000000004 | OPEN | node_8101501_200833578 | node_1400709_835_15313161_421 | AN | 8101501
oh_line_TAP_OH_898188 |  | unb_TAPWIRE_OH | 52.800000000000004 | OPEN | node_8101501_200833586 | node_1400264_133_15312164_614 | AN | 8101501
oh_line_TAP_OH_898413 |  | unb_TAPWIRE_OH | 52.800000000000004 | OPEN | node_8101501_200834106 | node_1401219_444_15312949_342 | AN | 8101501
oh_line_TAP_OH_898414 |  | unb_TAPWIRE_OH | 0 | OPEN | node_8101501_200834109 | node_1401383_444_15313378_878 | AN | 8101501
oh_line_TAP_OH_898415 |  | unb_TAPWIRE_OH | 52.800000000000004 | OPEN | node_8101501_200834114 | node_1402457_623_15314323_353 | AN | 8101501
oh_line_TAP_OH_898416 |  | unb_TAPWIRE_OH | 52.800000000000004 | OPEN | node_8101501_200834117 | node_1402432_355_15314718_456 | AN | 8101501
oh_line_TAP_OH_898417 |  | unb_TAPWIRE_OH | 52.800000000000004 | OPEN | node_8101501_200834121 | node_1402700_074_15314916_284 | AN | 8101501
oh_line_TAP_OH_898419 |  | unb_TAPWIRE_OH | 0 | OPEN | node_8101501_200834130 | node_1401366_027_15313934_682 | AN | 8101501
oh_line_TAP_OH_898420 |  | unb_TAPWIRE_OH | 52.800000000000004 | OPEN | node_8101501_200834136 | node_1402022_091_15313985_974 | AN | 8101501
oh_line_TAP_OH_898421 |  | unb_TAPWIRE_OH | 52.800000000000004 | OPEN | node_8101501_200834140 | node_1402212_202_15313871_788 | AN | 8101501
oh_line_TAP_OH_898426 |  | unb_TAPWIRE_OH | 52.800000000000004 | OPEN | node_8101501_200834153 | node_1398690_773_15310136_373 | ABCN | 8101501
oh_line_TAP_OH_898431 |  | unb_TAPWIRE_OH | 52.800000000000004 | OPEN | node_8101501_200834162 | node_1399312_148_15311543_075 | ABCN | 8101501
oh_line_TAP_OH_898432 |  | unb_TAPWIRE_OH | 52.800000000000004 | OPEN | node_8101501_200834163 | node_1399334_386_15311739_738 | ABCN | 8101501
oh_line_TAP_OH_898434 |  | unb_TAPWIRE_OH | 52.800000000000004 | OPEN | node_8101501_200834166 | node_1399469_477_15312131_198 | ABCN | 8101501
oh_line_TAP_OH_898435 |  | unb_TAPWIRE_OH | 52.800000000000004 | OPEN | node_8101501_200834169 | node_1399392_122_15312562_531 | AN | 8101501
oh_line_TAP_OH_898436 |  | unb_TAPWIRE_OH | 52.800000000000004 | OPEN | node_8101501_200834173 | node_1400171_722_15313012_501 | AN | 8101501
oh_line_TAP_OH_898439 |  | unb_TAPWIRE_OH | 52.800000000000004 | OPEN | node_8101501_200834178 | node_1400432_353_15313847_432 | AN | 8101501
oh_line_TAP_OH_898440 |  | unb_TAPWIRE_OH | 52.800000000000004 | OPEN | node_8101501_200834180 | node_1400683_403_15314255_051 | AN | 8101501
oh_line_TAP_OH_898443 |  | unb_TAPWIRE_OH | 52.800000000000004 | OPEN | node_8101501_200834187 | node_1399836_029_15309995_831 | AN | 8101501
oh_line_TAP_OH_898461 |  | unb_TAPWIRE_OH | 52.800000000000004 | OPEN | node_8101501_200834229 | node_1402456_15_15316058_455 | AN | 8101501
oh_line_TAP_OH_898462 |  | unb_TAPWIRE_OH | 52.800000000000004 | OPEN | node_8101501_200834236 | node_1402271_529_15314834_506 | AN | 8101501
oh_line_TAP_OH_898463 |  | unb_TAPWIRE_OH | 52.800000000000004 | OPEN | node_8101501_200834239 | node_1402480_208_15315051_376 | AN | 8101501
oh_line_TAP_OH_898475 |  | unb_TAPWIRE_OH | 0 | OPEN | node_8101501_200834279 | node_1399268_948_15310654_84 | ABCN | 8101501
oh_line_TAP_OH_898485 |  | unb_TAPWIRE_OH | 52.800000000000004 | OPEN | node_8101501_200834305 | node_1402871_436_15315548_455 | ABCN | 8101501
oh_line_TAP_OH_898580 |  | unb_TAPWIRE_OH | 52.800000000000004 | OPEN | node_8101501_200834544 | node_1401547_436_15313440_001 | AN | 8101501
oh_line_TAP_OH_898581 |  | unb_TAPWIRE_OH | 0 | OPEN | node_8101501_200834546 | node_1401850_979_15313467_055 | AN | 8101501
oh_line_TAP_OH_898582 |  | unb_TAPWIRE_OH | 52.800000000000004 | OPEN | node_8101501_200834547 | node_1402007_647_15313473_773 | AN | 8101501
oh_line_TAP_OH_898595 |  | unb_TAPWIRE_OH | 52.800000000000004 | OPEN | node_8101501_200834575 | node_1400470_313_15314406_6 | AN | 8101501
oh_line_TAP_OH_898663 |  | unb_TAPWIRE_OH | 52.800000000000004 | OPEN | node_8101501_200834752 | node_1398440_612_15309070_421 | AN | 8101501
oh_line_TAP_OH_920491 |  | unb_TAPWIRE_OH | 52.800000000000004 | OPEN | node_8101501_200948307 | node_1400299_623_15310788_667 | AN | 8101501
oh_line_TAP_OH_921154 |  | unb_TAPWIRE_OH | 52.800000000000004 | OPEN | node_8101501_200952746 | node_1401667_523_15310393_887 | ABCN | 8101501
oh_line_TAP_OH_921475 |  | unb_TAPWIRE_OH | 52.800000000000004 | OPEN | node_8101501_200955408 | node_1400489_297_15310320_801 | ABCN | 8101501
oh_line_TAP_OH_921542 |  | unb_TAPWIRE_OH | 0 | OPEN | node_8101501_200957018 | node_1400828_562_15313670_922 | AN | 8101501
oh_line_TAP_OH_922891 |  | unb_TAPWIRE_OH | 52.800000000000004 | OPEN | node_8101501_200963929 | node_1401208_591_15313785_778 | ABCN | 8101501
oh_line_TAP_OH_924700 |  | unb_TAPWIRE_OH | 52.800000000000004 | OPEN | node_8101501_200973737 | node_1401018_156_15314573_855 | AN | 8101501
oh_line_TAP_OH_934652 |  | unb_TAPWIRE_OH | 0 | OPEN | node_8101501_201044334 | node_1400749_428_15312500_589 | ABCN | 8101501
oh_line_TAP_OH_1573633 |  | unb_TAPWIRE_OH | 52.800000000000004 | OPEN | node_8101501_200832719 | node_1397608_863_15307618_867 | AN | 8101501
oh_line_TAP_OH_2137340 |  | unb_TAPWIRE_OH | 105.60000000000001 | OPEN | node_8101501_310008259 | node_1400462_03_15309422_122 | ABCN | 8101501
oh_line_TAP_OH_2137341 |  | unb_TAPWIRE_OH | 105.60000000000001 | OPEN | node_8101501_310008259 | node_1400480_751_15309413_546 | ABCN | 8101501
oh_line_TAP_OH_2137342 |  | unb_TAPWIRE_OH | 105.60000000000001 | OPEN | node_8101501_310008259 | node_1400445_629_15309436_931 | ABCN | 8101501
oh_line_TAP_OH_2137343 |  | unb_TAPWIRE_OH | 105.60000000000001 | OPEN | node_8101501_200834155 | node_1398695_855_15310565_237 | ABCN | 8101501
oh_line_TAP_OH_2137344 |  | unb_TAPWIRE_OH | 52.800000000000004 | OPEN | node_8101501_200834155 | node_1398689_08_15310540_157 | ABCN | 8101501
oh_line_TAP_OH_2137345 |  | unb_TAPWIRE_OH | 105.60000000000001 | OPEN | node_8101501_200834155 | node_1398707_219_15310587_146 | ABCN | 8101501
oh_line_TAP_OH_2137349 |  | unb_TAPWIRE_OH | 105.60000000000001 | OPEN | node_8101501_200833226 | node_1401655_546_15315137_149 | ABCN | 8101501
oh_line_TAP_OH_2137350 |  | unb_TAPWIRE_OH | 105.60000000000001 | OPEN | node_8101501_200833226 | node_1401642_124_15315117_451 | ABCN | 8101501
oh_line_TAP_OH_2137357 |  | unb_TAPWIRE_OH | 52.800000000000004 | OPEN | node_8101501_200834747 | node_1398733_735_15309799_045 | ABCN | 8101501
oh_line_TAP_OH_2137358 |  | unb_TAPWIRE_OH | 52.800000000000004 | OPEN | node_8101501_200834747 | node_1398754_707_15309806_777 | ABCN | 8101501
oh_line_TAP_OH_2137378 |  | unb_TAPWIRE_OH | 52.800000000000004 | OPEN | node_8101501_200832945 | node_1399356_292_15308277_445 | ABCN | 8101501
oh_line_TAP_OH_2137379 |  | unb_TAPWIRE_OH | 52.800000000000004 | OPEN | node_8101501_200832945 | node_1399365_763_15308277_5 | ABCN | 8101501
oh_line_TAP_OH_2137391 |  | unb_TAPWIRE_OH | 52.800000000000004 | OPEN | node_8101501_200833166 | node_1399527_691_15310165_308 | ABCN | 8101501
oh_line_TAP_OH_2137392 |  | unb_TAPWIRE_OH | 52.800000000000004 | OPEN | node_8101501_200833166 | node_1399506_763_15310162_533 | ABCN | 8101501
oh_line_TAP_OH_2137398 |  | unb_TAPWIRE_OH | 52.800000000000004 | OPEN | node_8101501_200833561 | node_1400224_323_15312661_573 | ABCN | 8101501
oh_line_TAP_OH_2137399 |  | unb_TAPWIRE_OH | 52.800000000000004 | OPEN | node_8101501_200833561 | node_1400225_837_15312688_136 | ABCN | 8101501
oh_line_TAP_OH_2137400 |  | unb_TAPWIRE_OH | 105.60000000000001 | OPEN | node_8101501_200833561 | node_1400217_748_15312636_4 | ABCN | 8101501
oh_line_TAP_OH_2137404 |  | unb_TAPWIRE_OH | 105.60000000000001 | OPEN | node_8101501_200833254 | node_1403285_186_15316247_229 | ABCN | 8101501
oh_line_TAP_OH_2137405 |  | unb_TAPWIRE_OH | 105.60000000000001 | OPEN | node_8101501_200833254 | node_1403302_946_15316259_177 | ABCN | 8101501
oh_line_TAP_OH_2137406 |  | unb_TAPWIRE_OH | 52.800000000000004 | OPEN | node_8101501_200832941 | node_1398905_79_15308263_958 | ABCN | 8101501
oh_line_TAP_OH_2137407 |  | unb_TAPWIRE_OH | 52.800000000000004 | OPEN | node_8101501_200832941 | node_1398919_607_15308265_811 | ABCN | 8101501
oh_line_TAP_OH_2137424 |  | unb_TAPWIRE_OH | 105.60000000000001 | OPEN | node_8101501_200833292 | node_1400525_311_15309413_775 | ABCN | 8101501
oh_line_TAP_OH_2137425 |  | unb_TAPWIRE_OH | 105.60000000000001 | OPEN | node_8101501_200833292 | node_1400544_6_15309420_04 | ABCN | 8101501
oh_line_TAP_OH_2137426 |  | unb_TAPWIRE_OH | 105.60000000000001 | OPEN | node_8101501_200833292 | node_1400505_502_15309414_42 | ABCN | 8101501
oh_line_TAP_OH_2137436 |  | unb_TAPWIRE_OH | 52.800000000000004 | OPEN | node_8101501_200834177 | node_1400254_793_15313737_084 | ABCN | 8101501
oh_line_TAP_OH_2137437 |  | unb_TAPWIRE_OH | 52.800000000000004 | OPEN | node_8101501_200834177 | node_1400269_135_15313750_987 | ABCN | 8101501
oh_line_TAP_OH_2137454 |  | unb_TAPWIRE_OH | 105.60000000000001 | OPEN | node_8101501_200834282 | node_1399464_715_15310615_047 | ABCN | 8101501
oh_line_TAP_OH_2137455 |  | unb_TAPWIRE_OH | 105.60000000000001 | OPEN | node_8101501_200834282 | node_1399481_223_15310629_914 | ABCN | 8101501
oh_line_TAP_OH_2137465 |  | unb_TAPWIRE_OH | 52.800000000000004 | OPEN | node_8101501_200834746 | node_1398858_791_15310097_266 | ABCN | 8101501
oh_line_TAP_OH_2137466 |  | unb_TAPWIRE_OH | 52.800000000000004 | OPEN | node_8101501_200834746 | node_1398856_887_15310071_001 | ABCN | 8101501
oh_line_TAP_OH_2137495 |  | unb_TAPWIRE_OH | 52.800000000000004 | OPEN | node_8101501_200833246 | node_1398990_791_15309365_328 | ABCN | 8101501
oh_line_TAP_OH_2137496 |  | unb_TAPWIRE_OH | 52.800000000000004 | OPEN | node_8101501_200833246 | node_1398985_092_15309339_778 | ABCN | 8101501
oh_line_TAP_OH_2137497 |  | unb_TAPWIRE_OH | 105.60000000000001 | OPEN | node_8101501_200833246 | node_1399001_208_15309388_067 | ABCN | 8101501
oh_line_TAP_OH_2137498 |  | unb_TAPWIRE_OH | 105.60000000000001 | OPEN | node_8101501_200834283 | node_1399396_166_15310942_361 | ABCN | 8101501
oh_line_TAP_OH_2137499 |  | unb_TAPWIRE_OH | 52.800000000000004 | OPEN | node_8101501_200834283 | node_1399391_183_15310916_548 | ABCN | 8101501
oh_line_TAP_OH_2137500 |  | unb_TAPWIRE_OH | 105.60000000000001 | OPEN | node_8101501_200834283 | node_1399405_943_15310965_604 | ABCN | 8101501
oh_line_TAP_OH_2137509 |  | unb_TAPWIRE_OH | 52.800000000000004 | OPEN | node_8101501_200834159 | node_1399072_543_15311203_234 | ABCN | 8101501
oh_line_TAP_OH_2137510 |  | unb_TAPWIRE_OH | 52.800000000000004 | OPEN | node_8101501_200834159 | node_1399081_974_15311213_657 | ABCN | 8101501
oh_line_TAP_OH_2137511 |  | unb_TAPWIRE_OH | 52.800000000000004 | OPEN | node_8101501_200834159 | node_1399061_729_15311189_849 | ABCN | 8101501
oh_line_TAP_OH_2137515 |  | unb_TAPWIRE_OH | 105.60000000000001 | OPEN | node_8101501_200834285 | node_1399769_639_15311203_236 | ABCN | 8101501
oh_line_TAP_OH_2137516 |  | unb_TAPWIRE_OH | 105.60000000000001 | OPEN | node_8101501_200834285 | node_1399755_63_15311221_95 | ABCN | 8101501
oh_line_TAP_OH_2137544 |  | unb_TAPWIRE_OH | 105.60000000000001 | OPEN | node_8101501_200834175 | node_1400365_092_15313239_428 | ABCN | 8101501
oh_line_TAP_OH_2137545 |  | unb_TAPWIRE_OH | 105.60000000000001 | OPEN | node_8101501_200834175 | node_1400368_415_15313265_705 | ABCN | 8101501
oh_line_TAP_OH_2137546 |  | unb_TAPWIRE_OH | 105.60000000000001 | OPEN | node_8101501_200834175 | node_1400356_827_15313215_159 | ABCN | 8101501
oh_line_TAP_OH_2137573 |  | unb_TAPWIRE_OH | 52.800000000000004 | OPEN | node_8101501_200833567 | node_1399858_186_15312222_451 | ABCN | 8101501
oh_line_TAP_OH_2137574 |  | unb_TAPWIRE_OH | 52.800000000000004 | OPEN | node_8101501_200833567 | node_1399853_25_15312208_775 | ABCN | 8101501
oh_line_TAP_OH_2137575 |  | unb_TAPWIRE_OH | 52.800000000000004 | OPEN | node_8101501_200833567 | node_1399863_954_15312239_208 | ABCN | 8101501
oh_line_TAP_OH_2137594 |  | unb_TAPWIRE_OH | 105.60000000000001 | OPEN | node_8101501_200833362 | node_1399860_774_15310217_798 | ABCN | 8101501
oh_line_TAP_OH_2137595 |  | unb_TAPWIRE_OH | 105.60000000000001 | OPEN | node_8101501_200833362 | node_1399880_263_15310222_786 | ABCN | 8101501
oh_line_TAP_OH_2137596 |  | unb_TAPWIRE_OH | 105.60000000000001 | OPEN | node_8101501_200833362 | node_1399841_019_15310219_75 | ABCN | 8101501
oh_line_TAP_OH_2137599 |  | unb_TAPWIRE_OH | 105.60000000000001 | OPEN | node_8101501_200834157 | node_1398834_732_15310801_518 | ABCN | 8101501
oh_line_TAP_OH_2137600 |  | unb_TAPWIRE_OH | 52.800000000000004 | OPEN | node_8101501_200834157 | node_1398830_063_15310775_602 | ABCN | 8101501
oh_line_TAP_OH_2137609 |  | unb_TAPWIRE_OH | 105.60000000000001 | OPEN | node_8101501_200834185 | node_1399654_201_15309852_391 | ABCN | 8101501
oh_line_TAP_OH_2137610 |  | unb_TAPWIRE_OH | 105.60000000000001 | OPEN | node_8101501_200834185 | node_1399673_445_15309858_911 | ABCN | 8101501
oh_line_TAP_OH_2137611 |  | unb_TAPWIRE_OH | 105.60000000000001 | OPEN | node_8101501_200834185 | node_1399634_388_15309852_775 | ABCN | 8101501
oh_line_TAP_OH_2137626 |  | unb_TAPWIRE_OH | 105.60000000000001 | OPEN | node_8101501_200834182 | node_1398296_555_15309323_783 | ABCN | 8101501
oh_line_TAP_OH_2137627 |  | unb_TAPWIRE_OH | 105.60000000000001 | OPEN | node_8101501_200834182 | node_1398314_109_15309311_573 | ABCN | 8101501
oh_line_TAP_OH_2137628 |  | unb_TAPWIRE_OH | 105.60000000000001 | OPEN | node_8101501_200834182 | node_1398281_98_15309341_702 | ABCN | 8101501
oh_line_TAP_OH_2143737 |  | unb_TAPWIRE_OH | 52.800000000000004 | OPEN | node_8101501_200834165 | node_1399402_146_15311986_034 | ABCN | 8101501
oh_line_TAP_OH_2143738 |  | unb_TAPWIRE_OH | 52.800000000000004 | OPEN | node_8101501_200834165 | node_1399406_801_15312008_989 | ABCN | 8101501
oh_line_TAP_OH_2143739 |  | unb_TAPWIRE_OH | 52.800000000000004 | OPEN | node_8101501_200834165 | node_1399401_499_15311963_39 | ABCN | 8101501
oh_line_TAP_OH_2143744 |  | unb_TAPWIRE_OH | 52.800000000000004 | OPEN | node_8101501_200958563 | node_1397889_8_15307315_916 | ABCN | 8101501
oh_line_TAP_OH_2143745 |  | unb_TAPWIRE_OH | 52.800000000000004 | OPEN | node_8101501_200958563 | node_1397883_321_15307333_466 | ABCN | 8101501
oh_line_TAP_OH_2143746 |  | unb_TAPWIRE_OH | 52.800000000000004 | OPEN | node_8101501_200834286 | node_1399371_084_15311202_579 | ABCN | 8101501
oh_line_TAP_OH_2143747 |  | unb_TAPWIRE_OH | 52.800000000000004 | OPEN | node_8101501_200834286 | node_1399367_885_15311176_274 | ABCN | 8101501
oh_line_TAP_OH_2143748 |  | unb_TAPWIRE_OH | 52.800000000000004 | OPEN | node_8101501_200834286 | node_1399379_234_15311226_918 | ABCN | 8101501
oh_line_TAP_OH_2143749 |  | unb_TAPWIRE_OH | 52.800000000000004 | OPEN | node_8101501_200834160 | node_1399113_311_15311280_77 | ABCN | 8101501
oh_line_TAP_OH_2143750 |  | unb_TAPWIRE_OH | 52.800000000000004 | OPEN | node_8101501_200834160 | node_1399128_88_15311298_118 | ABCN | 8101501
oh_line_TAP_OH_2495740 |  | unb_TAPWIRE_OH | 52.800000000000004 | OPEN | node_8101501_200834124 | node_1401796_658_15312666_959 | AN | 8101501
oh_line_TAP_OH_2640563 |  | unb_TAPWIRE_OH | 0 | OPEN | node_8101501_200833539 | node_1401017_049_15312328_333 | ABCN | 8101501
oh_line_TAP_OH_3568163 |  | unb_TAPWIRE_OH | 0 | OPEN | node_8101501_311985961 | node_1399509_216_15312807_335 | AN | 8101501
oh_line_TAP_OH_3760623 |  | unb_TAPWIRE_OH | 52.800000000000004 | OPEN | node_8101501_200833167 | node_1399581_975_15310256_635 | ABCN | 8101501
oh_line_TAP_OH_5013579 |  | unb_TAPWIRE_OH | 0 | OPEN | node_8101501_200832961 | node_1399449_371_15308627_502 | AN | 8101501
oh_line_TAP_OH_5477638 |  | unb_TAPWIRE_OH | 52.800000000000004 | OPEN | node_8101501_200833163 | node_1399302_685_15309799_244 | ABCN | 8101501

## UndergroundLine
Name | GroupId | Configuration | NumParallelCables | Length | Status | From | To | Phases | Feeder | Comments
und_line_8101501_200833155 |  | und_3P_2ALURD | 0 | 52.800000000000004 | OPEN | node_8101501_200833185 | node_intto1_8101501_200833155 | ABCN | 8101501
und_line_8101501_200834528 |  | und_3P_2ALURD | 0 | 105.60000000000001 | OPEN | node_8101501_200834531 | node_intto1_8101501_200834528 | ABCN | 8101501
und_line_8101501_200953067 |  | und_1P_DELTACUST | 0 | 158.4 | OPEN | node_8101501_200953068 | node_intto1_8101501_200953067 | AN | 8101501
und_line_8101501_311977012 |  | und_3P_DELTACUST | 0 | 158.4 | OPEN | node_8101501_311977010 | node_intto1_8101501_311977012 | ABCN | 8101501
und_line_8101501_311985961-1 |  | und_1P_DELTACUST | 0 | 0 | OPEN | node_311985966 | node_8101501_311985961 | AN | 8101501
und_line_8101501_311985961-2 |  | und_1P_DELTACUST | 0 | 316.8 | OPEN | node_311985964 | node_intto1_311985966 | AN | 8101501
und_line_8101501_311985961-3 |  | und_1P_DELTACUST | 0 | 0 | OPEN | node_8101501_200834168 | node_intto1_311985964 | AN | 8101501
und_line_TAP_UG_58997 |  | und_TAPWIRE_UG | 0 | 52.800000000000004 | OPEN | node_8101501_200834528 | node_1401108_132_15311868_868 | ABCN | 8101501
und_line_TAP_UG_59982 |  | und_TAPWIRE_UG | 0 | 52.800000000000004 | OPEN | node_8101501_200953067 | node_1401580_426_15312982_433 | AN | 8101501
und_line_TAP_UG_898667 |  | und_TAPWIRE_UG | 0 | 52.800000000000004 | OPEN | node_8101501_200833155 | node_1400534_525_15311482_254 | ABCN | 8101501
und_line_TAP_UG_898668 |  | und_TAPWIRE_UG | 0 | 52.800000000000004 | OPEN | node_8101501_200833155 | node_1400534_188_15311508_875 | ABCN | 8101501
und_line_TAP_UG_898669 |  | und_TAPWIRE_UG | 0 | 105.60000000000001 | OPEN | node_8101501_200833155 | node_1400529_723_15311456_381 | ABCN | 8101501
und_line_TAP_UG_1648353 |  | und_TAPWIRE_UG | 0 | 52.800000000000004 | OPEN | node_8101501_311977012 | node_1398484_73_15310205_014 | ABCN | 8101501