## Feeder
Name | Description | Comments
8101502

## Node
Name | GroupId | Latitude | Longitude | BusType | NominalVoltage | ConsistentPath | DistToSlack | Phases | Feeder | Comments
node_1400926_07_15310457_707 |  | 42.14814067953626 | -75.8820128787674 | PQ | 2771.281 | False | -1 | AN | 8101502
node_1401113_549_15310403_371 |  | 42.1479918528816 | -75.88129960567686 | PQ | 2771.281 | False | -1 | ABCD | 8101502
node_1401116_811_15310546_285 |  | 42.14838329524991 | -75.88128719523718 | PQ | 2771.281 | False | -1 | AN | 8101502
node_1401210_073_15310786_082 |  | 42.14904010078045 | -75.88093237536417 | PQ | 2771.281 | False | -1 | AN | 8101502
node_1401389_486_15310747_234 |  | 42.148933695857735 | -75.88024978976794 | PQ | 2771.281 | False | -1 | AN | 8101502
node_1401587_226_15311229_209 |  | 42.15025382849319 | -75.87949747819745 | PQ | 2771.281 | False | -1 | AN | 8101502
node_1401731_387_15310967_81 |  | 42.14953785494524 | -75.87894901057172 | PQ | 2771.281 | False | -1 | AN | 8101502
node_1402008_798_15310986_851 |  | 42.14959000836712 | -75.8778935867572 | PQ | 2771.281 | False | -1 | AN | 8101502
node_1402011_174_15311228_912 |  | 42.150253015008275 | -75.87788454714816 | PQ | 2771.281 | False | -1 | AN | 8101502
node_1402184_784_15310829_515 |  | 42.149159064047744 | -75.87722403935129 | PQ | 2771.281 | False | -1 | AN | 8101502
node_1402218_645_15310438_982 |  | 42.14808939164042 | -75.87709521350882 | PQ | 2771.281 | False | -1 | ABCN | 8101502
node_1402264_946_15311247_686 |  | 42.15030443711543 | -75.87691905907357 | PQ | 2771.281 | False | -1 | AN | 8101502
node_1402325_996_15311003_538 |  | 42.149635714167815 | -75.87668679134131 | PQ | 2771.281 | False | -1 | AN | 8101502
node_1402347_659_15311583_766 |  | 42.15122496240434 | -75.8766043733907 | PQ | 2771.281 | False | -1 | ABCN | 8101502
node_1402385_062_15310619_206 |  | 42.1485830263395 | -75.87646207183477 | PQ | 2771.281 | False | -1 | ABCN | 8101502
node_1402385_595_15310645_828 |  | 42.14865594416931 | -75.87646004401002 | PQ | 2771.281 | False | -1 | ABCN | 8101502
node_1402503_975_15310494_152 |  | 42.148240502626464 | -75.87600966146873 | PQ | 2771.281 | False | -1 | ABCN | 8101502
node_1402523_683_15310497_1 |  | 42.14824857721749 | -75.87593468141192 | PQ | 2771.281 | False | -1 | ABCN | 8101502
node_1402530_825_15311118_135 |  | 42.149949596090366 | -75.87590750932111 | PQ | 2771.281 | False | -1 | ABCN | 8101502
node_1402534_548_15311144_319 |  | 42.150021314235346 | -75.87589334498422 | PQ | 2771.281 | False | -1 | ABCN | 8101502
node_1403156_665_15310151_347 |  | 42.14730155751915 | -75.8735264702128 | PQ | 2771.281 | False | -1 | AN | 8101502
node_1403640_637_15309971_55 |  | 42.146809092375825 | -75.87168517489877 | PQ | 2771.281 | False | -1 | AN | 8101502
node_1403963_589_15310230_19 |  | 42.14751750900497 | -75.87045648810646 | PQ | 2771.281 | False | -1 | AN | 8101502
node_1404133_507_15310490_254 |  | 42.14822982597931 | -75.86981002670545 | PQ | 2771.281 | False | -1 | AN | 8101502
node_1404186_209_15310176_734 |  | 42.14737109267599 | -75.86960951935039 | PQ | 2771.281 | False | -1 | AN | 8101502
node_1404405_547_15309630_185 |  | 42.14587409143781 | -75.868775037125 | PQ | 2771.281 | False | -1 | AN | 8101502
node_1404623_05_15309898_151 |  | 42.14660805204114 | -75.8679475362475 | PQ | 2771.281 | False | -1 | AN | 8101502
node_1404774_235_15310128_491 |  | 42.14723895478765 | -75.86737234546776 | PQ | 2771.281 | False | -1 | AN | 8101502
node_1404979_249_15309643_323 |  | 42.1459100765046 | -75.86659235960596 | PQ | 2771.281 | False | -1 | AN | 8101502
node_1405011_499_15309907_243 |  | 42.14663295508782 | -75.86646966289236 | PQ | 2771.281 | False | -1 | AN | 8101502
node_1405290_663_15313244_163 |  | 42.155772800502795 | -75.86540756970298 | PQ | 2771.281 | False | -1 | AN | 8101502
node_1405321_258_15310653_59 |  | 42.1486772043374 | -75.8652911695184 | PQ | 2771.281 | False | -1 | AN | 8101502
node_1405373_785_15313426_264 |  | 42.156271576316996 | -75.86509132795946 | PQ | 2771.281 | False | -1 | AN | 8101502
node_1405391_914_15309437_244 |  | 42.145345624793656 | -75.86502235528594 | PQ | 2771.281 | False | -1 | AN | 8101502
node_1405454_904_15313812_805 |  | 42.157330314610554 | -75.86478270672812 | PQ | 2771.281 | False | -1 | AN | 8101502
node_1405526_482_15309433_238 |  | 42.1453346523338 | -75.86451038470125 | PQ | 2771.281 | False | -1 | AN | 8101502
node_1405547_874_15310051_645 |  | 42.14702847309772 | -75.8644289977835 | PQ | 2771.281 | False | -1 | AN | 8101502
node_1405567_496_15311173_789 |  | 42.150102032755534 | -75.86435434491794 | PQ | 2771.281 | False | -1 | AN | 8101502
node_1405584_277_15311430_712 |  | 42.1508057465106 | -75.86429050077682 | PQ | 2771.281 | False | -1 | AN | 8101502
node_1405592_987_15311618_109 |  | 42.151319028102975 | -75.86425736315277 | PQ | 2771.281 | False | -1 | AN | 8101502
node_1405609_412_15311940_681 |  | 42.15220255489271 | -75.86419487343119 | PQ | 2771.281 | False | -1 | AN | 8101502
node_1405610_804_15311799_1 |  | 42.15181476362001 | -75.86418957749862 | PQ | 2771.281 | False | -1 | AN | 8101502
node_1405634_803_15312260_072 |  | 42.15307736890292 | -75.86409827212096 | PQ | 2771.281 | False | -1 | AN | 8101502
node_1405663_367_15313693_44 |  | 42.157003373105226 | -75.86398959897592 | PQ | 2771.281 | False | -1 | AN | 8101502
node_1405709_473_15308887_57 |  | 42.14384006416031 | -75.86381418642777 | PQ | 2771.281 | False | -1 | AN | 8101502
node_1405714_103_15312766_875 |  | 42.15446550559059 | -75.86379657136472 | PQ | 2771.281 | False | -1 | AN | 8101502
node_1405723_982_15309381_758 |  | 42.14519364828157 | -75.86375898622258 | PQ | 2771.281 | False | -1 | AN | 8101502
node_1405830_372_15313058_727 |  | 42.155264890102075 | -75.86335422022691 | PQ | 2771.281 | False | -1 | AN | 8101502
node_1405853_187_15314257_447 |  | 42.15854819191808 | -75.86326741943556 | PQ | 2771.281 | False | -1 | AN | 8101502
node_1405860_657_15312501_521 |  | 42.15373869927212 | -75.86323899945259 | PQ | 2771.281 | False | -1 | AN | 8101502
node_1405912_004_15308844_343 |  | 42.14372166512834 | -75.86304364726179 | PQ | 2771.281 | False | -1 | AN | 8101502
node_1406016_548_15313331_879 |  | 42.15601305519288 | -75.86264590446405 | PQ | 2771.281 | False | -1 | AN | 8101502
node_1406076_426_15314106_041 |  | 42.158133489906966 | -75.8624180956635 | PQ | 2771.281 | False | -1 | AN | 8101502
node_1406096_179_15309400_456 |  | 42.14524486222424 | -75.86234294440199 | PQ | 2771.281 | False | -1 | AN | 8101502
node_1406165_079_15313559_819 |  | 42.1566373843239 | -75.86208081095803 | PQ | 2771.281 | False | -1 | AN | 8101502
node_1406226_998_15312768_232 |  | 42.15446922242236 | -75.86184523707246 | PQ | 2771.281 | False | -1 | AN | 8101502
node_1406277_716_15312821_249 |  | 42.1546144363275 | -75.86165227794314 | PQ | 2771.281 | False | -1 | AN | 8101502
node_1406355_387_15313851_741 |  | 42.15743696056583 | -75.86135677479764 | PQ | 2771.281 | False | -1 | AN | 8101502
node_1406414_305_15314153_429 |  | 42.15826328594479 | -75.8611326183644 | PQ | 2771.281 | False | -1 | AN | 8101502
node_1406485_435_15310031_432 |  | 42.14697310956028 | -75.8608620007756 | PQ | 2771.281 | False | -1 | AN | 8101502
node_1406648_268_15314192_488 |  | 42.15837026879786 | -75.86024249460608 | PQ | 2771.281 | False | -1 | AN | 8101502
node_1406746_922_15309446_974 |  | 42.145372275326444 | -75.85986716060347 | PQ | 2771.281 | False | -1 | AN | 8101502
node_1406818_472_15314042_1 |  | 42.157958355095325 | -75.85959494510399 | PQ | 2771.281 | False | -1 | AN | 8101502
node_1406931_018_15309129_448 |  | 42.14450256956328 | -75.85916675830308 | PQ | 2771.281 | False | -1 | AN | 8101502
node_1407109_753_15313994_78 |  | 42.15782874530994 | -75.85848675219125 | PQ | 2771.281 | False | -1 | AN | 8101502
node_1407112_826_15309478_455 |  | 42.145458501988614 | -75.85847506081137 | PQ | 2771.281 | False | -1 | AN | 8101502
node_1407355_61_15313523_76 |  | 42.15653861849019 | -75.85755137712405 | PQ | 2771.281 | False | -1 | AN | 8101502
node_1407494_965_15309518_836 |  | 42.14556910580821 | -75.85702119416206 | PQ | 2771.281 | False | -1 | AN | 8101502
node_1407498_731_15313873_228 |  | 42.1574958135975 | -75.85700686622954 | PQ | 2771.281 | False | -1 | AN | 8101502
node_1407590_215_15313422_616 |  | 42.15626158442145 | -75.85665881084512 | PQ | 2771.281 | False | -1 | AN | 8101502
node_1407714_132_15313874_266 |  | 42.1574986566862 | -75.85618736251459 | PQ | 2771.281 | False | -1 | AN | 8101502
node_1407792_855_15309582_08 |  | 42.14574233153236 | -75.85588785698326 | PQ | 2771.281 | False | -1 | AN | 8101502
node_1407867_479_15313760_719 |  | 42.15718765072042 | -75.85560394629935 | PQ | 2771.281 | False | -1 | AN | 8101502
node_1407895_424_15313390_573 |  | 42.156173818437665 | -75.8554976281703 | PQ | 2771.281 | False | -1 | AN | 8101502
node_1408054_067_15309552_153 |  | 42.145660361286225 | -75.85489406306219 | PQ | 2771.281 | False | -1 | AN | 8101502
node_1408221_894_15313306_055 |  | 42.15594232309022 | -75.85425555697368 | PQ | 2771.281 | False | -1 | AN | 8101502
node_1408404_417_15313601_024 |  | 42.156750245084815 | -75.85356113922927 | PQ | 2771.281 | False | -1 | AN | 8101502
node_1408635_105_15309590_941 |  | 42.145766601868544 | -75.85268347536979 | PQ | 2771.281 | False | -1 | AN | 8101502
node_1408639_876_15310049_995 |  | 42.14702395373707 | -75.85266532386527 | PQ | 2771.281 | False | -1 | AN | 8101502
node_1408826_491_15309605_023 |  | 42.145805172557424 | -75.85195533790528 | PQ | 2771.281 | False | -1 | AN | 8101502
node_1409036_121_15309649_257 |  | 42.14592632976889 | -75.8511577902441 | PQ | 2771.281 | False | -1 | AD | 8101502
node_1409403_925_15311472_349 |  | 42.1509197905223 | -75.8497584618084 | PQ | 2771.281 | False | -1 | AN | 8101502
node_1409404_539_15313271_485 |  | 42.155847635637116 | -75.84975612581516 | PQ | 2771.281 | False | -1 | AN | 8101502
node_1409476_487_15309713_063 |  | 42.14610109481466 | -75.84948239610506 | PQ | 2771.281 | False | -1 | AN | 8101502
node_1409785_053_15310231_28 |  | 42.147520494522006 | -75.84830844155839 | PQ | 2771.281 | False | -1 | AN | 8101502
node_1409881_421_15309851_074 |  | 42.146479107834324 | -75.84794180475538 | PQ | 2771.281 | False | -1 | AN | 8101502
node_1410029_829_15312820_474 |  | 42.1546123135975 | -75.84737717920893 | PQ | 2771.281 | False | -1 | AD | 8101502
node_1410368_561_15312665_98 |  | 42.15418915353447 | -75.8460884566293 | PQ | 2771.281 | False | -1 | AN | 8101502
node_1410545_473_15310834_938 |  | 42.14917391767974 | -75.84541538621077 | PQ | 2771.281 | False | -1 | AN | 8101502
node_1410547_223_15310097_589 |  | 42.14715431401022 | -75.84540872824958 | PQ | 2771.281 | False | -1 | AN | 8101502
node_1410594_178_15312741_597 |  | 42.15439626898546 | -75.84523008563912 | PQ | 2771.281 | False | -1 | AN | 8101502
node_1410723_716_15310438_881 |  | 42.148089115000765 | -75.84473725193719 | PQ | 2771.281 | False | -1 | AN | 8101502
node_1410932_216_15313018_774 |  | 42.15515545857724 | -75.84394400341667 | PQ | 2771.281 | False | -1 | AN | 8101502
node_1411101_401_15310743_351 |  | 42.14892306029568 | -75.84330033075027 | PQ | 2771.281 | False | -1 | AN | 8101502
node_1411222_738_15310301_319 |  | 42.147712331795006 | -75.84283869815681 | PQ | 2771.281 | False | -1 | AN | 8101502
node_1411331_8_15312950_491 |  | 42.154968430999574 | -75.84242376640552 | PQ | 2771.281 | False | -1 | AN | 8101502
node_1411410_528_15310370_671 |  | 42.14790228737057 | -75.84212424185145 | PQ | 2771.281 | False | -1 | AN | 8101502
node_1411619_087_15310438_104 |  | 42.148086986792755 | -75.84133076886252 | PQ | 2771.281 | False | -1 | AN | 8101502
node_1411652_055_15313605_695 |  | 42.15676303898396 | -75.84120534048255 | PQ | 2771.281 | False | -1 | AN | 8101502
node_1411715_801_15313045_779 |  | 42.155229425446514 | -75.84096281568547 | PQ | 2771.281 | False | -1 | AN | 8101502
node_1411818_305_15313839_286 |  | 42.15740284624045 | -75.84057283416823 | PQ | 2771.281 | False | -1 | AN | 8101502
node_1411900_543_15313945_731 |  | 42.1576943997824 | -75.84025995564625 | PQ | 2771.281 | False | -1 | AN | 8101502
node_1412030_216_15310595_516 |  | 42.148518139276625 | -75.83976660833018 | PQ | 2771.281 | False | -1 | AN | 8101502
node_1412065_488_15315048_768 |  | 42.1607156252439 | -75.8396324142687 | PQ | 2771.281 | False | -1 | AN | 8101502
node_1412111_307_15314310_666 |  | 42.15869395910253 | -75.8394580936262 | PQ | 2771.281 | False | -1 | AN | 8101502
node_1412224_781_15310663_142 |  | 42.14870336732705 | -75.83902637620358 | PQ | 2771.281 | False | -1 | AN | 8101502
node_1412425_151_15314273_976 |  | 42.15859346495574 | -75.83826405866853 | PQ | 2771.281 | False | -1 | AN | 8101502
node_1412451_804_15314577_268 |  | 42.159424183701056 | -75.83816265601713 | PQ | 2771.281 | False | -1 | AN | 8101502
node_1412537_61_15314317_676 |  | 42.15871315953777 | -75.8378362028634 | PQ | 2771.281 | False | -1 | AN | 8101502
node_1412576_813_15310774_283 |  | 42.1490077832433 | -75.8376870531188 | PQ | 2771.281 | False | -1 | AN | 8101502
node_1412648_981_15314728_459 |  | 42.159838296825775 | -75.83741248640787 | PQ | 2771.281 | False | -1 | AN | 8101502
node_1412764_17_15314564_102 |  | 42.15938812194209 | -75.83697424418327 | PQ | 2771.281 | False | -1 | AN | 8101502
node_1412818_479_15315442_258 |  | 42.161793396893316 | -75.83676762291755 | PQ | 2771.281 | False | -1 | AN | 8101502
node_1412825_279_15314906_443 |  | 42.1603257961504 | -75.83674175198259 | PQ | 2771.281 | False | -1 | AN | 8101502
node_1412859_514_15315591_13 |  | 42.16220115826207 | -75.8366115032387 | PQ | 2771.281 | False | -1 | AN | 8101502
node_1412876_152_15310882_802 |  | 42.14930501748463 | -75.83654820314813 | PQ | 2771.281 | False | -1 | AN | 8101502
node_1412981_681_15315056_099 |  | 42.16073570490022 | -75.83614671286936 | PQ | 2771.281 | False | -1 | AN | 8101502
node_1413037_035_15314543_418 |  | 42.1593314683326 | -75.83593611584968 | PQ | 2771.281 | False | -1 | AN | 8101502
node_1413170_838_15315593_016 |  | 42.16220632402824 | -75.83542705574516 | PQ | 2771.281 | False | -1 | AN | 8101502
node_1413213_444_15315303_844 |  | 42.16141428005405 | -75.83526495911943 | PQ | 2771.281 | False | -1 | AN | 8101502
node_1413246_09_15315835_319 |  | 42.162869993508956 | -75.83514075580432 | PQ | 2771.281 | False | -1 | AN | 8101502
node_1413748_944_15316197_732 |  | 42.163862645054806 | -75.83322762299119 | PQ | 2771.281 | False | -1 | AN | 8101502
node_1413757_661_15316092_601 |  | 42.16357469056734 | -75.83319445873529 | PQ | 2771.281 | False | -1 | AN | 8101502
node_8101502_200833340 |  | 42.147696541422796 | -75.87497105756648 | PQ | 2771.281 | False | -1 | ABCD | 8101502
node_8101502_200833341 |  | 42.14758990094553 | -75.87471670442577 | PQ | 2771.281 | False | -1 | ABCD | 8101502
node_8101502_200833342 |  | 42.147799618452666 | -75.87538265653262 | PQ | 2771.281 | False | -1 | ABCD | 8101502
node_8101502_200833343 |  | 42.14796925060035 | -75.87594222202856 | PQ | 2771.281 | False | -1 | ABCN | 8101502
node_8101502_200833344 |  | 42.14798063938918 | -75.8762210536392 | PQ | 2771.281 | False | -1 | ABCD | 8101502
node_8101502_200833347 |  | 42.14725014910702 | -75.87462514033875 | PQ | 2771.281 | False | -1 | ABCD | 8101502
node_8101502_200833349 |  | 42.14794054855172 | -75.88204098297278 | PQ | 2771.281 | False | -1 | ABCN | 8101502
node_8101502_200833350 |  | 42.14797667330784 | -75.88167028671572 | PQ | 2771.281 | False | -1 | ABCD | 8101502
node_8101502_200833351 |  | 42.14841833262046 | -75.8814056689011 | PQ | 2771.281 | False | -1 | AN | 8101502
node_8101502_200833352 |  | 42.149020741482836 | -75.88104390192115 | PQ | 2771.281 | False | -1 | AN | 8101502
node_8101502_200833354 |  | 42.14799510408226 | -75.88123269506903 | PQ | 2771.281 | False | -1 | ABCD | 8101502
node_8101502_200833355 |  | 42.14811042994899 | -75.88073741884648 | PQ | 2771.281 | False | -1 | ABCD | 8101502
node_8101502_200833356 |  | 42.148118551103124 | -75.88013448148901 | PQ | 2771.281 | False | -1 | ABCD | 8101502
node_8101502_200833357 |  | 42.148130438391135 | -75.87961088420177 | PQ | 2771.281 | False | -1 | ABCD | 8101502
node_8101502_200833365 |  | 42.148019779791404 | -75.87765590134678 | PQ | 2771.281 | False | -1 | ABCD | 8101502
node_8101502_200833366 |  | 42.14800363334836 | -75.87713475418927 | PQ | 2771.281 | False | -1 | ABCN | 8101502
node_8101502_200833370 |  | 42.14710229479965 | -75.87398516569422 | PQ | 2771.281 | False | -1 | AD | 8101502
node_8101502_200833371 |  | 42.14693971011558 | -75.87327787335511 | PQ | 2771.281 | False | -1 | AD | 8101502
node_8101502_200833372 |  | 42.14722025011258 | -75.8734725369225 | PQ | 2771.281 | False | -1 | AN | 8101502
node_8101502_200833376 |  | 42.1469163326955 | -75.87250337365334 | PQ | 2771.281 | False | -1 | AD | 8101502
node_8101502_200833377 |  | 42.14687692934866 | -75.87176392526389 | PQ | 2771.281 | False | -1 | AN | 8101502
node_8101502_200833378 |  | 42.147239012306784 | -75.87117962639323 | PQ | 2771.281 | False | -1 | AD | 8101502
node_8101502_200833379 |  | 42.14742150408977 | -75.87043775831044 | PQ | 2771.281 | False | -1 | AN | 8101502
node_8101502_200833382 |  | 42.1474149386913 | -75.86953702746881 | PQ | 2771.281 | False | -1 | AN | 8101502
node_8101502_200833384 |  | 42.14822519431939 | -75.86967733924548 | PQ | 2771.281 | False | -1 | AN | 8101502
node_8101502_200833387 |  | 42.147275454787646 | -75.86906318988133 | PQ | 2771.281 | False | -1 | AD | 8101502
node_8101502_200833388 |  | 42.14741811046077 | -75.86855089590995 | PQ | 2771.281 | False | -1 | AD | 8101502
node_8101502_200833389 |  | 42.14739734605285 | -75.86807341736883 | PQ | 2771.281 | False | -1 | AD | 8101502
node_8101502_200833391 |  | 42.14719830793188 | -75.86746647382098 | PQ | 2771.281 | False | -1 | AN | 8101502
node_8101502_200833392 |  | 42.147063359822916 | -75.8671977813341 | PQ | 2771.281 | False | -1 | AD | 8101502
node_8101502_200833393 |  | 42.146454922407344 | -75.86797353273259 | PQ | 2771.281 | False | -1 | AN | 8101502
node_8101502_200833395 |  | 42.14594627521389 | -75.86868933204384 | PQ | 2771.281 | False | -1 | AN | 8101502
node_8101502_200833396 |  | 42.14654800480266 | -75.86652336410515 | PQ | 2771.281 | False | -1 | AN | 8101502
node_8101502_200833398 |  | 42.146690896030336 | -75.8655366009911 | PQ | 2771.281 | False | -1 | AD | 8101502
node_8101502_200833399 |  | 42.146984454525004 | -75.86455660997476 | PQ | 2771.281 | False | -1 | AN | 8101502
node_8101502_200833400 |  | 42.14595608359599 | -75.86649356687535 | PQ | 2771.281 | False | -1 | AN | 8101502
node_8101502_200833402 |  | 42.14547536605134 | -75.8656655447746 | PQ | 2771.281 | False | -1 | AD | 8101502
node_8101502_200833405 |  | 42.14526334230078 | -75.8650539786994 | PQ | 2771.281 | False | -1 | AN | 8101502
node_8101502_200833407 |  | 42.14524483483417 | -75.86450811338534 | PQ | 2771.281 | False | -1 | AN | 8101502
node_8101502_200833408 |  | 42.14497132860575 | -75.86446379419102 | PQ | 2771.281 | False | -1 | AD | 8101502
node_8101502_200833409 |  | 42.14528130744411 | -75.863783502738 | PQ | 2771.281 | False | -1 | AN | 8101502
node_8101502_200833410 |  | 42.14531005605585 | -75.86300837148106 | PQ | 2771.281 | False | -1 | AD | 8101502
node_8101502_200833411 |  | 42.14533457290261 | -75.86234938550389 | PQ | 2771.281 | False | -1 | AN | 8101502
node_8101502_200833413 |  | 42.14535483881136 | -75.8616104202922 | PQ | 2771.281 | False | -1 | AD | 8101502
node_8101502_200833414 |  | 42.145389854269865 | -75.8610332169059 | PQ | 2771.281 | False | -1 | AD | 8101502
node_8101502_200833415 |  | 42.14544636271201 | -75.86055651829739 | PQ | 2771.281 | False | -1 | AD | 8101502
node_8101502_200833416 |  | 42.14613747703739 | -75.86068389460658 | PQ | 2771.281 | False | -1 | AD | 8101502
node_8101502_200833417 |  | 42.14687240177099 | -75.8608557841421 | PQ | 2771.281 | False | -1 | AN | 8101502
node_8101502_200833418 |  | 42.145438310033036 | -75.85985966944598 | PQ | 2771.281 | False | -1 | AN | 8101502
node_8101502_200833419 |  | 42.14547118358849 | -75.85923237536414 | PQ | 2771.281 | False | -1 | AD | 8101502
node_8101502_200833420 |  | 42.14551102791537 | -75.85850237747506 | PQ | 2771.281 | False | -1 | AN | 8101502
node_8101502_200833421 |  | 42.145583504765135 | -75.85773256878252 | PQ | 2771.281 | False | -1 | AD | 8101502
node_8101502_200833422 |  | 42.145652993358866 | -75.85697926802922 | PQ | 2771.281 | False | -1 | AN | 8101502
node_8101502_200833424 |  | 42.14562486102358 | -75.85632342080518 | PQ | 2771.281 | False | -1 | AD | 8101502
node_8101502_200833425 |  | 42.14569891828007 | -75.85600929819562 | PQ | 2771.281 | False | -1 | AN | 8101502
node_8101502_200833427 |  | 42.145689055117835 | -75.85558842754293 | PQ | 2771.281 | False | -1 | AD | 8101502
node_8101502_200833428 |  | 42.145711136987856 | -75.85491055578323 | PQ | 2771.281 | False | -1 | AN | 8101502
node_8101502_200833430 |  | 42.14570466471561 | -75.85426546401996 | PQ | 2771.281 | False | -1 | AD | 8101502
node_8101502_200833431 |  | 42.145783663139746 | -75.85358064515331 | PQ | 2771.281 | False | -1 | AD | 8101502
node_8101502_200833432 |  | 42.145817826767235 | -75.85268427052058 | PQ | 2771.281 | False | -1 | AN | 8101502
node_8101502_200833433 |  | 42.146130580219136 | -75.85275369974 | PQ | 2771.281 | False | -1 | AD | 8101502
node_8101502_200833434 |  | 42.14690935370705 | -75.8526528297255 | PQ | 2771.281 | False | -1 | AN | 8101502
node_8101502_200833435 |  | 42.14586168921659 | -75.8519730252548 | PQ | 2771.281 | False | -1 | AN | 8101502
node_8101502_200833436 |  | 42.14592889347893 | -75.85112546679359 | PQ | 2771.281 | False | -1 | AD | 8101502
node_8101502_200833437 |  | 42.14597590030769 | -75.85027106014373 | PQ | 2771.281 | False | -1 | AD | 8101502
node_8101502_200833439 |  | 42.14615019424435 | -75.84950399072666 | PQ | 2771.281 | False | -1 | AN | 8101502
node_8101502_200833440 |  | 42.146381829281125 | -75.84862219512668 | PQ | 2771.281 | False | -1 | AN | 8101502
node_8101502_200833441 |  | 42.14654125315175 | -75.84798464017548 | PQ | 2771.281 | False | -1 | AN | 8101502
node_8101502_200833444 |  | 42.14672891343991 | -75.84716915786909 | PQ | 2771.281 | False | -1 | AD | 8101502
node_8101502_200833445 |  | 42.14691328965933 | -75.84631502895134 | PQ | 2771.281 | False | -1 | AD | 8101502
node_8101502_200833446 |  | 42.14717785577069 | -75.84544004729908 | PQ | 2771.281 | False | -1 | AN | 8101502
node_8101502_200833447 |  | 42.14731295726401 | -75.84545069623245 | PQ | 2771.281 | False | -1 | AD | 8101502
node_8101502_200833448 |  | 42.14812740357198 | -75.84543636069084 | PQ | 2771.281 | False | -1 | AD | 8101502
node_8101502_200833449 |  | 42.14909374969985 | -75.84542170176255 | PQ | 2771.281 | False | -1 | AN | 8101502
node_8101502_200833451 |  | 42.1474162561534 | -75.84447460107454 | PQ | 2771.281 | False | -1 | AD | 8101502
node_8101502_200833452 |  | 42.147478574028234 | -75.84471071901065 | PQ | 2771.281 | False | -1 | AD | 8101502
node_8101502_200833453 |  | 42.147995923045194 | -75.84473560456736 | PQ | 2771.281 | False | -1 | AN | 8101502
node_8101502_200833454 |  | 42.14760702247488 | -75.84367719418168 | PQ | 2771.281 | False | -1 | AD | 8101502
node_8101502_200833455 |  | 42.14779966227677 | -75.84289182488267 | PQ | 2771.281 | False | -1 | AN | 8101502
node_8101502_200833456 |  | 42.14797026951075 | -75.8428156045428 | PQ | 2771.281 | False | -1 | AD | 8101502
node_8101502_200833457 |  | 42.14884978913404 | -75.84325520118695 | PQ | 2771.281 | False | -1 | AN | 8101502
node_8101502_200833458 |  | 42.147959614775644 | -75.84214630062806 | PQ | 2771.281 | False | -1 | AN | 8101502
node_8101502_200833459 |  | 42.14816492522139 | -75.84137250476789 | PQ | 2771.281 | False | -1 | AN | 8101502
node_8101502_200833460 |  | 42.14836274448448 | -75.84057927907466 | PQ | 2771.281 | False | -1 | AD | 8101502
node_8101502_200833461 |  | 42.148544340612354 | -75.8397867382003 | PQ | 2771.281 | False | -1 | AN | 8101502
node_8101502_200833463 |  | 42.14872704877685 | -75.83904536470894 | PQ | 2771.281 | False | -1 | AN | 8101502
node_8101502_200833464 |  | 42.14889583731054 | -75.8383803028666 | PQ | 2771.281 | False | -1 | AD | 8101502
node_8101502_200833466 |  | 42.14919500255142 | -75.83709970680418 | PQ | 2771.281 | False | -1 | AD | 8101502
node_8101502_200833467 |  | 42.14933227059885 | -75.83657336263238 | PQ | 2771.281 | False | -1 | AN | 8101502
node_8101502_200833505 |  | 42.148172011031086 | -75.88053620384527 | PQ | 2771.281 | False | -1 | AD | 8101502
node_8101502_200833506 |  | 42.148377554292374 | -75.88042213584939 | PQ | 2771.281 | False | -1 | AD | 8101502
node_8101502_200833507 |  | 42.14864109053731 | -75.880274663911 | PQ | 2771.281 | False | -1 | AD | 8101502
node_8101502_200833508 |  | 42.14926952543901 | -75.87992286865466 | PQ | 2771.281 | False | -1 | AD | 8101502
node_8101502_200833509 |  | 42.14957609969235 | -75.8797380626744 | PQ | 2771.281 | False | -1 | AD | 8101502
node_8101502_200833510 |  | 42.14995575611588 | -75.8795315745679 | PQ | 2771.281 | False | -1 | AD | 8101502
node_8101502_200833511 |  | 42.1502286652409 | -75.87936207809388 | PQ | 2771.281 | False | -1 | AN | 8101502
node_8101502_200833512 |  | 42.1489065577818 | -75.880138381152 | PQ | 2771.281 | False | -1 | AN | 8101502
node_8101502_200833514 |  | 42.14909837588175 | -75.87610646061552 | PQ | 2771.281 | False | -1 | AD | 8101502
node_8101502_200833521 |  | 42.14903895587575 | -75.87721100877008 | PQ | 2771.281 | False | -1 | AN | 8101502
node_8101502_200833522 |  | 42.14905686349994 | -75.87680251051157 | PQ | 2771.281 | False | -1 | AD | 8101502
node_8101502_200833523 |  | 42.14907646656913 | -75.87632860063766 | PQ | 2771.281 | False | -1 | AD | 8101502
node_8101502_200833591 |  | 42.16393760070541 | -75.83332573470747 | PQ | 2771.281 | False | -1 | AN | 8101502
node_8101502_200833592 |  | 42.163521129296136 | -75.83396413046405 | PQ | 2771.281 | False | -1 | AD | 8101502
node_8101502_200833594 |  | 42.16315486387515 | -75.83455454324537 | PQ | 2771.281 | False | -1 | AD | 8101502
node_8101502_200833595 |  | 42.16280942859825 | -75.83510037051393 | PQ | 2771.281 | False | -1 | AN | 8101502
node_8101502_200833597 |  | 42.16262571521839 | -75.83567325954137 | PQ | 2771.281 | False | -1 | AD | 8101502
node_8101502_200833598 |  | 42.16230741253942 | -75.83548244998238 | PQ | 2771.281 | False | -1 | AN | 8101502
node_8101502_200833599 |  | 42.162284676046845 | -75.83670339071242 | PQ | 2771.281 | False | -1 | AN | 8101502
node_8101502_200833600 |  | 42.16202609192558 | -75.83762718092711 | PQ | 2771.281 | False | -1 | AD | 8101502
node_8101502_200833601 |  | 42.16120998304069 | -75.83789095032725 | PQ | 2771.281 | False | -1 | AD | 8101502
node_8101502_200833602 |  | 42.16077778699537 | -75.83907857842397 | PQ | 2771.281 | False | -1 | AD | 8101502
node_8101502_200833603 |  | 42.16064595587576 | -75.83961273333539 | PQ | 2771.281 | False | -1 | AN | 8101502
node_8101502_200833605 |  | 42.1637337912352 | -75.83363046008039 | PQ | 2771.281 | False | -1 | AD | 8101502
node_8101502_200833606 |  | 42.16361727390067 | -75.83330615269244 | PQ | 2771.281 | False | -1 | AN | 8101502
node_8101502_200833608 |  | 42.15026414906951 | -75.87863424118876 | PQ | 2771.281 | False | -1 | AD | 8101502
node_8101502_200833609 |  | 42.150303160738424 | -75.8782802278802 | PQ | 2771.281 | False | -1 | AD | 8101502
node_8101502_200833610 |  | 42.15031932635451 | -75.87789505150866 | PQ | 2771.281 | False | -1 | AN | 8101502
node_8101502_200833611 |  | 42.15035239711843 | -75.87737502288863 | PQ | 2771.281 | False | -1 | AD | 8101502
node_8101502_200833612 |  | 42.1503741530467 | -75.87692565996655 | PQ | 2771.281 | False | -1 | AN | 8101502
node_8101502_200833737 |  | 42.15456527663967 | -75.86176975481517 | PQ | 2771.281 | False | -1 | AN | 8101502
node_8101502_200833738 |  | 42.15454477517637 | -75.8617777367595 | PQ | 2771.281 | False | -1 | AN | 8101502
node_8101502_200833739 |  | 42.156339572152206 | -75.85663921741644 | PQ | 2771.281 | False | -1 | AN | 8101502
node_8101502_200833740 |  | 42.14725819356898 | -75.86675833687194 | PQ | 2771.281 | False | -1 | AD | 8101502
node_8101502_200833741 |  | 42.15403074583523 | -75.86411131792036 | PQ | 2771.281 | False | -1 | AD | 8101502
node_8101502_200833742 |  | 42.15376383513435 | -75.86340486638665 | PQ | 2771.281 | False | -1 | AN | 8101502
node_8101502_200833743 |  | 42.15437297647458 | -75.86399075175434 | PQ | 2771.281 | False | -1 | AN | 8101502
node_8101502_200833745 |  | 42.15449018677775 | -75.86390510374143 | PQ | 2771.281 | False | -1 | AN | 8101502
node_8101502_200833746 |  | 42.15489287002853 | -75.86370603831054 | PQ | 2771.281 | False | -1 | AD | 8101502
node_8101502_200833747 |  | 42.15530674485969 | -75.86347280041821 | PQ | 2771.281 | False | -1 | AN | 8101502
node_8101502_200833749 |  | 42.15561786860275 | -75.86318269973266 | PQ | 2771.281 | False | -1 | AD | 8101502
node_8101502_200833750 |  | 42.1560584788759 | -75.86275533090983 | PQ | 2771.281 | False | -1 | AN | 8101502
node_8101502_200833751 |  | 42.156291321814514 | -75.86254619483707 | PQ | 2771.281 | False | -1 | AD | 8101502
node_8101502_200833752 |  | 42.156686459102524 | -75.86219077004073 | PQ | 2771.281 | False | -1 | AN | 8101502
node_8101502_200833754 |  | 42.156981395317445 | -75.86192676856308 | PQ | 2771.281 | False | -1 | AD | 8101502
node_8101502_200833755 |  | 42.15748654206065 | -75.86148500332587 | PQ | 2771.281 | False | -1 | AN | 8101502
node_8101502_200833756 |  | 42.15808140496025 | -75.86250046035042 | PQ | 2771.281 | False | -1 | AN | 8101502
node_8101502_200833757 |  | 42.15848578365603 | -75.8631844726526 | PQ | 2771.281 | False | -1 | AN | 8101502
node_8101502_200833759 |  | 42.15819842901098 | -75.86106060966057 | PQ | 2771.281 | False | -1 | AN | 8101502
node_8101502_200833760 |  | 42.14825154356148 | -75.86567142660775 | PQ | 2771.281 | False | -1 | AD | 8101502
node_8101502_200833762 |  | 42.15845989456704 | -75.86021710304433 | PQ | 2771.281 | False | -1 | AN | 8101502
node_8101502_200833765 |  | 42.15804618407626 | -75.85955564791469 | PQ | 2771.281 | False | -1 | AN | 8101502
node_8101502_200833769 |  | 42.157894059657835 | -75.85845290311649 | PQ | 2771.281 | False | -1 | AN | 8101502
node_8101502_200833771 |  | 42.15774994135526 | -75.85782285073644 | PQ | 2771.281 | False | -1 | AD | 8101502
node_8101502_200833772 |  | 42.15716906656163 | -75.85795271902539 | PQ | 2771.281 | False | -1 | AD | 8101502
node_8101502_200833773 |  | 42.15662343730304 | -75.85760252167975 | PQ | 2771.281 | False | -1 | AN | 8101502
node_8101502_200833774 |  | 42.15769498319078 | -75.85752531596162 | PQ | 2771.281 | False | -1 | AD | 8101502
node_8101502_200833776 |  | 42.15757666358999 | -75.8569891142027 | PQ | 2771.281 | False | -1 | AN | 8101502
node_8101502_200833777 |  | 42.15743572527392 | -75.85624433563974 | PQ | 2771.281 | False | -1 | AN | 8101502
node_8101502_200833778 |  | 42.15728922677474 | -75.85555061032329 | PQ | 2771.281 | False | -1 | AN | 8101502
node_8101502_200833779 |  | 42.15718701800993 | -75.85504889299884 | PQ | 2771.281 | False | -1 | AD | 8101502
node_8101502_200833780 |  | 42.15706309440194 | -75.85507351604164 | PQ | 2771.281 | False | -1 | AD | 8101502
node_8101502_200833781 |  | 42.15624185535797 | -75.85542531890708 | PQ | 2771.281 | False | -1 | AN | 8101502
node_8101502_200833782 |  | 42.157001414715616 | -75.8541738276465 | PQ | 2771.281 | False | -1 | AD | 8101502
node_8101502_200833783 |  | 42.156926650795455 | -75.85384215465119 | PQ | 2771.281 | False | -1 | AD | 8101502
node_8101502_200833784 |  | 42.15687443437643 | -75.85380807730348 | PQ | 2771.281 | False | -1 | AD | 8101502
node_8101502_200833785 |  | 42.15603655586825 | -75.8541129814902 | PQ | 2771.281 | False | -1 | AN | 8101502
node_8101502_200833786 |  | 42.148677574103274 | -75.86543263787806 | PQ | 2771.281 | False | -1 | AN | 8101502
node_8101502_200833787 |  | 42.15683954491222 | -75.85352076154798 | PQ | 2771.281 | False | -1 | AN | 8101502
node_8101502_200833789 |  | 42.156702402859096 | -75.85284187016909 | PQ | 2771.281 | False | -1 | AD | 8101502
node_8101502_200833790 |  | 42.15663863331084 | -75.85194938759024 | PQ | 2771.281 | False | -1 | AD | 8101502
node_8101502_200833791 |  | 42.1564308604983 | -75.85106333469965 | PQ | 2771.281 | False | -1 | AD | 8101502
node_8101502_200833792 |  | 42.156153864775646 | -75.85025425544966 | PQ | 2771.281 | False | -1 | AD | 8101502
node_8101502_200833793 |  | 42.15591896210418 | -75.84966950003307 | PQ | 2771.281 | False | -1 | AN | 8101502
node_8101502_200833794 |  | 42.155498469833425 | -75.84864401041213 | PQ | 2771.281 | False | -1 | AD | 8101502
node_8101502_200833795 |  | 42.15503914119017 | -75.84800023121835 | PQ | 2771.281 | False | -1 | AD | 8101502
node_8101502_200833796 |  | 42.15460280102808 | -75.84736329260414 | PQ | 2771.281 | False | -1 | AD | 8101502
node_8101502_200833797 |  | 42.154246141302735 | -75.84680276455725 | PQ | 2771.281 | False | -1 | AD | 8101502
node_8101502_200833798 |  | 42.15427462970886 | -75.84613847123386 | PQ | 2771.281 | False | -1 | AN | 8101502
node_8101502_200833799 |  | 42.154468975911776 | -75.84530069807336 | PQ | 2771.281 | False | -1 | AN | 8101502
node_8101502_200833801 |  | 42.15480910573317 | -75.84466906680537 | PQ | 2771.281 | False | -1 | AD | 8101502
node_8101502_200833802 |  | 42.15505624902448 | -75.84391646989368 | PQ | 2771.281 | False | -1 | AN | 8101502
node_8101502_200833804 |  | 42.15502980939519 | -75.84315664433839 | PQ | 2771.281 | False | -1 | AD | 8101502
node_8101502_200833806 |  | 42.15508082612939 | -75.84239002766269 | PQ | 2771.281 | False | -1 | AN | 8101502
node_8101502_200833807 |  | 42.15515703898396 | -75.8410766858448 | PQ | 2771.281 | False | -1 | AN | 8101502
node_8101502_200833809 |  | 42.149287024951235 | -75.86504017579468 | PQ | 2771.281 | False | -1 | AD | 8101502
node_8101502_200833810 |  | 42.149751604269866 | -75.86466847894117 | PQ | 2771.281 | False | -1 | AD | 8101502
node_8101502_200833811 |  | 42.1556868559583 | -75.84115458779543 | PQ | 2771.281 | False | -1 | AD | 8101502
node_8101502_200833812 |  | 42.15615100251391 | -75.8412430435657 | PQ | 2771.281 | False | -1 | AD | 8101502
node_8101502_200833813 |  | 42.15649746765723 | -75.84132863070583 | PQ | 2771.281 | False | -1 | AD | 8101502
node_8101502_200833814 |  | 42.1567678075942 | -75.84137767515034 | PQ | 2771.281 | False | -1 | AN | 8101502
node_8101502_200833816 |  | 42.15703646030319 | -75.84110302473933 | PQ | 2771.281 | False | -1 | AD | 8101502
node_8101502_200833818 |  | 42.15743239190307 | -75.8406630362266 | PQ | 2771.281 | False | -1 | AN | 8101502
node_8101502_200833819 |  | 42.157736068287576 | -75.84035242141144 | PQ | 2771.281 | False | -1 | AN | 8101502
node_8101502_200833821 |  | 42.15808725273903 | -75.83998128763122 | PQ | 2771.281 | False | -1 | AD | 8101502
node_8101502_200833822 |  | 42.15867932459105 | -75.83924678515581 | PQ | 2771.281 | False | -1 | AN | 8101502
node_8101502_200833826 |  | 42.158734197846336 | -75.83896778614499 | PQ | 2771.281 | False | -1 | AD | 8101502
node_8101502_200833827 |  | 42.158723230864496 | -75.83871722994444 | PQ | 2771.281 | False | -1 | AD | 8101502
node_8101502_200833828 |  | 42.15866455586825 | -75.83787654630375 | PQ | 2771.281 | False | -1 | AN | 8101502
node_8101502_200833830 |  | 42.158908601343256 | -75.83897945089302 | PQ | 2771.281 | False | -1 | AD | 8101502
node_8101502_200833831 |  | 42.15905686376259 | -75.83885190718365 | PQ | 2771.281 | False | -1 | AD | 8101502
node_8101502_200833832 |  | 42.15950360393219 | -75.83825041935944 | PQ | 2771.281 | False | -1 | AN | 8101502
node_8101502_200833834 |  | 42.159904378095476 | -75.83747531853888 | PQ | 2771.281 | False | -1 | AN | 8101502
node_8101502_200833836 |  | 42.16037826181902 | -75.83684573031384 | PQ | 2771.281 | False | -1 | AN | 8101502
node_8101502_200833837 |  | 42.15013812190457 | -75.86447304305027 | PQ | 2771.281 | False | -1 | AN | 8101502
node_8101502_200833838 |  | 42.15082303511934 | -75.86442669222664 | PQ | 2771.281 | False | -1 | AN | 8101502
node_8101502_200833839 |  | 42.16078496867029 | -75.83628057593505 | PQ | 2771.281 | False | -1 | AN | 8101502
node_8101502_200833840 |  | 42.16102744743361 | -75.83596574187476 | PQ | 2771.281 | False | -1 | AD | 8101502
node_8101502_200833841 |  | 42.161431431712465 | -75.83538744277828 | PQ | 2771.281 | False | -1 | AN | 8101502
node_8101502_200833842 |  | 42.16163583006906 | -75.83550793665786 | PQ | 2771.281 | False | -1 | AD | 8101502
node_8101502_200833843 |  | 42.16170559804144 | -75.8367420144965 | PQ | 2771.281 | False | -1 | AN | 8101502
node_8101502_200833844 |  | 42.15135819041725 | -75.86436919026914 | PQ | 2771.281 | False | -1 | AN | 8101502
node_8101502_200833846 |  | 42.15189024789886 | -75.86429844467567 | PQ | 2771.281 | False | -1 | AN | 8101502
node_8101502_200833847 |  | 42.15225570257394 | -75.86428947354852 | PQ | 2771.281 | False | -1 | AN | 8101502
node_8101502_200833848 |  | 42.15256191253941 | -75.86420213251118 | PQ | 2771.281 | False | -1 | AD | 8101502
node_8101502_200833849 |  | 42.153101302341305 | -75.86421730885817 | PQ | 2771.281 | False | -1 | AN | 8101502
node_8101502_200833850 |  | 42.15350020302419 | -75.86417207276749 | PQ | 2771.281 | False | -1 | AD | 8101502
node_8101502_200834142 |  | 42.14958932909352 | -75.8796250295159 | PQ | 2771.281 | False | -1 | AD | 8101502
node_8101502_200834143 |  | 42.14962860918507 | -75.87895064272334 | PQ | 2771.281 | False | -1 | AN | 8101502
node_8101502_200834144 |  | 42.14962811616391 | -75.8786627981355 | PQ | 2771.281 | False | -1 | AD | 8101502
node_8101502_200834145 |  | 42.14963863394869 | -75.87835134251495 | PQ | 2771.281 | False | -1 | AD | 8101502
node_8101502_200834146 |  | 42.14967054885189 | -75.87790705866612 | PQ | 2771.281 | False | -1 | AN | 8101502
node_8101502_200834147 |  | 42.149689943756584 | -75.87743203405928 | PQ | 2771.281 | False | -1 | AD | 8101502
node_8101502_200834148 |  | 42.14971676958579 | -75.87698459623911 | PQ | 2771.281 | False | -1 | AD | 8101502
node_8101502_200834149 |  | 42.14969153785834 | -75.8766021096839 | PQ | 2771.281 | False | -1 | AN | 8101502
node_8101502_200834345 |  | 42.159613681862545 | -75.83780260488889 | PQ | 2771.281 | False | -1 | AD | 8101502
node_8101502_200834346 |  | 42.15946038788836 | -75.83697685410405 | PQ | 2771.281 | False | -1 | AN | 8101502
node_8101502_200834347 |  | 42.15932955924511 | -75.83606673363484 | PQ | 2771.281 | False | -1 | AN | 8101502
node_8101502_200834380 |  | 42.15620626470811 | -75.86297524527066 | PQ | 2771.281 | False | -1 | AD | 8101502
node_8101502_200834381 |  | 42.15656567439594 | -75.86352314982311 | PQ | 2771.281 | False | -1 | AD | 8101502
node_8101502_200834382 |  | 42.15693414471711 | -75.86410687801138 | PQ | 2771.281 | False | -1 | AN | 8101502
node_8101502_200834383 |  | 42.157283598116486 | -75.8646916220143 | PQ | 2771.281 | False | -1 | AN | 8101502
node_8101502_200834384 |  | 42.1568417854195 | -75.86436783204506 | PQ | 2771.281 | False | -1 | AD | 8101502
node_8101502_200834385 |  | 42.15655232447848 | -75.86465378196738 | PQ | 2771.281 | False | -1 | AD | 8101502
node_8101502_200834386 |  | 42.15622219750865 | -75.86497786108237 | PQ | 2771.281 | False | -1 | AN | 8101502
node_8101502_200834387 |  | 42.15574071852021 | -75.86528948790763 | PQ | 2771.281 | False | -1 | AN | 8101502
node_8101502_200834485 |  | 42.151169809770394 | -75.87662213302664 | PQ | 2771.281 | False | -1 | ABCN | 8101502
node_8101502_200834486 |  | 42.15103900303919 | -75.87591860719131 | PQ | 2771.281 | False | -1 | ABCD | 8101502
node_8101502_200834487 |  | 42.148134431862545 | -75.87638081046714 | PQ | 2771.281 | False | -1 | ABCD | 8101502
node_8101502_200834488 |  | 42.148241121641924 | -75.87632865009681 | PQ | 2771.281 | False | -1 | ABCD | 8101502
node_8101502_200834489 |  | 42.14861373881887 | -75.87617483217026 | PQ | 2771.281 | False | -1 | ABCN | 8101502
node_8101502_200834491 |  | 42.14993508757318 | -75.87561920057826 | PQ | 2771.281 | False | -1 | ABCN | 8101502
node_8101502_200835934 |  | 42.14404033483417 | -75.86433749837381 | PQ | 2771.281 | False | -1 | AD | 8101502
node_8101502_200835935 |  | 42.14392648529193 | -75.86378013190736 | PQ | 2771.281 | False | -1 | AN | 8101502
node_8101502_200835936 |  | 42.143779148656776 | -75.86313954092586 | PQ | 2771.281 | False | -1 | AN | 8101502
node_8101502_200835939 |  | 42.14526665102058 | -75.85920769144855 | PQ | 2771.281 | False | -1 | AD | 8101502
node_8101502_200835940 |  | 42.14455724834911 | -75.8591435733799 | PQ | 2771.281 | False | -1 | AN | 8101502
node_8101502_200916275 |  | 42.15131632470361 | -75.87737905571085 | PQ | 2771.281 | False | -1 | ABCN | 8101502
node_8101502_200916279 |  | 42.147143018347606 | -75.87449863527134 | PQ | 2771.281 | False | -1 | ABCD | 8101502
node_8101502_200916302 |  | 42.14761274425936 | -75.88220333069876 | PQ | 2771.281 | False | -1 | ABCD | 8101502
node_8101502_200916303 |  | 42.147767665203375 | -75.88212481241115 | PQ | 2771.281 | False | -1 | ABCD | 8101502
node_8101502_200936235 |  | 42.15037901478315 | -75.87541473268743 | PQ | 2771.281 | False | -1 | ABCD | 8101502
node_8101502_200942005 |  | 42.15092902371306 | -75.8751683576865 | PQ | 2771.281 | False | -1 | ABCD | 8101502
node_8101502_200942007 |  | 42.14925303388115 | -75.87590177206083 | PQ | 2771.281 | False | -1 | ABCD | 8101502
node_8101502_200955185 |  | 42.14954373011408 | -75.83559251559244 | PQ | 2771.281 | False | -1 | AD | 8101502
node_8101502_200969499 |  | 42.14903335460755 | -75.83769775531587 | PQ | 2771.281 | False | -1 | AN | 8101502
node_8101502_201013058 |  | 42.14749465199612 | -75.84837860886037 | PQ | 2771.281 | False | -1 | AN | 8101502
node_8101502_201013059 |  | 42.15085609492723 | -75.84971284145824 | PQ | 2771.281 | False | -1 | AN | 8101502
node_8101502_201021362 |  | 42.14947415935016 | -75.83597082475256 | PQ | 2771.281 | False | -1 | AD | 8101502
node_8101502_201022079 |  | 42.15027500101307 | -75.87927250378611 | PQ | 2771.281 | False | -1 | AD | 8101502
node_8101502_201032451 |  | 42.158697078830876 | -75.83826894370978 | PQ | 2771.281 | False | -1 | AN | 8101502
node_8101502_310034273 |  | 42.14820568437642 | -75.87912454866998 | PQ | 2771.281 | False | -1 | ABCD | 8101502
node_8101502_310034274 |  | 42.148172397230994 | -75.8787986015213 | PQ | 2771.281 | False | -1 | ABCD | 8101502
node_8101502_310034275 |  | 42.14815061665168 | -75.87842340448246 | PQ | 2771.281 | False | -1 | ABCD | 8101502
node_8101502_310034276 |  | 42.148140293336354 | -75.87802046847499 | PQ | 2771.281 | False | -1 | ABCD | 8101502
node_8101502_310034646 |  | 42.14806082106411 | -75.87676429381426 | PQ | 2771.281 | False | -1 | ABCD | 8101502
node_8101502_311845886 |  | 42.14399969893443 | -75.85893053003502 | PQ | 2771.281 | False | -1 | AN | 8101502
node_8101502_311845887 |  | 42.14361225825456 | -75.85854603087326 | PQ | 2771.281 | False | -1 | AN | 8101502
node_8101502_311894034 |  | 42.148081799114536 | -75.88201335433605 | PQ | 2771.281 | False | -1 | AN | 8101502
node_SOURCE_8101502 |  | 42.147107192143196 | -75.87454594484137 | SWING | 2771.281 | False | -1 | ABCN | 8101502
node_intto1_8101502_200833377 |  | 42.14687692934866 | -75.87176392526389 | PQ | 2771.281 | False | -1 | AD | 8101502
node_intto1_8101502_200833408 |  | 42.14497132860575 | -75.86446379419102 | PQ | 2771.281 | False | -1 | AD | 8101502
node_intto1_8101502_200833411 |  | 42.14533457290261 | -75.86234938550389 | PQ | 2771.281 | False | -1 | AD | 8101502
node_intto1_8101502_200833416 |  | 42.14613747703739 | -75.86068389460658 | PQ | 2771.281 | False | -1 | AD | 8101502
node_intto1_8101502_200833447 |  | 42.14731295726401 | -75.84545069623245 | PQ | 2771.281 | False | -1 | AD | 8101502
node_intto1_8101502_200833507 |  | 42.14864109053731 | -75.880274663911 | PQ | 2771.281 | False | -1 | AD | 8101502
node_intto1_8101502_200833600 |  | 42.16202609192558 | -75.83762718092711 | PQ | 2771.281 | False | -1 | AD | 8101502
node_intto1_8101502_200833737 |  | 42.15456527663967 | -75.86176975481517 | PQ | 2771.281 | False | -1 | AN | 8101502
node_intto1_8101502_200833739 |  | 42.156339572152206 | -75.85663921741644 | PQ | 2771.281 | False | -1 | AN | 8101502
node_intto1_8101502_200833760 |  | 42.14825154356148 | -75.86567142660775 | PQ | 2771.281 | False | -1 | AD | 8101502
node_intto1_8101502_200833783 |  | 42.156926650795455 | -75.85384215465119 | PQ | 2771.281 | False | -1 | AD | 8101502
node_intto1_8101502_200833827 |  | 42.158723230864496 | -75.83871722994444 | PQ | 2771.281 | False | -1 | AD | 8101502
node_intto1_8101502_200833842 |  | 42.16163583006906 | -75.83550793665786 | PQ | 2771.281 | False | -1 | AD | 8101502
node_intto1_8101502_200834346 |  | 42.15946038788836 | -75.83697685410405 | PQ | 2771.281 | False | -1 | AD | 8101502
node_intto1_8101502_200834380 |  | 42.15620626470811 | -75.86297524527066 | PQ | 2771.281 | False | -1 | AD | 8101502
node_intto1_8101502_200834489 |  | 42.14861373881887 | -75.87617483217026 | PQ | 2771.281 | False | -1 | ABCD | 8101502
node_intto1_8101502_200916275 |  | 42.15131632470361 | -75.87737905571085 | PQ | 2771.281 | False | -1 | ABCN | 8101502
node_intto1_8101502_200916303 |  | 42.147767665203375 | -75.88212481241115 | PQ | 2771.281 | False | -1 | ABCD | 8101502
node_intto1_8101502_200942005 |  | 42.15092902371306 | -75.8751683576865 | PQ | 2771.281 | False | -1 | ABCD | 8101502
node_intto1_8101502_201013058 |  | 42.14749465199612 | -75.84837860886037 | PQ | 2771.281 | False | -1 | AN | 8101502

## Capacitor
Name | GroupId | NominalVoltage | RemoteSense | RemoteSenseB | ParticipatingPhases | PhasesConnected | SwitchA | SwitchB | SwitchC | Control | ControlLevel | VoltageSetHigh | VoltageSetLow | ReactivePowerSetHigh | ReactivePowerSetLow | CapacitorA | CapacitorB | CapacitorC | TimeDelay | DwellTime | LockoutTime | CurrentSetHigh | CurrentSetLow | Status | ParentNode | Phases | Feeder | Comments
cap_220369060 |  | 0 |  |  |  |  | CLOSED | CLOSED | CLOSED | MANUAL | BANK | 0 | 0 | 0 | 0 | 150000 | 150000 | 150000 | 0 | 0 | 0 | 0 | 0 | OPEN | node_1401113_549_15310403_371 | ABCN | 8101502
cap_220369063 |  | 0 |  |  |  |  | CLOSED | OPEN | OPEN | MANUAL | BANK | 0 | 0 | 0 | 0 | 150000 | 0 | 0 | 0 | 0 | 0 | 0 | 0 | OPEN | node_1409036_121_15309649_257 | AN | 8101502
cap_220369068 |  | 0 |  |  |  |  | CLOSED | OPEN | OPEN | MANUAL | BANK | 0 | 0 | 0 | 0 | 50000 | 0 | 0 | 0 | 0 | 0 | 0 | 0 | OPEN | node_1410029_829_15312820_474 | AN | 8101502

## EVChargingStation
Name | GroupId | ServiceCharge | ServiceDischarge | ChargeEfficiency | DischargeEfficiency | CommitmentStatus | ConstructionTime | CalendarLife | YearOfInstallation | DepthOfDischarge | ReactivePower | ReactivePowerA | ReactivePowerB | ReactivePowerC | ActivePower | ActivePowerA | ActivePowerB | ActivePowerC | Energy | MaxEnergy | PowerCharge | PowerDischarge | RampUpLimit | RampDownLimit | CapitalCost | FixedOperatingCost | VariableOperatingCost | MaxReactivePower | MaxActivePower | OutputSchedule | PlanningStatus | UnitType | UnitSubtype | ParentNode | Phases | Feeder | Comments
evchargingstation_load_220339046 |  | 0 | 0 | 0.92 | 0 | False | 0 | 0 | 0 | 0 | 0 | 0 | 0 | 0 | 0 | 0 | 0 | 0 | 0 | 195.79975598765103 | 0 | 0 | 0 | 0 | 0 | 0 | 0.001 | 13.901717408537893 | 32.633292664608504 | OPTIMIZED | INSTALLED |  |  | node_1402523_683_15310497_1 | AN | 8101502
evchargingstation_load_220339047 |  | 0 | 0 | 0.92 | 0 | False | 0 | 0 | 0 | 0 | 0 | 0 | 0 | 0 | 0 | 0 | 0 | 0 | 0 | 195.79975598765103 | 0 | 0 | 0 | 0 | 0 | 0 | 0.001 | 13.901717408537893 | 32.633292664608504 | OPTIMIZED | INSTALLED |  |  | node_1402503_975_15310494_152 | AN | 8101502
evchargingstation_load_220339049 |  | 0 | 0 | 0.92 | 0 | False | 0 | 0 | 0 | 0 | 0 | 0 | 0 | 0 | 0 | 0 | 0 | 0 | 0 | 638.6204841293226 | 0 | 0 | 0 | 0 | 0 | 0 | 0.001 | 45.341871626742986 | 106.43674735488709 | OPTIMIZED | INSTALLED |  |  | node_1401116_811_15310546_285 | AN | 8101502
evchargingstation_load_220339050 |  | 0 | 0 | 0.92 | 0 | False | 0 | 0 | 0 | 0 | 0 | 0 | 0 | 0 | 0 | 0 | 0 | 0 | 0 | 73.30742864177654 | 0 | 0 | 0 | 0 | 0 | 0 | 0.001 | 5.2048143802490685 | 12.217904773629424 | OPTIMIZED | INSTALLED |  |  | node_1401210_073_15310786_082 | AN | 8101502
evchargingstation_load_220339055 |  | 0 | 0 | 0.92 | 0 | False | 0 | 0 | 0 | 0 | 0 | 0 | 0 | 0 | 0 | 0 | 0 | 0 | 0 | 4036.137850027044 | 0 | 0 | 0 | 0 | 0 | 0 | 0.001 | 286.5645929734086 | 672.689641671174 | OPTIMIZED | INSTALLED |  |  | node_1402218_645_15310438_982 | AN | 8101502
evchargingstation_load_220339056 |  | 0 | 0 | 0.92 | 0 | False | 0 | 0 | 0 | 0 | 0 | 0 | 0 | 0 | 0 | 0 | 0 | 0 | 0 | 2722.24316744751 | 0 | 0 | 0 | 0 | 0 | 0 | 0.001 | 193.27844252979807 | 453.70719457458506 | OPTIMIZED | INSTALLED |  |  | node_1403156_665_15310151_347 | AN | 8101502
evchargingstation_load_220339057 |  | 0 | 0 | 0.92 | 0 | False | 0 | 0 | 0 | 0 | 0 | 0 | 0 | 0 | 0 | 0 | 0 | 0 | 0 | 1161.640792323536 | 0 | 0 | 0 | 0 | 0 | 0 | 0.001 | 82.47614381541028 | 193.60679872058935 | OPTIMIZED | INSTALLED |  |  | node_1403640_637_15309971_55 | AN | 8101502
evchargingstation_load_220339058 |  | 0 | 0 | 0.92 | 0 | False | 0 | 0 | 0 | 0 | 0 | 0 | 0 | 0 | 0 | 0 | 0 | 0 | 0 | 74.71718688488764 | 0 | 0 | 0 | 0 | 0 | 0 | 0.001 | 5.304900688851424 | 12.452864480814608 | OPTIMIZED | INSTALLED |  |  | node_1403963_589_15310230_19 | AN | 8101502
evchargingstation_load_220339059 |  | 0 | 0 | 0.92 | 0 | False | 0 | 0 | 0 | 0 | 0 | 0 | 0 | 0 | 0 | 0 | 0 | 0 | 0 | 837.396396407986 | 0 | 0 | 0 | 0 | 0 | 0 | 0.001 | 59.45488960528422 | 139.56606606799767 | OPTIMIZED | INSTALLED |  |  | node_1404186_209_15310176_734 | AN | 8101502
evchargingstation_load_220339060 |  | 0 | 0 | 0.92 | 0 | False | 0 | 0 | 0 | 0 | 0 | 0 | 0 | 0 | 0 | 0 | 0 | 0 | 0 | 3955.781630169711 | 0 | 0 | 0 | 0 | 0 | 0 | 0.001 | 280.85931441685506 | 659.2969383616186 | OPTIMIZED | INSTALLED |  |  | node_1404133_507_15310490_254 | AN | 8101502
evchargingstation_load_220339061 |  | 0 | 0 | 0.92 | 0 | False | 0 | 0 | 0 | 0 | 0 | 0 | 0 | 0 | 0 | 0 | 0 | 0 | 0 | 5030.017411420359 | 0 | 0 | 0 | 0 | 0 | 0 | 0.001 | 357.12974813270006 | 838.3362352367266 | OPTIMIZED | INSTALLED |  |  | node_1404774_235_15310128_491 | AN | 8101502
evchargingstation_load_220339062 |  | 0 | 0 | 0.92 | 0 | False | 0 | 0 | 0 | 0 | 0 | 0 | 0 | 0 | 0 | 0 | 0 | 0 | 0 | 676.683956693322 | 0 | 0 | 0 | 0 | 0 | 0 | 0.001 | 48.044365125469874 | 112.780659448887 | OPTIMIZED | INSTALLED |  |  | node_1404623_05_15309898_151 | AN | 8101502
evchargingstation_load_220339063 |  | 0 | 0 | 0.92 | 0 | False | 0 | 0 | 0 | 0 | 0 | 0 | 0 | 0 | 0 | 0 | 0 | 0 | 0 | 1767.8368368613033 | 0 | 0 | 0 | 0 | 0 | 0 | 0.001 | 125.51589981112846 | 294.6394728102172 | OPTIMIZED | INSTALLED |  |  | node_1404405_547_15309630_185 | AN | 8101502
evchargingstation_load_220339064 |  | 0 | 0 | 0.92 | 0 | False | 0 | 0 | 0 | 0 | 0 | 0 | 0 | 0 | 0 | 0 | 0 | 0 | 0 | 4846.7488398159185 | 0 | 0 | 0 | 0 | 0 | 0 | 0.001 | 344.11771218207736 | 807.791473302653 | OPTIMIZED | INSTALLED |  |  | node_1405011_499_15309907_243 | AN | 8101502
evchargingstation_load_220339065 |  | 0 | 0 | 0.92 | 0 | False | 0 | 0 | 0 | 0 | 0 | 0 | 0 | 0 | 0 | 0 | 0 | 0 | 0 | 4140.459960017264 | 0 | 0 | 0 | 0 | 0 | 0 | 0.001 | 293.9714366760801 | 690.0766600028774 | OPTIMIZED | INSTALLED |  |  | node_1405547_874_15310051_645 | AN | 8101502
evchargingstation_load_220339066 |  | 0 | 0 | 0.92 | 0 | False | 0 | 0 | 0 | 0 | 0 | 0 | 0 | 0 | 0 | 0 | 0 | 0 | 0 | 3890.9327509866016 | 0 | 0 | 0 | 0 | 0 | 0 | 0.001 | 276.25508315480545 | 648.4887918311002 | OPTIMIZED | INSTALLED |  |  | node_1404979_249_15309643_323 | AN | 8101502
evchargingstation_load_220339067 |  | 0 | 0 | 0.92 | 0 | False | 0 | 0 | 0 | 0 | 0 | 0 | 0 | 0 | 0 | 0 | 0 | 0 | 0 | 10927.036142354038 | 0 | 0 | 0 | 0 | 0 | 0 | 0.001 | 775.8163288845044 | 1821.1726903923397 | OPTIMIZED | INSTALLED |  |  | node_1405391_914_15309437_244 | AN | 8101502
evchargingstation_load_220339068 |  | 0 | 0 | 0.92 | 0 | False | 0 | 0 | 0 | 0 | 0 | 0 | 0 | 0 | 0 | 0 | 0 | 0 | 0 | 1726.9538478110821 | 0 | 0 | 0 | 0 | 0 | 0 | 0.001 | 122.6132010619042 | 287.82564130184704 | OPTIMIZED | INSTALLED |  |  | node_1405526_482_15309433_238 | AN | 8101502
evchargingstation_load_220339069 |  | 0 | 0 | 0.92 | 0 | False | 0 | 0 | 0 | 0 | 0 | 0 | 0 | 0 | 0 | 0 | 0 | 0 | 0 | 5392.325279899909 | 0 | 0 | 0 | 0 | 0 | 0 | 0.001 | 382.853495841553 | 898.7208799833182 | OPTIMIZED | INSTALLED |  |  | node_1405723_982_15309381_758 | AN | 8101502
evchargingstation_load_220339070 |  | 0 | 0 | 0.92 | 0 | False | 0 | 0 | 0 | 0 | 0 | 0 | 0 | 0 | 0 | 0 | 0 | 0 | 0 | 2424.7841781510706 | 0 | 0 | 0 | 0 | 0 | 0 | 0.001 | 172.15895871628737 | 404.1306963585118 | OPTIMIZED | INSTALLED |  |  | node_1406096_179_15309400_456 | AN | 8101502
evchargingstation_load_220339071 |  | 0 | 0 | 0.92 | 0 | False | 0 | 0 | 0 | 0 | 0 | 0 | 0 | 0 | 0 | 0 | 0 | 0 | 0 | 845.8549458666525 | 0 | 0 | 0 | 0 | 0 | 0 | 0.001 | 60.055440090191 | 140.97582431110877 | OPTIMIZED | INSTALLED |  |  | node_1406485_435_15310031_432 | AN | 8101502
evchargingstation_load_220339072 |  | 0 | 0 | 0.92 | 0 | False | 0 | 0 | 0 | 0 | 0 | 0 | 0 | 0 | 0 | 0 | 0 | 0 | 0 | 1863.7003973928574 | 0 | 0 | 0 | 0 | 0 | 0 | 0.001 | 132.32216039560052 | 310.6167328988096 | OPTIMIZED | INSTALLED |  |  | node_1406746_922_15309446_974 | AN | 8101502
evchargingstation_load_220339073 |  | 0 | 0 | 0.92 | 0 | False | 0 | 0 | 0 | 0 | 0 | 0 | 0 | 0 | 0 | 0 | 0 | 0 | 0 | 2668.6723542092886 | 0 | 0 | 0 | 0 | 0 | 0 | 0.001 | 189.47493436985994 | 444.7787257015481 | OPTIMIZED | INSTALLED |  |  | node_1407112_826_15309478_455 | AN | 8101502
evchargingstation_load_220339074 |  | 0 | 0 | 0.92 | 0 | False | 0 | 0 | 0 | 0 | 0 | 0 | 0 | 0 | 0 | 0 | 0 | 0 | 0 | 1406.9387266248655 | 0 | 0 | 0 | 0 | 0 | 0 | 0.001 | 99.89223841087785 | 234.48978777081092 | OPTIMIZED | INSTALLED |  |  | node_1407494_965_15309518_836 | AN | 8101502
evchargingstation_load_220339075 |  | 0 | 0 | 0.92 | 0 | False | 0 | 0 | 0 | 0 | 0 | 0 | 0 | 0 | 0 | 0 | 0 | 0 | 0 | 1687.4806170039715 | 0 | 0 | 0 | 0 | 0 | 0 | 0.001 | 119.81062125457495 | 281.2467695006619 | OPTIMIZED | INSTALLED |  |  | node_1407792_855_15309582_08 | AN | 8101502
evchargingstation_load_220339076 |  | 0 | 0 | 0.92 | 0 | False | 0 | 0 | 0 | 0 | 0 | 0 | 0 | 0 | 0 | 0 | 0 | 0 | 0 | 4932.744092645695 | 0 | 0 | 0 | 0 | 0 | 0 | 0.001 | 350.223368606333 | 822.1240154409492 | OPTIMIZED | INSTALLED |  |  | node_1408054_067_15309552_153 | AN | 8101502
evchargingstation_load_220339077 |  | 0 | 0 | 0.92 | 0 | False | 0 | 0 | 0 | 0 | 0 | 0 | 0 | 0 | 0 | 0 | 0 | 0 | 0 | 2392.3597385595153 | 0 | 0 | 0 | 0 | 0 | 0 | 0.001 | 169.85684308526257 | 398.72662309325256 | OPTIMIZED | INSTALLED |  |  | node_1408635_105_15309590_941 | AN | 8101502
evchargingstation_load_220339078 |  | 0 | 0 | 0.92 | 0 | False | 0 | 0 | 0 | 0 | 0 | 0 | 0 | 0 | 0 | 0 | 0 | 0 | 0 | 2733.5212333923982 | 0 | 0 | 0 | 0 | 0 | 0 | 0.001 | 194.07919826520222 | 455.5868722320664 | OPTIMIZED | INSTALLED |  |  | node_1408639_876_15310049_995 | AN | 8101502
evchargingstation_load_220339079 |  | 0 | 0 | 0.92 | 0 | False | 0 | 0 | 0 | 0 | 0 | 0 | 0 | 0 | 0 | 0 | 0 | 0 | 0 | 7590.138380910095 | 0 | 0 | 0 | 0 | 0 | 0 | 0.001 | 538.8975798740814 | 1265.0230634850159 | OPTIMIZED | INSTALLED |  |  | node_1408826_491_15309605_023 | AN | 8101502
evchargingstation_load_220339080 |  | 0 | 0 | 0.92 | 0 | False | 0 | 0 | 0 | 0 | 0 | 0 | 0 | 0 | 0 | 0 | 0 | 0 | 0 | 4240.55279527815 | 0 | 0 | 0 | 0 | 0 | 0 | 0.001 | 301.07798881965186 | 706.7587992130251 | OPTIMIZED | INSTALLED |  |  | node_1409476_487_15309713_063 | AN | 8101502
evchargingstation_load_220339081 |  | 0 | 0 | 0.92 | 0 | False | 0 | 0 | 0 | 0 | 0 | 0 | 0 | 0 | 0 | 0 | 0 | 0 | 0 | 1175.7383747546469 | 0 | 0 | 0 | 0 | 0 | 0 | 0.001 | 83.47707216801915 | 195.95639579244116 | OPTIMIZED | INSTALLED |  |  | node_1409881_421_15309851_074 | AN | 8101502
evchargingstation_load_220339084 |  | 0 | 0 | 0.92 | 0 | False | 0 | 0 | 0 | 0 | 0 | 0 | 0 | 0 | 0 | 0 | 0 | 0 | 0 | 459.58118725421446 | 0 | 0 | 0 | 0 | 0 | 0 | 0.001 | 32.630127235220044 | 76.59686454236908 | OPTIMIZED | INSTALLED |  |  | node_1410547_223_15310097_589 | AN | 8101502
evchargingstation_load_220339085 |  | 0 | 0 | 0.92 | 0 | False | 0 | 0 | 0 | 0 | 0 | 0 | 0 | 0 | 0 | 0 | 0 | 0 | 0 | 6319.946203867004 | 0 | 0 | 0 | 0 | 0 | 0 | 0.001 | 448.71430079689986 | 1053.3243673111674 | OPTIMIZED | INSTALLED |  |  | node_1410545_473_15310834_938 | AN | 8101502
evchargingstation_load_220339087 |  | 0 | 0 | 0.92 | 0 | False | 0 | 0 | 0 | 0 | 0 | 0 | 0 | 0 | 0 | 0 | 0 | 0 | 0 | 1164.460308809758 | 0 | 0 | 0 | 0 | 0 | 0 | 0.001 | 82.67634906590764 | 194.0767181349597 | OPTIMIZED | INSTALLED |  |  | node_1411222_738_15310301_319 | AN | 8101502
evchargingstation_load_220339088 |  | 0 | 0 | 0.92 | 0 | False | 0 | 0 | 0 | 0 | 0 | 0 | 0 | 0 | 0 | 0 | 0 | 0 | 0 | 1375.9240452764213 | 0 | 0 | 0 | 0 | 0 | 0 | 0.001 | 97.6902090884554 | 229.3206742127369 | OPTIMIZED | INSTALLED |  |  | node_1411101_401_15310743_351 | AN | 8101502
evchargingstation_load_220339089 |  | 0 | 0 | 0.92 | 0 | False | 0 | 0 | 0 | 0 | 0 | 0 | 0 | 0 | 0 | 0 | 0 | 0 | 0 | 242.4784178151071 | 0 | 0 | 0 | 0 | 0 | 0 | 0.001 | 17.215889344970204 | 40.41306963585118 | OPTIMIZED | INSTALLED |  |  | node_1411410_528_15310370_671 | AN | 8101502
evchargingstation_load_220339090 |  | 0 | 0 | 0.92 | 0 | False | 0 | 0 | 0 | 0 | 0 | 0 | 0 | 0 | 0 | 0 | 0 | 0 | 0 | 3655.5031243870494 | 0 | 0 | 0 | 0 | 0 | 0 | 0.001 | 259.539625352847 | 609.2505207311749 | OPTIMIZED | INSTALLED |  |  | node_1411619_087_15310438_104 | AN | 8101502
evchargingstation_load_220339091 |  | 0 | 0 | 0.92 | 0 | False | 0 | 0 | 0 | 0 | 0 | 0 | 0 | 0 | 0 | 0 | 0 | 0 | 0 | 707.6986380417659 | 0 | 0 | 0 | 0 | 0 | 0 | 0.001 | 50.24639444789233 | 117.94977300696098 | OPTIMIZED | INSTALLED |  |  | node_1412030_216_15310595_516 | AN | 8101502
evchargingstation_load_220339094 |  | 0 | 0 | 0.92 | 0 | False | 0 | 0 | 0 | 0 | 0 | 0 | 0 | 0 | 0 | 0 | 0 | 0 | 0 | 2173.8472108772967 | 0 | 0 | 0 | 0 | 0 | 0 | 0.001 | 154.34251888641037 | 362.3078684795495 | OPTIMIZED | INSTALLED |  |  | node_1412876_152_15310882_802 | AN | 8101502
evchargingstation_load_220339107 |  | 0 | 0 | 0.92 | 0 | False | 0 | 0 | 0 | 0 | 0 | 0 | 0 | 0 | 0 | 0 | 0 | 0 | 0 | 8251.314996929194 | 0 | 0 | 0 | 0 | 0 | 0 | 0.001 | 585.8408977050474 | 1375.2191661548657 | OPTIMIZED | INSTALLED |  |  | node_1401587_226_15311229_209 | AN | 8101502
evchargingstation_load_220339108 |  | 0 | 0 | 0.92 | 0 | False | 0 | 0 | 0 | 0 | 0 | 0 | 0 | 0 | 0 | 0 | 0 | 0 | 0 | 17497.919313494815 | 0 | 0 | 0 | 0 | 0 | 0 | 0.001 | 1242.3470695112815 | 2916.3198855824694 | OPTIMIZED | INSTALLED |  |  | node_1401389_486_15310747_234 | AN | 8101502
evchargingstation_load_220339109 |  | 0 | 0 | 0.92 | 0 | False | 0 | 0 | 0 | 0 | 0 | 0 | 0 | 0 | 0 | 0 | 0 | 0 | 0 | 20953.236767360093 | 0 | 0 | 0 | 0 | 0 | 0 | 0.001 | 1487.673590576985 | 3492.206127893349 | OPTIMIZED | INSTALLED |  |  | node_1402184_784_15310829_515 | AN | 8101502
evchargingstation_load_220339126 |  | 0 | 0 | 0.92 | 0 | False | 0 | 0 | 0 | 0 | 0 | 0 | 0 | 0 | 0 | 0 | 0 | 0 | 0 | 0 | 0 | 0 | 0 | 0 | 0 | 0 | 0.001 | 0 | 0 | OPTIMIZED | INSTALLED |  |  | node_1413748_944_15316197_732 | AN | 8101502
evchargingstation_load_220339127 |  | 0 | 0 | 0.92 | 0 | False | 0 | 0 | 0 | 0 | 0 | 0 | 0 | 0 | 0 | 0 | 0 | 0 | 0 | 785.2353414128758 | 0 | 0 | 0 | 0 | 0 | 0 | 0.001 | 55.75146775394846 | 130.87255690214596 | OPTIMIZED | INSTALLED |  |  | node_1413246_09_15315835_319 | AN | 8101502
evchargingstation_load_220339128 |  | 0 | 0 | 0.92 | 0 | False | 0 | 0 | 0 | 0 | 0 | 0 | 0 | 0 | 0 | 0 | 0 | 0 | 0 | 35.24395607777719 | 0 | 0 | 0 | 0 | 0 | 0 | 0.001 | 2.5023208815221807 | 5.873992679629532 | OPTIMIZED | INSTALLED |  |  | node_1413170_838_15315593_016 | AN | 8101502
evchargingstation_load_220339129 |  | 0 | 0 | 0.92 | 0 | False | 0 | 0 | 0 | 0 | 0 | 0 | 0 | 0 | 0 | 0 | 0 | 0 | 0 | 1413.9875178404209 | 0 | 0 | 0 | 0 | 0 | 0 | 0.001 | 100.3927025871823 | 235.66458630673682 | OPTIMIZED | INSTALLED |  |  | node_1412859_514_15315591_13 | AN | 8101502
evchargingstation_load_220339131 |  | 0 | 0 | 0.92 | 0 | False | 0 | 0 | 0 | 0 | 0 | 0 | 0 | 0 | 0 | 0 | 0 | 0 | 0 | 9135.233415359848 | 0 | 0 | 0 | 0 | 0 | 0 | 0.001 | 648.5988639272579 | 1522.5389025599745 | OPTIMIZED | INSTALLED |  |  | node_1413757_661_15316092_601 | AN | 8101502
evchargingstation_load_220339132 |  | 0 | 0 | 0.92 | 0 | False | 0 | 0 | 0 | 0 | 0 | 0 | 0 | 0 | 0 | 0 | 0 | 0 | 0 | 6920.50321543233 | 0 | 0 | 0 | 0 | 0 | 0 | 0.001 | 491.353678924916 | 1153.417202572055 | OPTIMIZED | INSTALLED |  |  | node_1402011_174_15311228_912 | AN | 8101502
evchargingstation_load_220339133 |  | 0 | 0 | 0.92 | 0 | False | 0 | 0 | 0 | 0 | 0 | 0 | 0 | 0 | 0 | 0 | 0 | 0 | 0 | 10209.469196610495 | 0 | 0 | 0 | 0 | 0 | 0 | 0.001 | 724.8692650098103 | 1701.5781994350825 | OPTIMIZED | INSTALLED |  |  | node_1402264_946_15311247_686 | AN | 8101502
evchargingstation_load_220339201 |  | 0 | 0 | 0.92 | 0 | False | 0 | 0 | 0 | 0 | 0 | 0 | 0 | 0 | 0 | 0 | 0 | 0 | 0 | 541.3471653546576 | 0 | 0 | 0 | 0 | 0 | 0 | 0.001 | 38.435492100375896 | 90.2245275591096 | OPTIMIZED | INSTALLED |  |  | node_1405714_103_15312766_875 | AN | 8101502
evchargingstation_load_220339202 |  | 0 | 0 | 0.92 | 0 | False | 0 | 0 | 0 | 0 | 0 | 0 | 0 | 0 | 0 | 0 | 0 | 0 | 0 | 6773.888358148775 | 0 | 0 | 0 | 0 | 0 | 0 | 0.001 | 480.94405016441783 | 1128.9813930247958 | OPTIMIZED | INSTALLED |  |  | node_1405830_372_15313058_727 | AN | 8101502
evchargingstation_load_220339203 |  | 0 | 0 | 0.92 | 0 | False | 0 | 0 | 0 | 0 | 0 | 0 | 0 | 0 | 0 | 0 | 0 | 0 | 0 | 2909.7410137812844 | 0 | 0 | 0 | 0 | 0 | 0 | 0.001 | 206.5907374062278 | 484.9568356302141 | OPTIMIZED | INSTALLED |  |  | node_1406016_548_15313331_879 | AN | 8101502
evchargingstation_load_220339204 |  | 0 | 0 | 0.92 | 0 | False | 0 | 0 | 0 | 0 | 0 | 0 | 0 | 0 | 0 | 0 | 0 | 0 | 0 | 21466.388767852528 | 0 | 0 | 0 | 0 | 0 | 0 | 0.001 | 1524.107225972143 | 3577.7314613087547 | OPTIMIZED | INSTALLED |  |  | node_1406165_079_15313559_819 | AN | 8101502
evchargingstation_load_220339205 |  | 0 | 0 | 0.92 | 0 | False | 0 | 0 | 0 | 0 | 0 | 0 | 0 | 0 | 0 | 0 | 0 | 0 | 0 | 5709.520884599904 | 0 | 0 | 0 | 0 | 0 | 0 | 0.001 | 405.37428587537465 | 951.586814099984 | OPTIMIZED | INSTALLED |  |  | node_1406355_387_15313851_741 | AN | 8101502
evchargingstation_load_220339206 |  | 0 | 0 | 0.92 | 0 | False | 0 | 0 | 0 | 0 | 0 | 0 | 0 | 0 | 0 | 0 | 0 | 0 | 0 | 735.8938029039876 | 0 | 0 | 0 | 0 | 0 | 0 | 0.001 | 52.24825115311006 | 122.6489671506646 | OPTIMIZED | INSTALLED |  |  | node_1406076_426_15314106_041 | AN | 8101502
evchargingstation_load_220339207 |  | 0 | 0 | 0.92 | 0 | False | 0 | 0 | 0 | 0 | 0 | 0 | 0 | 0 | 0 | 0 | 0 | 0 | 0 | 7867.8607548029795 | 0 | 0 | 0 | 0 | 0 | 0 | 0.001 | 558.6157901005738 | 1311.3101258004965 | OPTIMIZED | INSTALLED |  |  | node_1405853_187_15314257_447 | AN | 8101502
evchargingstation_load_220339208 |  | 0 | 0 | 0.92 | 0 | False | 0 | 0 | 0 | 0 | 0 | 0 | 0 | 0 | 0 | 0 | 0 | 0 | 0 | 728.8450116884322 | 0 | 0 | 0 | 0 | 0 | 0 | 0.001 | 51.747786976805635 | 121.4741686147387 | OPTIMIZED | INSTALLED |  |  | node_1406414_305_15314153_429 | AN | 8101502
evchargingstation_load_220339209 |  | 0 | 0 | 0.92 | 0 | False | 0 | 0 | 0 | 0 | 0 | 0 | 0 | 0 | 0 | 0 | 0 | 0 | 0 | 6968.434995698105 | 0 | 0 | 0 | 0 | 0 | 0 | 0.001 | 494.756809217152 | 1161.4058326163508 | OPTIMIZED | INSTALLED |  |  | node_1406648_268_15314192_488 | AN | 8101502
evchargingstation_load_220339210 |  | 0 | 0 | 0.92 | 0 | False | 0 | 0 | 0 | 0 | 0 | 0 | 0 | 0 | 0 | 0 | 0 | 0 | 0 | 3869.786377339935 | 0 | 0 | 0 | 0 | 0 | 0 | 0.001 | 274.75369062589215 | 644.9643962233225 | OPTIMIZED | INSTALLED |  |  | node_1406818_472_15314042_1 | AN | 8101502
evchargingstation_load_220339211 |  | 0 | 0 | 0.92 | 0 | False | 0 | 0 | 0 | 0 | 0 | 0 | 0 | 0 | 0 | 0 | 0 | 0 | 0 | 5984.4237420065665 | 0 | 0 | 0 | 0 | 0 | 0 | 0.001 | 424.8922908513697 | 997.4039570010945 | OPTIMIZED | INSTALLED |  |  | node_1407109_753_15313994_78 | AN | 8101502
evchargingstation_load_220339213 |  | 0 | 0 | 0.92 | 0 | False | 0 | 0 | 0 | 0 | 0 | 0 | 0 | 0 | 0 | 0 | 0 | 0 | 0 | 2545.3968278394636 | 0 | 0 | 0 | 0 | 0 | 0 | 0.001 | 180.72242421087063 | 424.2328046399106 | OPTIMIZED | INSTALLED |  |  | node_1407355_61_15313523_76 | AN | 8101502
evchargingstation_load_220339214 |  | 0 | 0 | 0.92 | 0 | False | 0 | 0 | 0 | 0 | 0 | 0 | 0 | 0 | 0 | 0 | 0 | 0 | 0 | 3790.8399157257145 | 0 | 0 | 0 | 0 | 0 | 0 | 0.001 | 269.14849837794094 | 631.8066526209524 | OPTIMIZED | INSTALLED |  |  | node_1407498_731_15313873_228 | AN | 8101502
evchargingstation_load_220339215 |  | 0 | 0 | 0.92 | 0 | False | 0 | 0 | 0 | 0 | 0 | 0 | 0 | 0 | 0 | 0 | 0 | 0 | 0 | 2268.3010131657397 | 0 | 0 | 0 | 0 | 0 | 0 | 0.001 | 161.0486931622801 | 378.0501688609566 | OPTIMIZED | INSTALLED |  |  | node_1407714_132_15313874_266 | AN | 8101502
evchargingstation_load_220339216 |  | 0 | 0 | 0.92 | 0 | False | 0 | 0 | 0 | 0 | 0 | 0 | 0 | 0 | 0 | 0 | 0 | 0 | 0 | 5737.716049462126 | 0 | 0 | 0 | 0 | 0 | 0 | 0.001 | 407.3761425805924 | 956.2860082436877 | OPTIMIZED | INSTALLED |  |  | node_1407867_479_15313760_719 | AN | 8101502
evchargingstation_load_220339217 |  | 0 | 0 | 0.92 | 0 | False | 0 | 0 | 0 | 0 | 0 | 0 | 0 | 0 | 0 | 0 | 0 | 0 | 0 | 3827.493630046602 | 0 | 0 | 0 | 0 | 0 | 0 | 0.001 | 271.75090556806555 | 637.915605007767 | OPTIMIZED | INSTALLED |  |  | node_1407895_424_15313390_573 | AN | 8101502
evchargingstation_load_220339218 |  | 0 | 0 | 0.92 | 0 | False | 0 | 0 | 0 | 0 | 0 | 0 | 0 | 0 | 0 | 0 | 0 | 0 | 0 | 3431.3515637323862 | 0 | 0 | 0 | 0 | 0 | 0 | 0.001 | 243.6249559195854 | 571.891927288731 | OPTIMIZED | INSTALLED |  |  | node_1408221_894_15313306_055 | AN | 8101502
evchargingstation_load_220339219 |  | 0 | 0 | 0.92 | 0 | False | 0 | 0 | 0 | 0 | 0 | 0 | 0 | 0 | 0 | 0 | 0 | 0 | 0 | 8459.959216909636 | 0 | 0 | 0 | 0 | 0 | 0 | 0.001 | 600.6545851103904 | 1409.9932028182725 | OPTIMIZED | INSTALLED |  |  | node_1405321_258_15310653_59 | AN | 8101502
evchargingstation_load_220339220 |  | 0 | 0 | 0.92 | 0 | False | 0 | 0 | 0 | 0 | 0 | 0 | 0 | 0 | 0 | 0 | 0 | 0 | 0 | 4504.177586739925 | 0 | 0 | 0 | 0 | 0 | 0 | 0.001 | 319.7952706935354 | 750.6962644566541 | OPTIMIZED | INSTALLED |  |  | node_1408404_417_15313601_024 | AN | 8101502
evchargingstation_load_220339221 |  | 0 | 0 | 0.92 | 0 | False | 0 | 0 | 0 | 0 | 0 | 0 | 0 | 0 | 0 | 0 | 0 | 0 | 0 | 1343.4996056848665 | 0 | 0 | 0 | 0 | 0 | 0 | 0.001 | 95.38806082413794 | 223.91660094747775 | OPTIMIZED | INSTALLED |  |  | node_1409404_539_15313271_485 | AN | 8101502
evchargingstation_load_220339222 |  | 0 | 0 | 0.92 | 0 | False | 0 | 0 | 0 | 0 | 0 | 0 | 0 | 0 | 0 | 0 | 0 | 0 | 0 | 1099.6114296266483 | 0 | 0 | 0 | 0 | 0 | 0 | 0.001 | 78.07208517056537 | 183.26857160444138 | OPTIMIZED | INSTALLED |  |  | node_1410368_561_15312665_98 | AN | 8101502
evchargingstation_load_220339223 |  | 0 | 0 | 0.92 | 0 | False | 0 | 0 | 0 | 0 | 0 | 0 | 0 | 0 | 0 | 0 | 0 | 0 | 0 | 6824.639654900774 | 0 | 0 | 0 | 0 | 0 | 0 | 0.001 | 484.54738570715125 | 1137.4399424834623 | OPTIMIZED | INSTALLED |  |  | node_1410594_178_15312741_597 | AN | 8101502
evchargingstation_load_220339224 |  | 0 | 0 | 0.92 | 0 | False | 0 | 0 | 0 | 0 | 0 | 0 | 0 | 0 | 0 | 0 | 0 | 0 | 0 | 2592.5454090812896 | 0 | 0 | 0 | 0 | 0 | 0 | 0.001 | 184.06994737240615 | 432.09090151354826 | OPTIMIZED | INSTALLED |  |  | node_1410932_216_15313018_774 | AN | 8101502
evchargingstation_load_220339225 |  | 0 | 0 | 0.92 | 0 | False | 0 | 0 | 0 | 0 | 0 | 0 | 0 | 0 | 0 | 0 | 0 | 0 | 0 | 7123.508402440326 | 0 | 0 | 0 | 0 | 0 | 0 | 0.001 | 505.7669884625569 | 1187.251400406721 | OPTIMIZED | INSTALLED |  |  | node_1411331_8_15312950_491 | AN | 8101502
evchargingstation_load_220339226 |  | 0 | 0 | 0.92 | 0 | False | 0 | 0 | 0 | 0 | 0 | 0 | 0 | 0 | 0 | 0 | 0 | 0 | 0 | 586.4594291342123 | 0 | 0 | 0 | 0 | 0 | 0 | 0.001 | 41.638449775407224 | 97.7432381890354 | OPTIMIZED | INSTALLED |  |  | node_1411715_801_15313045_779 | AN | 8101502
evchargingstation_load_220339227 |  | 0 | 0 | 0.92 | 0 | False | 0 | 0 | 0 | 0 | 0 | 0 | 0 | 0 | 0 | 0 | 0 | 0 | 0 | 8682.701019321188 | 0 | 0 | 0 | 0 | 0 | 0 | 0.001 | 616.4692008683423 | 1447.1168365535314 | OPTIMIZED | INSTALLED |  |  | node_1411652_055_15313605_695 | AN | 8101502
evchargingstation_load_220339228 |  | 0 | 0 | 0.92 | 0 | False | 0 | 0 | 0 | 0 | 0 | 0 | 0 | 0 | 0 | 0 | 0 | 0 | 0 | 1181.3774077270914 | 0 | 0 | 0 | 0 | 0 | 0 | 0.001 | 83.87745003572124 | 196.8962346211819 | OPTIMIZED | INSTALLED |  |  | node_1411818_305_15313839_286 | AN | 8101502
evchargingstation_load_220339229 |  | 0 | 0 | 0.92 | 0 | False | 0 | 0 | 0 | 0 | 0 | 0 | 0 | 0 | 0 | 0 | 0 | 0 | 0 | 4213.76738865904 | 0 | 0 | 0 | 0 | 0 | 0 | 0.001 | 299.17621842303646 | 702.2945647765067 | OPTIMIZED | INSTALLED |  |  | node_1411900_543_15313945_731 | AN | 8101502
evchargingstation_load_220339230 |  | 0 | 0 | 0.92 | 0 | False | 0 | 0 | 0 | 0 | 0 | 0 | 0 | 0 | 0 | 0 | 0 | 0 | 0 | 2698.277277314621 | 0 | 0 | 0 | 0 | 0 | 0 | 0.001 | 191.57687738368003 | 449.71287955243685 | OPTIMIZED | INSTALLED |  |  | node_1412111_307_15314310_666 | AN | 8101502
evchargingstation_load_220339231 |  | 0 | 0 | 0.92 | 0 | False | 0 | 0 | 0 | 0 | 0 | 0 | 0 | 0 | 0 | 0 | 0 | 0 | 0 | 2544.613628815513 | 0 | 0 | 0 | 0 | 0 | 0 | 0.001 | 180.66681708017012 | 424.1022714692522 | OPTIMIZED | INSTALLED |  |  | node_1412537_61_15314317_676 | AN | 8101502
evchargingstation_load_220339232 |  | 0 | 0 | 0.92 | 0 | False | 0 | 0 | 0 | 0 | 0 | 0 | 0 | 0 | 0 | 0 | 0 | 0 | 0 | 1055.9089240902047 | 0 | 0 | 0 | 0 | 0 | 0 | 0.001 | 74.9692138041364 | 175.98482068170077 | OPTIMIZED | INSTALLED |  |  | node_1412451_804_15314577_268 | AN | 8101502
evchargingstation_load_220339233 |  | 0 | 0 | 0.92 | 0 | False | 0 | 0 | 0 | 0 | 0 | 0 | 0 | 0 | 0 | 0 | 0 | 0 | 0 | 2491.042815577291 | 0 | 0 | 0 | 0 | 0 | 0 | 0.001 | 176.86330892023201 | 415.1738025962152 | OPTIMIZED | INSTALLED |  |  | node_1412648_981_15314728_459 | AN | 8101502
evchargingstation_load_220339234 |  | 0 | 0 | 0.92 | 0 | False | 0 | 0 | 0 | 0 | 0 | 0 | 0 | 0 | 0 | 0 | 0 | 0 | 0 | 3204.3804865915017 | 0 | 0 | 0 | 0 | 0 | 0 | 0.001 | 227.51004860253377 | 534.063414431917 | OPTIMIZED | INSTALLED |  |  | node_1412825_279_15314906_443 | AN | 8101502
evchargingstation_load_220339235 |  | 0 | 0 | 0.92 | 0 | False | 0 | 0 | 0 | 0 | 0 | 0 | 0 | 0 | 0 | 0 | 0 | 0 | 0 | 2792.7310796030647 | 0 | 0 | 0 | 0 | 0 | 0 | 0.001 | 198.2830842928424 | 465.45517993384414 | OPTIMIZED | INSTALLED |  |  | node_1405567_496_15311173_789 | AN | 8101502
evchargingstation_load_220339236 |  | 0 | 0 | 0.92 | 0 | False | 0 | 0 | 0 | 0 | 0 | 0 | 0 | 0 | 0 | 0 | 0 | 0 | 0 | 4793.178026577698 | 0 | 0 | 0 | 0 | 0 | 0 | 0.001 | 340.3142040221393 | 798.8630044296162 | OPTIMIZED | INSTALLED |  |  | node_1405584_277_15311430_712 | AN | 8101502
evchargingstation_load_220339237 |  | 0 | 0 | 0.92 | 0 | False | 0 | 0 | 0 | 0 | 0 | 0 | 0 | 0 | 0 | 0 | 0 | 0 | 0 | 4464.704355932814 | 0 | 0 | 0 | 0 | 0 | 0 | 0.001 | 316.9926908862061 | 744.1173926554691 | OPTIMIZED | INSTALLED |  |  | node_1412981_681_15315056_099 | AN | 8101502
evchargingstation_load_220339238 |  | 0 | 0 | 0.92 | 0 | False | 0 | 0 | 0 | 0 | 0 | 0 | 0 | 0 | 0 | 0 | 0 | 0 | 0 | 700.6498468262104 | 0 | 0 | 0 | 0 | 0 | 0 | 0.001 | 49.745930271587895 | 116.77497447103507 | OPTIMIZED | INSTALLED |  |  | node_1413213_444_15315303_844 | AN | 8101502
evchargingstation_load_220339239 |  | 0 | 0 | 0.92 | 0 | False | 0 | 0 | 0 | 0 | 0 | 0 | 0 | 0 | 0 | 0 | 0 | 0 | 0 | 0 | 0 | 0 | 0 | 0 | 0 | 0 | 0.001 | 0 | 0 | OPTIMIZED | INSTALLED |  |  | node_1412818_479_15315442_258 | AN | 8101502
evchargingstation_load_220339240 |  | 0 | 0 | 0.92 | 0 | False | 0 | 0 | 0 | 0 | 0 | 0 | 0 | 0 | 0 | 0 | 0 | 0 | 0 | 2079.393408588854 | 0 | 0 | 0 | 0 | 0 | 0 | 0.001 | 147.636311977248 | 346.56556809814236 | OPTIMIZED | INSTALLED |  |  | node_1405592_987_15311618_109 | AN | 8101502
evchargingstation_load_220339241 |  | 0 | 0 | 0.92 | 0 | False | 0 | 0 | 0 | 0 | 0 | 0 | 0 | 0 | 0 | 0 | 0 | 0 | 0 | 1970.8420238693002 | 0 | 0 | 0 | 0 | 0 | 0 | 0.001 | 139.9292093487694 | 328.4736706448834 | OPTIMIZED | INSTALLED |  |  | node_1405610_804_15311799_1 | AN | 8101502
evchargingstation_load_220339242 |  | 0 | 0 | 0.92 | 0 | False | 0 | 0 | 0 | 0 | 0 | 0 | 0 | 0 | 0 | 0 | 0 | 0 | 0 | 3676.6494980337156 | 0 | 0 | 0 | 0 | 0 | 0 | 0.001 | 261.04101788176035 | 612.7749163389526 | OPTIMIZED | INSTALLED |  |  | node_1405609_412_15311940_681 | AN | 8101502
evchargingstation_load_220339243 |  | 0 | 0 | 0.92 | 0 | False | 0 | 0 | 0 | 0 | 0 | 0 | 0 | 0 | 0 | 0 | 0 | 0 | 0 | 269.2638244342177 | 0 | 0 | 0 | 0 | 0 | 0 | 0.001 | 19.117659741585594 | 44.87730407236962 | OPTIMIZED | INSTALLED |  |  | node_1405634_803_15312260_072 | AN | 8101502
evchargingstation_load_220339377 |  | 0 | 0 | 0.92 | 0 | False | 0 | 0 | 0 | 0 | 0 | 0 | 0 | 0 | 0 | 0 | 0 | 0 | 0 | 4017.8109928665995 | 0 | 0 | 0 | 0 | 0 | 0 | 0.001 | 285.26337306169995 | 669.6351654777666 | OPTIMIZED | INSTALLED |  |  | node_1401731_387_15310967_81 | AN | 8101502
evchargingstation_load_220339378 |  | 0 | 0 | 0.92 | 0 | False | 0 | 0 | 0 | 0 | 0 | 0 | 0 | 0 | 0 | 0 | 0 | 0 | 0 | 5292.232444639021 | 0 | 0 | 0 | 0 | 0 | 0 | 0.001 | 375.74694369798124 | 882.0387407731703 | OPTIMIZED | INSTALLED |  |  | node_1402008_798_15310986_851 | AN | 8101502
evchargingstation_load_220339379 |  | 0 | 0 | 0.92 | 0 | False | 0 | 0 | 0 | 0 | 0 | 0 | 0 | 0 | 0 | 0 | 0 | 0 | 0 | 7164.391391490546 | 0 | 0 | 0 | 0 | 0 | 0 | 0.001 | 508.6696545784885 | 1194.065231915091 | OPTIMIZED | INSTALLED |  |  | node_1402325_996_15311003_538 | AN | 8101502
evchargingstation_load_220339481 |  | 0 | 0 | 0.92 | 0 | False | 0 | 0 | 0 | 0 | 0 | 0 | 0 | 0 | 0 | 0 | 0 | 0 | 0 | 241.06865957199597 | 0 | 0 | 0 | 0 | 0 | 0 | 0.001 | 17.11580303636785 | 40.178109928666 | OPTIMIZED | INSTALLED |  |  | node_1412764_17_15314564_102 | AN | 8101502
evchargingstation_load_220339482 |  | 0 | 0 | 0.92 | 0 | False | 0 | 0 | 0 | 0 | 0 | 0 | 0 | 0 | 0 | 0 | 0 | 0 | 0 | 720.3864622297657 | 0 | 0 | 0 | 0 | 0 | 0 | 0.001 | 51.147236491898845 | 120.06441037162762 | OPTIMIZED | INSTALLED |  |  | node_1413037_035_15314543_418 | AN | 8101502
evchargingstation_load_220339498 |  | 0 | 0 | 0.92 | 0 | False | 0 | 0 | 0 | 0 | 0 | 0 | 0 | 0 | 0 | 0 | 0 | 0 | 0 | 3892.342509229712 | 0 | 0 | 0 | 0 | 0 | 0 | 0.001 | 276.35516946340783 | 648.7237515382853 | OPTIMIZED | INSTALLED |  |  | node_1405663_367_15313693_44 | AN | 8101502
evchargingstation_load_220339499 |  | 0 | 0 | 0.92 | 0 | False | 0 | 0 | 0 | 0 | 0 | 0 | 0 | 0 | 0 | 0 | 0 | 0 | 0 | 3721.761761813271 | 0 | 0 | 0 | 0 | 0 | 0 | 0.001 | 264.2439755567916 | 620.2936269688785 | OPTIMIZED | INSTALLED |  |  | node_1405454_904_15313812_805 | AN | 8101502
evchargingstation_load_220339500 |  | 0 | 0 | 0.92 | 0 | False | 0 | 0 | 0 | 0 | 0 | 0 | 0 | 0 | 0 | 0 | 0 | 0 | 0 | 6573.702687627001 | 0 | 0 | 0 | 0 | 0 | 0 | 0.001 | 466.7309458772742 | 1095.6171146045 | OPTIMIZED | INSTALLED |  |  | node_1405373_785_15313426_264 | AN | 8101502
evchargingstation_load_220339501 |  | 0 | 0 | 0.92 | 0 | False | 0 | 0 | 0 | 0 | 0 | 0 | 0 | 0 | 0 | 0 | 0 | 0 | 0 | 7029.0546001518815 | 0 | 0 | 0 | 0 | 0 | 0 | 0.001 | 499.0607815533946 | 1171.5091000253135 | OPTIMIZED | INSTALLED |  |  | node_1405290_663_15313244_163 | AN | 8101502
evchargingstation_load_220339540 |  | 0 | 0 | 0.92 | 0 | False | 0 | 0 | 0 | 0 | 0 | 0 | 0 | 0 | 0 | 0 | 0 | 0 | 0 | 843.7403085019857 | 0 | 0 | 0 | 0 | 0 | 0 | 0.001 | 59.90532694393381 | 140.62338475033096 | OPTIMIZED | INSTALLED |  |  | node_1402385_595_15310645_828 | AN | 8101502
evchargingstation_load_220339541 |  | 0 | 0 | 0.92 | 0 | False | 0 | 0 | 0 | 0 | 0 | 0 | 0 | 0 | 0 | 0 | 0 | 0 | 0 | 843.7403085019857 | 0 | 0 | 0 | 0 | 0 | 0 | 0.001 | 59.90532694393381 | 140.62338475033096 | OPTIMIZED | INSTALLED |  |  | node_1402385_062_15310619_206 | AN | 8101502
evchargingstation_load_220339542 |  | 0 | 0 | 0.92 | 0 | False | 0 | 0 | 0 | 0 | 0 | 0 | 0 | 0 | 0 | 0 | 0 | 0 | 0 | 2503.7306397652915 | 0 | 0 | 0 | 0 | 0 | 0 | 0.001 | 177.76411833094585 | 417.28843996088193 | OPTIMIZED | INSTALLED |  |  | node_1402534_548_15311144_319 | AN | 8101502
evchargingstation_load_220339543 |  | 0 | 0 | 0.92 | 0 | False | 0 | 0 | 0 | 0 | 0 | 0 | 0 | 0 | 0 | 0 | 0 | 0 | 0 | 2503.7306397652915 | 0 | 0 | 0 | 0 | 0 | 0 | 0.001 | 177.76411833094585 | 417.28843996088193 | OPTIMIZED | INSTALLED |  |  | node_1402530_825_15311118_135 | AN | 8101502
evchargingstation_load_220340106 |  | 0 | 0 | 0.92 | 0 | False | 0 | 0 | 0 | 0 | 0 | 0 | 0 | 0 | 0 | 0 | 0 | 0 | 0 | 1762.1978038888592 | 0 | 0 | 0 | 0 | 0 | 0 | 0.001 | 125.11552194342637 | 293.69963398147655 | OPTIMIZED | INSTALLED |  |  | node_1405709_473_15308887_57 | AN | 8101502
evchargingstation_load_220340107 |  | 0 | 0 | 0.92 | 0 | False | 0 | 0 | 0 | 0 | 0 | 0 | 0 | 0 | 0 | 0 | 0 | 0 | 0 | 3972.6987290870443 | 0 | 0 | 0 | 0 | 0 | 0 | 0.001 | 282.06041538666864 | 662.1164548478407 | OPTIMIZED | INSTALLED |  |  | node_1405912_004_15308844_343 | AN | 8101502
evchargingstation_load_220340108 |  | 0 | 0 | 0.92 | 0 | False | 0 | 0 | 0 | 0 | 0 | 0 | 0 | 0 | 0 | 0 | 0 | 0 | 0 | 4265.928443654151 | 0 | 0 | 0 | 0 | 0 | 0 | 0.001 | 302.87964027437226 | 710.9880739423585 | OPTIMIZED | INSTALLED |  |  | node_1406931_018_15309129_448 | AN | 8101502
evchargingstation_load_220466627 |  | 0 | 0 | 0.92 | 0 | False | 0 | 0 | 0 | 0 | 0 | 0 | 0 | 0 | 0 | 0 | 0 | 0 | 0 | 2874.4970577035074 | 0 | 0 | 0 | 0 | 0 | 0 | 0.001 | 204.08844915799827 | 479.08284295058456 | OPTIMIZED | INSTALLED |  |  | node_1410723_716_15310438_881 | AN | 8101502
evchargingstation_load_220499084 |  | 0 | 0 | 0.92 | 0 | False | 0 | 0 | 0 | 0 | 0 | 0 | 0 | 0 | 0 | 0 | 0 | 0 | 0 | 4691.6754330736985 | 0 | 0 | 0 | 0 | 0 | 0 | 0.001 | 333.1075655699651 | 781.9459055122832 | OPTIMIZED | INSTALLED |  |  | node_1412576_813_15310774_283 | AN | 8101502
evchargingstation_load_220523973 |  | 0 | 0 | 0.92 | 0 | False | 0 | 0 | 0 | 0 | 0 | 0 | 0 | 0 | 0 | 0 | 0 | 0 | 0 | 2369.803606669738 | 0 | 0 | 0 | 0 | 0 | 0 | 0.001 | 168.2553642477469 | 394.9672677782897 | OPTIMIZED | INSTALLED |  |  | node_1405860_657_15312501_521 | AN | 8101502
evchargingstation_load_220527084 |  | 0 | 0 | 0.92 | 0 | False | 0 | 0 | 0 | 0 | 0 | 0 | 0 | 0 | 0 | 0 | 0 | 0 | 0 | 1759.3782874026374 | 0 | 0 | 0 | 0 | 0 | 0 | 0.001 | 124.91534932622167 | 293.2297145671062 | OPTIMIZED | INSTALLED |  |  | node_1409785_053_15310231_28 | AN | 8101502
evchargingstation_load_220527151 |  | 0 | 0 | 0.92 | 0 | False | 0 | 0 | 0 | 0 | 0 | 0 | 0 | 0 | 0 | 0 | 0 | 0 | 0 | 1359.006946359088 | 0 | 0 | 0 | 0 | 0 | 0 | 0.001 | 96.48907548534916 | 226.5011577265147 | OPTIMIZED | INSTALLED |  |  | node_1406277_716_15312821_249 | AN | 8101502
evchargingstation_load_220530647 |  | 0 | 0 | 0.92 | 0 | False | 0 | 0 | 0 | 0 | 0 | 0 | 0 | 0 | 0 | 0 | 0 | 0 | 0 | 2172.437452634186 | 0 | 0 | 0 | 0 | 0 | 0 | 0.001 | 154.24239994451537 | 362.0729087723643 | OPTIMIZED | INSTALLED |  |  | node_1409403_925_15311472_349 | AN | 8101502
evchargingstation_load_220531407 |  | 0 | 0 | 0.92 | 0 | False | 0 | 0 | 0 | 0 | 0 | 0 | 0 | 0 | 0 | 0 | 0 | 0 | 0 | 9493.312009110063 | 0 | 0 | 0 | 0 | 0 | 0 | 0.001 | 674.022320077011 | 1582.2186681850105 | OPTIMIZED | INSTALLED |  |  | node_1406226_998_15312768_232 | AN | 8101502
evchargingstation_load_220532330 |  | 0 | 0 | 0.92 | 0 | False | 0 | 0 | 0 | 0 | 0 | 0 | 0 | 0 | 0 | 0 | 0 | 0 | 0 | 2596.774683810623 | 0 | 0 | 0 | 0 | 0 | 0 | 0.001 | 184.3702389315059 | 432.7957806351038 | OPTIMIZED | INSTALLED |  |  | node_1407590_215_15313422_616 | AN | 8101502
evchargingstation_load_220613550 |  | 0 | 0 | 0.92 | 0 | False | 0 | 0 | 0 | 0 | 0 | 0 | 0 | 0 | 0 | 0 | 0 | 0 | 0 | 0 | 0 | 0 | 0 | 0 | 0 | 0 | 0.001 | 0 | 0 | OPTIMIZED | INSTALLED |  |  | node_1412065_488_15315048_768 | AN | 8101502
evchargingstation_load_220618591 |  | 0 | 0 | 0.92 | 0 | False | 0 | 0 | 0 | 0 | 0 | 0 | 0 | 0 | 0 | 0 | 0 | 0 | 0 | 1714.2660236230824 | 0 | 0 | 0 | 0 | 0 | 0 | 0.001 | 121.71239165119034 | 285.7110039371804 | OPTIMIZED | INSTALLED |  |  | node_1412425_151_15314273_976 | AN | 8101502
evchargingstation_load_220622637 |  | 0 | 0 | 0.92 | 0 | False | 0 | 0 | 0 | 0 | 0 | 0 | 0 | 0 | 0 | 0 | 0 | 0 | 0 | 817.6597810044308 | 0 | 0 | 0 | 0 | 0 | 0 | 0.001 | 58.053616018265934 | 136.27663016740513 | OPTIMIZED | INSTALLED |  |  | node_1412224_781_15310663_142 | AN | 8101502
evchargingstation_load_311909706 |  | 0 | 0 | 0.92 | 0 | False | 0 | 0 | 0 | 0 | 0 | 0 | 0 | 0 | 0 | 0 | 0 | 0 | 0 | 83998.0953187023 | 0 | 0 | 0 | 0 | 0 | 0 | 0.001 | 5963.839803158974 | 13999.682553117049 | OPTIMIZED | INSTALLED |  |  | node_1400926_07_15310457_707 | AN | 8101502
evchargingstation_load_311976691 |  | 0 | 0 | 0.92 | 0 | False | 0 | 0 | 0 | 0 | 0 | 0 | 0 | 0 | 0 | 0 | 0 | 0 | 0 | 10964.786335308458 | 0 | 0 | 0 | 0 | 0 | 0 | 0.001 | 778.4965664776341 | 1827.4643892180763 | OPTIMIZED | INSTALLED |  |  | node_1402347_659_15311583_766 | AN | 8101502

## Fuse
Name | GroupId | MeanReplacementTime | PhaseAStatus | PhaseBStatus | PhaseCStatus | RepairDistributionType | CurrentLimit | CurrentInAReal | CurrentInAImag | CurrentInA | CurrentInBReal | CurrentInBImag | CurrentInB | CurrentInCReal | CurrentInCImag | CurrentInC | CurrentOutAReal | CurrentOutAImag | CurrentOutA | CurrentOutBReal | CurrentOutBImag | CurrentOutB | CurrentOutCReal | CurrentOutCImag | CurrentOutC | ActivePowerInA | ReactivePowerInA | PowerInA | ActivePowerInB | ReactivePowerInB | PowerInB | ActivePowerInC | ReactivePowerInC | PowerInC | ActivePowerOutA | ReactivePowerOutA | PowerOutA | ActivePowerOutB | ReactivePowerOutB | PowerOutB | ActivePowerOutC | ReactivePowerOutC | PowerOutC | Status | From | To | Length | Phases | Feeder | Comments
fuse_220388631 |  | 0 | GOOD | GOOD | GOOD | NONE | 140 | 0 | 0 | 0+0j | 0 | 0 | 0+0j | 0 | 0 | 0+0j | 0 | 0 | 0+0j | 0 | 0 | 0+0j | 0 | 0 | 0+0j | 0 | 0 | 0+0j | 0 | 0 | 0+0j | 0 | 0 | 0+0j | 0 | 0 | 0+0j | 0 | 0 | 0+0j | 0 | 0 | 0+0j | OPEN | node_intto1_8101502_200833507 | node_8101502_200833507 | 0 | AD | 8101502
fuse_220388645 |  | 0 | GOOD | GOOD | GOOD | NONE | 200 | 0 | 0 | 0+0j | 0 | 0 | 0+0j | 0 | 0 | 0+0j | 0 | 0 | 0+0j | 0 | 0 | 0+0j | 0 | 0 | 0+0j | 0 | 0 | 0+0j | 0 | 0 | 0+0j | 0 | 0 | 0+0j | 0 | 0 | 0+0j | 0 | 0 | 0+0j | 0 | 0 | 0+0j | OPEN | node_intto1_8101502_200833377 | node_8101502_200833377 | 0 | AD | 8101502
fuse_220388647 |  | 0 | GOOD | GOOD | GOOD | NONE | 100 | 0 | 0 | 0+0j | 0 | 0 | 0+0j | 0 | 0 | 0+0j | 0 | 0 | 0+0j | 0 | 0 | 0+0j | 0 | 0 | 0+0j | 0 | 0 | 0+0j | 0 | 0 | 0+0j | 0 | 0 | 0+0j | 0 | 0 | 0+0j | 0 | 0 | 0+0j | 0 | 0 | 0+0j | OPEN | node_intto1_8101502_200916303 | node_8101502_200916303 | 0 | ABCD | 8101502
fuse_220388652 |  | 0 | GOOD | GOOD | GOOD | NONE | 30 | 0 | 0 | 0+0j | 0 | 0 | 0+0j | 0 | 0 | 0+0j | 0 | 0 | 0+0j | 0 | 0 | 0+0j | 0 | 0 | 0+0j | 0 | 0 | 0+0j | 0 | 0 | 0+0j | 0 | 0 | 0+0j | 0 | 0 | 0+0j | 0 | 0 | 0+0j | 0 | 0 | 0+0j | OPEN | node_intto1_8101502_201013058 | node_8101502_201013058 | 0 | AN | 8101502
fuse_220388668 |  | 0 | GOOD | GOOD | GOOD | NONE | 40 | 0 | 0 | 0+0j | 0 | 0 | 0+0j | 0 | 0 | 0+0j | 0 | 0 | 0+0j | 0 | 0 | 0+0j | 0 | 0 | 0+0j | 0 | 0 | 0+0j | 0 | 0 | 0+0j | 0 | 0 | 0+0j | 0 | 0 | 0+0j | 0 | 0 | 0+0j | 0 | 0 | 0+0j | OPEN | node_intto1_8101502_200833739 | node_8101502_200833739 | 0 | AN | 8101502
fuse_220388675 |  | 0 | GOOD | GOOD | GOOD | NONE | 65 | 0 | 0 | 0+0j | 0 | 0 | 0+0j | 0 | 0 | 0+0j | 0 | 0 | 0+0j | 0 | 0 | 0+0j | 0 | 0 | 0+0j | 0 | 0 | 0+0j | 0 | 0 | 0+0j | 0 | 0 | 0+0j | 0 | 0 | 0+0j | 0 | 0 | 0+0j | 0 | 0 | 0+0j | OPEN | node_intto1_8101502_200833737 | node_8101502_200833737 | 0 | AN | 8101502
fuse_220388680 |  | 0 | GOOD | GOOD | GOOD | NONE | 65 | 0 | 0 | 0+0j | 0 | 0 | 0+0j | 0 | 0 | 0+0j | 0 | 0 | 0+0j | 0 | 0 | 0+0j | 0 | 0 | 0+0j | 0 | 0 | 0+0j | 0 | 0 | 0+0j | 0 | 0 | 0+0j | 0 | 0 | 0+0j | 0 | 0 | 0+0j | 0 | 0 | 0+0j | OPEN | node_intto1_8101502_200833842 | node_8101502_200833842 | 0 | AD | 8101502
fuse_220388747 |  | 0 | GOOD | GOOD | GOOD | NONE | 140 | 0 | 0 | 0+0j | 0 | 0 | 0+0j | 0 | 0 | 0+0j | 0 | 0 | 0+0j | 0 | 0 | 0+0j | 0 | 0 | 0+0j | 0 | 0 | 0+0j | 0 | 0 | 0+0j | 0 | 0 | 0+0j | 0 | 0 | 0+0j | 0 | 0 | 0+0j | 0 | 0 | 0+0j | OPEN | node_intto1_8101502_200942005 | node_8101502_200942005 | 0 | ABCD | 8101502
fuse_220584119 |  | 0 | GOOD | GOOD | GOOD | NONE | 40 | 0 | 0 | 0+0j | 0 | 0 | 0+0j | 0 | 0 | 0+0j | 0 | 0 | 0+0j | 0 | 0 | 0+0j | 0 | 0 | 0+0j | 0 | 0 | 0+0j | 0 | 0 | 0+0j | 0 | 0 | 0+0j | 0 | 0 | 0+0j | 0 | 0 | 0+0j | 0 | 0 | 0+0j | OPEN | node_intto1_8101502_200833827 | node_8101502_200833827 | 0 | AD | 8101502
fuse_220584121 |  | 0 | GOOD | GOOD | GOOD | NONE | 40 | 0 | 0 | 0+0j | 0 | 0 | 0+0j | 0 | 0 | 0+0j | 0 | 0 | 0+0j | 0 | 0 | 0+0j | 0 | 0 | 0+0j | 0 | 0 | 0+0j | 0 | 0 | 0+0j | 0 | 0 | 0+0j | 0 | 0 | 0+0j | 0 | 0 | 0+0j | 0 | 0 | 0+0j | OPEN | node_intto1_8101502_200834346 | node_8101502_200834346 | 0 | AD | 8101502
fuse_220584123 |  | 0 | GOOD | GOOD | GOOD | NONE | 140 | 0 | 0 | 0+0j | 0 | 0 | 0+0j | 0 | 0 | 0+0j | 0 | 0 | 0+0j | 0 | 0 | 0+0j | 0 | 0 | 0+0j | 0 | 0 | 0+0j | 0 | 0 | 0+0j | 0 | 0 | 0+0j | 0 | 0 | 0+0j | 0 | 0 | 0+0j | 0 | 0 | 0+0j | OPEN | node_intto1_8101502_200833760 | node_8101502_200833760 | 0 | AD | 8101502
fuse_220584125 |  | 0 | GOOD | GOOD | GOOD | NONE | 100 | 0 | 0 | 0+0j | 0 | 0 | 0+0j | 0 | 0 | 0+0j | 0 | 0 | 0+0j | 0 | 0 | 0+0j | 0 | 0 | 0+0j | 0 | 0 | 0+0j | 0 | 0 | 0+0j | 0 | 0 | 0+0j | 0 | 0 | 0+0j | 0 | 0 | 0+0j | 0 | 0 | 0+0j | OPEN | node_intto1_8101502_200834380 | node_8101502_200834380 | 0 | AD | 8101502
fuse_220584127 |  | 0 | GOOD | GOOD | GOOD | NONE | 40 | 0 | 0 | 0+0j | 0 | 0 | 0+0j | 0 | 0 | 0+0j | 0 | 0 | 0+0j | 0 | 0 | 0+0j | 0 | 0 | 0+0j | 0 | 0 | 0+0j | 0 | 0 | 0+0j | 0 | 0 | 0+0j | 0 | 0 | 0+0j | 0 | 0 | 0+0j | 0 | 0 | 0+0j | OPEN | node_intto1_8101502_200833600 | node_8101502_200833600 | 0 | AD | 8101502
fuse_220584129 |  | 0 | GOOD | GOOD | GOOD | NONE | 80 | 0 | 0 | 0+0j | 0 | 0 | 0+0j | 0 | 0 | 0+0j | 0 | 0 | 0+0j | 0 | 0 | 0+0j | 0 | 0 | 0+0j | 0 | 0 | 0+0j | 0 | 0 | 0+0j | 0 | 0 | 0+0j | 0 | 0 | 0+0j | 0 | 0 | 0+0j | 0 | 0 | 0+0j | OPEN | node_intto1_8101502_200833408 | node_8101502_200833408 | 0 | AD | 8101502
fuse_220584131 |  | 0 | GOOD | GOOD | GOOD | NONE | 140 | 0 | 0 | 0+0j | 0 | 0 | 0+0j | 0 | 0 | 0+0j | 0 | 0 | 0+0j | 0 | 0 | 0+0j | 0 | 0 | 0+0j | 0 | 0 | 0+0j | 0 | 0 | 0+0j | 0 | 0 | 0+0j | 0 | 0 | 0+0j | 0 | 0 | 0+0j | 0 | 0 | 0+0j | OPEN | node_intto1_8101502_200833411 | node_8101502_200833411 | 0 | AD | 8101502
fuse_220584133 |  | 0 | GOOD | GOOD | GOOD | NONE | 65 | 0 | 0 | 0+0j | 0 | 0 | 0+0j | 0 | 0 | 0+0j | 0 | 0 | 0+0j | 0 | 0 | 0+0j | 0 | 0 | 0+0j | 0 | 0 | 0+0j | 0 | 0 | 0+0j | 0 | 0 | 0+0j | 0 | 0 | 0+0j | 0 | 0 | 0+0j | 0 | 0 | 0+0j | OPEN | node_intto1_8101502_200833416 | node_8101502_200833416 | 0 | AD | 8101502
fuse_220584135 |  | 0 | GOOD | GOOD | GOOD | NONE | 50 | 0 | 0 | 0+0j | 0 | 0 | 0+0j | 0 | 0 | 0+0j | 0 | 0 | 0+0j | 0 | 0 | 0+0j | 0 | 0 | 0+0j | 0 | 0 | 0+0j | 0 | 0 | 0+0j | 0 | 0 | 0+0j | 0 | 0 | 0+0j | 0 | 0 | 0+0j | 0 | 0 | 0+0j | OPEN | node_intto1_8101502_200833447 | node_8101502_200833447 | 0 | AD | 8101502
fuse_220584137 |  | 0 | GOOD | GOOD | GOOD | NONE | 100 | 0 | 0 | 0+0j | 0 | 0 | 0+0j | 0 | 0 | 0+0j | 0 | 0 | 0+0j | 0 | 0 | 0+0j | 0 | 0 | 0+0j | 0 | 0 | 0+0j | 0 | 0 | 0+0j | 0 | 0 | 0+0j | 0 | 0 | 0+0j | 0 | 0 | 0+0j | 0 | 0 | 0+0j | OPEN | node_intto1_8101502_200833783 | node_8101502_200833783 | 0 | AD | 8101502

## Generator
Name | GroupId | ColdStartupCost | ColdStartupTime | HotStartupCost | HotStartupStatus | ShutdownCost | CommitmentStatus | ConstructionTime | CalendarLife | YearOfInstallation | ReactivePower | ActivePower | MaxPowerOutput | MinPowerOutput | MinimumDowntime | MinimumUptime | NoLoadCost | NonSpinningReserve | SpinningReserve | OperatingReserve | RampUpLimit | RampDownLimit | StartupCapability | ShutdownCapability | ShutdownStatus | StartupStatus | CapitalCost | FixedOperatingCost | VariableOperatingCost | MaxReactivePower | MaxActivePower | OutputSchedule | PlanningStatus | UnitType | UnitSubtype | ParentNode | Phases | Feeder | Comments

## HeatPump
Name | GroupId | YearOfInstallation | ReactivePower | ActivePower | MaxPowerOutput | MinPowerOutput | RampUpLimit | RampDownLimit | CapitalCost | FixedOperatingCost | VariableOperatingCost | MaxReactivePower | MaxActivePower | OutputSchedule | PlanningStatus | UnitType | UnitSubtype | ParentNode | Phases | Feeder | Comments
heatpump_load_220339046 |  | 0 | 0 | 0 | 0 | 0 | 0 | 0 | 0 | 0 | 0.19 | 12.434574219024737 | 29.18927839807872 | OPTIMIZED | INSTALLED |  |  | node_1402523_683_15310497_1 | AN | 8101502
heatpump_load_220339047 |  | 0 | 0 | 0 | 0 | 0 | 0 | 0 | 0 | 0 | 0.19 | 12.434574219024737 | 29.18927839807872 | OPTIMIZED | INSTALLED |  |  | node_1402503_975_15310494_152 | AN | 8101502
heatpump_load_220339049 |  | 0 | 0 | 0 | 0 | 0 | 0 | 0 | 0 | 0 | 0.19 | 40.5566342203129 | 95.20375042317355 | OPTIMIZED | INSTALLED |  |  | node_1401116_811_15310546_285 | AN | 8101502
heatpump_load_220339050 |  | 0 | 0 | 0 | 0 | 0 | 0 | 0 | 0 | 0 | 0.19 | 4.655514768823167 | 10.928465832240672 | OPTIMIZED | INSTALLED |  |  | node_1401210_073_15310786_082 | AN | 8101502
heatpump_load_220339055 |  | 0 | 0 | 0 | 0 | 0 | 0 | 0 | 0 | 0 | 0.19 | 256.32147418591734 | 601.6961091866355 | OPTIMIZED | INSTALLED |  |  | node_1402218_645_15310438_982 | AN | 8101502
heatpump_load_220339056 |  | 0 | 0 | 0 | 0 | 0 | 0 | 0 | 0 | 0 | 0.19 | 172.88044836087997 | 405.824375424168 | OPTIMIZED | INSTALLED |  |  | node_1403156_665_15310151_347 | AN | 8101502
heatpump_load_220339057 |  | 0 | 0 | 0 | 0 | 0 | 0 | 0 | 0 | 0 | 0.19 | 73.77187303072502 | 173.17415088012143 | OPTIMIZED | INSTALLED |  |  | node_1403640_637_15309971_55 | AN | 8101502
heatpump_load_220339058 |  | 0 | 0 | 0 | 0 | 0 | 0 | 0 | 0 | 0 | 0.19 | 4.745038285670075 | 11.138628636706839 | OPTIMIZED | INSTALLED |  |  | node_1403963_589_15310230_19 | AN | 8101502
heatpump_load_220339059 |  | 0 | 0 | 0 | 0 | 0 | 0 | 0 | 0 | 0 | 0.19 | 53.1802090169652 | 124.83670585290307 | OPTIMIZED | INSTALLED |  |  | node_1404186_209_15310176_734 | AN | 8101502
heatpump_load_220339060 |  | 0 | 0 | 0 | 0 | 0 | 0 | 0 | 0 | 0 | 0.19 | 251.21831264358124 | 589.716829332064 | OPTIMIZED | INSTALLED |  |  | node_1404133_507_15310490_254 | AN | 8101502
heatpump_load_220339061 |  | 0 | 0 | 0 | 0 | 0 | 0 | 0 | 0 | 0 | 0.19 | 319.43940654773564 | 749.860886335283 | OPTIMIZED | INSTALLED |  |  | node_1404774_235_15310128_491 | AN | 8101502
heatpump_load_220339062 |  | 0 | 0 | 0 | 0 | 0 | 0 | 0 | 0 | 0 | 0.19 | 42.973915121571395 | 100.87814614376006 | OPTIMIZED | INSTALLED |  |  | node_1404623_05_15309898_151 | AN | 8101502
heatpump_load_220339063 |  | 0 | 0 | 0 | 0 | 0 | 0 | 0 | 0 | 0 | 0.19 | 112.26934960644547 | 263.5441568005731 | OPTIMIZED | INSTALLED |  |  | node_1404405_547_15309630_185 | AN | 8101502
heatpump_load_220339064 |  | 0 | 0 | 0 | 0 | 0 | 0 | 0 | 0 | 0 | 0.19 | 307.80061962567765 | 722.5397217546813 | OPTIMIZED | INSTALLED |  |  | node_1405011_499_15309907_243 | AN | 8101502
heatpump_load_220339065 |  | 0 | 0 | 0 | 0 | 0 | 0 | 0 | 0 | 0 | 0.19 | 262.94662308248604 | 617.2481567171319 | OPTIMIZED | INSTALLED |  |  | node_1405547_874_15310051_645 | AN | 8101502
heatpump_load_220339066 |  | 0 | 0 | 0 | 0 | 0 | 0 | 0 | 0 | 0 | 0.19 | 247.0999973543963 | 580.0493403266203 | OPTIMIZED | INSTALLED |  |  | node_1404979_249_15309643_323 | AN | 8101502
heatpump_load_220339067 |  | 0 | 0 | 0 | 0 | 0 | 0 | 0 | 0 | 0 | 0.19 | 693.9391327233351 | 1628.9718974172586 | OPTIMIZED | INSTALLED |  |  | node_1405391_914_15309437_244 | AN | 8101502
heatpump_load_220339068 |  | 0 | 0 | 0 | 0 | 0 | 0 | 0 | 0 | 0 | 0.19 | 109.67299248221477 | 257.4494354710543 | OPTIMIZED | INSTALLED |  |  | node_1405526_482_15309433_238 | AN | 8101502
heatpump_load_220339069 |  | 0 | 0 | 0 | 0 | 0 | 0 | 0 | 0 | 0 | 0.19 | 342.448351462754 | 803.872727083088 | OPTIMIZED | INSTALLED |  |  | node_1405723_982_15309381_758 | AN | 8101502
heatpump_load_220339070 |  | 0 | 0 | 0 | 0 | 0 | 0 | 0 | 0 | 0 | 0.19 | 153.98984792432495 | 361.48002368180687 | OPTIMIZED | INSTALLED |  |  | node_1406096_179_15309400_456 | AN | 8101502
heatpump_load_220339071 |  | 0 | 0 | 0 | 0 | 0 | 0 | 0 | 0 | 0 | 0.19 | 53.71737930732505 | 126.09768267970006 | OPTIMIZED | INSTALLED |  |  | node_1406485_435_15310031_432 | AN | 8101502
heatpump_load_220339072 |  | 0 | 0 | 0 | 0 | 0 | 0 | 0 | 0 | 0 | 0.19 | 118.35729902337594 | 277.83522750427244 | OPTIMIZED | INSTALLED |  |  | node_1406746_922_15309446_974 | AN | 8101502
heatpump_load_220339073 |  | 0 | 0 | 0 | 0 | 0 | 0 | 0 | 0 | 0 | 0.19 | 169.4783503957487 | 397.8381888544537 | OPTIMIZED | INSTALLED |  |  | node_1407112_826_15309478_455 | AN | 8101502
heatpump_load_220339074 |  | 0 | 0 | 0 | 0 | 0 | 0 | 0 | 0 | 0 | 0.19 | 89.34992820827405 | 209.74247885723446 | OPTIMIZED | INSTALLED |  |  | node_1407494_965_15309518_836 | AN | 8101502
heatpump_load_220339075 |  | 0 | 0 | 0 | 0 | 0 | 0 | 0 | 0 | 0 | 0.19 | 107.16618806410936 | 251.56487694600162 | OPTIMIZED | INSTALLED |  |  | node_1407792_855_15309582_08 | AN | 8101502
heatpump_load_220339076 |  | 0 | 0 | 0 | 0 | 0 | 0 | 0 | 0 | 0 | 0.19 | 313.2619044246798 | 735.3596528271175 | OPTIMIZED | INSTALLED |  |  | node_1408054_067_15309552_153 | AN | 8101502
heatpump_load_220339077 |  | 0 | 0 | 0 | 0 | 0 | 0 | 0 | 0 | 0 | 0.19 | 151.9306902797325 | 356.646279179085 | OPTIMIZED | INSTALLED |  |  | node_1408635_105_15309590_941 | AN | 8101502
heatpump_load_220339078 |  | 0 | 0 | 0 | 0 | 0 | 0 | 0 | 0 | 0 | 0.19 | 173.596694874212 | 407.50567785989733 | OPTIMIZED | INSTALLED |  |  | node_1408639_876_15310049_995 | AN | 8101502
heatpump_load_220339079 |  | 0 | 0 | 0 | 0 | 0 | 0 | 0 | 0 | 0 | 0.19 | 482.0240374963749 | 1131.5165392458418 | OPTIMIZED | INSTALLED |  |  | node_1408826_491_15309605_023 | AN | 8101502
heatpump_load_220339080 |  | 0 | 0 | 0 | 0 | 0 | 0 | 0 | 0 | 0 | 0.19 | 269.30317223923566 | 632.1697158342296 | OPTIMIZED | INSTALLED |  |  | node_1409476_487_15309713_063 | AN | 8101502
heatpump_load_220339081 |  | 0 | 0 | 0 | 0 | 0 | 0 | 0 | 0 | 0 | 0.19 | 74.6671665777509 | 175.2757789247831 | OPTIMIZED | INSTALLED |  |  | node_1409881_421_15309851_074 | AN | 8101502
heatpump_load_220339084 |  | 0 | 0 | 0 | 0 | 0 | 0 | 0 | 0 | 0 | 0.19 | 29.186447038074107 | 68.51307425597035 | OPTIMIZED | INSTALLED |  |  | node_1410547_223_15310097_589 | AN | 8101502
heatpump_load_220339085 |  | 0 | 0 | 0 | 0 | 0 | 0 | 0 | 0 | 0 | 0.19 | 401.358415829262 | 942.1598524218256 | OPTIMIZED | INSTALLED |  |  | node_1410545_473_15310834_938 | AN | 8101502
heatpump_load_220339087 |  | 0 | 0 | 0 | 0 | 0 | 0 | 0 | 0 | 0 | 0.19 | 73.95094925369723 | 173.59447648905376 | OPTIMIZED | INSTALLED |  |  | node_1411222_738_15310301_319 | AN | 8101502
heatpump_load_220339088 |  | 0 | 0 | 0 | 0 | 0 | 0 | 0 | 0 | 0 | 0.19 | 87.3802940805285 | 205.11889715897877 | OPTIMIZED | INSTALLED |  |  | node_1411101_401_15310743_351 | AN | 8101502
heatpump_load_220339089 |  | 0 | 0 | 0 | 0 | 0 | 0 | 0 | 0 | 0 | 0.19 | 15.398978954576819 | 36.148002368180684 | OPTIMIZED | INSTALLED |  |  | node_1411410_528_15310370_671 | AN | 8101502
heatpump_load_220339090 |  | 0 | 0 | 0 | 0 | 0 | 0 | 0 | 0 | 0 | 0.19 | 232.14863598405407 | 544.9521519807704 | OPTIMIZED | INSTALLED |  |  | node_1411619_087_15310438_104 | AN | 8101502
heatpump_load_220339091 |  | 0 | 0 | 0 | 0 | 0 | 0 | 0 | 0 | 0 | 0.19 | 44.94354924931695 | 105.50172784201573 | OPTIMIZED | INSTALLED |  |  | node_1412030_216_15310595_516 | AN | 8101502
heatpump_load_220339094 |  | 0 | 0 | 0 | 0 | 0 | 0 | 0 | 0 | 0 | 0.19 | 138.0536986793883 | 324.0710444868292 | OPTIMIZED | INSTALLED |  |  | node_1412876_152_15310882_802 | AN | 8101502
heatpump_load_220339107 |  | 0 | 0 | 0 | 0 | 0 | 0 | 0 | 0 | 0 | 0.19 | 524.013106364795 | 1230.082894540474 | OPTIMIZED | INSTALLED |  |  | node_1401587_226_15311229_209 | AN | 8101502
heatpump_load_220339108 |  | 0 | 0 | 0 | 0 | 0 | 0 | 0 | 0 | 0 | 0.19 | 1111.2336977975338 | 2608.5407290340618 | OPTIMIZED | INSTALLED |  |  | node_1401389_486_15310747_234 | AN | 8101502
heatpump_load_220339109 |  | 0 | 0 | 0 | 0 | 0 | 0 | 0 | 0 | 0 | 0.19 | 1330.6692354680886 | 3123.649762780637 | OPTIMIZED | INSTALLED |  |  | node_1402184_784_15310829_515 | AN | 8101502
heatpump_load_220339126 |  | 0 | 0 | 0 | 0 | 0 | 0 | 0 | 0 | 0 | 0.19 | 0 | 0 | OPTIMIZED | INSTALLED |  |  | node_1413748_944_15316197_732 | AN | 8101502
heatpump_load_220339127 |  | 0 | 0 | 0 | 0 | 0 | 0 | 0 | 0 | 0 | 0.19 | 49.867634568680835 | 117.0606820876549 | OPTIMIZED | INSTALLED |  |  | node_1413246_09_15315835_319 | AN | 8101502
heatpump_load_220339128 |  | 0 | 0 | 0 | 0 | 0 | 0 | 0 | 0 | 0 | 0.19 | 2.2382338675646762 | 5.254070111654169 | OPTIMIZED | INSTALLED |  |  | node_1413170_838_15315593_016 | AN | 8101502
heatpump_load_220339129 |  | 0 | 0 | 0 | 0 | 0 | 0 | 0 | 0 | 0 | 0.19 | 89.797574981787 | 210.7932928795653 | OPTIMIZED | INSTALLED |  |  | node_1412859_514_15315591_13 | AN | 8101502
heatpump_load_220339131 |  | 0 | 0 | 0 | 0 | 0 | 0 | 0 | 0 | 0 | 0.19 | 580.147795762657 | 1361.8549729407607 | OPTIMIZED | INSTALLED |  |  | node_1413757_661_15316092_601 | AN | 8101502
heatpump_load_220339132 |  | 0 | 0 | 0 | 0 | 0 | 0 | 0 | 0 | 0 | 0.19 | 439.4977691483165 | 1031.6892071244129 | OPTIMIZED | INSTALLED |  |  | node_1402011_174_15311228_912 | AN | 8101502
heatpump_load_220339133 |  | 0 | 0 | 0 | 0 | 0 | 0 | 0 | 0 | 0 | 0.19 | 648.368860477533 | 1521.9990299439798 | OPTIMIZED | INSTALLED |  |  | node_1402264_946_15311247_686 | AN | 8101502
heatpump_load_220339201 |  | 0 | 0 | 0 | 0 | 0 | 0 | 0 | 0 | 0 | 0.19 | 34.37913209725711 | 80.70251691500805 | OPTIMIZED | INSTALLED |  |  | node_1405714_103_15312766_875 | AN | 8101502
heatpump_load_220339202 |  | 0 | 0 | 0 | 0 | 0 | 0 | 0 | 0 | 0 | 0.19 | 430.1867396106701 | 1009.8322754599315 | OPTIMIZED | INSTALLED |  |  | node_1405830_372_15313058_727 | AN | 8101502
heatpump_load_220339203 |  | 0 | 0 | 0 | 0 | 0 | 0 | 0 | 0 | 0 | 0.19 | 184.7878058334786 | 433.77602841816815 | OPTIMIZED | INSTALLED |  |  | node_1406016_548_15313331_879 | AN | 8101502
heatpump_load_220339204 |  | 0 | 0 | 0 | 0 | 0 | 0 | 0 | 0 | 0 | 0.19 | 1363.257780471294 | 3200.1490236063214 | OPTIMIZED | INSTALLED |  |  | node_1406165_079_15313559_819 | AN | 8101502
heatpump_load_220339205 |  | 0 | 0 | 0 | 0 | 0 | 0 | 0 | 0 | 0 | 0.19 | 362.59236870300083 | 851.1593580879754 | OPTIMIZED | INSTALLED |  |  | node_1406355_387_15313851_741 | AN | 8101502
heatpump_load_220339206 |  | 0 | 0 | 0 | 0 | 0 | 0 | 0 | 0 | 0 | 0.19 | 46.73413634336869 | 109.70498393133906 | OPTIMIZED | INSTALLED |  |  | node_1406076_426_15314106_041 | AN | 8101502
heatpump_load_220339207 |  | 0 | 0 | 0 | 0 | 0 | 0 | 0 | 0 | 0 | 0.19 | 499.6612503185164 | 1172.9186117256766 | OPTIMIZED | INSTALLED |  |  | node_1405853_187_15314257_447 | AN | 8101502
heatpump_load_220339208 |  | 0 | 0 | 0 | 0 | 0 | 0 | 0 | 0 | 0 | 0.19 | 46.28648956985576 | 108.65416990900823 | OPTIMIZED | INSTALLED |  |  | node_1406414_305_15314153_429 | AN | 8101502
heatpump_load_220339209 |  | 0 | 0 | 0 | 0 | 0 | 0 | 0 | 0 | 0 | 0.19 | 442.5417438567817 | 1038.8347424762624 | OPTIMIZED | INSTALLED |  |  | node_1406648_268_15314192_488 | AN | 8101502
heatpump_load_220339210 |  | 0 | 0 | 0 | 0 | 0 | 0 | 0 | 0 | 0 | 0.19 | 245.75705703385754 | 576.8968982596277 | OPTIMIZED | INSTALLED |  |  | node_1406818_472_15314042_1 | AN | 8101502
heatpump_load_220339211 |  | 0 | 0 | 0 | 0 | 0 | 0 | 0 | 0 | 0 | 0.19 | 380.05050530217017 | 892.141104958878 | OPTIMIZED | INSTALLED |  |  | node_1407109_753_15313994_78 | AN | 8101502
heatpump_load_220339213 |  | 0 | 0 | 0 | 0 | 0 | 0 | 0 | 0 | 0 | 0.19 | 161.6495524151568 | 379.46061917502334 | OPTIMIZED | INSTALLED |  |  | node_1407355_61_15313523_76 | AN | 8101502
heatpump_load_220339214 |  | 0 | 0 | 0 | 0 | 0 | 0 | 0 | 0 | 0 | 0.19 | 240.74341900836828 | 565.1277812095224 | OPTIMIZED | INSTALLED |  |  | node_1407498_731_15313873_228 | AN | 8101502
heatpump_load_220339215 |  | 0 | 0 | 0 | 0 | 0 | 0 | 0 | 0 | 0 | 0.19 | 144.0521245794719 | 338.1519523860623 | OPTIMIZED | INSTALLED |  |  | node_1407714_132_15313874_266 | AN | 8101502
heatpump_load_220339216 |  | 0 | 0 | 0 | 0 | 0 | 0 | 0 | 0 | 0 | 0.19 | 364.38295579705255 | 855.3626141772987 | OPTIMIZED | INSTALLED |  |  | node_1407867_479_15313760_719 | AN | 8101502
heatpump_load_220339217 |  | 0 | 0 | 0 | 0 | 0 | 0 | 0 | 0 | 0 | 0.19 | 243.0711763927799 | 570.5920141256428 | OPTIMIZED | INSTALLED |  |  | node_1407895_424_15313390_573 | AN | 8101502
heatpump_load_220339218 |  | 0 | 0 | 0 | 0 | 0 | 0 | 0 | 0 | 0 | 0.19 | 217.9135503163222 | 511.5362660706499 | OPTIMIZED | INSTALLED |  |  | node_1408221_894_15313306_055 | AN | 8101502
heatpump_load_220339219 |  | 0 | 0 | 0 | 0 | 0 | 0 | 0 | 0 | 0 | 0.19 | 537.2634041579325 | 1261.1869896014668 | OPTIMIZED | INSTALLED |  |  | node_1405321_258_15310653_59 | AN | 8101502
heatpump_load_220339220 |  | 0 | 0 | 0 | 0 | 0 | 0 | 0 | 0 | 0 | 0.19 | 286.04509151435127 | 671.4701602694029 | OPTIMIZED | INSTALLED |  |  | node_1408404_417_15313601_024 | AN | 8101502
heatpump_load_220339221 |  | 0 | 0 | 0 | 0 | 0 | 0 | 0 | 0 | 0 | 0.19 | 85.32110724665763 | 200.28515265625694 | OPTIMIZED | INSTALLED |  |  | node_1409404_539_15313271_485 | AN | 8101502
heatpump_load_220339222 |  | 0 | 0 | 0 | 0 | 0 | 0 | 0 | 0 | 0 | 0.19 | 69.83260477523392 | 163.92698748361008 | OPTIMIZED | INSTALLED |  |  | node_1410368_561_15312665_98 | AN | 8101502
heatpump_load_220339223 |  | 0 | 0 | 0 | 0 | 0 | 0 | 0 | 0 | 0 | 0.19 | 433.4097905421075 | 1017.3981364207133 | OPTIMIZED | INSTALLED |  |  | node_1410594_178_15312741_597 | AN | 8101502
heatpump_load_220339224 |  | 0 | 0 | 0 | 0 | 0 | 0 | 0 | 0 | 0 | 0.19 | 164.6437885932317 | 386.48939741328064 | OPTIMIZED | INSTALLED |  |  | node_1410932_216_15313018_774 | AN | 8101502
heatpump_load_220339225 |  | 0 | 0 | 0 | 0 | 0 | 0 | 0 | 0 | 0 | 0.19 | 452.3899436847878 | 1061.9526509675406 | OPTIMIZED | INSTALLED |  |  | node_1411331_8_15312950_491 | AN | 8101502
heatpump_load_220339226 |  | 0 | 0 | 0 | 0 | 0 | 0 | 0 | 0 | 0 | 0.19 | 37.24405977202854 | 87.42772665792538 | OPTIMIZED | INSTALLED |  |  | node_1411715_801_15313045_779 | AN | 8101502
heatpump_load_220339227 |  | 0 | 0 | 0 | 0 | 0 | 0 | 0 | 0 | 0 | 0.19 | 551.4089954980959 | 1294.3927127071213 | OPTIMIZED | INSTALLED |  |  | node_1411652_055_15313605_695 | AN | 8101502
heatpump_load_220339228 |  | 0 | 0 | 0 | 0 | 0 | 0 | 0 | 0 | 0 | 0.19 | 75.02528983441692 | 176.11643014264777 | OPTIMIZED | INSTALLED |  |  | node_1411818_305_15313839_286 | AN | 8101502
heatpump_load_220339229 |  | 0 | 0 | 0 | 0 | 0 | 0 | 0 | 0 | 0 | 0.19 | 267.60210866203084 | 628.1766225493725 | OPTIMIZED | INSTALLED |  |  | node_1411900_543_15313945_731 | AN | 8101502
heatpump_load_220339230 |  | 0 | 0 | 0 | 0 | 0 | 0 | 0 | 0 | 0 | 0.19 | 171.35846100664733 | 402.2516077482432 | OPTIMIZED | INSTALLED |  |  | node_1412111_307_15314310_666 | AN | 8101502
heatpump_load_220339231 |  | 0 | 0 | 0 | 0 | 0 | 0 | 0 | 0 | 0 | 0.19 | 161.59981388476646 | 379.343862061431 | OPTIMIZED | INSTALLED |  |  | node_1412537_61_15314317_676 | AN | 8101502
heatpump_load_220339232 |  | 0 | 0 | 0 | 0 | 0 | 0 | 0 | 0 | 0 | 0.19 | 67.05720061730939 | 157.4119405451589 | OPTIMIZED | INSTALLED |  |  | node_1412451_804_15314577_268 | AN | 8101502
heatpump_load_220339233 |  | 0 | 0 | 0 | 0 | 0 | 0 | 0 | 0 | 0 | 0.19 | 158.1977159196352 | 371.3576754917167 | OPTIMIZED | INSTALLED |  |  | node_1412648_981_15314728_459 | AN | 8101502
heatpump_load_220339234 |  | 0 | 0 | 0 | 0 | 0 | 0 | 0 | 0 | 0 | 0.19 | 203.49935923633979 | 477.7000545515971 | OPTIMIZED | INSTALLED |  |  | node_1412825_279_15314906_443 | AN | 8101502
heatpump_load_220339235 |  | 0 | 0 | 0 | 0 | 0 | 0 | 0 | 0 | 0 | 0.19 | 177.35691609600931 | 416.3325156474763 | OPTIMIZED | INSTALLED |  |  | node_1405567_496_15311173_789 | AN | 8101502
heatpump_load_220339236 |  | 0 | 0 | 0 | 0 | 0 | 0 | 0 | 0 | 0 | 0.19 | 304.3985216605464 | 714.553535184967 | OPTIMIZED | INSTALLED |  |  | node_1405584_277_15311430_712 | AN | 8101502
heatpump_load_220339237 |  | 0 | 0 | 0 | 0 | 0 | 0 | 0 | 0 | 0 | 0.19 | 283.5382870962459 | 665.5856017443502 | OPTIMIZED | INSTALLED |  |  | node_1412981_681_15315056_099 | AN | 8101502
heatpump_load_220339238 |  | 0 | 0 | 0 | 0 | 0 | 0 | 0 | 0 | 0 | 0.19 | 44.495902475804016 | 104.4509138196849 | OPTIMIZED | INSTALLED |  |  | node_1413213_444_15315303_844 | AN | 8101502
heatpump_load_220339239 |  | 0 | 0 | 0 | 0 | 0 | 0 | 0 | 0 | 0 | 0.19 | 0 | 0 | OPTIMIZED | INSTALLED |  |  | node_1412818_479_15315442_258 | AN | 8101502
heatpump_load_220339240 |  | 0 | 0 | 0 | 0 | 0 | 0 | 0 | 0 | 0 | 0.19 | 132.05524359002632 | 309.990136587596 | OPTIMIZED | INSTALLED |  |  | node_1405592_987_15311618_109 | AN | 8101502
heatpump_load_220339241 |  | 0 | 0 | 0 | 0 | 0 | 0 | 0 | 0 | 0 | 0.19 | 125.16152414291689 | 293.80760064370116 | OPTIMIZED | INSTALLED |  |  | node_1405610_804_15311799_1 | AN | 8101502
heatpump_load_220339242 |  | 0 | 0 | 0 | 0 | 0 | 0 | 0 | 0 | 0 | 0.19 | 233.49157630459285 | 548.1045940477628 | OPTIMIZED | INSTALLED |  |  | node_1405609_412_15311940_681 | AN | 8101502
heatpump_load_220339243 |  | 0 | 0 | 0 | 0 | 0 | 0 | 0 | 0 | 0 | 0.19 | 17.10004253178165 | 40.14109565303785 | OPTIMIZED | INSTALLED |  |  | node_1405634_803_15312260_072 | AN | 8101502
heatpump_load_220339377 |  | 0 | 0 | 0 | 0 | 0 | 0 | 0 | 0 | 0 | 0.19 | 255.15758089907234 | 598.9639927285754 | OPTIMIZED | INSTALLED |  |  | node_1401731_387_15310967_81 | AN | 8101502
heatpump_load_220339378 |  | 0 | 0 | 0 | 0 | 0 | 0 | 0 | 0 | 0 | 0.19 | 336.0918023060043 | 788.95116796599 | OPTIMIZED | INSTALLED |  |  | node_1402008_798_15310986_851 | AN | 8101502
heatpump_load_220339379 |  | 0 | 0 | 0 | 0 | 0 | 0 | 0 | 0 | 0 | 0.19 | 454.98627161974014 | 1068.0473722970596 | OPTIMIZED | INSTALLED |  |  | node_1402325_996_15311003_538 | AN | 8101502
heatpump_load_220339481 |  | 0 | 0 | 0 | 0 | 0 | 0 | 0 | 0 | 0 | 0.19 | 15.309455437729909 | 35.93783956371452 | OPTIMIZED | INSTALLED |  |  | node_1412764_17_15314564_102 | AN | 8101502
heatpump_load_220339482 |  | 0 | 0 | 0 | 0 | 0 | 0 | 0 | 0 | 0 | 0.19 | 45.749319279495914 | 107.39319308221121 | OPTIMIZED | INSTALLED |  |  | node_1413037_035_15314543_418 | AN | 8101502
heatpump_load_220339498 |  | 0 | 0 | 0 | 0 | 0 | 0 | 0 | 0 | 0 | 0.19 | 247.18952087124325 | 580.2595031310865 | OPTIMIZED | INSTALLED |  |  | node_1405663_367_15313693_44 | AN | 8101502
heatpump_load_220339499 |  | 0 | 0 | 0 | 0 | 0 | 0 | 0 | 0 | 0 | 0.19 | 236.35650397936425 | 554.8298037906802 | OPTIMIZED | INSTALLED |  |  | node_1405454_904_15313812_805 | AN | 8101502
heatpump_load_220339500 |  | 0 | 0 | 0 | 0 | 0 | 0 | 0 | 0 | 0 | 0.19 | 417.47364129717084 | 979.9891572257357 | OPTIMIZED | INSTALLED |  |  | node_1405373_785_15313426_264 | AN | 8101502
heatpump_load_220339501 |  | 0 | 0 | 0 | 0 | 0 | 0 | 0 | 0 | 0 | 0.19 | 446.39148859542587 | 1047.8717430683075 | OPTIMIZED | INSTALLED |  |  | node_1405290_663_15313244_163 | AN | 8101502
heatpump_load_220339540 |  | 0 | 0 | 0 | 0 | 0 | 0 | 0 | 0 | 0 | 0.19 | 53.58310862669388 | 125.78243847300081 | OPTIMIZED | INSTALLED |  |  | node_1402385_595_15310645_828 | AN | 8101502
heatpump_load_220339541 |  | 0 | 0 | 0 | 0 | 0 | 0 | 0 | 0 | 0 | 0.19 | 53.58310862669388 | 125.78243847300081 | OPTIMIZED | INSTALLED |  |  | node_1402385_062_15310619_206 | AN | 8101502
heatpump_load_220339542 |  | 0 | 0 | 0 | 0 | 0 | 0 | 0 | 0 | 0 | 0.19 | 159.00345676053576 | 373.24914073191223 | OPTIMIZED | INSTALLED |  |  | node_1402534_548_15311144_319 | AN | 8101502
heatpump_load_220339543 |  | 0 | 0 | 0 | 0 | 0 | 0 | 0 | 0 | 0 | 0.19 | 159.00345676053576 | 373.24914073191223 | OPTIMIZED | INSTALLED |  |  | node_1402530_825_15311118_135 | AN | 8101502
heatpump_load_220340106 |  | 0 | 0 | 0 | 0 | 0 | 0 | 0 | 0 | 0 | 0.19 | 111.91122634977944 | 262.70350558270843 | OPTIMIZED | INSTALLED |  |  | node_1405709_473_15308887_57 | AN | 8101502
heatpump_load_220340107 |  | 0 | 0 | 0 | 0 | 0 | 0 | 0 | 0 | 0 | 0.19 | 252.29265322430095 | 592.238782985658 | OPTIMIZED | INSTALLED |  |  | node_1405912_004_15308844_343 | AN | 8101502
heatpump_load_220340108 |  | 0 | 0 | 0 | 0 | 0 | 0 | 0 | 0 | 0 | 0.19 | 270.9146831103152 | 635.9526463146207 | OPTIMIZED | INSTALLED |  |  | node_1406931_018_15309129_448 | AN | 8101502
heatpump_load_220466627 |  | 0 | 0 | 0 | 0 | 0 | 0 | 0 | 0 | 0 | 0.19 | 182.5496011551923 | 428.521958306514 | OPTIMIZED | INSTALLED |  |  | node_1410723_716_15310438_881 | AN | 8101502
heatpump_load_220499084 |  | 0 | 0 | 0 | 0 | 0 | 0 | 0 | 0 | 0 | 0.19 | 297.95244898694995 | 699.421813263403 | OPTIMIZED | INSTALLED |  |  | node_1412576_813_15310774_283 | AN | 8101502
heatpump_load_220523973 |  | 0 | 0 | 0 | 0 | 0 | 0 | 0 | 0 | 0 | 0.19 | 150.49822644234678 | 353.28367430762637 | OPTIMIZED | INSTALLED |  |  | node_1405860_657_15312501_521 | AN | 8101502
heatpump_load_220527084 |  | 0 | 0 | 0 | 0 | 0 | 0 | 0 | 0 | 0 | 0.19 | 111.7321793160856 | 262.28317997377616 | OPTIMIZED | INSTALLED |  |  | node_1409785_053_15310231_28 | AN | 8101502
heatpump_load_220527151 |  | 0 | 0 | 0 | 0 | 0 | 0 | 0 | 0 | 0 | 0.19 | 86.30592431053043 | 202.5969435053848 | OPTIMIZED | INSTALLED |  |  | node_1406277_716_15312821_249 | AN | 8101502
heatpump_load_220530647 |  | 0 | 0 | 0 | 0 | 0 | 0 | 0 | 0 | 0 | 0.19 | 137.964145973263 | 323.860881682363 | OPTIMIZED | INSTALLED |  |  | node_1409403_925_15311472_349 | AN | 8101502
heatpump_load_220531407 |  | 0 | 0 | 0 | 0 | 0 | 0 | 0 | 0 | 0 | 0.19 | 602.8881409378562 | 1415.2363252751672 | OPTIMIZED | INSTALLED |  |  | node_1406226_998_15312768_232 | AN | 8101502
heatpump_load_220532330 |  | 0 | 0 | 0 | 0 | 0 | 0 | 0 | 0 | 0 | 0.19 | 164.9123883330508 | 387.1198858266792 | OPTIMIZED | INSTALLED |  |  | node_1407590_215_15313422_616 | AN | 8101502
heatpump_load_220613550 |  | 0 | 0 | 0 | 0 | 0 | 0 | 0 | 0 | 0 | 0.19 | 0 | 0 | OPTIMIZED | INSTALLED |  |  | node_1412065_488_15315048_768 | AN | 8101502
heatpump_load_220618591 |  | 0 | 0 | 0 | 0 | 0 | 0 | 0 | 0 | 0 | 0.19 | 108.8672516413142 | 255.5579702308588 | OPTIMIZED | INSTALLED |  |  | node_1412425_151_15314273_976 | AN | 8101502
heatpump_load_220622637 |  | 0 | 0 | 0 | 0 | 0 | 0 | 0 | 0 | 0 | 0.19 | 51.926821402551695 | 121.89442659037672 | OPTIMIZED | INSTALLED |  |  | node_1412224_781_15310663_142 | AN | 8101502
heatpump_load_311909706 |  | 0 | 0 | 0 | 0 | 0 | 0 | 0 | 0 | 0 | 0.19 | 5334.435054564503 | 12522.20043277577 | OPTIMIZED | INSTALLED |  |  | node_1400926_07_15310457_707 | AN | 8101502
heatpump_load_311976691 |  | 0 | 0 | 0 | 0 | 0 | 0 | 0 | 0 | 0 | 0.19 | 696.3365065367262 | 1634.599590292408 | OPTIMIZED | INSTALLED |  |  | node_1402347_659_15311583_766 | AN | 8101502

## LineSpacing
Name | DistanceAB | DistanceAC | DistanceAE | DistanceAN | DistanceBC | DistanceBE | DistanceBN | DistanceCE | DistanceCN | DistanceNE | Feeder | Comments

## Load
Name | GroupId | PriorityLevel | LoadClass | BaseReactivePowerA | BaseReactivePowerB | BaseReactivePowerC | BaseActivePowerA | BaseActivePowerB | BaseActivePowerC | BasePowerA | BasePowerB | BasePowerC | ConstantCurrentAReal | ConstantCurrentAImag | ConstantCurrentA | ConstantCurrentBReal | ConstantCurrentBImag | ConstantCurrentB | ConstantCurrentCReal | ConstantCurrentCImag | ConstantCurrentC | ConstantResistanceA | ConstantReactanceA | ConstantImpedanceA | ConstantResistanceB | ConstantReactanceB | ConstantImpedanceB | ConstantResistanceC | ConstantReactanceC | ConstantImpedanceC | ConstantActivePowerA | ConstantReactivePowerA | ConstantPowerA | ConstantActivePowerB | ConstantReactivePowerB | ConstantPowerB | ConstantActivePowerC | ConstantReactivePowerC | ConstantPowerC | CurrentFractionA | CurrentFractionB | CurrentFractionC | CurrentPfA | CurrentPfB | CurrentPfC | ImpedanceFractionA | ImpedanceFractionB | ImpedanceFractionC | ImpedancePfA | ImpedancePfB | ImpedancePfC | PowerFractionA | PowerFractionB | PowerFractionC | PowerPfA | PowerPfB | PowerPfC | DemandResponseLowerBound | DemandResponseShortageCost | DemandResponseSurplusCost | DemandResponseUpperBound | ActivePowerA | ActivePowerB | ActivePowerC | ReactivePowerA | ReactivePowerB | ReactivePowerC | NominalVoltage | Status | ParentNode | Phases | Feeder | Comments
load_220339046 |  | 0 | C | 0 | 0 | 0 | 0 | 0 | 0 | 0 | 0 | 0 | 0 | 0 | 0+0j | 0 | 0 | 0+0j | 0 | 0 | 0+0j | 0 | 0 | 0+0j | 0 | 0 | 0+0j | 0 | 0 | 0+0j | 1000 | 425.998 | 1000+425.998j | 0 | 0 | 0+0j | 0 | 0 | 0+0j | 0 | 0 | 0 | 0 | 0 | 0 | 0 | 0 | 0 | 0 | 0 | 0 | 0 | 0 | 0 | 0 | 0 | 0 | 1 | 0 | 0 | 1 | 0 | 0 | 0 | 0 | 0 | 0 | 0 | OPEN | node_1402523_683_15310497_1 | AN | 8101502
load_220339047 |  | 0 | C | 0 | 0 | 0 | 0 | 0 | 0 | 0 | 0 | 0 | 0 | 0 | 0+0j | 0 | 0 | 0+0j | 0 | 0 | 0+0j | 0 | 0 | 0+0j | 0 | 0 | 0+0j | 0 | 0 | 0+0j | 1000 | 425.998 | 1000+425.998j | 0 | 0 | 0+0j | 0 | 0 | 0+0j | 0 | 0 | 0 | 0 | 0 | 0 | 0 | 0 | 0 | 0 | 0 | 0 | 0 | 0 | 0 | 0 | 0 | 0 | 1 | 0 | 0 | 1 | 0 | 0 | 0 | 0 | 0 | 0 | 0 | OPEN | node_1402503_975_15310494_152 | AN | 8101502
load_220339049 |  | 0 | R | 0 | 0 | 0 | 0 | 0 | 0 | 0 | 0 | 0 | 0 | 0 | 0+0j | 0 | 0 | 0+0j | 0 | 0 | 0+0j | 0 | 0 | 0+0j | 0 | 0 | 0+0j | 0 | 0 | 0+0j | 3261.6 | 1389.436 | 3261.6+1389.436j | 0 | 0 | 0+0j | 0 | 0 | 0+0j | 0 | 0 | 0 | 0 | 0 | 0 | 0 | 0 | 0 | 0 | 0 | 0 | 0 | 0 | 0 | 0 | 0 | 0 | 1 | 0 | 0 | 1 | 0 | 0 | 0 | 0 | 0 | 0 | 0 | OPEN | node_1401116_811_15310546_285 | AN | 8101502
load_220339050 |  | 0 | C | 0 | 0 | 0 | 0 | 0 | 0 | 0 | 0 | 0 | 0 | 0 | 0+0j | 0 | 0 | 0+0j | 0 | 0 | 0+0j | 0 | 0 | 0+0j | 0 | 0 | 0+0j | 0 | 0 | 0+0j | 374.4 | 159.494 | 374.4+159.494j | 0 | 0 | 0+0j | 0 | 0 | 0+0j | 0 | 0 | 0 | 0 | 0 | 0 | 0 | 0 | 0 | 0 | 0 | 0 | 0 | 0 | 0 | 0 | 0 | 0 | 1 | 0 | 0 | 1 | 0 | 0 | 0 | 0 | 0 | 0 | 0 | OPEN | node_1401210_073_15310786_082 | AN | 8101502
load_220339055 |  | 0 | R | 0 | 0 | 0 | 0 | 0 | 0 | 0 | 0 | 0 | 0 | 0 | 0+0j | 0 | 0 | 0+0j | 0 | 0 | 0+0j | 0 | 0 | 0+0j | 0 | 0 | 0+0j | 0 | 0 | 0+0j | 20613.6 | 8781.357 | 20613.6+8781.357j | 0 | 0 | 0+0j | 0 | 0 | 0+0j | 0 | 0 | 0 | 0 | 0 | 0 | 0 | 0 | 0 | 0 | 0 | 0 | 0 | 0 | 0 | 0 | 0 | 0 | 1 | 0 | 0 | 1 | 0 | 0 | 0 | 0 | 0 | 0 | 0 | OPEN | node_1402218_645_15310438_982 | AN | 8101502
load_220339056 |  | 0 | R | 0 | 0 | 0 | 0 | 0 | 0 | 0 | 0 | 0 | 0 | 0 | 0+0j | 0 | 0 | 0+0j | 0 | 0 | 0+0j | 0 | 0 | 0+0j | 0 | 0 | 0+0j | 0 | 0 | 0+0j | 13903.2 | 5922.738 | 13903.2+5922.738j | 0 | 0 | 0+0j | 0 | 0 | 0+0j | 0 | 0 | 0 | 0 | 0 | 0 | 0 | 0 | 0 | 0 | 0 | 0 | 0 | 0 | 0 | 0 | 0 | 0 | 1 | 0 | 0 | 1 | 0 | 0 | 0 | 0 | 0 | 0 | 0 | OPEN | node_1403156_665_15310151_347 | AN | 8101502
load_220339057 |  | 0 | R | 0 | 0 | 0 | 0 | 0 | 0 | 0 | 0 | 0 | 0 | 0 | 0+0j | 0 | 0 | 0+0j | 0 | 0 | 0+0j | 0 | 0 | 0+0j | 0 | 0 | 0+0j | 0 | 0 | 0+0j | 5932.8 | 2527.362 | 5932.8+2527.362j | 0 | 0 | 0+0j | 0 | 0 | 0+0j | 0 | 0 | 0 | 0 | 0 | 0 | 0 | 0 | 0 | 0 | 0 | 0 | 0 | 0 | 0 | 0 | 0 | 0 | 1 | 0 | 0 | 1 | 0 | 0 | 0 | 0 | 0 | 0 | 0 | OPEN | node_1403640_637_15309971_55 | AN | 8101502
load_220339058 |  | 0 | C | 0 | 0 | 0 | 0 | 0 | 0 | 0 | 0 | 0 | 0 | 0 | 0+0j | 0 | 0 | 0+0j | 0 | 0 | 0+0j | 0 | 0 | 0+0j | 0 | 0 | 0+0j | 0 | 0 | 0+0j | 381.6 | 162.561 | 381.6+162.561j | 0 | 0 | 0+0j | 0 | 0 | 0+0j | 0 | 0 | 0 | 0 | 0 | 0 | 0 | 0 | 0 | 0 | 0 | 0 | 0 | 0 | 0 | 0 | 0 | 0 | 1 | 0 | 0 | 1 | 0 | 0 | 0 | 0 | 0 | 0 | 0 | OPEN | node_1403963_589_15310230_19 | AN | 8101502
load_220339059 |  | 0 | C | 0 | 0 | 0 | 0 | 0 | 0 | 0 | 0 | 0 | 0 | 0 | 0+0j | 0 | 0 | 0+0j | 0 | 0 | 0+0j | 0 | 0 | 0+0j | 0 | 0 | 0+0j | 0 | 0 | 0+0j | 4276.8 | 1821.909 | 4276.8+1821.909j | 0 | 0 | 0+0j | 0 | 0 | 0+0j | 0 | 0 | 0 | 0 | 0 | 0 | 0 | 0 | 0 | 0 | 0 | 0 | 0 | 0 | 0 | 0 | 0 | 0 | 1 | 0 | 0 | 1 | 0 | 0 | 0 | 0 | 0 | 0 | 0 | OPEN | node_1404186_209_15310176_734 | AN | 8101502
load_220339060 |  | 0 | R | 0 | 0 | 0 | 0 | 0 | 0 | 0 | 0 | 0 | 0 | 0 | 0+0j | 0 | 0 | 0+0j | 0 | 0 | 0+0j | 0 | 0 | 0+0j | 0 | 0 | 0+0j | 0 | 0 | 0+0j | 20203.2 | 8606.527 | 20203.2+8606.527j | 0 | 0 | 0+0j | 0 | 0 | 0+0j | 0 | 0 | 0 | 0 | 0 | 0 | 0 | 0 | 0 | 0 | 0 | 0 | 0 | 0 | 0 | 0 | 0 | 0 | 1 | 0 | 0 | 1 | 0 | 0 | 0 | 0 | 0 | 0 | 0 | OPEN | node_1404133_507_15310490_254 | AN | 8101502
load_220339061 |  | 0 | R | 0 | 0 | 0 | 0 | 0 | 0 | 0 | 0 | 0 | 0 | 0 | 0+0j | 0 | 0 | 0+0j | 0 | 0 | 0+0j | 0 | 0 | 0+0j | 0 | 0 | 0+0j | 0 | 0 | 0+0j | 25689.6 | 10943.724 | 25689.6+10943.724j | 0 | 0 | 0+0j | 0 | 0 | 0+0j | 0 | 0 | 0 | 0 | 0 | 0 | 0 | 0 | 0 | 0 | 0 | 0 | 0 | 0 | 0 | 0 | 0 | 0 | 1 | 0 | 0 | 1 | 0 | 0 | 0 | 0 | 0 | 0 | 0 | OPEN | node_1404774_235_15310128_491 | AN | 8101502
load_220339062 |  | 0 | R | 0 | 0 | 0 | 0 | 0 | 0 | 0 | 0 | 0 | 0 | 0 | 0+0j | 0 | 0 | 0+0j | 0 | 0 | 0+0j | 0 | 0 | 0+0j | 0 | 0 | 0+0j | 0 | 0 | 0+0j | 3456 | 1472.25 | 3456+1472.25j | 0 | 0 | 0+0j | 0 | 0 | 0+0j | 0 | 0 | 0 | 0 | 0 | 0 | 0 | 0 | 0 | 0 | 0 | 0 | 0 | 0 | 0 | 0 | 0 | 0 | 1 | 0 | 0 | 1 | 0 | 0 | 0 | 0 | 0 | 0 | 0 | OPEN | node_1404623_05_15309898_151 | AN | 8101502
load_220339063 |  | 0 | R | 0 | 0 | 0 | 0 | 0 | 0 | 0 | 0 | 0 | 0 | 0 | 0+0j | 0 | 0 | 0+0j | 0 | 0 | 0+0j | 0 | 0 | 0+0j | 0 | 0 | 0+0j | 0 | 0 | 0+0j | 9028.8 | 3846.253 | 9028.8+3846.253j | 0 | 0 | 0+0j | 0 | 0 | 0+0j | 0 | 0 | 0 | 0 | 0 | 0 | 0 | 0 | 0 | 0 | 0 | 0 | 0 | 0 | 0 | 0 | 0 | 0 | 1 | 0 | 0 | 1 | 0 | 0 | 0 | 0 | 0 | 0 | 0 | OPEN | node_1404405_547_15309630_185 | AN | 8101502
load_220339064 |  | 0 | R | 0 | 0 | 0 | 0 | 0 | 0 | 0 | 0 | 0 | 0 | 0 | 0+0j | 0 | 0 | 0+0j | 0 | 0 | 0+0j | 0 | 0 | 0+0j | 0 | 0 | 0+0j | 0 | 0 | 0+0j | 24753.6 | 10544.989 | 24753.6+10544.989j | 0 | 0 | 0+0j | 0 | 0 | 0+0j | 0 | 0 | 0 | 0 | 0 | 0 | 0 | 0 | 0 | 0 | 0 | 0 | 0 | 0 | 0 | 0 | 0 | 0 | 1 | 0 | 0 | 1 | 0 | 0 | 0 | 0 | 0 | 0 | 0 | OPEN | node_1405011_499_15309907_243 | AN | 8101502
load_220339065 |  | 0 | R | 0 | 0 | 0 | 0 | 0 | 0 | 0 | 0 | 0 | 0 | 0 | 0+0j | 0 | 0 | 0+0j | 0 | 0 | 0+0j | 0 | 0 | 0+0j | 0 | 0 | 0+0j | 0 | 0 | 0+0j | 21146.4 | 9008.329 | 21146.4+9008.329j | 0 | 0 | 0+0j | 0 | 0 | 0+0j | 0 | 0 | 0 | 0 | 0 | 0 | 0 | 0 | 0 | 0 | 0 | 0 | 0 | 0 | 0 | 0 | 0 | 0 | 1 | 0 | 0 | 1 | 0 | 0 | 0 | 0 | 0 | 0 | 0 | OPEN | node_1405547_874_15310051_645 | AN | 8101502
load_220339066 |  | 0 | R | 0 | 0 | 0 | 0 | 0 | 0 | 0 | 0 | 0 | 0 | 0 | 0+0j | 0 | 0 | 0+0j | 0 | 0 | 0+0j | 0 | 0 | 0+0j | 0 | 0 | 0+0j | 0 | 0 | 0+0j | 19872 | 8465.437 | 19872+8465.437j | 0 | 0 | 0+0j | 0 | 0 | 0+0j | 0 | 0 | 0 | 0 | 0 | 0 | 0 | 0 | 0 | 0 | 0 | 0 | 0 | 0 | 0 | 0 | 0 | 0 | 1 | 0 | 0 | 1 | 0 | 0 | 0 | 0 | 0 | 0 | 0 | OPEN | node_1404979_249_15309643_323 | AN | 8101502
load_220339067 |  | 0 | R | 0 | 0 | 0 | 0 | 0 | 0 | 0 | 0 | 0 | 0 | 0 | 0+0j | 0 | 0 | 0+0j | 0 | 0 | 0+0j | 0 | 0 | 0+0j | 0 | 0 | 0+0j | 0 | 0 | 0+0j | 55807.2 | 23773.768 | 55807.2+23773.768j | 0 | 0 | 0+0j | 0 | 0 | 0+0j | 0 | 0 | 0 | 0 | 0 | 0 | 0 | 0 | 0 | 0 | 0 | 0 | 0 | 0 | 0 | 0 | 0 | 0 | 1 | 0 | 0 | 1 | 0 | 0 | 0 | 0 | 0 | 0 | 0 | OPEN | node_1405391_914_15309437_244 | AN | 8101502
load_220339068 |  | 0 | R | 0 | 0 | 0 | 0 | 0 | 0 | 0 | 0 | 0 | 0 | 0 | 0+0j | 0 | 0 | 0+0j | 0 | 0 | 0+0j | 0 | 0 | 0+0j | 0 | 0 | 0+0j | 0 | 0 | 0+0j | 8820 | 3757.304 | 8820+3757.304j | 0 | 0 | 0+0j | 0 | 0 | 0+0j | 0 | 0 | 0 | 0 | 0 | 0 | 0 | 0 | 0 | 0 | 0 | 0 | 0 | 0 | 0 | 0 | 0 | 0 | 1 | 0 | 0 | 1 | 0 | 0 | 0 | 0 | 0 | 0 | 0 | OPEN | node_1405526_482_15309433_238 | AN | 8101502
load_220339069 |  | 0 | R | 0 | 0 | 0 | 0 | 0 | 0 | 0 | 0 | 0 | 0 | 0 | 0+0j | 0 | 0 | 0+0j | 0 | 0 | 0+0j | 0 | 0 | 0+0j | 0 | 0 | 0+0j | 0 | 0 | 0+0j | 27540 | 11731.991 | 27540+11731.991j | 0 | 0 | 0+0j | 0 | 0 | 0+0j | 0 | 0 | 0 | 0 | 0 | 0 | 0 | 0 | 0 | 0 | 0 | 0 | 0 | 0 | 0 | 0 | 0 | 0 | 1 | 0 | 0 | 1 | 0 | 0 | 0 | 0 | 0 | 0 | 0 | OPEN | node_1405723_982_15309381_758 | AN | 8101502
load_220339070 |  | 0 | R | 0 | 0 | 0 | 0 | 0 | 0 | 0 | 0 | 0 | 0 | 0 | 0+0j | 0 | 0 | 0+0j | 0 | 0 | 0+0j | 0 | 0 | 0+0j | 0 | 0 | 0+0j | 0 | 0 | 0+0j | 12384 | 5275.562 | 12384+5275.562j | 0 | 0 | 0+0j | 0 | 0 | 0+0j | 0 | 0 | 0 | 0 | 0 | 0 | 0 | 0 | 0 | 0 | 0 | 0 | 0 | 0 | 0 | 0 | 0 | 0 | 1 | 0 | 0 | 1 | 0 | 0 | 0 | 0 | 0 | 0 | 0 | OPEN | node_1406096_179_15309400_456 | AN | 8101502
load_220339071 |  | 0 | R | 0 | 0 | 0 | 0 | 0 | 0 | 0 | 0 | 0 | 0 | 0 | 0+0j | 0 | 0 | 0+0j | 0 | 0 | 0+0j | 0 | 0 | 0+0j | 0 | 0 | 0+0j | 0 | 0 | 0+0j | 4320 | 1840.312 | 4320+1840.312j | 0 | 0 | 0+0j | 0 | 0 | 0+0j | 0 | 0 | 0 | 0 | 0 | 0 | 0 | 0 | 0 | 0 | 0 | 0 | 0 | 0 | 0 | 0 | 0 | 0 | 1 | 0 | 0 | 1 | 0 | 0 | 0 | 0 | 0 | 0 | 0 | OPEN | node_1406485_435_15310031_432 | AN | 8101502
load_220339072 |  | 0 | R | 0 | 0 | 0 | 0 | 0 | 0 | 0 | 0 | 0 | 0 | 0 | 0+0j | 0 | 0 | 0+0j | 0 | 0 | 0+0j | 0 | 0 | 0+0j | 0 | 0 | 0+0j | 0 | 0 | 0+0j | 9518.4 | 4054.821 | 9518.4+4054.821j | 0 | 0 | 0+0j | 0 | 0 | 0+0j | 0 | 0 | 0 | 0 | 0 | 0 | 0 | 0 | 0 | 0 | 0 | 0 | 0 | 0 | 0 | 0 | 0 | 0 | 1 | 0 | 0 | 1 | 0 | 0 | 0 | 0 | 0 | 0 | 0 | OPEN | node_1406746_922_15309446_974 | AN | 8101502
load_220339073 |  | 0 | R | 0 | 0 | 0 | 0 | 0 | 0 | 0 | 0 | 0 | 0 | 0 | 0+0j | 0 | 0 | 0+0j | 0 | 0 | 0+0j | 0 | 0 | 0+0j | 0 | 0 | 0+0j | 0 | 0 | 0+0j | 13629.6 | 5806.185 | 13629.6+5806.185j | 0 | 0 | 0+0j | 0 | 0 | 0+0j | 0 | 0 | 0 | 0 | 0 | 0 | 0 | 0 | 0 | 0 | 0 | 0 | 0 | 0 | 0 | 0 | 0 | 0 | 1 | 0 | 0 | 1 | 0 | 0 | 0 | 0 | 0 | 0 | 0 | OPEN | node_1407112_826_15309478_455 | AN | 8101502
load_220339074 |  | 0 | R | 0 | 0 | 0 | 0 | 0 | 0 | 0 | 0 | 0 | 0 | 0 | 0+0j | 0 | 0 | 0+0j | 0 | 0 | 0+0j | 0 | 0 | 0+0j | 0 | 0 | 0+0j | 0 | 0 | 0+0j | 7185.6 | 3061.053 | 7185.6+3061.053j | 0 | 0 | 0+0j | 0 | 0 | 0+0j | 0 | 0 | 0 | 0 | 0 | 0 | 0 | 0 | 0 | 0 | 0 | 0 | 0 | 0 | 0 | 0 | 0 | 0 | 1 | 0 | 0 | 1 | 0 | 0 | 0 | 0 | 0 | 0 | 0 | OPEN | node_1407494_965_15309518_836 | AN | 8101502
load_220339075 |  | 0 | R | 0 | 0 | 0 | 0 | 0 | 0 | 0 | 0 | 0 | 0 | 0 | 0+0j | 0 | 0 | 0+0j | 0 | 0 | 0+0j | 0 | 0 | 0+0j | 0 | 0 | 0+0j | 0 | 0 | 0+0j | 8618.4 | 3671.423 | 8618.4+3671.423j | 0 | 0 | 0+0j | 0 | 0 | 0+0j | 0 | 0 | 0 | 0 | 0 | 0 | 0 | 0 | 0 | 0 | 0 | 0 | 0 | 0 | 0 | 0 | 0 | 0 | 1 | 0 | 0 | 1 | 0 | 0 | 0 | 0 | 0 | 0 | 0 | OPEN | node_1407792_855_15309582_08 | AN | 8101502
load_220339076 |  | 0 | R | 0 | 0 | 0 | 0 | 0 | 0 | 0 | 0 | 0 | 0 | 0 | 0+0j | 0 | 0 | 0+0j | 0 | 0 | 0+0j | 0 | 0 | 0+0j | 0 | 0 | 0+0j | 0 | 0 | 0+0j | 25192.8 | 10732.088 | 25192.8+10732.088j | 0 | 0 | 0+0j | 0 | 0 | 0+0j | 0 | 0 | 0 | 0 | 0 | 0 | 0 | 0 | 0 | 0 | 0 | 0 | 0 | 0 | 0 | 0 | 0 | 0 | 1 | 0 | 0 | 1 | 0 | 0 | 0 | 0 | 0 | 0 | 0 | OPEN | node_1408054_067_15309552_153 | AN | 8101502
load_220339077 |  | 0 | R | 0 | 0 | 0 | 0 | 0 | 0 | 0 | 0 | 0 | 0 | 0 | 0+0j | 0 | 0 | 0+0j | 0 | 0 | 0+0j | 0 | 0 | 0+0j | 0 | 0 | 0+0j | 0 | 0 | 0+0j | 12218.4 | 5205.017 | 12218.4+5205.017j | 0 | 0 | 0+0j | 0 | 0 | 0+0j | 0 | 0 | 0 | 0 | 0 | 0 | 0 | 0 | 0 | 0 | 0 | 0 | 0 | 0 | 0 | 0 | 0 | 0 | 1 | 0 | 0 | 1 | 0 | 0 | 0 | 0 | 0 | 0 | 0 | OPEN | node_1408635_105_15309590_941 | AN | 8101502
load_220339078 |  | 0 | C | 0 | 0 | 0 | 0 | 0 | 0 | 0 | 0 | 0 | 0 | 0 | 0+0j | 0 | 0 | 0+0j | 0 | 0 | 0+0j | 0 | 0 | 0+0j | 0 | 0 | 0+0j | 0 | 0 | 0+0j | 13960.8 | 5947.276 | 13960.8+5947.276j | 0 | 0 | 0+0j | 0 | 0 | 0+0j | 0 | 0 | 0 | 0 | 0 | 0 | 0 | 0 | 0 | 0 | 0 | 0 | 0 | 0 | 0 | 0 | 0 | 0 | 1 | 0 | 0 | 1 | 0 | 0 | 0 | 0 | 0 | 0 | 0 | OPEN | node_1408639_876_15310049_995 | AN | 8101502
load_220339079 |  | 0 | R | 0 | 0 | 0 | 0 | 0 | 0 | 0 | 0 | 0 | 0 | 0 | 0+0j | 0 | 0 | 0+0j | 0 | 0 | 0+0j | 0 | 0 | 0+0j | 0 | 0 | 0+0j | 0 | 0 | 0+0j | 38764.8 | 16513.736 | 38764.8+16513.736j | 0 | 0 | 0+0j | 0 | 0 | 0+0j | 0 | 0 | 0 | 0 | 0 | 0 | 0 | 0 | 0 | 0 | 0 | 0 | 0 | 0 | 0 | 0 | 0 | 0 | 1 | 0 | 0 | 1 | 0 | 0 | 0 | 0 | 0 | 0 | 0 | OPEN | node_1408826_491_15309605_023 | AN | 8101502
load_220339080 |  | 0 | R | 0 | 0 | 0 | 0 | 0 | 0 | 0 | 0 | 0 | 0 | 0 | 0+0j | 0 | 0 | 0+0j | 0 | 0 | 0+0j | 0 | 0 | 0+0j | 0 | 0 | 0+0j | 0 | 0 | 0+0j | 21657.6 | 9226.099 | 21657.6+9226.099j | 0 | 0 | 0+0j | 0 | 0 | 0+0j | 0 | 0 | 0 | 0 | 0 | 0 | 0 | 0 | 0 | 0 | 0 | 0 | 0 | 0 | 0 | 0 | 0 | 0 | 1 | 0 | 0 | 1 | 0 | 0 | 0 | 0 | 0 | 0 | 0 | OPEN | node_1409476_487_15309713_063 | AN | 8101502
load_220339081 |  | 0 | R | 0 | 0 | 0 | 0 | 0 | 0 | 0 | 0 | 0 | 0 | 0 | 0+0j | 0 | 0 | 0+0j | 0 | 0 | 0+0j | 0 | 0 | 0+0j | 0 | 0 | 0+0j | 0 | 0 | 0+0j | 6004.8 | 2558.034 | 6004.8+2558.034j | 0 | 0 | 0+0j | 0 | 0 | 0+0j | 0 | 0 | 0 | 0 | 0 | 0 | 0 | 0 | 0 | 0 | 0 | 0 | 0 | 0 | 0 | 0 | 0 | 0 | 1 | 0 | 0 | 1 | 0 | 0 | 0 | 0 | 0 | 0 | 0 | OPEN | node_1409881_421_15309851_074 | AN | 8101502
load_220339084 |  | 0 | R | 0 | 0 | 0 | 0 | 0 | 0 | 0 | 0 | 0 | 0 | 0 | 0+0j | 0 | 0 | 0+0j | 0 | 0 | 0+0j | 0 | 0 | 0+0j | 0 | 0 | 0+0j | 0 | 0 | 0+0j | 2347.2 | 999.903 | 2347.2+999.903j | 0 | 0 | 0+0j | 0 | 0 | 0+0j | 0 | 0 | 0 | 0 | 0 | 0 | 0 | 0 | 0 | 0 | 0 | 0 | 0 | 0 | 0 | 0 | 0 | 0 | 1 | 0 | 0 | 1 | 0 | 0 | 0 | 0 | 0 | 0 | 0 | OPEN | node_1410547_223_15310097_589 | AN | 8101502
load_220339085 |  | 0 | R | 0 | 0 | 0 | 0 | 0 | 0 | 0 | 0 | 0 | 0 | 0 | 0+0j | 0 | 0 | 0+0j | 0 | 0 | 0+0j | 0 | 0 | 0+0j | 0 | 0 | 0+0j | 0 | 0 | 0+0j | 32277.6 | 13750.2 | 32277.6+13750.2j | 0 | 0 | 0+0j | 0 | 0 | 0+0j | 0 | 0 | 0 | 0 | 0 | 0 | 0 | 0 | 0 | 0 | 0 | 0 | 0 | 0 | 0 | 0 | 0 | 0 | 1 | 0 | 0 | 1 | 0 | 0 | 0 | 0 | 0 | 0 | 0 | OPEN | node_1410545_473_15310834_938 | AN | 8101502
load_220339087 |  | 0 | R | 0 | 0 | 0 | 0 | 0 | 0 | 0 | 0 | 0 | 0 | 0 | 0+0j | 0 | 0 | 0+0j | 0 | 0 | 0+0j | 0 | 0 | 0+0j | 0 | 0 | 0+0j | 0 | 0 | 0+0j | 5947.2 | 2533.497 | 5947.2+2533.497j | 0 | 0 | 0+0j | 0 | 0 | 0+0j | 0 | 0 | 0 | 0 | 0 | 0 | 0 | 0 | 0 | 0 | 0 | 0 | 0 | 0 | 0 | 0 | 0 | 0 | 1 | 0 | 0 | 1 | 0 | 0 | 0 | 0 | 0 | 0 | 0 | OPEN | node_1411222_738_15310301_319 | AN | 8101502
load_220339088 |  | 0 | R | 0 | 0 | 0 | 0 | 0 | 0 | 0 | 0 | 0 | 0 | 0 | 0+0j | 0 | 0 | 0+0j | 0 | 0 | 0+0j | 0 | 0 | 0+0j | 0 | 0 | 0+0j | 0 | 0 | 0+0j | 7027.2 | 2993.575 | 7027.2+2993.575j | 0 | 0 | 0+0j | 0 | 0 | 0+0j | 0 | 0 | 0 | 0 | 0 | 0 | 0 | 0 | 0 | 0 | 0 | 0 | 0 | 0 | 0 | 0 | 0 | 0 | 1 | 0 | 0 | 1 | 0 | 0 | 0 | 0 | 0 | 0 | 0 | OPEN | node_1411101_401_15310743_351 | AN | 8101502
load_220339089 |  | 0 | C | 0 | 0 | 0 | 0 | 0 | 0 | 0 | 0 | 0 | 0 | 0 | 0+0j | 0 | 0 | 0+0j | 0 | 0 | 0+0j | 0 | 0 | 0+0j | 0 | 0 | 0+0j | 0 | 0 | 0+0j | 1238.4 | 527.556 | 1238.4+527.556j | 0 | 0 | 0+0j | 0 | 0 | 0+0j | 0 | 0 | 0 | 0 | 0 | 0 | 0 | 0 | 0 | 0 | 0 | 0 | 0 | 0 | 0 | 0 | 0 | 0 | 1 | 0 | 0 | 1 | 0 | 0 | 0 | 0 | 0 | 0 | 0 | OPEN | node_1411410_528_15310370_671 | AN | 8101502
load_220339090 |  | 0 | R | 0 | 0 | 0 | 0 | 0 | 0 | 0 | 0 | 0 | 0 | 0 | 0+0j | 0 | 0 | 0+0j | 0 | 0 | 0+0j | 0 | 0 | 0+0j | 0 | 0 | 0+0j | 0 | 0 | 0+0j | 18669.6 | 7953.216 | 18669.6+7953.216j | 0 | 0 | 0+0j | 0 | 0 | 0+0j | 0 | 0 | 0 | 0 | 0 | 0 | 0 | 0 | 0 | 0 | 0 | 0 | 0 | 0 | 0 | 0 | 0 | 0 | 1 | 0 | 0 | 1 | 0 | 0 | 0 | 0 | 0 | 0 | 0 | OPEN | node_1411619_087_15310438_104 | AN | 8101502
load_220339091 |  | 0 | R | 0 | 0 | 0 | 0 | 0 | 0 | 0 | 0 | 0 | 0 | 0 | 0+0j | 0 | 0 | 0+0j | 0 | 0 | 0+0j | 0 | 0 | 0+0j | 0 | 0 | 0+0j | 0 | 0 | 0+0j | 3614.4 | 1539.728 | 3614.4+1539.728j | 0 | 0 | 0+0j | 0 | 0 | 0+0j | 0 | 0 | 0 | 0 | 0 | 0 | 0 | 0 | 0 | 0 | 0 | 0 | 0 | 0 | 0 | 0 | 0 | 0 | 1 | 0 | 0 | 1 | 0 | 0 | 0 | 0 | 0 | 0 | 0 | OPEN | node_1412030_216_15310595_516 | AN | 8101502
load_220339094 |  | 0 | R | 0 | 0 | 0 | 0 | 0 | 0 | 0 | 0 | 0 | 0 | 0 | 0+0j | 0 | 0 | 0+0j | 0 | 0 | 0+0j | 0 | 0 | 0+0j | 0 | 0 | 0+0j | 0 | 0 | 0+0j | 11102.4 | 4729.603 | 11102.4+4729.603j | 0 | 0 | 0+0j | 0 | 0 | 0+0j | 0 | 0 | 0 | 0 | 0 | 0 | 0 | 0 | 0 | 0 | 0 | 0 | 0 | 0 | 0 | 0 | 0 | 0 | 1 | 0 | 0 | 1 | 0 | 0 | 0 | 0 | 0 | 0 | 0 | OPEN | node_1412876_152_15310882_802 | AN | 8101502
load_220339107 |  | 0 | R | 0 | 0 | 0 | 0 | 0 | 0 | 0 | 0 | 0 | 0 | 0 | 0+0j | 0 | 0 | 0+0j | 0 | 0 | 0+0j | 0 | 0 | 0+0j | 0 | 0 | 0+0j | 0 | 0 | 0+0j | 42141.6 | 17952.246 | 42141.6+17952.246j | 0 | 0 | 0+0j | 0 | 0 | 0+0j | 0 | 0 | 0 | 0 | 0 | 0 | 0 | 0 | 0 | 0 | 0 | 0 | 0 | 0 | 0 | 0 | 0 | 0 | 1 | 0 | 0 | 1 | 0 | 0 | 0 | 0 | 0 | 0 | 0 | OPEN | node_1401587_226_15311229_209 | AN | 8101502
load_220339108 |  | 0 | R | 0 | 0 | 0 | 0 | 0 | 0 | 0 | 0 | 0 | 0 | 0 | 0+0j | 0 | 0 | 0+0j | 0 | 0 | 0+0j | 0 | 0 | 0+0j | 0 | 0 | 0+0j | 0 | 0 | 0+0j | 89366.4 | 38069.927 | 89366.4+38069.927j | 0 | 0 | 0+0j | 0 | 0 | 0+0j | 0 | 0 | 0 | 0 | 0 | 0 | 0 | 0 | 0 | 0 | 0 | 0 | 0 | 0 | 0 | 0 | 0 | 0 | 1 | 0 | 0 | 1 | 0 | 0 | 0 | 0 | 0 | 0 | 0 | OPEN | node_1401389_486_15310747_234 | AN | 8101502
load_220339109 |  | 0 | R | 0 | 0 | 0 | 0 | 0 | 0 | 0 | 0 | 0 | 0 | 0 | 0+0j | 0 | 0 | 0+0j | 0 | 0 | 0+0j | 0 | 0 | 0+0j | 0 | 0 | 0+0j | 0 | 0 | 0+0j | 107013.6 | 45587.603 | 107013.6+45587.603j | 0 | 0 | 0+0j | 0 | 0 | 0+0j | 0 | 0 | 0 | 0 | 0 | 0 | 0 | 0 | 0 | 0 | 0 | 0 | 0 | 0 | 0 | 0 | 0 | 0 | 1 | 0 | 0 | 1 | 0 | 0 | 0 | 0 | 0 | 0 | 0 | OPEN | node_1402184_784_15310829_515 | AN | 8101502
load_220339126 |  | 0 | C | 0 | 0 | 0 | 0 | 0 | 0 | 0 | 0 | 0 | 0 | 0 | 0+0j | 0 | 0 | 0+0j | 0 | 0 | 0+0j | 0 | 0 | 0+0j | 0 | 0 | 0+0j | 0 | 0 | 0+0j | 0 | 0 | 0+0j | 0 | 0 | 0+0j | 0 | 0 | 0+0j | 0 | 0 | 0 | 0 | 0 | 0 | 0 | 0 | 0 | 0 | 0 | 0 | 0 | 0 | 0 | 0 | 0 | 0 | 1 | 0 | 0 | 1 | 0 | 0 | 0 | 0 | 0 | 0 | 0 | OPEN | node_1413748_944_15316197_732 | AN | 8101502
load_220339127 |  | 0 | R | 0 | 0 | 0 | 0 | 0 | 0 | 0 | 0 | 0 | 0 | 0 | 0+0j | 0 | 0 | 0+0j | 0 | 0 | 0+0j | 0 | 0 | 0+0j | 0 | 0 | 0+0j | 0 | 0 | 0+0j | 4010.4 | 1708.423 | 4010.4+1708.423j | 0 | 0 | 0+0j | 0 | 0 | 0+0j | 0 | 0 | 0 | 0 | 0 | 0 | 0 | 0 | 0 | 0 | 0 | 0 | 0 | 0 | 0 | 0 | 0 | 0 | 1 | 0 | 0 | 1 | 0 | 0 | 0 | 0 | 0 | 0 | 0 | OPEN | node_1413246_09_15315835_319 | AN | 8101502
load_220339128 |  | 0 | C | 0 | 0 | 0 | 0 | 0 | 0 | 0 | 0 | 0 | 0 | 0 | 0+0j | 0 | 0 | 0+0j | 0 | 0 | 0+0j | 0 | 0 | 0+0j | 0 | 0 | 0+0j | 0 | 0 | 0+0j | 180 | 76.68 | 180+76.68j | 0 | 0 | 0+0j | 0 | 0 | 0+0j | 0 | 0 | 0 | 0 | 0 | 0 | 0 | 0 | 0 | 0 | 0 | 0 | 0 | 0 | 0 | 0 | 0 | 0 | 1 | 0 | 0 | 1 | 0 | 0 | 0 | 0 | 0 | 0 | 0 | OPEN | node_1413170_838_15315593_016 | AN | 8101502
load_220339129 |  | 0 | R | 0 | 0 | 0 | 0 | 0 | 0 | 0 | 0 | 0 | 0 | 0 | 0+0j | 0 | 0 | 0+0j | 0 | 0 | 0+0j | 0 | 0 | 0+0j | 0 | 0 | 0+0j | 0 | 0 | 0+0j | 7221.6 | 3076.389 | 7221.6+3076.389j | 0 | 0 | 0+0j | 0 | 0 | 0+0j | 0 | 0 | 0 | 0 | 0 | 0 | 0 | 0 | 0 | 0 | 0 | 0 | 0 | 0 | 0 | 0 | 0 | 0 | 1 | 0 | 0 | 1 | 0 | 0 | 0 | 0 | 0 | 0 | 0 | OPEN | node_1412859_514_15315591_13 | AN | 8101502
load_220339131 |  | 0 | R | 0 | 0 | 0 | 0 | 0 | 0 | 0 | 0 | 0 | 0 | 0 | 0+0j | 0 | 0 | 0+0j | 0 | 0 | 0+0j | 0 | 0 | 0+0j | 0 | 0 | 0+0j | 0 | 0 | 0+0j | 46656 | 19875.373 | 46656+19875.373j | 0 | 0 | 0+0j | 0 | 0 | 0+0j | 0 | 0 | 0 | 0 | 0 | 0 | 0 | 0 | 0 | 0 | 0 | 0 | 0 | 0 | 0 | 0 | 0 | 0 | 1 | 0 | 0 | 1 | 0 | 0 | 0 | 0 | 0 | 0 | 0 | OPEN | node_1413757_661_15316092_601 | AN | 8101502
load_220339132 |  | 0 | R | 0 | 0 | 0 | 0 | 0 | 0 | 0 | 0 | 0 | 0 | 0 | 0+0j | 0 | 0 | 0+0j | 0 | 0 | 0+0j | 0 | 0 | 0+0j | 0 | 0 | 0+0j | 0 | 0 | 0+0j | 35344.8 | 15056.822 | 35344.8+15056.822j | 0 | 0 | 0+0j | 0 | 0 | 0+0j | 0 | 0 | 0 | 0 | 0 | 0 | 0 | 0 | 0 | 0 | 0 | 0 | 0 | 0 | 0 | 0 | 0 | 0 | 1 | 0 | 0 | 1 | 0 | 0 | 0 | 0 | 0 | 0 | 0 | OPEN | node_1402011_174_15311228_912 | AN | 8101502
load_220339133 |  | 0 | R | 0 | 0 | 0 | 0 | 0 | 0 | 0 | 0 | 0 | 0 | 0 | 0+0j | 0 | 0 | 0+0j | 0 | 0 | 0+0j | 0 | 0 | 0+0j | 0 | 0 | 0+0j | 0 | 0 | 0+0j | 52142.4 | 22212.569 | 52142.4+22212.569j | 0 | 0 | 0+0j | 0 | 0 | 0+0j | 0 | 0 | 0 | 0 | 0 | 0 | 0 | 0 | 0 | 0 | 0 | 0 | 0 | 0 | 0 | 0 | 0 | 0 | 1 | 0 | 0 | 1 | 0 | 0 | 0 | 0 | 0 | 0 | 0 | OPEN | node_1402264_946_15311247_686 | AN | 8101502
load_220339201 |  | 0 | R | 0 | 0 | 0 | 0 | 0 | 0 | 0 | 0 | 0 | 0 | 0 | 0+0j | 0 | 0 | 0+0j | 0 | 0 | 0+0j | 0 | 0 | 0+0j | 0 | 0 | 0+0j | 0 | 0 | 0+0j | 2764.8 | 1177.8 | 2764.8+1177.8j | 0 | 0 | 0+0j | 0 | 0 | 0+0j | 0 | 0 | 0 | 0 | 0 | 0 | 0 | 0 | 0 | 0 | 0 | 0 | 0 | 0 | 0 | 0 | 0 | 0 | 1 | 0 | 0 | 1 | 0 | 0 | 0 | 0 | 0 | 0 | 0 | OPEN | node_1405714_103_15312766_875 | AN | 8101502
load_220339202 |  | 0 | R | 0 | 0 | 0 | 0 | 0 | 0 | 0 | 0 | 0 | 0 | 0 | 0+0j | 0 | 0 | 0+0j | 0 | 0 | 0+0j | 0 | 0 | 0+0j | 0 | 0 | 0+0j | 0 | 0 | 0+0j | 34596 | 14737.834 | 34596+14737.834j | 0 | 0 | 0+0j | 0 | 0 | 0+0j | 0 | 0 | 0 | 0 | 0 | 0 | 0 | 0 | 0 | 0 | 0 | 0 | 0 | 0 | 0 | 0 | 0 | 0 | 1 | 0 | 0 | 1 | 0 | 0 | 0 | 0 | 0 | 0 | 0 | OPEN | node_1405830_372_15313058_727 | AN | 8101502
load_220339203 |  | 0 | R | 0 | 0 | 0 | 0 | 0 | 0 | 0 | 0 | 0 | 0 | 0 | 0+0j | 0 | 0 | 0+0j | 0 | 0 | 0+0j | 0 | 0 | 0+0j | 0 | 0 | 0+0j | 0 | 0 | 0+0j | 14860.8 | 6330.674 | 14860.8+6330.674j | 0 | 0 | 0+0j | 0 | 0 | 0+0j | 0 | 0 | 0 | 0 | 0 | 0 | 0 | 0 | 0 | 0 | 0 | 0 | 0 | 0 | 0 | 0 | 0 | 0 | 1 | 0 | 0 | 1 | 0 | 0 | 0 | 0 | 0 | 0 | 0 | OPEN | node_1406016_548_15313331_879 | AN | 8101502
load_220339204 |  | 0 | R | 0 | 0 | 0 | 0 | 0 | 0 | 0 | 0 | 0 | 0 | 0 | 0+0j | 0 | 0 | 0+0j | 0 | 0 | 0+0j | 0 | 0 | 0+0j | 0 | 0 | 0+0j | 0 | 0 | 0+0j | 109634.4 | 46704.059 | 109634.4+46704.059j | 0 | 0 | 0+0j | 0 | 0 | 0+0j | 0 | 0 | 0 | 0 | 0 | 0 | 0 | 0 | 0 | 0 | 0 | 0 | 0 | 0 | 0 | 0 | 0 | 0 | 1 | 0 | 0 | 1 | 0 | 0 | 0 | 0 | 0 | 0 | 0 | OPEN | node_1406165_079_15313559_819 | AN | 8101502
load_220339205 |  | 0 | R | 0 | 0 | 0 | 0 | 0 | 0 | 0 | 0 | 0 | 0 | 0 | 0+0j | 0 | 0 | 0+0j | 0 | 0 | 0+0j | 0 | 0 | 0+0j | 0 | 0 | 0+0j | 0 | 0 | 0+0j | 29160 | 12422.108 | 29160+12422.108j | 0 | 0 | 0+0j | 0 | 0 | 0+0j | 0 | 0 | 0 | 0 | 0 | 0 | 0 | 0 | 0 | 0 | 0 | 0 | 0 | 0 | 0 | 0 | 0 | 0 | 1 | 0 | 0 | 1 | 0 | 0 | 0 | 0 | 0 | 0 | 0 | OPEN | node_1406355_387_15313851_741 | AN | 8101502
load_220339206 |  | 0 | R | 0 | 0 | 0 | 0 | 0 | 0 | 0 | 0 | 0 | 0 | 0 | 0+0j | 0 | 0 | 0+0j | 0 | 0 | 0+0j | 0 | 0 | 0+0j | 0 | 0 | 0+0j | 0 | 0 | 0+0j | 3758.4 | 1601.072 | 3758.4+1601.072j | 0 | 0 | 0+0j | 0 | 0 | 0+0j | 0 | 0 | 0 | 0 | 0 | 0 | 0 | 0 | 0 | 0 | 0 | 0 | 0 | 0 | 0 | 0 | 0 | 0 | 1 | 0 | 0 | 1 | 0 | 0 | 0 | 0 | 0 | 0 | 0 | OPEN | node_1406076_426_15314106_041 | AN | 8101502
load_220339207 |  | 0 | R | 0 | 0 | 0 | 0 | 0 | 0 | 0 | 0 | 0 | 0 | 0 | 0+0j | 0 | 0 | 0+0j | 0 | 0 | 0+0j | 0 | 0 | 0+0j | 0 | 0 | 0+0j | 0 | 0 | 0+0j | 40183.2 | 17117.972 | 40183.2+17117.972j | 0 | 0 | 0+0j | 0 | 0 | 0+0j | 0 | 0 | 0 | 0 | 0 | 0 | 0 | 0 | 0 | 0 | 0 | 0 | 0 | 0 | 0 | 0 | 0 | 0 | 1 | 0 | 0 | 1 | 0 | 0 | 0 | 0 | 0 | 0 | 0 | OPEN | node_1405853_187_15314257_447 | AN | 8101502
load_220339208 |  | 0 | R | 0 | 0 | 0 | 0 | 0 | 0 | 0 | 0 | 0 | 0 | 0 | 0+0j | 0 | 0 | 0+0j | 0 | 0 | 0+0j | 0 | 0 | 0+0j | 0 | 0 | 0+0j | 0 | 0 | 0+0j | 3722.4 | 1585.736 | 3722.4+1585.736j | 0 | 0 | 0+0j | 0 | 0 | 0+0j | 0 | 0 | 0 | 0 | 0 | 0 | 0 | 0 | 0 | 0 | 0 | 0 | 0 | 0 | 0 | 0 | 0 | 0 | 1 | 0 | 0 | 1 | 0 | 0 | 0 | 0 | 0 | 0 | 0 | OPEN | node_1406414_305_15314153_429 | AN | 8101502
load_220339209 |  | 0 | R | 0 | 0 | 0 | 0 | 0 | 0 | 0 | 0 | 0 | 0 | 0 | 0+0j | 0 | 0 | 0+0j | 0 | 0 | 0+0j | 0 | 0 | 0+0j | 0 | 0 | 0+0j | 0 | 0 | 0+0j | 35589.6 | 15161.106 | 35589.6+15161.106j | 0 | 0 | 0+0j | 0 | 0 | 0+0j | 0 | 0 | 0 | 0 | 0 | 0 | 0 | 0 | 0 | 0 | 0 | 0 | 0 | 0 | 0 | 0 | 0 | 0 | 1 | 0 | 0 | 1 | 0 | 0 | 0 | 0 | 0 | 0 | 0 | OPEN | node_1406648_268_15314192_488 | AN | 8101502
load_220339210 |  | 0 | R | 0 | 0 | 0 | 0 | 0 | 0 | 0 | 0 | 0 | 0 | 0 | 0+0j | 0 | 0 | 0+0j | 0 | 0 | 0+0j | 0 | 0 | 0+0j | 0 | 0 | 0+0j | 0 | 0 | 0+0j | 19764 | 8419.429 | 19764+8419.429j | 0 | 0 | 0+0j | 0 | 0 | 0+0j | 0 | 0 | 0 | 0 | 0 | 0 | 0 | 0 | 0 | 0 | 0 | 0 | 0 | 0 | 0 | 0 | 0 | 0 | 1 | 0 | 0 | 1 | 0 | 0 | 0 | 0 | 0 | 0 | 0 | OPEN | node_1406818_472_15314042_1 | AN | 8101502
load_220339211 |  | 0 | R | 0 | 0 | 0 | 0 | 0 | 0 | 0 | 0 | 0 | 0 | 0 | 0+0j | 0 | 0 | 0+0j | 0 | 0 | 0+0j | 0 | 0 | 0+0j | 0 | 0 | 0+0j | 0 | 0 | 0+0j | 30564 | 13020.209 | 30564+13020.209j | 0 | 0 | 0+0j | 0 | 0 | 0+0j | 0 | 0 | 0 | 0 | 0 | 0 | 0 | 0 | 0 | 0 | 0 | 0 | 0 | 0 | 0 | 0 | 0 | 0 | 1 | 0 | 0 | 1 | 0 | 0 | 0 | 0 | 0 | 0 | 0 | OPEN | node_1407109_753_15313994_78 | AN | 8101502
load_220339213 |  | 0 | C | 0 | 0 | 0 | 0 | 0 | 0 | 0 | 0 | 0 | 0 | 0 | 0+0j | 0 | 0 | 0+0j | 0 | 0 | 0+0j | 0 | 0 | 0+0j | 0 | 0 | 0+0j | 0 | 0 | 0+0j | 13000 | 5537.977 | 13000+5537.977j | 0 | 0 | 0+0j | 0 | 0 | 0+0j | 0 | 0 | 0 | 0 | 0 | 0 | 0 | 0 | 0 | 0 | 0 | 0 | 0 | 0 | 0 | 0 | 0 | 0 | 1 | 0 | 0 | 1 | 0 | 0 | 0 | 0 | 0 | 0 | 0 | OPEN | node_1407355_61_15313523_76 | AN | 8101502
load_220339214 |  | 0 | R | 0 | 0 | 0 | 0 | 0 | 0 | 0 | 0 | 0 | 0 | 0 | 0+0j | 0 | 0 | 0+0j | 0 | 0 | 0+0j | 0 | 0 | 0+0j | 0 | 0 | 0+0j | 0 | 0 | 0+0j | 19360.8 | 8247.666 | 19360.8+8247.666j | 0 | 0 | 0+0j | 0 | 0 | 0+0j | 0 | 0 | 0 | 0 | 0 | 0 | 0 | 0 | 0 | 0 | 0 | 0 | 0 | 0 | 0 | 0 | 0 | 0 | 1 | 0 | 0 | 1 | 0 | 0 | 0 | 0 | 0 | 0 | 0 | OPEN | node_1407498_731_15313873_228 | AN | 8101502
load_220339215 |  | 0 | R | 0 | 0 | 0 | 0 | 0 | 0 | 0 | 0 | 0 | 0 | 0 | 0+0j | 0 | 0 | 0+0j | 0 | 0 | 0+0j | 0 | 0 | 0+0j | 0 | 0 | 0+0j | 0 | 0 | 0+0j | 11584.8 | 4935.104 | 11584.8+4935.104j | 0 | 0 | 0+0j | 0 | 0 | 0+0j | 0 | 0 | 0 | 0 | 0 | 0 | 0 | 0 | 0 | 0 | 0 | 0 | 0 | 0 | 0 | 0 | 0 | 0 | 1 | 0 | 0 | 1 | 0 | 0 | 0 | 0 | 0 | 0 | 0 | OPEN | node_1407714_132_15313874_266 | AN | 8101502
load_220339216 |  | 0 | R | 0 | 0 | 0 | 0 | 0 | 0 | 0 | 0 | 0 | 0 | 0 | 0+0j | 0 | 0 | 0+0j | 0 | 0 | 0+0j | 0 | 0 | 0+0j | 0 | 0 | 0+0j | 0 | 0 | 0+0j | 29304 | 12483.452 | 29304+12483.452j | 0 | 0 | 0+0j | 0 | 0 | 0+0j | 0 | 0 | 0 | 0 | 0 | 0 | 0 | 0 | 0 | 0 | 0 | 0 | 0 | 0 | 0 | 0 | 0 | 0 | 1 | 0 | 0 | 1 | 0 | 0 | 0 | 0 | 0 | 0 | 0 | OPEN | node_1407867_479_15313760_719 | AN | 8101502
load_220339217 |  | 0 | R | 0 | 0 | 0 | 0 | 0 | 0 | 0 | 0 | 0 | 0 | 0 | 0+0j | 0 | 0 | 0+0j | 0 | 0 | 0+0j | 0 | 0 | 0+0j | 0 | 0 | 0+0j | 0 | 0 | 0+0j | 19548 | 8327.413 | 19548+8327.413j | 0 | 0 | 0+0j | 0 | 0 | 0+0j | 0 | 0 | 0 | 0 | 0 | 0 | 0 | 0 | 0 | 0 | 0 | 0 | 0 | 0 | 0 | 0 | 0 | 0 | 1 | 0 | 0 | 1 | 0 | 0 | 0 | 0 | 0 | 0 | 0 | OPEN | node_1407895_424_15313390_573 | AN | 8101502
load_220339218 |  | 0 | R | 0 | 0 | 0 | 0 | 0 | 0 | 0 | 0 | 0 | 0 | 0 | 0+0j | 0 | 0 | 0+0j | 0 | 0 | 0+0j | 0 | 0 | 0+0j | 0 | 0 | 0+0j | 0 | 0 | 0+0j | 17524.8 | 7465.534 | 17524.8+7465.534j | 0 | 0 | 0+0j | 0 | 0 | 0+0j | 0 | 0 | 0 | 0 | 0 | 0 | 0 | 0 | 0 | 0 | 0 | 0 | 0 | 0 | 0 | 0 | 0 | 0 | 1 | 0 | 0 | 1 | 0 | 0 | 0 | 0 | 0 | 0 | 0 | OPEN | node_1408221_894_15313306_055 | AN | 8101502
load_220339219 |  | 0 | R | 0 | 0 | 0 | 0 | 0 | 0 | 0 | 0 | 0 | 0 | 0 | 0+0j | 0 | 0 | 0+0j | 0 | 0 | 0+0j | 0 | 0 | 0+0j | 0 | 0 | 0+0j | 0 | 0 | 0+0j | 43207.2 | 18406.19 | 43207.2+18406.19j | 0 | 0 | 0+0j | 0 | 0 | 0+0j | 0 | 0 | 0 | 0 | 0 | 0 | 0 | 0 | 0 | 0 | 0 | 0 | 0 | 0 | 0 | 0 | 0 | 0 | 1 | 0 | 0 | 1 | 0 | 0 | 0 | 0 | 0 | 0 | 0 | OPEN | node_1405321_258_15310653_59 | AN | 8101502
load_220339220 |  | 0 | R | 0 | 0 | 0 | 0 | 0 | 0 | 0 | 0 | 0 | 0 | 0 | 0+0j | 0 | 0 | 0+0j | 0 | 0 | 0+0j | 0 | 0 | 0+0j | 0 | 0 | 0+0j | 0 | 0 | 0+0j | 23004 | 9799.663 | 23004+9799.663j | 0 | 0 | 0+0j | 0 | 0 | 0+0j | 0 | 0 | 0 | 0 | 0 | 0 | 0 | 0 | 0 | 0 | 0 | 0 | 0 | 0 | 0 | 0 | 0 | 0 | 1 | 0 | 0 | 1 | 0 | 0 | 0 | 0 | 0 | 0 | 0 | OPEN | node_1408404_417_15313601_024 | AN | 8101502
load_220339221 |  | 0 | R | 0 | 0 | 0 | 0 | 0 | 0 | 0 | 0 | 0 | 0 | 0 | 0+0j | 0 | 0 | 0+0j | 0 | 0 | 0+0j | 0 | 0 | 0+0j | 0 | 0 | 0+0j | 0 | 0 | 0+0j | 6861.6 | 2923.029 | 6861.6+2923.029j | 0 | 0 | 0+0j | 0 | 0 | 0+0j | 0 | 0 | 0 | 0 | 0 | 0 | 0 | 0 | 0 | 0 | 0 | 0 | 0 | 0 | 0 | 0 | 0 | 0 | 1 | 0 | 0 | 1 | 0 | 0 | 0 | 0 | 0 | 0 | 0 | OPEN | node_1409404_539_15313271_485 | AN | 8101502
load_220339222 |  | 0 | R | 0 | 0 | 0 | 0 | 0 | 0 | 0 | 0 | 0 | 0 | 0 | 0+0j | 0 | 0 | 0+0j | 0 | 0 | 0+0j | 0 | 0 | 0+0j | 0 | 0 | 0+0j | 0 | 0 | 0+0j | 5616 | 2392.406 | 5616+2392.406j | 0 | 0 | 0+0j | 0 | 0 | 0+0j | 0 | 0 | 0 | 0 | 0 | 0 | 0 | 0 | 0 | 0 | 0 | 0 | 0 | 0 | 0 | 0 | 0 | 0 | 1 | 0 | 0 | 1 | 0 | 0 | 0 | 0 | 0 | 0 | 0 | OPEN | node_1410368_561_15312665_98 | AN | 8101502
load_220339223 |  | 0 | R | 0 | 0 | 0 | 0 | 0 | 0 | 0 | 0 | 0 | 0 | 0 | 0+0j | 0 | 0 | 0+0j | 0 | 0 | 0+0j | 0 | 0 | 0+0j | 0 | 0 | 0+0j | 0 | 0 | 0+0j | 34855.2 | 14848.253 | 34855.2+14848.253j | 0 | 0 | 0+0j | 0 | 0 | 0+0j | 0 | 0 | 0 | 0 | 0 | 0 | 0 | 0 | 0 | 0 | 0 | 0 | 0 | 0 | 0 | 0 | 0 | 0 | 1 | 0 | 0 | 1 | 0 | 0 | 0 | 0 | 0 | 0 | 0 | OPEN | node_1410594_178_15312741_597 | AN | 8101502
load_220339224 |  | 0 | R | 0 | 0 | 0 | 0 | 0 | 0 | 0 | 0 | 0 | 0 | 0 | 0+0j | 0 | 0 | 0+0j | 0 | 0 | 0+0j | 0 | 0 | 0+0j | 0 | 0 | 0+0j | 0 | 0 | 0+0j | 13240.8 | 5640.557 | 13240.8+5640.557j | 0 | 0 | 0+0j | 0 | 0 | 0+0j | 0 | 0 | 0 | 0 | 0 | 0 | 0 | 0 | 0 | 0 | 0 | 0 | 0 | 0 | 0 | 0 | 0 | 0 | 1 | 0 | 0 | 1 | 0 | 0 | 0 | 0 | 0 | 0 | 0 | OPEN | node_1410932_216_15313018_774 | AN | 8101502
load_220339225 |  | 0 | R | 0 | 0 | 0 | 0 | 0 | 0 | 0 | 0 | 0 | 0 | 0 | 0+0j | 0 | 0 | 0+0j | 0 | 0 | 0+0j | 0 | 0 | 0+0j | 0 | 0 | 0+0j | 0 | 0 | 0+0j | 36381.6 | 15498.497 | 36381.6+15498.497j | 0 | 0 | 0+0j | 0 | 0 | 0+0j | 0 | 0 | 0 | 0 | 0 | 0 | 0 | 0 | 0 | 0 | 0 | 0 | 0 | 0 | 0 | 0 | 0 | 0 | 1 | 0 | 0 | 1 | 0 | 0 | 0 | 0 | 0 | 0 | 0 | OPEN | node_1411331_8_15312950_491 | AN | 8101502
load_220339226 |  | 0 | R | 0 | 0 | 0 | 0 | 0 | 0 | 0 | 0 | 0 | 0 | 0 | 0+0j | 0 | 0 | 0+0j | 0 | 0 | 0+0j | 0 | 0 | 0+0j | 0 | 0 | 0+0j | 0 | 0 | 0+0j | 2995.2 | 1275.95 | 2995.2+1275.95j | 0 | 0 | 0+0j | 0 | 0 | 0+0j | 0 | 0 | 0 | 0 | 0 | 0 | 0 | 0 | 0 | 0 | 0 | 0 | 0 | 0 | 0 | 0 | 0 | 0 | 1 | 0 | 0 | 1 | 0 | 0 | 0 | 0 | 0 | 0 | 0 | OPEN | node_1411715_801_15313045_779 | AN | 8101502
load_220339227 |  | 0 | R | 0 | 0 | 0 | 0 | 0 | 0 | 0 | 0 | 0 | 0 | 0 | 0+0j | 0 | 0 | 0+0j | 0 | 0 | 0+0j | 0 | 0 | 0+0j | 0 | 0 | 0+0j | 0 | 0 | 0+0j | 44344.8 | 18890.806 | 44344.8+18890.806j | 0 | 0 | 0+0j | 0 | 0 | 0+0j | 0 | 0 | 0 | 0 | 0 | 0 | 0 | 0 | 0 | 0 | 0 | 0 | 0 | 0 | 0 | 0 | 0 | 0 | 1 | 0 | 0 | 1 | 0 | 0 | 0 | 0 | 0 | 0 | 0 | OPEN | node_1411652_055_15313605_695 | AN | 8101502
load_220339228 |  | 0 | R | 0 | 0 | 0 | 0 | 0 | 0 | 0 | 0 | 0 | 0 | 0 | 0+0j | 0 | 0 | 0+0j | 0 | 0 | 0+0j | 0 | 0 | 0+0j | 0 | 0 | 0+0j | 0 | 0 | 0+0j | 6033.6 | 2570.303 | 6033.6+2570.303j | 0 | 0 | 0+0j | 0 | 0 | 0+0j | 0 | 0 | 0 | 0 | 0 | 0 | 0 | 0 | 0 | 0 | 0 | 0 | 0 | 0 | 0 | 0 | 0 | 0 | 1 | 0 | 0 | 1 | 0 | 0 | 0 | 0 | 0 | 0 | 0 | OPEN | node_1411818_305_15313839_286 | AN | 8101502
load_220339229 |  | 0 | R | 0 | 0 | 0 | 0 | 0 | 0 | 0 | 0 | 0 | 0 | 0 | 0+0j | 0 | 0 | 0+0j | 0 | 0 | 0+0j | 0 | 0 | 0+0j | 0 | 0 | 0+0j | 0 | 0 | 0+0j | 21520.8 | 9167.822 | 21520.8+9167.822j | 0 | 0 | 0+0j | 0 | 0 | 0+0j | 0 | 0 | 0 | 0 | 0 | 0 | 0 | 0 | 0 | 0 | 0 | 0 | 0 | 0 | 0 | 0 | 0 | 0 | 1 | 0 | 0 | 1 | 0 | 0 | 0 | 0 | 0 | 0 | 0 | OPEN | node_1411900_543_15313945_731 | AN | 8101502
load_220339230 |  | 0 | R | 0 | 0 | 0 | 0 | 0 | 0 | 0 | 0 | 0 | 0 | 0 | 0+0j | 0 | 0 | 0+0j | 0 | 0 | 0+0j | 0 | 0 | 0+0j | 0 | 0 | 0+0j | 0 | 0 | 0+0j | 13780.8 | 5870.596 | 13780.8+5870.596j | 0 | 0 | 0+0j | 0 | 0 | 0+0j | 0 | 0 | 0 | 0 | 0 | 0 | 0 | 0 | 0 | 0 | 0 | 0 | 0 | 0 | 0 | 0 | 0 | 0 | 1 | 0 | 0 | 1 | 0 | 0 | 0 | 0 | 0 | 0 | 0 | OPEN | node_1412111_307_15314310_666 | AN | 8101502
load_220339231 |  | 0 | R | 0 | 0 | 0 | 0 | 0 | 0 | 0 | 0 | 0 | 0 | 0 | 0+0j | 0 | 0 | 0+0j | 0 | 0 | 0+0j | 0 | 0 | 0+0j | 0 | 0 | 0+0j | 0 | 0 | 0+0j | 12996 | 5536.273 | 12996+5536.273j | 0 | 0 | 0+0j | 0 | 0 | 0+0j | 0 | 0 | 0 | 0 | 0 | 0 | 0 | 0 | 0 | 0 | 0 | 0 | 0 | 0 | 0 | 0 | 0 | 0 | 1 | 0 | 0 | 1 | 0 | 0 | 0 | 0 | 0 | 0 | 0 | OPEN | node_1412537_61_15314317_676 | AN | 8101502
load_220339232 |  | 0 | R | 0 | 0 | 0 | 0 | 0 | 0 | 0 | 0 | 0 | 0 | 0 | 0+0j | 0 | 0 | 0+0j | 0 | 0 | 0+0j | 0 | 0 | 0+0j | 0 | 0 | 0+0j | 0 | 0 | 0+0j | 5392.8 | 2297.323 | 5392.8+2297.323j | 0 | 0 | 0+0j | 0 | 0 | 0+0j | 0 | 0 | 0 | 0 | 0 | 0 | 0 | 0 | 0 | 0 | 0 | 0 | 0 | 0 | 0 | 0 | 0 | 0 | 1 | 0 | 0 | 1 | 0 | 0 | 0 | 0 | 0 | 0 | 0 | OPEN | node_1412451_804_15314577_268 | AN | 8101502
load_220339233 |  | 0 | R | 0 | 0 | 0 | 0 | 0 | 0 | 0 | 0 | 0 | 0 | 0 | 0+0j | 0 | 0 | 0+0j | 0 | 0 | 0+0j | 0 | 0 | 0+0j | 0 | 0 | 0+0j | 0 | 0 | 0+0j | 12722.4 | 5419.72 | 12722.4+5419.72j | 0 | 0 | 0+0j | 0 | 0 | 0+0j | 0 | 0 | 0 | 0 | 0 | 0 | 0 | 0 | 0 | 0 | 0 | 0 | 0 | 0 | 0 | 0 | 0 | 0 | 1 | 0 | 0 | 1 | 0 | 0 | 0 | 0 | 0 | 0 | 0 | OPEN | node_1412648_981_15314728_459 | AN | 8101502
load_220339234 |  | 0 | R | 0 | 0 | 0 | 0 | 0 | 0 | 0 | 0 | 0 | 0 | 0 | 0+0j | 0 | 0 | 0+0j | 0 | 0 | 0+0j | 0 | 0 | 0+0j | 0 | 0 | 0+0j | 0 | 0 | 0+0j | 16365.6 | 6971.716 | 16365.6+6971.716j | 0 | 0 | 0+0j | 0 | 0 | 0+0j | 0 | 0 | 0 | 0 | 0 | 0 | 0 | 0 | 0 | 0 | 0 | 0 | 0 | 0 | 0 | 0 | 0 | 0 | 1 | 0 | 0 | 1 | 0 | 0 | 0 | 0 | 0 | 0 | 0 | OPEN | node_1412825_279_15314906_443 | AN | 8101502
load_220339235 |  | 0 | R | 0 | 0 | 0 | 0 | 0 | 0 | 0 | 0 | 0 | 0 | 0 | 0+0j | 0 | 0 | 0+0j | 0 | 0 | 0+0j | 0 | 0 | 0+0j | 0 | 0 | 0+0j | 0 | 0 | 0+0j | 14263.2 | 6076.098 | 14263.2+6076.098j | 0 | 0 | 0+0j | 0 | 0 | 0+0j | 0 | 0 | 0 | 0 | 0 | 0 | 0 | 0 | 0 | 0 | 0 | 0 | 0 | 0 | 0 | 0 | 0 | 0 | 1 | 0 | 0 | 1 | 0 | 0 | 0 | 0 | 0 | 0 | 0 | OPEN | node_1405567_496_15311173_789 | AN | 8101502
load_220339236 |  | 0 | R | 0 | 0 | 0 | 0 | 0 | 0 | 0 | 0 | 0 | 0 | 0 | 0+0j | 0 | 0 | 0+0j | 0 | 0 | 0+0j | 0 | 0 | 0+0j | 0 | 0 | 0+0j | 0 | 0 | 0+0j | 24480 | 10428.436 | 24480+10428.436j | 0 | 0 | 0+0j | 0 | 0 | 0+0j | 0 | 0 | 0 | 0 | 0 | 0 | 0 | 0 | 0 | 0 | 0 | 0 | 0 | 0 | 0 | 0 | 0 | 0 | 1 | 0 | 0 | 1 | 0 | 0 | 0 | 0 | 0 | 0 | 0 | OPEN | node_1405584_277_15311430_712 | AN | 8101502
load_220339237 |  | 0 | R | 0 | 0 | 0 | 0 | 0 | 0 | 0 | 0 | 0 | 0 | 0 | 0+0j | 0 | 0 | 0+0j | 0 | 0 | 0+0j | 0 | 0 | 0+0j | 0 | 0 | 0+0j | 0 | 0 | 0+0j | 22802.4 | 9713.782 | 22802.4+9713.782j | 0 | 0 | 0+0j | 0 | 0 | 0+0j | 0 | 0 | 0 | 0 | 0 | 0 | 0 | 0 | 0 | 0 | 0 | 0 | 0 | 0 | 0 | 0 | 0 | 0 | 1 | 0 | 0 | 1 | 0 | 0 | 0 | 0 | 0 | 0 | 0 | OPEN | node_1412981_681_15315056_099 | AN | 8101502
load_220339238 |  | 0 | R | 0 | 0 | 0 | 0 | 0 | 0 | 0 | 0 | 0 | 0 | 0 | 0+0j | 0 | 0 | 0+0j | 0 | 0 | 0+0j | 0 | 0 | 0+0j | 0 | 0 | 0+0j | 0 | 0 | 0+0j | 3578.4 | 1524.392 | 3578.4+1524.392j | 0 | 0 | 0+0j | 0 | 0 | 0+0j | 0 | 0 | 0 | 0 | 0 | 0 | 0 | 0 | 0 | 0 | 0 | 0 | 0 | 0 | 0 | 0 | 0 | 0 | 1 | 0 | 0 | 1 | 0 | 0 | 0 | 0 | 0 | 0 | 0 | OPEN | node_1413213_444_15315303_844 | AN | 8101502
load_220339239 |  | 0 | C | 0 | 0 | 0 | 0 | 0 | 0 | 0 | 0 | 0 | 0 | 0 | 0+0j | 0 | 0 | 0+0j | 0 | 0 | 0+0j | 0 | 0 | 0+0j | 0 | 0 | 0+0j | 0 | 0 | 0+0j | 0 | 0 | 0+0j | 0 | 0 | 0+0j | 0 | 0 | 0+0j | 0 | 0 | 0 | 0 | 0 | 0 | 0 | 0 | 0 | 0 | 0 | 0 | 0 | 0 | 0 | 0 | 0 | 0 | 1 | 0 | 0 | 1 | 0 | 0 | 0 | 0 | 0 | 0 | 0 | OPEN | node_1412818_479_15315442_258 | AN | 8101502
load_220339240 |  | 0 | R | 0 | 0 | 0 | 0 | 0 | 0 | 0 | 0 | 0 | 0 | 0 | 0+0j | 0 | 0 | 0+0j | 0 | 0 | 0+0j | 0 | 0 | 0+0j | 0 | 0 | 0+0j | 0 | 0 | 0+0j | 10620 | 4524.101 | 10620+4524.101j | 0 | 0 | 0+0j | 0 | 0 | 0+0j | 0 | 0 | 0 | 0 | 0 | 0 | 0 | 0 | 0 | 0 | 0 | 0 | 0 | 0 | 0 | 0 | 0 | 0 | 1 | 0 | 0 | 1 | 0 | 0 | 0 | 0 | 0 | 0 | 0 | OPEN | node_1405592_987_15311618_109 | AN | 8101502
load_220339241 |  | 0 | R | 0 | 0 | 0 | 0 | 0 | 0 | 0 | 0 | 0 | 0 | 0 | 0+0j | 0 | 0 | 0+0j | 0 | 0 | 0+0j | 0 | 0 | 0+0j | 0 | 0 | 0+0j | 0 | 0 | 0+0j | 10065.6 | 4287.928 | 10065.6+4287.928j | 0 | 0 | 0+0j | 0 | 0 | 0+0j | 0 | 0 | 0 | 0 | 0 | 0 | 0 | 0 | 0 | 0 | 0 | 0 | 0 | 0 | 0 | 0 | 0 | 0 | 1 | 0 | 0 | 1 | 0 | 0 | 0 | 0 | 0 | 0 | 0 | OPEN | node_1405610_804_15311799_1 | AN | 8101502
load_220339242 |  | 0 | R | 0 | 0 | 0 | 0 | 0 | 0 | 0 | 0 | 0 | 0 | 0 | 0+0j | 0 | 0 | 0+0j | 0 | 0 | 0+0j | 0 | 0 | 0+0j | 0 | 0 | 0+0j | 0 | 0 | 0+0j | 18777.6 | 7999.224 | 18777.6+7999.224j | 0 | 0 | 0+0j | 0 | 0 | 0+0j | 0 | 0 | 0 | 0 | 0 | 0 | 0 | 0 | 0 | 0 | 0 | 0 | 0 | 0 | 0 | 0 | 0 | 0 | 1 | 0 | 0 | 1 | 0 | 0 | 0 | 0 | 0 | 0 | 0 | OPEN | node_1405609_412_15311940_681 | AN | 8101502
load_220339243 |  | 0 | C | 0 | 0 | 0 | 0 | 0 | 0 | 0 | 0 | 0 | 0 | 0 | 0+0j | 0 | 0 | 0+0j | 0 | 0 | 0+0j | 0 | 0 | 0+0j | 0 | 0 | 0+0j | 0 | 0 | 0+0j | 1375.2 | 585.833 | 1375.2+585.833j | 0 | 0 | 0+0j | 0 | 0 | 0+0j | 0 | 0 | 0 | 0 | 0 | 0 | 0 | 0 | 0 | 0 | 0 | 0 | 0 | 0 | 0 | 0 | 0 | 0 | 1 | 0 | 0 | 1 | 0 | 0 | 0 | 0 | 0 | 0 | 0 | OPEN | node_1405634_803_15312260_072 | AN | 8101502
load_220339377 |  | 0 | R | 0 | 0 | 0 | 0 | 0 | 0 | 0 | 0 | 0 | 0 | 0 | 0+0j | 0 | 0 | 0+0j | 0 | 0 | 0+0j | 0 | 0 | 0+0j | 0 | 0 | 0+0j | 0 | 0 | 0+0j | 20520 | 8741.483 | 20520+8741.483j | 0 | 0 | 0+0j | 0 | 0 | 0+0j | 0 | 0 | 0 | 0 | 0 | 0 | 0 | 0 | 0 | 0 | 0 | 0 | 0 | 0 | 0 | 0 | 0 | 0 | 1 | 0 | 0 | 1 | 0 | 0 | 0 | 0 | 0 | 0 | 0 | OPEN | node_1401731_387_15310967_81 | AN | 8101502
load_220339378 |  | 0 | R | 0 | 0 | 0 | 0 | 0 | 0 | 0 | 0 | 0 | 0 | 0 | 0+0j | 0 | 0 | 0+0j | 0 | 0 | 0+0j | 0 | 0 | 0+0j | 0 | 0 | 0+0j | 0 | 0 | 0+0j | 27028.8 | 11514.221 | 27028.8+11514.221j | 0 | 0 | 0+0j | 0 | 0 | 0+0j | 0 | 0 | 0 | 0 | 0 | 0 | 0 | 0 | 0 | 0 | 0 | 0 | 0 | 0 | 0 | 0 | 0 | 0 | 1 | 0 | 0 | 1 | 0 | 0 | 0 | 0 | 0 | 0 | 0 | OPEN | node_1402008_798_15310986_851 | AN | 8101502
load_220339379 |  | 0 | R | 0 | 0 | 0 | 0 | 0 | 0 | 0 | 0 | 0 | 0 | 0 | 0+0j | 0 | 0 | 0+0j | 0 | 0 | 0+0j | 0 | 0 | 0+0j | 0 | 0 | 0+0j | 0 | 0 | 0+0j | 36590.4 | 15587.445 | 36590.4+15587.445j | 0 | 0 | 0+0j | 0 | 0 | 0+0j | 0 | 0 | 0 | 0 | 0 | 0 | 0 | 0 | 0 | 0 | 0 | 0 | 0 | 0 | 0 | 0 | 0 | 0 | 1 | 0 | 0 | 1 | 0 | 0 | 0 | 0 | 0 | 0 | 0 | OPEN | node_1402325_996_15311003_538 | AN | 8101502
load_220339481 |  | 0 | R | 0 | 0 | 0 | 0 | 0 | 0 | 0 | 0 | 0 | 0 | 0 | 0+0j | 0 | 0 | 0+0j | 0 | 0 | 0+0j | 0 | 0 | 0+0j | 0 | 0 | 0+0j | 0 | 0 | 0+0j | 1231.2 | 524.489 | 1231.2+524.489j | 0 | 0 | 0+0j | 0 | 0 | 0+0j | 0 | 0 | 0 | 0 | 0 | 0 | 0 | 0 | 0 | 0 | 0 | 0 | 0 | 0 | 0 | 0 | 0 | 0 | 1 | 0 | 0 | 1 | 0 | 0 | 0 | 0 | 0 | 0 | 0 | OPEN | node_1412764_17_15314564_102 | AN | 8101502
load_220339482 |  | 0 | R | 0 | 0 | 0 | 0 | 0 | 0 | 0 | 0 | 0 | 0 | 0 | 0+0j | 0 | 0 | 0+0j | 0 | 0 | 0+0j | 0 | 0 | 0+0j | 0 | 0 | 0+0j | 0 | 0 | 0+0j | 3679.2 | 1567.333 | 3679.2+1567.333j | 0 | 0 | 0+0j | 0 | 0 | 0+0j | 0 | 0 | 0 | 0 | 0 | 0 | 0 | 0 | 0 | 0 | 0 | 0 | 0 | 0 | 0 | 0 | 0 | 0 | 1 | 0 | 0 | 1 | 0 | 0 | 0 | 0 | 0 | 0 | 0 | OPEN | node_1413037_035_15314543_418 | AN | 8101502
load_220339498 |  | 0 | R | 0 | 0 | 0 | 0 | 0 | 0 | 0 | 0 | 0 | 0 | 0 | 0+0j | 0 | 0 | 0+0j | 0 | 0 | 0+0j | 0 | 0 | 0+0j | 0 | 0 | 0+0j | 0 | 0 | 0+0j | 19879.2 | 8468.504 | 19879.2+8468.504j | 0 | 0 | 0+0j | 0 | 0 | 0+0j | 0 | 0 | 0 | 0 | 0 | 0 | 0 | 0 | 0 | 0 | 0 | 0 | 0 | 0 | 0 | 0 | 0 | 0 | 1 | 0 | 0 | 1 | 0 | 0 | 0 | 0 | 0 | 0 | 0 | OPEN | node_1405663_367_15313693_44 | AN | 8101502
load_220339499 |  | 0 | R | 0 | 0 | 0 | 0 | 0 | 0 | 0 | 0 | 0 | 0 | 0 | 0+0j | 0 | 0 | 0+0j | 0 | 0 | 0+0j | 0 | 0 | 0+0j | 0 | 0 | 0+0j | 0 | 0 | 0+0j | 19008 | 8097.374 | 19008+8097.374j | 0 | 0 | 0+0j | 0 | 0 | 0+0j | 0 | 0 | 0 | 0 | 0 | 0 | 0 | 0 | 0 | 0 | 0 | 0 | 0 | 0 | 0 | 0 | 0 | 0 | 1 | 0 | 0 | 1 | 0 | 0 | 0 | 0 | 0 | 0 | 0 | OPEN | node_1405454_904_15313812_805 | AN | 8101502
load_220339500 |  | 0 | R | 0 | 0 | 0 | 0 | 0 | 0 | 0 | 0 | 0 | 0 | 0 | 0+0j | 0 | 0 | 0+0j | 0 | 0 | 0+0j | 0 | 0 | 0+0j | 0 | 0 | 0+0j | 0 | 0 | 0+0j | 33573.6 | 14302.294 | 33573.6+14302.294j | 0 | 0 | 0+0j | 0 | 0 | 0+0j | 0 | 0 | 0 | 0 | 0 | 0 | 0 | 0 | 0 | 0 | 0 | 0 | 0 | 0 | 0 | 0 | 0 | 0 | 1 | 0 | 0 | 1 | 0 | 0 | 0 | 0 | 0 | 0 | 0 | OPEN | node_1405373_785_15313426_264 | AN | 8101502
load_220339501 |  | 0 | R | 0 | 0 | 0 | 0 | 0 | 0 | 0 | 0 | 0 | 0 | 0 | 0+0j | 0 | 0 | 0+0j | 0 | 0 | 0+0j | 0 | 0 | 0+0j | 0 | 0 | 0+0j | 0 | 0 | 0+0j | 35899.2 | 15292.995 | 35899.2+15292.995j | 0 | 0 | 0+0j | 0 | 0 | 0+0j | 0 | 0 | 0 | 0 | 0 | 0 | 0 | 0 | 0 | 0 | 0 | 0 | 0 | 0 | 0 | 0 | 0 | 0 | 1 | 0 | 0 | 1 | 0 | 0 | 0 | 0 | 0 | 0 | 0 | OPEN | node_1405290_663_15313244_163 | AN | 8101502
load_220339540 |  | 0 | R | 0 | 0 | 0 | 0 | 0 | 0 | 0 | 0 | 0 | 0 | 0 | 0+0j | 0 | 0 | 0+0j | 0 | 0 | 0+0j | 0 | 0 | 0+0j | 0 | 0 | 0+0j | 0 | 0 | 0+0j | 4309.2 | 1835.712 | 4309.2+1835.712j | 0 | 0 | 0+0j | 0 | 0 | 0+0j | 0 | 0 | 0 | 0 | 0 | 0 | 0 | 0 | 0 | 0 | 0 | 0 | 0 | 0 | 0 | 0 | 0 | 0 | 1 | 0 | 0 | 1 | 0 | 0 | 0 | 0 | 0 | 0 | 0 | OPEN | node_1402385_595_15310645_828 | AN | 8101502
load_220339541 |  | 0 | R | 0 | 0 | 0 | 0 | 0 | 0 | 0 | 0 | 0 | 0 | 0 | 0+0j | 0 | 0 | 0+0j | 0 | 0 | 0+0j | 0 | 0 | 0+0j | 0 | 0 | 0+0j | 0 | 0 | 0+0j | 4309.2 | 1835.712 | 4309.2+1835.712j | 0 | 0 | 0+0j | 0 | 0 | 0+0j | 0 | 0 | 0 | 0 | 0 | 0 | 0 | 0 | 0 | 0 | 0 | 0 | 0 | 0 | 0 | 0 | 0 | 0 | 1 | 0 | 0 | 1 | 0 | 0 | 0 | 0 | 0 | 0 | 0 | OPEN | node_1402385_062_15310619_206 | AN | 8101502
load_220339542 |  | 0 | R | 0 | 0 | 0 | 0 | 0 | 0 | 0 | 0 | 0 | 0 | 0 | 0+0j | 0 | 0 | 0+0j | 0 | 0 | 0+0j | 0 | 0 | 0+0j | 0 | 0 | 0+0j | 0 | 0 | 0+0j | 12787.2 | 5447.324 | 12787.2+5447.324j | 0 | 0 | 0+0j | 0 | 0 | 0+0j | 0 | 0 | 0 | 0 | 0 | 0 | 0 | 0 | 0 | 0 | 0 | 0 | 0 | 0 | 0 | 0 | 0 | 0 | 1 | 0 | 0 | 1 | 0 | 0 | 0 | 0 | 0 | 0 | 0 | OPEN | node_1402534_548_15311144_319 | AN | 8101502
load_220339543 |  | 0 | R | 0 | 0 | 0 | 0 | 0 | 0 | 0 | 0 | 0 | 0 | 0 | 0+0j | 0 | 0 | 0+0j | 0 | 0 | 0+0j | 0 | 0 | 0+0j | 0 | 0 | 0+0j | 0 | 0 | 0+0j | 12787.2 | 5447.324 | 12787.2+5447.324j | 0 | 0 | 0+0j | 0 | 0 | 0+0j | 0 | 0 | 0 | 0 | 0 | 0 | 0 | 0 | 0 | 0 | 0 | 0 | 0 | 0 | 0 | 0 | 0 | 0 | 1 | 0 | 0 | 1 | 0 | 0 | 0 | 0 | 0 | 0 | 0 | OPEN | node_1402530_825_15311118_135 | AN | 8101502
load_220340106 |  | 0 | C | 0 | 0 | 0 | 0 | 0 | 0 | 0 | 0 | 0 | 0 | 0 | 0+0j | 0 | 0 | 0+0j | 0 | 0 | 0+0j | 0 | 0 | 0+0j | 0 | 0 | 0+0j | 0 | 0 | 0+0j | 9000 | 3833.984 | 9000+3833.984j | 0 | 0 | 0+0j | 0 | 0 | 0+0j | 0 | 0 | 0 | 0 | 0 | 0 | 0 | 0 | 0 | 0 | 0 | 0 | 0 | 0 | 0 | 0 | 0 | 0 | 1 | 0 | 0 | 1 | 0 | 0 | 0 | 0 | 0 | 0 | 0 | OPEN | node_1405709_473_15308887_57 | AN | 8101502
load_220340107 |  | 0 | R | 0 | 0 | 0 | 0 | 0 | 0 | 0 | 0 | 0 | 0 | 0 | 0+0j | 0 | 0 | 0+0j | 0 | 0 | 0+0j | 0 | 0 | 0+0j | 0 | 0 | 0+0j | 0 | 0 | 0+0j | 20289.6 | 8643.333 | 20289.6+8643.333j | 0 | 0 | 0+0j | 0 | 0 | 0+0j | 0 | 0 | 0 | 0 | 0 | 0 | 0 | 0 | 0 | 0 | 0 | 0 | 0 | 0 | 0 | 0 | 0 | 0 | 1 | 0 | 0 | 1 | 0 | 0 | 0 | 0 | 0 | 0 | 0 | OPEN | node_1405912_004_15308844_343 | AN | 8101502
load_220340108 |  | 0 | R | 0 | 0 | 0 | 0 | 0 | 0 | 0 | 0 | 0 | 0 | 0 | 0+0j | 0 | 0 | 0+0j | 0 | 0 | 0+0j | 0 | 0 | 0+0j | 0 | 0 | 0+0j | 0 | 0 | 0+0j | 21787.2 | 9281.308 | 21787.2+9281.308j | 0 | 0 | 0+0j | 0 | 0 | 0+0j | 0 | 0 | 0 | 0 | 0 | 0 | 0 | 0 | 0 | 0 | 0 | 0 | 0 | 0 | 0 | 0 | 0 | 0 | 1 | 0 | 0 | 1 | 0 | 0 | 0 | 0 | 0 | 0 | 0 | OPEN | node_1406931_018_15309129_448 | AN | 8101502
load_220466627 |  | 0 | R | 0 | 0 | 0 | 0 | 0 | 0 | 0 | 0 | 0 | 0 | 0 | 0+0j | 0 | 0 | 0+0j | 0 | 0 | 0+0j | 0 | 0 | 0+0j | 0 | 0 | 0+0j | 0 | 0 | 0+0j | 14680.8 | 6253.995 | 14680.8+6253.995j | 0 | 0 | 0+0j | 0 | 0 | 0+0j | 0 | 0 | 0 | 0 | 0 | 0 | 0 | 0 | 0 | 0 | 0 | 0 | 0 | 0 | 0 | 0 | 0 | 0 | 1 | 0 | 0 | 1 | 0 | 0 | 0 | 0 | 0 | 0 | 0 | OPEN | node_1410723_716_15310438_881 | AN | 8101502
load_220499084 |  | 0 | R | 0 | 0 | 0 | 0 | 0 | 0 | 0 | 0 | 0 | 0 | 0 | 0+0j | 0 | 0 | 0+0j | 0 | 0 | 0+0j | 0 | 0 | 0+0j | 0 | 0 | 0+0j | 0 | 0 | 0+0j | 23961.6 | 10207.599 | 23961.6+10207.599j | 0 | 0 | 0+0j | 0 | 0 | 0+0j | 0 | 0 | 0 | 0 | 0 | 0 | 0 | 0 | 0 | 0 | 0 | 0 | 0 | 0 | 0 | 0 | 0 | 0 | 1 | 0 | 0 | 1 | 0 | 0 | 0 | 0 | 0 | 0 | 0 | OPEN | node_1412576_813_15310774_283 | AN | 8101502
load_220523973 |  | 0 | C | 0 | 0 | 0 | 0 | 0 | 0 | 0 | 0 | 0 | 0 | 0 | 0+0j | 0 | 0 | 0+0j | 0 | 0 | 0+0j | 0 | 0 | 0+0j | 0 | 0 | 0+0j | 0 | 0 | 0+0j | 12103.2 | 5155.942 | 12103.2+5155.942j | 0 | 0 | 0+0j | 0 | 0 | 0+0j | 0 | 0 | 0 | 0 | 0 | 0 | 0 | 0 | 0 | 0 | 0 | 0 | 0 | 0 | 0 | 0 | 0 | 0 | 1 | 0 | 0 | 1 | 0 | 0 | 0 | 0 | 0 | 0 | 0 | OPEN | node_1405860_657_15312501_521 | AN | 8101502
load_220527084 |  | 0 | R | 0 | 0 | 0 | 0 | 0 | 0 | 0 | 0 | 0 | 0 | 0 | 0+0j | 0 | 0 | 0+0j | 0 | 0 | 0+0j | 0 | 0 | 0+0j | 0 | 0 | 0+0j | 0 | 0 | 0+0j | 8985.6 | 3827.85 | 8985.6+3827.85j | 0 | 0 | 0+0j | 0 | 0 | 0+0j | 0 | 0 | 0 | 0 | 0 | 0 | 0 | 0 | 0 | 0 | 0 | 0 | 0 | 0 | 0 | 0 | 0 | 0 | 1 | 0 | 0 | 1 | 0 | 0 | 0 | 0 | 0 | 0 | 0 | OPEN | node_1409785_053_15310231_28 | AN | 8101502
load_220527151 |  | 0 | C | 0 | 0 | 0 | 0 | 0 | 0 | 0 | 0 | 0 | 0 | 0 | 0+0j | 0 | 0 | 0+0j | 0 | 0 | 0+0j | 0 | 0 | 0+0j | 0 | 0 | 0+0j | 0 | 0 | 0+0j | 6940.8 | 2956.768 | 6940.8+2956.768j | 0 | 0 | 0+0j | 0 | 0 | 0+0j | 0 | 0 | 0 | 0 | 0 | 0 | 0 | 0 | 0 | 0 | 0 | 0 | 0 | 0 | 0 | 0 | 0 | 0 | 1 | 0 | 0 | 1 | 0 | 0 | 0 | 0 | 0 | 0 | 0 | OPEN | node_1406277_716_15312821_249 | AN | 8101502
load_220530647 |  | 0 | R | 0 | 0 | 0 | 0 | 0 | 0 | 0 | 0 | 0 | 0 | 0 | 0+0j | 0 | 0 | 0+0j | 0 | 0 | 0+0j | 0 | 0 | 0+0j | 0 | 0 | 0+0j | 0 | 0 | 0+0j | 11095.2 | 4726.535 | 11095.2+4726.535j | 0 | 0 | 0+0j | 0 | 0 | 0+0j | 0 | 0 | 0 | 0 | 0 | 0 | 0 | 0 | 0 | 0 | 0 | 0 | 0 | 0 | 0 | 0 | 0 | 0 | 1 | 0 | 0 | 1 | 0 | 0 | 0 | 0 | 0 | 0 | 0 | OPEN | node_1409403_925_15311472_349 | AN | 8101502
load_220531407 |  | 0 | R | 0 | 0 | 0 | 0 | 0 | 0 | 0 | 0 | 0 | 0 | 0 | 0+0j | 0 | 0 | 0+0j | 0 | 0 | 0+0j | 0 | 0 | 0+0j | 0 | 0 | 0+0j | 0 | 0 | 0+0j | 48484.8 | 20654.438 | 48484.8+20654.438j | 0 | 0 | 0+0j | 0 | 0 | 0+0j | 0 | 0 | 0 | 0 | 0 | 0 | 0 | 0 | 0 | 0 | 0 | 0 | 0 | 0 | 0 | 0 | 0 | 0 | 1 | 0 | 0 | 1 | 0 | 0 | 0 | 0 | 0 | 0 | 0 | OPEN | node_1406226_998_15312768_232 | AN | 8101502
load_220532330 |  | 0 | R | 0 | 0 | 0 | 0 | 0 | 0 | 0 | 0 | 0 | 0 | 0 | 0+0j | 0 | 0 | 0+0j | 0 | 0 | 0+0j | 0 | 0 | 0+0j | 0 | 0 | 0+0j | 0 | 0 | 0+0j | 13262.4 | 5649.759 | 13262.4+5649.759j | 0 | 0 | 0+0j | 0 | 0 | 0+0j | 0 | 0 | 0 | 0 | 0 | 0 | 0 | 0 | 0 | 0 | 0 | 0 | 0 | 0 | 0 | 0 | 0 | 0 | 1 | 0 | 0 | 1 | 0 | 0 | 0 | 0 | 0 | 0 | 0 | OPEN | node_1407590_215_15313422_616 | AN | 8101502
load_220613550 |  | 0 | C | 0 | 0 | 0 | 0 | 0 | 0 | 0 | 0 | 0 | 0 | 0 | 0+0j | 0 | 0 | 0+0j | 0 | 0 | 0+0j | 0 | 0 | 0+0j | 0 | 0 | 0+0j | 0 | 0 | 0+0j | 0 | 0 | 0+0j | 0 | 0 | 0+0j | 0 | 0 | 0+0j | 0 | 0 | 0 | 0 | 0 | 0 | 0 | 0 | 0 | 0 | 0 | 0 | 0 | 0 | 0 | 0 | 0 | 0 | 1 | 0 | 0 | 1 | 0 | 0 | 0 | 0 | 0 | 0 | 0 | OPEN | node_1412065_488_15315048_768 | AN | 8101502
load_220618591 |  | 0 | R | 0 | 0 | 0 | 0 | 0 | 0 | 0 | 0 | 0 | 0 | 0 | 0+0j | 0 | 0 | 0+0j | 0 | 0 | 0+0j | 0 | 0 | 0+0j | 0 | 0 | 0+0j | 0 | 0 | 0+0j | 8755.2 | 3729.7 | 8755.2+3729.7j | 0 | 0 | 0+0j | 0 | 0 | 0+0j | 0 | 0 | 0 | 0 | 0 | 0 | 0 | 0 | 0 | 0 | 0 | 0 | 0 | 0 | 0 | 0 | 0 | 0 | 1 | 0 | 0 | 1 | 0 | 0 | 0 | 0 | 0 | 0 | 0 | OPEN | node_1412425_151_15314273_976 | AN | 8101502
load_220622637 |  | 0 | R | 0 | 0 | 0 | 0 | 0 | 0 | 0 | 0 | 0 | 0 | 0 | 0+0j | 0 | 0 | 0+0j | 0 | 0 | 0+0j | 0 | 0 | 0+0j | 0 | 0 | 0+0j | 0 | 0 | 0+0j | 4176 | 1778.969 | 4176+1778.969j | 0 | 0 | 0+0j | 0 | 0 | 0+0j | 0 | 0 | 0 | 0 | 0 | 0 | 0 | 0 | 0 | 0 | 0 | 0 | 0 | 0 | 0 | 0 | 0 | 0 | 1 | 0 | 0 | 1 | 0 | 0 | 0 | 0 | 0 | 0 | 0 | OPEN | node_1412224_781_15310663_142 | AN | 8101502
load_311909706 |  | 0 | C | 0 | 0 | 0 | 0 | 0 | 0 | 0 | 0 | 0 | 0 | 0 | 0+0j | 0 | 0 | 0+0j | 0 | 0 | 0+0j | 0 | 0 | 0+0j | 0 | 0 | 0+0j | 0 | 0 | 0+0j | 429000 | 182753.235 | 429000+182753.235j | 0 | 0 | 0+0j | 0 | 0 | 0+0j | 0 | 0 | 0 | 0 | 0 | 0 | 0 | 0 | 0 | 0 | 0 | 0 | 0 | 0 | 0 | 0 | 0 | 0 | 1 | 0 | 0 | 1 | 0 | 0 | 0 | 0 | 0 | 0 | 0 | OPEN | node_1400926_07_15310457_707 | AN | 8101502
load_311976691 |  | 0 | C | 0 | 0 | 0 | 0 | 0 | 0 | 0 | 0 | 0 | 0 | 0 | 0+0j | 0 | 0 | 0+0j | 0 | 0 | 0+0j | 0 | 0 | 0+0j | 0 | 0 | 0+0j | 0 | 0 | 0+0j | 56000 | 23855.9 | 56000+23855.9j | 0 | 0 | 0+0j | 0 | 0 | 0+0j | 0 | 0 | 0 | 0 | 0 | 0 | 0 | 0 | 0 | 0 | 0 | 0 | 0 | 0 | 0 | 0 | 0 | 0 | 1 | 0 | 0 | 1 | 0 | 0 | 0 | 0 | 0 | 0 | 0 | OPEN | node_1402347_659_15311583_766 | AN | 8101502

## OverheadLineConductor
Name | Diameter | GeometricMeanRadius | RatingSummerContinuous | RatingSummerEmergency | RatingWinterContinuous | RatingWinterEmergency | Feeder | Comments
oh_cond_1/0_AAAC | 0.398 | 0.012 | 235 | 235 | 310 | 310 | 8101502
oh_cond_1/0_ACSR | 0.398 | 0.012 | 265 | 265 | 330 | 330 | 8101502
oh_cond_2/0_CU | 0.414 | 0.013 | 295 | 295 | 425 | 425 | 8101502
oh_cond_2_ACSR | 0.325 | 0.01 | 195 | 195 | 245 | 245 | 8101502
oh_cond_2_CU | 0.292 | 0.009 | 190 | 190 | 270 | 270 | 8101502
oh_cond_3_#7_CWD_30% | 0.311 | 0.005 | 125 | 125 | 195 | 195 | 8101502
oh_cond_4/0_AL | 0.522 | 0.016 | 365 | 365 | 480 | 480 | 8101502
oh_cond_4_CU | 0.232 | 0.007 | 140 | 140 | 200 | 200 | 8101502
oh_cond_6_CU | 0.184 | 0.006 | 110 | 110 | 150 | 150 | 8101502
oh_cond_336_5_ACSR | 0.684 | 0.024 | 555 | 555 | 705 | 705 | 8101502
oh_cond_477_MCM_AL | 0.792 | 0.025 | 605 | 605 | 810 | 810 | 8101502
oh_cond_WP-4/0-CU | 0.81 | 0.015 | 340 | 340 | 390 | 390 | 8101502

## OverheadLineConfiguration
Name | ConductorA | ConductorB | ConductorC | ConductorN | LineSpacing | Capacitance11 | Capacitance12 | Capacitance13 | Capacitance21 | Capacitance22 | Capacitance23 | Capacitance31 | Capacitance32 | Capacitance33 | Impedance11 | Impedance12 | Impedance13 | Impedance21 | Impedance22 | Impedance23 | Impedance31 | Impedance32 | Impedance33 | Feeder | Comments
bal_1P_1/0AA | oh_cond_1/0_AAAC | oh_cond_1/0_AAAC | oh_cond_1/0_AAAC |  |  | 12.796 | -3.172 | -3.172 | -3.172 | 12.796 | -3.172 | -3.172 | -3.172 | 12.796 | 0.972+1.499j | 0.095+0.781j | 0.095+0.781j | 0.095+0.781j | 0.972+1.499j | 0.095+0.781j | 0.095+0.781j | 0.095+0.781j | 0.972+1.499j | 8101502
bal_1P_1/0AC | oh_cond_1/0_ACSR | oh_cond_1/0_ACSR | oh_cond_1/0_ACSR |  |  | 12.796 | -3.172 | -3.172 | -3.172 | 12.796 | -3.172 | -3.172 | -3.172 | 12.796 | 0.983+1.218j | 0.095+0.781j | 0.095+0.781j | 0.095+0.781j | 0.983+1.218j | 0.095+0.781j | 0.095+0.781j | 0.095+0.781j | 0.983+1.218j | 8101502
bal_1P_2AC | oh_cond_2_ACSR | oh_cond_2_ACSR | oh_cond_2_ACSR |  |  | 12.393 | -3.017 | -3.017 | -3.017 | 12.393 | -3.017 | -3.017 | -3.017 | 12.393 | 1.505+1.527j | 0.095+0.781j | 0.095+0.781j | 0.095+0.781j | 1.505+1.527j | 0.095+0.781j | 0.095+0.781j | 0.095+0.781j | 1.505+1.527j | 8101502
bal_1P_4/0AL | oh_cond_4/0_AL | oh_cond_4/0_AL | oh_cond_4/0_AL |  |  | 13.381 | -3.4 | -3.4 | -3.4 | 13.381 | -3.4 | -3.4 | -3.4 | 13.381 | 0.537+1.466j | 0.095+0.781j | 0.095+0.781j | 0.095+0.781j | 0.537+1.466j | 0.095+0.781j | 0.095+0.781j | 0.095+0.781j | 0.537+1.466j | 8101502
bal_1P_4CU | oh_cond_4_CU | oh_cond_4_CU | oh_cond_4_CU |  |  | 11.78 | -2.785 | -2.785 | -2.785 | 11.78 | -2.785 | -2.785 | -2.785 | 11.78 | 1.483+1.565j | 0.095+0.781j | 0.095+0.781j | 0.095+0.781j | 1.483+1.565j | 0.095+0.781j | 0.095+0.781j | 0.095+0.781j | 1.483+1.565j | 8101502
bal_1P_6CU | oh_cond_6_CU | oh_cond_6_CU | oh_cond_6_CU |  |  | 11.393 | -2.641 | -2.641 | -2.641 | 11.393 | -2.641 | -2.641 | -2.641 | 11.393 | 2.275+1.583j | 0.095+0.781j | 0.095+0.781j | 0.095+0.781j | 2.275+1.583j | 0.095+0.781j | 0.095+0.781j | 0.095+0.781j | 2.275+1.583j | 8101502
bal_1P_477AL | oh_cond_477_MCM_AL | oh_cond_477_MCM_AL | oh_cond_477_MCM_AL |  |  | 14.4 | -3.806 | -3.806 | -3.806 | 14.4 | -3.806 | -3.806 | -3.806 | 14.4 | 0.293+1.41j | 0.095+0.781j | 0.095+0.781j | 0.095+0.781j | 0.293+1.41j | 0.095+0.781j | 0.095+0.781j | 0.095+0.781j | 0.293+1.41j | 8101502
bal_1P_DELTACUST | oh_cond_2/0_CU | oh_cond_2/0_CU | oh_cond_2/0_CU | oh_cond_3_#7_CWD_30% |  | 13.24 | -2.712 | -2.712 | -2.712 | 13.24 | -2.712 | -2.712 | -2.712 | 13.24 | 0.66+1.378j | 0.22+0.666j | 0.22+0.666j | 0.22+0.666j | 0.66+1.378j | 0.22+0.666j | 0.22+0.666j | 0.22+0.666j | 0.66+1.378j | 8101502
bal_3P_1/0AA | oh_cond_1/0_AAAC | oh_cond_1/0_AAAC | oh_cond_1/0_AAAC |  |  | 12.796 | -3.172 | -3.172 | -3.172 | 12.796 | -3.172 | -3.172 | -3.172 | 12.796 | 0.972+1.499j | 0.095+0.781j | 0.095+0.781j | 0.095+0.781j | 0.972+1.499j | 0.095+0.781j | 0.095+0.781j | 0.095+0.781j | 0.972+1.499j | 8101502
bal_3P_1/0AC | oh_cond_1/0_ACSR | oh_cond_1/0_ACSR | oh_cond_1/0_ACSR |  |  | 12.796 | -3.172 | -3.172 | -3.172 | 12.796 | -3.172 | -3.172 | -3.172 | 12.796 | 0.983+1.497j | 0.095+0.781j | 0.095+0.781j | 0.095+0.781j | 0.983+1.497j | 0.095+0.781j | 0.095+0.781j | 0.095+0.781j | 0.983+1.497j | 8101502
bal_3P_2CU | oh_cond_2_CU | oh_cond_2_CU | oh_cond_2_CU |  |  | 12.191 | -2.94 | -2.94 | -2.94 | 12.191 | -2.94 | -2.94 | -2.94 | 12.191 | 0.968+1.536j | 0.095+0.781j | 0.095+0.781j | 0.095+0.781j | 0.968+1.536j | 0.095+0.781j | 0.095+0.781j | 0.095+0.781j | 0.968+1.536j | 8101502
bal_3P_336AC | oh_cond_336_5_ACSR | oh_cond_336_5_ACSR | oh_cond_336_5_ACSR |  |  | 14.023 | -3.655 | -3.655 | -3.655 | 14.023 | -3.655 | -3.655 | -3.655 | 14.023 | 0.373+1.413j | 0.095+0.781j | 0.095+0.781j | 0.095+0.781j | 0.373+1.413j | 0.095+0.781j | 0.095+0.781j | 0.095+0.781j | 0.373+1.413j | 8101502
bal_3P_477AL | oh_cond_477_MCM_AL | oh_cond_477_MCM_AL | oh_cond_477_MCM_AL |  |  | 14.305 | -3.735 | -3.735 | -3.735 | 14.305 | -3.735 | -3.735 | -3.735 | 14.305 | 0.293+1.41j | 0.095+0.775j | 0.095+0.775j | 0.095+0.775j | 0.293+1.41j | 0.095+0.775j | 0.095+0.775j | 0.095+0.775j | 0.293+1.41j | 8101502
unb_TAPWIRE_OH | oh_cond_WP-4/0-CU | oh_cond_WP-4/0-CU | oh_cond_WP-4/0-CU | oh_cond_WP-4/0-CU |  | 14.911 | -4.341 | -1.953 | -4.341 | 15.781 | -3.724 | -1.953 | -3.724 | 14.818 | 0.365+1.097j | 0.093+0.433j | 0.094+0.34j | 0.093+0.433j | 0.368+1.078j | 0.095+0.401j | 0.094+0.34j | 0.095+0.401j | 0.368+1.077j | 8101502

## Recloser
Name | GroupId | RetryTime | MaximumNumberOfTries | Status | From | To | Length | Phases | Feeder | Comments

## RegulatorConfiguration
Name | CurrentTransducerPhase | PowerTransducerPhase | Regulation | Control | Type | CompensatorResistiveSettingA | CompensatorResistiveSettingB | CompensatorResistiveSettingC | CompensatorReactiveSettingA | CompensatorReactiveSettingB | CompensatorReactiveSettingC | BandCenter | BandWidth | CurrentTransducerRatio | PowerTransducerRatio | ConnectType | ControlLevel | DwellTime | TimeDelay | LowerTaps | RaiseTaps | TapPositionA | TapPositionB | TapPositionC | Feeder | Comments

## Sectionalizer
Name | GroupId | OperatingMode | PhaseAState | PhaseBState | PhaseCState | CurrentInAReal | CurrentInAImag | CurrentInA | CurrentInBReal | CurrentInBImag | CurrentInB | CurrentInCReal | CurrentInCImag | CurrentInC | CurrentOutAReal | CurrentOutAImag | CurrentOutA | CurrentOutBReal | CurrentOutBImag | CurrentOutB | CurrentOutCReal | CurrentOutCImag | CurrentOutC | ActivePowerInA | ReactivePowerInA | PowerInA | ActivePowerInB | ReactivePowerInB | PowerInB | ActivePowerInC | ReactivePowerInC | PowerInC | ActivePowerOutA | ReactivePowerOutA | PowerOutA | ActivePowerOutB | ReactivePowerOutB | PowerOutB | ActivePowerOutC | ReactivePowerOutC | PowerOutC | Status | From | To | Length | Phases | Feeder | Comments

## Solar
Name | GroupId | SpillageCost | CapitalCost | FixedOperatingCost | VariableOperatingCost | MaxReactivePower | MaxActivePower | OutputSchedule | PlanningStatus | UnitType | UnitSubtype | ParentNode | Phases | Feeder | Comments
solar_load_220339046 |  | 0 | 0 | 0 | 0.001 | 110.72787651922471 | 259.9258130771147 | OPTIMIZED | INSTALLED | solar_pv |  | node_1402523_683_15310497_1 | AN | 8101502
solar_load_220339047 |  | 0 | 0 | 0 | 0.001 | 110.72787651922471 | 259.9258130771147 | OPTIMIZED | INSTALLED | solar_pv |  | node_1402503_975_15310494_152 | AN | 8101502
solar_load_220339049 |  | 0 | 0 | 0 | 0.001 | 361.15028201861395 | 847.7740319323173 | OPTIMIZED | INSTALLED | solar_pv |  | node_1401116_811_15310546_285 | AN | 8101502
solar_load_220339050 |  | 0 | 0 | 0 | 0.001 | 41.456607630921326 | 97.31622441607173 | OPTIMIZED | INSTALLED | solar_pv |  | node_1401210_073_15310786_082 | AN | 8101502
solar_load_220339055 |  | 0 | 0 | 0 | 0.001 | 2282.5013581454127 | 5358.006740446411 | OPTIMIZED | INSTALLED | solar_pv |  | node_1402218_645_15310438_982 | AN | 8101502
solar_load_220339056 |  | 0 | 0 | 0 | 0.001 | 1539.4724902927242 | 3613.800564373741 | OPTIMIZED | INSTALLED | solar_pv |  | node_1403156_665_15310151_347 | AN | 8101502
solar_load_220339057 |  | 0 | 0 | 0 | 0.001 | 656.9266227902028 | 1542.0878638239062 | OPTIMIZED | INSTALLED | solar_pv |  | node_1403640_637_15309971_55 | AN | 8101502
solar_load_220339058 |  | 0 | 0 | 0 | 0.001 | 42.25380009962885 | 99.18769027022698 | OPTIMIZED | INSTALLED | solar_pv |  | node_1403963_589_15310230_19 | AN | 8101502
solar_load_220339059 |  | 0 | 0 | 0 | 0.001 | 473.56117817751306 | 1111.6507173682044 | OPTIMIZED | INSTALLED | solar_pv |  | node_1404186_209_15310176_734 | AN | 8101502
solar_load_220339060 |  | 0 | 0 | 0 | 0.001 | 2237.0585282451407 | 5251.333186759564 | OPTIMIZED | INSTALLED | solar_pv |  | node_1404133_507_15310490_254 | AN | 8101502
solar_load_220339061 |  | 0 | 0 | 0 | 0.001 | 2844.556358791534 | 6677.390167625846 | OPTIMIZED | INSTALLED | solar_pv |  | node_1404774_235_15310128_491 | AN | 8101502
solar_load_220339062 |  | 0 | 0 | 0 | 0.001 | 382.67577830278213 | 898.3036099945083 | OPTIMIZED | INSTALLED | solar_pv |  | node_1404623_05_15309898_151 | AN | 8101502
solar_load_220339063 |  | 0 | 0 | 0 | 0.001 | 999.7404383252917 | 2346.818181110653 | OPTIMIZED | INSTALLED | solar_pv |  | node_1404405_547_15309630_185 | AN | 8101502
solar_load_220339064 |  | 0 | 0 | 0 | 0.001 | 2740.9148397142303 | 6434.099606585666 | OPTIMIZED | INSTALLED | solar_pv |  | node_1405011_499_15309907_243 | AN | 8101502
solar_load_220339065 |  | 0 | 0 | 0 | 0.001 | 2341.4972397911515 | 5496.495213653899 | OPTIMIZED | INSTALLED | solar_pv |  | node_1405547_874_15310051_645 | AN | 8101502
solar_load_220339066 |  | 0 | 0 | 0 | 0.001 | 2200.3855952780905 | 5165.245757468423 | OPTIMIZED | INSTALLED | solar_pv |  | node_1404979_249_15309643_323 | AN | 8101502
solar_load_220339067 |  | 0 | 0 | 0 | 0.001 | 6179.415977306691 | 14505.731835557153 | OPTIMIZED | INSTALLED | solar_pv |  | node_1405391_914_15309437_244 | AN | 8101502
solar_load_220339068 |  | 0 | 0 | 0 | 0.001 | 976.6202971778953 | 2292.545671340152 | OPTIMIZED | INSTALLED | solar_pv |  | node_1405526_482_15309433_238 | AN | 8101502
solar_load_220339069 |  | 0 | 0 | 0 | 0.001 | 3049.447299688392 | 7158.35689214374 | OPTIMIZED | INSTALLED | solar_pv |  | node_1405723_982_15309381_758 | AN | 8101502
solar_load_220339070 |  | 0 | 0 | 0 | 0.001 | 1371.2547422887294 | 3218.9212691469884 | OPTIMIZED | INSTALLED | solar_pv |  | node_1406096_179_15309400_456 | AN | 8101502
solar_load_220339071 |  | 0 | 0 | 0 | 0.001 | 478.3445929155711 | 1122.8795124931355 | OPTIMIZED | INSTALLED | solar_pv |  | node_1406485_435_15310031_432 | AN | 8101502
solar_load_220339072 |  | 0 | 0 | 0 | 0.001 | 1053.9526453071592 | 2474.0778591932085 | OPTIMIZED | INSTALLED | solar_pv |  | node_1406746_922_15309446_974 | AN | 8101502
solar_load_220339073 |  | 0 | 0 | 0 | 0.001 | 1509.1773570011474 | 3542.6848619158427 | OPTIMIZED | INSTALLED | solar_pv |  | node_1407112_826_15309478_455 | AN | 8101502
solar_load_220339074 |  | 0 | 0 | 0 | 0.001 | 795.6466898971411 | 1867.7229224469156 | OPTIMIZED | INSTALLED | solar_pv |  | node_1407494_965_15309518_836 | AN | 8101502
solar_load_220339075 |  | 0 | 0 | 0 | 0.001 | 954.2976084250196 | 2240.144627423805 | OPTIMIZED | INSTALLED | solar_pv |  | node_1407792_855_15309582_08 | AN | 8101502
solar_load_220339076 |  | 0 | 0 | 0 | 0.001 | 2789.5466994151457 | 6548.259023689136 | OPTIMIZED | INSTALLED | solar_pv |  | node_1408054_067_15309552_153 | AN | 8101502
solar_load_220339077 |  | 0 | 0 | 0 | 0.001 | 1352.9182758052043 | 3175.877554501418 | OPTIMIZED | INSTALLED | solar_pv |  | node_1408635_105_15309590_941 | AN | 8101502
solar_load_220339078 |  | 0 | 0 | 0 | 0.001 | 1545.8505498940103 | 3628.7722912069826 | OPTIMIZED | INSTALLED | solar_pv |  | node_1408639_876_15310049_995 | AN | 8101502
solar_load_220339079 |  | 0 | 0 | 0 | 0.001 | 4292.34625674082 | 10075.972158771738 | OPTIMIZED | INSTALLED | solar_pv |  | node_1408826_491_15309605_023 | AN | 8101502
solar_load_220339080 |  | 0 | 0 | 0 | 0.001 | 2398.101284104955 | 5629.369289298919 | OPTIMIZED | INSTALLED | solar_pv |  | node_1409476_487_15309713_063 | AN | 8101502
solar_load_220339081 |  | 0 | 0 | 0 | 0.001 | 664.8990673289042 | 1560.8025223654583 | OPTIMIZED | INSTALLED | solar_pv |  | node_1409881_421_15309851_074 | AN | 8101502
solar_load_220339084 |  | 0 | 0 | 0 | 0.001 | 259.9006002732462 | 610.0978684546036 | OPTIMIZED | INSTALLED | solar_pv |  | node_1410547_223_15310097_589 | AN | 8101502
solar_load_220339085 |  | 0 | 0 | 0 | 0.001 | 3574.0319149729426 | 8389.781424177876 | OPTIMIZED | INSTALLED | solar_pv |  | node_1410545_473_15310834_938 | AN | 8101502
solar_load_220339087 |  | 0 | 0 | 0 | 0.001 | 658.5212676534309 | 1545.8307955322164 | OPTIMIZED | INSTALLED | solar_pv |  | node_1411222_738_15310301_319 | AN | 8101502
solar_load_220339088 |  | 0 | 0 | 0 | 0.001 | 778.1074158823236 | 1826.5506736555003 | OPTIMIZED | INSTALLED | solar_pv |  | node_1411101_401_15310743_351 | AN | 8101502
solar_load_220339089 |  | 0 | 0 | 0 | 0.001 | 137.12542224371035 | 321.89212691469885 | OPTIMIZED | INSTALLED | solar_pv |  | node_1411410_528_15310370_671 | AN | 8101502
solar_load_220339090 |  | 0 | 0 | 0 | 0.001 | 2067.246135377918 | 4852.710959824501 | OPTIMIZED | INSTALLED | solar_pv |  | node_1411619_087_15310438_104 | AN | 8101502
solar_load_220339091 |  | 0 | 0 | 0 | 0.001 | 400.2150523175997 | 939.4758587859234 | OPTIMIZED | INSTALLED | solar_pv |  | node_1412030_216_15310595_516 | AN | 8101502
solar_load_220339094 |  | 0 | 0 | 0 | 0.001 | 1229.345905306961 | 2885.800347107358 | OPTIMIZED | INSTALLED | solar_pv |  | node_1412876_152_15310882_802 | AN | 8101502
solar_load_220339107 |  | 0 | 0 | 0 | 0.001 | 4666.25213811038 | 10953.689644370535 | OPTIMIZED | INSTALLED | solar_pv |  | node_1401587_226_15311229_209 | AN | 8101502
solar_load_220339108 |  | 0 | 0 | 0 | 0.001 | 9895.356729261403 | 23228.63418177466 | OPTIMIZED | INSTALLED | solar_pv |  | node_1401389_486_15310747_234 | AN | 8101502
solar_load_220339109 |  | 0 | 0 | 0 | 0.001 | 11849.394776011713 | 27815.596990309125 | OPTIMIZED | INSTALLED | solar_pv |  | node_1402184_784_15310829_515 | AN | 8101502
solar_load_220339126 |  | 0 | 0 | 0 | 0.001 | 0 | 0 | OPTIMIZED | INSTALLED | solar_pv |  | node_1413748_944_15316197_732 | AN | 8101502
solar_load_220339127 |  | 0 | 0 | 0 | 0.001 | 444.0632373546435 | 1042.4064807644609 | OPTIMIZED | INSTALLED | solar_pv |  | node_1413246_09_15315835_319 | AN | 8101502
solar_load_220339128 |  | 0 | 0 | 0 | 0.001 | 19.93111134675316 | 46.78664635388065 | OPTIMIZED | INSTALLED | solar_pv |  | node_1413170_838_15315593_016 | AN | 8101502
solar_load_220339129 |  | 0 | 0 | 0 | 0.001 | 799.6329121664919 | 1877.0802517176915 | OPTIMIZED | INSTALLED | solar_pv |  | node_1412859_514_15315591_13 | AN | 8101502
solar_load_220339131 |  | 0 | 0 | 0 | 0.001 | 5166.122487235932 | 12127.098734925863 | OPTIMIZED | INSTALLED | solar_pv |  | node_1413757_661_15316092_601 | AN | 8101502
solar_load_220339132 |  | 0 | 0 | 0 | 0.001 | 3913.6567007073886 | 9187.025878048005 | OPTIMIZED | INSTALLED | solar_pv |  | node_1402011_174_15311228_912 | AN | 8101502
solar_load_220339133 |  | 0 | 0 | 0 | 0.001 | 5773.620057856513 | 13553.155715792145 | OPTIMIZED | INSTALLED | solar_pv |  | node_1402264_946_15311247_686 | AN | 8101502
solar_load_220339201 |  | 0 | 0 | 0 | 0.001 | 306.14062264222565 | 718.6428879956068 | OPTIMIZED | INSTALLED | solar_pv |  | node_1405714_103_15312766_875 | AN | 8101502
solar_load_220339202 |  | 0 | 0 | 0 | 0.001 | 3830.7434854455455 | 8992.39342921586 | OPTIMIZED | INSTALLED | solar_pv |  | node_1405830_372_15313058_727 | AN | 8101502
solar_load_220339203 |  | 0 | 0 | 0 | 0.001 | 1645.5055867761498 | 3862.705522976386 | OPTIMIZED | INSTALLED | solar_pv |  | node_1406016_548_15313331_879 | AN | 8101502
solar_load_220339204 |  | 0 | 0 | 0 | 0.001 | 12139.590509576536 | 28496.81056122162 | OPTIMIZED | INSTALLED | solar_pv |  | node_1406165_079_15313559_819 | AN | 8101502
solar_load_220339205 |  | 0 | 0 | 0 | 0.001 | 3228.8265220317307 | 7579.436709328665 | OPTIMIZED | INSTALLED | solar_pv |  | node_1406355_387_15313851_741 | AN | 8101502
solar_load_220339206 |  | 0 | 0 | 0 | 0.001 | 416.15994139500214 | 976.905175869028 | OPTIMIZED | INSTALLED | solar_pv |  | node_1406076_426_15314106_041 | AN | 8101502
solar_load_220339207 |  | 0 | 0 | 0 | 0.001 | 4449.4027903312835 | 10444.650932040315 | OPTIMIZED | INSTALLED | solar_pv |  | node_1405853_187_15314257_447 | AN | 8101502
solar_load_220339208 |  | 0 | 0 | 0 | 0.001 | 412.1737191256516 | 967.5478465982519 | OPTIMIZED | INSTALLED | solar_pv |  | node_1406414_305_15314153_429 | AN | 8101502
solar_load_220339209 |  | 0 | 0 | 0 | 0.001 | 3940.762804198322 | 9250.655717089281 | OPTIMIZED | INSTALLED | solar_pv |  | node_1406648_268_15314192_488 | AN | 8101502
solar_load_220339210 |  | 0 | 0 | 0 | 0.001 | 2188.426928470039 | 5137.173769656095 | OPTIMIZED | INSTALLED | solar_pv |  | node_1406818_472_15314042_1 | AN | 8101502
solar_load_220339211 |  | 0 | 0 | 0 | 0.001 | 3384.288410758967 | 7944.372550888934 | OPTIMIZED | INSTALLED | solar_pv |  | node_1407109_753_15313994_78 | AN | 8101502
solar_load_220339213 |  | 0 | 0 | 0 | 0.001 | 1439.4631745273605 | 3379.0355700024907 | OPTIMIZED | INSTALLED | solar_pv |  | node_1407355_61_15313523_76 | AN | 8101502
solar_load_220339214 |  | 0 | 0 | 0 | 0.001 | 2143.781291038474 | 5032.3716818234025 | OPTIMIZED | INSTALLED | solar_pv |  | node_1407498_731_15313873_228 | AN | 8101502
solar_load_220339215 |  | 0 | 0 | 0 | 0.001 | 1282.7609198201212 | 3011.1885593357583 | OPTIMIZED | INSTALLED | solar_pv |  | node_1407714_132_15313874_266 | AN | 8101502
solar_load_220339216 |  | 0 | 0 | 0 | 0.001 | 3244.7714111091336 | 7616.86602641177 | OPTIMIZED | INSTALLED | solar_pv |  | node_1407867_479_15313760_719 | AN | 8101502
solar_load_220339217 |  | 0 | 0 | 0 | 0.001 | 2164.509594853935 | 5081.0297940314385 | OPTIMIZED | INSTALLED | solar_pv |  | node_1407895_424_15313390_573 | AN | 8101502
solar_load_220339218 |  | 0 | 0 | 0 | 0.001 | 1940.4849950048442 | 4555.14788901382 | OPTIMIZED | INSTALLED | solar_pv |  | node_1408221_894_15313306_055 | AN | 8101502
solar_load_220339219 |  | 0 | 0 | 0 | 0.001 | 4784.243901401857 | 11230.66659078551 | OPTIMIZED | INSTALLED | solar_pv |  | node_1405321_258_15310653_59 | AN | 8101502
solar_load_220339220 |  | 0 | 0 | 0 | 0.001 | 2547.185373156717 | 5979.333404025947 | OPTIMIZED | INSTALLED | solar_pv |  | node_1408404_417_15313601_024 | AN | 8101502
solar_load_220339221 |  | 0 | 0 | 0 | 0.001 | 759.7706894729855 | 1783.5069590099304 | OPTIMIZED | INSTALLED | solar_pv |  | node_1409404_539_15313271_485 | AN | 8101502
solar_load_220339222 |  | 0 | 0 | 0 | 0.001 | 621.8480747605677 | 1459.7433662410763 | OPTIMIZED | INSTALLED | solar_pv |  | node_1410368_561_15312665_98 | AN | 8101502
solar_load_220339223 |  | 0 | 0 | 0 | 0.001 | 3859.444233799708 | 9059.766199965448 | OPTIMIZED | INSTALLED | solar_pv |  | node_1410594_178_15312741_597 | AN | 8101502
solar_load_220339224 |  | 0 | 0 | 0 | 0.001 | 1466.1263644328108 | 3441.6257057914604 | OPTIMIZED | INSTALLED | solar_pv |  | node_1410932_216_15313018_774 | AN | 8101502
solar_load_220339225 |  | 0 | 0 | 0 | 0.001 | 4028.4594341982224 | 9456.516961046356 | OPTIMIZED | INSTALLED | solar_pv |  | node_1411331_8_15312950_491 | AN | 8101502
solar_load_220339226 |  | 0 | 0 | 0 | 0.001 | 331.6523411957445 | 778.5297953285739 | OPTIMIZED | INSTALLED | solar_pv |  | node_1411715_801_15313045_779 | AN | 8101502
solar_load_220339227 |  | 0 | 0 | 0 | 0.001 | 4910.208109232037 | 11526.358195742037 | OPTIMIZED | INSTALLED | solar_pv |  | node_1411652_055_15313605_695 | AN | 8101502
solar_load_220339228 |  | 0 | 0 | 0 | 0.001 | 668.0880971295471 | 1568.2883857820793 | OPTIMIZED | INSTALLED | solar_pv |  | node_1411818_305_15313839_286 | AN | 8101502
solar_load_220339229 |  | 0 | 0 | 0 | 0.001 | 2382.95358749626 | 5593.81143806997 | OPTIMIZED | INSTALLED | solar_pv |  | node_1411900_543_15313945_731 | AN | 8101502
solar_load_220339230 |  | 0 | 0 | 0 | 0.001 | 1525.9194385472572 | 3581.9856448531023 | OPTIMIZED | INSTALLED | solar_pv |  | node_1412111_307_15314310_666 | AN | 8101502
solar_load_220339231 |  | 0 | 0 | 0 | 0.001 | 1439.020260941877 | 3377.9958667501824 | OPTIMIZED | INSTALLED | solar_pv |  | node_1412537_61_15314317_676 | AN | 8101502
solar_load_220339232 |  | 0 | 0 | 0 | 0.001 | 597.1335486757564 | 1401.7279247622641 | OPTIMIZED | INSTALLED | solar_pv |  | node_1412451_804_15314577_268 | AN | 8101502
solar_load_220339233 |  | 0 | 0 | 0 | 0.001 | 1408.7251276503002 | 3306.880164292284 | OPTIMIZED | INSTALLED | solar_pv |  | node_1412648_981_15314728_459 | AN | 8101502
solar_load_220339234 |  | 0 | 0 | 0 | 0.001 | 1812.1289498427298 | 4253.841886494829 | OPTIMIZED | INSTALLED | solar_pv |  | node_1412825_279_15314906_443 | AN | 8101502
solar_load_220339235 |  | 0 | 0 | 0 | 0.001 | 1579.3347129862304 | 3707.3738570815026 | OPTIMIZED | INSTALLED | solar_pv |  | node_1405567_496_15311173_789 | AN | 8101502
solar_load_220339236 |  | 0 | 0 | 0 | 0.001 | 2710.6197064226535 | 6362.983904127768 | OPTIMIZED | INSTALLED | solar_pv |  | node_1405584_277_15311430_712 | AN | 8101502
solar_load_220339237 |  | 0 | 0 | 0 | 0.001 | 2524.8626844038413 | 5926.932360109601 | OPTIMIZED | INSTALLED | solar_pv |  | node_1412981_681_15315056_099 | AN | 8101502
solar_load_220339238 |  | 0 | 0 | 0 | 0.001 | 396.22883004824905 | 930.1185295151472 | OPTIMIZED | INSTALLED | solar_pv |  | node_1413213_444_15315303_844 | AN | 8101502
solar_load_220339239 |  | 0 | 0 | 0 | 0.001 | 0 | 0 | OPTIMIZED | INSTALLED | solar_pv |  | node_1412818_479_15315442_258 | AN | 8101502
solar_load_220339240 |  | 0 | 0 | 0 | 0.001 | 1175.9306308679877 | 2760.412134878958 | OPTIMIZED | INSTALLED | solar_pv |  | node_1405592_987_15311618_109 | AN | 8101502
solar_load_220339241 |  | 0 | 0 | 0 | 0.001 | 1114.5431718161262 | 2616.3092641090057 | OPTIMIZED | INSTALLED | solar_pv |  | node_1405610_804_15311799_1 | AN | 8101502
solar_load_220339242 |  | 0 | 0 | 0 | 0.001 | 2079.2048021859696 | 4880.782947636829 | OPTIMIZED | INSTALLED | solar_pv |  | node_1405609_412_15311940_681 | AN | 8101502
solar_load_220339243 |  | 0 | 0 | 0 | 0.001 | 152.27311885240533 | 357.44997814364814 | OPTIMIZED | INSTALLED | solar_pv |  | node_1405634_803_15312260_072 | AN | 8101502
solar_load_220339377 |  | 0 | 0 | 0 | 0.001 | 2272.137076274776 | 5333.677684342394 | OPTIMIZED | INSTALLED | solar_pv |  | node_1401731_387_15310967_81 | AN | 8101502
solar_load_220339378 |  | 0 | 0 | 0 | 0.001 | 2992.843255374589 | 7025.4828164987175 | OPTIMIZED | INSTALLED | solar_pv |  | node_1402008_798_15310986_851 | AN | 8101502
solar_load_220339379 |  | 0 | 0 | 0 | 0.001 | 4051.5793154198063 | 9510.789470816857 | OPTIMIZED | INSTALLED | solar_pv |  | node_1402325_996_15311003_538 | AN | 8101502
solar_load_220339481 |  | 0 | 0 | 0 | 0.001 | 136.32822977500282 | 320.0206610605436 | OPTIMIZED | INSTALLED | solar_pv |  | node_1412764_17_15314564_102 | AN | 8101502
solar_load_220339482 |  | 0 | 0 | 0 | 0.001 | 407.39030438759346 | 956.3190514733204 | OPTIMIZED | INSTALLED | solar_pv |  | node_1413037_035_15314543_418 | AN | 8101502
solar_load_220339498 |  | 0 | 0 | 0 | 0.001 | 2201.1827877467986 | 5167.117223322579 | OPTIMIZED | INSTALLED | solar_pv |  | node_1405663_367_15313693_44 | AN | 8101502
solar_load_220339499 |  | 0 | 0 | 0 | 0.001 | 2104.7165207394883 | 4940.669854969797 | OPTIMIZED | INSTALLED | solar_pv |  | node_1405454_904_15313812_805 | AN | 8101502
solar_load_220339500 |  | 0 | 0 | 0 | 0.001 | 3717.5353968179393 | 8726.645277925818 | OPTIMIZED | INSTALLED | solar_pv |  | node_1405373_785_15313426_264 | AN | 8101502
solar_load_220339501 |  | 0 | 0 | 0 | 0.001 | 3975.04415975925 | 9331.128748817955 | OPTIMIZED | INSTALLED | solar_pv |  | node_1405290_663_15313244_163 | AN | 8101502
solar_load_220339540 |  | 0 | 0 | 0 | 0.001 | 477.1489341754164 | 1120.0723137119026 | OPTIMIZED | INSTALLED | solar_pv |  | node_1402385_595_15310645_828 | AN | 8101502
solar_load_220339541 |  | 0 | 0 | 0 | 0.001 | 477.1489341754164 | 1120.0723137119026 | OPTIMIZED | INSTALLED | solar_pv |  | node_1402385_062_15310619_206 | AN | 8101502
solar_load_220339542 |  | 0 | 0 | 0 | 0.001 | 1415.9001197944806 | 3323.7233569796813 | OPTIMIZED | INSTALLED | solar_pv |  | node_1402534_548_15311144_319 | AN | 8101502
solar_load_220339543 |  | 0 | 0 | 0 | 0.001 | 1415.9001197944806 | 3323.7233569796813 | OPTIMIZED | INSTALLED | solar_pv |  | node_1402530_825_15311118_135 | AN | 8101502
solar_load_220340106 |  | 0 | 0 | 0 | 0.001 | 996.5514085246485 | 2339.332317694032 | OPTIMIZED | INSTALLED | solar_pv |  | node_1405709_473_15308887_57 | AN | 8101502
solar_load_220340107 |  | 0 | 0 | 0 | 0.001 | 2246.625357721257 | 5273.790777009426 | OPTIMIZED | INSTALLED | solar_pv |  | node_1405912_004_15308844_343 | AN | 8101502
solar_load_220340108 |  | 0 | 0 | 0 | 0.001 | 2412.4515283191295 | 5663.055674673714 | OPTIMIZED | INSTALLED | solar_pv |  | node_1406931_018_15309129_448 | AN | 8101502
solar_load_220466627 |  | 0 | 0 | 0 | 0.001 | 1625.5747353552101 | 3815.9188766225056 | OPTIMIZED | INSTALLED | solar_pv |  | node_1410723_716_15310438_881 | AN | 8101502
solar_load_220499084 |  | 0 | 0 | 0 | 0.001 | 2653.2184696401428 | 6228.238362628591 | OPTIMIZED | INSTALLED | solar_pv |  | node_1412576_813_15310774_283 | AN | 8101502
solar_load_220523973 |  | 0 | 0 | 0 | 0.001 | 1340.162416528445 | 3145.9341008349347 | OPTIMIZED | INSTALLED | solar_pv |  | node_1405860_657_15312501_521 | AN | 8101502
solar_load_220527084 |  | 0 | 0 | 0 | 0.001 | 994.9570235872336 | 2335.589385985722 | OPTIMIZED | INSTALLED | solar_pv |  | node_1409785_053_15310231_28 | AN | 8101502
solar_load_220527151 |  | 0 | 0 | 0 | 0.001 | 768.5403264803942 | 1804.0930834056378 | OPTIMIZED | INSTALLED | solar_pv |  | node_1406277_716_15312821_249 | AN | 8101502
solar_load_220530647 |  | 0 | 0 | 0 | 0.001 | 1228.5484529124403 | 2883.928881253203 | OPTIMIZED | INSTALLED | solar_pv |  | node_1409403_925_15311472_349 | AN | 8101502
solar_load_220531407 |  | 0 | 0 | 0 | 0.001 | 5368.621590800854 | 12602.451061881293 | OPTIMIZED | INSTALLED | solar_pv |  | node_1406226_998_15312768_232 | AN | 8101502
solar_load_220532330 |  | 0 | 0 | 0 | 0.001 | 1468.5182017647464 | 3447.240103353926 | OPTIMIZED | INSTALLED | solar_pv |  | node_1407590_215_15313422_616 | AN | 8101502
solar_load_220613550 |  | 0 | 0 | 0 | 0.001 | 0 | 0 | OPTIMIZED | INSTALLED | solar_pv |  | node_1412065_488_15315048_768 | AN | 8101502
solar_load_220618591 |  | 0 | 0 | 0 | 0.001 | 969.4453050337146 | 2275.702478652755 | OPTIMIZED | INSTALLED | solar_pv |  | node_1412425_151_15314273_976 | AN | 8101502
solar_load_220622637 |  | 0 | 0 | 0 | 0.001 | 462.39996376398165 | 1085.450195410031 | OPTIMIZED | INSTALLED | solar_pv |  | node_1412224_781_15310663_142 | AN | 8101502
solar_load_311909706 |  | 0 | 0 | 0 | 0.001 | 47502.28319984801 | 111508.1738100822 | OPTIMIZED | INSTALLED | solar_pv |  | node_1400926_07_15310457_707 | AN | 8101502
solar_load_311976691 |  | 0 | 0 | 0 | 0.001 | 6200.764204186341 | 14555.845532318424 | OPTIMIZED | INSTALLED | solar_pv |  | node_1402347_659_15311583_766 | AN | 8101502

## Storage
Name | GroupId | InitStateOfCharge | SpinningReserveCharge | SpinningReserveDischarge | NonSpinningReserveCharge | NonSpinningReserveDischarge | RegulationUpCharge | RegulationUpDischarge | RegulationDownCharge | RegulationDownDischarge | ChargeEfficiency | DischargeEfficiency | CommitmentStatus | ConstructionTime | CalendarLife | YearOfInstallation | DepthOfDischarge | ReactivePower | ReactivePowerA | ReactivePowerB | ReactivePowerC | ActivePower | ActivePowerA | ActivePowerB | ActivePowerC | Energy | MaxEnergy | PowerCharge | PowerDischarge | RampUpLimit | RampDownLimit | CapitalCost | FixedOperatingCost | VariableOperatingCost | MaxReactivePower | MaxActivePower | OutputSchedule | PlanningStatus | UnitType | UnitSubtype | ParentNode | Phases | Feeder | Comments

## Switch
Name | GroupId | OperatingMode | PhaseAState | PhaseBState | PhaseCState | CurrentInAReal | CurrentInAImag | CurrentInA | CurrentInBReal | CurrentInBImag | CurrentInB | CurrentInCReal | CurrentInCImag | CurrentInC | CurrentOutAReal | CurrentOutAImag | CurrentOutA | CurrentOutBReal | CurrentOutBImag | CurrentOutB | CurrentOutCReal | CurrentOutCImag | CurrentOutC | ActivePowerInA | ReactivePowerInA | PowerInA | ActivePowerInB | ReactivePowerInB | PowerInB | ActivePowerInC | ReactivePowerInC | PowerInC | ActivePowerOutA | ReactivePowerOutA | PowerOutA | ActivePowerOutB | ReactivePowerOutB | PowerOutB | ActivePowerOutC | ReactivePowerOutC | PowerOutC | Status | From | To | Length | Phases | Feeder | Comments
switch_220415978 |  | INDIVIDUAL | CLOSED | CLOSED | CLOSED | 0 | 0 | 0+0j | 0 | 0 | 0+0j | 0 | 0 | 0+0j | 0 | 0 | 0+0j | 0 | 0 | 0+0j | 0 | 0 | 0+0j | 0 | 0 | 0+0j | 0 | 0 | 0+0j | 0 | 0 | 0+0j | 0 | 0 | 0+0j | 0 | 0 | 0+0j | 0 | 0 | 0+0j | OPEN | node_intto1_8101502_200834489 | node_8101502_200834489 | 0 | ABCD | 8101502
switch_220416021 |  | INDIVIDUAL | CLOSED | CLOSED | CLOSED | 0 | 0 | 0+0j | 0 | 0 | 0+0j | 0 | 0 | 0+0j | 0 | 0 | 0+0j | 0 | 0 | 0+0j | 0 | 0 | 0+0j | 0 | 0 | 0+0j | 0 | 0 | 0+0j | 0 | 0 | 0+0j | 0 | 0 | 0+0j | 0 | 0 | 0+0j | 0 | 0 | 0+0j | OPEN | node_intto1_8101502_200916275 | node_8101502_200916275 | 0 | ABCN | 8101502

## TransformerConfiguration
Name | ConnectType | NoLoadLoss | PowerRating | ReactanceResistanceRatio | FullLoadLoss | PowerARating | PowerBRating | PowerCRating | ShuntResistance | ShuntReactance | ShuntImpedance | Impedance | PrimaryVoltage | SecondaryVoltage | CoreCoilWeight | InstalledInsulationLife | InstallType | CoolantType | CoolingType | Feeder | Comments

## UndergroundLineConductor
Name | OuterDiameter | ConductorGMR | ConductorDiameter | ConductorResistance | NeutralGMR | NeutralDiameter | NeutralResistance | NeutralStrands | InsulationRelativePermittivity | ShieldGMR | ShieldResitance | RatingSummerContinuous | RatingSummerEmergency | RatingWinterContinuous | RatingWinterEmergency | Feeder | Comments
und_cond_1P_2ALURD | 0 | 0 | 0 | 0 | 0 | 0 | 0 | 0 | 0 | 0 | 0 | 125 | 125 | 140 | 140 | 8101502
und_cond_1P_DELTACUST | 0 | 0 | 0 | 0 | 0 | 0 | 0 | 0 | 0 | 0 | 0 | 685 | 685 | 685 | 685 | 8101502
und_cond_3P_DELTACUST | 0 | 0 | 0 | 0 | 0 | 0 | 0 | 0 | 0 | 0 | 0 | 685 | 685 | 685 | 685 | 8101502
und_cond_TAPWIRE_UG | 0 | 0 | 0 | 0 | 0 | 0 | 0 | 0 | 0 | 0 | 0 | 99999999 | 99999999 | 99999999 | 99999999 | 8101502

## UndergroundLineConfiguration
Name | ConductorA | ConductorB | ConductorC | ConductorN | LineSpacing | Capacitance11 | Capacitance12 | Capacitance13 | Capacitance21 | Capacitance22 | Capacitance23 | Capacitance31 | Capacitance32 | Capacitance33 | Impedance11 | Impedance12 | Impedance13 | Impedance21 | Impedance22 | Impedance23 | Impedance31 | Impedance32 | Impedance33 | Feeder | Comments
und_1P_2ALURD | und_cond_1P_2ALURD | und_cond_1P_2ALURD | und_cond_1P_2ALURD |  |  | 401.497 | 0 | 0 | 0 | 401.497 | 0 | 0 | 0 | 401.497 | 2.379+0.823j | 0+0j | 0+0j | 0+0j | 2.379+0.823j | 0+0j | 0+0j | 0+0j | 2.379+0.823j | 8101502
und_1P_DELTACUST | und_cond_1P_DELTACUST | und_cond_1P_DELTACUST | und_cond_1P_DELTACUST |  |  | 324.124 | 0 | 0 | 0 | 324.124 | 0 | 0 | 0 | 324.124 | 0.179+0.233j | 0.061+-0.024j | 0.061+-0.024j | 0.061+-0.024j | 0.179+0.233j | 0.061+-0.024j | 0.061+-0.024j | 0.061+-0.024j | 0.179+0.233j | 8101502
und_3P_DELTACUST | und_cond_3P_DELTACUST | und_cond_3P_DELTACUST | und_cond_3P_DELTACUST |  |  | 324.124 | 0 | 0 | 0 | 324.124 | 0 | 0 | 0 | 324.124 | 0.179+0.233j | 0.061+-0.024j | 0.061+-0.024j | 0.061+-0.024j | 0.179+0.233j | 0.061+-0.024j | 0.061+-0.024j | 0.061+-0.024j | 0.179+0.233j | 8101502
und_TAPWIRE_UG | und_cond_TAPWIRE_UG | und_cond_TAPWIRE_UG | und_cond_TAPWIRE_UG |  |  | 0 | 0 | 0 | 0 | 0 | 0 | 0 | 0 | 0 | 0.001+0.001j | 0+0j | 0+0j | 0+0j | 0.001+0.001j | 0+0j | 0+0j | 0+0j | 0.001+0.001j | 8101502

## Regulator
Name | GroupId | Configuration | SenseNode | Status | From | To | Length | Phases | Feeder | Comments

## Transformer
Name | GroupId | Configuration | AgingConstant | AgingGranularity | Climate | UseThermalModel | Status | From | To | Length | Phases | Feeder | Comments

## OverheadLine
Name | GroupId | Configuration | Length | Status | From | To | Phases | Feeder | Comments
oh_line_8101502_200833340 |  | bal_3P_477AL | 52.800000000000004 | OPEN | node_8101502_200833341 | node_8101502_200833340 | ABCD | 8101502
oh_line_8101502_200833341 |  | bal_3P_477AL | 105.60000000000001 | OPEN | node_8101502_200833347 | node_8101502_200833341 | ABCD | 8101502
oh_line_8101502_200833342 |  | bal_3P_477AL | 105.60000000000001 | OPEN | node_8101502_200833340 | node_8101502_200833342 | ABCD | 8101502
oh_line_8101502_200833343 |  | bal_3P_477AL | 158.4 | OPEN | node_8101502_200833342 | node_8101502_200833343 | ABCD | 8101502
oh_line_8101502_200833344 |  | bal_3P_477AL | 52.800000000000004 | OPEN | node_8101502_200833343 | node_8101502_200833344 | ABCD | 8101502
oh_line_8101502_200833347 |  | bal_3P_477AL | 52.800000000000004 | OPEN | node_8101502_200916279 | node_8101502_200833347 | ABCD | 8101502
oh_line_8101502_200833349 |  | bal_3P_336AC | 105.60000000000001 | OPEN | node_8101502_200833350 | node_8101502_200833349 | ABCD | 8101502
oh_line_8101502_200833350-1 |  | bal_3P_336AC | 105.60000000000001 | OPEN | node_1401113_549_15310403_371 | node_8101502_200833350 | ABCD | 8101502
oh_line_8101502_200833350-2 |  | bal_3P_336AC | 0 | OPEN | node_8101502_200833354 | node_1401113_549_15310403_371 | ABCD | 8101502
oh_line_8101502_200833351 |  | bal_1P_1/0AC | 158.4 | OPEN | node_8101502_200833350 | node_8101502_200833351 | AD | 8101502
oh_line_8101502_200833352 |  | bal_1P_1/0AC | 264 | OPEN | node_8101502_200833351 | node_8101502_200833352 | AD | 8101502
oh_line_8101502_200833354 |  | bal_3P_336AC | 158.4 | OPEN | node_8101502_200833355 | node_8101502_200833354 | ABCD | 8101502
oh_line_8101502_200833355 |  | bal_3P_336AC | 158.4 | OPEN | node_8101502_200833356 | node_8101502_200833355 | ABCD | 8101502
oh_line_8101502_200833356 |  | bal_3P_336AC | 158.4 | OPEN | node_8101502_200833357 | node_8101502_200833356 | ABCD | 8101502
oh_line_8101502_200833357 |  | bal_3P_336AC | 158.4 | OPEN | node_8101502_310034273 | node_8101502_200833357 | ABCD | 8101502
oh_line_8101502_200833365 |  | bal_3P_336AC | 158.4 | OPEN | node_8101502_200833366 | node_8101502_200833365 | ABCD | 8101502
oh_line_8101502_200833366 |  | bal_3P_336AC | 105.60000000000001 | OPEN | node_8101502_310034646 | node_8101502_200833366 | ABCD | 8101502
oh_line_8101502_200833370 |  | bal_1P_477AL | 264 | OPEN | node_8101502_200833341 | node_8101502_200833370 | AD | 8101502
oh_line_8101502_200833371 |  | bal_1P_477AL | 211.20000000000002 | OPEN | node_8101502_200833370 | node_8101502_200833371 | AD | 8101502
oh_line_8101502_200833372 |  | bal_1P_1/0AC | 105.60000000000001 | OPEN | node_8101502_200833371 | node_8101502_200833372 | AD | 8101502
oh_line_8101502_200833376 |  | bal_1P_477AL | 211.20000000000002 | OPEN | node_8101502_200833371 | node_8101502_200833376 | AD | 8101502
oh_line_8101502_200833377 |  | bal_1P_477AL | 211.20000000000002 | OPEN | node_8101502_200833376 | node_intto1_8101502_200833377 | AD | 8101502
oh_line_8101502_200833378 |  | bal_1P_477AL | 211.20000000000002 | OPEN | node_8101502_200833377 | node_8101502_200833378 | AD | 8101502
oh_line_8101502_200833379 |  | bal_1P_477AL | 211.20000000000002 | OPEN | node_8101502_200833378 | node_8101502_200833379 | AD | 8101502
oh_line_8101502_200833382 |  | bal_1P_477AL | 264 | OPEN | node_8101502_200833379 | node_8101502_200833382 | AD | 8101502
oh_line_8101502_200833384 |  | bal_1P_1/0AA | 316.8 | OPEN | node_8101502_200833382 | node_8101502_200833384 | AD | 8101502
oh_line_8101502_200833387 |  | bal_1P_477AL | 158.4 | OPEN | node_8101502_200833382 | node_8101502_200833387 | AD | 8101502
oh_line_8101502_200833388 |  | bal_1P_477AL | 158.4 | OPEN | node_8101502_200833387 | node_8101502_200833388 | AD | 8101502
oh_line_8101502_200833389 |  | bal_1P_477AL | 105.60000000000001 | OPEN | node_8101502_200833388 | node_8101502_200833389 | AD | 8101502
oh_line_8101502_200833391 |  | bal_1P_477AL | 158.4 | OPEN | node_8101502_200833389 | node_8101502_200833391 | AD | 8101502
oh_line_8101502_200833392 |  | bal_1P_477AL | 105.60000000000001 | OPEN | node_8101502_200833391 | node_8101502_200833392 | AD | 8101502
oh_line_8101502_200833393 |  | bal_1P_1/0AC | 316.8 | OPEN | node_8101502_200833392 | node_8101502_200833393 | AD | 8101502
oh_line_8101502_200833395 |  | bal_1P_1/0AC | 264 | OPEN | node_8101502_200833393 | node_8101502_200833395 | AD | 8101502
oh_line_8101502_200833396 |  | bal_1P_477AL | 264 | OPEN | node_8101502_200833392 | node_8101502_200833396 | AD | 8101502
oh_line_8101502_200833398 |  | bal_1P_1/0AA | 264 | OPEN | node_8101502_200833396 | node_8101502_200833398 | AD | 8101502
oh_line_8101502_200833399 |  | bal_1P_1/0AA | 264 | OPEN | node_8101502_200833398 | node_8101502_200833399 | AD | 8101502
oh_line_8101502_200833400 |  | bal_1P_2AC | 211.20000000000002 | OPEN | node_8101502_200833396 | node_8101502_200833400 | AD | 8101502
oh_line_8101502_200833402 |  | bal_1P_2AC | 264 | OPEN | node_8101502_200833400 | node_8101502_200833402 | AD | 8101502
oh_line_8101502_200833405 |  | bal_1P_2AC | 158.4 | OPEN | node_8101502_200833402 | node_8101502_200833405 | AD | 8101502
oh_line_8101502_200833407 |  | bal_1P_2AC | 158.4 | OPEN | node_8101502_200833405 | node_8101502_200833407 | AD | 8101502
oh_line_8101502_200833408 |  | bal_1P_1/0AA | 105.60000000000001 | OPEN | node_8101502_200833407 | node_intto1_8101502_200833408 | AD | 8101502
oh_line_8101502_200833409 |  | bal_1P_2AC | 211.20000000000002 | OPEN | node_8101502_200833407 | node_8101502_200833409 | AD | 8101502
oh_line_8101502_200833410 |  | bal_1P_2AC | 211.20000000000002 | OPEN | node_8101502_200833409 | node_8101502_200833410 | AD | 8101502
oh_line_8101502_200833411 |  | bal_1P_2AC | 158.4 | OPEN | node_8101502_200833410 | node_intto1_8101502_200833411 | AD | 8101502
oh_line_8101502_200833413 |  | bal_1P_2AC | 211.20000000000002 | OPEN | node_8101502_200833411 | node_8101502_200833413 | AD | 8101502
oh_line_8101502_200833414 |  | bal_1P_2AC | 158.4 | OPEN | node_8101502_200833413 | node_8101502_200833414 | AD | 8101502
oh_line_8101502_200833415 |  | bal_1P_2AC | 105.60000000000001 | OPEN | node_8101502_200833414 | node_8101502_200833415 | AD | 8101502
oh_line_8101502_200833416 |  | bal_1P_2AC | 264 | OPEN | node_8101502_200833415 | node_intto1_8101502_200833416 | AD | 8101502
oh_line_8101502_200833417 |  | bal_1P_2AC | 264 | OPEN | node_8101502_200833416 | node_8101502_200833417 | AD | 8101502
oh_line_8101502_200833418 |  | bal_1P_2AC | 211.20000000000002 | OPEN | node_8101502_200833415 | node_8101502_200833418 | AD | 8101502
oh_line_8101502_200833419 |  | bal_1P_2AC | 158.4 | OPEN | node_8101502_200833418 | node_8101502_200833419 | AD | 8101502
oh_line_8101502_200833420 |  | bal_1P_2AC | 211.20000000000002 | OPEN | node_8101502_200833419 | node_8101502_200833420 | AD | 8101502
oh_line_8101502_200833421 |  | bal_1P_2AC | 211.20000000000002 | OPEN | node_8101502_200833420 | node_8101502_200833421 | AD | 8101502
oh_line_8101502_200833422 |  | bal_1P_2AC | 211.20000000000002 | OPEN | node_8101502_200833421 | node_8101502_200833422 | AD | 8101502
oh_line_8101502_200833424 |  | bal_1P_2AC | 158.4 | OPEN | node_8101502_200833422 | node_8101502_200833424 | AD | 8101502
oh_line_8101502_200833425 |  | bal_1P_2AC | 105.60000000000001 | OPEN | node_8101502_200833424 | node_8101502_200833425 | AD | 8101502
oh_line_8101502_200833427 |  | bal_1P_2AC | 105.60000000000001 | OPEN | node_8101502_200833425 | node_8101502_200833427 | AD | 8101502
oh_line_8101502_200833428 |  | bal_1P_2AC | 158.4 | OPEN | node_8101502_200833427 | node_8101502_200833428 | AD | 8101502
oh_line_8101502_200833430 |  | bal_1P_2AC | 158.4 | OPEN | node_8101502_200833428 | node_8101502_200833430 | AD | 8101502
oh_line_8101502_200833431 |  | bal_1P_2AC | 211.20000000000002 | OPEN | node_8101502_200833430 | node_8101502_200833431 | AD | 8101502
oh_line_8101502_200833432 |  | bal_1P_2AC | 264 | OPEN | node_8101502_200833431 | node_8101502_200833432 | AD | 8101502
oh_line_8101502_200833433 |  | bal_1P_2AC | 105.60000000000001 | OPEN | node_8101502_200833432 | node_8101502_200833433 | AD | 8101502
oh_line_8101502_200833434 |  | bal_1P_2AC | 264 | OPEN | node_8101502_200833433 | node_8101502_200833434 | AD | 8101502
oh_line_8101502_200833435 |  | bal_1P_2AC | 211.20000000000002 | OPEN | node_8101502_200833432 | node_8101502_200833435 | AD | 8101502
oh_line_8101502_200833436-1 |  | bal_1P_2AC | 211.20000000000002 | OPEN | node_8101502_200833435 | node_1409036_121_15309649_257 | AD | 8101502
oh_line_8101502_200833436-2 |  | bal_1P_2AC | 0 | OPEN | node_1409036_121_15309649_257 | node_8101502_200833436 | AD | 8101502
oh_line_8101502_200833437 |  | bal_1P_2AC | 211.20000000000002 | OPEN | node_8101502_200833436 | node_8101502_200833437 | AD | 8101502
oh_line_8101502_200833439 |  | bal_1P_2AC | 211.20000000000002 | OPEN | node_8101502_200833437 | node_8101502_200833439 | AD | 8101502
oh_line_8101502_200833440 |  | bal_1P_2AC | 264 | OPEN | node_8101502_200833439 | node_8101502_200833440 | AD | 8101502
oh_line_8101502_200833441 |  | bal_1P_2AC | 158.4 | OPEN | node_8101502_200833440 | node_8101502_200833441 | AD | 8101502
oh_line_8101502_200833444 |  | bal_1P_2AC | 211.20000000000002 | OPEN | node_8101502_200833441 | node_8101502_200833444 | AD | 8101502
oh_line_8101502_200833445 |  | bal_1P_2AC | 264 | OPEN | node_8101502_200833444 | node_8101502_200833445 | AD | 8101502
oh_line_8101502_200833446 |  | bal_1P_2AC | 264 | OPEN | node_8101502_200833445 | node_8101502_200833446 | AD | 8101502
oh_line_8101502_200833447 |  | bal_1P_1/0AA | 52.800000000000004 | OPEN | node_8101502_200833446 | node_intto1_8101502_200833447 | AD | 8101502
oh_line_8101502_200833448 |  | bal_1P_1/0AA | 316.8 | OPEN | node_8101502_200833447 | node_8101502_200833448 | AD | 8101502
oh_line_8101502_200833449 |  | bal_1P_1/0AA | 369.6 | OPEN | node_8101502_200833448 | node_8101502_200833449 | AD | 8101502
oh_line_8101502_200833451 |  | bal_1P_2AC | 264 | OPEN | node_8101502_200833446 | node_8101502_200833451 | AD | 8101502
oh_line_8101502_200833452 |  | bal_1P_1/0AC | 52.800000000000004 | OPEN | node_8101502_200833451 | node_8101502_200833452 | AD | 8101502
oh_line_8101502_200833453 |  | bal_1P_1/0AC | 211.20000000000002 | OPEN | node_8101502_200833452 | node_8101502_200833453 | AD | 8101502
oh_line_8101502_200833454 |  | bal_1P_2AC | 211.20000000000002 | OPEN | node_8101502_200833451 | node_8101502_200833454 | AD | 8101502
oh_line_8101502_200833455 |  | bal_1P_2AC | 211.20000000000002 | OPEN | node_8101502_200833454 | node_8101502_200833455 | AD | 8101502
oh_line_8101502_200833456 |  | bal_1P_1/0AA | 52.800000000000004 | OPEN | node_8101502_200833455 | node_8101502_200833456 | AD | 8101502
oh_line_8101502_200833457 |  | bal_1P_1/0AA | 316.8 | OPEN | node_8101502_200833456 | node_8101502_200833457 | AD | 8101502
oh_line_8101502_200833458 |  | bal_1P_2AC | 211.20000000000002 | OPEN | node_8101502_200833455 | node_8101502_200833458 | AD | 8101502
oh_line_8101502_200833459 |  | bal_1P_2AC | 211.20000000000002 | OPEN | node_8101502_200833458 | node_8101502_200833459 | AD | 8101502
oh_line_8101502_200833460 |  | bal_1P_2AC | 211.20000000000002 | OPEN | node_8101502_200833459 | node_8101502_200833460 | AD | 8101502
oh_line_8101502_200833461 |  | bal_1P_2AC | 211.20000000000002 | OPEN | node_8101502_200833460 | node_8101502_200833461 | AD | 8101502
oh_line_8101502_200833463 |  | bal_1P_2AC | 211.20000000000002 | OPEN | node_8101502_200833461 | node_8101502_200833463 | AD | 8101502
oh_line_8101502_200833464 |  | bal_1P_2AC | 211.20000000000002 | OPEN | node_8101502_200833463 | node_8101502_200833464 | AD | 8101502
oh_line_8101502_200833466 |  | bal_1P_2AC | 158.4 | OPEN | node_8101502_200969499 | node_8101502_200833466 | AD | 8101502
oh_line_8101502_200833467 |  | bal_1P_2AC | 158.4 | OPEN | node_8101502_200833466 | node_8101502_200833467 | AD | 8101502
oh_line_8101502_200833505 |  | bal_1P_1/0AC | 52.800000000000004 | OPEN | node_8101502_200833355 | node_8101502_200833505 | AD | 8101502
oh_line_8101502_200833506 |  | bal_1P_1/0AC | 105.60000000000001 | OPEN | node_8101502_200833505 | node_8101502_200833506 | AD | 8101502
oh_line_8101502_200833507 |  | bal_1P_4CU | 105.60000000000001 | OPEN | node_8101502_200833506 | node_intto1_8101502_200833507 | AD | 8101502
oh_line_8101502_200833508 |  | bal_1P_4CU | 158.4 | OPEN | node_8101502_200833512 | node_8101502_200833508 | AD | 8101502
oh_line_8101502_200833509 |  | bal_1P_4CU | 105.60000000000001 | OPEN | node_8101502_200833508 | node_8101502_200833509 | AD | 8101502
oh_line_8101502_200833510 |  | bal_1P_4CU | 158.4 | OPEN | node_8101502_200833509 | node_8101502_200833510 | AD | 8101502
oh_line_8101502_200833511 |  | bal_1P_4CU | 105.60000000000001 | OPEN | node_8101502_200833510 | node_8101502_200833511 | AD | 8101502
oh_line_8101502_200833512 |  | bal_1P_4CU | 105.60000000000001 | OPEN | node_8101502_200833507 | node_8101502_200833512 | AD | 8101502
oh_line_8101502_200833514 |  | bal_1P_4CU | 52.800000000000004 | OPEN | node_8101502_200942007 | node_8101502_200833514 | AD | 8101502
oh_line_8101502_200833521 |  | bal_1P_4CU | 105.60000000000001 | OPEN | node_8101502_200833522 | node_8101502_200833521 | AD | 8101502
oh_line_8101502_200833522 |  | bal_1P_4CU | 105.60000000000001 | OPEN | node_8101502_200833523 | node_8101502_200833522 | AD | 8101502
oh_line_8101502_200833523 |  | bal_1P_4CU | 52.800000000000004 | OPEN | node_8101502_200833514 | node_8101502_200833523 | AD | 8101502
oh_line_8101502_200833591 |  | bal_1P_1/0AA | 105.60000000000001 | OPEN | node_8101502_200833605 | node_8101502_200833591 | AD | 8101502
oh_line_8101502_200833592 |  | bal_1P_6CU | 211.20000000000002 | OPEN | node_8101502_200833594 | node_8101502_200833592 | AD | 8101502
oh_line_8101502_200833594 |  | bal_1P_6CU | 211.20000000000002 | OPEN | node_8101502_200833595 | node_8101502_200833594 | AD | 8101502
oh_line_8101502_200833595 |  | bal_1P_2AC | 158.4 | OPEN | node_8101502_200833597 | node_8101502_200833595 | AD | 8101502
oh_line_8101502_200833597 |  | bal_1P_2AC | 316.8 | OPEN | node_8101502_200833599 | node_8101502_200833597 | AD | 8101502
oh_line_8101502_200833598 |  | bal_1P_2AC | 105.60000000000001 | OPEN | node_8101502_200833597 | node_8101502_200833598 | AD | 8101502
oh_line_8101502_200833599 |  | bal_1P_2AC | 264 | OPEN | node_8101502_200833600 | node_8101502_200833599 | AD | 8101502
oh_line_8101502_200833600 |  | bal_1P_2AC | 316.8 | OPEN | node_8101502_200833601 | node_intto1_8101502_200833600 | AD | 8101502
oh_line_8101502_200833601 |  | bal_1P_1/0AA | 369.6 | OPEN | node_8101502_200833843 | node_8101502_200833601 | AD | 8101502
oh_line_8101502_200833602 |  | bal_1P_2AC | 369.6 | OPEN | node_8101502_200833601 | node_8101502_200833602 | AD | 8101502
oh_line_8101502_200833603 |  | bal_1P_2AC | 158.4 | OPEN | node_8101502_200833602 | node_8101502_200833603 | AD | 8101502
oh_line_8101502_200833605 |  | bal_1P_6CU | 105.60000000000001 | OPEN | node_8101502_200833592 | node_8101502_200833605 | AD | 8101502
oh_line_8101502_200833606 |  | bal_1P_4/0AL | 105.60000000000001 | OPEN | node_8101502_200833605 | node_8101502_200833606 | AD | 8101502
oh_line_8101502_200833608 |  | bal_1P_4CU | 158.4 | OPEN | node_8101502_201022079 | node_8101502_200833608 | AD | 8101502
oh_line_8101502_200833609 |  | bal_1P_4CU | 105.60000000000001 | OPEN | node_8101502_200833608 | node_8101502_200833609 | AD | 8101502
oh_line_8101502_200833610 |  | bal_1P_4CU | 105.60000000000001 | OPEN | node_8101502_200833609 | node_8101502_200833610 | AD | 8101502
oh_line_8101502_200833611 |  | bal_1P_4CU | 158.4 | OPEN | node_8101502_200833610 | node_8101502_200833611 | AD | 8101502
oh_line_8101502_200833612 |  | bal_1P_4CU | 105.60000000000001 | OPEN | node_8101502_200833611 | node_8101502_200833612 | AD | 8101502
oh_line_8101502_200833740 |  | bal_1P_4CU | 158.4 | OPEN | node_8101502_200833392 | node_8101502_200833740 | AD | 8101502
oh_line_8101502_200833741 |  | bal_1P_2AC | 211.20000000000002 | OPEN | node_8101502_200833850 | node_8101502_200833741 | AD | 8101502
oh_line_8101502_200833742 |  | bal_1P_1/0AA | 211.20000000000002 | OPEN | node_8101502_200833741 | node_8101502_200833742 | AD | 8101502
oh_line_8101502_200833743 |  | bal_1P_2AC | 105.60000000000001 | OPEN | node_8101502_200833741 | node_8101502_200833743 | AD | 8101502
oh_line_8101502_200833745 |  | bal_1P_2AC | 52.800000000000004 | OPEN | node_8101502_200833743 | node_8101502_200833745 | AD | 8101502
oh_line_8101502_200833746 |  | bal_1P_2AC | 158.4 | OPEN | node_8101502_200833745 | node_8101502_200833746 | AD | 8101502
oh_line_8101502_200833747 |  | bal_1P_2AC | 158.4 | OPEN | node_8101502_200833746 | node_8101502_200833747 | AD | 8101502
oh_line_8101502_200833749 |  | bal_1P_2AC | 158.4 | OPEN | node_8101502_200833747 | node_8101502_200833749 | AD | 8101502
oh_line_8101502_200833750 |  | bal_1P_2AC | 211.20000000000002 | OPEN | node_8101502_200833749 | node_8101502_200833750 | AD | 8101502
oh_line_8101502_200833751 |  | bal_1P_2AC | 105.60000000000001 | OPEN | node_8101502_200833750 | node_8101502_200833751 | AD | 8101502
oh_line_8101502_200833752 |  | bal_1P_2AC | 158.4 | OPEN | node_8101502_200833751 | node_8101502_200833752 | AD | 8101502
oh_line_8101502_200833754 |  | bal_1P_2AC | 105.60000000000001 | OPEN | node_8101502_200833752 | node_8101502_200833754 | AD | 8101502
oh_line_8101502_200833755 |  | bal_1P_2AC | 211.20000000000002 | OPEN | node_8101502_200833754 | node_8101502_200833755 | AD | 8101502
oh_line_8101502_200833756 |  | bal_1P_2AC | 369.6 | OPEN | node_8101502_200833755 | node_8101502_200833756 | AD | 8101502
oh_line_8101502_200833757 |  | bal_1P_2AC | 211.20000000000002 | OPEN | node_8101502_200833756 | node_8101502_200833757 | AD | 8101502
oh_line_8101502_200833759 |  | bal_1P_2AC | 264 | OPEN | node_8101502_200833755 | node_8101502_200833759 | AD | 8101502
oh_line_8101502_200833760 |  | bal_1P_2AC | 475.2 | OPEN | node_8101502_200833740 | node_intto1_8101502_200833760 | AD | 8101502
oh_line_8101502_200833762 |  | bal_1P_2AC | 264 | OPEN | node_8101502_200833759 | node_8101502_200833762 | AD | 8101502
oh_line_8101502_200833765 |  | bal_1P_2AC | 211.20000000000002 | OPEN | node_8101502_200833762 | node_8101502_200833765 | AD | 8101502
oh_line_8101502_200833769 |  | bal_1P_2AC | 316.8 | OPEN | node_8101502_200833765 | node_8101502_200833769 | AD | 8101502
oh_line_8101502_200833771 |  | bal_1P_2AC | 158.4 | OPEN | node_8101502_200833769 | node_8101502_200833771 | AD | 8101502
oh_line_8101502_200833772 |  | bal_1P_2AC | 211.20000000000002 | OPEN | node_8101502_200833771 | node_8101502_200833772 | AD | 8101502
oh_line_8101502_200833773 |  | bal_1P_2AC | 211.20000000000002 | OPEN | node_8101502_200833772 | node_8101502_200833773 | AD | 8101502
oh_line_8101502_200833774 |  | bal_1P_2AC | 105.60000000000001 | OPEN | node_8101502_200833771 | node_8101502_200833774 | AD | 8101502
oh_line_8101502_200833776 |  | bal_1P_2AC | 158.4 | OPEN | node_8101502_200833774 | node_8101502_200833776 | AD | 8101502
oh_line_8101502_200833777 |  | bal_1P_2AC | 211.20000000000002 | OPEN | node_8101502_200833776 | node_8101502_200833777 | AD | 8101502
oh_line_8101502_200833778 |  | bal_1P_2AC | 211.20000000000002 | OPEN | node_8101502_200833777 | node_8101502_200833778 | AD | 8101502
oh_line_8101502_200833779 |  | bal_1P_2AC | 158.4 | OPEN | node_8101502_200833778 | node_8101502_200833779 | AD | 8101502
oh_line_8101502_200833780 |  | bal_1P_1/0AA | 52.800000000000004 | OPEN | node_8101502_200833779 | node_8101502_200833780 | AD | 8101502
oh_line_8101502_200833781 |  | bal_1P_1/0AA | 316.8 | OPEN | node_8101502_200833780 | node_8101502_200833781 | AD | 8101502
oh_line_8101502_200833782 |  | bal_1P_2AC | 264 | OPEN | node_8101502_200833779 | node_8101502_200833782 | AD | 8101502
oh_line_8101502_200833783 |  | bal_1P_1/0AA | 105.60000000000001 | OPEN | node_8101502_200833782 | node_intto1_8101502_200833783 | AD | 8101502
oh_line_8101502_200833784 |  | bal_1P_1/0AA | 0 | OPEN | node_8101502_200833783 | node_8101502_200833784 | AD | 8101502
oh_line_8101502_200833785 |  | bal_1P_1/0AA | 316.8 | OPEN | node_8101502_200833784 | node_8101502_200833785 | AD | 8101502
oh_line_8101502_200833786 |  | bal_1P_2AC | 158.4 | OPEN | node_8101502_200833760 | node_8101502_200833786 | AD | 8101502
oh_line_8101502_200833787 |  | bal_1P_1/0AA | 105.60000000000001 | OPEN | node_8101502_200833783 | node_8101502_200833787 | AD | 8101502
oh_line_8101502_200833789 |  | bal_1P_1/0AA | 211.20000000000002 | OPEN | node_8101502_200833787 | node_8101502_200833789 | AD | 8101502
oh_line_8101502_200833790 |  | bal_1P_1/0AA | 264 | OPEN | node_8101502_200833789 | node_8101502_200833790 | AD | 8101502
oh_line_8101502_200833791 |  | bal_1P_1/0AA | 264 | OPEN | node_8101502_200833790 | node_8101502_200833791 | AD | 8101502
oh_line_8101502_200833792 |  | bal_1P_1/0AA | 264 | OPEN | node_8101502_200833791 | node_8101502_200833792 | AD | 8101502
oh_line_8101502_200833793 |  | bal_1P_1/0AA | 158.4 | OPEN | node_8101502_200833792 | node_8101502_200833793 | AD | 8101502
oh_line_8101502_200833794 |  | bal_1P_1/0AA | 316.8 | OPEN | node_8101502_200833793 | node_8101502_200833794 | AD | 8101502
oh_line_8101502_200833795 |  | bal_1P_1/0AA | 264 | OPEN | node_8101502_200833794 | node_8101502_200833795 | AD | 8101502
oh_line_8101502_200833796-1 |  | bal_1P_1/0AA | 211.20000000000002 | OPEN | node_8101502_200833795 | node_1410029_829_15312820_474 | AD | 8101502
oh_line_8101502_200833796-2 |  | bal_1P_1/0AA | 0 | OPEN | node_1410029_829_15312820_474 | node_8101502_200833796 | AD | 8101502
oh_line_8101502_200833797 |  | bal_1P_1/0AA | 211.20000000000002 | OPEN | node_8101502_200833796 | node_8101502_200833797 | AD | 8101502
oh_line_8101502_200833798 |  | bal_1P_2AC | 158.4 | OPEN | node_8101502_200833797 | node_8101502_200833798 | AD | 8101502
oh_line_8101502_200833799 |  | bal_1P_2AC | 211.20000000000002 | OPEN | node_8101502_200833798 | node_8101502_200833799 | AD | 8101502
oh_line_8101502_200833801 |  | bal_1P_1/0AA | 211.20000000000002 | OPEN | node_8101502_200833799 | node_8101502_200833801 | AD | 8101502
oh_line_8101502_200833802 |  | bal_1P_1/0AA | 211.20000000000002 | OPEN | node_8101502_200833801 | node_8101502_200833802 | AD | 8101502
oh_line_8101502_200833804 |  | bal_1P_1/0AC | 211.20000000000002 | OPEN | node_8101502_200833802 | node_8101502_200833804 | AD | 8101502
oh_line_8101502_200833806 |  | bal_1P_1/0AC | 211.20000000000002 | OPEN | node_8101502_200833804 | node_8101502_200833806 | AD | 8101502
oh_line_8101502_200833807 |  | bal_1P_1/0AC | 369.6 | OPEN | node_8101502_200833806 | node_8101502_200833807 | AD | 8101502
oh_line_8101502_200833809 |  | bal_1P_2AC | 264 | OPEN | node_8101502_200833786 | node_8101502_200833809 | AD | 8101502
oh_line_8101502_200833810 |  | bal_1P_2AC | 211.20000000000002 | OPEN | node_8101502_200833809 | node_8101502_200833810 | AD | 8101502
oh_line_8101502_200833811 |  | bal_1P_1/0AC | 211.20000000000002 | OPEN | node_8101502_200833807 | node_8101502_200833811 | AD | 8101502
oh_line_8101502_200833812 |  | bal_1P_1/0AC | 158.4 | OPEN | node_8101502_200833811 | node_8101502_200833812 | AD | 8101502
oh_line_8101502_200833813 |  | bal_1P_1/0AC | 105.60000000000001 | OPEN | node_8101502_200833812 | node_8101502_200833813 | AD | 8101502
oh_line_8101502_200833814 |  | bal_1P_1/0AC | 105.60000000000001 | OPEN | node_8101502_200833813 | node_8101502_200833814 | AD | 8101502
oh_line_8101502_200833816 |  | bal_1P_2AC | 105.60000000000001 | OPEN | node_8101502_200833814 | node_8101502_200833816 | AD | 8101502
oh_line_8101502_200833818 |  | bal_1P_2AC | 211.20000000000002 | OPEN | node_8101502_200833816 | node_8101502_200833818 | AD | 8101502
oh_line_8101502_200833819 |  | bal_1P_2AC | 158.4 | OPEN | node_8101502_200833818 | node_8101502_200833819 | AD | 8101502
oh_line_8101502_200833821 |  | bal_1P_2AC | 158.4 | OPEN | node_8101502_200833819 | node_8101502_200833821 | AD | 8101502
oh_line_8101502_200833822 |  | bal_1P_2AC | 316.8 | OPEN | node_8101502_200833821 | node_8101502_200833822 | AD | 8101502
oh_line_8101502_200833826 |  | bal_1P_1/0AA | 52.800000000000004 | OPEN | node_8101502_200833822 | node_8101502_200833826 | AD | 8101502
oh_line_8101502_200833827 |  | bal_1P_1/0AA | 52.800000000000004 | OPEN | node_8101502_200833826 | node_intto1_8101502_200833827 | AD | 8101502
oh_line_8101502_200833828 |  | bal_1P_1/0AA | 105.60000000000001 | OPEN | node_8101502_201032451 | node_8101502_200833828 | AD | 8101502
oh_line_8101502_200833830 |  | bal_1P_2AC | 105.60000000000001 | OPEN | node_8101502_200833822 | node_8101502_200833830 | AD | 8101502
oh_line_8101502_200833831 |  | bal_1P_2AC | 52.800000000000004 | OPEN | node_8101502_200833830 | node_8101502_200833831 | AD | 8101502
oh_line_8101502_200833832 |  | bal_1P_2AC | 211.20000000000002 | OPEN | node_8101502_200833831 | node_8101502_200833832 | AD | 8101502
oh_line_8101502_200833834 |  | bal_1P_2AC | 264 | OPEN | node_8101502_200833832 | node_8101502_200833834 | AD | 8101502
oh_line_8101502_200833836 |  | bal_1P_2AC | 264 | OPEN | node_8101502_200833834 | node_8101502_200833836 | AD | 8101502
oh_line_8101502_200833837 |  | bal_1P_2AC | 158.4 | OPEN | node_8101502_200833810 | node_8101502_200833837 | AD | 8101502
oh_line_8101502_200833838 |  | bal_1P_2AC | 264 | OPEN | node_8101502_200833837 | node_8101502_200833838 | AD | 8101502
oh_line_8101502_200833839 |  | bal_1P_2AC | 211.20000000000002 | OPEN | node_8101502_200833836 | node_8101502_200833839 | AD | 8101502
oh_line_8101502_200833840 |  | bal_1P_2AC | 105.60000000000001 | OPEN | node_8101502_200833839 | node_8101502_200833840 | AD | 8101502
oh_line_8101502_200833841 |  | bal_1P_2AC | 211.20000000000002 | OPEN | node_8101502_200833840 | node_8101502_200833841 | AD | 8101502
oh_line_8101502_200833842 |  | bal_1P_1/0AA | 105.60000000000001 | OPEN | node_8101502_200833841 | node_intto1_8101502_200833842 | AD | 8101502
oh_line_8101502_200833843 |  | bal_1P_1/0AA | 316.8 | OPEN | node_8101502_200833842 | node_8101502_200833843 | AD | 8101502
oh_line_8101502_200833844 |  | bal_1P_2AC | 211.20000000000002 | OPEN | node_8101502_200833838 | node_8101502_200833844 | AD | 8101502
oh_line_8101502_200833846 |  | bal_1P_2AC | 211.20000000000002 | OPEN | node_8101502_200833844 | node_8101502_200833846 | AD | 8101502
oh_line_8101502_200833847 |  | bal_1P_2AC | 158.4 | OPEN | node_8101502_200833846 | node_8101502_200833847 | AD | 8101502
oh_line_8101502_200833848 |  | bal_1P_2AC | 105.60000000000001 | OPEN | node_8101502_200833847 | node_8101502_200833848 | AD | 8101502
oh_line_8101502_200833849 |  | bal_1P_2AC | 211.20000000000002 | OPEN | node_8101502_200833848 | node_8101502_200833849 | AD | 8101502
oh_line_8101502_200833850 |  | bal_1P_2AC | 158.4 | OPEN | node_8101502_200833849 | node_8101502_200833850 | AD | 8101502
oh_line_8101502_200834142 |  | bal_1P_4CU | 52.800000000000004 | OPEN | node_8101502_200833509 | node_8101502_200834142 | AD | 8101502
oh_line_8101502_200834143 |  | bal_1P_4CU | 158.4 | OPEN | node_8101502_200834142 | node_8101502_200834143 | AD | 8101502
oh_line_8101502_200834144 |  | bal_1P_4CU | 52.800000000000004 | OPEN | node_8101502_200834143 | node_8101502_200834144 | AD | 8101502
oh_line_8101502_200834145 |  | bal_1P_4CU | 105.60000000000001 | OPEN | node_8101502_200834144 | node_8101502_200834145 | AD | 8101502
oh_line_8101502_200834146 |  | bal_1P_4CU | 105.60000000000001 | OPEN | node_8101502_200834145 | node_8101502_200834146 | AD | 8101502
oh_line_8101502_200834147 |  | bal_1P_1/0AC | 105.60000000000001 | OPEN | node_8101502_200834146 | node_8101502_200834147 | AD | 8101502
oh_line_8101502_200834148 |  | bal_1P_1/0AC | 105.60000000000001 | OPEN | node_8101502_200834147 | node_8101502_200834148 | AD | 8101502
oh_line_8101502_200834149 |  | bal_1P_1/0AC | 105.60000000000001 | OPEN | node_8101502_200834148 | node_8101502_200834149 | AD | 8101502
oh_line_8101502_200834345 |  | bal_1P_1/0AC | 105.60000000000001 | OPEN | node_8101502_200833832 | node_8101502_200834345 | AD | 8101502
oh_line_8101502_200834346 |  | bal_1P_1/0AC | 211.20000000000002 | OPEN | node_8101502_200834345 | node_intto1_8101502_200834346 | AD | 8101502
oh_line_8101502_200834347 |  | bal_1P_1/0AC | 264 | OPEN | node_8101502_200834346 | node_8101502_200834347 | AD | 8101502
oh_line_8101502_200834380 |  | bal_1P_2AC | 105.60000000000001 | OPEN | node_8101502_200833750 | node_intto1_8101502_200834380 | AD | 8101502
oh_line_8101502_200834381 |  | bal_1P_2AC | 211.20000000000002 | OPEN | node_8101502_200834380 | node_8101502_200834381 | AD | 8101502
oh_line_8101502_200834382 |  | bal_1P_2AC | 211.20000000000002 | OPEN | node_8101502_200834381 | node_8101502_200834382 | AD | 8101502
oh_line_8101502_200834383 |  | bal_1P_1/0AC | 211.20000000000002 | OPEN | node_8101502_200834382 | node_8101502_200834383 | AD | 8101502
oh_line_8101502_200834384 |  | bal_1P_1/0AC | 52.800000000000004 | OPEN | node_8101502_200834382 | node_8101502_200834384 | AD | 8101502
oh_line_8101502_200834385 |  | bal_1P_1/0AC | 105.60000000000001 | OPEN | node_8101502_200834384 | node_8101502_200834385 | AD | 8101502
oh_line_8101502_200834386 |  | bal_1P_1/0AC | 158.4 | OPEN | node_8101502_200834385 | node_8101502_200834386 | AD | 8101502
oh_line_8101502_200834387 |  | bal_1P_1/0AC | 211.20000000000002 | OPEN | node_8101502_200834386 | node_8101502_200834387 | AD | 8101502
oh_line_8101502_200834485 |  | bal_3P_1/0AC | 211.20000000000002 | OPEN | node_8101502_200834486 | node_8101502_200834485 | ABCD | 8101502
oh_line_8101502_200834486 |  | bal_3P_1/0AC | 211.20000000000002 | OPEN | node_8101502_200942005 | node_8101502_200834486 | ABCD | 8101502
oh_line_8101502_200834487 |  | bal_3P_1/0AC | 52.800000000000004 | OPEN | node_8101502_200833344 | node_8101502_200834487 | ABCD | 8101502
oh_line_8101502_200834488 |  | bal_3P_1/0AA | 52.800000000000004 | OPEN | node_8101502_200834487 | node_8101502_200834488 | ABCD | 8101502
oh_line_8101502_200834489 |  | bal_3P_1/0AA | 158.4 | OPEN | node_8101502_200834488 | node_intto1_8101502_200834489 | ABCD | 8101502
oh_line_8101502_200834491 |  | bal_3P_1/0AA | 264 | OPEN | node_8101502_200942007 | node_8101502_200834491 | ABCD | 8101502
oh_line_8101502_200835934 |  | bal_1P_1/0AA | 316.8 | OPEN | node_8101502_200833408 | node_8101502_200835934 | AD | 8101502
oh_line_8101502_200835935 |  | bal_1P_1/0AA | 158.4 | OPEN | node_8101502_200835934 | node_8101502_200835935 | AD | 8101502
oh_line_8101502_200835936 |  | bal_1P_1/0AA | 158.4 | OPEN | node_8101502_200835935 | node_8101502_200835936 | AD | 8101502
oh_line_8101502_200835939 |  | bal_1P_2AC | 52.800000000000004 | OPEN | node_8101502_200833419 | node_8101502_200835939 | AD | 8101502
oh_line_8101502_200835940 |  | bal_1P_2AC | 264 | OPEN | node_8101502_200835939 | node_8101502_200835940 | AD | 8101502
oh_line_8101502_200916279 |  | bal_3P_477AL | 0 | OPEN | node_SOURCE_8101502 | node_8101502_200916279 | ABCD | 8101502
oh_line_8101502_200916302 |  | bal_3P_2CU | 52.800000000000004 | OPEN | node_8101502_200916303 | node_8101502_200916302 | ABCD | 8101502
oh_line_8101502_200916303 |  | bal_3P_2CU | 52.800000000000004 | OPEN | node_8101502_200833349 | node_intto1_8101502_200916303 | ABCD | 8101502
oh_line_8101502_200936235 |  | bal_3P_1/0AA | 158.4 | OPEN | node_8101502_200834491 | node_8101502_200936235 | ABCD | 8101502
oh_line_8101502_200942005 |  | bal_3P_1/0AA | 211.20000000000002 | OPEN | node_8101502_200936235 | node_intto1_8101502_200942005 | ABCD | 8101502
oh_line_8101502_200942007 |  | bal_3P_1/0AA | 264 | OPEN | node_8101502_200834489 | node_8101502_200942007 | ABCD | 8101502
oh_line_8101502_200955185 |  | bal_1P_2AC | 105.60000000000001 | OPEN | node_8101502_201021362 | node_8101502_200955185 | AD | 8101502
oh_line_8101502_200969499 |  | bal_1P_2AC | 211.20000000000002 | OPEN | node_8101502_200833464 | node_8101502_200969499 | AD | 8101502
oh_line_8101502_201021362 |  | bal_1P_2AC | 158.4 | OPEN | node_8101502_200833467 | node_8101502_201021362 | AD | 8101502
oh_line_8101502_201022079 |  | bal_1P_4CU | 52.800000000000004 | OPEN | node_8101502_200833511 | node_8101502_201022079 | AD | 8101502
oh_line_8101502_201032451 |  | bal_1P_1/0AA | 105.60000000000001 | OPEN | node_8101502_200833827 | node_8101502_201032451 | AD | 8101502
oh_line_8101502_310034273 |  | bal_3P_336AC | 105.60000000000001 | OPEN | node_8101502_310034274 | node_8101502_310034273 | ABCD | 8101502
oh_line_8101502_310034274 |  | bal_3P_336AC | 105.60000000000001 | OPEN | node_8101502_310034275 | node_8101502_310034274 | ABCD | 8101502
oh_line_8101502_310034275 |  | bal_3P_336AC | 105.60000000000001 | OPEN | node_8101502_310034276 | node_8101502_310034275 | ABCD | 8101502
oh_line_8101502_310034276 |  | bal_3P_336AC | 105.60000000000001 | OPEN | node_8101502_200833365 | node_8101502_310034276 | ABCD | 8101502
oh_line_8101502_310034646 |  | bal_3P_477AL | 158.4 | OPEN | node_8101502_200833344 | node_8101502_310034646 | ABCD | 8101502
oh_line_8101502_311845886 |  | bal_1P_DELTACUST | 211.20000000000002 | OPEN | node_8101502_200835940 | node_8101502_311845886 | AN | 8101502
oh_line_8101502_311845887 |  | bal_1P_DELTACUST | 158.4 | OPEN | node_8101502_311845886 | node_8101502_311845887 | AN | 8101502
oh_line_8101502_311894034 |  | bal_1P_DELTACUST | 52.800000000000004 | OPEN | node_8101502_200833349 | node_8101502_311894034 | AN | 8101502
oh_line_TAP_OH_898122 |  | unb_TAPWIRE_OH | 52.800000000000004 | OPEN | node_8101502_200833351 | node_1401116_811_15310546_285 | AN | 8101502
oh_line_TAP_OH_898123 |  | unb_TAPWIRE_OH | 52.800000000000004 | OPEN | node_8101502_200833352 | node_1401210_073_15310786_082 | AN | 8101502
oh_line_TAP_OH_898126 |  | unb_TAPWIRE_OH | 52.800000000000004 | OPEN | node_8101502_200833366 | node_1402218_645_15310438_982 | ABCN | 8101502
oh_line_TAP_OH_898127 |  | unb_TAPWIRE_OH | 52.800000000000004 | OPEN | node_8101502_200833372 | node_1403156_665_15310151_347 | AN | 8101502
oh_line_TAP_OH_898128 |  | unb_TAPWIRE_OH | 52.800000000000004 | OPEN | node_8101502_200833377 | node_1403640_637_15309971_55 | AN | 8101502
oh_line_TAP_OH_898129 |  | unb_TAPWIRE_OH | 52.800000000000004 | OPEN | node_8101502_200833379 | node_1403963_589_15310230_19 | AN | 8101502
oh_line_TAP_OH_898130 |  | unb_TAPWIRE_OH | 0 | OPEN | node_8101502_200833382 | node_1404186_209_15310176_734 | AN | 8101502
oh_line_TAP_OH_898131 |  | unb_TAPWIRE_OH | 52.800000000000004 | OPEN | node_8101502_200833384 | node_1404133_507_15310490_254 | AN | 8101502
oh_line_TAP_OH_898132 |  | unb_TAPWIRE_OH | 52.800000000000004 | OPEN | node_8101502_200833391 | node_1404774_235_15310128_491 | AN | 8101502
oh_line_TAP_OH_898133 |  | unb_TAPWIRE_OH | 52.800000000000004 | OPEN | node_8101502_200833393 | node_1404623_05_15309898_151 | AN | 8101502
oh_line_TAP_OH_898134 |  | unb_TAPWIRE_OH | 52.800000000000004 | OPEN | node_8101502_200833395 | node_1404405_547_15309630_185 | AN | 8101502
oh_line_TAP_OH_898135 |  | unb_TAPWIRE_OH | 52.800000000000004 | OPEN | node_8101502_200833396 | node_1405011_499_15309907_243 | AN | 8101502
oh_line_TAP_OH_898136 |  | unb_TAPWIRE_OH | 52.800000000000004 | OPEN | node_8101502_200833399 | node_1405547_874_15310051_645 | AN | 8101502
oh_line_TAP_OH_898137 |  | unb_TAPWIRE_OH | 52.800000000000004 | OPEN | node_8101502_200833400 | node_1404979_249_15309643_323 | AN | 8101502
oh_line_TAP_OH_898138 |  | unb_TAPWIRE_OH | 52.800000000000004 | OPEN | node_8101502_200833405 | node_1405391_914_15309437_244 | AN | 8101502
oh_line_TAP_OH_898139 |  | unb_TAPWIRE_OH | 52.800000000000004 | OPEN | node_8101502_200833407 | node_1405526_482_15309433_238 | AN | 8101502
oh_line_TAP_OH_898140 |  | unb_TAPWIRE_OH | 52.800000000000004 | OPEN | node_8101502_200833409 | node_1405723_982_15309381_758 | AN | 8101502
oh_line_TAP_OH_898141 |  | unb_TAPWIRE_OH | 52.800000000000004 | OPEN | node_8101502_200833411 | node_1406096_179_15309400_456 | AN | 8101502
oh_line_TAP_OH_898142 |  | unb_TAPWIRE_OH | 52.800000000000004 | OPEN | node_8101502_200833417 | node_1406485_435_15310031_432 | AN | 8101502
oh_line_TAP_OH_898143 |  | unb_TAPWIRE_OH | 0 | OPEN | node_8101502_200833418 | node_1406746_922_15309446_974 | AN | 8101502
oh_line_TAP_OH_898144 |  | unb_TAPWIRE_OH | 0 | OPEN | node_8101502_200833420 | node_1407112_826_15309478_455 | AN | 8101502
oh_line_TAP_OH_898145 |  | unb_TAPWIRE_OH | 52.800000000000004 | OPEN | node_8101502_200833422 | node_1407494_965_15309518_836 | AN | 8101502
oh_line_TAP_OH_898146 |  | unb_TAPWIRE_OH | 52.800000000000004 | OPEN | node_8101502_200833425 | node_1407792_855_15309582_08 | AN | 8101502
oh_line_TAP_OH_898147 |  | unb_TAPWIRE_OH | 0 | OPEN | node_8101502_200833428 | node_1408054_067_15309552_153 | AN | 8101502
oh_line_TAP_OH_898148 |  | unb_TAPWIRE_OH | 0 | OPEN | node_8101502_200833432 | node_1408635_105_15309590_941 | AN | 8101502
oh_line_TAP_OH_898149 |  | unb_TAPWIRE_OH | 52.800000000000004 | OPEN | node_8101502_200833434 | node_1408639_876_15310049_995 | AN | 8101502
oh_line_TAP_OH_898150 |  | unb_TAPWIRE_OH | 0 | OPEN | node_8101502_200833435 | node_1408826_491_15309605_023 | AN | 8101502
oh_line_TAP_OH_898151 |  | unb_TAPWIRE_OH | 0 | OPEN | node_8101502_200833439 | node_1409476_487_15309713_063 | AN | 8101502
oh_line_TAP_OH_898152 |  | unb_TAPWIRE_OH | 0 | OPEN | node_8101502_200833441 | node_1409881_421_15309851_074 | AN | 8101502
oh_line_TAP_OH_898154 |  | unb_TAPWIRE_OH | 0 | OPEN | node_8101502_200833446 | node_1410547_223_15310097_589 | AN | 8101502
oh_line_TAP_OH_898155 |  | unb_TAPWIRE_OH | 52.800000000000004 | OPEN | node_8101502_200833449 | node_1410545_473_15310834_938 | AN | 8101502
oh_line_TAP_OH_898156 |  | unb_TAPWIRE_OH | 52.800000000000004 | OPEN | node_8101502_200833453 | node_1410723_716_15310438_881 | AN | 8101502
oh_line_TAP_OH_898157 |  | unb_TAPWIRE_OH | 52.800000000000004 | OPEN | node_8101502_200833455 | node_1411222_738_15310301_319 | AN | 8101502
oh_line_TAP_OH_898158 |  | unb_TAPWIRE_OH | 52.800000000000004 | OPEN | node_8101502_200833457 | node_1411101_401_15310743_351 | AN | 8101502
oh_line_TAP_OH_898159 |  | unb_TAPWIRE_OH | 0 | OPEN | node_8101502_200833458 | node_1411410_528_15310370_671 | AN | 8101502
oh_line_TAP_OH_898160 |  | unb_TAPWIRE_OH | 52.800000000000004 | OPEN | node_8101502_200833459 | node_1411619_087_15310438_104 | AN | 8101502
oh_line_TAP_OH_898161 |  | unb_TAPWIRE_OH | 0 | OPEN | node_8101502_200833461 | node_1412030_216_15310595_516 | AN | 8101502
oh_line_TAP_OH_898162 |  | unb_TAPWIRE_OH | 0 | OPEN | node_8101502_200833463 | node_1412224_781_15310663_142 | AN | 8101502
oh_line_TAP_OH_898163 |  | unb_TAPWIRE_OH | 0 | OPEN | node_8101502_200833467 | node_1412876_152_15310882_802 | AN | 8101502
oh_line_TAP_OH_898175 |  | unb_TAPWIRE_OH | 52.800000000000004 | OPEN | node_8101502_200833511 | node_1401587_226_15311229_209 | AN | 8101502
oh_line_TAP_OH_898176 |  | unb_TAPWIRE_OH | 52.800000000000004 | OPEN | node_8101502_200833512 | node_1401389_486_15310747_234 | AN | 8101502
oh_line_TAP_OH_898177 |  | unb_TAPWIRE_OH | 52.800000000000004 | OPEN | node_8101502_200833521 | node_1402184_784_15310829_515 | AN | 8101502
oh_line_TAP_OH_898189 |  | unb_TAPWIRE_OH | 52.800000000000004 | OPEN | node_8101502_200833591 | node_1413748_944_15316197_732 | AN | 8101502
oh_line_TAP_OH_898190 |  | unb_TAPWIRE_OH | 0 | OPEN | node_8101502_200833595 | node_1413246_09_15315835_319 | AN | 8101502
oh_line_TAP_OH_898191 |  | unb_TAPWIRE_OH | 52.800000000000004 | OPEN | node_8101502_200833598 | node_1413170_838_15315593_016 | AN | 8101502
oh_line_TAP_OH_898192 |  | unb_TAPWIRE_OH | 52.800000000000004 | OPEN | node_8101502_200833599 | node_1412859_514_15315591_13 | AN | 8101502
oh_line_TAP_OH_898193 |  | unb_TAPWIRE_OH | 0 | OPEN | node_8101502_200833603 | node_1412065_488_15315048_768 | AN | 8101502
oh_line_TAP_OH_898194 |  | unb_TAPWIRE_OH | 52.800000000000004 | OPEN | node_8101502_200833606 | node_1413757_661_15316092_601 | AN | 8101502
oh_line_TAP_OH_898195 |  | unb_TAPWIRE_OH | 0 | OPEN | node_8101502_200833610 | node_1402011_174_15311228_912 | AN | 8101502
oh_line_TAP_OH_898196 |  | unb_TAPWIRE_OH | 0 | OPEN | node_8101502_200833612 | node_1402264_946_15311247_686 | AN | 8101502
oh_line_TAP_OH_898256 |  | unb_TAPWIRE_OH | 52.800000000000004 | OPEN | node_8101502_200833742 | node_1405860_657_15312501_521 | AN | 8101502
oh_line_TAP_OH_898257 |  | unb_TAPWIRE_OH | 52.800000000000004 | OPEN | node_8101502_200833745 | node_1405714_103_15312766_875 | AN | 8101502
oh_line_TAP_OH_898258 |  | unb_TAPWIRE_OH | 52.800000000000004 | OPEN | node_8101502_200833747 | node_1405830_372_15313058_727 | AN | 8101502
oh_line_TAP_OH_898259 |  | unb_TAPWIRE_OH | 52.800000000000004 | OPEN | node_8101502_200833750 | node_1406016_548_15313331_879 | AN | 8101502
oh_line_TAP_OH_898260 |  | unb_TAPWIRE_OH | 52.800000000000004 | OPEN | node_8101502_200833752 | node_1406165_079_15313559_819 | AN | 8101502
oh_line_TAP_OH_898261 |  | unb_TAPWIRE_OH | 52.800000000000004 | OPEN | node_8101502_200833755 | node_1406355_387_15313851_741 | AN | 8101502
oh_line_TAP_OH_898262 |  | unb_TAPWIRE_OH | 52.800000000000004 | OPEN | node_8101502_200833756 | node_1406076_426_15314106_041 | AN | 8101502
oh_line_TAP_OH_898263 |  | unb_TAPWIRE_OH | 52.800000000000004 | OPEN | node_8101502_200833757 | node_1405853_187_15314257_447 | AN | 8101502
oh_line_TAP_OH_898264 |  | unb_TAPWIRE_OH | 52.800000000000004 | OPEN | node_8101502_200833759 | node_1406414_305_15314153_429 | AN | 8101502
oh_line_TAP_OH_898265 |  | unb_TAPWIRE_OH | 52.800000000000004 | OPEN | node_8101502_200833762 | node_1406648_268_15314192_488 | AN | 8101502
oh_line_TAP_OH_898266 |  | unb_TAPWIRE_OH | 52.800000000000004 | OPEN | node_8101502_200833765 | node_1406818_472_15314042_1 | AN | 8101502
oh_line_TAP_OH_898267 |  | unb_TAPWIRE_OH | 0 | OPEN | node_8101502_200833769 | node_1407109_753_15313994_78 | AN | 8101502
oh_line_TAP_OH_898268 |  | unb_TAPWIRE_OH | 52.800000000000004 | OPEN | node_8101502_200833773 | node_1407355_61_15313523_76 | AN | 8101502
oh_line_TAP_OH_898269 |  | unb_TAPWIRE_OH | 52.800000000000004 | OPEN | node_8101502_200833776 | node_1407498_731_15313873_228 | AN | 8101502
oh_line_TAP_OH_898270 |  | unb_TAPWIRE_OH | 52.800000000000004 | OPEN | node_8101502_200833777 | node_1407714_132_15313874_266 | AN | 8101502
oh_line_TAP_OH_898271 |  | unb_TAPWIRE_OH | 52.800000000000004 | OPEN | node_8101502_200833778 | node_1407867_479_15313760_719 | AN | 8101502
oh_line_TAP_OH_898272 |  | unb_TAPWIRE_OH | 52.800000000000004 | OPEN | node_8101502_200833781 | node_1407895_424_15313390_573 | AN | 8101502
oh_line_TAP_OH_898273 |  | unb_TAPWIRE_OH | 52.800000000000004 | OPEN | node_8101502_200833785 | node_1408221_894_15313306_055 | AN | 8101502
oh_line_TAP_OH_898274 |  | unb_TAPWIRE_OH | 52.800000000000004 | OPEN | node_8101502_200833786 | node_1405321_258_15310653_59 | AN | 8101502
oh_line_TAP_OH_898275 |  | unb_TAPWIRE_OH | 52.800000000000004 | OPEN | node_8101502_200833787 | node_1408404_417_15313601_024 | AN | 8101502
oh_line_TAP_OH_898276 |  | unb_TAPWIRE_OH | 52.800000000000004 | OPEN | node_8101502_200833793 | node_1409404_539_15313271_485 | AN | 8101502
oh_line_TAP_OH_898277 |  | unb_TAPWIRE_OH | 52.800000000000004 | OPEN | node_8101502_200833798 | node_1410368_561_15312665_98 | AN | 8101502
oh_line_TAP_OH_898278 |  | unb_TAPWIRE_OH | 52.800000000000004 | OPEN | node_8101502_200833799 | node_1410594_178_15312741_597 | AN | 8101502
oh_line_TAP_OH_898279 |  | unb_TAPWIRE_OH | 52.800000000000004 | OPEN | node_8101502_200833802 | node_1410932_216_15313018_774 | AN | 8101502
oh_line_TAP_OH_898280 |  | unb_TAPWIRE_OH | 52.800000000000004 | OPEN | node_8101502_200833806 | node_1411331_8_15312950_491 | AN | 8101502
oh_line_TAP_OH_898281 |  | unb_TAPWIRE_OH | 52.800000000000004 | OPEN | node_8101502_200833807 | node_1411715_801_15313045_779 | AN | 8101502
oh_line_TAP_OH_898282 |  | unb_TAPWIRE_OH | 52.800000000000004 | OPEN | node_8101502_200833814 | node_1411652_055_15313605_695 | AN | 8101502
oh_line_TAP_OH_898283 |  | unb_TAPWIRE_OH | 52.800000000000004 | OPEN | node_8101502_200833818 | node_1411818_305_15313839_286 | AN | 8101502
oh_line_TAP_OH_898284 |  | unb_TAPWIRE_OH | 52.800000000000004 | OPEN | node_8101502_200833819 | node_1411900_543_15313945_731 | AN | 8101502
oh_line_TAP_OH_898285 |  | unb_TAPWIRE_OH | 52.800000000000004 | OPEN | node_8101502_200833822 | node_1412111_307_15314310_666 | AN | 8101502
oh_line_TAP_OH_898286 |  | unb_TAPWIRE_OH | 0 | OPEN | node_8101502_200833828 | node_1412537_61_15314317_676 | AN | 8101502
oh_line_TAP_OH_898287 |  | unb_TAPWIRE_OH | 52.800000000000004 | OPEN | node_8101502_200833832 | node_1412451_804_15314577_268 | AN | 8101502
oh_line_TAP_OH_898288 |  | unb_TAPWIRE_OH | 52.800000000000004 | OPEN | node_8101502_200833834 | node_1412648_981_15314728_459 | AN | 8101502
oh_line_TAP_OH_898289 |  | unb_TAPWIRE_OH | 52.800000000000004 | OPEN | node_8101502_200833836 | node_1412825_279_15314906_443 | AN | 8101502
oh_line_TAP_OH_898290 |  | unb_TAPWIRE_OH | 52.800000000000004 | OPEN | node_8101502_200833837 | node_1405567_496_15311173_789 | AN | 8101502
oh_line_TAP_OH_898291 |  | unb_TAPWIRE_OH | 52.800000000000004 | OPEN | node_8101502_200833838 | node_1405584_277_15311430_712 | AN | 8101502
oh_line_TAP_OH_898292 |  | unb_TAPWIRE_OH | 52.800000000000004 | OPEN | node_8101502_200833839 | node_1412981_681_15315056_099 | AN | 8101502
oh_line_TAP_OH_898293 |  | unb_TAPWIRE_OH | 52.800000000000004 | OPEN | node_8101502_200833841 | node_1413213_444_15315303_844 | AN | 8101502
oh_line_TAP_OH_898294 |  | unb_TAPWIRE_OH | 52.800000000000004 | OPEN | node_8101502_200833843 | node_1412818_479_15315442_258 | AN | 8101502
oh_line_TAP_OH_898295 |  | unb_TAPWIRE_OH | 52.800000000000004 | OPEN | node_8101502_200833844 | node_1405592_987_15311618_109 | AN | 8101502
oh_line_TAP_OH_898296 |  | unb_TAPWIRE_OH | 52.800000000000004 | OPEN | node_8101502_200833846 | node_1405610_804_15311799_1 | AN | 8101502
oh_line_TAP_OH_898297 |  | unb_TAPWIRE_OH | 52.800000000000004 | OPEN | node_8101502_200833847 | node_1405609_412_15311940_681 | AN | 8101502
oh_line_TAP_OH_898298 |  | unb_TAPWIRE_OH | 52.800000000000004 | OPEN | node_8101502_200833849 | node_1405634_803_15312260_072 | AN | 8101502
oh_line_TAP_OH_898422 |  | unb_TAPWIRE_OH | 52.800000000000004 | OPEN | node_8101502_200834143 | node_1401731_387_15310967_81 | AN | 8101502
oh_line_TAP_OH_898423 |  | unb_TAPWIRE_OH | 52.800000000000004 | OPEN | node_8101502_200834146 | node_1402008_798_15310986_851 | AN | 8101502
oh_line_TAP_OH_898424 |  | unb_TAPWIRE_OH | 52.800000000000004 | OPEN | node_8101502_200834149 | node_1402325_996_15311003_538 | AN | 8101502
oh_line_TAP_OH_898501 |  | unb_TAPWIRE_OH | 0 | OPEN | node_8101502_200834346 | node_1412764_17_15314564_102 | AN | 8101502
oh_line_TAP_OH_898502 |  | unb_TAPWIRE_OH | 52.800000000000004 | OPEN | node_8101502_200834347 | node_1413037_035_15314543_418 | AN | 8101502
oh_line_TAP_OH_898518 |  | unb_TAPWIRE_OH | 52.800000000000004 | OPEN | node_8101502_200834382 | node_1405663_367_15313693_44 | AN | 8101502
oh_line_TAP_OH_898519 |  | unb_TAPWIRE_OH | 52.800000000000004 | OPEN | node_8101502_200834383 | node_1405454_904_15313812_805 | AN | 8101502
oh_line_TAP_OH_898520 |  | unb_TAPWIRE_OH | 52.800000000000004 | OPEN | node_8101502_200834386 | node_1405373_785_15313426_264 | AN | 8101502
oh_line_TAP_OH_898521 |  | unb_TAPWIRE_OH | 52.800000000000004 | OPEN | node_8101502_200834387 | node_1405290_663_15313244_163 | AN | 8101502
oh_line_TAP_OH_899039 |  | unb_TAPWIRE_OH | 52.800000000000004 | OPEN | node_8101502_200835935 | node_1405709_473_15308887_57 | AN | 8101502
oh_line_TAP_OH_899040 |  | unb_TAPWIRE_OH | 52.800000000000004 | OPEN | node_8101502_200835936 | node_1405912_004_15308844_343 | AN | 8101502
oh_line_TAP_OH_899041 |  | unb_TAPWIRE_OH | 0 | OPEN | node_8101502_200835940 | node_1406931_018_15309129_448 | AN | 8101502
oh_line_TAP_OH_924059 |  | unb_TAPWIRE_OH | 0 | OPEN | node_8101502_200969499 | node_1412576_813_15310774_283 | AN | 8101502
oh_line_TAP_OH_932755 |  | unb_TAPWIRE_OH | 52.800000000000004 | OPEN | node_8101502_201032451 | node_1412425_151_15314273_976 | AN | 8101502
oh_line_TAP_OH_2137813 |  | unb_TAPWIRE_OH | 105.60000000000001 | OPEN | node_8101502_200834491 | node_1402534_548_15311144_319 | ABCN | 8101502
oh_line_TAP_OH_2137814 |  | unb_TAPWIRE_OH | 52.800000000000004 | OPEN | node_8101502_200834491 | node_1402530_825_15311118_135 | ABCN | 8101502
oh_line_TAP_OH_2200534 |  | unb_TAPWIRE_OH | 52.800000000000004 | OPEN | node_8101502_200834489 | node_1402385_595_15310645_828 | ABCN | 8101502
oh_line_TAP_OH_2200535 |  | unb_TAPWIRE_OH | 52.800000000000004 | OPEN | node_8101502_200834489 | node_1402385_062_15310619_206 | ABCN | 8101502
oh_line_TAP_OH_2200547 |  | unb_TAPWIRE_OH | 105.60000000000001 | OPEN | node_8101502_200833343 | node_1402523_683_15310497_1 | ABCN | 8101502
oh_line_TAP_OH_2200548 |  | unb_TAPWIRE_OH | 105.60000000000001 | OPEN | node_8101502_200833343 | node_1402503_975_15310494_152 | ABCN | 8101502
oh_line_TAP_OH_3034080 |  | unb_TAPWIRE_OH | 0 | OPEN | node_8101502_311894034 | node_1400926_07_15310457_707 | AN | 8101502
oh_line_TAP_OH_3461742 |  | unb_TAPWIRE_OH | 0 | OPEN | node_8101502_200834485 | node_1402347_659_15311583_766 | ABCN | 8101502

## UndergroundLine
Name | GroupId | Configuration | NumParallelCables | Length | Status | From | To | Phases | Feeder | Comments
und_line_8101502_200833737 |  | und_1P_2ALURD | 0 | 580.8 | OPEN | node_8101502_200833743 | node_intto1_8101502_200833737 | AN | 8101502
und_line_8101502_200833738 |  | und_1P_2ALURD | 0 | 0 | OPEN | node_8101502_200833737 | node_8101502_200833738 | AN | 8101502
und_line_8101502_200833739 |  | und_1P_2ALURD | 0 | 422.40000000000003 | OPEN | node_8101502_200833777 | node_intto1_8101502_200833739 | AN | 8101502
und_line_8101502_200916275 |  | und_3P_DELTACUST | 0 | 211.20000000000002 | OPEN | node_8101502_200834485 | node_intto1_8101502_200916275 | ABCN | 8101502
und_line_8101502_201013058 |  | und_1P_DELTACUST | 0 | 422.40000000000003 | OPEN | node_8101502_200833440 | node_intto1_8101502_201013058 | AN | 8101502
und_line_8101502_201013059 |  | und_1P_DELTACUST | 0 | 1267.2 | OPEN | node_8101502_201013058 | node_8101502_201013059 | AN | 8101502
und_line_TAP_UG_58992 |  | und_TAPWIRE_UG | 0 | 52.800000000000004 | OPEN | node_8101502_200833737 | node_1406277_716_15312821_249 | AN | 8101502
und_line_TAP_UG_58993 |  | und_TAPWIRE_UG | 0 | 52.800000000000004 | OPEN | node_8101502_200833738 | node_1406226_998_15312768_232 | AN | 8101502
und_line_TAP_UG_58994 |  | und_TAPWIRE_UG | 0 | 52.800000000000004 | OPEN | node_8101502_200833739 | node_1407590_215_15313422_616 | AN | 8101502
und_line_TAP_UG_64328 |  | und_TAPWIRE_UG | 0 | 0 | OPEN | node_8101502_201013058 | node_1409785_053_15310231_28 | AN | 8101502
und_line_TAP_UG_64329 |  | und_TAPWIRE_UG | 0 | 0 | OPEN | node_8101502_201013059 | node_1409403_925_15311472_349 | AN | 8101502