## Feeder
Name | Description | Comments
8100402

## Node
Name | GroupId | Latitude | Longitude | BusType | NominalVoltage | ConsistentPath | DistToSlack | Phases | Feeder | Comments
node_1390292_047_15294591_881 |  | 42.10468407973135 | -75.9224705430933 | PQ | 4803.554 | False | -1 | ABCN | 8100402
node_1390293_055_15294618_483 |  | 42.10475694278103 | -75.92246670810763 | PQ | 4803.554 | False | -1 | ABCN | 8100402
node_1390347_505_15294657_11 |  | 42.10486274238331 | -75.92225955040048 | PQ | 4803.554 | False | -1 | ABCN | 8100402
node_1390622_555_15294842_402 |  | 42.1053702583671 | -75.92121310912677 | PQ | 4803.554 | False | -1 | ABCN | 8100402
node_1390642_074_15294837_87 |  | 42.10535784518985 | -75.92113884812977 | PQ | 4803.554 | False | -1 | ABCN | 8100402
node_1390660_021_15294826_701 |  | 42.105327253226775 | -75.92107056788423 | PQ | 4803.554 | False | -1 | ABCN | 8100402
node_1390703_595_15295980_097 |  | 42.10848641231427 | -75.9209047884548 | PQ | 4803.554 | False | -1 | AN | 8100402
node_1390749_406_15295791_28 |  | 42.10796924133273 | -75.9207304982487 | PQ | 4803.554 | False | -1 | AN | 8100402
node_1391072_038_15294927_118 |  | 42.10560229603782 | -75.91950302891213 | PQ | 4803.554 | False | -1 | AN | 8100402
node_1391086_603_15295203_819 |  | 42.10636018186253 | -75.91944761565217 | PQ | 4803.554 | False | -1 | AN | 8100402
node_1391098_918_15294630_579 |  | 42.104790073803095 | -75.91940076262806 | PQ | 4803.554 | False | -1 | ABCN | 8100402
node_1391102_333_15294641_709 |  | 42.10482055894492 | -75.91938777009233 | PQ | 4803.554 | False | -1 | ABCN | 8100402
node_1391208_244_15295672_399 |  | 42.10764362550653 | -75.91898482647575 | PQ | 4803.554 | False | -1 | AN | 8100402
node_1391221_542_15296023_175 |  | 42.10860440323428 | -75.9189342335797 | PQ | 4803.554 | False | -1 | ABCN | 8100402
node_1391230_563_15296882_59 |  | 42.11095834646556 | -75.91889991274084 | PQ | 4803.554 | False | -1 | AN | 8100402
node_1391388_963_15297169_394 |  | 42.11174390447246 | -75.9182972721382 | PQ | 4803.554 | False | -1 | AN | 8100402
node_1391414_254_15294830_398 |  | 42.10533737933363 | -75.91820105128289 | PQ | 4803.554 | False | -1 | ABCN | 8100402
node_1391529_916_15295023_054 |  | 42.10586506536095 | -75.91776100950648 | PQ | 4803.554 | False | -1 | ABCN | 8100402
node_1391609_024_15295344_966 |  | 42.106746784406425 | -75.9174600392237 | PQ | 4803.554 | False | -1 | ABCN | 8100402
node_1391637_873_15294790_874 |  | 42.105229122842566 | -75.91735028178212 | PQ | 4803.554 | False | -1 | ABCN | 8100402
node_1391663_979_15296864_755 |  | 42.110909496285466 | -75.91725096021916 | PQ | 4803.554 | False | -1 | AN | 8100402
node_1391673_706_15297072_412 |  | 42.11147827014859 | -75.91721395336852 | PQ | 4803.554 | False | -1 | AN | 8100402
node_1391682_837_15295765_806 |  | 42.10789946788233 | -75.91717921402923 | PQ | 4803.554 | False | -1 | ABCN | 8100402
node_1391715_848_15296338_273 |  | 42.109467458689785 | -75.91705362205364 | PQ | 4803.554 | False | -1 | AN | 8100402
node_1391747_55_15295889_041 |  | 42.10823700934264 | -75.91693301023302 | PQ | 4803.554 | False | -1 | ABCN | 8100402
node_1391839_815_15295446_059 |  | 42.107023678785836 | -75.91658198349563 | PQ | 4803.554 | False | -1 | AN | 8100402
node_1391922_379_15296732_488 |  | 42.11054721611887 | -75.91626786469061 | PQ | 4803.554 | False | -1 | AN | 8100402
node_1391965_222_15294480_881 |  | 42.10438005001501 | -75.9161048663867 | PQ | 4803.554 | False | -1 | ABCN | 8100402
node_1392026_635_15296936_288 |  | 42.1111054256341 | -75.91587121760305 | PQ | 4803.554 | False | -1 | AN | 8100402
node_8100402_200805089 |  | 42.105421313447394 | -75.92171622652533 | PQ | 4803.554 | False | -1 | ABCN | 8100402
node_8100402_200805366 |  | 42.10525623352844 | -75.91746813910906 | PQ | 4803.554 | False | -1 | ABCN | 8100402
node_8100402_200812481 |  | 42.10456220216119 | -75.91840015856381 | PQ | 4803.554 | False | -1 | ABCN | 8100402
node_8100402_200812483 |  | 42.104662225198865 | -75.91882068300252 | PQ | 4803.554 | False | -1 | ABCN | 8100402
node_8100402_200812484 |  | 42.104755545887734 | -75.91936452429636 | PQ | 4803.554 | False | -1 | ABCN | 8100402
node_8100402_200812486 |  | 42.104865705988296 | -75.91988926675292 | PQ | 4803.554 | False | -1 | ABCN | 8100402
node_8100402_200812489 |  | 42.10498790402221 | -75.92039521854069 | PQ | 4803.554 | False | -1 | ABCN | 8100402
node_8100402_200812490 |  | 42.10502294139277 | -75.92082662779482 | PQ | 4803.554 | False | -1 | ABCN | 8100402
node_8100402_200812491 |  | 42.105122696007804 | -75.92122539782088 | PQ | 4803.554 | False | -1 | ABCN | 8100402
node_8100402_200812493 |  | 42.10519176553354 | -75.92166475858296 | PQ | 4803.554 | False | -1 | ABCN | 8100402
node_8100402_200812494 |  | 42.1052447543524 | -75.92207732390462 | PQ | 4803.554 | False | -1 | ABCN | 8100402
node_8100402_200812531 |  | 42.1043495703512 | -75.9161659141841 | PQ | 4803.554 | False | -1 | ABCN | 8100402
node_8100402_200812547 |  | 42.104327165278406 | -75.91667730647733 | PQ | 4803.554 | False | -1 | ABCN | 8100402
node_8100402_200812564 |  | 42.10442735813448 | -75.91739131765043 | PQ | 4803.554 | False | -1 | ABCN | 8100402
node_8100402_200812565 |  | 42.10449095512532 | -75.91776131006587 | PQ | 4803.554 | False | -1 | ABCN | 8100402
node_8100402_200812698 |  | 42.11091509207564 | -75.91743260461898 | PQ | 4803.554 | False | -1 | AN | 8100402
node_8100402_200812699 |  | 42.11087792101906 | -75.91777326015509 | PQ | 4803.554 | False | -1 | AN | 8100402
node_8100402_200812702 |  | 42.11090239404173 | -75.91819600264601 | PQ | 4803.554 | False | -1 | AN | 8100402
node_8100402_200812703 |  | 42.11089433040673 | -75.91859120780941 | PQ | 4803.554 | False | -1 | AN | 8100402
node_8100402_200812704 |  | 42.11088892086898 | -75.91890213840216 | PQ | 4803.554 | False | -1 | AN | 8100402
node_8100402_200812722 |  | 42.108624745835215 | -75.91717328273694 | PQ | 4803.554 | False | -1 | ABCN | 8100402
node_8100402_200812723 |  | 42.10835178193006 | -75.92091859135952 | PQ | 4803.554 | False | -1 | AN | 8100402
node_8100402_200812732 |  | 42.10859566580369 | -75.9176235777736 | PQ | 4803.554 | False | -1 | ABCN | 8100402
node_8100402_200812733 |  | 42.108539811984095 | -75.91803725782819 | PQ | 4803.554 | False | -1 | ABCN | 8100402
node_8100402_200812734 |  | 42.10850835449497 | -75.91851415807781 | PQ | 4803.554 | False | -1 | ABCN | 8100402
node_8100402_200812735 |  | 42.108489386875284 | -75.9189195594332 | PQ | 4803.554 | False | -1 | ABCN | 8100402
node_8100402_200812736 |  | 42.10845559027465 | -75.91933266119632 | PQ | 4803.554 | False | -1 | ABCN | 8100402
node_8100402_200812737 |  | 42.108437082808045 | -75.91986440402351 | PQ | 4803.554 | False | -1 | ABCN | 8100402
node_8100402_200812738 |  | 42.1084103638001 | -75.92017995714362 | PQ | 4803.554 | False | -1 | ABCN | 8100402
node_8100402_200812740 |  | 42.108390311533846 | -75.9205772319818 | PQ | 4803.554 | False | -1 | AN | 8100402
node_8100402_200812741 |  | 42.10728763957677 | -75.91751892223257 | PQ | 4803.554 | False | -1 | AN | 8100402
node_8100402_200812744 |  | 42.10730141677923 | -75.9179141920733 | PQ | 4803.554 | False | -1 | AN | 8100402
node_8100402_200812747 |  | 42.107547587723246 | -75.91898484930304 | PQ | 4803.554 | False | -1 | AN | 8100402
node_8100402_200812748 |  | 42.107606763957676 | -75.91931398846855 | PQ | 4803.554 | False | -1 | AN | 8100402
node_8100402_200812749 |  | 42.10767721394267 | -75.91977595586233 | PQ | 4803.554 | False | -1 | AN | 8100402
node_8100402_200812750 |  | 42.107784046150385 | -75.92022768140951 | PQ | 4803.554 | False | -1 | AN | 8100402
node_8100402_200812751 |  | 42.107875898731805 | -75.92075988078263 | PQ | 4803.554 | False | -1 | AN | 8100402
node_8100402_200812763 |  | 42.10529400716644 | -75.91757489476127 | PQ | 4803.554 | False | -1 | ABCN | 8100402
node_8100402_200812764 |  | 42.10533686713943 | -75.91790392359485 | PQ | 4803.554 | False | -1 | ABCN | 8100402
node_8100402_200812783 |  | 42.104931814648054 | -75.91984941029489 | PQ | 4803.554 | False | -1 | AN | 8100402
node_8100402_200812784 |  | 42.10507904172295 | -75.91979382583021 | PQ | 4803.554 | False | -1 | AN | 8100402
node_8100402_200812785 |  | 42.105414055080296 | -75.91964964102239 | PQ | 4803.554 | False | -1 | AN | 8100402
node_8100402_200812786 |  | 42.10562874662315 | -75.91961227654411 | PQ | 4803.554 | False | -1 | AN | 8100402
node_8100402_200812787 |  | 42.10597537884587 | -75.91951132282952 | PQ | 4803.554 | False | -1 | AN | 8100402
node_8100402_200812788 |  | 42.10627692976137 | -75.91938544551273 | PQ | 4803.554 | False | -1 | AN | 8100402
node_8100402_200812816 |  | 42.104611238593726 | -75.91835208047482 | PQ | 4803.554 | False | -1 | ABCN | 8100402
node_8100402_200812817 |  | 42.10485443497674 | -75.91825968319152 | PQ | 4803.554 | False | -1 | ABCN | 8100402
node_8100402_200812819 |  | 42.105357354907696 | -75.91808260044625 | PQ | 4803.554 | False | -1 | ABCN | 8100402
node_8100402_200812820 |  | 42.105647106183405 | -75.91797051842508 | PQ | 4803.554 | False | -1 | ABCN | 8100402
node_8100402_200812821 |  | 42.10587739910701 | -75.91790240938424 | PQ | 4803.554 | False | -1 | ABCN | 8100402
node_8100402_200812822 |  | 42.10625834560258 | -75.91776025240118 | PQ | 4803.554 | False | -1 | ABCN | 8100402
node_8100402_200812823 |  | 42.10653834601531 | -75.91766861222317 | PQ | 4803.554 | False | -1 | ABCN | 8100402
node_8100402_200812824 |  | 42.106744483641 | -75.91757145164419 | PQ | 4803.554 | False | -1 | ABCN | 8100402
node_8100402_200812825 |  | 42.10698278541948 | -75.91748621071804 | PQ | 4803.554 | False | -1 | ABCN | 8100402
node_8100402_200812826 |  | 42.10724910723398 | -75.91741387101843 | PQ | 4803.554 | False | -1 | ABCN | 8100402
node_8100402_200812827 |  | 42.107630439929466 | -75.91726911552823 | PQ | 4803.554 | False | -1 | ABCN | 8100402
node_8100402_200812828 |  | 42.10791277671469 | -75.91717476651114 | PQ | 4803.554 | False | -1 | ABCN | 8100402
node_8100402_200812829 |  | 42.10823140533543 | -75.91706939571486 | PQ | 4803.554 | False | -1 | ABCN | 8100402
node_8100402_200812830 |  | 42.10858249118265 | -75.91707163278983 | PQ | 4803.554 | False | -1 | ABCN | 8100402
node_8100402_200812831 |  | 42.10891667462104 | -75.91709950111316 | PQ | 4803.554 | False | -1 | AN | 8100402
node_8100402_200812832 |  | 42.10907546030317 | -75.91710865485867 | PQ | 4803.554 | False | -1 | AN | 8100402
node_8100402_200812833 |  | 42.10925365184602 | -75.91715583507403 | PQ | 4803.554 | False | -1 | AN | 8100402
node_8100402_200812834 |  | 42.109441662727 | -75.91717303544124 | PQ | 4803.554 | False | -1 | AN | 8100402
node_8100402_200812835 |  | 42.109766191167644 | -75.91722517298427 | PQ | 4803.554 | False | -1 | AN | 8100402
node_8100402_200812836 |  | 42.11006884042474 | -75.91727877527879 | PQ | 4803.554 | False | -1 | AN | 8100402
node_8100402_200812837 |  | 42.110396033918654 | -75.9173082491219 | PQ | 4803.554 | False | -1 | AN | 8100402
node_8100402_200812838 |  | 42.110668858134474 | -75.91734021494477 | PQ | 4803.554 | False | -1 | AN | 8100402
node_8100402_200812839 |  | 42.110925664640554 | -75.91738098069008 | PQ | 4803.554 | False | -1 | AN | 8100402
node_8100402_200812840 |  | 42.111220422820054 | -75.91741178612544 | PQ | 4803.554 | False | -1 | AN | 8100402
node_8100402_200812861 |  | 42.104496761819 | -75.92225948952769 | PQ | 4803.554 | False | -1 | ABCN | 8100402
node_8100402_200812862 |  | 42.10470822955126 | -75.9221824626234 | PQ | 4803.554 | False | -1 | ABCN | 8100402
node_8100402_200812863 |  | 42.10483877333783 | -75.9221392962075 | PQ | 4803.554 | False | -1 | ABCN | 8100402
node_8100402_200812864 |  | 42.10505738987693 | -75.92205522327797 | PQ | 4803.554 | False | -1 | ABCN | 8100402
node_8100402_200812983 |  | 42.10712411267447 | -75.91654565005021 | PQ | 4803.554 | False | -1 | AN | 8100402
node_8100402_200812984 |  | 42.10717436248687 | -75.91679428875794 | PQ | 4803.554 | False | -1 | AN | 8100402
node_8100402_200815100 |  | 42.11133640604833 | -75.91578109163565 | PQ | 4803.554 | False | -1 | AN | 8100402
node_8100402_200815736 |  | 42.11142118103707 | -75.91627879896518 | PQ | 4803.554 | False | -1 | AN | 8100402
node_8100402_200815737 |  | 42.11100811969084 | -75.91625099912375 | PQ | 4803.554 | False | -1 | AN | 8100402
node_8100402_200815738 |  | 42.11057427750263 | -75.91617166666259 | PQ | 4803.554 | False | -1 | AN | 8100402
node_8100402_200917199 |  | 42.10431134477713 | -75.91471114966116 | PQ | 4803.554 | False | -1 | ABCN | 8100402
node_8100402_200917201 |  | 42.10431664749362 | -75.92031593553868 | PQ | 4803.554 | False | -1 | ABCN | 8100402
node_8100402_200917212 |  | 42.10435129044724 | -75.92097070227072 | PQ | 4803.554 | False | -1 | ABCN | 8100402
node_8100402_200917258 |  | 42.106770249474714 | -75.91025002270457 | PQ | 4803.554 | False | -1 | ABCN | 8100402
node_8100402_200917274 |  | 42.105382594852166 | -75.91232313681405 | PQ | 4803.554 | False | -1 | ABCN | 8100402
node_8100402_200917311 |  | 42.10489141156386 | -75.92091019852386 | PQ | 4803.554 | False | -1 | ABCN | 8100402
node_8100402_200917312 |  | 42.10504643385112 | -75.9218383715793 | PQ | 4803.554 | False | -1 | ABCN | 8100402
node_8100402_200948188 |  | 42.10736778016659 | -75.91832175821723 | PQ | 4803.554 | False | -1 | AN | 8100402
node_8100402_200948189 |  | 42.107439684564014 | -75.91856602930241 | PQ | 4803.554 | False | -1 | AN | 8100402
node_8100402_200948190 |  | 42.10505970159838 | -75.91819130022313 | PQ | 4803.554 | False | -1 | ABCN | 8100402
node_8100402_200948191 |  | 42.10725886357497 | -75.91717402842859 | PQ | 4803.554 | False | -1 | AN | 8100402
node_8100402_201050183 |  | 42.11134104044725 | -75.9155509886919 | PQ | 4803.554 | False | -1 | AN | 8100402
node_8100402_201050184 |  | 42.11112863323578 | -75.9157669691488 | PQ | 4803.554 | False | -1 | AN | 8100402
node_8100402_201050185 |  | 42.11140660952274 | -75.91584303730669 | PQ | 4803.554 | False | -1 | AN | 8100402
node_8100402_201050186 |  | 42.11148705688129 | -75.91624773862503 | PQ | 4803.554 | False | -1 | AN | 8100402
node_8100402_201050187 |  | 42.111570936214925 | -75.91661123667488 | PQ | 4803.554 | False | -1 | AN | 8100402
node_8100402_201050188 |  | 42.11170675532794 | -75.91726317662683 | PQ | 4803.554 | False | -1 | AN | 8100402
node_8100402_201050189 |  | 42.11179685220622 | -75.91754575191395 | PQ | 4803.554 | False | -1 | AN | 8100402
node_8100402_201050190 |  | 42.111702071626894 | -75.91748007017554 | PQ | 4803.554 | False | -1 | AN | 8100402
node_8100402_201050191 |  | 42.11146366028816 | -75.91746227629865 | PQ | 4803.554 | False | -1 | AN | 8100402
node_8100402_201050192 |  | 42.11181612659463 | -75.91787296597752 | PQ | 4803.554 | False | -1 | AN | 8100402
node_8100402_201050193 |  | 42.11189470047276 | -75.91831312949951 | PQ | 4803.554 | False | -1 | AN | 8100402
node_8100402_201050194 |  | 42.11196105564311 | -75.91872533719354 | PQ | 4803.554 | False | -1 | AN | 8100402
node_8100402_201050195 |  | 42.11206899988744 | -75.91925914589098 | PQ | 4803.554 | False | -1 | AN | 8100402
node_8100402_201050196 |  | 42.11213112329282 | -75.91953624643172 | PQ | 4803.554 | False | -1 | AN | 8100402
node_SOURCE_8100402 |  | 42.106828762869576 | -75.90993299722392 | SWING | 4803.554 | False | -1 | ABCN | 8100402
node_intto1_1391965_222_15294480_881 |  | 42.10438005001501 | -75.9161048663867 | PQ | 4803.554 | False | -1 | ABCN | 8100402
node_intto1_8100402_200805366 |  | 42.10525623352844 | -75.91746813910906 | PQ | 4803.554 | False | -1 | ABCN | 8100402
node_intto1_8100402_200812531 |  | 42.1043495703512 | -75.9161659141841 | PQ | 4803.554 | False | -1 | ABCN | 8100402
node_intto1_8100402_200812699 |  | 42.11087792101906 | -75.91777326015509 | PQ | 4803.554 | False | -1 | AN | 8100402
node_intto1_8100402_200812732 |  | 42.10859566580369 | -75.9176235777736 | PQ | 4803.554 | False | -1 | ABCN | 8100402
node_intto1_8100402_200812741 |  | 42.10728763957677 | -75.91751892223257 | PQ | 4803.554 | False | -1 | AN | 8100402
node_intto1_8100402_200812784 |  | 42.10507904172295 | -75.91979382583021 | PQ | 4803.554 | False | -1 | AN | 8100402
node_intto1_8100402_200812817 |  | 42.10485443497674 | -75.91825968319152 | PQ | 4803.554 | False | -1 | ABCN | 8100402
node_intto1_8100402_200812861 |  | 42.104496761819 | -75.92225948952769 | PQ | 4803.554 | False | -1 | ABCN | 8100402
node_intto1_8100402_200812863 |  | 42.10483877333783 | -75.9221392962075 | PQ | 4803.554 | False | -1 | ABCN | 8100402
node_intto1_8100402_200917311 |  | 42.10489141156386 | -75.92091019852386 | PQ | 4803.554 | False | -1 | ABCN | 8100402
node_intto1_8100402_201050188 |  | 42.11170675532794 | -75.91726317662683 | PQ | 4803.554 | False | -1 | AN | 8100402

## Capacitor
Name | GroupId | NominalVoltage | RemoteSense | RemoteSenseB | ParticipatingPhases | PhasesConnected | SwitchA | SwitchB | SwitchC | Control | ControlLevel | VoltageSetHigh | VoltageSetLow | ReactivePowerSetHigh | ReactivePowerSetLow | CapacitorA | CapacitorB | CapacitorC | TimeDelay | DwellTime | LockoutTime | CurrentSetHigh | CurrentSetLow | Status | ParentNode | Phases | Feeder | Comments
cap_220368815 |  | 0 |  |  |  |  | CLOSED | CLOSED | CLOSED | MANUAL | BANK | 0 | 0 | 0 | 0 | 100000 | 100000 | 100000 | 0 | 0 | 0 | 0 | 0 | OPEN | node_1391682_837_15295765_806 | ABCN | 8100402

## EVChargingStation
Name | GroupId | ServiceCharge | ServiceDischarge | ChargeEfficiency | DischargeEfficiency | CommitmentStatus | ConstructionTime | CalendarLife | YearOfInstallation | DepthOfDischarge | ReactivePower | ReactivePowerA | ReactivePowerB | ReactivePowerC | ActivePower | ActivePowerA | ActivePowerB | ActivePowerC | Energy | MaxEnergy | PowerCharge | PowerDischarge | RampUpLimit | RampDownLimit | CapitalCost | FixedOperatingCost | VariableOperatingCost | MaxReactivePower | MaxActivePower | OutputSchedule | PlanningStatus | UnitType | UnitSubtype | ParentNode | Phases | Feeder | Comments
evchargingstation_load_220330626 |  | 0 | 0 | 0.92 | 0 | False | 0 | 0 | 0 | 0 | 0 | 0 | 0 | 0 | 0 | 0 | 0 | 0 | 0 | 47129.344160941626 | 0 | 0 | 0 | 0 | 0 | 0 | 0.001 | 3346.169521049055 | 7854.890693490271 | OPTIMIZED | INSTALLED |  |  | node_1391637_873_15294790_874 | ABCN | 8100402
evchargingstation_load_220332046 |  | 0 | 0 | 0.92 | 0 | False | 0 | 0 | 0 | 0 | 0 | 0 | 0 | 0 | 0 | 0 | 0 | 0 | 0 | 14334.32269891588 | 0 | 0 | 0 | 0 | 0 | 0 | 0.001 | 1017.7326774629013 | 2389.0537831526467 | OPTIMIZED | INSTALLED |  |  | node_1391098_918_15294630_579 | AN | 8100402
evchargingstation_load_220332047 |  | 0 | 0 | 0.92 | 0 | False | 0 | 0 | 0 | 0 | 0 | 0 | 0 | 0 | 0 | 0 | 0 | 0 | 0 | 15485.355938595105 | 0 | 0 | 0 | 0 | 0 | 0 | 0.001 | 1099.4556335143193 | 2580.8926564325175 | OPTIMIZED | INSTALLED |  |  | node_1391102_333_15294641_709 | AN | 8100402
evchargingstation_load_220332048 |  | 0 | 0 | 0.92 | 0 | False | 0 | 0 | 0 | 0 | 0 | 0 | 0 | 0 | 0 | 0 | 0 | 0 | 0 | 3291.5730933694335 | 0 | 0 | 0 | 0 | 0 | 0 | 0.001 | 233.70072774175802 | 548.5955155615723 | OPTIMIZED | INSTALLED |  |  | node_1390642_074_15294837_87 | AN | 8100402
evchargingstation_load_220332049 |  | 0 | 0 | 0.92 | 0 | False | 0 | 0 | 0 | 0 | 0 | 0 | 0 | 0 | 0 | 0 | 0 | 0 | 0 | 3410.548654023798 | 0 | 0 | 0 | 0 | 0 | 0 | 0.001 | 242.14795200202025 | 568.424775670633 | OPTIMIZED | INSTALLED |  |  | node_1390622_555_15294842_402 | BN | 8100402
evchargingstation_load_220332050 |  | 0 | 0 | 0.92 | 0 | False | 0 | 0 | 0 | 0 | 0 | 0 | 0 | 0 | 0 | 0 | 0 | 0 | 0 | 3410.548654023798 | 0 | 0 | 0 | 0 | 0 | 0 | 0.001 | 242.14795200202025 | 568.424775670633 | OPTIMIZED | INSTALLED |  |  | node_1390660_021_15294826_701 | CN | 8100402
evchargingstation_load_220332119 |  | 0 | 0 | 0.92 | 0 | False | 0 | 0 | 0 | 0 | 0 | 0 | 0 | 0 | 0 | 0 | 0 | 0 | 0 | 20805.854928558318 | 0 | 0 | 0 | 0 | 0 | 0 | 0.001 | 1477.209520746962 | 3467.642488093053 | OPTIMIZED | INSTALLED |  |  | node_1391230_563_15296882_59 | AN | 8100402
evchargingstation_load_220332125 |  | 0 | 0 | 0.92 | 0 | False | 0 | 0 | 0 | 0 | 0 | 0 | 0 | 0 | 0 | 0 | 0 | 0 | 0 | 37691.62566507855 | 0 | 0 | 0 | 0 | 0 | 0 | 0.001 | 2676.0942308715507 | 6281.937610846426 | OPTIMIZED | INSTALLED |  |  | node_1391221_542_15296023_175 | AN | 8100402
evchargingstation_load_220332126 |  | 0 | 0 | 0.92 | 0 | False | 0 | 0 | 0 | 0 | 0 | 0 | 0 | 0 | 0 | 0 | 0 | 0 | 0 | 2244.254483854363 | 0 | 0 | 0 | 0 | 0 | 0 | 0.001 | 159.34139507731462 | 374.0424139757272 | OPTIMIZED | INSTALLED |  |  | node_1391208_244_15295672_399 | AN | 8100402
evchargingstation_load_220332127 |  | 0 | 0 | 0.92 | 0 | False | 0 | 0 | 0 | 0 | 0 | 0 | 0 | 0 | 0 | 0 | 0 | 0 | 0 | 39475.5386692047 | 0 | 0 | 0 | 0 | 0 | 0 | 0.001 | 2802.751500581735 | 6579.256444867451 | OPTIMIZED | INSTALLED |  |  | node_1390749_406_15295791_28 | AN | 8100402
evchargingstation_load_220332134 |  | 0 | 0 | 0.92 | 0 | False | 0 | 0 | 0 | 0 | 0 | 0 | 0 | 0 | 0 | 0 | 0 | 0 | 0 | 44998.559183790945 | 0 | 0 | 0 | 0 | 0 | 0 | 0.001 | 3194.8843262924333 | 7499.759863965157 | OPTIMIZED | INSTALLED |  |  | node_1391072_038_15294927_118 | AN | 8100402
evchargingstation_load_220332135 |  | 0 | 0 | 0.92 | 0 | False | 0 | 0 | 0 | 0 | 0 | 0 | 0 | 0 | 0 | 0 | 0 | 0 | 0 | 73111.34763106165 | 0 | 0 | 0 | 0 | 0 | 0 | 0.001 | 5190.8839424602775 | 12185.224605176943 | OPTIMIZED | INSTALLED |  |  | node_1391086_603_15295203_819 | AN | 8100402
evchargingstation_load_220332146 |  | 0 | 0 | 0.92 | 0 | False | 0 | 0 | 0 | 0 | 0 | 0 | 0 | 0 | 0 | 0 | 0 | 0 | 0 | 1276.531950416362 | 0 | 0 | 0 | 0 | 0 | 0 | 0.001 | 90.6333944371477 | 212.75532506939365 | OPTIMIZED | INSTALLED |  |  | node_1391414_254_15294830_398 | AN | 8100402
evchargingstation_load_220332147 |  | 0 | 0 | 0.92 | 0 | False | 0 | 0 | 0 | 0 | 0 | 0 | 0 | 0 | 0 | 0 | 0 | 0 | 0 | 64165.92879877688 | 0 | 0 | 0 | 0 | 0 | 0 | 0.001 | 4555.761868550045 | 10694.321466462812 | OPTIMIZED | INSTALLED |  |  | node_1391529_916_15295023_054 | AN | 8100402
evchargingstation_load_220332148 |  | 0 | 0 | 0.92 | 0 | False | 0 | 0 | 0 | 0 | 0 | 0 | 0 | 0 | 0 | 0 | 0 | 0 | 0 | 25663.139793053997 | 0 | 0 | 0 | 0 | 0 | 0 | 0.001 | 1822.0752798798922 | 4277.189965508999 | OPTIMIZED | INSTALLED |  |  | node_1391609_024_15295344_966 | AN | 8100402
evchargingstation_load_220332149 |  | 0 | 0 | 0.92 | 0 | False | 0 | 0 | 0 | 0 | 0 | 0 | 0 | 0 | 0 | 0 | 0 | 0 | 0 | 41217.43922939311 | 0 | 0 | 0 | 0 | 0 | 0 | 0.001 | 2926.425931657429 | 6869.573204898851 | OPTIMIZED | INSTALLED |  |  | node_1391747_55_15295889_041 | AN | 8100402
evchargingstation_load_220332150 |  | 0 | 0 | 0.92 | 0 | False | 0 | 0 | 0 | 0 | 0 | 0 | 0 | 0 | 0 | 0 | 0 | 0 | 0 | 44478.25122425415 | 0 | 0 | 0 | 0 | 0 | 0 | 0.001 | 3157.9426257439827 | 7413.041870709025 | OPTIMIZED | INSTALLED |  |  | node_1391715_848_15296338_273 | AN | 8100402
evchargingstation_load_220332151 |  | 0 | 0 | 0.92 | 0 | False | 0 | 0 | 0 | 0 | 0 | 0 | 0 | 0 | 0 | 0 | 0 | 0 | 0 | 198234.10085706238 | 0 | 0 | 0 | 0 | 0 | 0 | 0.001 | 14074.562211766985 | 33039.016809510395 | OPTIMIZED | INSTALLED |  |  | node_1391663_979_15296864_755 | AN | 8100402
evchargingstation_load_220332160 |  | 0 | 0 | 0.92 | 0 | False | 0 | 0 | 0 | 0 | 0 | 0 | 0 | 0 | 0 | 0 | 0 | 0 | 0 | 224.4254483854363 | 0 | 0 | 0 | 0 | 0 | 0 | 0.001 | 15.934132026883182 | 37.40424139757272 | OPTIMIZED | INSTALLED |  |  | node_1390293_055_15294618_483 | AN | 8100402
evchargingstation_load_220332161 |  | 0 | 0 | 0.92 | 0 | False | 0 | 0 | 0 | 0 | 0 | 0 | 0 | 0 | 0 | 0 | 0 | 0 | 0 | 224.4254483854363 | 0 | 0 | 0 | 0 | 0 | 0 | 0.001 | 15.934132026883182 | 37.40424139757272 | OPTIMIZED | INSTALLED |  |  | node_1390292_047_15294591_881 | AN | 8100402
evchargingstation_load_220332162 |  | 0 | 0 | 0.92 | 0 | False | 0 | 0 | 0 | 0 | 0 | 0 | 0 | 0 | 0 | 0 | 0 | 0 | 0 | 7323.092150996143 | 0 | 0 | 0 | 0 | 0 | 0 | 0.001 | 519.9373583130284 | 1220.515358499357 | OPTIMIZED | INSTALLED |  |  | node_1390347_505_15294657_11 | AN | 8100402
evchargingstation_load_220332205 |  | 0 | 0 | 0.92 | 0 | False | 0 | 0 | 0 | 0 | 0 | 0 | 0 | 0 | 0 | 0 | 0 | 0 | 0 | 355.48991024253115 | 0 | 0 | 0 | 0 | 0 | 0 | 0.001 | 25.23970881873692 | 59.24831837375519 | OPTIMIZED | INSTALLED |  |  | node_1391839_815_15295446_059 | AN | 8100402
evchargingstation_load_220332900 |  | 0 | 0 | 0.92 | 0 | False | 0 | 0 | 0 | 0 | 0 | 0 | 0 | 0 | 0 | 0 | 0 | 0 | 0 | 9627.313114659093 | 0 | 0 | 0 | 0 | 0 | 0 | 0.001 | 683.536403380146 | 1604.5521857765154 | OPTIMIZED | INSTALLED |  |  | node_1391922_379_15296732_488 | AN | 8100402
evchargingstation_load_220616365 |  | 0 | 0 | 0.92 | 0 | False | 0 | 0 | 0 | 0 | 0 | 0 | 0 | 0 | 0 | 0 | 0 | 0 | 0 | 448.8508967708726 | 0 | 0 | 0 | 0 | 0 | 0 | 0.001 | 31.868264053766364 | 74.80848279514544 | OPTIMIZED | INSTALLED |  |  | node_1390703_595_15295980_097 | AN | 8100402
evchargingstation_load_220627328 |  | 0 | 0 | 0.92 | 0 | False | 0 | 0 | 0 | 0 | 0 | 0 | 0 | 0 | 0 | 0 | 0 | 0 | 0 | 10157.316253566138 | 0 | 0 | 0 | 0 | 0 | 0 | 0.001 | 721.1664167787944 | 1692.886042261023 | OPTIMIZED | INSTALLED |  |  | node_1391388_963_15297169_394 | AN | 8100402
evchargingstation_load_220656062 |  | 0 | 0 | 0.92 | 0 | False | 0 | 0 | 0 | 0 | 0 | 0 | 0 | 0 | 0 | 0 | 0 | 0 | 0 | 11828.118831706035 | 0 | 0 | 0 | 0 | 0 | 0 | 0.001 | 839.7929210524372 | 1971.3531386176726 | OPTIMIZED | INSTALLED |  |  | node_1391673_706_15297072_412 | AN | 8100402
evchargingstation_load_220656064 |  | 0 | 0 | 0.92 | 0 | False | 0 | 0 | 0 | 0 | 0 | 0 | 0 | 0 | 0 | 0 | 0 | 0 | 0 | 0 | 0 | 0 | 0 | 0 | 0 | 0 | 0.001 | 0 | 0 | OPTIMIZED | INSTALLED |  |  | node_1392026_635_15296936_288 | AN | 8100402

## Fuse
Name | GroupId | MeanReplacementTime | PhaseAStatus | PhaseBStatus | PhaseCStatus | RepairDistributionType | CurrentLimit | CurrentInAReal | CurrentInAImag | CurrentInA | CurrentInBReal | CurrentInBImag | CurrentInB | CurrentInCReal | CurrentInCImag | CurrentInC | CurrentOutAReal | CurrentOutAImag | CurrentOutA | CurrentOutBReal | CurrentOutBImag | CurrentOutB | CurrentOutCReal | CurrentOutCImag | CurrentOutC | ActivePowerInA | ReactivePowerInA | PowerInA | ActivePowerInB | ReactivePowerInB | PowerInB | ActivePowerInC | ReactivePowerInC | PowerInC | ActivePowerOutA | ReactivePowerOutA | PowerOutA | ActivePowerOutB | ReactivePowerOutB | PowerOutB | ActivePowerOutC | ReactivePowerOutC | PowerOutC | Status | From | To | Length | Phases | Feeder | Comments
fuse_220383232 |  | 0 | GOOD | GOOD | GOOD | NONE | 100 | 0 | 0 | 0+0j | 0 | 0 | 0+0j | 0 | 0 | 0+0j | 0 | 0 | 0+0j | 0 | 0 | 0+0j | 0 | 0 | 0+0j | 0 | 0 | 0+0j | 0 | 0 | 0+0j | 0 | 0 | 0+0j | 0 | 0 | 0+0j | 0 | 0 | 0+0j | 0 | 0 | 0+0j | OPEN | node_intto1_8100402_200812699 | node_8100402_200812699 | 0 | AN | 8100402
fuse_220383235 |  | 0 | GOOD | GOOD | GOOD | NONE | 100 | 0 | 0 | 0+0j | 0 | 0 | 0+0j | 0 | 0 | 0+0j | 0 | 0 | 0+0j | 0 | 0 | 0+0j | 0 | 0 | 0+0j | 0 | 0 | 0+0j | 0 | 0 | 0+0j | 0 | 0 | 0+0j | 0 | 0 | 0+0j | 0 | 0 | 0+0j | 0 | 0 | 0+0j | OPEN | node_intto1_8100402_200812861 | node_8100402_200812861 | 0 | ABCN | 8100402
fuse_220383237 |  | 0 | GOOD | GOOD | GOOD | NONE | 125 | 0 | 0 | 0+0j | 0 | 0 | 0+0j | 0 | 0 | 0+0j | 0 | 0 | 0+0j | 0 | 0 | 0+0j | 0 | 0 | 0+0j | 0 | 0 | 0+0j | 0 | 0 | 0+0j | 0 | 0 | 0+0j | 0 | 0 | 0+0j | 0 | 0 | 0+0j | 0 | 0 | 0+0j | OPEN | node_intto1_8100402_200812741 | node_8100402_200812741 | 0 | AN | 8100402
fuse_220383238 |  | 0 | GOOD | GOOD | GOOD | NONE | 200 | 0 | 0 | 0+0j | 0 | 0 | 0+0j | 0 | 0 | 0+0j | 0 | 0 | 0+0j | 0 | 0 | 0+0j | 0 | 0 | 0+0j | 0 | 0 | 0+0j | 0 | 0 | 0+0j | 0 | 0 | 0+0j | 0 | 0 | 0+0j | 0 | 0 | 0+0j | 0 | 0 | 0+0j | OPEN | node_intto1_8100402_200812817 | node_8100402_200812817 | 0 | ABCN | 8100402
fuse_220383239 |  | 0 | GOOD | GOOD | GOOD | NONE | 125 | 0 | 0 | 0+0j | 0 | 0 | 0+0j | 0 | 0 | 0+0j | 0 | 0 | 0+0j | 0 | 0 | 0+0j | 0 | 0 | 0+0j | 0 | 0 | 0+0j | 0 | 0 | 0+0j | 0 | 0 | 0+0j | 0 | 0 | 0+0j | 0 | 0 | 0+0j | 0 | 0 | 0+0j | OPEN | node_intto1_8100402_200812784 | node_8100402_200812784 | 0 | AN | 8100402
fuse_220383241 |  | 0 | GOOD | GOOD | GOOD | NONE | 100 | 0 | 0 | 0+0j | 0 | 0 | 0+0j | 0 | 0 | 0+0j | 0 | 0 | 0+0j | 0 | 0 | 0+0j | 0 | 0 | 0+0j | 0 | 0 | 0+0j | 0 | 0 | 0+0j | 0 | 0 | 0+0j | 0 | 0 | 0+0j | 0 | 0 | 0+0j | 0 | 0 | 0+0j | OPEN | node_intto1_8100402_200812732 | node_8100402_200812732 | 0 | ABCN | 8100402
fuse_220383250 |  | 0 | GOOD | GOOD | GOOD | NONE | 60 | 0 | 0 | 0+0j | 0 | 0 | 0+0j | 0 | 0 | 0+0j | 0 | 0 | 0+0j | 0 | 0 | 0+0j | 0 | 0 | 0+0j | 0 | 0 | 0+0j | 0 | 0 | 0+0j | 0 | 0 | 0+0j | 0 | 0 | 0+0j | 0 | 0 | 0+0j | 0 | 0 | 0+0j | OPEN | node_intto1_8100402_200805366 | node_8100402_200805366 | 0 | ABCN | 8100402
fuse_220627343 |  | 0 | GOOD | GOOD | GOOD | NONE | 100 | 0 | 0 | 0+0j | 0 | 0 | 0+0j | 0 | 0 | 0+0j | 0 | 0 | 0+0j | 0 | 0 | 0+0j | 0 | 0 | 0+0j | 0 | 0 | 0+0j | 0 | 0 | 0+0j | 0 | 0 | 0+0j | 0 | 0 | 0+0j | 0 | 0 | 0+0j | 0 | 0 | 0+0j | OPEN | node_intto1_8100402_201050188 | node_8100402_201050188 | 0 | AN | 8100402

## Generator
Name | GroupId | ColdStartupCost | ColdStartupTime | HotStartupCost | HotStartupStatus | ShutdownCost | CommitmentStatus | ConstructionTime | CalendarLife | YearOfInstallation | ReactivePower | ActivePower | MaxPowerOutput | MinPowerOutput | MinimumDowntime | MinimumUptime | NoLoadCost | NonSpinningReserve | SpinningReserve | OperatingReserve | RampUpLimit | RampDownLimit | StartupCapability | ShutdownCapability | ShutdownStatus | StartupStatus | CapitalCost | FixedOperatingCost | VariableOperatingCost | MaxReactivePower | MaxActivePower | OutputSchedule | PlanningStatus | UnitType | UnitSubtype | ParentNode | Phases | Feeder | Comments

## HeatPump
Name | GroupId | YearOfInstallation | ReactivePower | ActivePower | MaxPowerOutput | MinPowerOutput | RampUpLimit | RampDownLimit | CapitalCost | FixedOperatingCost | VariableOperatingCost | MaxReactivePower | MaxActivePower | OutputSchedule | PlanningStatus | UnitType | UnitSubtype | ParentNode | Phases | Feeder | Comments
heatpump_load_220330626 |  | 0 | 0 | 0 | 0 | 0 | 0 | 0 | 0 | 0 | 0.19 | 1524.5794022174327 | 3578.839769663037 | OPTIMIZED | INSTALLED |  |  | node_1391637_873_15294790_874 | ABCN | 8100402
heatpump_load_220332046 |  | 0 | 0 | 0 | 0 | 0 | 0 | 0 | 0 | 0 | 0.19 | 463.6986462470353 | 1088.49900331477 | OPTIMIZED | INSTALLED |  |  | node_1391098_918_15294630_579 | AN | 8100402
heatpump_load_220332047 |  | 0 | 0 | 0 | 0 | 0 | 0 | 0 | 0 | 0 | 0.19 | 500.93320196830405 | 1175.9044957464264 | OPTIMIZED | INSTALLED |  |  | node_1391102_333_15294641_709 | AN | 8100402
heatpump_load_220332048 |  | 0 | 0 | 0 | 0 | 0 | 0 | 0 | 0 | 0 | 0.19 | 106.4785611000983 | 249.950702710308 | OPTIMIZED | INSTALLED |  |  | node_1390642_074_15294837_87 | AN | 8100402
heatpump_load_220332049 |  | 0 | 0 | 0 | 0 | 0 | 0 | 0 | 0 | 0 | 0.19 | 110.3272794725822 | 258.9852962457868 | OPTIMIZED | INSTALLED |  |  | node_1390622_555_15294842_402 | BN | 8100402
heatpump_load_220332050 |  | 0 | 0 | 0 | 0 | 0 | 0 | 0 | 0 | 0 | 0.19 | 110.3272794725822 | 258.9852962457868 | OPTIMIZED | INSTALLED |  |  | node_1390660_021_15294826_701 | CN | 8100402
heatpump_load_220332119 |  | 0 | 0 | 0 | 0 | 0 | 0 | 0 | 0 | 0 | 0.19 | 673.0451622140895 | 1579.9248299719286 | OPTIMIZED | INSTALLED |  |  | node_1391230_563_15296882_59 | AN | 8100402
heatpump_load_220332125 |  | 0 | 0 | 0 | 0 | 0 | 0 | 0 | 0 | 0 | 0.19 | 1219.2801700914954 | 2862.1719931597713 | OPTIMIZED | INSTALLED |  |  | node_1391221_542_15296023_175 | AN | 8100402
heatpump_load_220332126 |  | 0 | 0 | 0 | 0 | 0 | 0 | 0 | 0 | 0 | 0.19 | 72.59901428404133 | 170.42094141252556 | OPTIMIZED | INSTALLED |  |  | node_1391208_244_15295672_399 | AN | 8100402
heatpump_load_220332127 |  | 0 | 0 | 0 | 0 | 0 | 0 | 0 | 0 | 0 | 0.19 | 1276.987666178157 | 2997.636191069759 | OPTIMIZED | INSTALLED |  |  | node_1390749_406_15295791_28 | AN | 8100402
heatpump_load_220332134 |  | 0 | 0 | 0 | 0 | 0 | 0 | 0 | 0 | 0 | 0.19 | 1455.650948253723 | 3417.035311048328 | OPTIMIZED | INSTALLED |  |  | node_1391072_038_15294927_118 | AN | 8100402
heatpump_load_220332135 |  | 0 | 0 | 0 | 0 | 0 | 0 | 0 | 0 | 0 | 0.19 | 2365.06688863004 | 5551.823458908814 | OPTIMIZED | INSTALLED |  |  | node_1391086_603_15295203_819 | AN | 8100402
heatpump_load_220332146 |  | 0 | 0 | 0 | 0 | 0 | 0 | 0 | 0 | 0 | 0.19 | 41.294323387597956 | 96.93543147544453 | OPTIMIZED | INSTALLED |  |  | node_1391414_254_15294830_398 | AN | 8100402
heatpump_load_220332147 |  | 0 | 0 | 0 | 0 | 0 | 0 | 0 | 0 | 0 | 0.19 | 2075.6930163004668 | 4872.5392201138 | OPTIMIZED | INSTALLED |  |  | node_1391529_916_15295023_054 | AN | 8100402
heatpump_load_220332148 |  | 0 | 0 | 0 | 0 | 0 | 0 | 0 | 0 | 0 | 0.19 | 830.1726566810489 | 1948.770281889886 | OPTIMIZED | INSTALLED |  |  | node_1391609_024_15295344_966 | AN | 8100402
heatpump_load_220332149 |  | 0 | 0 | 0 | 0 | 0 | 0 | 0 | 0 | 0 | 0.19 | 1333.3361234254303 | 3129.910108956505 | OPTIMIZED | INSTALLED |  |  | node_1391747_55_15295889_041 | AN | 8100402
heatpump_load_220332150 |  | 0 | 0 | 0 | 0 | 0 | 0 | 0 | 0 | 0 | 0.19 | 1438.819596648621 | 3377.524919991248 | OPTIMIZED | INSTALLED |  |  | node_1391715_848_15296338_273 | AN | 8100402
heatpump_load_220332151 |  | 0 | 0 | 0 | 0 | 0 | 0 | 0 | 0 | 0 | 0.19 | 6412.642129547748 | 15053.213586591817 | OPTIMIZED | INSTALLED |  |  | node_1391663_979_15296864_755 | AN | 8100402
heatpump_load_220332160 |  | 0 | 0 | 0 | 0 | 0 | 0 | 0 | 0 | 0 | 0.19 | 7.259898019985305 | 17.042094141252555 | OPTIMIZED | INSTALLED |  |  | node_1390293_055_15294618_483 | AN | 8100402
heatpump_load_220332161 |  | 0 | 0 | 0 | 0 | 0 | 0 | 0 | 0 | 0 | 0.19 | 7.259898019985305 | 17.042094141252555 | OPTIMIZED | INSTALLED |  |  | node_1390292_047_15294591_881 | AN | 8100402
heatpump_load_220332162 |  | 0 | 0 | 0 | 0 | 0 | 0 | 0 | 0 | 0 | 0.19 | 236.893493273728 | 556.0903486667273 | OPTIMIZED | INSTALLED |  |  | node_1390347_505_15294657_11 | AN | 8100402
heatpump_load_220332205 |  | 0 | 0 | 0 | 0 | 0 | 0 | 0 | 0 | 0 | 0.19 | 11.499698368822683 | 26.994677119744047 | OPTIMIZED | INSTALLED |  |  | node_1391839_815_15295446_059 | AN | 8100402
heatpump_load_220332900 |  | 0 | 0 | 0 | 0 | 0 | 0 | 0 | 0 | 0 | 0.19 | 311.4323750496798 | 731.0649376337955 | OPTIMIZED | INSTALLED |  |  | node_1391922_379_15296732_488 | AN | 8100402
heatpump_load_220616365 |  | 0 | 0 | 0 | 0 | 0 | 0 | 0 | 0 | 0 | 0.19 | 14.51979603997061 | 34.08418828250511 | OPTIMIZED | INSTALLED |  |  | node_1390703_595_15295980_097 | AN | 8100402
heatpump_load_220627328 |  | 0 | 0 | 0 | 0 | 0 | 0 | 0 | 0 | 0 | 0.19 | 328.577335271169 | 771.3115471577776 | OPTIMIZED | INSTALLED |  |  | node_1391388_963_15297169_394 | AN | 8100402
heatpump_load_220656062 |  | 0 | 0 | 0 | 0 | 0 | 0 | 0 | 0 | 0 | 0.19 | 382.62585966151556 | 898.1865296205746 | OPTIMIZED | INSTALLED |  |  | node_1391673_706_15297072_412 | AN | 8100402
heatpump_load_220656064 |  | 0 | 0 | 0 | 0 | 0 | 0 | 0 | 0 | 0 | 0.19 | 0 | 0 | OPTIMIZED | INSTALLED |  |  | node_1392026_635_15296936_288 | AN | 8100402

## LineSpacing
Name | DistanceAB | DistanceAC | DistanceAE | DistanceAN | DistanceBC | DistanceBE | DistanceBN | DistanceCE | DistanceCN | DistanceNE | Feeder | Comments

## Load
Name | GroupId | PriorityLevel | LoadClass | BaseReactivePowerA | BaseReactivePowerB | BaseReactivePowerC | BaseActivePowerA | BaseActivePowerB | BaseActivePowerC | BasePowerA | BasePowerB | BasePowerC | ConstantCurrentAReal | ConstantCurrentAImag | ConstantCurrentA | ConstantCurrentBReal | ConstantCurrentBImag | ConstantCurrentB | ConstantCurrentCReal | ConstantCurrentCImag | ConstantCurrentC | ConstantResistanceA | ConstantReactanceA | ConstantImpedanceA | ConstantResistanceB | ConstantReactanceB | ConstantImpedanceB | ConstantResistanceC | ConstantReactanceC | ConstantImpedanceC | ConstantActivePowerA | ConstantReactivePowerA | ConstantPowerA | ConstantActivePowerB | ConstantReactivePowerB | ConstantPowerB | ConstantActivePowerC | ConstantReactivePowerC | ConstantPowerC | CurrentFractionA | CurrentFractionB | CurrentFractionC | CurrentPfA | CurrentPfB | CurrentPfC | ImpedanceFractionA | ImpedanceFractionB | ImpedanceFractionC | ImpedancePfA | ImpedancePfB | ImpedancePfC | PowerFractionA | PowerFractionB | PowerFractionC | PowerPfA | PowerPfB | PowerPfC | DemandResponseLowerBound | DemandResponseShortageCost | DemandResponseSurplusCost | DemandResponseUpperBound | ActivePowerA | ActivePowerB | ActivePowerC | ReactivePowerA | ReactivePowerB | ReactivePowerC | NominalVoltage | Status | ParentNode | Phases | Feeder | Comments
load_220330626 |  | 0 | C | 0 | 0 | 0 | 0 | 0 | 0 | 0 | 0 | 0 | 0 | 0 | 0+0j | 0 | 0 | 0+0j | 0 | 0 | 0+0j | 0 | 0 | 0+0j | 0 | 0 | 0+0j | 0 | 0 | 0+0j | 35000 | 14909.938 | 35000+14909.938j | 35000 | 14909.938 | 35000+14909.938j | 35000 | 14909.938 | 35000+14909.938j | 0 | 0 | 0 | 0 | 0 | 0 | 0 | 0 | 0 | 0 | 0 | 0 | 0 | 0 | 0 | 0 | 0 | 0 | 1 | 0 | 0 | 1 | 0 | 0 | 0 | 0 | 0 | 0 | 0 | OPEN | node_1391637_873_15294790_874 | ABCN | 8100402
load_220332046 |  | 0 | R | 0 | 0 | 0 | 0 | 0 | 0 | 0 | 0 | 0 | 0 | 0 | 0+0j | 0 | 0 | 0+0j | 0 | 0 | 0+0j | 0 | 0 | 0+0j | 0 | 0 | 0+0j | 0 | 0 | 0+0j | 31935.6 | 13604.509 | 31935.6+13604.509j | 0 | 0 | 0+0j | 0 | 0 | 0+0j | 0 | 0 | 0 | 0 | 0 | 0 | 0 | 0 | 0 | 0 | 0 | 0 | 0 | 0 | 0 | 0 | 0 | 0 | 1 | 0 | 0 | 1 | 0 | 0 | 0 | 0 | 0 | 0 | 0 | OPEN | node_1391098_918_15294630_579 | AN | 8100402
load_220332047 |  | 0 | C | 0 | 0 | 0 | 0 | 0 | 0 | 0 | 0 | 0 | 0 | 0 | 0+0j | 0 | 0 | 0+0j | 0 | 0 | 0+0j | 0 | 0 | 0+0j | 0 | 0 | 0+0j | 0 | 0 | 0+0j | 34500 | 14696.938 | 34500+14696.938j | 0 | 0 | 0+0j | 0 | 0 | 0+0j | 0 | 0 | 0 | 0 | 0 | 0 | 0 | 0 | 0 | 0 | 0 | 0 | 0 | 0 | 0 | 0 | 0 | 0 | 1 | 0 | 0 | 1 | 0 | 0 | 0 | 0 | 0 | 0 | 0 | OPEN | node_1391102_333_15294641_709 | AN | 8100402
load_220332048 |  | 0 | C | 0 | 0 | 0 | 0 | 0 | 0 | 0 | 0 | 0 | 0 | 0 | 0+0j | 0 | 0 | 0+0j | 0 | 0 | 0+0j | 0 | 0 | 0+0j | 0 | 0 | 0+0j | 0 | 0 | 0+0j | 7333.333 | 3123.987 | 7333.333+3123.987j | 0 | 0 | 0+0j | 0 | 0 | 0+0j | 0 | 0 | 0 | 0 | 0 | 0 | 0 | 0 | 0 | 0 | 0 | 0 | 0 | 0 | 0 | 0 | 0 | 0 | 1 | 0 | 0 | 1 | 0 | 0 | 0 | 0 | 0 | 0 | 0 | OPEN | node_1390642_074_15294837_87 | AN | 8100402
load_220332049 |  | 0 | R | 0 | 0 | 0 | 0 | 0 | 0 | 0 | 0 | 0 | 0 | 0 | 0+0j | 0 | 0 | 0+0j | 0 | 0 | 0+0j | 0 | 0 | 0+0j | 0 | 0 | 0+0j | 0 | 0 | 0+0j | 0 | 0 | 0+0j | 7598.4 | 3236.905 | 7598.4+3236.905j | 0 | 0 | 0+0j | 0 | 0 | 0 | 0 | 0 | 0 | 0 | 0 | 0 | 0 | 0 | 0 | 0 | 0 | 0 | 0 | 0 | 0 | 1 | 0 | 0 | 1 | 0 | 0 | 0 | 0 | 0 | 0 | 0 | OPEN | node_1390622_555_15294842_402 | BN | 8100402
load_220332050 |  | 0 | R | 0 | 0 | 0 | 0 | 0 | 0 | 0 | 0 | 0 | 0 | 0 | 0+0j | 0 | 0 | 0+0j | 0 | 0 | 0+0j | 0 | 0 | 0+0j | 0 | 0 | 0+0j | 0 | 0 | 0+0j | 0 | 0 | 0+0j | 0 | 0 | 0+0j | 7598.4 | 3236.905 | 7598.4+3236.905j | 0 | 0 | 0 | 0 | 0 | 0 | 0 | 0 | 0 | 0 | 0 | 0 | 0 | 0 | 0 | 0 | 0 | 0 | 1 | 0 | 0 | 1 | 0 | 0 | 0 | 0 | 0 | 0 | 0 | OPEN | node_1390660_021_15294826_701 | CN | 8100402
load_220332119 |  | 0 | R | 0 | 0 | 0 | 0 | 0 | 0 | 0 | 0 | 0 | 0 | 0 | 0+0j | 0 | 0 | 0+0j | 0 | 0 | 0+0j | 0 | 0 | 0+0j | 0 | 0 | 0+0j | 0 | 0 | 0+0j | 46353.6 | 19746.551 | 46353.6+19746.551j | 0 | 0 | 0+0j | 0 | 0 | 0+0j | 0 | 0 | 0 | 0 | 0 | 0 | 0 | 0 | 0 | 0 | 0 | 0 | 0 | 0 | 0 | 0 | 0 | 0 | 1 | 0 | 0 | 1 | 0 | 0 | 0 | 0 | 0 | 0 | 0 | OPEN | node_1391230_563_15296882_59 | AN | 8100402
load_220332125 |  | 0 | R | 0 | 0 | 0 | 0 | 0 | 0 | 0 | 0 | 0 | 0 | 0 | 0+0j | 0 | 0 | 0+0j | 0 | 0 | 0+0j | 0 | 0 | 0+0j | 0 | 0 | 0+0j | 0 | 0 | 0+0j | 83973.6 | 35772.604 | 83973.6+35772.604j | 0 | 0 | 0+0j | 0 | 0 | 0+0j | 0 | 0 | 0 | 0 | 0 | 0 | 0 | 0 | 0 | 0 | 0 | 0 | 0 | 0 | 0 | 0 | 0 | 0 | 1 | 0 | 0 | 1 | 0 | 0 | 0 | 0 | 0 | 0 | 0 | OPEN | node_1391221_542_15296023_175 | AN | 8100402
load_220332126 |  | 0 | C | 0 | 0 | 0 | 0 | 0 | 0 | 0 | 0 | 0 | 0 | 0 | 0+0j | 0 | 0 | 0+0j | 0 | 0 | 0+0j | 0 | 0 | 0+0j | 0 | 0 | 0+0j | 0 | 0 | 0+0j | 5000 | 2129.991 | 5000+2129.991j | 0 | 0 | 0+0j | 0 | 0 | 0+0j | 0 | 0 | 0 | 0 | 0 | 0 | 0 | 0 | 0 | 0 | 0 | 0 | 0 | 0 | 0 | 0 | 0 | 0 | 1 | 0 | 0 | 1 | 0 | 0 | 0 | 0 | 0 | 0 | 0 | OPEN | node_1391208_244_15295672_399 | AN | 8100402
load_220332127 |  | 0 | R | 0 | 0 | 0 | 0 | 0 | 0 | 0 | 0 | 0 | 0 | 0 | 0+0j | 0 | 0 | 0+0j | 0 | 0 | 0+0j | 0 | 0 | 0+0j | 0 | 0 | 0+0j | 0 | 0 | 0+0j | 87948 | 37465.691 | 87948+37465.691j | 0 | 0 | 0+0j | 0 | 0 | 0+0j | 0 | 0 | 0 | 0 | 0 | 0 | 0 | 0 | 0 | 0 | 0 | 0 | 0 | 0 | 0 | 0 | 0 | 0 | 1 | 0 | 0 | 1 | 0 | 0 | 0 | 0 | 0 | 0 | 0 | OPEN | node_1390749_406_15295791_28 | AN | 8100402
load_220332134 |  | 0 | R | 0 | 0 | 0 | 0 | 0 | 0 | 0 | 0 | 0 | 0 | 0 | 0+0j | 0 | 0 | 0+0j | 0 | 0 | 0+0j | 0 | 0 | 0+0j | 0 | 0 | 0+0j | 0 | 0 | 0+0j | 100252.8 | 42707.514 | 100252.8+42707.514j | 0 | 0 | 0+0j | 0 | 0 | 0+0j | 0 | 0 | 0 | 0 | 0 | 0 | 0 | 0 | 0 | 0 | 0 | 0 | 0 | 0 | 0 | 0 | 0 | 0 | 1 | 0 | 0 | 1 | 0 | 0 | 0 | 0 | 0 | 0 | 0 | OPEN | node_1391072_038_15294927_118 | AN | 8100402
load_220332135 |  | 0 | R | 0 | 0 | 0 | 0 | 0 | 0 | 0 | 0 | 0 | 0 | 0 | 0+0j | 0 | 0 | 0+0j | 0 | 0 | 0+0j | 0 | 0 | 0+0j | 0 | 0 | 0+0j | 0 | 0 | 0+0j | 162885.6 | 69388.975 | 162885.6+69388.975j | 0 | 0 | 0+0j | 0 | 0 | 0+0j | 0 | 0 | 0 | 0 | 0 | 0 | 0 | 0 | 0 | 0 | 0 | 0 | 0 | 0 | 0 | 0 | 0 | 0 | 1 | 0 | 0 | 1 | 0 | 0 | 0 | 0 | 0 | 0 | 0 | OPEN | node_1391086_603_15295203_819 | AN | 8100402
load_220332146 |  | 0 | C | 0 | 0 | 0 | 0 | 0 | 0 | 0 | 0 | 0 | 0 | 0 | 0+0j | 0 | 0 | 0+0j | 0 | 0 | 0+0j | 0 | 0 | 0+0j | 0 | 0 | 0+0j | 0 | 0 | 0+0j | 2844 | 1211.539 | 2844+1211.539j | 0 | 0 | 0+0j | 0 | 0 | 0+0j | 0 | 0 | 0 | 0 | 0 | 0 | 0 | 0 | 0 | 0 | 0 | 0 | 0 | 0 | 0 | 0 | 0 | 0 | 1 | 0 | 0 | 1 | 0 | 0 | 0 | 0 | 0 | 0 | 0 | OPEN | node_1391414_254_15294830_398 | AN | 8100402
load_220332147 |  | 0 | R | 0 | 0 | 0 | 0 | 0 | 0 | 0 | 0 | 0 | 0 | 0 | 0+0j | 0 | 0 | 0+0j | 0 | 0 | 0+0j | 0 | 0 | 0+0j | 0 | 0 | 0+0j | 0 | 0 | 0+0j | 142956 | 60899.001 | 142956+60899.001j | 0 | 0 | 0+0j | 0 | 0 | 0+0j | 0 | 0 | 0 | 0 | 0 | 0 | 0 | 0 | 0 | 0 | 0 | 0 | 0 | 0 | 0 | 0 | 0 | 0 | 1 | 0 | 0 | 1 | 0 | 0 | 0 | 0 | 0 | 0 | 0 | OPEN | node_1391529_916_15295023_054 | AN | 8100402
load_220332148 |  | 0 | R | 0 | 0 | 0 | 0 | 0 | 0 | 0 | 0 | 0 | 0 | 0 | 0+0j | 0 | 0 | 0+0j | 0 | 0 | 0+0j | 0 | 0 | 0+0j | 0 | 0 | 0+0j | 0 | 0 | 0+0j | 57175.2 | 24356.533 | 57175.2+24356.533j | 0 | 0 | 0+0j | 0 | 0 | 0+0j | 0 | 0 | 0 | 0 | 0 | 0 | 0 | 0 | 0 | 0 | 0 | 0 | 0 | 0 | 0 | 0 | 0 | 0 | 1 | 0 | 0 | 1 | 0 | 0 | 0 | 0 | 0 | 0 | 0 | OPEN | node_1391609_024_15295344_966 | AN | 8100402
load_220332149 |  | 0 | R | 0 | 0 | 0 | 0 | 0 | 0 | 0 | 0 | 0 | 0 | 0 | 0+0j | 0 | 0 | 0+0j | 0 | 0 | 0+0j | 0 | 0 | 0+0j | 0 | 0 | 0+0j | 0 | 0 | 0+0j | 91828.8 | 39118.905 | 91828.8+39118.905j | 0 | 0 | 0+0j | 0 | 0 | 0+0j | 0 | 0 | 0 | 0 | 0 | 0 | 0 | 0 | 0 | 0 | 0 | 0 | 0 | 0 | 0 | 0 | 0 | 0 | 1 | 0 | 0 | 1 | 0 | 0 | 0 | 0 | 0 | 0 | 0 | OPEN | node_1391747_55_15295889_041 | AN | 8100402
load_220332150 |  | 0 | R | 0 | 0 | 0 | 0 | 0 | 0 | 0 | 0 | 0 | 0 | 0 | 0+0j | 0 | 0 | 0+0j | 0 | 0 | 0+0j | 0 | 0 | 0+0j | 0 | 0 | 0+0j | 0 | 0 | 0+0j | 99093.6 | 42213.697 | 99093.6+42213.697j | 0 | 0 | 0+0j | 0 | 0 | 0+0j | 0 | 0 | 0 | 0 | 0 | 0 | 0 | 0 | 0 | 0 | 0 | 0 | 0 | 0 | 0 | 0 | 0 | 0 | 1 | 0 | 0 | 1 | 0 | 0 | 0 | 0 | 0 | 0 | 0 | OPEN | node_1391715_848_15296338_273 | AN | 8100402
load_220332151 |  | 0 | R | 0 | 0 | 0 | 0 | 0 | 0 | 0 | 0 | 0 | 0 | 0 | 0+0j | 0 | 0 | 0+0j | 0 | 0 | 0+0j | 0 | 0 | 0+0j | 0 | 0 | 0+0j | 0 | 0 | 0+0j | 441648 | 188141.26 | 441648+188141.26j | 0 | 0 | 0+0j | 0 | 0 | 0+0j | 0 | 0 | 0 | 0 | 0 | 0 | 0 | 0 | 0 | 0 | 0 | 0 | 0 | 0 | 0 | 0 | 0 | 0 | 1 | 0 | 0 | 1 | 0 | 0 | 0 | 0 | 0 | 0 | 0 | OPEN | node_1391663_979_15296864_755 | AN | 8100402
load_220332160 |  | 0 | C | 0 | 0 | 0 | 0 | 0 | 0 | 0 | 0 | 0 | 0 | 0 | 0+0j | 0 | 0 | 0+0j | 0 | 0 | 0+0j | 0 | 0 | 0+0j | 0 | 0 | 0+0j | 0 | 0 | 0+0j | 500 | 212.999 | 500+212.999j | 0 | 0 | 0+0j | 0 | 0 | 0+0j | 0 | 0 | 0 | 0 | 0 | 0 | 0 | 0 | 0 | 0 | 0 | 0 | 0 | 0 | 0 | 0 | 0 | 0 | 1 | 0 | 0 | 1 | 0 | 0 | 0 | 0 | 0 | 0 | 0 | OPEN | node_1390293_055_15294618_483 | AN | 8100402
load_220332161 |  | 0 | C | 0 | 0 | 0 | 0 | 0 | 0 | 0 | 0 | 0 | 0 | 0 | 0+0j | 0 | 0 | 0+0j | 0 | 0 | 0+0j | 0 | 0 | 0+0j | 0 | 0 | 0+0j | 0 | 0 | 0+0j | 500 | 212.999 | 500+212.999j | 0 | 0 | 0+0j | 0 | 0 | 0+0j | 0 | 0 | 0 | 0 | 0 | 0 | 0 | 0 | 0 | 0 | 0 | 0 | 0 | 0 | 0 | 0 | 0 | 0 | 1 | 0 | 0 | 1 | 0 | 0 | 0 | 0 | 0 | 0 | 0 | OPEN | node_1390292_047_15294591_881 | AN | 8100402
load_220332162 |  | 0 | R | 0 | 0 | 0 | 0 | 0 | 0 | 0 | 0 | 0 | 0 | 0 | 0+0j | 0 | 0 | 0+0j | 0 | 0 | 0+0j | 0 | 0 | 0+0j | 0 | 0 | 0+0j | 0 | 0 | 0+0j | 16315.2 | 6950.246 | 16315.2+6950.246j | 0 | 0 | 0+0j | 0 | 0 | 0+0j | 0 | 0 | 0 | 0 | 0 | 0 | 0 | 0 | 0 | 0 | 0 | 0 | 0 | 0 | 0 | 0 | 0 | 0 | 1 | 0 | 0 | 1 | 0 | 0 | 0 | 0 | 0 | 0 | 0 | OPEN | node_1390347_505_15294657_11 | AN | 8100402
load_220332205 |  | 0 | C | 0 | 0 | 0 | 0 | 0 | 0 | 0 | 0 | 0 | 0 | 0 | 0+0j | 0 | 0 | 0+0j | 0 | 0 | 0+0j | 0 | 0 | 0+0j | 0 | 0 | 0+0j | 0 | 0 | 0+0j | 792 | 337.391 | 792+337.391j | 0 | 0 | 0+0j | 0 | 0 | 0+0j | 0 | 0 | 0 | 0 | 0 | 0 | 0 | 0 | 0 | 0 | 0 | 0 | 0 | 0 | 0 | 0 | 0 | 0 | 1 | 0 | 0 | 1 | 0 | 0 | 0 | 0 | 0 | 0 | 0 | OPEN | node_1391839_815_15295446_059 | AN | 8100402
load_220332900 |  | 0 | R | 0 | 0 | 0 | 0 | 0 | 0 | 0 | 0 | 0 | 0 | 0 | 0+0j | 0 | 0 | 0+0j | 0 | 0 | 0+0j | 0 | 0 | 0+0j | 0 | 0 | 0+0j | 0 | 0 | 0+0j | 21448.8 | 9137.151 | 21448.8+9137.151j | 0 | 0 | 0+0j | 0 | 0 | 0+0j | 0 | 0 | 0 | 0 | 0 | 0 | 0 | 0 | 0 | 0 | 0 | 0 | 0 | 0 | 0 | 0 | 0 | 0 | 1 | 0 | 0 | 1 | 0 | 0 | 0 | 0 | 0 | 0 | 0 | OPEN | node_1391922_379_15296732_488 | AN | 8100402
load_220616365 |  | 0 | C | 0 | 0 | 0 | 0 | 0 | 0 | 0 | 0 | 0 | 0 | 0 | 0+0j | 0 | 0 | 0+0j | 0 | 0 | 0+0j | 0 | 0 | 0+0j | 0 | 0 | 0+0j | 0 | 0 | 0+0j | 1000 | 425.998 | 1000+425.998j | 0 | 0 | 0+0j | 0 | 0 | 0+0j | 0 | 0 | 0 | 0 | 0 | 0 | 0 | 0 | 0 | 0 | 0 | 0 | 0 | 0 | 0 | 0 | 0 | 0 | 1 | 0 | 0 | 1 | 0 | 0 | 0 | 0 | 0 | 0 | 0 | OPEN | node_1390703_595_15295980_097 | AN | 8100402
load_220627328 |  | 0 | R | 0 | 0 | 0 | 0 | 0 | 0 | 0 | 0 | 0 | 0 | 0 | 0+0j | 0 | 0 | 0+0j | 0 | 0 | 0+0j | 0 | 0 | 0+0j | 0 | 0 | 0+0j | 0 | 0 | 0+0j | 22629.6 | 9640.169 | 22629.6+9640.169j | 0 | 0 | 0+0j | 0 | 0 | 0+0j | 0 | 0 | 0 | 0 | 0 | 0 | 0 | 0 | 0 | 0 | 0 | 0 | 0 | 0 | 0 | 0 | 0 | 0 | 1 | 0 | 0 | 1 | 0 | 0 | 0 | 0 | 0 | 0 | 0 | OPEN | node_1391388_963_15297169_394 | AN | 8100402
load_220656062 |  | 0 | R | 0 | 0 | 0 | 0 | 0 | 0 | 0 | 0 | 0 | 0 | 0 | 0+0j | 0 | 0 | 0+0j | 0 | 0 | 0+0j | 0 | 0 | 0+0j | 0 | 0 | 0+0j | 0 | 0 | 0+0j | 26352 | 11225.905 | 26352+11225.905j | 0 | 0 | 0+0j | 0 | 0 | 0+0j | 0 | 0 | 0 | 0 | 0 | 0 | 0 | 0 | 0 | 0 | 0 | 0 | 0 | 0 | 0 | 0 | 0 | 0 | 1 | 0 | 0 | 1 | 0 | 0 | 0 | 0 | 0 | 0 | 0 | OPEN | node_1391673_706_15297072_412 | AN | 8100402
load_220656064 |  | 0 | C | 0 | 0 | 0 | 0 | 0 | 0 | 0 | 0 | 0 | 0 | 0 | 0+0j | 0 | 0 | 0+0j | 0 | 0 | 0+0j | 0 | 0 | 0+0j | 0 | 0 | 0+0j | 0 | 0 | 0+0j | 0 | 0 | 0+0j | 0 | 0 | 0+0j | 0 | 0 | 0+0j | 0 | 0 | 0 | 0 | 0 | 0 | 0 | 0 | 0 | 0 | 0 | 0 | 0 | 0 | 0 | 0 | 0 | 0 | 1 | 0 | 0 | 1 | 0 | 0 | 0 | 0 | 0 | 0 | 0 | OPEN | node_1392026_635_15296936_288 | AN | 8100402

## OverheadLineConductor
Name | Diameter | GeometricMeanRadius | RatingSummerContinuous | RatingSummerEmergency | RatingWinterContinuous | RatingWinterEmergency | Feeder | Comments
oh_cond_1/0_AAAC | 0.398 | 0.012 | 235 | 235 | 310 | 310 | 8100402
oh_cond_1/0_ACSR | 0.398 | 0.012 | 265 | 265 | 330 | 330 | 8100402
oh_cond_2/0_CU | 0.414 | 0.013 | 295 | 295 | 425 | 425 | 8100402
oh_cond_2_CU | 0.292 | 0.009 | 190 | 190 | 270 | 270 | 8100402
oh_cond_4/0_AAAC | 0.563 | 0.017 | 365 | 365 | 480 | 480 | 8100402
oh_cond_4/0_AL | 0.522 | 0.016 | 365 | 365 | 480 | 480 | 8100402
oh_cond_4/0_CU | 0.522 | 0.017 | 395 | 290 | 570 | 570 | 8100402
oh_cond_4_CU | 0.232 | 0.007 | 140 | 140 | 200 | 200 | 8100402
oh_cond_477_MCM_AL | 0.792 | 0.025 | 605 | 605 | 810 | 810 | 8100402
oh_cond_WP-4/0-CU | 0.81 | 0.015 | 340 | 340 | 390 | 390 | 8100402

## OverheadLineConfiguration
Name | ConductorA | ConductorB | ConductorC | ConductorN | LineSpacing | Capacitance11 | Capacitance12 | Capacitance13 | Capacitance21 | Capacitance22 | Capacitance23 | Capacitance31 | Capacitance32 | Capacitance33 | Impedance11 | Impedance12 | Impedance13 | Impedance21 | Impedance22 | Impedance23 | Impedance31 | Impedance32 | Impedance33 | Feeder | Comments
bal_1P_1/0AA_1/0AA(N) | oh_cond_1/0_AAAC | oh_cond_1/0_AAAC | oh_cond_1/0_AAAC | oh_cond_1/0_AAAC |  | 13.243 | -2.726 | -2.726 | -2.726 | 13.243 | -2.726 | -2.726 | -2.726 | 13.243 | 1.078+1.186j | 0.201+0.467j | 0.201+0.467j | 0.201+0.467j | 1.078+1.186j | 0.201+0.467j | 0.201+0.467j | 0.201+0.467j | 1.078+1.186j | 8100402
bal_1P_1/0AC_1/0AC(N) | oh_cond_1/0_ACSR | oh_cond_1/0_ACSR | oh_cond_1/0_ACSR | oh_cond_1/0_ACSR |  | 13.243 | -2.726 | -2.726 | -2.726 | 13.243 | -2.726 | -2.726 | -2.726 | 13.243 | 1.091+1.185j | 0.203+0.469j | 0.203+0.469j | 0.203+0.469j | 1.091+1.185j | 0.203+0.469j | 0.203+0.469j | 0.203+0.469j | 1.091+1.185j | 8100402
bal_1P_1/0AC_2/0CU(N) | oh_cond_1/0_ACSR | oh_cond_1/0_ACSR | oh_cond_1/0_ACSR | oh_cond_2/0_CU |  | 13.245 | -2.723 | -2.723 | -2.723 | 13.245 | -2.723 | -2.723 | -2.723 | 13.245 | 1.019+1.125j | 0.131+0.409j | 0.131+0.409j | 0.131+0.409j | 1.019+1.125j | 0.131+0.409j | 0.131+0.409j | 0.131+0.409j | 1.019+1.125j | 8100402
bal_1P_1/0AC_2CU(N) | oh_cond_1/0_ACSR | oh_cond_1/0_ACSR | oh_cond_1/0_ACSR | oh_cond_2_CU |  | 13.223 | -2.745 | -2.745 | -2.745 | 13.223 | -2.745 | -2.745 | -2.745 | 13.223 | 1.084+1.187j | 0.196+0.471j | 0.196+0.471j | 0.196+0.471j | 1.084+1.187j | 0.196+0.471j | 0.196+0.471j | 0.196+0.471j | 1.084+1.187j | 8100402
bal_1P_1/0AC_4/0AL(N) | oh_cond_1/0_ACSR | oh_cond_1/0_ACSR | oh_cond_1/0_ACSR | oh_cond_4/0_AL |  | 13.261 | -2.707 | -2.707 | -2.707 | 13.261 | -2.707 | -2.707 | -2.707 | 13.261 | 1.022+1.12j | 0.134+0.404j | 0.134+0.404j | 0.134+0.404j | 1.022+1.12j | 0.134+0.404j | 0.134+0.404j | 0.134+0.404j | 1.022+1.12j | 8100402
bal_1P_4CU_2/0CU(N) | oh_cond_4_CU | oh_cond_4_CU | oh_cond_4_CU | oh_cond_2/0_CU |  | 12.193 | -2.372 | -2.372 | -2.372 | 12.193 | -2.372 | -2.372 | -2.372 | 12.193 | 1.519+1.193j | 0.131+0.409j | 0.131+0.409j | 0.131+0.409j | 1.519+1.193j | 0.131+0.409j | 0.131+0.409j | 0.131+0.409j | 1.519+1.193j | 8100402
bal_3P_1/0AA_1/0AA(N) | oh_cond_1/0_AAAC | oh_cond_1/0_AAAC | oh_cond_1/0_AAAC | oh_cond_1/0_AAAC |  | 13.243 | -2.726 | -2.726 | -2.726 | 13.243 | -2.726 | -2.726 | -2.726 | 13.243 | 1.078+1.186j | 0.201+0.467j | 0.201+0.467j | 0.201+0.467j | 1.078+1.186j | 0.201+0.467j | 0.201+0.467j | 0.201+0.467j | 1.078+1.186j | 8100402
bal_3P_2/0CU_2/0CU(N) | oh_cond_2/0_CU | oh_cond_2/0_CU | oh_cond_2/0_CU | oh_cond_2/0_CU |  | 13.33 | -2.752 | -2.752 | -2.752 | 13.33 | -2.752 | -2.752 | -2.752 | 13.33 | 0.571+1.115j | 0.131+0.409j | 0.131+0.409j | 0.131+0.409j | 0.571+1.115j | 0.131+0.409j | 0.131+0.409j | 0.131+0.409j | 0.571+1.115j | 8100402
bal_3P_2/0CU_2CU(N) | oh_cond_2/0_CU | oh_cond_2/0_CU | oh_cond_2/0_CU | oh_cond_2_CU |  | 13.308 | -2.774 | -2.774 | -2.774 | 13.308 | -2.774 | -2.774 | -2.774 | 13.308 | 0.636+1.178j | 0.196+0.471j | 0.196+0.471j | 0.196+0.471j | 0.636+1.178j | 0.196+0.471j | 0.196+0.471j | 0.196+0.471j | 0.636+1.178j | 8100402
bal_3P_2/0CU_4CU(N) | oh_cond_2/0_CU | oh_cond_2/0_CU | oh_cond_2/0_CU | oh_cond_4_CU |  | 13.294 | -2.787 | -2.787 | -2.787 | 13.294 | -2.787 | -2.787 | -2.787 | 13.294 | 0.669+1.248j | 0.229+0.541j | 0.229+0.541j | 0.229+0.541j | 0.669+1.248j | 0.229+0.541j | 0.229+0.541j | 0.229+0.541j | 0.669+1.248j | 8100402
bal_3P_2CU_2CU(N) | oh_cond_2_CU | oh_cond_2_CU | oh_cond_2_CU | oh_cond_2_CU |  | 12.598 | -2.533 | -2.533 | -2.533 | 12.598 | -2.533 | -2.533 | -2.533 | 12.598 | 1.069+1.227j | 0.196+0.471j | 0.196+0.471j | 0.196+0.471j | 1.069+1.227j | 0.196+0.471j | 0.196+0.471j | 0.196+0.471j | 1.069+1.227j | 8100402
bal_3P_4/0AA_4/0AA(N) | oh_cond_4/0_AAAC | oh_cond_4/0_AAAC | oh_cond_4/0_AAAC | oh_cond_4/0_AAAC |  | 14.052 | -2.971 | -2.971 | -2.971 | 14.052 | -2.971 | -2.971 | -2.971 | 14.052 | 0.573+1.078j | 0.134+0.402j | 0.134+0.402j | 0.134+0.402j | 0.573+1.078j | 0.134+0.402j | 0.134+0.402j | 0.134+0.402j | 0.573+1.078j | 8100402
bal_3P_4CU_4CU(N) | oh_cond_4_CU | oh_cond_4_CU | oh_cond_4_CU | oh_cond_4_CU |  | 12.16 | -2.404 | -2.404 | -2.404 | 12.16 | -2.404 | -2.404 | -2.404 | 12.16 | 1.617+1.325j | 0.229+0.541j | 0.229+0.541j | 0.229+0.541j | 1.617+1.325j | 0.229+0.541j | 0.229+0.541j | 0.229+0.541j | 1.617+1.325j | 8100402
bal_3P_477AL_2/0CU(N) | oh_cond_477_MCM_AL | oh_cond_477_MCM_AL | oh_cond_477_MCM_AL | oh_cond_2/0_CU |  | 14.903 | -3.303 | -3.303 | -3.303 | 14.903 | -3.303 | -3.303 | -3.303 | 14.903 | 0.329+1.038j | 0.131+0.409j | 0.131+0.409j | 0.131+0.409j | 0.329+1.038j | 0.131+0.409j | 0.131+0.409j | 0.131+0.409j | 0.329+1.038j | 8100402
bal_3P_477AL_4/0AA(N) | oh_cond_477_MCM_AL | oh_cond_477_MCM_AL | oh_cond_477_MCM_AL | oh_cond_4/0_AAAC |  | 14.927 | -3.279 | -3.279 | -3.279 | 14.927 | -3.279 | -3.279 | -3.279 | 14.927 | 0.332+1.031j | 0.134+0.402j | 0.134+0.402j | 0.134+0.402j | 0.332+1.031j | 0.134+0.402j | 0.134+0.402j | 0.134+0.402j | 0.332+1.031j | 8100402
bal_3P_477AL_4/0CU(N) | oh_cond_477_MCM_AL | oh_cond_477_MCM_AL | oh_cond_477_MCM_AL | oh_cond_4/0_CU |  | 14.921 | -3.285 | -3.285 | -3.285 | 14.921 | -3.285 | -3.285 | -3.285 | 14.921 | 0.294+1.018j | 0.096+0.388j | 0.096+0.388j | 0.096+0.388j | 0.294+1.018j | 0.096+0.388j | 0.096+0.388j | 0.096+0.388j | 0.294+1.018j | 8100402
unb_TAPWIRE_OH | oh_cond_WP-4/0-CU | oh_cond_WP-4/0-CU | oh_cond_WP-4/0-CU | oh_cond_WP-4/0-CU |  | 14.911 | -4.341 | -1.953 | -4.341 | 15.781 | -3.724 | -1.953 | -3.724 | 14.818 | 0.365+1.097j | 0.093+0.433j | 0.094+0.34j | 0.093+0.433j | 0.368+1.078j | 0.095+0.401j | 0.094+0.34j | 0.095+0.401j | 0.368+1.077j | 8100402

## Recloser
Name | GroupId | RetryTime | MaximumNumberOfTries | Status | From | To | Length | Phases | Feeder | Comments

## RegulatorConfiguration
Name | CurrentTransducerPhase | PowerTransducerPhase | Regulation | Control | Type | CompensatorResistiveSettingA | CompensatorResistiveSettingB | CompensatorResistiveSettingC | CompensatorReactiveSettingA | CompensatorReactiveSettingB | CompensatorReactiveSettingC | BandCenter | BandWidth | CurrentTransducerRatio | PowerTransducerRatio | ConnectType | ControlLevel | DwellTime | TimeDelay | LowerTaps | RaiseTaps | TapPositionA | TapPositionB | TapPositionC | Feeder | Comments

## Sectionalizer
Name | GroupId | OperatingMode | PhaseAState | PhaseBState | PhaseCState | CurrentInAReal | CurrentInAImag | CurrentInA | CurrentInBReal | CurrentInBImag | CurrentInB | CurrentInCReal | CurrentInCImag | CurrentInC | CurrentOutAReal | CurrentOutAImag | CurrentOutA | CurrentOutBReal | CurrentOutBImag | CurrentOutB | CurrentOutCReal | CurrentOutCImag | CurrentOutC | ActivePowerInA | ReactivePowerInA | PowerInA | ActivePowerInB | ReactivePowerInB | PowerInB | ActivePowerInC | ReactivePowerInC | PowerInC | ActivePowerOutA | ReactivePowerOutA | PowerOutA | ActivePowerOutB | ReactivePowerOutB | PowerOutB | ActivePowerOutC | ReactivePowerOutC | PowerOutC | Status | From | To | Length | Phases | Feeder | Comments

## Solar
Name | GroupId | SpillageCost | CapitalCost | FixedOperatingCost | VariableOperatingCost | MaxReactivePower | MaxActivePower | OutputSchedule | PlanningStatus | UnitType | UnitSubtype | ParentNode | Phases | Feeder | Comments
solar_load_220330626 |  | 0 | 0 | 0 | 0.001 | 16814.627756827213 | 39471.1213077447 | OPTIMIZED | INSTALLED | solar_pv |  | node_1391637_873_15294790_874 | ABCN | 8100402
solar_load_220332046 |  | 0 | 0 | 0 | 0.001 | 5114.145000679091 | 12005.085158434396 | OPTIMIZED | INSTALLED | solar_pv |  | node_1391098_918_15294630_579 | AN | 8100402
solar_load_220332047 |  | 0 | 0 | 0 | 0.001 | 5524.805930003837 | 12969.082715401832 | OPTIMIZED | INSTALLED | solar_pv |  | node_1391102_333_15294641_709 | AN | 8100402
solar_load_220332048 |  | 0 | 0 | 0 | 0.001 | 1174.354950864928 | 2756.7131088865463 | OPTIMIZED | INSTALLED | solar_pv |  | node_1390642_074_15294837_87 | AN | 8100402
solar_load_220332049 |  | 0 | 0 | 0 | 0.001 | 1216.8025706347178 | 2856.3558870930224 | OPTIMIZED | INSTALLED | solar_pv |  | node_1390622_555_15294842_402 | BN | 8100402
solar_load_220332050 |  | 0 | 0 | 0 | 0.001 | 1216.8025706347178 | 2856.3558870930224 | OPTIMIZED | INSTALLED | solar_pv |  | node_1390660_021_15294826_701 | CN | 8100402
solar_load_220332119 |  | 0 | 0 | 0 | 0.001 | 7423.033427910165 | 17425.033987149283 | OPTIMIZED | INSTALLED | solar_pv |  | node_1391230_563_15296882_59 | AN | 8100402
solar_load_220332125 |  | 0 | 0 | 0 | 0.001 | 13447.47420931346 | 31566.97287855267 | OPTIMIZED | INSTALLED | solar_pv |  | node_1391221_542_15296023_175 | AN | 8100402
solar_load_220332126 |  | 0 | 0 | 0 | 0.001 | 800.6965061467089 | 1879.5772051307001 | OPTIMIZED | INSTALLED | solar_pv |  | node_1391208_244_15295672_399 | AN | 8100402
solar_load_220332127 |  | 0 | 0 | 0 | 0.001 | 14083.931755614085 | 33061.01120736696 | OPTIMIZED | INSTALLED | solar_pv |  | node_1390749_406_15295791_28 | AN | 8100402
solar_load_220332134 |  | 0 | 0 | 0 | 0.001 | 16054.41396044005 | 37686.57552610541 | OPTIMIZED | INSTALLED | solar_pv |  | node_1391072_038_15294927_118 | AN | 8100402
solar_load_220332135 |  | 0 | 0 | 0 | 0.001 | 26084.387139476807 | 61231.21216080744 | OPTIMIZED | INSTALLED | solar_pv |  | node_1391086_603_15295203_819 | AN | 8100402
solar_load_220332146 |  | 0 | 0 | 0 | 0.001 | 455.43621750536863 | 1069.1035142783423 | OPTIMIZED | INSTALLED | solar_pv |  | node_1391414_254_15294830_398 | AN | 8100402
solar_load_220332147 |  | 0 | 0 | 0 | 0.001 | 22892.874818966342 | 53739.36778733287 | OPTIMIZED | INSTALLED | solar_pv |  | node_1391529_916_15295023_054 | AN | 8100402
solar_load_220332148 |  | 0 | 0 | 0 | 0.001 | 9155.996844562733 | 21493.04052375776 | OPTIMIZED | INSTALLED | solar_pv |  | node_1391609_024_15295344_966 | AN | 8100402
solar_load_220332149 |  | 0 | 0 | 0 | 0.001 | 14705.400425534674 | 34519.86385090121 | OPTIMIZED | INSTALLED | solar_pv |  | node_1391747_55_15295889_041 | AN | 8100402
solar_load_220332150 |  | 0 | 0 | 0 | 0.001 | 15868.780525098844 | 37250.81434686791 | OPTIMIZED | INSTALLED | solar_pv |  | node_1391715_848_15296338_273 | AN | 8100402
solar_load_220332151 |  | 0 | 0 | 0 | 0.001 | 70725.20472811368 | 166022.30269831268 | OPTIMIZED | INSTALLED | solar_pv |  | node_1391663_979_15296864_755 | AN | 8100402
solar_load_220332160 |  | 0 | 0 | 0 | 0.001 | 80.06961302312679 | 187.95772051307 | OPTIMIZED | INSTALLED | solar_pv |  | node_1390293_055_15294618_483 | AN | 8100402
solar_load_220332161 |  | 0 | 0 | 0 | 0.001 | 80.06961302312679 | 187.95772051307 | OPTIMIZED | INSTALLED | solar_pv |  | node_1390292_047_15294591_881 | AN | 8100402
solar_load_220332162 |  | 0 | 0 | 0 | 0.001 | 2612.7047903301655 | 6133.1356034296805 | OPTIMIZED | INSTALLED | solar_pv |  | node_1390347_505_15294657_11 | AN | 8100402
solar_load_220332205 |  | 0 | 0 | 0 | 0.001 | 126.83048656325042 | 297.7250292927029 | OPTIMIZED | INSTALLED | solar_pv |  | node_1391839_815_15295446_059 | AN | 8100402
solar_load_220332900 |  | 0 | 0 | 0 | 0.001 | 3434.7961478874363 | 8062.935111481472 | OPTIMIZED | INSTALLED | solar_pv |  | node_1391922_379_15296732_488 | AN | 8100402
solar_load_220616365 |  | 0 | 0 | 0 | 0.001 | 160.13922604625358 | 375.91544102614 | OPTIMIZED | INSTALLED | solar_pv |  | node_1390703_595_15295980_097 | AN | 8100402
solar_load_220627328 |  | 0 | 0 | 0 | 0.001 | 3623.888381201523 | 8506.816064245137 | OPTIMIZED | INSTALLED | solar_pv |  | node_1391388_963_15297169_394 | AN | 8100402
solar_load_220656062 |  | 0 | 0 | 0 | 0.001 | 4219.99102899255 | 9906.123701920842 | OPTIMIZED | INSTALLED | solar_pv |  | node_1391673_706_15297072_412 | AN | 8100402
solar_load_220656064 |  | 0 | 0 | 0 | 0.001 | 0 | 0 | OPTIMIZED | INSTALLED | solar_pv |  | node_1392026_635_15296936_288 | AN | 8100402

## Storage
Name | GroupId | InitStateOfCharge | SpinningReserveCharge | SpinningReserveDischarge | NonSpinningReserveCharge | NonSpinningReserveDischarge | RegulationUpCharge | RegulationUpDischarge | RegulationDownCharge | RegulationDownDischarge | ChargeEfficiency | DischargeEfficiency | CommitmentStatus | ConstructionTime | CalendarLife | YearOfInstallation | DepthOfDischarge | ReactivePower | ReactivePowerA | ReactivePowerB | ReactivePowerC | ActivePower | ActivePowerA | ActivePowerB | ActivePowerC | Energy | MaxEnergy | PowerCharge | PowerDischarge | RampUpLimit | RampDownLimit | CapitalCost | FixedOperatingCost | VariableOperatingCost | MaxReactivePower | MaxActivePower | OutputSchedule | PlanningStatus | UnitType | UnitSubtype | ParentNode | Phases | Feeder | Comments

## Switch
Name | GroupId | OperatingMode | PhaseAState | PhaseBState | PhaseCState | CurrentInAReal | CurrentInAImag | CurrentInA | CurrentInBReal | CurrentInBImag | CurrentInB | CurrentInCReal | CurrentInCImag | CurrentInC | CurrentOutAReal | CurrentOutAImag | CurrentOutA | CurrentOutBReal | CurrentOutBImag | CurrentOutB | CurrentOutCReal | CurrentOutCImag | CurrentOutC | ActivePowerInA | ReactivePowerInA | PowerInA | ActivePowerInB | ReactivePowerInB | PowerInB | ActivePowerInC | ReactivePowerInC | PowerInC | ActivePowerOutA | ReactivePowerOutA | PowerOutA | ActivePowerOutB | ReactivePowerOutB | PowerOutB | ActivePowerOutC | ReactivePowerOutC | PowerOutC | Status | From | To | Length | Phases | Feeder | Comments
switch_103T111_NO-220415606 |  | INDIVIDUAL | CLOSED | CLOSED | CLOSED | 0 | 0 | 0+0j | 0 | 0 | 0+0j | 0 | 0 | 0+0j | 0 | 0 | 0+0j | 0 | 0 | 0+0j | 0 | 0 | 0+0j | 0 | 0 | 0+0j | 0 | 0 | 0+0j | 0 | 0 | 0+0j | 0 | 0 | 0+0j | 0 | 0 | 0+0j | 0 | 0 | 0+0j | OPEN | node_intto1_1391965_222_15294480_881 | node_1391965_222_15294480_881 | 0 | ABCN | 8100402
switch_10334-220415527 |  | INDIVIDUAL | CLOSED | CLOSED | CLOSED | 0 | 0 | 0+0j | 0 | 0 | 0+0j | 0 | 0 | 0+0j | 0 | 0 | 0+0j | 0 | 0 | 0+0j | 0 | 0 | 0+0j | 0 | 0 | 0+0j | 0 | 0 | 0+0j | 0 | 0 | 0+0j | 0 | 0 | 0+0j | 0 | 0 | 0+0j | 0 | 0 | 0+0j | OPEN | node_intto1_8100402_200917311 | node_8100402_200917311 | 0 | ABCN | 8100402
switch_220415410 |  | INDIVIDUAL | CLOSED | CLOSED | CLOSED | 0 | 0 | 0+0j | 0 | 0 | 0+0j | 0 | 0 | 0+0j | 0 | 0 | 0+0j | 0 | 0 | 0+0j | 0 | 0 | 0+0j | 0 | 0 | 0+0j | 0 | 0 | 0+0j | 0 | 0 | 0+0j | 0 | 0 | 0+0j | 0 | 0 | 0+0j | 0 | 0 | 0+0j | OPEN | node_intto1_8100402_200812863 | node_8100402_200812863 | 0 | ABCN | 8100402
switch_220415575 |  | INDIVIDUAL | CLOSED | CLOSED | CLOSED | 0 | 0 | 0+0j | 0 | 0 | 0+0j | 0 | 0 | 0+0j | 0 | 0 | 0+0j | 0 | 0 | 0+0j | 0 | 0 | 0+0j | 0 | 0 | 0+0j | 0 | 0 | 0+0j | 0 | 0 | 0+0j | 0 | 0 | 0+0j | 0 | 0 | 0+0j | 0 | 0 | 0+0j | OPEN | node_intto1_8100402_200812531 | node_8100402_200812531 | 0 | ABCN | 8100402

## TransformerConfiguration
Name | ConnectType | NoLoadLoss | PowerRating | ReactanceResistanceRatio | FullLoadLoss | PowerARating | PowerBRating | PowerCRating | ShuntResistance | ShuntReactance | ShuntImpedance | Impedance | PrimaryVoltage | SecondaryVoltage | CoreCoilWeight | InstalledInsulationLife | InstallType | CoolantType | CoolingType | Feeder | Comments

## UndergroundLineConductor
Name | OuterDiameter | ConductorGMR | ConductorDiameter | ConductorResistance | NeutralGMR | NeutralDiameter | NeutralResistance | NeutralStrands | InsulationRelativePermittivity | ShieldGMR | ShieldResitance | RatingSummerContinuous | RatingSummerEmergency | RatingWinterContinuous | RatingWinterEmergency | Feeder | Comments
und_cond_3P_1/0ALURD_1/0AL(N) | 0 | 0 | 0 | 0 | 0 | 0 | 0 | 0 | 0 | 0 | 0 | 160 | 160 | 180 | 180 | 8100402
und_cond_3P_4/0CUURD_4/0CU(N) | 0 | 0 | 0 | 0 | 0 | 0 | 0 | 0 | 0 | 0 | 0 | 297 | 297 | 312 | 312 | 8100402
und_cond_3P_500CUURD_500CU(N) | 0 | 0 | 0 | 0 | 0 | 0 | 0 | 0 | 0 | 0 | 0 | 484 | 484 | 508 | 508 | 8100402
und_cond_TAPWIRE_UG | 0 | 0 | 0 | 0 | 0 | 0 | 0 | 0 | 0 | 0 | 0 | 99999999 | 99999999 | 99999999 | 99999999 | 8100402

## UndergroundLineConfiguration
Name | ConductorA | ConductorB | ConductorC | ConductorN | LineSpacing | Capacitance11 | Capacitance12 | Capacitance13 | Capacitance21 | Capacitance22 | Capacitance23 | Capacitance31 | Capacitance32 | Capacitance33 | Impedance11 | Impedance12 | Impedance13 | Impedance21 | Impedance22 | Impedance23 | Impedance31 | Impedance32 | Impedance33 | Feeder | Comments
und_3P_1/0ALURD_1/0AL(N) | und_cond_3P_1/0ALURD_1/0AL(N) | und_cond_3P_1/0ALURD_1/0AL(N) | und_cond_3P_1/0ALURD_1/0AL(N) |  |  | 530.19 | 0 | 0 | 0 | 530.19 | 0 | 0 | 0 | 530.19 | 1.489+0.467j | 0.385+0.07j | 0.385+0.07j | 0.385+0.07j | 1.489+0.467j | 0.385+0.07j | 0.385+0.07j | 0.385+0.07j | 1.489+0.467j | 8100402
und_3P_4/0CUURD_4/0CU(N) | und_cond_3P_4/0CUURD_4/0CU(N) | und_cond_3P_4/0CUURD_4/0CU(N) | und_cond_3P_4/0CUURD_4/0CU(N) |  |  | 617.704 | 0 | 0 | 0 | 617.704 | 0 | 0 | 0 | 617.704 | 0.461+0.306j | 0.08+0.011j | 0.08+0.011j | 0.08+0.011j | 0.461+0.306j | 0.08+0.011j | 0.08+0.011j | 0.08+0.011j | 0.461+0.306j | 8100402
und_3P_500CUURD_500CU(N) | und_cond_3P_500CUURD_500CU(N) | und_cond_3P_500CUURD_500CU(N) | und_cond_3P_500CUURD_500CU(N) |  |  | 878.925 | 0 | 0 | 0 | 878.925 | 0 | 0 | 0 | 878.925 | 0.202+0.249j | 0.032+0.017j | 0.032+0.017j | 0.032+0.017j | 0.202+0.249j | 0.032+0.017j | 0.032+0.017j | 0.032+0.017j | 0.202+0.249j | 8100402
und_TAPWIRE_UG | und_cond_TAPWIRE_UG | und_cond_TAPWIRE_UG | und_cond_TAPWIRE_UG |  |  | 0 | 0 | 0 | 0 | 0 | 0 | 0 | 0 | 0 | 0.001+0.001j | 0+0j | 0+0j | 0+0j | 0.001+0.001j | 0+0j | 0+0j | 0+0j | 0.001+0.001j | 8100402

## Regulator
Name | GroupId | Configuration | SenseNode | Status | From | To | Length | Phases | Feeder | Comments

## Transformer
Name | GroupId | Configuration | AgingConstant | AgingGranularity | Climate | UseThermalModel | Status | From | To | Length | Phases | Feeder | Comments

## OverheadLine
Name | GroupId | Configuration | Length | Status | From | To | Phases | Feeder | Comments
oh_line_8100402_200812481 |  | bal_3P_477AL_2/0CU(N) | 158.4 | OPEN | node_8100402_200812565 | node_8100402_200812481 | ABCN | 8100402
oh_line_8100402_200812483 |  | bal_3P_477AL_4/0CU(N) | 105.60000000000001 | OPEN | node_8100402_200812481 | node_8100402_200812483 | ABCN | 8100402
oh_line_8100402_200812484 |  | bal_3P_477AL_4/0CU(N) | 158.4 | OPEN | node_8100402_200812483 | node_8100402_200812484 | ABCN | 8100402
oh_line_8100402_200812486 |  | bal_3P_477AL_4/0CU(N) | 158.4 | OPEN | node_8100402_200812484 | node_8100402_200812486 | ABCN | 8100402
oh_line_8100402_200812489 |  | bal_3P_477AL_4/0CU(N) | 158.4 | OPEN | node_8100402_200812486 | node_8100402_200812489 | ABCN | 8100402
oh_line_8100402_200812490 |  | bal_3P_477AL_4/0CU(N) | 105.60000000000001 | OPEN | node_8100402_200812489 | node_8100402_200812490 | ABCN | 8100402
oh_line_8100402_200812491 |  | bal_3P_477AL_4/0CU(N) | 105.60000000000001 | OPEN | node_8100402_200812490 | node_8100402_200812491 | ABCN | 8100402
oh_line_8100402_200812493 |  | bal_3P_477AL_4/0CU(N) | 105.60000000000001 | OPEN | node_8100402_200812491 | node_8100402_200812493 | ABCN | 8100402
oh_line_8100402_200812494 |  | bal_3P_2/0CU_2/0CU(N) | 105.60000000000001 | OPEN | node_8100402_200917312 | node_8100402_200812494 | ABCN | 8100402
oh_line_8100402_200812547 |  | bal_3P_477AL_4/0AA(N) | 158.4 | OPEN | node_8100402_200812531 | node_8100402_200812547 | ABCN | 8100402
oh_line_8100402_200812564 |  | bal_3P_477AL_4/0AA(N) | 211.20000000000002 | OPEN | node_8100402_200812547 | node_8100402_200812564 | ABCN | 8100402
oh_line_8100402_200812565 |  | bal_3P_477AL_2/0CU(N) | 105.60000000000001 | OPEN | node_8100402_200812564 | node_8100402_200812565 | ABCN | 8100402
oh_line_8100402_200812698 |  | bal_1P_1/0AC_4/0AL(N) | 0 | OPEN | node_8100402_200812839 | node_8100402_200812698 | AN | 8100402
oh_line_8100402_200812699 |  | bal_1P_1/0AC_4/0AL(N) | 105.60000000000001 | OPEN | node_8100402_200812698 | node_intto1_8100402_200812699 | AN | 8100402
oh_line_8100402_200812702 |  | bal_1P_1/0AC_4/0AL(N) | 105.60000000000001 | OPEN | node_8100402_200812699 | node_8100402_200812702 | AN | 8100402
oh_line_8100402_200812703 |  | bal_1P_1/0AC_4/0AL(N) | 105.60000000000001 | OPEN | node_8100402_200812702 | node_8100402_200812703 | AN | 8100402
oh_line_8100402_200812704 |  | bal_1P_1/0AC_4/0AL(N) | 105.60000000000001 | OPEN | node_8100402_200812703 | node_8100402_200812704 | AN | 8100402
oh_line_8100402_200812722 |  | bal_3P_4/0AA_4/0AA(N) | 52.800000000000004 | OPEN | node_8100402_200812830 | node_8100402_200812722 | ABCN | 8100402
oh_line_8100402_200812723 |  | bal_1P_1/0AC_4/0AL(N) | 105.60000000000001 | OPEN | node_8100402_200812740 | node_8100402_200812723 | AN | 8100402
oh_line_8100402_200812732 |  | bal_3P_2/0CU_2/0CU(N) | 105.60000000000001 | OPEN | node_8100402_200812722 | node_intto1_8100402_200812732 | ABCN | 8100402
oh_line_8100402_200812733 |  | bal_3P_2/0CU_2/0CU(N) | 105.60000000000001 | OPEN | node_8100402_200812732 | node_8100402_200812733 | ABCN | 8100402
oh_line_8100402_200812734 |  | bal_3P_4CU_4CU(N) | 105.60000000000001 | OPEN | node_8100402_200812733 | node_8100402_200812734 | ABCN | 8100402
oh_line_8100402_200812735 |  | bal_3P_4CU_4CU(N) | 105.60000000000001 | OPEN | node_8100402_200812734 | node_8100402_200812735 | ABCN | 8100402
oh_line_8100402_200812736 |  | bal_3P_4CU_4CU(N) | 105.60000000000001 | OPEN | node_8100402_200812735 | node_8100402_200812736 | ABCN | 8100402
oh_line_8100402_200812737 |  | bal_3P_4CU_4CU(N) | 158.4 | OPEN | node_8100402_200812736 | node_8100402_200812737 | ABCN | 8100402
oh_line_8100402_200812738 |  | bal_3P_4CU_4CU(N) | 105.60000000000001 | OPEN | node_8100402_200812737 | node_8100402_200812738 | ABCN | 8100402
oh_line_8100402_200812740 |  | bal_1P_1/0AC_4/0AL(N) | 105.60000000000001 | OPEN | node_8100402_200812738 | node_8100402_200812740 | AN | 8100402
oh_line_8100402_200812741 |  | bal_1P_1/0AC_2CU(N) | 52.800000000000004 | OPEN | node_8100402_200812826 | node_intto1_8100402_200812741 | AN | 8100402
oh_line_8100402_200812744 |  | bal_1P_1/0AC_2/0CU(N) | 105.60000000000001 | OPEN | node_8100402_200812741 | node_8100402_200812744 | AN | 8100402
oh_line_8100402_200812747 |  | bal_1P_1/0AC_4/0AL(N) | 105.60000000000001 | OPEN | node_8100402_200948189 | node_8100402_200812747 | AN | 8100402
oh_line_8100402_200812748 |  | bal_1P_1/0AC_2CU(N) | 105.60000000000001 | OPEN | node_8100402_200812747 | node_8100402_200812748 | AN | 8100402
oh_line_8100402_200812749 |  | bal_1P_1/0AC_2CU(N) | 105.60000000000001 | OPEN | node_8100402_200812748 | node_8100402_200812749 | AN | 8100402
oh_line_8100402_200812750 |  | bal_1P_1/0AC_2CU(N) | 105.60000000000001 | OPEN | node_8100402_200812749 | node_8100402_200812750 | AN | 8100402
oh_line_8100402_200812751 |  | bal_1P_1/0AC_2CU(N) | 158.4 | OPEN | node_8100402_200812750 | node_8100402_200812751 | AN | 8100402
oh_line_8100402_200812763 |  | bal_3P_1/0AA_1/0AA(N) | 105.60000000000001 | OPEN | node_8100402_200812764 | node_8100402_200812763 | ABCN | 8100402
oh_line_8100402_200812764 |  | bal_3P_1/0AA_1/0AA(N) | 52.800000000000004 | OPEN | node_8100402_200812819 | node_8100402_200812764 | ABCN | 8100402
oh_line_8100402_200812783 |  | bal_1P_1/0AC_2/0CU(N) | 52.800000000000004 | OPEN | node_8100402_200812486 | node_8100402_200812783 | AN | 8100402
oh_line_8100402_200812784 |  | bal_1P_1/0AC_2/0CU(N) | 52.800000000000004 | OPEN | node_8100402_200812783 | node_intto1_8100402_200812784 | AN | 8100402
oh_line_8100402_200812785 |  | bal_1P_1/0AC_2/0CU(N) | 105.60000000000001 | OPEN | node_8100402_200812784 | node_8100402_200812785 | AN | 8100402
oh_line_8100402_200812786 |  | bal_1P_1/0AC_2/0CU(N) | 52.800000000000004 | OPEN | node_8100402_200812785 | node_8100402_200812786 | AN | 8100402
oh_line_8100402_200812787 |  | bal_1P_1/0AA_1/0AA(N) | 105.60000000000001 | OPEN | node_8100402_200812786 | node_8100402_200812787 | AN | 8100402
oh_line_8100402_200812788 |  | bal_1P_1/0AA_1/0AA(N) | 105.60000000000001 | OPEN | node_8100402_200812787 | node_8100402_200812788 | AN | 8100402
oh_line_8100402_200812816 |  | bal_3P_2/0CU_2/0CU(N) | 0 | OPEN | node_8100402_200812481 | node_8100402_200812816 | ABCN | 8100402
oh_line_8100402_200812817 |  | bal_3P_2/0CU_2/0CU(N) | 105.60000000000001 | OPEN | node_8100402_200812816 | node_intto1_8100402_200812817 | ABCN | 8100402
oh_line_8100402_200812819 |  | bal_3P_2/0CU_2/0CU(N) | 105.60000000000001 | OPEN | node_8100402_200948190 | node_8100402_200812819 | ABCN | 8100402
oh_line_8100402_200812820 |  | bal_3P_2/0CU_2/0CU(N) | 105.60000000000001 | OPEN | node_8100402_200812819 | node_8100402_200812820 | ABCN | 8100402
oh_line_8100402_200812821 |  | bal_3P_2/0CU_2/0CU(N) | 105.60000000000001 | OPEN | node_8100402_200812820 | node_8100402_200812821 | ABCN | 8100402
oh_line_8100402_200812822 |  | bal_3P_2/0CU_2/0CU(N) | 158.4 | OPEN | node_8100402_200812821 | node_8100402_200812822 | ABCN | 8100402
oh_line_8100402_200812823 |  | bal_3P_2/0CU_2/0CU(N) | 105.60000000000001 | OPEN | node_8100402_200812822 | node_8100402_200812823 | ABCN | 8100402
oh_line_8100402_200812824 |  | bal_3P_2/0CU_4CU(N) | 105.60000000000001 | OPEN | node_8100402_200812823 | node_8100402_200812824 | ABCN | 8100402
oh_line_8100402_200812825 |  | bal_3P_2/0CU_4CU(N) | 105.60000000000001 | OPEN | node_8100402_200812824 | node_8100402_200812825 | ABCN | 8100402
oh_line_8100402_200812826 |  | bal_3P_2/0CU_4CU(N) | 105.60000000000001 | OPEN | node_8100402_200812825 | node_8100402_200812826 | ABCN | 8100402
oh_line_8100402_200812827 |  | bal_3P_2/0CU_2/0CU(N) | 158.4 | OPEN | node_8100402_200812826 | node_8100402_200812827 | ABCN | 8100402
oh_line_8100402_200812828-1 |  | bal_3P_2/0CU_2/0CU(N) | 105.60000000000001 | OPEN | node_8100402_200812827 | node_1391682_837_15295765_806 | ABCN | 8100402
oh_line_8100402_200812828-2 |  | bal_3P_2/0CU_2/0CU(N) | 0 | OPEN | node_1391682_837_15295765_806 | node_8100402_200812828 | ABCN | 8100402
oh_line_8100402_200812829 |  | bal_3P_2/0CU_2/0CU(N) | 105.60000000000001 | OPEN | node_8100402_200812828 | node_8100402_200812829 | ABCN | 8100402
oh_line_8100402_200812830 |  | bal_3P_2/0CU_2/0CU(N) | 105.60000000000001 | OPEN | node_8100402_200812829 | node_8100402_200812830 | ABCN | 8100402
oh_line_8100402_200812831 |  | bal_1P_4CU_2/0CU(N) | 105.60000000000001 | OPEN | node_8100402_200812830 | node_8100402_200812831 | AN | 8100402
oh_line_8100402_200812832 |  | bal_1P_4CU_2/0CU(N) | 52.800000000000004 | OPEN | node_8100402_200812831 | node_8100402_200812832 | AN | 8100402
oh_line_8100402_200812833 |  | bal_1P_4CU_2/0CU(N) | 52.800000000000004 | OPEN | node_8100402_200812832 | node_8100402_200812833 | AN | 8100402
oh_line_8100402_200812834 |  | bal_1P_4CU_2/0CU(N) | 52.800000000000004 | OPEN | node_8100402_200812833 | node_8100402_200812834 | AN | 8100402
oh_line_8100402_200812835 |  | bal_1P_1/0AC_2/0CU(N) | 105.60000000000001 | OPEN | node_8100402_200812834 | node_8100402_200812835 | AN | 8100402
oh_line_8100402_200812836 |  | bal_1P_1/0AC_2/0CU(N) | 105.60000000000001 | OPEN | node_8100402_200812835 | node_8100402_200812836 | AN | 8100402
oh_line_8100402_200812837 |  | bal_1P_1/0AC_4/0AL(N) | 105.60000000000001 | OPEN | node_8100402_200812836 | node_8100402_200812837 | AN | 8100402
oh_line_8100402_200812838 |  | bal_1P_1/0AC_4/0AL(N) | 105.60000000000001 | OPEN | node_8100402_200812837 | node_8100402_200812838 | AN | 8100402
oh_line_8100402_200812839 |  | bal_1P_1/0AC_4/0AL(N) | 105.60000000000001 | OPEN | node_8100402_200812838 | node_8100402_200812839 | AN | 8100402
oh_line_8100402_200812840 |  | bal_1P_1/0AC_4/0AL(N) | 105.60000000000001 | OPEN | node_8100402_200812839 | node_8100402_200812840 | AN | 8100402
oh_line_8100402_200812861 |  | bal_3P_2CU_2CU(N) | 105.60000000000001 | OPEN | node_8100402_200812862 | node_intto1_8100402_200812861 | ABCN | 8100402
oh_line_8100402_200812862 |  | bal_3P_2CU_2CU(N) | 52.800000000000004 | OPEN | node_8100402_200812863 | node_8100402_200812862 | ABCN | 8100402
oh_line_8100402_200812863 |  | bal_3P_2CU_2CU(N) | 105.60000000000001 | OPEN | node_8100402_200812864 | node_intto1_8100402_200812863 | ABCN | 8100402
oh_line_8100402_200812864 |  | bal_3P_2CU_2CU(N) | 52.800000000000004 | OPEN | node_8100402_200812494 | node_8100402_200812864 | ABCN | 8100402
oh_line_8100402_200812907 |  | bal_3P_477AL_4/0AA(N) | 0 | OPEN | node_8100402_200812531 | node_intto1_1391965_222_15294480_881 | ABCN | 8100402
oh_line_8100402_200812983 |  | bal_1P_1/0AC_1/0AC(N) | 52.800000000000004 | OPEN | node_8100402_200812984 | node_8100402_200812983 | AN | 8100402
oh_line_8100402_200812984 |  | bal_1P_1/0AC_1/0AC(N) | 105.60000000000001 | OPEN | node_8100402_200948191 | node_8100402_200812984 | AN | 8100402
oh_line_8100402_200815100 |  | bal_1P_1/0AA_1/0AA(N) | 52.800000000000004 | OPEN | node_8100402_201050183 | node_8100402_200815100 | AN | 8100402
oh_line_8100402_200815736 |  | bal_1P_1/0AC_1/0AC(N) | 105.60000000000001 | OPEN | node_8100402_201050185 | node_8100402_200815736 | AN | 8100402
oh_line_8100402_200815737 |  | bal_1P_1/0AC_1/0AC(N) | 158.4 | OPEN | node_8100402_200815736 | node_8100402_200815737 | AN | 8100402
oh_line_8100402_200815738 |  | bal_1P_1/0AC_1/0AC(N) | 158.4 | OPEN | node_8100402_200815737 | node_8100402_200815738 | AN | 8100402
oh_line_8100402_200917201 |  | bal_3P_2/0CU_2/0CU(N) | 158.4 | OPEN | node_8100402_200917212 | node_8100402_200917201 | ABCN | 8100402
oh_line_8100402_200917212 |  | bal_3P_2/0CU_2/0CU(N) | 211.20000000000002 | OPEN | node_8100402_200917311 | node_8100402_200917212 | ABCN | 8100402
oh_line_8100402_200917311 |  | bal_3P_2/0CU_2CU(N) | 52.800000000000004 | OPEN | node_8100402_200812490 | node_intto1_8100402_200917311 | ABCN | 8100402
oh_line_8100402_200917312 |  | bal_3P_2/0CU_2/0CU(N) | 264 | OPEN | node_8100402_200917311 | node_8100402_200917312 | ABCN | 8100402
oh_line_8100402_200948188 |  | bal_1P_1/0AC_4/0AL(N) | 105.60000000000001 | OPEN | node_8100402_200812744 | node_8100402_200948188 | AN | 8100402
oh_line_8100402_200948189 |  | bal_1P_1/0AC_4/0AL(N) | 52.800000000000004 | OPEN | node_8100402_200948188 | node_8100402_200948189 | AN | 8100402
oh_line_8100402_200948190 |  | bal_3P_2/0CU_2/0CU(N) | 52.800000000000004 | OPEN | node_8100402_200812817 | node_8100402_200948190 | ABCN | 8100402
oh_line_8100402_200948191 |  | bal_1P_1/0AC_1/0AC(N) | 52.800000000000004 | OPEN | node_8100402_200812826 | node_8100402_200948191 | AN | 8100402
oh_line_8100402_201050183 |  | bal_1P_1/0AC_4/0AL(N) | 105.60000000000001 | OPEN | node_8100402_201050185 | node_8100402_201050183 | AN | 8100402
oh_line_8100402_201050184 |  | bal_1P_1/0AA_1/0AA(N) | 52.800000000000004 | OPEN | node_8100402_200815100 | node_8100402_201050184 | AN | 8100402
oh_line_8100402_201050185 |  | bal_1P_1/0AC_4/0AL(N) | 105.60000000000001 | OPEN | node_8100402_201050186 | node_8100402_201050185 | AN | 8100402
oh_line_8100402_201050186 |  | bal_1P_1/0AC_4/0AL(N) | 105.60000000000001 | OPEN | node_8100402_201050187 | node_8100402_201050186 | AN | 8100402
oh_line_8100402_201050187 |  | bal_1P_1/0AC_4/0AL(N) | 158.4 | OPEN | node_8100402_201050188 | node_8100402_201050187 | AN | 8100402
oh_line_8100402_201050188 |  | bal_1P_1/0AC_4/0AL(N) | 52.800000000000004 | OPEN | node_8100402_201050190 | node_intto1_8100402_201050188 | AN | 8100402
oh_line_8100402_201050189 |  | bal_1P_1/0AC_4/0AL(N) | 105.60000000000001 | OPEN | node_8100402_201050188 | node_8100402_201050189 | AN | 8100402
oh_line_8100402_201050190 |  | bal_1P_1/0AC_4/0AL(N) | 105.60000000000001 | OPEN | node_8100402_201050191 | node_8100402_201050190 | AN | 8100402
oh_line_8100402_201050191 |  | bal_1P_1/0AC_4/0AL(N) | 105.60000000000001 | OPEN | node_8100402_200812840 | node_8100402_201050191 | AN | 8100402
oh_line_8100402_201050192 |  | bal_1P_1/0AC_2/0CU(N) | 105.60000000000001 | OPEN | node_8100402_201050189 | node_8100402_201050192 | AN | 8100402
oh_line_8100402_201050193 |  | bal_1P_1/0AC_2/0CU(N) | 105.60000000000001 | OPEN | node_8100402_201050192 | node_8100402_201050193 | AN | 8100402
oh_line_8100402_201050194 |  | bal_1P_1/0AC_2/0CU(N) | 105.60000000000001 | OPEN | node_8100402_201050193 | node_8100402_201050194 | AN | 8100402
oh_line_8100402_201050195 |  | bal_1P_1/0AA_1/0AA(N) | 158.4 | OPEN | node_8100402_201050194 | node_8100402_201050195 | AN | 8100402
oh_line_8100402_201050196 |  | bal_1P_1/0AA_1/0AA(N) | 52.800000000000004 | OPEN | node_8100402_201050195 | node_8100402_201050196 | AN | 8100402
oh_line_TAP_OH_892577 |  | unb_TAPWIRE_OH | 0 | OPEN | node_8100402_200812704 | node_1391230_563_15296882_59 | AN | 8100402
oh_line_TAP_OH_892581 |  | unb_TAPWIRE_OH | 52.800000000000004 | OPEN | node_8100402_200812723 | node_1390703_595_15295980_097 | AN | 8100402
oh_line_TAP_OH_892582 |  | unb_TAPWIRE_OH | 52.800000000000004 | OPEN | node_8100402_200812735 | node_1391221_542_15296023_175 | ABCN | 8100402
oh_line_TAP_OH_892583 |  | unb_TAPWIRE_OH | 52.800000000000004 | OPEN | node_8100402_200812747 | node_1391208_244_15295672_399 | AN | 8100402
oh_line_TAP_OH_892584 |  | unb_TAPWIRE_OH | 52.800000000000004 | OPEN | node_8100402_200812751 | node_1390749_406_15295791_28 | AN | 8100402
oh_line_TAP_OH_892588 |  | unb_TAPWIRE_OH | 52.800000000000004 | OPEN | node_8100402_200812786 | node_1391072_038_15294927_118 | AN | 8100402
oh_line_TAP_OH_892589 |  | unb_TAPWIRE_OH | 52.800000000000004 | OPEN | node_8100402_200812788 | node_1391086_603_15295203_819 | AN | 8100402
oh_line_TAP_OH_892595 |  | unb_TAPWIRE_OH | 52.800000000000004 | OPEN | node_8100402_200812819 | node_1391414_254_15294830_398 | ABCN | 8100402
oh_line_TAP_OH_892596 |  | unb_TAPWIRE_OH | 52.800000000000004 | OPEN | node_8100402_200812821 | node_1391529_916_15295023_054 | ABCN | 8100402
oh_line_TAP_OH_892597 |  | unb_TAPWIRE_OH | 52.800000000000004 | OPEN | node_8100402_200812824 | node_1391609_024_15295344_966 | ABCN | 8100402
oh_line_TAP_OH_892598 |  | unb_TAPWIRE_OH | 52.800000000000004 | OPEN | node_8100402_200812829 | node_1391747_55_15295889_041 | ABCN | 8100402
oh_line_TAP_OH_892599 |  | unb_TAPWIRE_OH | 52.800000000000004 | OPEN | node_8100402_200812834 | node_1391715_848_15296338_273 | AN | 8100402
oh_line_TAP_OH_892600 |  | unb_TAPWIRE_OH | 52.800000000000004 | OPEN | node_8100402_200812839 | node_1391663_979_15296864_755 | AN | 8100402
oh_line_TAP_OH_892604 |  | unb_TAPWIRE_OH | 52.800000000000004 | OPEN | node_8100402_200812863 | node_1390347_505_15294657_11 | ABCN | 8100402
oh_line_TAP_OH_892624 |  | unb_TAPWIRE_OH | 52.800000000000004 | OPEN | node_8100402_200812983 | node_1391839_815_15295446_059 | AN | 8100402
oh_line_TAP_OH_893087 |  | unb_TAPWIRE_OH | 52.800000000000004 | OPEN | node_8100402_200815738 | node_1391922_379_15296732_488 | AN | 8100402
oh_line_TAP_OH_935463 |  | unb_TAPWIRE_OH | 52.800000000000004 | OPEN | node_8100402_201050184 | node_1392026_635_15296936_288 | AN | 8100402
oh_line_TAP_OH_935464 |  | unb_TAPWIRE_OH | 105.60000000000001 | OPEN | node_8100402_201050188 | node_1391673_706_15297072_412 | AN | 8100402
oh_line_TAP_OH_935465 |  | unb_TAPWIRE_OH | 52.800000000000004 | OPEN | node_8100402_201050193 | node_1391388_963_15297169_394 | AN | 8100402
oh_line_TAP_OH_2135737 |  | unb_TAPWIRE_OH | 105.60000000000001 | OPEN | node_8100402_200812491 | node_1390642_074_15294837_87 | ABCN | 8100402
oh_line_TAP_OH_2135738 |  | unb_TAPWIRE_OH | 105.60000000000001 | OPEN | node_8100402_200812491 | node_1390622_555_15294842_402 | ABCN | 8100402
oh_line_TAP_OH_2135739 |  | unb_TAPWIRE_OH | 105.60000000000001 | OPEN | node_8100402_200812491 | node_1390660_021_15294826_701 | ABCN | 8100402
oh_line_TAP_OH_2135799 |  | unb_TAPWIRE_OH | 0 | OPEN | node_8100402_200812484 | node_1391098_918_15294630_579 | ABCN | 8100402
oh_line_TAP_OH_2135800 |  | unb_TAPWIRE_OH | 0 | OPEN | node_8100402_200812484 | node_1391102_333_15294641_709 | ABCN | 8100402
oh_line_TAP_OH_2135890 |  | unb_TAPWIRE_OH | 52.800000000000004 | OPEN | node_8100402_200812862 | node_1390293_055_15294618_483 | ABCN | 8100402
oh_line_TAP_OH_2135891 |  | unb_TAPWIRE_OH | 52.800000000000004 | OPEN | node_8100402_200812862 | node_1390292_047_15294591_881 | ABCN | 8100402

## UndergroundLine
Name | GroupId | Configuration | NumParallelCables | Length | Status | From | To | Phases | Feeder | Comments
und_line_8100402_200805089 |  | und_3P_4/0CUURD_4/0CU(N) | 0 | 105.60000000000001 | OPEN | node_8100402_200812493 | node_8100402_200805089 | ABCN | 8100402
und_line_8100402_200805366 |  | und_3P_1/0ALURD_1/0AL(N) | 0 | 52.800000000000004 | OPEN | node_8100402_200812763 | node_intto1_8100402_200805366 | ABCN | 8100402
und_line_8100402_200812531 |  | und_3P_500CUURD_500CU(N) | 0 | 369.6 | OPEN | node_8100402_200917199 | node_intto1_8100402_200812531 | ABCN | 8100402
und_line_8100402_200917199 |  | und_3P_500CUURD_500CU(N) | 0 | 739.2 | OPEN | node_8100402_200917274 | node_8100402_200917199 | ABCN | 8100402
und_line_8100402_200917258 |  | und_3P_500CUURD_500CU(N) | 0 | 105.60000000000001 | OPEN | node_SOURCE_8100402 | node_8100402_200917258 | ABCN | 8100402
und_line_8100402_200917274 |  | und_3P_500CUURD_500CU(N) | 0 | 739.2 | OPEN | node_8100402_200917258 | node_8100402_200917274 | ABCN | 8100402
und_line_TAP_UG_58605 |  | und_TAPWIRE_UG | 0 | 52.800000000000004 | OPEN | node_8100402_200805366 | node_1391637_873_15294790_874 | ABCN | 8100402