## Feeder
Name | Description | Comments
8104303

## Node
Name | GroupId | Latitude | Longitude | BusType | NominalVoltage | ConsistentPath | DistToSlack | Phases | Feeder | Comments
node_1368156_54_15321963_865 |  | 42.17965612055384 | -76.00668616984991 | PQ | 2771.281 | False | -1 | AN | 8104303
node_1368259_697_15321757_161 |  | 42.17908995696386 | -76.006293703962 | PQ | 2771.281 | False | -1 | AN | 8104303
node_1368391_635_15321314_755 |  | 42.17787820407477 | -76.00579173934184 | PQ | 2771.281 | False | -1 | AN | 8104303
node_1368539_232_15320965_082 |  | 42.17692044747114 | -76.00523019928485 | PQ | 2771.281 | False | -1 | AN | 8104303
node_1368624_284_15320396_843 |  | 42.17536403718298 | -76.00490661476127 | PQ | 2771.281 | False | -1 | AN | 8104303
node_1368693_708_15320286_44 |  | 42.17506164265349 | -76.0046424877335 | PQ | 2771.281 | False | -1 | AD | 8104303
node_1368763_975_15321701_206 |  | 42.17893669585775 | -76.00437515347072 | PQ | 2771.281 | False | -1 | AN | 8104303
node_1369173_031_15314345_707 |  | 42.15878993662767 | -76.002818879769 | PQ | 2771.281 | False | -1 | AN | 8104303
node_1369219_122_15319826_888 |  | 42.17380292675975 | -76.00264352428908 | PQ | 2771.281 | False | -1 | AN | 8104303
node_1369355_741_15314359_045 |  | 42.15882646949574 | -76.00212375057386 | PQ | 2771.281 | False | -1 | AN | 8104303
node_1369635_865_15314369_637 |  | 42.1588554810521 | -76.0010580050172 | PQ | 2771.281 | False | -1 | AN | 8104303
node_1369929_125_15314385_378 |  | 42.15889859575269 | -75.99994228290149 | PQ | 2771.281 | False | -1 | AN | 8104303
node_1370225_702_15315632_709 |  | 42.162315043411404 | -75.99881394109586 | PQ | 2771.281 | False | -1 | AN | 8104303
node_1370235_575_15314401_663 |  | 42.158943200472784 | -75.99877637878103 | PQ | 2771.281 | False | -1 | AN | 8104303
node_1370436_042_15318755_802 |  | 42.170869215293436 | -75.99801369220471 | PQ | 2771.281 | False | -1 | AN | 8104303
node_1370453_712_15318030_934 |  | 42.16888379716347 | -75.9979464658193 | PQ | 2771.281 | False | -1 | AN | 8104303
node_1370463_371_15317794_18 |  | 42.16823532642956 | -75.997909717678 | PQ | 2771.281 | False | -1 | AN | 8104303
node_1370476_218_15317434_472 |  | 42.167250083896164 | -75.99786084063368 | PQ | 2771.281 | False | -1 | AN | 8104303
node_1370477_21_15314416_134 |  | 42.15898283663517 | -75.99785706652081 | PQ | 2771.281 | False | -1 | AN | 8104303
node_1370497_577_15316945_892 |  | 42.165911860123096 | -75.99777957926605 | PQ | 2771.281 | False | -1 | AN | 8104303
node_1370507_572_15316583_873 |  | 42.16492028774578 | -75.9977415527962 | PQ | 2771.281 | False | -1 | AN | 8104303
node_1370519_76_15316155_775 |  | 42.163747724561034 | -75.99769518294983 | PQ | 2771.281 | False | -1 | AN | 8104303
node_1370525_564_15315842_863 |  | 42.16289065657364 | -75.99767310134594 | PQ | 2771.281 | False | -1 | AN | 8104303
node_1370532_445_15313115_05 |  | 42.15541915916256 | -75.99764692224248 | PQ | 2771.281 | False | -1 | AN | 8104303
node_1370589_673_15315203_543 |  | 42.161139554967754 | -75.99742919549747 | PQ | 2771.281 | False | -1 | AN | 8104303
node_1370761_214_15313650_658 |  | 42.15688619293113 | -75.99677655931302 | PQ | 2771.281 | False | -1 | AN | 8104303
node_1370768_237_15313301_74 |  | 42.15593050427737 | -75.99674983996358 | PQ | 2771.281 | False | -1 | AN | 8104303
node_1370816_575_15312734_871 |  | 42.154377846428055 | -75.9965659356615 | PQ | 2771.281 | False | -1 | AN | 8104303
node_1370816_643_15312584_139 |  | 42.1539649905073 | -75.99656567695214 | PQ | 2771.281 | False | -1 | AN | 8104303
node_1370892_668_15316782_064 |  | 42.16546313417382 | -75.99627643609472 | PQ | 2771.281 | False | -1 | AN | 8104303
node_1370930_858_15315675_099 |  | 42.162431149894964 | -75.99613114035851 | PQ | 2771.281 | False | -1 | AN | 8104303
node_1370960_682_15318813 |  | 42.171025880984566 | -75.9960176734814 | PQ | 2771.281 | False | -1 | AN | 8104303
node_1371150_263_15318722_249 |  | 42.1707773134099 | -75.99529640322832 | PQ | 2771.281 | False | -1 | AN | 8104303
node_1371398_897_15318511_299 |  | 42.170199519998526 | -75.99435046292784 | PQ | 2771.281 | False | -1 | AN | 8104303
node_1371550_721_15318428_227 |  | 42.16997198525441 | -75.99377284104112 | PQ | 2771.281 | False | -1 | AN | 8104303
node_1371566_543_15314158_104 |  | 42.15827609079996 | -75.99371264546275 | PQ | 2771.281 | False | -1 | AN | 8104303
node_1371627_827_15313778_833 |  | 42.15723726508332 | -75.99347948746595 | PQ | 2771.281 | False | -1 | AN | 8104303
node_1371695_483_15314489_741 |  | 42.1591844466832 | -75.99322208688127 | PQ | 2771.281 | False | -1 | AN | 8104303
node_1371715_359_15318330_485 |  | 42.16970426928563 | -75.9931464676602 | PQ | 2771.281 | False | -1 | AN | 8104303
node_1371987_204_15318190_201 |  | 42.1693200305043 | -75.99211221996686 | PQ | 2771.281 | False | -1 | AN | 8104303
node_1372609_569_15317727_754 |  | 42.16805338518688 | -75.98974440166722 | PQ | 2771.281 | False | -1 | AN | 8104303
node_1372617_139_15314402_625 |  | 42.15894583539699 | -75.98971560122934 | PQ | 2771.281 | False | -1 | AN | 8104303
node_1372940_827_15314477_193 |  | 42.159150077630215 | -75.98848411428875 | PQ | 2771.281 | False | -1 | AN | 8104303
node_1372974_009_15317473_85 |  | 42.167357940492295 | -75.98835787173523 | PQ | 2771.281 | False | -1 | AN | 8104303
node_1373223_593_15317005_018 |  | 42.16607380661866 | -75.98740831711295 | PQ | 2771.281 | False | -1 | AN | 8104303
node_1373227_869_15317303_238 |  | 42.166890633123245 | -75.98739204886033 | PQ | 2771.281 | False | -1 | AN | 8104303
node_1373258_037_15314420_954 |  | 42.15899603864628 | -75.98727727321827 | PQ | 2771.281 | False | -1 | AN | 8104303
node_1373282_054_15315928_575 |  | 42.16312542229478 | -75.98718589935872 | PQ | 2771.281 | False | -1 | AN | 8104303
node_1373286_301_15316600_721 |  | 42.16496643452651 | -75.98716974143801 | PQ | 2771.281 | False | -1 | AN | 8104303
node_1373349_383_15316807_09 |  | 42.16553168054933 | -75.98692974286165 | PQ | 2771.281 | False | -1 | AN | 8104303
node_1373362_074_15316409_046 |  | 42.16444143546453 | -75.98688145932701 | PQ | 2771.281 | False | -1 | AN | 8104303
node_1373366_99_15314375_599 |  | 42.158871811008574 | -75.98686275616285 | PQ | 2771.281 | False | -1 | AN | 8104303
node_1373407_32_15313658_057 |  | 42.156906458839885 | -75.98670931869123 | PQ | 7199.558 | False | -1 | AN | 8104303
node_1373422_404_15315227_418 |  | 42.161204948746835 | -75.98665193087021 | PQ | 2771.281 | False | -1 | AN | 8104303
node_1373456_233_15313072_092 |  | 42.15530149692333 | -75.98652322677331 | PQ | 7199.558 | False | -1 | AN | 8104303
node_1373474_309_15314809_009 |  | 42.16005892379561 | -75.98645445574091 | PQ | 2771.281 | False | -1 | AN | 8104303
node_1373515_639_15312193_833 |  | 42.15289593985444 | -75.98629721372004 | PQ | 7199.558 | False | -1 | AN | 8104303
node_1373560_18_15312345_248 |  | 42.1533106665166 | -75.98612775529148 | PQ | 7199.558 | False | -1 | AN | 8104303
node_1373618_442_15311669_281 |  | 42.15145918854122 | -75.98590609464254 | PQ | 7199.558 | False | -1 | AN | 8104303
node_1373624_673_15312152_021 |  | 42.1527814165166 | -75.98588238849611 | PQ | 7199.558 | False | -1 | AN | 8104303
node_1373705_443_15311609_469 |  | 42.151295363087215 | -75.98557509505245 | PQ | 7199.558 | False | -1 | AN | 8104303
node_1373711_219_15311856_63 |  | 42.15197233866129 | -75.98555311997593 | PQ | 7199.558 | False | -1 | AN | 8104303
node_1373771_604_15316597_399 |  | 42.16495733554707 | -75.98532338226893 | PQ | 2771.281 | False | -1 | AN | 8104303
node_1373794_285_15316870_099 |  | 42.16570426260696 | -75.98523709128717 | PQ | 2771.281 | False | -1 | AN | 8104303
node_1373874_93_15310630_802 |  | 42.148614787858335 | -75.98493027341217 | PQ | 7199.558 | False | -1 | AN | 8104303
node_1373890_346_15311150_396 |  | 42.15003795917757 | -75.9848716224808 | PQ | 7199.558 | False | -1 | AN | 8104303
node_1373939_147_15310352_828 |  | 42.14785341527842 | -75.98468595667241 | PQ | 7199.558 | False | -1 | AN | 8104303
node_1373973_17_15310952_345 |  | 42.149495496210434 | -75.98455651449297 | PQ | 7199.558 | False | -1 | AN | 8104303
node_1374157_728_15309630_426 |  | 42.145874751538365 | -75.9838543544908 | PQ | 7199.558 | False | -1 | AN | 8104303
node_1374195_554_15310055_468 |  | 42.14703894431939 | -75.98371044361053 | PQ | 7199.558 | False | -1 | AN | 8104303
node_1374299_394_15309385_806 |  | 42.14520473577969 | -75.98331537921547 | PQ | 7199.558 | False | -1 | AN | 8104303
node_1374324_276_15308890_738 |  | 42.14384874133275 | -75.9832207144208 | PQ | 7199.558 | False | -1 | AN | 8104303
node_1374369_571_15309137_604 |  | 42.14452490889991 | -75.98304838736212 | PQ | 7199.558 | False | -1 | AN | 8104303
node_1374433_831_15308696_023 |  | 42.14331541569115 | -75.98280390702672 | PQ | 7199.558 | False | -1 | AN | 8104303
node_1374510_836_15308470_044 |  | 42.142696457751775 | -75.98251093771103 | PQ | 7199.558 | False | -1 | AN | 8104303
node_1374675_262_15308272_462 |  | 42.14215527937867 | -75.98188537089455 | PQ | 7199.558 | False | -1 | AN | 8104303
node_1374810_314_15307972_096 |  | 42.14133257496625 | -75.98137155890801 | PQ | 7199.558 | False | -1 | AN | 8104303
node_1374860_422_15307762_876 |  | 42.140759520036035 | -75.98118092055373 | PQ | 7199.558 | False | -1 | AN | 8104303
node_1375144_583_15307656_89 |  | 42.14046922369805 | -75.98009981603171 | PQ | 7199.558 | False | -1 | AN | 8104303
node_1375236_833_15307353_548 |  | 42.139638368002416 | -75.97974884636257 | PQ | 7199.558 | False | -1 | AN | 8104303
node_1375247_245_15307544_856 |  | 42.140162361849036 | -75.97970923339568 | PQ | 7199.558 | False | -1 | AN | 8104303
node_1375379_926_15307157_853 |  | 42.13910235813449 | -75.97920444199544 | PQ | 7199.558 | False | -1 | AN | 8104303
node_1375594_281_15306712_308 |  | 42.13788200750414 | -75.978388917839 | PQ | 7199.558 | False | -1 | AN | 8104303
node_1375784_955_15305421_14 |  | 42.13434549001953 | -75.97766348921357 | PQ | 7199.558 | False | -1 | ABCN | 8104303
node_1375793_669_15305534_071 |  | 42.13465480875733 | -75.97763033637132 | PQ | 7199.558 | False | -1 | ABCN | 8104303
node_1375808_442_15305703_406 |  | 42.13511861841514 | -75.97757413176512 | PQ | 7199.558 | False | -1 | ABCN | 8104303
node_1375877_45_15305916_818 |  | 42.13570315526041 | -75.97731158742985 | PQ | 7199.558 | False | -1 | ABCN | 8104303
node_1376541_633_15307857_545 |  | 42.14101881903799 | -75.9747846704893 | PQ | 7199.558 | False | -1 | AN | 8104303
node_1376549_296_15307278_491 |  | 42.139432786395034 | -75.97475551622833 | PQ | 7199.558 | False | -1 | AN | 8104303
node_1376559_836_15307502_706 |  | 42.140046912727016 | -75.97471541627912 | PQ | 7199.558 | False | -1 | AN | 8104303
node_1376612_208_15305239_348 |  | 42.133847560558316 | -75.97451616442534 | PQ | 7199.558 | False | -1 | ABCN | 8104303
node_1376692_002_15307162_867 |  | 42.13911609151285 | -75.97421258422175 | PQ | 7199.558 | False | -1 | AN | 8104303
node_1376802_608_15307605_853 |  | 42.14032943302568 | -75.9737917782464 | PQ | 7199.558 | False | -1 | AN | 8104303
node_1376809_499_15305072_217 |  | 42.13338978767073 | -75.97376556109745 | PQ | 7199.558 | False | -1 | ABCN | 8104303
node_1376820_041_15307936_871 |  | 42.14123609346392 | -75.97372545353916 | PQ | 7199.558 | False | -1 | AN | 8104303
node_1376830_908_15308566_121 |  | 42.14295961327481 | -75.97368410950237 | PQ | 7199.558 | False | -1 | ABCN | 8104303
node_1376834_206_15307708_508 |  | 42.140610605733166 | -75.97367156209891 | PQ | 7199.558 | False | -1 | AN | 8104303
node_1376853_564_15305361_83 |  | 42.13418303954676 | -75.97359791363435 | PQ | 7199.558 | False | -1 | ABCN | 8104303
node_1376931_413_15307425_366 |  | 42.139835077967895 | -75.97330173327909 | PQ | 7199.558 | False | -1 | AN | 8104303
node_1376946_39_15306679_352 |  | 42.13779174080746 | -75.97324475254483 | PQ | 7199.558 | False | -1 | AN | 8104303
node_1376948_822_15307281_819 |  | 42.13944190180851 | -75.97323549988103 | PQ | 7199.558 | False | -1 | AN | 8104303
node_1376962_419_15307808_072 |  | 42.14088331217171 | -75.97318376942475 | PQ | 7199.558 | False | -1 | ABN | 8104303
node_1376991_019_15305740_554 |  | 42.135220367026875 | -75.97307495931594 | PQ | 7199.558 | False | -1 | AN | 8104303
node_1377188_282_15306212_442 |  | 42.13651287130423 | -75.97232446251545 | PQ | 7199.558 | False | -1 | AN | 8104303
node_1377197_771_15307023_676 |  | 42.138734846465574 | -75.97228836114753 | PQ | 7199.558 | False | -1 | AN | 8104303
node_1377217_093_15307666_687 |  | 42.14049605774428 | -75.97221484964675 | PQ | 7199.558 | False | -1 | AN | 8104303
node_1377217_652_15305830_031 |  | 42.13546544510732 | -75.9722127229037 | PQ | 7199.558 | False | -1 | ABCN | 8104303
node_1377226_211_15308086_519 |  | 42.14164598030168 | -75.9721801597666 | PQ | 7199.558 | False | -1 | ABCN | 8104303
node_1377253_157_15306634_86 |  | 42.13766987693232 | -75.97207764238226 | PQ | 7199.558 | False | -1 | AN | 8104303
node_1377275_442_15307883_051 |  | 42.14108868013659 | -75.97199285800203 | PQ | 7199.558 | False | -1 | ABN | 8104303
node_1377390_364_15307392_659 |  | 42.13974549328382 | -75.97155563159207 | PQ | 7199.558 | False | -1 | AN | 8104303
node_1377423_132_15306329_094 |  | 42.13683238188505 | -75.97143096412195 | PQ | 7199.558 | False | -1 | ABCN | 8104303
node_1377559_96_15307573_416 |  | 42.14024058787334 | -75.97091039525593 | PQ | 7199.558 | False | -1 | AN | 8104303
node_1377603_79_15306923_991 |  | 42.138461808607246 | -75.9707436418619 | PQ | 7199.558 | False | -1 | ABCN | 8104303
node_1377657_025_15307052_006 |  | 42.13881244251839 | -75.97054110668209 | PQ | 7199.558 | False | -1 | ABCN | 8104303
node_1377660_417_15309461_272 |  | 42.14541143764072 | -75.970528201651 | PQ | 7199.558 | False | -1 | AN | 8104303
node_1377684_466_15310562_549 |  | 42.148427842450864 | -75.97043670604587 | PQ | 7199.558 | False | -1 | ABCN | 8104303
node_1377684_627_15310576_764 |  | 42.1484667774276 | -75.97043609351344 | PQ | 7199.558 | False | -1 | ABCN | 8104303
node_1377685_301_15310590_627 |  | 42.14850474827407 | -75.97043352924725 | PQ | 7199.558 | False | -1 | ABCN | 8104303
node_1377727_795_15309532_043 |  | 42.145605279866444 | -75.97027185873102 | PQ | 7199.558 | False | -1 | AN | 8104303
node_1377755_283_15308756_745 |  | 42.14348173364102 | -75.97016727928099 | PQ | 7199.558 | False | -1 | AN | 8104303
node_1377764_749_15309776_292 |  | 42.14627427945371 | -75.9701312654177 | PQ | 7199.558 | False | -1 | AN | 8104303
node_1377789_727_15307377_236 |  | 42.139703249587285 | -75.9700362353863 | PQ | 7199.558 | False | -1 | ABCN | 8104303
node_1377818_297_15305975_939 |  | 42.135865088060946 | -75.96992753941397 | PQ | 7199.558 | False | -1 | ABCN | 8104303
node_1377845_985_15305743_295 |  | 42.13522787464357 | -75.9698221990541 | PQ | 7199.558 | False | -1 | ABCN | 8104303
node_1377883_315_15307755_139 |  | 42.140738328343105 | -75.96968017523025 | PQ | 7199.558 | False | -1 | ABCN | 8104303
node_1377949_465_15307929_542 |  | 42.14121601928562 | -75.96942850429676 | PQ | 7199.558 | False | -1 | ABCN | 8104303
node_1377988_642_15308465_629 |  | 42.142684365038285 | -75.96927945347043 | PQ | 7199.558 | False | -1 | AN | 8104303
node_1378018_742_15309497_237 |  | 42.14550994600782 | -75.96916493653774 | PQ | 7199.558 | False | -1 | AN | 8104303
node_1378046_719_15310451_671 |  | 42.14812414689331 | -75.96905849666311 | PQ | 7199.558 | False | -1 | ABCN | 8104303
node_1378068_557_15310456_733 |  | 42.148138011743974 | -75.9689754129164 | PQ | 7199.558 | False | -1 | ABCN | 8104303
node_1378091_045_15310448_676 |  | 42.14811594356898 | -75.96888985621266 | PQ | 7199.558 | False | -1 | ABCN | 8104303
node_1378153_833_15308261_392 |  | 42.142124958577234 | -75.96865097617378 | PQ | 7199.558 | False | -1 | ABCN | 8104303
node_1378189_011_15310044_311 |  | 42.14700838522439 | -75.96851713973994 | PQ | 7199.558 | False | -1 | AN | 8104303
node_1378269_497_15308869_89 |  | 42.14379163852621 | -75.96821092678827 | PQ | 7199.558 | False | -1 | AN | 8104303
node_1378278_459_15308436_204 |  | 42.14260376977339 | -75.9681768304178 | PQ | 7199.558 | False | -1 | ABCN | 8104303
node_1378300_965_15310434_919 |  | 42.1480782630572 | -75.96809120523218 | PQ | 7199.558 | False | -1 | ABCN | 8104303
node_1378321_881_15309566_256 |  | 42.145698989494235 | -75.96801162927989 | PQ | 7199.558 | False | -1 | AN | 8104303
node_1378330_587_15312079_206 |  | 42.15258197576169 | -75.96797850687403 | PQ | 7199.558 | False | -1 | ABCN | 8104303
node_1378423_96_15310255_912 |  | 42.147587961728966 | -75.96762326469606 | PQ | 7199.558 | False | -1 | ABCN | 8104303
node_1378433_902_15308631_339 |  | 42.1431382457977 | -75.96758543986734 | PQ | 7199.558 | False | -1 | ABCN | 8104303
node_1378443_188_15310244_858 |  | 42.147557684751625 | -75.96755011082291 | PQ | 7199.558 | False | -1 | ABCN | 8104303
node_1378455_881_15310226_293 |  | 42.14750683509682 | -75.96750181967916 | PQ | 7199.558 | False | -1 | ABCN | 8104303
node_1378475_759_15309505_178 |  | 42.145531696458065 | -75.96742619284899 | PQ | 7199.558 | False | -1 | AN | 8104303
node_1378488_187_15309867_671 |  | 42.14652456712444 | -75.96737890991079 | PQ | 7199.558 | False | -1 | AN | 8104303
node_1378513_806_15309270_334 |  | 42.14488845722649 | -75.96728144116332 | PQ | 7199.558 | False | -1 | AN | 8104303
node_1378627_067_15308871_504 |  | 42.14379605928262 | -75.9668505341097 | PQ | 7199.558 | False | -1 | ABCN | 8104303
node_1378658_979_15308346_788 |  | 42.14235885877234 | -75.96672912333374 | PQ | 7199.558 | False | -1 | AN | 8104303
node_1378773_336_15308670_465 |  | 42.143245412164205 | -75.96629404649411 | PQ | 7199.558 | False | -1 | AN | 8104303
node_1378795_81_15309659_227 |  | 42.14595363766323 | -75.96620854305407 | PQ | 7199.558 | False | -1 | AN | 8104303
node_1378845_989_15307909_461 |  | 42.14116101729702 | -75.9660176345768 | PQ | 7199.558 | False | -1 | ABCN | 8104303
node_1378846_292_15307856_666 |  | 42.14101641145131 | -75.96601648179836 | PQ | 7199.558 | False | -1 | ABCN | 8104303
node_1378848_727_15307883_114 |  | 42.141088852694 | -75.96600721772093 | PQ | 7199.558 | False | -1 | ABCN | 8104303
node_1378850_478_15312208_339 |  | 42.152935671882055 | -75.96600055595518 | PQ | 7199.558 | False | -1 | ABCN | 8104303
node_1378863_716_15312550_569 |  | 42.15387304206065 | -75.96595019133208 | PQ | 7199.558 | False | -1 | ABCN | 8104303
node_1378868_232_15311885_58 |  | 42.152051632898115 | -75.96593300998762 | PQ | 7199.558 | False | -1 | ABCN | 8104303
node_1378885_354_15308350_751 |  | 42.14236971345492 | -75.96586786849521 | PQ | 7199.558 | False | -1 | AN | 8104303
node_1378907_215_15310972_782 |  | 42.14955147328532 | -75.96578469724386 | PQ | 7199.558 | False | -1 | ABCN | 8104303
node_1378913_039_15310946_554 |  | 42.14947963462406 | -75.96576253954898 | PQ | 7199.558 | False | -1 | ABCN | 8104303
node_1378964_039_15309040_817 |  | 42.14425980868229 | -75.96556850753676 | PQ | 7199.558 | False | -1 | ABCN | 8104303
node_1378966_353_15311419_028 |  | 42.1507737439592 | -75.96555970380977 | PQ | 7199.558 | False | -1 | ABCN | 8104303
node_1378991_966_15309626_604 |  | 42.1458642830557 | -75.9654622578896 | PQ | 7199.558 | False | -1 | ABCN | 8104303
node_1378994_524_15312300_584 |  | 42.15318833153236 | -75.9654525258526 | PQ | 7199.558 | False | -1 | AN | 8104303
node_1379001_666_15308839_37 |  | 42.14370804404924 | -75.96542535376179 | PQ | 7199.558 | False | -1 | AN | 8104303
node_1379012_605_15310677_836 |  | 42.14874361428787 | -75.96538373579745 | PQ | 7199.558 | False | -1 | ABCN | 8104303
node_1379030_271_15308467_372 |  | 42.14268913912653 | -75.96531652463023 | PQ | 7199.558 | False | -1 | AN | 8104303
node_1379040_276_15310223_631 |  | 42.14749954386164 | -75.96527846011489 | PQ | 7199.558 | False | -1 | ABCN | 8104303
node_1379072_011_15309841_021 |  | 42.146451572602444 | -75.96515772274415 | PQ | 7199.558 | False | -1 | ABCN | 8104303
node_1379129_035_15309979_5 |  | 42.14683086747713 | -75.9649407721272 | PQ | 7199.558 | False | -1 | ABCN | 8104303
node_1379134_583_15309616_732 |  | 42.14583724358399 | -75.96491966448791 | PQ | 7199.558 | False | -1 | ABCN | 8104303
node_1379138_359_15309356_6 |  | 42.14512474035721 | -75.9649052985099 | PQ | 7199.558 | False | -1 | ABCN | 8104303
node_1379236_548_15309011_244 |  | 42.144178808044444 | -75.9645317336227 | PQ | 7199.558 | False | -1 | AN | 8104303
node_1379251_385_15309268_825 |  | 42.14488432406575 | -75.96447528552535 | PQ | 7199.558 | False | -1 | AN | 8104303
node_1379370_721_15309405_789 |  | 42.14525946934566 | -75.96402126583497 | PQ | 7199.558 | False | -1 | AN | 8104303
node_1379430_413_15308409_803 |  | 42.142531457264006 | -75.96379416468059 | PQ | 7199.558 | False | -1 | AN | 8104303
node_1379468_756_15309947_204 |  | 42.1467424085247 | -75.96364828684835 | PQ | 7199.558 | False | -1 | ABCN | 8104303
node_1379500_461_15309663_783 |  | 42.14596611657663 | -75.96352766361409 | PQ | 7199.558 | False | -1 | AN | 8104303
node_1379558_922_15308782_761 |  | 42.143552991632916 | -75.96330524585986 | PQ | 7199.558 | False | -1 | AN | 8104303
node_1379577_464_15309007_142 |  | 42.14416757263997 | -75.9632347019075 | PQ | 7199.558 | False | -1 | AN | 8104303
node_1379715_741_15310011_409 |  | 42.14691826643406 | -75.9627086202496 | PQ | 7199.558 | False | -1 | ABCN | 8104303
node_1379724_901_15309349_209 |  | 42.14510449636052 | -75.96267377057838 | PQ | 7199.558 | False | -1 | AN | 8104303
node_1379731_451_15309539_118 |  | 42.145624658337105 | -75.96264885078074 | PQ | 7199.558 | False | -1 | AN | 8104303
node_1380074_582_15309761_702 |  | 42.14623431734956 | -75.9613433919889 | PQ | 7199.558 | False | -1 | ABCN | 8104303
node_1380152_618_15309705_711 |  | 42.146080957639214 | -75.96104650018293 | PQ | 7199.558 | False | -1 | ABCN | 8104303
node_1380162_367_15309698_63 |  | 42.14606156273452 | -75.9610094096322 | PQ | 7199.558 | False | -1 | ABCN | 8104303
node_1380171_746_15309691_91 |  | 42.14604315661116 | -75.96097372676469 | PQ | 7199.558 | False | -1 | ABCN | 8104303
node_1380245_261_15309400_059 |  | 42.145243774838676 | -75.96069403532591 | PQ | 7199.558 | False | -1 | AN | 8104303
node_1380278_933_15309044_277 |  | 42.144269285644626 | -75.96056592854326 | PQ | 7199.558 | False | -1 | AN | 8104303
node_1380359_708_15308298_928 |  | 42.14222776992347 | -75.96025861607686 | PQ | 7199.558 | False | -1 | AN | 8104303
node_1380492_1_15309685_381 |  | 42.14602527363802 | -75.95975492419134 | PQ | 7199.558 | False | -1 | AN | 8104303
node_1380517_731_15309377_692 |  | 42.14518251148133 | -75.95965740978929 | PQ | 7199.558 | False | -1 | ABCN | 8104303
node_1380650_37_15309599_387 |  | 42.14578973551705 | -75.95915277818011 | PQ | 7199.558 | False | -1 | AN | 8104303
node_1380865_448_15309419_862 |  | 42.145298015383474 | -75.95833450333457 | PQ | 7199.558 | False | -1 | ABCN | 8104303
node_8104303_200840971 |  | 42.16541424838664 | -75.99640611415622 | PQ | 2771.281 | False | -1 | AN | 8104303
node_8104303_200840972 |  | 42.170872425409 | -75.99788467233023 | PQ | 2771.281 | False | -1 | AN | 8104303
node_8104303_200840973 |  | 42.16943985108062 | -75.99786420765976 | PQ | 2771.281 | False | -1 | AD | 8104303
node_8104303_200840974 |  | 42.16889303035422 | -75.99783313210142 | PQ | 2771.281 | False | -1 | AN | 8104303
node_8104303_200840976 |  | 42.168234554029745 | -75.99778715412363 | PQ | 2771.281 | False | -1 | AN | 8104303
node_8104303_200840978 |  | 42.16766455583073 | -75.99774597368244 | PQ | 2771.281 | False | -1 | AD | 8104303
node_8104303_200840979 |  | 42.16724095204865 | -75.99771156914349 | PQ | 2771.281 | False | -1 | AN | 8104303
node_8104303_200840980 |  | 42.16674391824256 | -75.99769306001134 | PQ | 2771.281 | False | -1 | AD | 8104303
node_8104303_200840981 |  | 42.16593000604085 | -75.99766208337128 | PQ | 2771.281 | False | -1 | AN | 8104303
node_8104303_200840982 |  | 42.164903724973755 | -75.99762621408087 | PQ | 2771.281 | False | -1 | AN | 8104303
node_8104303_200840984 |  | 42.16502644889692 | -75.9973690531828 | PQ | 2771.281 | False | -1 | AD | 8104303
node_8104303_200840986 |  | 42.16373201909803 | -75.99757136769874 | PQ | 2771.281 | False | -1 | AN | 8104303
node_8104303_200840987 |  | 42.16287762438093 | -75.99755184275195 | PQ | 2771.281 | False | -1 | AN | 8104303
node_8104303_200840988 |  | 42.16234760472012 | -75.99747410059238 | PQ | 2771.281 | False | -1 | AD | 8104303
node_8104303_200840989 |  | 42.162371283430915 | -75.99709540717278 | PQ | 2771.281 | False | -1 | AD | 8104303
node_8104303_200840990 |  | 42.16243149500978 | -75.9962860425816 | PQ | 2771.281 | False | -1 | AN | 8104303
node_8104303_200840991 |  | 42.16231315623595 | -75.99870439670904 | PQ | 2771.281 | False | -1 | AN | 8104303
node_8104303_200843344 |  | 42.15926160449499 | -75.9868144193645 | PQ | 2771.281 | False | -1 | AD | 8104303
node_8104303_200843349 |  | 42.159822232552926 | -75.9867109470383 | PQ | 2771.281 | False | -1 | AN | 8104303
node_8104303_200843351 |  | 42.160573602281275 | -75.98673879633888 | PQ | 2771.281 | False | -1 | AD | 8104303
node_8104303_200843352 |  | 42.16119913657514 | -75.98677145078518 | PQ | 2771.281 | False | -1 | AN | 8104303
node_8104303_200843353 |  | 42.16167906528593 | -75.98682147680339 | PQ | 2771.281 | False | -1 | AD | 8104303
node_8104303_200843354 |  | 42.16204357774278 | -75.98696234404426 | PQ | 2771.281 | False | -1 | AD | 8104303
node_8104303_200843356 |  | 42.162475217769796 | -75.98703590880872 | PQ | 2771.281 | False | -1 | AD | 8104303
node_8104303_200843357 |  | 42.16313812580672 | -75.98704637892828 | PQ | 2771.281 | False | -1 | AN | 8104303
node_8104303_200843360 |  | 42.16362558404625 | -75.98694325662062 | PQ | 2771.281 | False | -1 | AD | 8104303
node_8104303_200843361 |  | 42.163910227074915 | -75.98687381598754 | PQ | 2771.281 | False | -1 | AD | 8104303
node_8104303_200843362 |  | 42.16414643077445 | -75.98644698741072 | PQ | 2771.281 | False | -1 | AD | 8104303
node_8104303_200843363 |  | 42.16417347846318 | -75.98700991993275 | PQ | 2771.281 | False | -1 | AD | 8104303
node_8104303_200843364 |  | 42.16448255890742 | -75.9870383703521 | PQ | 2771.281 | False | -1 | AN | 8104303
node_8104303_200843365 |  | 42.16490744180552 | -75.9870624759762 | PQ | 2771.281 | False | -1 | AN | 8104303
node_8104303_200843366 |  | 42.164973969533264 | -75.98617523226169 | PQ | 2771.281 | False | -1 | AD | 8104303
node_8104303_200843367 |  | 42.1650324664941 | -75.98540622632905 | PQ | 2771.281 | False | -1 | AN | 8104303
node_8104303_200843368 |  | 42.16561947666219 | -75.98526245621709 | PQ | 2771.281 | False | -1 | AN | 8104303
node_8104303_200843369 |  | 42.16550074347143 | -75.98706158951623 | PQ | 2771.281 | False | -1 | AN | 8104303
node_8104303_200843371 |  | 42.166080582920635 | -75.9872995412451 | PQ | 2771.281 | False | -1 | AN | 8104303
node_8104303_200843373 |  | 42.16690948296565 | -75.9873036197219 | PQ | 2771.281 | False | -1 | AN | 8104303
node_8104303_200843414 |  | 42.15919686259945 | -75.99108943918499 | PQ | 2771.281 | False | -1 | AD | 8104303
node_8104303_200843415 |  | 42.15912699054482 | -75.99261487321043 | PQ | 2771.281 | False | -1 | AD | 8104303
node_8104303_200843417 |  | 42.15908799257094 | -75.99321509792429 | PQ | 2771.281 | False | -1 | AN | 8104303
node_8104303_200843418 |  | 42.1590764750488 | -75.99380149690614 | PQ | 2771.281 | False | -1 | AD | 8104303
node_8104303_200843419 |  | 42.15904482035121 | -75.99448628153183 | PQ | 2771.281 | False | -1 | AD | 8104303
node_8104303_200843420 |  | 42.15901736728953 | -75.99512898403817 | PQ | 2771.281 | False | -1 | AD | 8104303
node_8104303_200843421 |  | 42.15900152761521 | -75.99582698947255 | PQ | 2771.281 | False | -1 | AD | 8104303
node_8104303_200843422 |  | 42.15895951399522 | -75.9965089054681 | PQ | 2771.281 | False | -1 | AD | 8104303
node_8104303_200843423 |  | 42.158921682838084 | -75.99716763654047 | PQ | 2771.281 | False | -1 | AD | 8104303
node_8104303_200843424 |  | 42.15933805290412 | -75.99719185630104 | PQ | 2771.281 | False | -1 | AD | 8104303
node_8104303_200843425 |  | 42.160180083746084 | -75.99728064306711 | PQ | 2771.281 | False | -1 | AD | 8104303
node_8104303_200843426 |  | 42.16106589212819 | -75.99734185065559 | PQ | 2771.281 | False | -1 | AN | 8104303
node_8104303_200843428 |  | 42.15887675491522 | -75.99787690724519 | PQ | 2771.281 | False | -1 | AN | 8104303
node_8104303_200843429 |  | 42.15884256663667 | -75.99877462488382 | PQ | 2771.281 | False | -1 | AN | 8104303
node_8104303_200843431 |  | 42.15882053680777 | -75.9999272549319 | PQ | 2771.281 | False | -1 | AN | 8104303
node_8104303_200843432 |  | 42.15875589077745 | -76.0010274887276 | PQ | 2771.281 | False | -1 | AN | 8104303
node_8104303_200843433 |  | 42.15874033322079 | -76.00211429626896 | PQ | 2771.281 | False | -1 | AN | 8104303
node_8104303_200843434 |  | 42.158715008367125 | -76.00276437960085 | PQ | 2771.281 | False | -1 | AN | 8104303
node_8104303_200843438 |  | 42.16743037077895 | -75.9882961505326 | PQ | 2771.281 | False | -1 | AN | 8104303
node_8104303_200843439 |  | 42.16778430519288 | -75.98899280154744 | PQ | 2771.281 | False | -1 | AD | 8104303
node_8104303_200843440 |  | 42.17158772790037 | -75.9978770784499 | PQ | 2771.281 | False | -1 | AD | 8104303
node_8104303_200843441 |  | 42.17238344762122 | -75.99967569052579 | PQ | 2771.281 | False | -1 | AD | 8104303
node_8104303_200843442 |  | 42.173153595977816 | -76.00141450269643 | PQ | 2771.281 | False | -1 | AD | 8104303
node_8104303_200843443 |  | 42.17373760693384 | -76.00271686458515 | PQ | 2771.281 | False | -1 | AN | 8104303
node_8104303_200843444 |  | 42.174388296262975 | -76.00422954576148 | PQ | 2771.281 | False | -1 | AD | 8104303
node_8104303_200843445 |  | 42.17513178586976 | -76.00468426929348 | PQ | 2771.281 | False | -1 | AD | 8104303
node_8104303_200843446 |  | 42.17538511931565 | -76.00475381645393 | PQ | 2771.281 | False | -1 | AN | 8104303
node_8104303_200843447 |  | 42.17613873229029 | -76.00517473656576 | PQ | 2771.281 | False | -1 | AD | 8104303
node_8104303_200843448 |  | 42.17692372332286 | -76.0053098627418 | PQ | 2771.281 | False | -1 | AN | 8104303
node_8104303_200843449 |  | 42.17784267916107 | -76.0059039887632 | PQ | 2771.281 | False | -1 | AN | 8104303
node_8104303_200843450 |  | 42.1784506728576 | -76.00628044891238 | PQ | 2771.281 | False | -1 | AD | 8104303
node_8104303_200843452 |  | 42.17908528147984 | -76.00641328094521 | PQ | 2771.281 | False | -1 | AN | 8104303
node_8104303_200843453 |  | 42.17969497883839 | -76.00657331170069 | PQ | 2771.281 | False | -1 | AN | 8104303
node_8104303_200843455 |  | 42.180848957864356 | -76.0069132101315 | PQ | 2771.281 | False | -1 | AD | 8104303
node_8104303_200843456 |  | 42.1812658428636 | -76.0065111910204 | PQ | 2771.281 | False | -1 | AD | 8104303
node_8104303_200843458 |  | 42.16812704802644 | -75.9896623147124 | PQ | 2771.281 | False | -1 | AN | 8104303
node_8104303_200843472 |  | 42.16875035824706 | -75.99084648447385 | PQ | 2771.281 | False | -1 | AD | 8104303
node_8104303_200843474 |  | 42.16937843707792 | -75.99205798992172 | PQ | 2771.281 | False | -1 | AN | 8104303
node_8104303_200843475 |  | 42.1697632921357 | -75.9930669221443 | PQ | 2771.281 | False | -1 | AN | 8104303
node_8104303_200843477 |  | 42.17003960310674 | -75.99373537003547 | PQ | 2771.281 | False | -1 | AN | 8104303
node_8104303_200843478 |  | 42.17026892916107 | -75.99430632635188 | PQ | 2771.281 | False | -1 | AN | 8104303
node_8104303_200843479 |  | 42.170709783205794 | -75.99534918374019 | PQ | 2771.281 | False | -1 | AN | 8104303
node_8104303_200843480 |  | 42.17094204273603 | -75.99609949031323 | PQ | 2771.281 | False | -1 | AN | 8104303
node_8104303_200843483 |  | 42.17109674729854 | -75.99649401826684 | PQ | 2771.281 | False | -1 | AD | 8104303
node_8104303_200843484 |  | 42.17125679018463 | -75.99695438014085 | PQ | 2771.281 | False | -1 | AD | 8104303
node_8104303_200847036 |  | 42.14524113169745 | -75.95953897417085 | PQ | 7199.558 | False | -1 | ABCN | 8104303
node_8104303_200847037 |  | 42.145866260618355 | -75.95984394303491 | PQ | 7199.558 | False | -1 | ABCN | 8104303
node_8104303_200847038 |  | 42.14593347035871 | -75.9597451883498 | PQ | 7199.558 | False | -1 | AN | 8104303
node_8104303_200847039 |  | 42.14582130256643 | -75.9592799300209 | PQ | 7199.558 | False | -1 | AN | 8104303
node_8104303_200847040 |  | 42.14558587948373 | -75.95909432508529 | PQ | 7199.558 | False | -1 | ABCN | 8104303
node_8104303_200847041 |  | 42.14533246386764 | -75.95843684570963 | PQ | 7199.558 | False | -1 | ABCN | 8104303
node_8104303_200848774 |  | 42.1468395966907 | -75.96535292275298 | PQ | 7199.558 | False | -1 | ABCN | 8104303
node_8104303_200848776 |  | 42.14749456982592 | -75.96540757890764 | PQ | 7199.558 | False | -1 | ABCN | 8104303
node_8104303_200848777 |  | 42.14810119128022 | -75.96547648690382 | PQ | 7199.558 | False | -1 | ABCN | 8104303
node_8104303_200848778 |  | 42.14874107522889 | -75.9655043438135 | PQ | 7199.558 | False | -1 | ABCN | 8104303
node_8104303_200848779 |  | 42.14950635911003 | -75.9655837257338 | PQ | 7199.558 | False | -1 | ABCN | 8104303
node_8104303_200848780 |  | 42.150125733378374 | -75.96563566544027 | PQ | 7199.558 | False | -1 | ABCN | 8104303
node_8104303_200848781 |  | 42.15071340090802 | -75.96574791105706 | PQ | 7199.558 | False | -1 | ABCN | 8104303
node_8104303_200848782 |  | 42.15144328860875 | -75.96575594246056 | PQ | 7199.558 | False | -1 | ABCN | 8104303
node_8104303_200848783 |  | 42.15205216426536 | -75.9657857663222 | PQ | 7199.558 | False | -1 | ABCN | 8104303
node_8104303_200848787 |  | 42.15291032237733 | -75.96588050720784 | PQ | 7199.558 | False | -1 | ABCN | 8104303
node_8104303_200848788 |  | 42.15312808982442 | -75.96553786569703 | PQ | 7199.558 | False | -1 | AN | 8104303
node_8104303_200848789 |  | 42.15377409271351 | -75.96595536932362 | PQ | 7199.558 | False | -1 | ABCN | 8104303
node_8104303_200849531 |  | 42.145821505252904 | -75.96040716470269 | PQ | 7199.558 | False | -1 | ABCN | 8104303
node_8104303_200849835 |  | 42.157923487543165 | -75.9970873148965 | PQ | 2771.281 | False | -1 | AD | 8104303
node_8104303_200849836 |  | 42.157370725911775 | -75.99709098248199 | PQ | 2771.281 | False | -1 | AD | 8104303
node_8104303_200849837 |  | 42.15688814858174 | -75.99690623356997 | PQ | 2771.281 | False | -1 | AN | 8104303
node_8104303_200849838 |  | 42.155925954787655 | -75.99684093228649 | PQ | 2771.281 | False | -1 | AN | 8104303
node_8104303_200849839 |  | 42.155153475536565 | -75.99678287866935 | PQ | 2771.281 | False | -1 | AD | 8104303
node_8104303_200849840 |  | 42.15522350919258 | -75.99700200548847 | PQ | 2771.281 | False | -1 | AD | 8104303
node_8104303_200849841 |  | 42.1554108983191 | -75.99754493749504 | PQ | 2771.281 | False | -1 | AN | 8104303
node_8104303_200849842 |  | 42.15436142334536 | -75.99670477888215 | PQ | 2771.281 | False | -1 | AN | 8104303
node_8104303_200849843 |  | 42.15395895099807 | -75.99669405005324 | PQ | 2771.281 | False | -1 | AN | 8104303
node_8104303_200850941 |  | 42.13609608764822 | -75.98408242580524 | PQ | 7199.558 | False | -1 | ABCN | 8104303
node_8104303_200850942 |  | 42.13614333277054 | -75.98340377411296 | PQ | 7199.558 | False | -1 | ABCN | 8104303
node_8104303_200850943 |  | 42.136206086147396 | -75.9825544883864 | PQ | 7199.558 | False | -1 | ABCN | 8104303
node_8104303_200850944 |  | 42.135949879483725 | -75.98089747402483 | PQ | 7199.558 | False | -1 | ABCN | 8104303
node_8104303_200850945 |  | 42.13587616460304 | -75.98009054434517 | PQ | 7199.558 | False | -1 | ABCN | 8104303
node_8104303_200850946 |  | 42.136298481052094 | -75.98162042208415 | PQ | 7199.558 | False | -1 | ABCN | 8104303
node_8104303_200852687 |  | 42.14334100622844 | -75.98273626594545 | PQ | 7199.558 | False | -1 | AN | 8104303
node_8104303_200852688 |  | 42.14387081224675 | -75.9830659415524 | PQ | 7199.558 | False | -1 | AN | 8104303
node_8104303_200852691 |  | 42.14449618220023 | -75.98319405594414 | PQ | 7199.558 | False | -1 | AN | 8104303
node_8104303_200852692 |  | 42.145189468557724 | -75.98341926243299 | PQ | 7199.558 | False | -1 | AN | 8104303
node_8104303_200852694 |  | 42.14588055275403 | -75.9837452970863 | PQ | 7199.558 | False | -1 | AN | 8104303
node_8104303_200852698 |  | 42.146516506228444 | -75.98391378915933 | PQ | 7199.558 | False | -1 | AN | 8104303
node_8104303_200852699 |  | 42.147035846503094 | -75.9838507934327 | PQ | 7199.558 | False | -1 | AN | 8104303
node_8104303_200852701 |  | 42.147517728125486 | -75.98399408417144 | PQ | 7199.558 | False | -1 | AN | 8104303
node_8104303_200852702 |  | 42.14801028091702 | -75.9841291266474 | PQ | 7199.558 | False | -1 | AN | 8104303
node_8104303_200852703 |  | 42.1479235201486 | -75.98463070320352 | PQ | 7199.558 | False | -1 | AN | 8104303
node_8104303_200852704 |  | 42.14854085385714 | -75.98487997727098 | PQ | 7199.558 | False | -1 | AN | 8104303
node_8104303_200852705 |  | 42.14854189467959 | -75.98430109607845 | PQ | 7199.558 | False | -1 | AN | 8104303
node_8104303_200852706 |  | 42.14904302056133 | -75.98452048921604 | PQ | 7199.558 | False | -1 | AN | 8104303
node_8104303_200852707 |  | 42.149433361849034 | -75.98471922365113 | PQ | 7199.558 | False | -1 | AN | 8104303
node_8104303_200852708 |  | 42.14996689839413 | -75.98496598291153 | PQ | 7199.558 | False | -1 | AN | 8104303
node_8104303_200852710 |  | 42.15073461999101 | -75.98583432182078 | PQ | 7199.558 | False | -1 | AN | 8104303
node_8104303_200852711 |  | 42.15112889449199 | -75.98593374991111 | PQ | 7199.558 | False | -1 | AN | 8104303
node_8104303_200852712 |  | 42.15144726564612 | -75.98604192085566 | PQ | 7199.558 | False | -1 | AN | 8104303
node_8104303_200852713 |  | 42.15216337888341 | -75.98610949345503 | PQ | 7199.558 | False | -1 | AN | 8104303
node_8104303_200852714 |  | 42.15196131416031 | -75.98569997557733 | PQ | 7199.558 | False | -1 | AN | 8104303
node_8104303_200852715 |  | 42.15130453328082 | -75.98547051179787 | PQ | 7199.558 | False | -1 | AN | 8104303
node_8104303_200852717 |  | 42.152649922294785 | -75.98585966011883 | PQ | 7199.558 | False | -1 | AN | 8104303
node_8104303_200852719 |  | 42.15290529082247 | -75.9861731093232 | PQ | 7199.558 | False | -1 | AN | 8104303
node_8104303_200852721 |  | 42.1533126166892 | -75.98623901933456 | PQ | 7199.558 | False | -1 | AN | 8104303
node_8104303_200852722 |  | 42.154006272812566 | -75.98631423907797 | PQ | 7199.558 | False | -1 | AN | 8104303
node_8104303_200852723 |  | 42.154575542435865 | -75.98637090023009 | PQ | 7199.558 | False | -1 | AN | 8104303
node_8104303_200852724 |  | 42.15529808686029 | -75.98642733691379 | PQ | 7199.558 | False | -1 | AN | 8104303
node_8104303_200852725 |  | 42.155939778553225 | -75.98649402685776 | PQ | 7199.558 | False | -1 | AN | 8104303
node_8104303_200852726 |  | 42.15640508918657 | -75.98654625190544 | PQ | 7199.558 | False | -1 | AN | 8104303
node_8104303_200852728 |  | 42.1569048565211 | -75.98658599042244 | PQ | 7199.558 | False | -1 | AN | 8104303
node_8104303_200852729 |  | 42.15771120084799 | -75.9866973762111 | PQ | 2771.281 | False | -1 | AN | 8104303
node_8104303_200852730 |  | 42.15842732230229 | -75.98676531024267 | PQ | 2771.281 | False | -1 | AD | 8104303
node_8104303_200852731 |  | 42.158864034969255 | -75.98679914029469 | PQ | 2771.281 | False | -1 | AN | 8104303
node_8104303_200852744 |  | 42.159118716006326 | -75.98729776832513 | PQ | 2771.281 | False | -1 | AN | 8104303
node_8104303_200852745 |  | 42.1590937499625 | -75.98846835204117 | PQ | 2771.281 | False | -1 | AN | 8104303
node_8104303_200852746 |  | 42.15901869570766 | -75.9897142544189 | PQ | 2771.281 | False | -1 | AN | 8104303
node_8104303_200852747 |  | 42.15885147662467 | -75.99370752453945 | PQ | 2771.281 | False | -1 | AD | 8104303
node_8104303_200852748 |  | 42.158288498499196 | -75.99360356142638 | PQ | 2771.281 | False | -1 | AN | 8104303
node_8104303_200852749 |  | 42.1578230810446 | -75.99349860913053 | PQ | 2771.281 | False | -1 | AD | 8104303
node_8104303_200852750 |  | 42.15732718940419 | -75.99347891678356 | PQ | 2771.281 | False | -1 | AN | 8104303
node_8104303_200856475 |  | 42.13522803350594 | -75.97318746744664 | PQ | 7199.558 | False | -1 | AN | 8104303
node_8104303_200856476 |  | 42.13636814494223 | -75.97237132695322 | PQ | 7199.558 | False | -1 | AN | 8104303
node_8104303_200856483 |  | 42.137843655935775 | -75.97314879420341 | PQ | 7199.558 | False | -1 | AN | 8104303
node_8104303_200856501 |  | 42.1442576886913 | -75.96322164469444 | PQ | 7199.558 | False | -1 | AN | 8104303
node_8104303_200856504 |  | 42.14512484443946 | -75.96281447802818 | PQ | 7199.558 | False | -1 | AN | 8104303
node_8104303_200856508 |  | 42.14556097369805 | -75.96277627274452 | PQ | 7199.558 | False | -1 | AN | 8104303
node_8104303_200856511 |  | 42.14589535708391 | -75.96363427469343 | PQ | 7199.558 | False | -1 | AN | 8104303
node_8104303_200856514 |  | 42.14535938008407 | -75.96405067119619 | PQ | 7199.558 | False | -1 | AN | 8104303
node_8104303_200856537 |  | 42.141560211053594 | -75.9721863611819 | PQ | 7199.558 | False | -1 | ABCN | 8104303
node_8104303_200856538 |  | 42.14045114351645 | -75.97233120037218 | PQ | 7199.558 | False | -1 | AN | 8104303
node_8104303_200856540 |  | 42.14003516512833 | -75.97459592680055 | PQ | 7199.558 | False | -1 | AN | 8104303
node_8104303_200856542 |  | 42.139214931299726 | -75.97420163472898 | PQ | 7199.558 | False | -1 | AN | 8104303
node_8104303_200856545 |  | 42.141290320313686 | -75.97359890662172 | PQ | 7199.558 | False | -1 | AN | 8104303
node_8104303_200856546 |  | 42.141132890439756 | -75.97211637649826 | PQ | 7199.558 | False | -1 | ABN | 8104303
node_8104303_200856547 |  | 42.14083442912353 | -75.97311974266528 | PQ | 7199.558 | False | -1 | ABN | 8104303
node_8104303_200856548 |  | 42.14071288845116 | -75.97367893531538 | PQ | 7199.558 | False | -1 | AN | 8104303
node_8104303_200856550 |  | 42.14038822032119 | -75.97369742542477 | PQ | 7199.558 | False | -1 | AN | 8104303
node_8104303_200856551 |  | 42.13993321930813 | -75.97329237028336 | PQ | 7199.558 | False | -1 | AN | 8104303
node_8104303_200856554 |  | 42.14585000187605 | -75.96533906278005 | PQ | 7199.558 | False | -1 | ABCN | 8104303
node_8104303_200856565 |  | 42.145621823465426 | -75.96745881305434 | PQ | 7199.558 | False | -1 | AN | 8104303
node_8104303_200856567 |  | 42.145607257429106 | -75.96802810678273 | PQ | 7199.558 | False | -1 | AN | 8104303
node_8104303_200856572 |  | 42.14557511792737 | -75.96917469140203 | PQ | 7199.558 | False | -1 | AN | 8104303
node_8104303_200856575 |  | 42.14554674182052 | -75.97018627159089 | PQ | 7199.558 | False | -1 | AN | 8104303
node_8104303_200856579 |  | 42.145409301215686 | -75.97045932028666 | PQ | 7199.558 | False | -1 | AN | 8104303
node_8104303_200856581 |  | 42.14617493842865 | -75.97015470144113 | PQ | 7199.558 | False | -1 | AN | 8104303
node_8104303_200856588 |  | 42.1460017537896 | -75.96632715368177 | PQ | 7199.558 | False | -1 | AN | 8104303
node_8104303_200856594 |  | 42.14643973735556 | -75.96735391782671 | PQ | 7199.558 | False | -1 | AN | 8104303
node_8104303_200856648 |  | 42.14484700236381 | -75.96720329572155 | PQ | 7199.558 | False | -1 | AN | 8104303
node_8104303_200856654 |  | 42.14381605950774 | -75.96810595546967 | PQ | 7199.558 | False | -1 | AN | 8104303
node_8104303_200856663 |  | 42.1426312776152 | -75.9691910471593 | PQ | 7199.558 | False | -1 | AN | 8104303
node_8104303_200856680 |  | 42.14247816989346 | -75.96393312964683 | PQ | 7199.558 | False | -1 | AN | 8104303
node_8104303_200856686 |  | 42.143539033656026 | -75.96344611310073 | PQ | 7199.558 | False | -1 | AN | 8104303
node_8104303_200856696 |  | 42.14343276020563 | -75.97005449722275 | PQ | 7199.558 | False | -1 | AN | 8104303
node_8104303_200858830 |  | 42.141487465781196 | -75.96913828567017 | PQ | 7199.558 | False | -1 | ABCN | 8104303
node_8104303_200858831 |  | 42.141531448746825 | -75.9691165997394 | PQ | 7199.558 | False | -1 | ABCN | 8104303
node_8104303_200858842 |  | 42.13386049140779 | -75.97375081466453 | PQ | 7199.558 | False | -1 | ABCN | 8104303
node_8104303_200858844 |  | 42.13415595625095 | -75.97354150738704 | PQ | 7199.558 | False | -1 | ABCN | 8104303
node_8104303_200858845 |  | 42.13447503132974 | -75.97326840542758 | PQ | 7199.558 | False | -1 | ABCN | 8104303
node_8104303_200858846 |  | 42.13488044263096 | -75.97274784417064 | PQ | 7199.558 | False | -1 | ABCN | 8104303
node_8104303_200858848 |  | 42.135472270711404 | -75.97230936225944 | PQ | 7199.558 | False | -1 | ABCN | 8104303
node_8104303_200858850 |  | 42.13608940173347 | -75.97188652465478 | PQ | 7199.558 | False | -1 | ABCN | 8104303
node_8104303_200858852 |  | 42.13649551695934 | -75.9715886132296 | PQ | 7199.558 | False | -1 | ABCN | 8104303
node_8104303_200858853 |  | 42.13682831719947 | -75.97131161921624 | PQ | 7199.558 | False | -1 | ABCN | 8104303
node_8104303_200858857 |  | 42.137204152709 | -75.97112776056875 | PQ | 7199.558 | False | -1 | ABCN | 8104303
node_8104303_200858858 |  | 42.137658934601546 | -75.97090384762664 | PQ | 7199.558 | False | -1 | ABCN | 8104303
node_8104303_200858859 |  | 42.13813379615039 | -75.97103147123154 | PQ | 7199.558 | False | -1 | ABCN | 8104303
node_8104303_200858860 |  | 42.13849868385113 | -75.97086709187626 | PQ | 7199.558 | False | -1 | ABCN | 8104303
node_8104303_200858861 |  | 42.1388490685127 | -75.97066004069647 | PQ | 7199.558 | False | -1 | ABCN | 8104303
node_8104303_200858862 |  | 42.139187092038135 | -75.97044880070797 | PQ | 7199.558 | False | -1 | ABCN | 8104303
node_8104303_200858869 |  | 42.13973299245837 | -75.97015225511596 | PQ | 7199.558 | False | -1 | ABCN | 8104303
node_8104303_200858870 |  | 42.13999882946872 | -75.96998159444985 | PQ | 7199.558 | False | -1 | ABCN | 8104303
node_8104303_200858871 |  | 42.14034277746512 | -75.96979088761368 | PQ | 7199.558 | False | -1 | ABCN | 8104303
node_8104303_200858872 |  | 42.140696336635166 | -75.9695813026041 | PQ | 7199.558 | False | -1 | ABCN | 8104303
node_8104303_200858873 |  | 42.141174871191666 | -75.96932102578019 | PQ | 7199.558 | False | -1 | ABCN | 8104303
node_8104303_200858875 |  | 42.14207963623745 | -75.96856650757113 | PQ | 7199.558 | False | -1 | ABCN | 8104303
node_8104303_200858878 |  | 42.142561342563425 | -75.96809561850932 | PQ | 7199.558 | False | -1 | ABCN | 8104303
node_8104303_200858880 |  | 42.14286381926311 | -75.96775866860419 | PQ | 7199.558 | False | -1 | ABCN | 8104303
node_8104303_200858881 |  | 42.1430926605133 | -75.96749359804821 | PQ | 7199.558 | False | -1 | ABCN | 8104303
node_8104303_200858884 |  | 42.143410815285925 | -75.96712940757038 | PQ | 7199.558 | False | -1 | ABCN | 8104303
node_8104303_200858885 |  | 42.143742155635614 | -75.96674328386608 | PQ | 7199.558 | False | -1 | ABCN | 8104303
node_8104303_200858888 |  | 42.14405495838963 | -75.96639224571504 | PQ | 7199.558 | False | -1 | ABCN | 8104303
node_8104303_200858889 |  | 42.14435411541349 | -75.96604321256146 | PQ | 7199.558 | False | -1 | ABCN | 8104303
node_8104303_200858890 |  | 42.14434061758969 | -75.96564489908133 | PQ | 7199.558 | False | -1 | ABCN | 8104303
node_8104303_200858892 |  | 42.14464703845867 | -75.96538159383621 | PQ | 7199.558 | False | -1 | ABCN | 8104303
node_8104303_200858895 |  | 42.14515497624946 | -75.9650131955269 | PQ | 7199.558 | False | -1 | ABCN | 8104303
node_8104303_200858898 |  | 42.14581133806095 | -75.96504591465053 | PQ | 7199.558 | False | -1 | ABCN | 8104303
node_8104303_200858899 |  | 42.14626257294013 | -75.96524721335183 | PQ | 7199.558 | False | -1 | ABCN | 8104303
node_8104303_200858901 |  | 42.14643633277054 | -75.96528132874504 | PQ | 7199.558 | False | -1 | ABCN | 8104303
node_8104303_200859124 |  | 42.13378396082847 | -75.97409335725708 | PQ | 7199.558 | False | -1 | ABCN | 8104303
node_8104303_200859125 |  | 42.13376664209066 | -75.9744914082233 | PQ | 7199.558 | False | -1 | ABCN | 8104303
node_8104303_200859126 |  | 42.13375913721298 | -75.97487556117109 | PQ | 7199.558 | False | -1 | ABCN | 8104303
node_8104303_200859127 |  | 42.13372522557408 | -75.97525157999257 | PQ | 7199.558 | False | -1 | ABCN | 8104303
node_8104303_200859128 |  | 42.133723513695045 | -75.97578768663777 | PQ | 7199.558 | False | -1 | ABCN | 8104303
node_8104303_200859130 |  | 42.13364513428637 | -75.97744851315768 | PQ | 7199.558 | False | -1 | ABCN | 8104303
node_8104303_200859344 |  | 42.13760213034671 | -75.97142383439663 | PQ | 7199.558 | False | -1 | AN | 8104303
node_8104303_200859345 |  | 42.13774890548553 | -75.97205238397973 | PQ | 7199.558 | False | -1 | AN | 8104303
node_8104303_200859346 |  | 42.137867559245095 | -75.9726181318682 | PQ | 7199.558 | False | -1 | AN | 8104303
node_8104303_200859347 |  | 42.14682909807896 | -75.96490736818471 | PQ | 7199.558 | False | -1 | ABCN | 8104303
node_8104303_200859349 |  | 42.1468369261594 | -75.96430602493336 | PQ | 7199.558 | False | -1 | ABCN | 8104303
node_8104303_200859350 |  | 42.14683856134626 | -75.96365583507408 | PQ | 7199.558 | False | -1 | ABCN | 8104303
node_8104303_200859351 |  | 42.146831061946585 | -75.96276659777575 | PQ | 7199.558 | False | -1 | ABCN | 8104303
node_8104303_200859353 |  | 42.14665716516586 | -75.96235932838667 | PQ | 7199.558 | False | -1 | ABCN | 8104303
node_8104303_200859354 |  | 42.14641442619693 | -75.96187881381525 | PQ | 7199.558 | False | -1 | ABCN | 8104303
node_8104303_200859355 |  | 42.14616733220773 | -75.96142396092857 | PQ | 7199.558 | False | -1 | ABCN | 8104303
node_8104303_200859357 |  | 42.14596615766173 | -75.96105786056701 | PQ | 7199.558 | False | -1 | ABCN | 8104303
node_8104303_200859358 |  | 42.14574780954527 | -75.96063908622097 | PQ | 7199.558 | False | -1 | ABCN | 8104303
node_8104303_200859359 |  | 42.14525436109862 | -75.9605772699046 | PQ | 7199.558 | False | -1 | AN | 8104303
node_8104303_200859482 |  | 42.143941530654374 | -75.96603540562639 | PQ | 7199.558 | False | -1 | AN | 8104303
node_8104303_200859484 |  | 42.143647399707355 | -75.96554109575935 | PQ | 7199.558 | False | -1 | AN | 8104303
node_8104303_200859502 |  | 42.14317485809697 | -75.96640921020018 | PQ | 7199.558 | False | -1 | AN | 8104303
node_8104303_200859503 |  | 42.142777455650624 | -75.96605122113765 | PQ | 7199.558 | False | -1 | AN | 8104303
node_8104303_200859504 |  | 42.14274787711993 | -75.9653436168255 | PQ | 7199.558 | False | -1 | AN | 8104303
node_8104303_200859506 |  | 42.142795146893306 | -75.96511321712693 | PQ | 7199.558 | False | -1 | AN | 8104303
node_8104303_200859507 |  | 42.14241568220022 | -75.96577273954553 | PQ | 7199.558 | False | -1 | AN | 8104303
node_8104303_200859579 |  | 42.14426071255442 | -75.96492030745674 | PQ | 7199.558 | False | -1 | AN | 8104303
node_8104303_200859580 |  | 42.14424580962031 | -75.96444009344471 | PQ | 7199.558 | False | -1 | AN | 8104303
node_8104303_200859581 |  | 42.14426559620293 | -75.9637574241484 | PQ | 7199.558 | False | -1 | AN | 8104303
node_8104303_200859582 |  | 42.144832641752984 | -75.96433920060291 | PQ | 7199.558 | False | -1 | AN | 8104303
node_8104303_200859584 |  | 42.14388298713044 | -75.96441583183407 | PQ | 7199.558 | False | -1 | AN | 8104303
node_8104303_200859585 |  | 42.14248917796039 | -75.96722952047959 | PQ | 7199.558 | False | -1 | AN | 8104303
node_8104303_200859586 |  | 42.142298910138095 | -75.96686398319133 | PQ | 7199.558 | False | -1 | AN | 8104303
node_8104303_200859589 |  | 42.139938650757934 | -75.97019390732126 | PQ | 7199.558 | False | -1 | AN | 8104303
node_8104303_200859590 |  | 42.14013725337687 | -75.97091209969399 | PQ | 7199.558 | False | -1 | AN | 8104303
node_8104303_200859591 |  | 42.14003006783732 | -75.97118838225664 | PQ | 7199.558 | False | -1 | AN | 8104303
node_8104303_200859592 |  | 42.139692698934425 | -75.97144445885817 | PQ | 7199.558 | False | -1 | AN | 8104303
node_8104303_200859593 |  | 42.13934113376108 | -75.97171872881425 | PQ | 7199.558 | False | -1 | AN | 8104303
node_8104303_200859594 |  | 42.13901675596579 | -75.97194550658195 | PQ | 7199.558 | False | -1 | AN | 8104303
node_8104303_200859595 |  | 42.1386691596128 | -75.97215289256206 | PQ | 7199.558 | False | -1 | AN | 8104303
node_8104303_200859596 |  | 42.13830474302117 | -75.97241306285859 | PQ | 7199.558 | False | -1 | AN | 8104303
node_8104303_200859600 |  | 42.135859273150245 | -75.9794241128651 | PQ | 7199.558 | False | -1 | ABCN | 8104303
node_8104303_200859601 |  | 42.135835942293276 | -75.97865507269152 | PQ | 7199.558 | False | -1 | ABCN | 8104303
node_8104303_200859602 |  | 42.13581038462406 | -75.97795628352 | PQ | 7199.558 | False | -1 | ABCN | 8104303
node_8104303_200859603 |  | 42.13565605804444 | -75.9774178446861 | PQ | 7199.558 | False | -1 | ABCN | 8104303
node_8104303_200859604 |  | 42.13511484406425 | -75.97744946049045 | PQ | 7199.558 | False | -1 | ABCN | 8104303
node_8104303_200859605 |  | 42.13464701902298 | -75.97750602652883 | PQ | 7199.558 | False | -1 | ABCN | 8104303
node_8104303_200859607 |  | 42.13400467818551 | -75.97758231535057 | PQ | 7199.558 | False | -1 | ABCN | 8104303
node_8104303_200859608 |  | 42.13369477056132 | -75.97760677099322 | PQ | 7199.558 | False | -1 | ABCN | 8104303
node_8104303_200859753 |  | 42.13601495006005 | -75.97865236765699 | PQ | 7199.558 | False | -1 | ABCN | 8104303
node_8104303_200859754 |  | 42.13669696814499 | -75.97858088398097 | PQ | 7199.558 | False | -1 | AN | 8104303
node_8104303_200859755 |  | 42.13713686079845 | -75.97854074598628 | PQ | 7199.558 | False | -1 | AN | 8104303
node_8104303_200859758 |  | 42.13842199714845 | -75.97851130638412 | PQ | 7199.558 | False | -1 | AN | 8104303
node_8104303_200859760 |  | 42.13856203159239 | -75.97857852135587 | PQ | 7199.558 | False | -1 | AN | 8104303
node_8104303_200859765 |  | 42.13895128275553 | -75.97881483712855 | PQ | 7199.558 | False | -1 | AN | 8104303
node_8104303_200859768 |  | 42.13967569792137 | -75.9796282687829 | PQ | 7199.558 | False | -1 | AN | 8104303
node_8104303_200859770 |  | 42.14012078099206 | -75.97982453026098 | PQ | 7199.558 | False | -1 | AN | 8104303
node_8104303_200859772 |  | 42.14040127442595 | -75.98019418407154 | PQ | 7199.558 | False | -1 | AN | 8104303
node_8104303_200859775 |  | 42.140774828343105 | -75.98107473558392 | PQ | 7199.558 | False | -1 | AN | 8104303
node_8104303_200859776 |  | 42.141273223435405 | -75.98148006084833 | PQ | 7199.558 | False | -1 | AN | 8104303
node_8104303_200859777 |  | 42.14211040075793 | -75.98199771162507 | PQ | 7199.558 | False | -1 | AN | 8104303
node_8104303_200859778 |  | 42.14272981611138 | -75.98238890298899 | PQ | 7199.558 | False | -1 | AN | 8104303
node_8104303_200859781 |  | 42.13733014974487 | -75.97853823878832 | PQ | 7199.558 | False | -1 | AN | 8104303
node_8104303_200859827 |  | 42.14154714873182 | -75.96787808579634 | PQ | 7199.558 | False | -1 | ABCN | 8104303
node_8104303_200859828 |  | 42.14105859488971 | -75.96785741568021 | PQ | 7199.558 | False | -1 | ABCN | 8104303
node_8104303_200859829 |  | 42.14107937025366 | -75.96723953405323 | PQ | 7199.558 | False | -1 | ABCN | 8104303
node_8104303_200859830 |  | 42.141109482890606 | -75.96630843910397 | PQ | 7199.558 | False | -1 | ABCN | 8104303
node_8104303_200914685 |  | 42.137501934751626 | -75.97036620394356 | PQ | 7199.558 | False | -1 | ABCN | 8104303
node_8104303_200914686 |  | 42.13551003339338 | -75.96933558959475 | PQ | 7199.558 | False | -1 | ABCN | 8104303
node_8104303_200914687 |  | 42.13723032117666 | -75.96921301082217 | PQ | 7199.558 | False | -1 | ABCN | 8104303
node_8104303_200914688 |  | 42.13629195399972 | -75.9690105479288 | PQ | 7199.558 | False | -1 | ABCN | 8104303
node_8104303_200914689 |  | 42.136131234579025 | -75.96809432115803 | PQ | 7199.558 | False | -1 | ABCN | 8104303
node_8104303_200914690 |  | 42.136896943006164 | -75.96779759294766 | PQ | 7199.558 | False | -1 | ABCN | 8104303
node_8104303_200952513 |  | 42.13914992098155 | -75.97910582046954 | PQ | 7199.558 | False | -1 | AN | 8104303
node_8104303_200952556 |  | 42.15005852637702 | -75.98556261993544 | PQ | 7199.558 | False | -1 | AN | 8104303
node_8104303_200982624 |  | 42.15250412224225 | -75.9679162530345 | PQ | 7199.558 | False | -1 | ABCN | 8104303
node_8104303_200988680 |  | 42.14431034882937 | -75.96048615855895 | PQ | 7199.558 | False | -1 | AN | 8104303
node_8104303_200988681 |  | 42.143534525251404 | -75.96041102632017 | PQ | 7199.558 | False | -1 | AN | 8104303
node_8104303_200988682 |  | 42.14293530459254 | -75.9603461968008 | PQ | 7199.558 | False | -1 | AN | 8104303
node_8104303_200988683 |  | 42.14231048791837 | -75.96027062703887 | PQ | 7199.558 | False | -1 | AN | 8104303
node_8104303_201008991 |  | 42.14565399309622 | -75.96638297402849 | PQ | 7199.558 | False | -1 | ABCN | 8104303
node_8104303_201008992 |  | 42.145594312884604 | -75.96859526996353 | PQ | 7199.558 | False | -1 | AN | 8104303
node_8104303_201027232 |  | 42.13947507117666 | -75.9746408813546 | PQ | 7199.558 | False | -1 | AN | 8104303
node_8104303_201027246 |  | 42.141541884361416 | -75.97269231296966 | PQ | 7199.558 | False | -1 | AN | 8104303
node_8104303_201027251 |  | 42.13481606502327 | -75.97365479545033 | PQ | 7199.558 | False | -1 | AN | 8104303
node_8104303_201027252 |  | 42.14068133783582 | -75.97429779090696 | PQ | 7199.558 | False | -1 | AN | 8104303
node_8104303_201027254 |  | 42.14548409526491 | -75.96546155785254 | PQ | 7199.558 | False | -1 | ABCN | 8104303
node_8104303_201027256 |  | 42.14096171897045 | -75.97469663321944 | PQ | 7199.558 | False | -1 | AN | 8104303
node_8104303_201027348 |  | 42.13942177558909 | -75.97337405395595 | PQ | 7199.558 | False | -1 | AN | 8104303
node_8104303_201047279 |  | 42.151183532192725 | -75.96699748102027 | PQ | 7199.558 | False | -1 | ABCN | 8104303
node_8104303_201047280 |  | 42.15141919904699 | -75.9670376304286 | PQ | 7199.558 | False | -1 | ABCN | 8104303
node_8104303_201053914 |  | 42.13433698540449 | -75.97754707761534 | PQ | 7199.558 | False | -1 | ABCN | 8104303
node_8104303_201054048 |  | 42.14178231434791 | -75.9718810499084 | PQ | 7199.558 | False | -1 | ABCN | 8104303
node_8104303_201054049 |  | 42.14174950926761 | -75.96895793862164 | PQ | 7199.558 | False | -1 | ABCN | 8104303
node_8104303_201054050 |  | 42.14176397396069 | -75.96995514141885 | PQ | 7199.558 | False | -1 | ABCN | 8104303
node_8104303_201054051 |  | 42.14177285929763 | -75.97072494250229 | PQ | 7199.558 | False | -1 | ABCN | 8104303
node_8104303_201062804 |  | 42.14290506048328 | -75.97358497436232 | PQ | 7199.558 | False | -1 | ABCN | 8104303
node_8104303_201062834 |  | 42.1421143777953 | -75.97214809502545 | PQ | 7199.558 | False | -1 | ABCN | 8104303
node_8104303_201064354 |  | 42.13788000802943 | -75.97851638165282 | PQ | 7199.558 | False | -1 | AN | 8104303
node_8104303_310051672 |  | 42.13685172748763 | -75.97063343167896 | PQ | 7199.558 | False | -1 | ABCN | 8104303
node_8104303_310051673 |  | 42.13686727682727 | -75.97009422813066 | PQ | 7199.558 | False | -1 | ABCN | 8104303
node_8104303_310051675 |  | 42.136819971446805 | -75.97117919807472 | PQ | 7199.558 | False | -1 | ABCN | 8104303
node_8104303_310056259 |  | 42.13583526575868 | -75.97008968930339 | PQ | 7199.558 | False | -1 | ABCN | 8104303
node_8104303_310056261 |  | 42.135185507691745 | -75.97001505165603 | PQ | 7199.558 | False | -1 | ABCN | 8104303
node_8104303_311908490 |  | 42.13368450202613 | -75.97661425159615 | PQ | 7199.558 | False | -1 | ABCN | 8104303
node_8104303_311923541 |  | 42.14293901868529 | -75.96886366569555 | PQ | 7199.558 | False | -1 | AN | 8104303
node_8104303_311930089 |  | 42.17866137914606 | -76.00516161847992 | PQ | 2771.281 | False | -1 | AN | 8104303
node_8104303_311930090 |  | 42.17879125187606 | -76.00437446104276 | PQ | 2771.281 | False | -1 | AN | 8104303
node_8104303_312001415 |  | 42.14685256314725 | -75.96559327134788 | PQ | 7199.558 | False | -1 | ABCN | 8104303
node_8104303_312001416 |  | 42.14683608802343 | -75.96630299859852 | PQ | 7199.558 | False | -1 | ABCN | 8104303
node_8104303_312001417 |  | 42.14682119878435 | -75.96707010225654 | PQ | 7199.558 | False | -1 | ABCN | 8104303
node_8104303_312001419 |  | 42.146875370853984 | -75.96731641258012 | PQ | 7199.558 | False | -1 | AN | 8104303
node_8104303_312001424 |  | 42.147417757128935 | -75.96767177650366 | PQ | 7199.558 | False | -1 | ABCN | 8104303
node_8104303_312001425 |  | 42.14797320846467 | -75.96815647988382 | PQ | 7199.558 | False | -1 | ABCN | 8104303
node_8104303_312001465 |  | 42.147970817312036 | -75.96902782819154 | PQ | 7199.558 | False | -1 | ABCN | 8104303
node_8104303_312001472 |  | 42.14795953808346 | -75.96939125775951 | PQ | 7199.558 | False | -1 | ABCN | 8104303
node_8104303_312001473 |  | 42.147939231089616 | -75.96952165868537 | PQ | 7199.558 | False | -1 | ABCN | 8104303
node_8104303_312001474 |  | 42.147942950660386 | -75.96968604564975 | PQ | 7199.558 | False | -1 | ABCN | 8104303
node_8104303_312001483 |  | 42.14794736867779 | -75.96993632411822 | PQ | 7199.558 | False | -1 | ABCN | 8104303
node_8104303_312001484 |  | 42.14805826009307 | -75.97025061412796 | PQ | 7199.558 | False | -1 | ABCN | 8104303
node_8104303_312001490 |  | 42.14846111864027 | -75.97033319947873 | PQ | 7199.558 | False | -1 | ABCN | 8104303
node_8104303_312001493 |  | 42.14698788102208 | -75.96832874987427 | PQ | 7199.558 | False | -1 | AN | 8104303
node_8104303_312152797 |  | 42.144605608247055 | -75.97044950454958 | PQ | 7199.558 | False | -1 | AN | 8104303
node_220388826 |  | 42.157591470658886 | -75.98668083783548 | PQ | 7199.558 | False | -1 | AN | 8104303
node_220416765 |  | 42.15844877146183 | -75.9867669728307 | PQ | 2771.281 | False | -1 | AD | 8104303
node_220465148 |  | 42.15764737925861 | -75.98668856107047 | PQ | 2771.281 | False | -1 | AN | 8104303
node_312083204 |  | 42.15843818794089 | -75.98676615104806 | PQ | 2771.281 | False | -1 | AD | 8104303
node_SOURCE_8104303 |  | 42.13637870655112 | -75.98446375197294 | SWING | 7199.558 | False | -1 | ABCN | 8104303
node_intto1_1376809_499_15305072_217 |  | 42.13338978767073 | -75.97376556109745 | PQ | 7199.558 | False | -1 | ABCN | 8104303
node_intto1_8104303_200840972 |  | 42.170872425409 | -75.99788467233023 | PQ | 2771.281 | False | -1 | AD | 8104303
node_intto1_8104303_200843373 |  | 42.16690948296565 | -75.9873036197219 | PQ | 2771.281 | False | -1 | AD | 8104303
node_intto1_8104303_200843438 |  | 42.16743037077895 | -75.9882961505326 | PQ | 2771.281 | False | -1 | AD | 8104303
node_intto1_8104303_200843474 |  | 42.16937843707792 | -75.99205798992172 | PQ | 2771.281 | False | -1 | AD | 8104303
node_intto1_8104303_200847036 |  | 42.14524113169745 | -75.95953897417085 | PQ | 7199.558 | False | -1 | ABCN | 8104303
node_intto1_8104303_200847041 |  | 42.14533246386764 | -75.95843684570963 | PQ | 7199.558 | False | -1 | ABCN | 8104303
node_intto1_8104303_200849531 |  | 42.145821505252904 | -75.96040716470269 | PQ | 7199.558 | False | -1 | ABCN | 8104303
node_intto1_8104303_200849835 |  | 42.157923487543165 | -75.9970873148965 | PQ | 2771.281 | False | -1 | AD | 8104303
node_intto1_8104303_200852705 |  | 42.14854189467959 | -75.98430109607845 | PQ | 7199.558 | False | -1 | AN | 8104303
node_intto1_8104303_200852744 |  | 42.159118716006326 | -75.98729776832513 | PQ | 2771.281 | False | -1 | AD | 8104303
node_intto1_8104303_200856483 |  | 42.137843655935775 | -75.97314879420341 | PQ | 7199.558 | False | -1 | AN | 8104303
node_intto1_8104303_200856501 |  | 42.1442576886913 | -75.96322164469444 | PQ | 7199.558 | False | -1 | AN | 8104303
node_intto1_8104303_200856554 |  | 42.14585000187605 | -75.96533906278005 | PQ | 7199.558 | False | -1 | ABCN | 8104303
node_intto1_8104303_200856680 |  | 42.14247816989346 | -75.96393312964683 | PQ | 7199.558 | False | -1 | AN | 8104303
node_intto1_8104303_200856686 |  | 42.143539033656026 | -75.96344611310073 | PQ | 7199.558 | False | -1 | AN | 8104303
node_intto1_8104303_200858845 |  | 42.13447503132974 | -75.97326840542758 | PQ | 7199.558 | False | -1 | ABCN | 8104303
node_intto1_8104303_200858875 |  | 42.14207963623745 | -75.96856650757113 | PQ | 7199.558 | False | -1 | ABCN | 8104303
node_intto1_8104303_200859502 |  | 42.14317485809697 | -75.96640921020018 | PQ | 7199.558 | False | -1 | AN | 8104303
node_intto1_8104303_200859590 |  | 42.14013725337687 | -75.97091209969399 | PQ | 7199.558 | False | -1 | AN | 8104303
node_intto1_8104303_200859605 |  | 42.13464701902298 | -75.97750602652883 | PQ | 7199.558 | False | -1 | ABCN | 8104303
node_intto1_8104303_200859754 |  | 42.13669696814499 | -75.97858088398097 | PQ | 7199.558 | False | -1 | AN | 8104303
node_intto1_8104303_200982624 |  | 42.15250412224225 | -75.9679162530345 | PQ | 7199.558 | False | -1 | ABCN | 8104303
node_intto1_8104303_201027251 |  | 42.13481606502327 | -75.97365479545033 | PQ | 7199.558 | False | -1 | AN | 8104303
node_intto1_8104303_201047280 |  | 42.15141919904699 | -75.9670376304286 | PQ | 7199.558 | False | -1 | ABCN | 8104303
node_intto1_8104303_201062834 |  | 42.1421143777953 | -75.97214809502545 | PQ | 7199.558 | False | -1 | ABCN | 8104303
node_intto1_8104303_310051673 |  | 42.13686727682727 | -75.97009422813066 | PQ | 7199.558 | False | -1 | ABCN | 8104303
node_intto1_8104303_310051675 |  | 42.136819971446805 | -75.97117919807472 | PQ | 7199.558 | False | -1 | ABCN | 8104303
node_intto1_8104303_312001415 |  | 42.14685256314725 | -75.96559327134788 | PQ | 7199.558 | False | -1 | ABCN | 8104303
node_intto1_220388826 |  | 42.157591470658886 | -75.98668083783548 | PQ | 7199.558 | False | -1 | AN | 8104303
node_intto1_220416765 |  | 42.15844877146183 | -75.9867669728307 | PQ | 2771.281 | False | -1 | AD | 8104303
node_intto1_220465148 |  | 42.15764737925861 | -75.98668856107047 | PQ | 7199.558 | False | -1 | AN | 8104303
node_intto1_312083204 |  | 42.15843818794089 | -75.98676615104806 | PQ | 2771.281 | False | -1 | AD | 8104303

## Capacitor
Name | GroupId | NominalVoltage | RemoteSense | RemoteSenseB | ParticipatingPhases | PhasesConnected | SwitchA | SwitchB | SwitchC | Control | ControlLevel | VoltageSetHigh | VoltageSetLow | ReactivePowerSetHigh | ReactivePowerSetLow | CapacitorA | CapacitorB | CapacitorC | TimeDelay | DwellTime | LockoutTime | CurrentSetHigh | CurrentSetLow | Status | ParentNode | Phases | Feeder | Comments
cap_220369154 |  | 0 |  |  |  |  | CLOSED | OPEN | OPEN | MANUAL | BANK | 0 | 0 | 0 | 0 | 50000 | 0 | 0 | 0 | 0 | 0 | 0 | 0 | OPEN | node_1368693_708_15320286_44 | AN | 8104303
cap_220369324 |  | 0 |  |  |  |  | CLOSED | CLOSED | CLOSED | MANUAL | BANK | 0 | 0 | 0 | 0 | 200000 | 200000 | 200000 | 0 | 0 | 0 | 0 | 0 | OPEN | node_1379129_035_15309979_5 | ABCN | 8104303

## EVChargingStation
Name | GroupId | ServiceCharge | ServiceDischarge | ChargeEfficiency | DischargeEfficiency | CommitmentStatus | ConstructionTime | CalendarLife | YearOfInstallation | DepthOfDischarge | ReactivePower | ReactivePowerA | ReactivePowerB | ReactivePowerC | ActivePower | ActivePowerA | ActivePowerB | ActivePowerC | Energy | MaxEnergy | PowerCharge | PowerDischarge | RampUpLimit | RampDownLimit | CapitalCost | FixedOperatingCost | VariableOperatingCost | MaxReactivePower | MaxActivePower | OutputSchedule | PlanningStatus | UnitType | UnitSubtype | ParentNode | Phases | Feeder | Comments
evchargingstation_load_220341965 |  | 0 | 0 | 0.92 | 0 | False | 0 | 0 | 0 | 0 | 0 | 0 | 0 | 0 | 0 | 0 | 0 | 0 | 0 | 2677.2742109065184 | 0 | 0 | 0 | 0 | 0 | 0 | 0.001 | 190.08569430011198 | 446.21236848441976 | OPTIMIZED | INSTALLED |  |  | node_1370892_668_15316782_064 | AN | 8104303
evchargingstation_load_220341966 |  | 0 | 0 | 0.92 | 0 | False | 0 | 0 | 0 | 0 | 0 | 0 | 0 | 0 | 0 | 0 | 0 | 0 | 0 | 1303.8673105064215 | 0 | 0 | 0 | 0 | 0 | 0 | 0.001 | 92.57417661777366 | 217.3112184177369 | OPTIMIZED | INSTALLED |  |  | node_1370436_042_15318755_802 | AN | 8104303
evchargingstation_load_220341967 |  | 0 | 0 | 0.92 | 0 | False | 0 | 0 | 0 | 0 | 0 | 0 | 0 | 0 | 0 | 0 | 0 | 0 | 0 | 1293.0017495855345 | 0 | 0 | 0 | 0 | 0 | 0 | 0.001 | 91.80272179239071 | 215.5002915975891 | OPTIMIZED | INSTALLED |  |  | node_1370453_712_15318030_934 | AN | 8104303
evchargingstation_load_220341968 |  | 0 | 0 | 0.92 | 0 | False | 0 | 0 | 0 | 0 | 0 | 0 | 0 | 0 | 0 | 0 | 0 | 0 | 0 | 3235.7640422401023 | 0 | 0 | 0 | 0 | 0 | 0 | 0.001 | 229.738301292819 | 539.294007040017 | OPTIMIZED | INSTALLED |  |  | node_1370463_371_15317794_18 | AN | 8104303
evchargingstation_load_220341969 |  | 0 | 0 | 0.92 | 0 | False | 0 | 0 | 0 | 0 | 0 | 0 | 0 | 0 | 0 | 0 | 0 | 0 | 0 | 804.0515081456266 | 0 | 0 | 0 | 0 | 0 | 0 | 0.001 | 57.08740556072558 | 134.00858469093777 | OPTIMIZED | INSTALLED |  |  | node_1370476_218_15317434_472 | AN | 8104303
evchargingstation_load_220341970 |  | 0 | 0 | 0.92 | 0 | False | 0 | 0 | 0 | 0 | 0 | 0 | 0 | 0 | 0 | 0 | 0 | 0 | 0 | 1097.4216530095714 | 0 | 0 | 0 | 0 | 0 | 0 | 0.001 | 77.91663554254289 | 182.90360883492858 | OPTIMIZED | INSTALLED |  |  | node_1370497_577_15316945_892 | AN | 8104303
evchargingstation_load_220341971 |  | 0 | 0 | 0.92 | 0 | False | 0 | 0 | 0 | 0 | 0 | 0 | 0 | 0 | 0 | 0 | 0 | 0 | 0 | 2881.546756219192 | 0 | 0 | 0 | 0 | 0 | 0 | 0.001 | 204.58895447097078 | 480.2577927031987 | OPTIMIZED | INSTALLED |  |  | node_1370507_572_15316583_873 | AN | 8104303
evchargingstation_load_220341972 |  | 0 | 0 | 0.92 | 0 | False | 0 | 0 | 0 | 0 | 0 | 0 | 0 | 0 | 0 | 0 | 0 | 0 | 0 | 1779.7788788412654 | 0 | 0 | 0 | 0 | 0 | 0 | 0.001 | 126.3637571196838 | 296.6298131402109 | OPTIMIZED | INSTALLED |  |  | node_1370519_76_15316155_775 | AN | 8104303
evchargingstation_load_220341973 |  | 0 | 0 | 0.92 | 0 | False | 0 | 0 | 0 | 0 | 0 | 0 | 0 | 0 | 0 | 0 | 0 | 0 | 0 | 1190.8654769291984 | 0 | 0 | 0 | 0 | 0 | 0 | 0.001 | 84.55111685872271 | 198.47757948819972 | OPTIMIZED | INSTALLED |  |  | node_1370525_564_15315842_863 | AN | 8104303
evchargingstation_load_220341974 |  | 0 | 0 | 0.92 | 0 | False | 0 | 0 | 0 | 0 | 0 | 0 | 0 | 0 | 0 | 0 | 0 | 0 | 0 | 4444.014416642721 | 0 | 0 | 0 | 0 | 0 | 0 | 0.001 | 315.52371569004083 | 740.6690694404534 | OPTIMIZED | INSTALLED |  |  | node_1370930_858_15315675_099 | AN | 8104303
evchargingstation_load_220341975 |  | 0 | 0 | 0.92 | 0 | False | 0 | 0 | 0 | 0 | 0 | 0 | 0 | 0 | 0 | 0 | 0 | 0 | 0 | 869.2448736709478 | 0 | 0 | 0 | 0 | 0 | 0 | 0.001 | 61.71613451302337 | 144.87414561182462 | OPTIMIZED | INSTALLED |  |  | node_1370225_702_15315632_709 | AN | 8104303
evchargingstation_load_220342903 |  | 0 | 0 | 0.92 | 0 | False | 0 | 0 | 0 | 0 | 0 | 0 | 0 | 0 | 0 | 0 | 0 | 0 | 0 | 1332.1177689007275 | 0 | 0 | 0 | 0 | 0 | 0 | 0.001 | 94.5799792851785 | 222.01962815012124 | OPTIMIZED | INSTALLED |  |  | node_1373474_309_15314809_009 | AN | 8104303
evchargingstation_load_220342904 |  | 0 | 0 | 0.92 | 0 | False | 0 | 0 | 0 | 0 | 0 | 0 | 0 | 0 | 0 | 0 | 0 | 0 | 0 | 1509.1056834565063 | 0 | 0 | 0 | 0 | 0 | 0 | 0.001 | 107.14605079370692 | 251.51761390941772 | OPTIMIZED | INSTALLED |  |  | node_1373422_404_15315227_418 | AN | 8104303
evchargingstation_load_220342905 |  | 0 | 0 | 0.92 | 0 | False | 0 | 0 | 0 | 0 | 0 | 0 | 0 | 0 | 0 | 0 | 0 | 0 | 0 | 17965.118426594312 | 0 | 0 | 0 | 0 | 0 | 0 | 0.001 | 1275.5180559933722 | 2994.186404432385 | OPTIMIZED | INSTALLED |  |  | node_1373282_054_15315928_575 | AN | 8104303
evchargingstation_load_220342906 |  | 0 | 0 | 0.92 | 0 | False | 0 | 0 | 0 | 0 | 0 | 0 | 0 | 0 | 0 | 0 | 0 | 0 | 0 | 1768.9133179203786 | 0 | 0 | 0 | 0 | 0 | 0 | 0.001 | 125.59230229430085 | 294.8188863200631 | OPTIMIZED | INSTALLED |  |  | node_1373362_074_15316409_046 | AN | 8104303
evchargingstation_load_220342907 |  | 0 | 0 | 0.92 | 0 | False | 0 | 0 | 0 | 0 | 0 | 0 | 0 | 0 | 0 | 0 | 0 | 0 | 0 | 2851.123185640708 | 0 | 0 | 0 | 0 | 0 | 0 | 0.001 | 202.42892120271668 | 475.18719760678465 | OPTIMIZED | INSTALLED |  |  | node_1373286_301_15316600_721 | AN | 8104303
evchargingstation_load_220342908 |  | 0 | 0 | 0.92 | 0 | False | 0 | 0 | 0 | 0 | 0 | 0 | 0 | 0 | 0 | 0 | 0 | 0 | 0 | 4022.4306529123105 | 0 | 0 | 0 | 0 | 0 | 0 | 0.001 | 285.59135901152274 | 670.4051088187184 | OPTIMIZED | INSTALLED |  |  | node_1373771_604_15316597_399 | AN | 8104303
evchargingstation_load_220342909 |  | 0 | 0 | 0.92 | 0 | False | 0 | 0 | 0 | 0 | 0 | 0 | 0 | 0 | 0 | 0 | 0 | 0 | 0 | 215.13810623355954 | 0 | 0 | 0 | 0 | 0 | 0 | 0.001 | 15.274765299764502 | 35.85635103892659 | OPTIMIZED | INSTALLED |  |  | node_1373794_285_15316870_099 | AN | 8104303
evchargingstation_load_220342910 |  | 0 | 0 | 0.92 | 0 | False | 0 | 0 | 0 | 0 | 0 | 0 | 0 | 0 | 0 | 0 | 0 | 0 | 0 | 1534.2172020292228 | 0 | 0 | 0 | 0 | 0 | 0 | 0.001 | 108.92895855166522 | 255.70286700487046 | OPTIMIZED | INSTALLED |  |  | node_1373349_383_15316807_09 | AN | 8104303
evchargingstation_load_220342912 |  | 0 | 0 | 0.92 | 0 | False | 0 | 0 | 0 | 0 | 0 | 0 | 0 | 0 | 0 | 0 | 0 | 0 | 0 | 0 | 0 | 0 | 0 | 0 | 0 | 0 | 0.001 | 0 | 0 | OPTIMIZED | INSTALLED |  |  | node_1373227_869_15317303_238 | AN | 8104303
evchargingstation_load_220342930 |  | 0 | 0 | 0.92 | 0 | False | 0 | 0 | 0 | 0 | 0 | 0 | 0 | 0 | 0 | 0 | 0 | 0 | 0 | 10756.90531167798 | 0 | 0 | 0 | 0 | 0 | 0 | 0.001 | 763.7370577036784 | 1792.8175519463298 | OPTIMIZED | INSTALLED |  |  | node_1371695_483_15314489_741 | AN | 8104303
evchargingstation_load_220342931 |  | 0 | 0 | 0.92 | 0 | False | 0 | 0 | 0 | 0 | 0 | 0 | 0 | 0 | 0 | 0 | 0 | 0 | 0 | 2288.2871299387702 | 0 | 0 | 0 | 0 | 0 | 0 | 0.001 | 162.4677020977428 | 381.38118832312836 | OPTIMIZED | INSTALLED |  |  | node_1370589_673_15315203_543 | AN | 8104303
evchargingstation_load_220342932 |  | 0 | 0 | 0.92 | 0 | False | 0 | 0 | 0 | 0 | 0 | 0 | 0 | 0 | 0 | 0 | 0 | 0 | 0 | 2505.598348356507 | 0 | 0 | 0 | 0 | 0 | 0 | 0.001 | 177.89674830187937 | 417.59972472608445 | OPTIMIZED | INSTALLED |  |  | node_1370477_21_15314416_134 | AN | 8104303
evchargingstation_load_220342933 |  | 0 | 0 | 0.92 | 0 | False | 0 | 0 | 0 | 0 | 0 | 0 | 0 | 0 | 0 | 0 | 0 | 0 | 0 | 3774.6958639160903 | 0 | 0 | 0 | 0 | 0 | 0 | 0.001 | 268.0022795391321 | 629.1159773193484 | OPTIMIZED | INSTALLED |  |  | node_1370235_575_15314401_663 | AN | 8104303
evchargingstation_load_220342934 |  | 0 | 0 | 0.92 | 0 | False | 0 | 0 | 0 | 0 | 0 | 0 | 0 | 0 | 0 | 0 | 0 | 0 | 0 | 2614.253957565375 | 0 | 0 | 0 | 0 | 0 | 0 | 0.001 | 185.61124625218625 | 435.7089929275625 | OPTIMIZED | INSTALLED |  |  | node_1369929_125_15314385_378 | AN | 8104303
evchargingstation_load_220342935 |  | 0 | 0 | 0.92 | 0 | False | 0 | 0 | 0 | 0 | 0 | 0 | 0 | 0 | 0 | 0 | 0 | 0 | 0 | 3733.40673241672 | 0 | 0 | 0 | 0 | 0 | 0 | 0.001 | 265.07079144549505 | 622.2344554027867 | OPTIMIZED | INSTALLED |  |  | node_1369635_865_15314369_637 | AN | 8104303
evchargingstation_load_220342936 |  | 0 | 0 | 0.92 | 0 | False | 0 | 0 | 0 | 0 | 0 | 0 | 0 | 0 | 0 | 0 | 0 | 0 | 0 | 4652.633186323747 | 0 | 0 | 0 | 0 | 0 | 0 | 0.001 | 330.3355879731664 | 775.4388643872912 | OPTIMIZED | INSTALLED |  |  | node_1369355_741_15314359_045 | AN | 8104303
evchargingstation_load_220342937 |  | 0 | 0 | 0.92 | 0 | False | 0 | 0 | 0 | 0 | 0 | 0 | 0 | 0 | 0 | 0 | 0 | 0 | 0 | 3894.217034045846 | 0 | 0 | 0 | 0 | 0 | 0 | 0.001 | 276.48823231482197 | 649.0361723409743 | OPTIMIZED | INSTALLED |  |  | node_1369173_031_15314345_707 | AN | 8104303
evchargingstation_load_220342938 |  | 0 | 0 | 0.92 | 0 | False | 0 | 0 | 0 | 0 | 0 | 0 | 0 | 0 | 0 | 0 | 0 | 0 | 0 | 2423.0200853577667 | 0 | 0 | 0 | 0 | 0 | 0 | 0.001 | 172.0337218110825 | 403.8366808929611 | OPTIMIZED | INSTALLED |  |  | node_1372974_009_15317473_85 | AN | 8104303
evchargingstation_load_220342939 |  | 0 | 0 | 0.92 | 0 | False | 0 | 0 | 0 | 0 | 0 | 0 | 0 | 0 | 0 | 0 | 0 | 0 | 0 | 1545.0827629501096 | 0 | 0 | 0 | 0 | 0 | 0 | 0.001 | 109.70041337704818 | 257.51379382501824 | OPTIMIZED | INSTALLED |  |  | node_1369219_122_15319826_888 | AN | 8104303
evchargingstation_load_220342940 |  | 0 | 0 | 0.92 | 0 | False | 0 | 0 | 0 | 0 | 0 | 0 | 0 | 0 | 0 | 0 | 0 | 0 | 0 | 1293.0017495855345 | 0 | 0 | 0 | 0 | 0 | 0 | 0.001 | 91.80272179239071 | 215.5002915975891 | OPTIMIZED | INSTALLED |  |  | node_1368624_284_15320396_843 | AN | 8104303
evchargingstation_load_220342941 |  | 0 | 0 | 0.92 | 0 | False | 0 | 0 | 0 | 0 | 0 | 0 | 0 | 0 | 0 | 0 | 0 | 0 | 0 | 1527.6978654766908 | 0 | 0 | 0 | 0 | 0 | 0 | 0.001 | 108.46611583854911 | 254.61631091278178 | OPTIMIZED | INSTALLED |  |  | node_1368539_232_15320965_082 | AN | 8104303
evchargingstation_load_220342942 |  | 0 | 0 | 0.92 | 0 | False | 0 | 0 | 0 | 0 | 0 | 0 | 0 | 0 | 0 | 0 | 0 | 0 | 0 | 1553.7752116868191 | 0 | 0 | 0 | 0 | 0 | 0 | 0.001 | 110.31758729805912 | 258.9625352811365 | OPTIMIZED | INSTALLED |  |  | node_1368391_635_15321314_755 | AN | 8104303
evchargingstation_load_220342943 |  | 0 | 0 | 0.92 | 0 | False | 0 | 0 | 0 | 0 | 0 | 0 | 0 | 0 | 0 | 0 | 0 | 0 | 0 | 0 | 0 | 0 | 0 | 0 | 0 | 0 | 0.001 | 0 | 0 | OPTIMIZED | INSTALLED |  |  | node_1368259_697_15321757_161 | AN | 8104303
evchargingstation_load_220342944 |  | 0 | 0 | 0.92 | 0 | False | 0 | 0 | 0 | 0 | 0 | 0 | 0 | 0 | 0 | 0 | 0 | 0 | 0 | 2444.7512071995407 | 0 | 0 | 0 | 0 | 0 | 0 | 0.001 | 173.57663146184842 | 407.45853453325674 | OPTIMIZED | INSTALLED |  |  | node_1368156_54_15321963_865 | AN | 8104303
evchargingstation_load_220342945 |  | 0 | 0 | 0.92 | 0 | False | 0 | 0 | 0 | 0 | 0 | 0 | 0 | 0 | 0 | 0 | 0 | 0 | 0 | 3048.8763944008488 | 0 | 0 | 0 | 0 | 0 | 0 | 0.001 | 216.46933866045933 | 508.1460657334748 | OPTIMIZED | INSTALLED |  |  | node_1372609_569_15317727_754 | AN | 8104303
evchargingstation_load_220342952 |  | 0 | 0 | 0.92 | 0 | False | 0 | 0 | 0 | 0 | 0 | 0 | 0 | 0 | 0 | 0 | 0 | 0 | 0 | 456.3535586772475 | 0 | 0 | 0 | 0 | 0 | 0 | 0.001 | 32.40095175551623 | 76.05892644620792 | OPTIMIZED | INSTALLED |  |  | node_1371550_721_15318428_227 | AN | 8104303
evchargingstation_load_220342954 |  | 0 | 0 | 0.92 | 0 | False | 0 | 0 | 0 | 0 | 0 | 0 | 0 | 0 | 0 | 0 | 0 | 0 | 0 | 3418.3054657110015 | 0 | 0 | 0 | 0 | 0 | 0 | 0.001 | 242.69865181291183 | 569.7175776185003 | OPTIMIZED | INSTALLED |  |  | node_1371150_263_15318722_249 | AN | 8104303
evchargingstation_load_220342955 |  | 0 | 0 | 0.92 | 0 | False | 0 | 0 | 0 | 0 | 0 | 0 | 0 | 0 | 0 | 0 | 0 | 0 | 0 | 3500.8837287097417 | 0 | 0 | 0 | 0 | 0 | 0 | 0.001 | 248.56172860723146 | 583.4806214516236 | OPTIMIZED | INSTALLED |  |  | node_1370960_682_15318813 | AN | 8104303
evchargingstation_load_220344236 |  | 0 | 0 | 0.92 | 0 | False | 0 | 0 | 0 | 0 | 0 | 0 | 0 | 0 | 0 | 0 | 0 | 0 | 0 | 96582.76404303755 | 0 | 0 | 0 | 0 | 0 | 0 | 0.001 | 6857.347552618379 | 16097.127340506258 | OPTIMIZED | INSTALLED |  |  | node_1380517_731_15309377_692 | ABCN | 8104303
evchargingstation_load_220344237 |  | 0 | 0 | 0.92 | 0 | False | 0 | 0 | 0 | 0 | 0 | 0 | 0 | 0 | 0 | 0 | 0 | 0 | 0 | 465.04600741395706 | 0 | 0 | 0 | 0 | 0 | 0 | 0.001 | 33.01812567652716 | 77.50766790232618 | OPTIMIZED | INSTALLED |  |  | node_1380492_1_15309685_381 | AN | 8104303
evchargingstation_load_220344238 |  | 0 | 0 | 0.92 | 0 | False | 0 | 0 | 0 | 0 | 0 | 0 | 0 | 0 | 0 | 0 | 0 | 0 | 0 | 7036.537252366321 | 0 | 0 | 0 | 0 | 0 | 0 | 0.001 | 499.59205229146113 | 1172.7562087277201 | OPTIMIZED | INSTALLED |  |  | node_1380650_37_15309599_387 | AN | 8104303
evchargingstation_load_220344239 |  | 0 | 0 | 0.92 | 0 | False | 0 | 0 | 0 | 0 | 0 | 0 | 0 | 0 | 0 | 0 | 0 | 0 | 0 | 88131.77161203884 | 0 | 0 | 0 | 0 | 0 | 0 | 0.001 | 6257.329547445166 | 14688.628602006473 | OPTIMIZED | INSTALLED |  |  | node_1380865_448_15309419_862 | ABCN | 8104303
evchargingstation_load_220344443 |  | 0 | 0 | 0.92 | 0 | False | 0 | 0 | 0 | 0 | 0 | 0 | 0 | 0 | 0 | 0 | 0 | 0 | 0 | 82117.56321569443 | 0 | 0 | 0 | 0 | 0 | 0 | 0.001 | 5830.322510620119 | 13686.260535949072 | OPTIMIZED | INSTALLED |  |  | node_1378330_587_15312079_206 | ABCN | 8104303
evchargingstation_load_220344481 |  | 0 | 0 | 0.92 | 0 | False | 0 | 0 | 0 | 0 | 0 | 0 | 0 | 0 | 0 | 0 | 0 | 0 | 0 | 967.0349219589294 | 0 | 0 | 0 | 0 | 0 | 0 | 0.001 | 68.6591776379473 | 161.1724869931549 | OPTIMIZED | INSTALLED |  |  | node_1379012_605_15310677_836 | AN | 8104303
evchargingstation_load_220344482 |  | 0 | 0 | 0.92 | 0 | False | 0 | 0 | 0 | 0 | 0 | 0 | 0 | 0 | 0 | 0 | 0 | 0 | 0 | 603.6422733826026 | 0 | 0 | 0 | 0 | 0 | 0 | 0.001 | 42.85840019607365 | 100.6070455637671 | OPTIMIZED | INSTALLED |  |  | node_1378907_215_15310972_782 | AN | 8104303
evchargingstation_load_220344483 |  | 0 | 0 | 0.92 | 0 | False | 0 | 0 | 0 | 0 | 0 | 0 | 0 | 0 | 0 | 0 | 0 | 0 | 0 | 603.6422733826026 | 0 | 0 | 0 | 0 | 0 | 0 | 0.001 | 42.85840019607365 | 100.6070455637671 | OPTIMIZED | INSTALLED |  |  | node_1378913_039_15310946_554 | AN | 8104303
evchargingstation_load_220344484 |  | 0 | 0 | 0.92 | 0 | False | 0 | 0 | 0 | 0 | 0 | 0 | 0 | 0 | 0 | 0 | 0 | 0 | 0 | 708.4345720418223 | 0 | 0 | 0 | 0 | 0 | 0 | 0.001 | 50.298643340173705 | 118.07242867363705 | OPTIMIZED | INSTALLED |  |  | node_1378966_353_15311419_028 | AN | 8104303
evchargingstation_load_220344485 |  | 0 | 0 | 0.92 | 0 | False | 0 | 0 | 0 | 0 | 0 | 0 | 0 | 0 | 0 | 0 | 0 | 0 | 0 | 13071.269787826877 | 0 | 0 | 0 | 0 | 0 | 0 | 0.001 | 928.056281564454 | 2178.544964637813 | OPTIMIZED | INSTALLED |  |  | node_1378868_232_15311885_58 | AN | 8104303
evchargingstation_load_220344486 |  | 0 | 0 | 0.92 | 0 | False | 0 | 0 | 0 | 0 | 0 | 0 | 0 | 0 | 0 | 0 | 0 | 0 | 0 | 2622.9464063020846 | 0 | 0 | 0 | 0 | 0 | 0 | 0.001 | 186.22842017319715 | 437.15773438368075 | OPTIMIZED | INSTALLED |  |  | node_1378850_478_15312208_339 | AN | 8104303
evchargingstation_load_220344487 |  | 0 | 0 | 0.92 | 0 | False | 0 | 0 | 0 | 0 | 0 | 0 | 0 | 0 | 0 | 0 | 0 | 0 | 0 | 7129.981076285949 | 0 | 0 | 0 | 0 | 0 | 0 | 0.001 | 506.22653360764093 | 1188.3301793809915 | OPTIMIZED | INSTALLED |  |  | node_1378994_524_15312300_584 | AN | 8104303
evchargingstation_load_220344799 |  | 0 | 0 | 0.92 | 0 | False | 0 | 0 | 0 | 0 | 0 | 0 | 0 | 0 | 0 | 0 | 0 | 0 | 0 | 1758.0477569994916 | 0 | 0 | 0 | 0 | 0 | 0 | 0.001 | 124.82084746891785 | 293.0079594999153 | OPTIMIZED | INSTALLED |  |  | node_1370761_214_15313650_658 | AN | 8104303
evchargingstation_load_220344800 |  | 0 | 0 | 0.92 | 0 | False | 0 | 0 | 0 | 0 | 0 | 0 | 0 | 0 | 0 | 0 | 0 | 0 | 0 | 2664.235537801455 | 0 | 0 | 0 | 0 | 0 | 0 | 0.001 | 189.15990826683424 | 444.03925630024247 | OPTIMIZED | INSTALLED |  |  | node_1370768_237_15313301_74 | AN | 8104303
evchargingstation_load_220344801 |  | 0 | 0 | 0.92 | 0 | False | 0 | 0 | 0 | 0 | 0 | 0 | 0 | 0 | 0 | 0 | 0 | 0 | 0 | 1603.7567919228986 | 0 | 0 | 0 | 0 | 0 | 0 | 0.001 | 113.86624931270708 | 267.2927986538164 | OPTIMIZED | INSTALLED |  |  | node_1370532_445_15313115_05 | AN | 8104303
evchargingstation_load_220344802 |  | 0 | 0 | 0.92 | 0 | False | 0 | 0 | 0 | 0 | 0 | 0 | 0 | 0 | 0 | 0 | 0 | 0 | 0 | 1138.7107845089415 | 0 | 0 | 0 | 0 | 0 | 0 | 0.001 | 80.84812363617992 | 189.78513075149024 | OPTIMIZED | INSTALLED |  |  | node_1370816_575_15312734_871 | AN | 8104303
evchargingstation_load_220344803 |  | 0 | 0 | 0.92 | 0 | False | 0 | 0 | 0 | 0 | 0 | 0 | 0 | 0 | 0 | 0 | 0 | 0 | 0 | 5763.093512438384 | 0 | 0 | 0 | 0 | 0 | 0 | 0.001 | 409.17790894194155 | 960.5155854063973 | OPTIMIZED | INSTALLED |  |  | node_1370816_643_15312584_139 | AN | 8104303
evchargingstation_load_220345749 |  | 0 | 0 | 0.92 | 0 | False | 0 | 0 | 0 | 0 | 0 | 0 | 0 | 0 | 0 | 0 | 0 | 0 | 0 | 5348.029085260506 | 0 | 0 | 0 | 0 | 0 | 0 | 0.001 | 379.7084955835851 | 891.3381808767509 | OPTIMIZED | INSTALLED |  |  | node_1374433_831_15308696_023 | AN | 8104303
evchargingstation_load_220345750 |  | 0 | 0 | 0.92 | 0 | False | 0 | 0 | 0 | 0 | 0 | 0 | 0 | 0 | 0 | 0 | 0 | 0 | 0 | 4902.541087504145 | 0 | 0 | 0 | 0 | 0 | 0 | 0.001 | 348.078948349929 | 817.0901812506909 | OPTIMIZED | INSTALLED |  |  | node_1374324_276_15308890_738 | AN | 8104303
evchargingstation_load_220345751 |  | 0 | 0 | 0.92 | 0 | False | 0 | 0 | 0 | 0 | 0 | 0 | 0 | 0 | 0 | 0 | 0 | 0 | 0 | 1558.1214360551735 | 0 | 0 | 0 | 0 | 0 | 0 | 0.001 | 110.62614910680318 | 259.6869060091956 | OPTIMIZED | INSTALLED |  |  | node_1374369_571_15309137_604 | AN | 8104303
evchargingstation_load_220345753 |  | 0 | 0 | 0.92 | 0 | False | 0 | 0 | 0 | 0 | 0 | 0 | 0 | 0 | 0 | 0 | 0 | 0 | 0 | 8288.249870452486 | 0 | 0 | 0 | 0 | 0 | 0 | 0.001 | 588.4632859902148 | 1381.3749784087477 | OPTIMIZED | INSTALLED |  |  | node_1374157_728_15309630_426 | AN | 8104303
evchargingstation_load_220345754 |  | 0 | 0 | 0.92 | 0 | False | 0 | 0 | 0 | 0 | 0 | 0 | 0 | 0 | 0 | 0 | 0 | 0 | 0 | 3327.034753975552 | 0 | 0 | 0 | 0 | 0 | 0 | 0.001 | 236.2185017046268 | 554.5057923292587 | OPTIMIZED | INSTALLED |  |  | node_1374195_554_15310055_468 | AN | 8104303
evchargingstation_load_220345755 |  | 0 | 0 | 0.92 | 0 | False | 0 | 0 | 0 | 0 | 0 | 0 | 0 | 0 | 0 | 0 | 0 | 0 | 0 | 36.94290713101528 | 0 | 0 | 0 | 0 | 0 | 0 | 0.001 | 2.6229262848929724 | 6.157151188502547 | OPTIMIZED | INSTALLED |  |  | node_1373939_147_15310352_828 | AN | 8104303
evchargingstation_load_220345757 |  | 0 | 0 | 0.92 | 0 | False | 0 | 0 | 0 | 0 | 0 | 0 | 0 | 0 | 0 | 0 | 0 | 0 | 0 | 1642.872811238091 | 0 | 0 | 0 | 0 | 0 | 0 | 0.001 | 116.6434565019721 | 273.8121352063485 | OPTIMIZED | INSTALLED |  |  | node_1373973_17_15310952_345 | AN | 8104303
evchargingstation_load_220345758 |  | 0 | 0 | 0.92 | 0 | False | 0 | 0 | 0 | 0 | 0 | 0 | 0 | 0 | 0 | 0 | 0 | 0 | 0 | 1790.6444397621522 | 0 | 0 | 0 | 0 | 0 | 0 | 0.001 | 127.13521194506677 | 298.4407399603587 | OPTIMIZED | INSTALLED |  |  | node_1373890_346_15311150_396 | AN | 8104303
evchargingstation_load_220345761 |  | 0 | 0 | 0.92 | 0 | False | 0 | 0 | 0 | 0 | 0 | 0 | 0 | 0 | 0 | 0 | 0 | 0 | 0 | 9983.277374110836 | 0 | 0 | 0 | 0 | 0 | 0 | 0.001 | 708.8097357147296 | 1663.8795623518058 | OPTIMIZED | INSTALLED |  |  | node_1373705_443_15311609_469 | AN | 8104303
evchargingstation_load_220345762 |  | 0 | 0 | 0.92 | 0 | False | 0 | 0 | 0 | 0 | 0 | 0 | 0 | 0 | 0 | 0 | 0 | 0 | 0 | 636.7218699639691 | 0 | 0 | 0 | 0 | 0 | 0 | 0.001 | 45.207071674759796 | 106.12031166066151 | OPTIMIZED | INSTALLED |  |  | node_1373624_673_15312152_021 | AN | 8104303
evchargingstation_load_220345763 |  | 0 | 0 | 0.92 | 0 | False | 0 | 0 | 0 | 0 | 0 | 0 | 0 | 0 | 0 | 0 | 0 | 0 | 0 | 3531.307299288225 | 0 | 0 | 0 | 0 | 0 | 0 | 0.001 | 250.72176187548556 | 588.5512165480375 | OPTIMIZED | INSTALLED |  |  | node_1373515_639_15312193_833 | AN | 8104303
evchargingstation_load_220345764 |  | 0 | 0 | 0.92 | 0 | False | 0 | 0 | 0 | 0 | 0 | 0 | 0 | 0 | 0 | 0 | 0 | 0 | 0 | 4730.865224954132 | 0 | 0 | 0 | 0 | 0 | 0 | 0.001 | 335.8900023516964 | 788.4775374923554 | OPTIMIZED | INSTALLED |  |  | node_1373560_18_15312345_248 | AN | 8104303
evchargingstation_load_220345765 |  | 0 | 0 | 0.92 | 0 | False | 0 | 0 | 0 | 0 | 0 | 0 | 0 | 0 | 0 | 0 | 0 | 0 | 0 | 3294.4380712128923 | 0 | 0 | 0 | 0 | 0 | 0 | 0.001 | 233.9041372284779 | 549.0730118688153 | OPTIMIZED | INSTALLED |  |  | node_1373456_233_15313072_092 | AN | 8104303
evchargingstation_load_220345766 |  | 0 | 0 | 0.92 | 0 | False | 0 | 0 | 0 | 0 | 0 | 0 | 0 | 0 | 0 | 0 | 0 | 0 | 0 | 2638.158191591326 | 0 | 0 | 0 | 0 | 0 | 0 | 0.001 | 187.30843680732423 | 439.6930319318877 | OPTIMIZED | INSTALLED |  |  | node_1373407_32_15313658_057 | AN | 8104303
evchargingstation_load_220345771 |  | 0 | 0 | 0.92 | 0 | False | 0 | 0 | 0 | 0 | 0 | 0 | 0 | 0 | 0 | 0 | 0 | 0 | 0 | 1897.1269367868435 | 0 | 0 | 0 | 0 | 0 | 0 | 0.001 | 134.6954289910016 | 316.18782279780726 | OPTIMIZED | INSTALLED |  |  | node_1373258_037_15314420_954 | AN | 8104303
evchargingstation_load_220345772 |  | 0 | 0 | 0.92 | 0 | False | 0 | 0 | 0 | 0 | 0 | 0 | 0 | 0 | 0 | 0 | 0 | 0 | 0 | 1080.0367555361524 | 0 | 0 | 0 | 0 | 0 | 0 | 0.001 | 76.68228770052103 | 180.00612592269206 | OPTIMIZED | INSTALLED |  |  | node_1372940_827_15314477_193 | AN | 8104303
evchargingstation_load_220345773 |  | 0 | 0 | 0.92 | 0 | False | 0 | 0 | 0 | 0 | 0 | 0 | 0 | 0 | 0 | 0 | 0 | 0 | 0 | 3342.2465392647937 | 0 | 0 | 0 | 0 | 0 | 0 | 0.001 | 237.2985183387538 | 557.0410898774657 | OPTIMIZED | INSTALLED |  |  | node_1372617_139_15314402_625 | AN | 8104303
evchargingstation_load_220345774 |  | 0 | 0 | 0.92 | 0 | False | 0 | 0 | 0 | 0 | 0 | 0 | 0 | 0 | 0 | 0 | 0 | 0 | 0 | 1229.9814962443909 | 0 | 0 | 0 | 0 | 0 | 0 | 0.001 | 87.32832404798772 | 204.9969160407318 | OPTIMIZED | INSTALLED |  |  | node_1371566_543_15314158_104 | AN | 8104303
evchargingstation_load_220345775 |  | 0 | 0 | 0.92 | 0 | False | 0 | 0 | 0 | 0 | 0 | 0 | 0 | 0 | 0 | 0 | 0 | 0 | 0 | 5311.08617812949 | 0 | 0 | 0 | 0 | 0 | 0 | 0.001 | 377.0855189951693 | 885.1810296882484 | OPTIMIZED | INSTALLED |  |  | node_1371627_827_15313778_833 | AN | 8104303
evchargingstation_load_220346864 |  | 0 | 0 | 0.92 | 0 | False | 0 | 0 | 0 | 0 | 0 | 0 | 0 | 0 | 0 | 0 | 0 | 0 | 0 | 13742.761452737685 | 0 | 0 | 0 | 0 | 0 | 0 | 0.001 | 975.7319986197347 | 2290.4602421229474 | OPTIMIZED | INSTALLED |  |  | node_1376991_019_15305740_554 | AN | 8104303
evchargingstation_load_220346865 |  | 0 | 0 | 0.92 | 0 | False | 0 | 0 | 0 | 0 | 0 | 0 | 0 | 0 | 0 | 0 | 0 | 0 | 0 | 10930.754286412168 | 0 | 0 | 0 | 0 | 0 | 0 | 0.001 | 776.080284606283 | 1821.7923810686946 | OPTIMIZED | INSTALLED |  |  | node_1377188_282_15306212_442 | AN | 8104303
evchargingstation_load_220346867 |  | 0 | 0 | 0.92 | 0 | False | 0 | 0 | 0 | 0 | 0 | 0 | 0 | 0 | 0 | 0 | 0 | 0 | 0 | 32840.0713272884 | 0 | 0 | 0 | 0 | 0 | 0 | 0.001 | 2331.635285232648 | 5473.345221214733 | OPTIMIZED | INSTALLED |  |  | node_1376946_39_15306679_352 | AN | 8104303
evchargingstation_load_220346869 |  | 0 | 0 | 0.92 | 0 | False | 0 | 0 | 0 | 0 | 0 | 0 | 0 | 0 | 0 | 0 | 0 | 0 | 0 | 9244.419231490529 | 0 | 0 | 0 | 0 | 0 | 0 | 0.001 | 656.3510088027791 | 1540.7365385817548 | OPTIMIZED | INSTALLED |  |  | node_1379577_464_15309007_142 | AN | 8104303
evchargingstation_load_220346870 |  | 0 | 0 | 0.92 | 0 | False | 0 | 0 | 0 | 0 | 0 | 0 | 0 | 0 | 0 | 0 | 0 | 0 | 0 | 10856.868472150136 | 0 | 0 | 0 | 0 | 0 | 0 | 0.001 | 770.8344320364971 | 1809.4780786916892 | OPTIMIZED | INSTALLED |  |  | node_1379724_901_15309349_209 | AN | 8104303
evchargingstation_load_220346871 |  | 0 | 0 | 0.92 | 0 | False | 0 | 0 | 0 | 0 | 0 | 0 | 0 | 0 | 0 | 0 | 0 | 0 | 0 | 11456.64743498309 | 0 | 0 | 0 | 0 | 0 | 0 | 0.001 | 813.4185774263639 | 1909.4412391638484 | OPTIMIZED | INSTALLED |  |  | node_1379731_451_15309539_118 | AN | 8104303
evchargingstation_load_220346872 |  | 0 | 0 | 0.92 | 0 | False | 0 | 0 | 0 | 0 | 0 | 0 | 0 | 0 | 0 | 0 | 0 | 0 | 0 | 4787.366141742745 | 0 | 0 | 0 | 0 | 0 | 0 | 0.001 | 339.9015573829833 | 797.894356957124 | OPTIMIZED | INSTALLED |  |  | node_1379500_461_15309663_783 | AN | 8104303
evchargingstation_load_220346873 |  | 0 | 0 | 0.92 | 0 | False | 0 | 0 | 0 | 0 | 0 | 0 | 0 | 0 | 0 | 0 | 0 | 0 | 0 | 7664.566673593581 | 0 | 0 | 0 | 0 | 0 | 0 | 0.001 | 544.18195004521 | 1277.4277789322634 | OPTIMIZED | INSTALLED |  |  | node_1379370_721_15309405_789 | AN | 8104303
evchargingstation_load_220346878 |  | 0 | 0 | 0.92 | 0 | False | 0 | 0 | 0 | 0 | 0 | 0 | 0 | 0 | 0 | 0 | 0 | 0 | 0 | 6782.283126817569 | 0 | 0 | 0 | 0 | 0 | 0 | 0.001 | 481.54007980243165 | 1130.3805211362615 | OPTIMIZED | INSTALLED |  |  | node_1377226_211_15308086_519 | AN | 8104303
evchargingstation_load_220346879 |  | 0 | 0 | 0.92 | 0 | False | 0 | 0 | 0 | 0 | 0 | 0 | 0 | 0 | 0 | 0 | 0 | 0 | 0 | 7243.70728059123 | 0 | 0 | 0 | 0 | 0 | 0 | 0.001 | 514.3010538704978 | 1207.284546765205 | OPTIMIZED | INSTALLED |  |  | node_1377217_093_15307666_687 | AN | 8104303
evchargingstation_load_220346881 |  | 0 | 0 | 0.92 | 0 | False | 0 | 0 | 0 | 0 | 0 | 0 | 0 | 0 | 0 | 0 | 0 | 0 | 0 | 6640.065007208628 | 0 | 0 | 0 | 0 | 0 | 0 | 0.001 | 471.4426536744241 | 1106.677501201438 | OPTIMIZED | INSTALLED |  |  | node_1376559_836_15307502_706 | AN | 8104303
evchargingstation_load_220346883 |  | 0 | 0 | 0.92 | 0 | False | 0 | 0 | 0 | 0 | 0 | 0 | 0 | 0 | 0 | 0 | 0 | 0 | 0 | 11206.739533802693 | 0 | 0 | 0 | 0 | 0 | 0 | 0.001 | 795.6751667460785 | 1867.7899223004488 | OPTIMIZED | INSTALLED |  |  | node_1376692_002_15307162_867 | AN | 8104303
evchargingstation_load_220346885 |  | 0 | 0 | 0.92 | 0 | False | 0 | 0 | 0 | 0 | 0 | 0 | 0 | 0 | 0 | 0 | 0 | 0 | 0 | 1090.9023164570394 | 0 | 0 | 0 | 0 | 0 | 0 | 0.001 | 77.45374252590399 | 181.8170527428399 | OPTIMIZED | INSTALLED |  |  | node_1376820_041_15307936_871 | AN | 8104303
evchargingstation_load_220346886 |  | 0 | 0 | 0.92 | 0 | False | 0 | 0 | 0 | 0 | 0 | 0 | 0 | 0 | 0 | 0 | 0 | 0 | 0 | 3390.055007316696 | 0 | 0 | 0 | 0 | 0 | 0 | 0.001 | 240.69289944902977 | 565.009167886116 | OPTIMIZED | INSTALLED |  |  | node_1377275_442_15307883_051 | AN | 8104303
evchargingstation_load_220346887 |  | 0 | 0 | 0.92 | 0 | False | 0 | 0 | 0 | 0 | 0 | 0 | 0 | 0 | 0 | 0 | 0 | 0 | 0 | 603.6422733826026 | 0 | 0 | 0 | 0 | 0 | 0 | 0.001 | 42.85840019607365 | 100.6070455637671 | OPTIMIZED | INSTALLED |  |  | node_1376962_419_15307808_072 | AN | 8104303
evchargingstation_load_220346888 |  | 0 | 0 | 0.92 | 0 | False | 0 | 0 | 0 | 0 | 0 | 0 | 0 | 0 | 0 | 0 | 0 | 0 | 0 | 603.6422733826026 | 0 | 0 | 0 | 0 | 0 | 0 | 0.001 | 42.85840019607365 | 100.6070455637671 | OPTIMIZED | INSTALLED |  |  | node_1376834_206_15307708_508 | AN | 8104303
evchargingstation_load_220346889 |  | 0 | 0 | 0.92 | 0 | False | 0 | 0 | 0 | 0 | 0 | 0 | 0 | 0 | 0 | 0 | 0 | 0 | 0 | 905.4634100739038 | 0 | 0 | 0 | 0 | 0 | 0 | 0.001 | 64.28765059763326 | 150.91056834565063 | OPTIMIZED | INSTALLED |  |  | node_1376802_608_15307605_853 | AN | 8104303
evchargingstation_load_220346890 |  | 0 | 0 | 0.92 | 0 | False | 0 | 0 | 0 | 0 | 0 | 0 | 0 | 0 | 0 | 0 | 0 | 0 | 0 | 3320.032503604314 | 0 | 0 | 0 | 0 | 0 | 0 | 0.001 | 235.72130168545064 | 553.338750600719 | OPTIMIZED | INSTALLED |  |  | node_1376931_413_15307425_366 | AN | 8104303
evchargingstation_load_220346891 |  | 0 | 0 | 0.92 | 0 | False | 0 | 0 | 0 | 0 | 0 | 0 | 0 | 0 | 0 | 0 | 0 | 0 | 0 | 2872.854307482482 | 0 | 0 | 0 | 0 | 0 | 0 | 0.001 | 203.97178054995982 | 478.80905124708033 | OPTIMIZED | INSTALLED |  |  | node_1378991_966_15309626_604 | AN | 8104303
evchargingstation_load_220346892 |  | 0 | 0 | 0.92 | 0 | False | 0 | 0 | 0 | 0 | 0 | 0 | 0 | 0 | 0 | 0 | 0 | 0 | 0 | 6754.032668423262 | 0 | 0 | 0 | 0 | 0 | 0 | 0.001 | 479.5343274385495 | 1125.6721114038771 | OPTIMIZED | INSTALLED |  |  | node_1378475_759_15309505_178 | AN | 8104303
evchargingstation_load_220346893 |  | 0 | 0 | 0.92 | 0 | False | 0 | 0 | 0 | 0 | 0 | 0 | 0 | 0 | 0 | 0 | 0 | 0 | 0 | 7008.286793972016 | 0 | 0 | 0 | 0 | 0 | 0 | 0.001 | 497.5862999275791 | 1168.047798995336 | OPTIMIZED | INSTALLED |  |  | node_1378321_881_15309566_256 | AN | 8104303
evchargingstation_load_220346894 |  | 0 | 0 | 0.92 | 0 | False | 0 | 0 | 0 | 0 | 0 | 0 | 0 | 0 | 0 | 0 | 0 | 0 | 0 | 8629.428483368334 | 0 | 0 | 0 | 0 | 0 | 0 | 0.001 | 612.6868467787851 | 1438.238080561389 | OPTIMIZED | INSTALLED |  |  | node_1378018_742_15309497_237 | AN | 8104303
evchargingstation_load_220346895 |  | 0 | 0 | 0.92 | 0 | False | 0 | 0 | 0 | 0 | 0 | 0 | 0 | 0 | 0 | 0 | 0 | 0 | 0 | 7560.257288753068 | 0 | 0 | 0 | 0 | 0 | 0 | 0.001 | 536.7760139036471 | 1260.0428814588447 | OPTIMIZED | INSTALLED |  |  | node_1377727_795_15309532_043 | AN | 8104303
evchargingstation_load_220346896 |  | 0 | 0 | 0.92 | 0 | False | 0 | 0 | 0 | 0 | 0 | 0 | 0 | 0 | 0 | 0 | 0 | 0 | 0 | 7079.999496049868 | 0 | 0 | 0 | 0 | 0 | 0 | 0.001 | 502.67787159299303 | 1179.9999160083114 | OPTIMIZED | INSTALLED |  |  | node_1377660_417_15309461_272 | AN | 8104303
evchargingstation_load_220346897 |  | 0 | 0 | 0.92 | 0 | False | 0 | 0 | 0 | 0 | 0 | 0 | 0 | 0 | 0 | 0 | 0 | 0 | 0 | 14562.02474617255 | 0 | 0 | 0 | 0 | 0 | 0 | 0.001 | 1033.8994208145875 | 2427.0041243620917 | OPTIMIZED | INSTALLED |  |  | node_1377764_749_15309776_292 | AN | 8104303
evchargingstation_load_220346898 |  | 0 | 0 | 0.92 | 0 | False | 0 | 0 | 0 | 0 | 0 | 0 | 0 | 0 | 0 | 0 | 0 | 0 | 0 | 9148.802295386724 | 0 | 0 | 0 | 0 | 0 | 0 | 0.001 | 649.5622465822272 | 1524.800382564454 | OPTIMIZED | INSTALLED |  |  | node_1378795_81_15309659_227 | AN | 8104303
evchargingstation_load_220346899 |  | 0 | 0 | 0.92 | 0 | False | 0 | 0 | 0 | 0 | 0 | 0 | 0 | 0 | 0 | 0 | 0 | 0 | 0 | 5910.865140962444 | 0 | 0 | 0 | 0 | 0 | 0 | 0.001 | 419.6696643850362 | 985.1441901604073 | OPTIMIZED | INSTALLED |  |  | node_1378488_187_15309867_671 | AN | 8104303
evchargingstation_load_220346913 |  | 0 | 0 | 0.92 | 0 | False | 0 | 0 | 0 | 0 | 0 | 0 | 0 | 0 | 0 | 0 | 0 | 0 | 0 | 11652.227531559056 | 0 | 0 | 0 | 0 | 0 | 0 | 0.001 | 827.3047139797346 | 1942.0379219265092 | OPTIMIZED | INSTALLED |  |  | node_1378513_806_15309270_334 | AN | 8104303
evchargingstation_load_220346914 |  | 0 | 0 | 0.92 | 0 | False | 0 | 0 | 0 | 0 | 0 | 0 | 0 | 0 | 0 | 0 | 0 | 0 | 0 | 9637.752536826632 | 0 | 0 | 0 | 0 | 0 | 0 | 0.001 | 684.2775628138924 | 1606.2920894711053 | OPTIMIZED | INSTALLED |  |  | node_1378269_497_15308869_89 | AN | 8104303
evchargingstation_load_220346915 |  | 0 | 0 | 0.92 | 0 | False | 0 | 0 | 0 | 0 | 0 | 0 | 0 | 0 | 0 | 0 | 0 | 0 | 0 | 13397.236615453483 | 0 | 0 | 0 | 0 | 0 | 0 | 0.001 | 951.1998257188973 | 2232.872769242247 | OPTIMIZED | INSTALLED |  |  | node_1377988_642_15308465_629 | AN | 8104303
evchargingstation_load_220346916 |  | 0 | 0 | 0.92 | 0 | False | 0 | 0 | 0 | 0 | 0 | 0 | 0 | 0 | 0 | 0 | 0 | 0 | 0 | 11784.787374793874 | 0 | 0 | 0 | 0 | 0 | 0 | 0.001 | 836.7164024851794 | 1964.1312291323122 | OPTIMIZED | INSTALLED |  |  | node_1379430_413_15308409_803 | AN | 8104303
evchargingstation_load_220346917 |  | 0 | 0 | 0.92 | 0 | False | 0 | 0 | 0 | 0 | 0 | 0 | 0 | 0 | 0 | 0 | 0 | 0 | 0 | 17339.262117551232 | 0 | 0 | 0 | 0 | 0 | 0 | 0.001 | 1231.0824391439953 | 2889.877019591872 | OPTIMIZED | INSTALLED |  |  | node_1379558_922_15308782_761 | AN | 8104303
evchargingstation_load_220346918 |  | 0 | 0 | 0.92 | 0 | False | 0 | 0 | 0 | 0 | 0 | 0 | 0 | 0 | 0 | 0 | 0 | 0 | 0 | 9768.139267877275 | 0 | 0 | 0 | 0 | 0 | 0 | 0.001 | 693.5349704149651 | 1628.023211312879 | OPTIMIZED | INSTALLED |  |  | node_1377755_283_15308756_745 | AN | 8104303
evchargingstation_load_220347392 |  | 0 | 0 | 0.92 | 0 | False | 0 | 0 | 0 | 0 | 0 | 0 | 0 | 0 | 0 | 0 | 0 | 0 | 0 | 7590.68085933155 | 0 | 0 | 0 | 0 | 0 | 0 | 0.001 | 538.936097475424 | 1265.1134765552583 | OPTIMIZED | INSTALLED |  |  | node_1376853_564_15305361_83 | AN | 8104303
evchargingstation_load_220347393 |  | 0 | 0 | 0.92 | 0 | False | 0 | 0 | 0 | 0 | 0 | 0 | 0 | 0 | 0 | 0 | 0 | 0 | 0 | 2266.5560080969963 | 0 | 0 | 0 | 0 | 0 | 0 | 0.001 | 160.92479244697688 | 377.7593346828327 | OPTIMIZED | INSTALLED |  |  | node_1377217_652_15305830_031 | AN | 8104303
evchargingstation_load_220347394 |  | 0 | 0 | 0.92 | 0 | False | 0 | 0 | 0 | 0 | 0 | 0 | 0 | 0 | 0 | 0 | 0 | 0 | 0 | 4841.693946347178 | 0 | 0 | 0 | 0 | 0 | 0 | 0.001 | 343.75883150989813 | 806.948991057863 | OPTIMIZED | INSTALLED |  |  | node_1377423_132_15306329_094 | AN | 8104303
evchargingstation_load_220347395 |  | 0 | 0 | 0.92 | 0 | False | 0 | 0 | 0 | 0 | 0 | 0 | 0 | 0 | 0 | 0 | 0 | 0 | 0 | 9240.073007122173 | 0 | 0 | 0 | 0 | 0 | 0 | 0.001 | 656.042446994035 | 1540.0121678536957 | OPTIMIZED | INSTALLED |  |  | node_1377603_79_15306923_991 | AN | 8104303
evchargingstation_load_220347396 |  | 0 | 0 | 0.92 | 0 | False | 0 | 0 | 0 | 0 | 0 | 0 | 0 | 0 | 0 | 0 | 0 | 0 | 0 | 5600.11009862508 | 0 | 0 | 0 | 0 | 0 | 0 | 0.001 | 397.60613686471976 | 933.3516831041801 | OPTIMIZED | INSTALLED |  |  | node_1377657_025_15307052_006 | AN | 8104303
evchargingstation_load_220347397 |  | 0 | 0 | 0.92 | 0 | False | 0 | 0 | 0 | 0 | 0 | 0 | 0 | 0 | 0 | 0 | 0 | 0 | 0 | 932.2651270120914 | 0 | 0 | 0 | 0 | 0 | 0 | 0.001 | 66.19053225742637 | 155.3775211686819 | OPTIMIZED | INSTALLED |  |  | node_1377789_727_15307377_236 | AN | 8104303
evchargingstation_load_220347398 |  | 0 | 0 | 0.92 | 0 | False | 0 | 0 | 0 | 0 | 0 | 0 | 0 | 0 | 0 | 0 | 0 | 0 | 0 | 12015.137266316677 | 0 | 0 | 0 | 0 | 0 | 0 | 0.001 | 853.0711844190708 | 2002.5228777194461 | OPTIMIZED | INSTALLED |  |  | node_1377883_315_15307755_139 | AN | 8104303
evchargingstation_load_220347400 |  | 0 | 0 | 0.92 | 0 | False | 0 | 0 | 0 | 0 | 0 | 0 | 0 | 0 | 0 | 0 | 0 | 0 | 0 | 2040.5523409425498 | 0 | 0 | 0 | 0 | 0 | 0 | 0.001 | 144.8786226253522 | 340.0920568237583 | OPTIMIZED | INSTALLED |  |  | node_1378153_833_15308261_392 | AN | 8104303
evchargingstation_load_220347401 |  | 0 | 0 | 0.92 | 0 | False | 0 | 0 | 0 | 0 | 0 | 0 | 0 | 0 | 0 | 0 | 0 | 0 | 0 | 2466.4823290413137 | 0 | 0 | 0 | 0 | 0 | 0 | 0.001 | 175.1194908090916 | 411.0803881735523 | OPTIMIZED | INSTALLED |  |  | node_1378278_459_15308436_204 | AN | 8104303
evchargingstation_load_220347402 |  | 0 | 0 | 0.92 | 0 | False | 0 | 0 | 0 | 0 | 0 | 0 | 0 | 0 | 0 | 0 | 0 | 0 | 0 | 6634.511498293507 | 0 | 0 | 0 | 0 | 0 | 0 | 0.001 | 471.0483243593369 | 1105.7519163822512 | OPTIMIZED | INSTALLED |  |  | node_1378433_902_15308631_339 | AN | 8104303
evchargingstation_load_220347403 |  | 0 | 0 | 0.92 | 0 | False | 0 | 0 | 0 | 0 | 0 | 0 | 0 | 0 | 0 | 0 | 0 | 0 | 0 | 11913.000993660338 | 0 | 0 | 0 | 0 | 0 | 0 | 0.001 | 845.8195291818802 | 1985.5001656100562 | OPTIMIZED | INSTALLED |  |  | node_1378627_067_15308871_504 | AN | 8104303
evchargingstation_load_220347404 |  | 0 | 0 | 0.92 | 0 | False | 0 | 0 | 0 | 0 | 0 | 0 | 0 | 0 | 0 | 0 | 0 | 0 | 0 | 9400.8833087513 | 0 | 0 | 0 | 0 | 0 | 0 | 0.001 | 667.4599381668847 | 1566.8138847918833 | OPTIMIZED | INSTALLED |  |  | node_1378964_039_15309040_817 | AN | 8104303
evchargingstation_load_220347405 |  | 0 | 0 | 0.92 | 0 | False | 0 | 0 | 0 | 0 | 0 | 0 | 0 | 0 | 0 | 0 | 0 | 0 | 0 | 4100.662691542695 | 0 | 0 | 0 | 0 | 0 | 0 | 0.001 | 291.14582369357555 | 683.4437819237826 | OPTIMIZED | INSTALLED |  |  | node_1379138_359_15309356_6 | AN | 8104303
evchargingstation_load_220347406 |  | 0 | 0 | 0.92 | 0 | False | 0 | 0 | 0 | 0 | 0 | 0 | 0 | 0 | 0 | 0 | 0 | 0 | 0 | 1358.1951151108556 | 0 | 0 | 0 | 0 | 0 | 0 | 0.001 | 96.4314507446885 | 226.36585251847595 | OPTIMIZED | INSTALLED |  |  | node_1379134_583_15309616_732 | AN | 8104303
evchargingstation_load_220347407 |  | 0 | 0 | 0.92 | 0 | False | 0 | 0 | 0 | 0 | 0 | 0 | 0 | 0 | 0 | 0 | 0 | 0 | 0 | 7208.213114916334 | 0 | 0 | 0 | 0 | 0 | 0 | 0.001 | 511.7809982896938 | 1201.3688524860556 | OPTIMIZED | INSTALLED |  |  | node_1379072_011_15309841_021 | AN | 8104303
evchargingstation_load_220347486 |  | 0 | 0 | 0.92 | 0 | False | 0 | 0 | 0 | 0 | 0 | 0 | 0 | 0 | 0 | 0 | 0 | 0 | 0 | 41769.38929207322 | 0 | 0 | 0 | 0 | 0 | 0 | 0.001 | 2965.6142047063663 | 6961.564882012203 | OPTIMIZED | INSTALLED |  |  | node_1376612_208_15305239_348 | AN | 8104303
evchargingstation_load_220347555 |  | 0 | 0 | 0.92 | 0 | False | 0 | 0 | 0 | 0 | 0 | 0 | 0 | 0 | 0 | 0 | 0 | 0 | 0 | 12310.680523364797 | 0 | 0 | 0 | 0 | 0 | 0 | 0.001 | 874.0546450017375 | 2051.780087227466 | OPTIMIZED | INSTALLED |  |  | node_1377253_157_15306634_86 | AN | 8104303
evchargingstation_load_220347556 |  | 0 | 0 | 0.92 | 0 | False | 0 | 0 | 0 | 0 | 0 | 0 | 0 | 0 | 0 | 0 | 0 | 0 | 0 | 5710.938820018126 | 0 | 0 | 0 | 0 | 0 | 0 | 0.001 | 405.47496602292154 | 951.8231366696876 | OPTIMIZED | INSTALLED |  |  | node_1379468_756_15309947_204 | AN | 8104303
evchargingstation_load_220347557 |  | 0 | 0 | 0.92 | 0 | False | 0 | 0 | 0 | 0 | 0 | 0 | 0 | 0 | 0 | 0 | 0 | 0 | 0 | 7403.793211492299 | 0 | 0 | 0 | 0 | 0 | 0 | 0.001 | 525.6671348430643 | 1233.9655352487164 | OPTIMIZED | INSTALLED |  |  | node_1379715_741_15310011_409 | AN | 8104303
evchargingstation_load_220347558 |  | 0 | 0 | 0.92 | 0 | False | 0 | 0 | 0 | 0 | 0 | 0 | 0 | 0 | 0 | 0 | 0 | 0 | 0 | 3357.4583245540352 | 0 | 0 | 0 | 0 | 0 | 0 | 0.001 | 238.37853497288086 | 559.5763874256726 | OPTIMIZED | INSTALLED |  |  | node_1380074_582_15309761_702 | AN | 8104303
evchargingstation_load_220347559 |  | 0 | 0 | 0.92 | 0 | False | 0 | 0 | 0 | 0 | 0 | 0 | 0 | 0 | 0 | 0 | 0 | 0 | 0 | 804.8564651171823 | 0 | 0 | 0 | 0 | 0 | 0 | 0.001 | 57.14455036260579 | 134.14274418619706 | OPTIMIZED | INSTALLED |  |  | node_1380162_367_15309698_63 | BN | 8104303
evchargingstation_load_220347560 |  | 0 | 0 | 0.92 | 0 | False | 0 | 0 | 0 | 0 | 0 | 0 | 0 | 0 | 0 | 0 | 0 | 0 | 0 | 804.8564651171823 | 0 | 0 | 0 | 0 | 0 | 0 | 0.001 | 57.14455036260579 | 134.14274418619706 | OPTIMIZED | INSTALLED |  |  | node_1380171_746_15309691_91 | CN | 8104303
evchargingstation_load_220347561 |  | 0 | 0 | 0.92 | 0 | False | 0 | 0 | 0 | 0 | 0 | 0 | 0 | 0 | 0 | 0 | 0 | 0 | 0 | 804.8564651171823 | 0 | 0 | 0 | 0 | 0 | 0 | 0.001 | 57.14455036260579 | 134.14274418619706 | OPTIMIZED | INSTALLED |  |  | node_1380152_618_15309705_711 | AN | 8104303
evchargingstation_load_220347562 |  | 0 | 0 | 0.92 | 0 | False | 0 | 0 | 0 | 0 | 0 | 0 | 0 | 0 | 0 | 0 | 0 | 0 | 0 | 3033.6646091116077 | 0 | 0 | 0 | 0 | 0 | 0 | 0.001 | 215.38927172280947 | 505.61076818526794 | OPTIMIZED | INSTALLED |  |  | node_1380245_261_15309400_059 | AN | 8104303
evchargingstation_load_220347622 |  | 0 | 0 | 0.92 | 0 | False | 0 | 0 | 0 | 0 | 0 | 0 | 0 | 0 | 0 | 0 | 0 | 0 | 0 | 18927.80712418489 | 0 | 0 | 0 | 0 | 0 | 0 | 0.001 | 1343.8686718225754 | 3154.634520697481 | OPTIMIZED | INSTALLED |  |  | node_1379001_666_15308839_37 | AN | 8104303
evchargingstation_load_220347623 |  | 0 | 0 | 0.92 | 0 | False | 0 | 0 | 0 | 0 | 0 | 0 | 0 | 0 | 0 | 0 | 0 | 0 | 0 | 14490.312044094697 | 0 | 0 | 0 | 0 | 0 | 0 | 0.001 | 1028.8078491491735 | 2415.052007349116 | OPTIMIZED | INSTALLED |  |  | node_1378773_336_15308670_465 | AN | 8104303
evchargingstation_load_220347624 |  | 0 | 0 | 0.92 | 0 | False | 0 | 0 | 0 | 0 | 0 | 0 | 0 | 0 | 0 | 0 | 0 | 0 | 0 | 5904.345804409912 | 0 | 0 | 0 | 0 | 0 | 0 | 0.001 | 419.2068216719201 | 984.0576340683186 | OPTIMIZED | INSTALLED |  |  | node_1379030_271_15308467_372 | AN | 8104303
evchargingstation_load_220347625 |  | 0 | 0 | 0.92 | 0 | False | 0 | 0 | 0 | 0 | 0 | 0 | 0 | 0 | 0 | 0 | 0 | 0 | 0 | 10993.774539753313 | 0 | 0 | 0 | 0 | 0 | 0 | 0.001 | 780.5547326542088 | 1832.295756625552 | OPTIMIZED | INSTALLED |  |  | node_1378885_354_15308350_751 | AN | 8104303
evchargingstation_load_220347649 |  | 0 | 0 | 0.92 | 0 | False | 0 | 0 | 0 | 0 | 0 | 0 | 0 | 0 | 0 | 0 | 0 | 0 | 0 | 15100.956567848538 | 0 | 0 | 0 | 0 | 0 | 0 | 0.001 | 1072.163449364423 | 2516.826094641423 | OPTIMIZED | INSTALLED |  |  | node_1379236_548_15309011_244 | AN | 8104303
evchargingstation_load_220347650 |  | 0 | 0 | 0.92 | 0 | False | 0 | 0 | 0 | 0 | 0 | 0 | 0 | 0 | 0 | 0 | 0 | 0 | 0 | 7836.2425361435935 | 0 | 0 | 0 | 0 | 0 | 0 | 0.001 | 556.3708960434426 | 1306.040422690599 | OPTIMIZED | INSTALLED |  |  | node_1379251_385_15309268_825 | AN | 8104303
evchargingstation_load_220347651 |  | 0 | 0 | 0.92 | 0 | False | 0 | 0 | 0 | 0 | 0 | 0 | 0 | 0 | 0 | 0 | 0 | 0 | 0 | 18334.547497904467 | 0 | 0 | 0 | 0 | 0 | 0 | 0.001 | 1301.7474194493475 | 3055.757916317411 | OPTIMIZED | INSTALLED |  |  | node_1378658_979_15308346_788 | AN | 8104303
evchargingstation_load_220347652 |  | 0 | 0 | 0.92 | 0 | False | 0 | 0 | 0 | 0 | 0 | 0 | 0 | 0 | 0 | 0 | 0 | 0 | 0 | 3287.91873466036 | 0 | 0 | 0 | 0 | 0 | 0 | 0.001 | 233.441244211839 | 547.9864557767266 | OPTIMIZED | INSTALLED |  |  | node_1377559_96_15307573_416 | AN | 8104303
evchargingstation_load_220347653 |  | 0 | 0 | 0.92 | 0 | False | 0 | 0 | 0 | 0 | 0 | 0 | 0 | 0 | 0 | 0 | 0 | 0 | 0 | 14774.989740221936 | 0 | 0 | 0 | 0 | 0 | 0 | 0.001 | 1049.0198549064569 | 2462.498290036989 | OPTIMIZED | INSTALLED |  |  | node_1377390_364_15307392_659 | AN | 8104303
evchargingstation_load_220347654 |  | 0 | 0 | 0.92 | 0 | False | 0 | 0 | 0 | 0 | 0 | 0 | 0 | 0 | 0 | 0 | 0 | 0 | 0 | 12586.665770755324 | 0 | 0 | 0 | 0 | 0 | 0 | 0.001 | 893.6495271415331 | 2097.7776284592205 | OPTIMIZED | INSTALLED |  |  | node_1377197_771_15307023_676 | AN | 8104303
evchargingstation_load_220347655 |  | 0 | 0 | 0.92 | 0 | False | 0 | 0 | 0 | 0 | 0 | 0 | 0 | 0 | 0 | 0 | 0 | 0 | 0 | 7012.633018340371 | 0 | 0 | 0 | 0 | 0 | 0 | 0.001 | 497.89486173632315 | 1168.772169723395 | OPTIMIZED | INSTALLED |  |  | node_1375877_45_15305916_818 | AN | 8104303
evchargingstation_load_220347656 |  | 0 | 0 | 0.92 | 0 | False | 0 | 0 | 0 | 0 | 0 | 0 | 0 | 0 | 0 | 0 | 0 | 0 | 0 | 3589.981328261014 | 0 | 0 | 0 | 0 | 0 | 0 | 0.001 | 254.88759781114447 | 598.3302213768357 | OPTIMIZED | INSTALLED |  |  | node_1375808_442_15305703_406 | AN | 8104303
evchargingstation_load_220347657 |  | 0 | 0 | 0.92 | 0 | False | 0 | 0 | 0 | 0 | 0 | 0 | 0 | 0 | 0 | 0 | 0 | 0 | 0 | 5882.614682568139 | 0 | 0 | 0 | 0 | 0 | 0 | 0.001 | 417.66391202115415 | 980.4357804280232 | OPTIMIZED | INSTALLED |  |  | node_1375793_669_15305534_071 | AN | 8104303
evchargingstation_load_220347716 |  | 0 | 0 | 0.92 | 0 | False | 0 | 0 | 0 | 0 | 0 | 0 | 0 | 0 | 0 | 0 | 0 | 0 | 0 | 4813.443487952873 | 0 | 0 | 0 | 0 | 0 | 0 | 0.001 | 341.75307914601603 | 802.2405813254787 | OPTIMIZED | INSTALLED |  |  | node_1375379_926_15307157_853 | AN | 8104303
evchargingstation_load_220347717 |  | 0 | 0 | 0.92 | 0 | False | 0 | 0 | 0 | 0 | 0 | 0 | 0 | 0 | 0 | 0 | 0 | 0 | 0 | 3555.2115333141764 | 0 | 0 | 0 | 0 | 0 | 0 | 0.001 | 252.41895243062353 | 592.5352555523627 | OPTIMIZED | INSTALLED |  |  | node_1375236_833_15307353_548 | AN | 8104303
evchargingstation_load_220347718 |  | 0 | 0 | 0.92 | 0 | False | 0 | 0 | 0 | 0 | 0 | 0 | 0 | 0 | 0 | 0 | 0 | 0 | 0 | 12010.79104194832 | 0 | 0 | 0 | 0 | 0 | 0 | 0.001 | 852.762572306804 | 2001.7985069913866 | OPTIMIZED | INSTALLED |  |  | node_1375247_245_15307544_856 | AN | 8104303
evchargingstation_load_220347720 |  | 0 | 0 | 0.92 | 0 | False | 0 | 0 | 0 | 0 | 0 | 0 | 0 | 0 | 0 | 0 | 0 | 0 | 0 | 9090.128266413936 | 0 | 0 | 0 | 0 | 0 | 0 | 0.001 | 645.3964106465683 | 1515.021377735656 | OPTIMIZED | INSTALLED |  |  | node_1374860_422_15307762_876 | AN | 8104303
evchargingstation_load_220347721 |  | 0 | 0 | 0.92 | 0 | False | 0 | 0 | 0 | 0 | 0 | 0 | 0 | 0 | 0 | 0 | 0 | 0 | 0 | 0 | 0 | 0 | 0 | 0 | 0 | 0 | 0.001 | 0 | 0 | OPTIMIZED | INSTALLED |  |  | node_1374810_314_15307972_096 | AN | 8104303
evchargingstation_load_220347722 |  | 0 | 0 | 0.92 | 0 | False | 0 | 0 | 0 | 0 | 0 | 0 | 0 | 0 | 0 | 0 | 0 | 0 | 0 | 1375.580012584275 | 0 | 0 | 0 | 0 | 0 | 0 | 0.001 | 97.66574828318758 | 229.2633354307125 | OPTIMIZED | INSTALLED |  |  | node_1374675_262_15308272_462 | AN | 8104303
evchargingstation_load_220347723 |  | 0 | 0 | 0.92 | 0 | False | 0 | 0 | 0 | 0 | 0 | 0 | 0 | 0 | 0 | 0 | 0 | 0 | 0 | 4598.305381719313 | 0 | 0 | 0 | 0 | 0 | 0 | 0.001 | 326.4783138462516 | 766.3842302865522 | OPTIMIZED | INSTALLED |  |  | node_1374510_836_15308470_044 | AN | 8104303
evchargingstation_load_220347737 |  | 0 | 0 | 0.92 | 0 | False | 0 | 0 | 0 | 0 | 0 | 0 | 0 | 0 | 0 | 0 | 0 | 0 | 0 | 8450.991827356436 | 0 | 0 | 0 | 0 | 0 | 0 | 0.001 | 600.0179045661679 | 1408.4986378927395 | OPTIMIZED | INSTALLED |  |  | node_1378848_727_15307883_114 | AN | 8104303
evchargingstation_load_220347738 |  | 0 | 0 | 0.92 | 0 | False | 0 | 0 | 0 | 0 | 0 | 0 | 0 | 0 | 0 | 0 | 0 | 0 | 0 | 8450.991827356436 | 0 | 0 | 0 | 0 | 0 | 0 | 0.001 | 600.0179045661679 | 1408.4986378927395 | OPTIMIZED | INSTALLED |  |  | node_1378845_989_15307909_461 | BN | 8104303
evchargingstation_load_220347739 |  | 0 | 0 | 0.92 | 0 | False | 0 | 0 | 0 | 0 | 0 | 0 | 0 | 0 | 0 | 0 | 0 | 0 | 0 | 8450.991827356436 | 0 | 0 | 0 | 0 | 0 | 0 | 0.001 | 600.0179045661679 | 1408.4986378927395 | OPTIMIZED | INSTALLED |  |  | node_1378846_292_15307856_666 | CN | 8104303
evchargingstation_load_220440802 |  | 0 | 0 | 0.92 | 0 | False | 0 | 0 | 0 | 0 | 0 | 0 | 0 | 0 | 0 | 0 | 0 | 0 | 0 | 1058.3056336943787 | 0 | 0 | 0 | 0 | 0 | 0 | 0.001 | 75.1393780497551 | 176.38427228239647 | OPTIMIZED | INSTALLED |  |  | node_1379040_276_15310223_631 | AN | 8104303
evchargingstation_load_220521269 |  | 0 | 0 | 0.92 | 0 | False | 0 | 0 | 0 | 0 | 0 | 0 | 0 | 0 | 0 | 0 | 0 | 0 | 0 | 6488.912981953625 | 0 | 0 | 0 | 0 | 0 | 0 | 0.001 | 460.7109001241371 | 1081.4854969922708 | OPTIMIZED | INSTALLED |  |  | node_1373618_442_15311669_281 | AN | 8104303
evchargingstation_load_220521849 |  | 0 | 0 | 0.92 | 0 | False | 0 | 0 | 0 | 0 | 0 | 0 | 0 | 0 | 0 | 0 | 0 | 0 | 0 | 0 | 0 | 0 | 0 | 0 | 0 | 0 | 0.001 | 0 | 0 | OPTIMIZED | INSTALLED |  |  | node_1378455_881_15310226_293 | CN | 8104303
evchargingstation_load_220521850 |  | 0 | 0 | 0.92 | 0 | False | 0 | 0 | 0 | 0 | 0 | 0 | 0 | 0 | 0 | 0 | 0 | 0 | 0 | 0 | 0 | 0 | 0 | 0 | 0 | 0 | 0.001 | 0 | 0 | OPTIMIZED | INSTALLED |  |  | node_1378423_96_15310255_912 | AN | 8104303
evchargingstation_load_220521864 |  | 0 | 0 | 0.92 | 0 | False | 0 | 0 | 0 | 0 | 0 | 0 | 0 | 0 | 0 | 0 | 0 | 0 | 0 | 0 | 0 | 0 | 0 | 0 | 0 | 0 | 0.001 | 0 | 0 | OPTIMIZED | INSTALLED |  |  | node_1378443_188_15310244_858 | BN | 8104303
evchargingstation_load_220523980 |  | 0 | 0 | 0.92 | 0 | False | 0 | 0 | 0 | 0 | 0 | 0 | 0 | 0 | 0 | 0 | 0 | 0 | 0 | 34.769794946837905 | 0 | 0 | 0 | 0 | 0 | 0 | 0.001 | 2.468645380520935 | 5.7949658244729845 | OPTIMIZED | INSTALLED |  |  | node_1371715_359_15318330_485 | AN | 8104303
evchargingstation_load_220535506 |  | 0 | 0 | 0.92 | 0 | False | 0 | 0 | 0 | 0 | 0 | 0 | 0 | 0 | 0 | 0 | 0 | 0 | 0 | 7269.0602560733005 | 0 | 0 | 0 | 0 | 0 | 0 | 0.001 | 516.1011151297247 | 1211.5100426788833 | OPTIMIZED | INSTALLED |  |  | node_1373366_99_15314375_599 | AN | 8104303
evchargingstation_load_220543729 |  | 0 | 0 | 0.92 | 0 | False | 0 | 0 | 0 | 0 | 0 | 0 | 0 | 0 | 0 | 0 | 0 | 0 | 0 | 2990.2023654280606 | 0 | 0 | 0 | 0 | 0 | 0 | 0.001 | 212.30350272480038 | 498.36706090467675 | OPTIMIZED | INSTALLED |  |  | node_1371987_204_15318190_201 | AN | 8104303
evchargingstation_load_220545133 |  | 0 | 0 | 0.92 | 0 | False | 0 | 0 | 0 | 0 | 0 | 0 | 0 | 0 | 0 | 0 | 0 | 0 | 0 | 3070.607516242623 | 0 | 0 | 0 | 0 | 0 | 0 | 0.001 | 218.01219800770247 | 511.7679193737705 | OPTIMIZED | INSTALLED |  |  | node_1378863_716_15312550_569 | AN | 8104303
evchargingstation_load_220545912 |  | 0 | 0 | 0.92 | 0 | False | 0 | 0 | 0 | 0 | 0 | 0 | 0 | 0 | 0 | 0 | 0 | 0 | 0 | 1555.9483238709963 | 0 | 0 | 0 | 0 | 0 | 0 | 0.001 | 110.47186820243115 | 259.32472064516605 | OPTIMIZED | INSTALLED |  |  | node_1373223_593_15317005_018 | AN | 8104303
evchargingstation_load_220564166 |  | 0 | 0 | 0.92 | 0 | False | 0 | 0 | 0 | 0 | 0 | 0 | 0 | 0 | 0 | 0 | 0 | 0 | 0 | 4270.165441908531 | 0 | 0 | 0 | 0 | 0 | 0 | 0.001 | 303.1804887874361 | 711.6942403180884 | OPTIMIZED | INSTALLED |  |  | node_1380359_708_15308298_928 | AN | 8104303
evchargingstation_load_220565325 |  | 0 | 0 | 0.92 | 0 | False | 0 | 0 | 0 | 0 | 0 | 0 | 0 | 0 | 0 | 0 | 0 | 0 | 0 | 1616.795465027963 | 0 | 0 | 0 | 0 | 0 | 0 | 0.001 | 114.79198504246209 | 269.4659108379938 | OPTIMIZED | INSTALLED |  |  | node_1380278_933_15309044_277 | AN | 8104303
evchargingstation_load_220568619 |  | 0 | 0 | 0.92 | 0 | False | 0 | 0 | 0 | 0 | 0 | 0 | 0 | 0 | 0 | 0 | 0 | 0 | 0 | 14614.179438592808 | 0 | 0 | 0 | 0 | 0 | 0 | 0.001 | 1037.60241403713 | 2435.6965730988013 | OPTIMIZED | INSTALLED |  |  | node_1375144_583_15307656_89 | AN | 8104303
evchargingstation_load_220611141 |  | 0 | 0 | 0.92 | 0 | False | 0 | 0 | 0 | 0 | 0 | 0 | 0 | 0 | 0 | 0 | 0 | 0 | 0 | 2279.59468120206 | 0 | 0 | 0 | 0 | 0 | 0 | 0.001 | 161.85052817673187 | 379.93244686701007 | OPTIMIZED | INSTALLED |  |  | node_1377949_465_15307929_542 | AN | 8104303
evchargingstation_load_220615052 |  | 0 | 0 | 0.92 | 0 | False | 0 | 0 | 0 | 0 | 0 | 0 | 0 | 0 | 0 | 0 | 0 | 0 | 0 | 910.5340051703179 | 0 | 0 | 0 | 0 | 0 | 0 | 0.001 | 64.64762260666042 | 151.7556675283863 | OPTIMIZED | INSTALLED |  |  | node_1373874_93_15310630_802 | AN | 8104303
evchargingstation_load_220619198 |  | 0 | 0 | 0.92 | 0 | False | 0 | 0 | 0 | 0 | 0 | 0 | 0 | 0 | 0 | 0 | 0 | 0 | 0 | 1245.1932815336327 | 0 | 0 | 0 | 0 | 0 | 0 | 0.001 | 88.40834068211478 | 207.5322135889388 | OPTIMIZED | INSTALLED |  |  | node_1371398_897_15318511_299 | AN | 8104303
evchargingstation_load_220624895 |  | 0 | 0 | 0.92 | 0 | False | 0 | 0 | 0 | 0 | 0 | 0 | 0 | 0 | 0 | 0 | 0 | 0 | 0 | 3381.3625585799864 | 0 | 0 | 0 | 0 | 0 | 0 | 0.001 | 240.07572552801884 | 563.5604264299977 | OPTIMIZED | INSTALLED |  |  | node_1373711_219_15311856_63 | AN | 8104303
evchargingstation_load_220635968 |  | 0 | 0 | 0.92 | 0 | False | 0 | 0 | 0 | 0 | 0 | 0 | 0 | 0 | 0 | 0 | 0 | 0 | 0 | 5334.990412155441 | 0 | 0 | 0 | 0 | 0 | 0 | 0.001 | 378.78270955030735 | 889.1650686925735 | OPTIMIZED | INSTALLED |  |  | node_1375784_955_15305421_14 | AN | 8104303
evchargingstation_load_220647715 |  | 0 | 0 | 0.92 | 0 | False | 0 | 0 | 0 | 0 | 0 | 0 | 0 | 0 | 0 | 0 | 0 | 0 | 0 | 6941.88614389993 | 0 | 0 | 0 | 0 | 0 | 0 | 0.001 | 492.87185377246095 | 1156.9810239833216 | OPTIMIZED | INSTALLED |  |  | node_1376549_296_15307278_491 | AN | 8104303
evchargingstation_load_220647739 |  | 0 | 0 | 0.92 | 0 | False | 0 | 0 | 0 | 0 | 0 | 0 | 0 | 0 | 0 | 0 | 0 | 0 | 0 | 10563.739784195544 | 0 | 0 | 0 | 0 | 0 | 0 | 0.001 | 750.0224058594712 | 1760.6232973659241 | OPTIMIZED | INSTALLED |  |  | node_1376948_822_15307281_819 | AN | 8104303
evchargingstation_load_220647755 |  | 0 | 0 | 0.92 | 0 | False | 0 | 0 | 0 | 0 | 0 | 0 | 0 | 0 | 0 | 0 | 0 | 0 | 0 | 7688.470907619532 | 0 | 0 | 0 | 0 | 0 | 0 | 0.001 | 545.8791406003479 | 1281.4118179365887 | OPTIMIZED | INSTALLED |  |  | node_1376541_633_15307857_545 | AN | 8104303
evchargingstation_load_220652158 |  | 0 | 0 | 0.92 | 0 | False | 0 | 0 | 0 | 0 | 0 | 0 | 0 | 0 | 0 | 0 | 0 | 0 | 0 | 3923.67447516578 | 0 | 0 | 0 | 0 | 0 | 0 | 0.001 | 278.5797018815243 | 653.9457458609634 | OPTIMIZED | INSTALLED |  |  | node_1376830_908_15308566_121 | ABCN | 8104303
evchargingstation_load_220653796 |  | 0 | 0 | 0.92 | 0 | False | 0 | 0 | 0 | 0 | 0 | 0 | 0 | 0 | 0 | 0 | 0 | 0 | 0 | 2110.0919308362254 | 0 | 0 | 0 | 0 | 0 | 0 | 0.001 | 149.81591338639407 | 351.68198847270423 | OPTIMIZED | INSTALLED |  |  | node_1375594_281_15306712_308 | AN | 8104303
evchargingstation_load_310019468 |  | 0 | 0 | 0.92 | 0 | False | 0 | 0 | 0 | 0 | 0 | 0 | 0 | 0 | 0 | 0 | 0 | 0 | 0 | 402.42808164802284 | 0 | 0 | 0 | 0 | 0 | 0 | 0.001 | 28.572250029541507 | 67.07134694133714 | OPTIMIZED | INSTALLED |  |  | node_1378091_045_15310448_676 | BN | 8104303
evchargingstation_load_310056264 |  | 0 | 0 | 0.92 | 0 | False | 0 | 0 | 0 | 0 | 0 | 0 | 0 | 0 | 0 | 0 | 0 | 0 | 0 | 0 | 0 | 0 | 0 | 0 | 0 | 0 | 0.001 | 0 | 0 | OPTIMIZED | INSTALLED |  |  | node_1377818_297_15305975_939 | ABCN | 8104303
evchargingstation_load_310056265 |  | 0 | 0 | 0.92 | 0 | False | 0 | 0 | 0 | 0 | 0 | 0 | 0 | 0 | 0 | 0 | 0 | 0 | 0 | 211878.43795729353 | 0 | 0 | 0 | 0 | 0 | 0 | 0.001 | 15043.30616526084 | 35313.072992882255 | OPTIMIZED | INSTALLED |  |  | node_1377845_985_15305743_295 | ABCN | 8104303
evchargingstation_load_310061545 |  | 0 | 0 | 0.92 | 0 | False | 0 | 0 | 0 | 0 | 0 | 0 | 0 | 0 | 0 | 0 | 0 | 0 | 0 | 402.42808164802284 | 0 | 0 | 0 | 0 | 0 | 0 | 0.001 | 28.572250029541507 | 67.07134694133714 | OPTIMIZED | INSTALLED |  |  | node_1378068_557_15310456_733 | AN | 8104303
evchargingstation_load_311929245 |  | 0 | 0 | 0.92 | 0 | False | 0 | 0 | 0 | 0 | 0 | 0 | 0 | 0 | 0 | 0 | 0 | 0 | 0 | 4291.896563750304 | 0 | 0 | 0 | 0 | 0 | 0 | 0.001 | 304.723398438202 | 715.316093958384 | OPTIMIZED | INSTALLED |  |  | node_1374299_394_15309385_806 | AN | 8104303
evchargingstation_load_311930091 |  | 0 | 0 | 0.92 | 0 | False | 0 | 0 | 0 | 0 | 0 | 0 | 0 | 0 | 0 | 0 | 0 | 0 | 0 | 204.27254531267272 | 0 | 0 | 0 | 0 | 0 | 0 | 0.001 | 14.503310474381536 | 34.045424218778784 | OPTIMIZED | INSTALLED |  |  | node_1368763_975_15321701_206 | AN | 8104303
evchargingstation_load_312001513 |  | 0 | 0 | 0.92 | 0 | False | 0 | 0 | 0 | 0 | 0 | 0 | 0 | 0 | 0 | 0 | 0 | 0 | 0 | 0 | 0 | 0 | 0 | 0 | 0 | 0 | 0.001 | 0 | 0 | OPTIMIZED | INSTALLED |  |  | node_1378300_965_15310434_919 | AN | 8104303
evchargingstation_load_312001518 |  | 0 | 0 | 0.92 | 0 | False | 0 | 0 | 0 | 0 | 0 | 0 | 0 | 0 | 0 | 0 | 0 | 0 | 0 | 402.42808164802284 | 0 | 0 | 0 | 0 | 0 | 0 | 0.001 | 28.572250029541507 | 67.07134694133714 | OPTIMIZED | INSTALLED |  |  | node_1378046_719_15310451_671 | CN | 8104303
evchargingstation_load_312001523 |  | 0 | 0 | 0.92 | 0 | False | 0 | 0 | 0 | 0 | 0 | 0 | 0 | 0 | 0 | 0 | 0 | 0 | 0 | 4225.495913678218 | 0 | 0 | 0 | 0 | 0 | 0 | 0.001 | 300.00895228308394 | 704.2493189463697 | OPTIMIZED | INSTALLED |  |  | node_1377685_301_15310590_627 | AN | 8104303
evchargingstation_load_312001526 |  | 0 | 0 | 0.92 | 0 | False | 0 | 0 | 0 | 0 | 0 | 0 | 0 | 0 | 0 | 0 | 0 | 0 | 0 | 4225.495913678218 | 0 | 0 | 0 | 0 | 0 | 0 | 0.001 | 300.00895228308394 | 704.2493189463697 | OPTIMIZED | INSTALLED |  |  | node_1377684_627_15310576_764 | BN | 8104303
evchargingstation_load_312001529 |  | 0 | 0 | 0.92 | 0 | False | 0 | 0 | 0 | 0 | 0 | 0 | 0 | 0 | 0 | 0 | 0 | 0 | 0 | 4225.495913678218 | 0 | 0 | 0 | 0 | 0 | 0 | 0.001 | 300.00895228308394 | 704.2493189463697 | OPTIMIZED | INSTALLED |  |  | node_1377684_466_15310562_549 | CN | 8104303
evchargingstation_load_312001530 |  | 0 | 0 | 0.92 | 0 | False | 0 | 0 | 0 | 0 | 0 | 0 | 0 | 0 | 0 | 0 | 0 | 0 | 0 | 0 | 0 | 0 | 0 | 0 | 0 | 0 | 0.001 | 0 | 0 | OPTIMIZED | INSTALLED |  |  | node_1378189_011_15310044_311 | AN | 8104303

## Fuse
Name | GroupId | MeanReplacementTime | PhaseAStatus | PhaseBStatus | PhaseCStatus | RepairDistributionType | CurrentLimit | CurrentInAReal | CurrentInAImag | CurrentInA | CurrentInBReal | CurrentInBImag | CurrentInB | CurrentInCReal | CurrentInCImag | CurrentInC | CurrentOutAReal | CurrentOutAImag | CurrentOutA | CurrentOutBReal | CurrentOutBImag | CurrentOutB | CurrentOutCReal | CurrentOutCImag | CurrentOutC | ActivePowerInA | ReactivePowerInA | PowerInA | ActivePowerInB | ReactivePowerInB | PowerInB | ActivePowerInC | ReactivePowerInC | PowerInC | ActivePowerOutA | ReactivePowerOutA | PowerOutA | ActivePowerOutB | ReactivePowerOutB | PowerOutB | ActivePowerOutC | ReactivePowerOutC | PowerOutC | Status | From | To | Length | Phases | Feeder | Comments
fuse_220386463 |  | 0 | GOOD | GOOD | GOOD | NONE | 200 | 0 | 0 | 0+0j | 0 | 0 | 0+0j | 0 | 0 | 0+0j | 0 | 0 | 0+0j | 0 | 0 | 0+0j | 0 | 0 | 0+0j | 0 | 0 | 0+0j | 0 | 0 | 0+0j | 0 | 0 | 0+0j | 0 | 0 | 0+0j | 0 | 0 | 0+0j | 0 | 0 | 0+0j | OPEN | node_intto1_8104303_200859754 | node_8104303_200859754 | 0 | AN | 8104303
fuse_220386470 |  | 0 | GOOD | GOOD | GOOD | NONE | 100 | 0 | 0 | 0+0j | 0 | 0 | 0+0j | 0 | 0 | 0+0j | 0 | 0 | 0+0j | 0 | 0 | 0+0j | 0 | 0 | 0+0j | 0 | 0 | 0+0j | 0 | 0 | 0+0j | 0 | 0 | 0+0j | 0 | 0 | 0+0j | 0 | 0 | 0+0j | 0 | 0 | 0+0j | OPEN | node_intto1_8104303_200859590 | node_8104303_200859590 | 0 | AN | 8104303
fuse_220386471 |  | 0 | GOOD | GOOD | GOOD | NONE | 85 | 0 | 0 | 0+0j | 0 | 0 | 0+0j | 0 | 0 | 0+0j | 0 | 0 | 0+0j | 0 | 0 | 0+0j | 0 | 0 | 0+0j | 0 | 0 | 0+0j | 0 | 0 | 0+0j | 0 | 0 | 0+0j | 0 | 0 | 0+0j | 0 | 0 | 0+0j | 0 | 0 | 0+0j | OPEN | node_intto1_8104303_200856686 | node_8104303_200856686 | 0 | AN | 8104303
fuse_220386472 |  | 0 | GOOD | GOOD | GOOD | NONE | 100 | 0 | 0 | 0+0j | 0 | 0 | 0+0j | 0 | 0 | 0+0j | 0 | 0 | 0+0j | 0 | 0 | 0+0j | 0 | 0 | 0+0j | 0 | 0 | 0+0j | 0 | 0 | 0+0j | 0 | 0 | 0+0j | 0 | 0 | 0+0j | 0 | 0 | 0+0j | 0 | 0 | 0+0j | OPEN | node_intto1_8104303_200856501 | node_8104303_200856501 | 0 | AN | 8104303
fuse_220386475 |  | 0 | GOOD | GOOD | GOOD | NONE | 40 | 0 | 0 | 0+0j | 0 | 0 | 0+0j | 0 | 0 | 0+0j | 0 | 0 | 0+0j | 0 | 0 | 0+0j | 0 | 0 | 0+0j | 0 | 0 | 0+0j | 0 | 0 | 0+0j | 0 | 0 | 0+0j | 0 | 0 | 0+0j | 0 | 0 | 0+0j | 0 | 0 | 0+0j | OPEN | node_intto1_8104303_200856680 | node_8104303_200856680 | 0 | AN | 8104303
fuse_220386490 |  | 0 | GOOD | GOOD | GOOD | NONE | 150 | 0 | 0 | 0+0j | 0 | 0 | 0+0j | 0 | 0 | 0+0j | 0 | 0 | 0+0j | 0 | 0 | 0+0j | 0 | 0 | 0+0j | 0 | 0 | 0+0j | 0 | 0 | 0+0j | 0 | 0 | 0+0j | 0 | 0 | 0+0j | 0 | 0 | 0+0j | 0 | 0 | 0+0j | OPEN | node_intto1_8104303_200856554 | node_8104303_200856554 | 0 | ABCN | 8104303
fuse_220386491 |  | 0 | GOOD | GOOD | GOOD | NONE | 125 | 0 | 0 | 0+0j | 0 | 0 | 0+0j | 0 | 0 | 0+0j | 0 | 0 | 0+0j | 0 | 0 | 0+0j | 0 | 0 | 0+0j | 0 | 0 | 0+0j | 0 | 0 | 0+0j | 0 | 0 | 0+0j | 0 | 0 | 0+0j | 0 | 0 | 0+0j | 0 | 0 | 0+0j | OPEN | node_intto1_8104303_200859502 | node_8104303_200859502 | 0 | AN | 8104303
fuse_220386493 |  | 0 | GOOD | GOOD | GOOD | NONE | 200 | 0 | 0 | 0+0j | 0 | 0 | 0+0j | 0 | 0 | 0+0j | 0 | 0 | 0+0j | 0 | 0 | 0+0j | 0 | 0 | 0+0j | 0 | 0 | 0+0j | 0 | 0 | 0+0j | 0 | 0 | 0+0j | 0 | 0 | 0+0j | 0 | 0 | 0+0j | 0 | 0 | 0+0j | OPEN | node_intto1_8104303_201027251 | node_8104303_201027251 | 0 | AN | 8104303
fuse_220386509 |  | 0 | GOOD | GOOD | GOOD | NONE | 150 | 0 | 0 | 0+0j | 0 | 0 | 0+0j | 0 | 0 | 0+0j | 0 | 0 | 0+0j | 0 | 0 | 0+0j | 0 | 0 | 0+0j | 0 | 0 | 0+0j | 0 | 0 | 0+0j | 0 | 0 | 0+0j | 0 | 0 | 0+0j | 0 | 0 | 0+0j | 0 | 0 | 0+0j | OPEN | node_intto1_8104303_200849531 | node_8104303_200849531 | 0 | ABCN | 8104303
fuse_220386510 |  | 0 | GOOD | GOOD | GOOD | NONE | 85 | 0 | 0 | 0+0j | 0 | 0 | 0+0j | 0 | 0 | 0+0j | 0 | 0 | 0+0j | 0 | 0 | 0+0j | 0 | 0 | 0+0j | 0 | 0 | 0+0j | 0 | 0 | 0+0j | 0 | 0 | 0+0j | 0 | 0 | 0+0j | 0 | 0 | 0+0j | 0 | 0 | 0+0j | OPEN | node_intto1_8104303_200856483 | node_8104303_200856483 | 0 | AN | 8104303
fuse_220388100 |  | 0 | GOOD | GOOD | GOOD | NONE | 60 | 0 | 0 | 0+0j | 0 | 0 | 0+0j | 0 | 0 | 0+0j | 0 | 0 | 0+0j | 0 | 0 | 0+0j | 0 | 0 | 0+0j | 0 | 0 | 0+0j | 0 | 0 | 0+0j | 0 | 0 | 0+0j | 0 | 0 | 0+0j | 0 | 0 | 0+0j | 0 | 0 | 0+0j | OPEN | node_intto1_8104303_200852744 | node_8104303_200852744 | 0 | AD | 8104303
fuse_220388102 |  | 0 | GOOD | GOOD | GOOD | NONE | 40 | 0 | 0 | 0+0j | 0 | 0 | 0+0j | 0 | 0 | 0+0j | 0 | 0 | 0+0j | 0 | 0 | 0+0j | 0 | 0 | 0+0j | 0 | 0 | 0+0j | 0 | 0 | 0+0j | 0 | 0 | 0+0j | 0 | 0 | 0+0j | 0 | 0 | 0+0j | 0 | 0 | 0+0j | OPEN | node_intto1_8104303_200849835 | node_8104303_200849835 | 0 | AD | 8104303
fuse_220388104 |  | 0 | GOOD | GOOD | GOOD | NONE | 60 | 0 | 0 | 0+0j | 0 | 0 | 0+0j | 0 | 0 | 0+0j | 0 | 0 | 0+0j | 0 | 0 | 0+0j | 0 | 0 | 0+0j | 0 | 0 | 0+0j | 0 | 0 | 0+0j | 0 | 0 | 0+0j | 0 | 0 | 0+0j | 0 | 0 | 0+0j | 0 | 0 | 0+0j | OPEN | node_intto1_8104303_200843438 | node_8104303_200843438 | 0 | AD | 8104303
fuse_220388105 |  | 0 | GOOD | GOOD | GOOD | NONE | 40 | 0 | 0 | 0+0j | 0 | 0 | 0+0j | 0 | 0 | 0+0j | 0 | 0 | 0+0j | 0 | 0 | 0+0j | 0 | 0 | 0+0j | 0 | 0 | 0+0j | 0 | 0 | 0+0j | 0 | 0 | 0+0j | 0 | 0 | 0+0j | 0 | 0 | 0+0j | 0 | 0 | 0+0j | OPEN | node_intto1_8104303_200840972 | node_8104303_200840972 | 0 | AD | 8104303
fuse_220388163 |  | 0 | GOOD | GOOD | GOOD | NONE | 40 | 0 | 0 | 0+0j | 0 | 0 | 0+0j | 0 | 0 | 0+0j | 0 | 0 | 0+0j | 0 | 0 | 0+0j | 0 | 0 | 0+0j | 0 | 0 | 0+0j | 0 | 0 | 0+0j | 0 | 0 | 0+0j | 0 | 0 | 0+0j | 0 | 0 | 0+0j | 0 | 0 | 0+0j | OPEN | node_intto1_8104303_312001415 | node_8104303_312001415 | 0 | ABCN | 8104303
fuse_220388189 |  | 0 | GOOD | GOOD | GOOD | NONE | 100 | 0 | 0 | 0+0j | 0 | 0 | 0+0j | 0 | 0 | 0+0j | 0 | 0 | 0+0j | 0 | 0 | 0+0j | 0 | 0 | 0+0j | 0 | 0 | 0+0j | 0 | 0 | 0+0j | 0 | 0 | 0+0j | 0 | 0 | 0+0j | 0 | 0 | 0+0j | 0 | 0 | 0+0j | OPEN | node_intto1_8104303_201047280 | node_8104303_201047280 | 0 | ABCN | 8104303
fuse_220388193 |  | 0 | GOOD | GOOD | GOOD | NONE | 100 | 0 | 0 | 0+0j | 0 | 0 | 0+0j | 0 | 0 | 0+0j | 0 | 0 | 0+0j | 0 | 0 | 0+0j | 0 | 0 | 0+0j | 0 | 0 | 0+0j | 0 | 0 | 0+0j | 0 | 0 | 0+0j | 0 | 0 | 0+0j | 0 | 0 | 0+0j | 0 | 0 | 0+0j | OPEN | node_intto1_8104303_200847041 | node_8104303_200847041 | 0 | ABCN | 8104303
fuse_220388194 |  | 0 | GOOD | GOOD | GOOD | NONE | 100 | 0 | 0 | 0+0j | 0 | 0 | 0+0j | 0 | 0 | 0+0j | 0 | 0 | 0+0j | 0 | 0 | 0+0j | 0 | 0 | 0+0j | 0 | 0 | 0+0j | 0 | 0 | 0+0j | 0 | 0 | 0+0j | 0 | 0 | 0+0j | 0 | 0 | 0+0j | 0 | 0 | 0+0j | OPEN | node_intto1_8104303_200847036 | node_8104303_200847036 | 0 | ABCN | 8104303
fuse_220388826 |  | 0 | GOOD | GOOD | GOOD | NONE | 75 | 0 | 0 | 0+0j | 0 | 0 | 0+0j | 0 | 0 | 0+0j | 0 | 0 | 0+0j | 0 | 0 | 0+0j | 0 | 0 | 0+0j | 0 | 0 | 0+0j | 0 | 0 | 0+0j | 0 | 0 | 0+0j | 0 | 0 | 0+0j | 0 | 0 | 0+0j | 0 | 0 | 0+0j | OPEN | node_intto1_220388826 | node_220388826 | 0 | AN | 8104303
fuse_220388852 |  | 0 | GOOD | GOOD | GOOD | NONE | 140 | 0 | 0 | 0+0j | 0 | 0 | 0+0j | 0 | 0 | 0+0j | 0 | 0 | 0+0j | 0 | 0 | 0+0j | 0 | 0 | 0+0j | 0 | 0 | 0+0j | 0 | 0 | 0+0j | 0 | 0 | 0+0j | 0 | 0 | 0+0j | 0 | 0 | 0+0j | 0 | 0 | 0+0j | OPEN | node_intto1_8104303_200852705 | node_8104303_200852705 | 0 | AN | 8104303
fuse_220551341 |  | 0 | GOOD | GOOD | GOOD | NONE | 20 | 0 | 0 | 0+0j | 0 | 0 | 0+0j | 0 | 0 | 0+0j | 0 | 0 | 0+0j | 0 | 0 | 0+0j | 0 | 0 | 0+0j | 0 | 0 | 0+0j | 0 | 0 | 0+0j | 0 | 0 | 0+0j | 0 | 0 | 0+0j | 0 | 0 | 0+0j | 0 | 0 | 0+0j | OPEN | node_intto1_8104303_200982624 | node_8104303_200982624 | 0 | ABCN | 8104303
fuse_220651659 |  | 0 | GOOD | GOOD | GOOD | NONE | 50 | 0 | 0 | 0+0j | 0 | 0 | 0+0j | 0 | 0 | 0+0j | 0 | 0 | 0+0j | 0 | 0 | 0+0j | 0 | 0 | 0+0j | 0 | 0 | 0+0j | 0 | 0 | 0+0j | 0 | 0 | 0+0j | 0 | 0 | 0+0j | 0 | 0 | 0+0j | 0 | 0 | 0+0j | OPEN | node_intto1_8104303_201062834 | node_8104303_201062834 | 0 | ABCN | 8104303
fuse_220651662 |  | 0 | GOOD | GOOD | GOOD | NONE | 140 | 0 | 0 | 0+0j | 0 | 0 | 0+0j | 0 | 0 | 0+0j | 0 | 0 | 0+0j | 0 | 0 | 0+0j | 0 | 0 | 0+0j | 0 | 0 | 0+0j | 0 | 0 | 0+0j | 0 | 0 | 0+0j | 0 | 0 | 0+0j | 0 | 0 | 0+0j | 0 | 0 | 0+0j | OPEN | node_intto1_8104303_200858875 | node_8104303_200858875 | 0 | ABCN | 8104303
fuse_310051679 |  | 0 | GOOD | GOOD | GOOD | NONE | 200 | 0 | 0 | 0+0j | 0 | 0 | 0+0j | 0 | 0 | 0+0j | 0 | 0 | 0+0j | 0 | 0 | 0+0j | 0 | 0 | 0+0j | 0 | 0 | 0+0j | 0 | 0 | 0+0j | 0 | 0 | 0+0j | 0 | 0 | 0+0j | 0 | 0 | 0+0j | 0 | 0 | 0+0j | OPEN | node_intto1_8104303_310051673 | node_8104303_310051673 | 0 | ABCN | 8104303
fuse_312083204 |  | 0 | GOOD | GOOD | GOOD | NONE | 300 | 0 | 0 | 0+0j | 0 | 0 | 0+0j | 0 | 0 | 0+0j | 0 | 0 | 0+0j | 0 | 0 | 0+0j | 0 | 0 | 0+0j | 0 | 0 | 0+0j | 0 | 0 | 0+0j | 0 | 0 | 0+0j | 0 | 0 | 0+0j | 0 | 0 | 0+0j | 0 | 0 | 0+0j | OPEN | node_intto1_312083204 | node_312083204 | 0 | AD | 8104303

## Generator
Name | GroupId | ColdStartupCost | ColdStartupTime | HotStartupCost | HotStartupStatus | ShutdownCost | CommitmentStatus | ConstructionTime | CalendarLife | YearOfInstallation | ReactivePower | ActivePower | MaxPowerOutput | MinPowerOutput | MinimumDowntime | MinimumUptime | NoLoadCost | NonSpinningReserve | SpinningReserve | OperatingReserve | RampUpLimit | RampDownLimit | StartupCapability | ShutdownCapability | ShutdownStatus | StartupStatus | CapitalCost | FixedOperatingCost | VariableOperatingCost | MaxReactivePower | MaxActivePower | OutputSchedule | PlanningStatus | UnitType | UnitSubtype | ParentNode | Phases | Feeder | Comments

## HeatPump
Name | GroupId | YearOfInstallation | ReactivePower | ActivePower | MaxPowerOutput | MinPowerOutput | RampUpLimit | RampDownLimit | CapitalCost | FixedOperatingCost | VariableOperatingCost | MaxReactivePower | MaxActivePower | OutputSchedule | PlanningStatus | UnitType | UnitSubtype | ParentNode | Phases | Feeder | Comments
heatpump_load_220341965 |  | 0 | 0 | 0 | 0 | 0 | 0 | 0 | 0 | 0 | 0.19 | 163.99357401227687 | 384.9630102132306 | OPTIMIZED | INSTALLED |  |  | node_1370892_668_15316782_064 | AN | 8104303
heatpump_load_220341966 |  | 0 | 0 | 0 | 0 | 0 | 0 | 0 | 0 | 0 | 0.19 | 79.86697863135043 | 187.48198549345648 | OPTIMIZED | INSTALLED |  |  | node_1370436_042_15318755_802 | AN | 8104303
heatpump_load_220341967 |  | 0 | 0 | 0 | 0 | 0 | 0 | 0 | 0 | 0 | 0.19 | 79.20141758284866 | 185.91963561434434 | OPTIMIZED | INSTALLED |  |  | node_1370453_712_15318030_934 | AN | 8104303
heatpump_load_220341968 |  | 0 | 0 | 0 | 0 | 0 | 0 | 0 | 0 | 0 | 0.19 | 198.20326435000152 | 465.26779399959446 | OPTIMIZED | INSTALLED |  |  | node_1370463_371_15317794_18 | AN | 8104303
heatpump_load_220341969 |  | 0 | 0 | 0 | 0 | 0 | 0 | 0 | 0 | 0 | 0.19 | 49.25130059609224 | 115.61389105429816 | OPTIMIZED | INSTALLED |  |  | node_1370476_218_15317434_472 | AN | 8104303
heatpump_load_220341970 |  | 0 | 0 | 0 | 0 | 0 | 0 | 0 | 0 | 0 | 0.19 | 67.2214055070323 | 157.79733779032586 | OPTIMIZED | INSTALLED |  |  | node_1370497_577_15316945_892 | AN | 8104303
heatpump_load_220341971 |  | 0 | 0 | 0 | 0 | 0 | 0 | 0 | 0 | 0 | 0.19 | 176.50604360661617 | 414.3351879405388 | OPTIMIZED | INSTALLED |  |  | node_1370507_572_15316583_873 | AN | 8104303
heatpump_load_220341972 |  | 0 | 0 | 0 | 0 | 0 | 0 | 0 | 0 | 0 | 0.19 | 109.01843103962625 | 255.91291019856806 | OPTIMIZED | INSTALLED |  |  | node_1370519_76_15316155_775 | AN | 8104303
heatpump_load_220341973 |  | 0 | 0 | 0 | 0 | 0 | 0 | 0 | 0 | 0 | 0.19 | 72.94520448498287 | 171.23354675069024 | OPTIMIZED | INSTALLED |  |  | node_1370525_564_15315842_863 | AN | 8104303
heatpump_load_220341974 |  | 0 | 0 | 0 | 0 | 0 | 0 | 0 | 0 | 0 | 0.19 | 272.2133404734226 | 639.0011005568641 | OPTIMIZED | INSTALLED |  |  | node_1370930_858_15315675_099 | AN | 8104303
heatpump_load_220341975 |  | 0 | 0 | 0 | 0 | 0 | 0 | 0 | 0 | 0 | 0.19 | 53.24466688710287 | 124.98799032897098 | OPTIMIZED | INSTALLED |  |  | node_1370225_702_15315632_709 | AN | 8104303
heatpump_load_220342903 |  | 0 | 0 | 0 | 0 | 0 | 0 | 0 | 0 | 0 | 0.19 | 81.59745471689813 | 191.54409517914803 | OPTIMIZED | INSTALLED |  |  | node_1373474_309_15314809_009 | AN | 8104303
heatpump_load_220342904 |  | 0 | 0 | 0 | 0 | 0 | 0 | 0 | 0 | 0 | 0.19 | 92.43864392666501 | 216.9930387655746 | OPTIMIZED | INSTALLED |  |  | node_1373422_404_15315227_418 | AN | 8104303
heatpump_load_220342905 |  | 0 | 0 | 0 | 0 | 0 | 0 | 0 | 0 | 0 | 0.19 | 1100.4340199809624 | 2583.1892901240076 | OPTIMIZED | INSTALLED |  |  | node_1373282_054_15315928_575 | AN | 8104303
heatpump_load_220342906 |  | 0 | 0 | 0 | 0 | 0 | 0 | 0 | 0 | 0 | 0.19 | 108.35286999112449 | 254.35056031945598 | OPTIMIZED | INSTALLED |  |  | node_1373362_074_15316409_046 | AN | 8104303
heatpump_load_220342907 |  | 0 | 0 | 0 | 0 | 0 | 0 | 0 | 0 | 0 | 0.19 | 174.6425073896974 | 409.9606082790248 | OPTIMIZED | INSTALLED |  |  | node_1373286_301_15316600_721 | AN | 8104303
heatpump_load_220342908 |  | 0 | 0 | 0 | 0 | 0 | 0 | 0 | 0 | 0 | 0.19 | 246.38964990904782 | 578.3819252473132 | OPTIMIZED | INSTALLED |  |  | node_1373771_604_15316597_399 | AN | 8104303
heatpump_load_220342909 |  | 0 | 0 | 0 | 0 | 0 | 0 | 0 | 0 | 0 | 0.19 | 13.178074041448852 | 30.934527606420314 | OPTIMIZED | INSTALLED |  |  | node_1373794_285_15316870_099 | AN | 8104303
heatpump_load_220342910 |  | 0 | 0 | 0 | 0 | 0 | 0 | 0 | 0 | 0 | 0.19 | 93.97682078125867 | 220.60380293063378 | OPTIMIZED | INSTALLED |  |  | node_1373349_383_15316807_09 | AN | 8104303
heatpump_load_220342912 |  | 0 | 0 | 0 | 0 | 0 | 0 | 0 | 0 | 0 | 0.19 | 0 | 0 | OPTIMIZED | INSTALLED |  |  | node_1373227_869_15317303_238 | AN | 8104303
heatpump_load_220342930 |  | 0 | 0 | 0 | 0 | 0 | 0 | 0 | 0 | 0 | 0.19 | 658.9026605058565 | 1546.726380321016 | OPTIMIZED | INSTALLED |  |  | node_1371695_483_15314489_741 | AN | 8104303
heatpump_load_220342931 |  | 0 | 0 | 0 | 0 | 0 | 0 | 0 | 0 | 0 | 0.19 | 140.16656659340742 | 329.0308845410161 | OPTIMIZED | INSTALLED |  |  | node_1370589_673_15315203_543 | AN | 8104303
heatpump_load_220342932 |  | 0 | 0 | 0 | 0 | 0 | 0 | 0 | 0 | 0 | 0.19 | 153.4777441648351 | 360.27788212325885 | OPTIMIZED | INSTALLED |  |  | node_1370477_21_15314416_134 | AN | 8104303
heatpump_load_220342933 |  | 0 | 0 | 0 | 0 | 0 | 0 | 0 | 0 | 0 | 0.19 | 231.2149361207014 | 542.7603480035564 | OPTIMIZED | INSTALLED |  |  | node_1370235_575_15314401_663 | AN | 8104303
heatpump_load_220342934 |  | 0 | 0 | 0 | 0 | 0 | 0 | 0 | 0 | 0 | 0.19 | 160.13331125124503 | 375.90138091438024 | OPTIMIZED | INSTALLED |  |  | node_1369929_125_15314385_378 | AN | 8104303
heatpump_load_220342935 |  | 0 | 0 | 0 | 0 | 0 | 0 | 0 | 0 | 0 | 0.19 | 228.68583885528085 | 536.8234184629304 | OPTIMIZED | INSTALLED |  |  | node_1369635_865_15314369_637 | AN | 8104303
heatpump_load_220342936 |  | 0 | 0 | 0 | 0 | 0 | 0 | 0 | 0 | 0 | 0.19 | 284.99206052632724 | 668.9982182358173 | OPTIMIZED | INSTALLED |  |  | node_1369355_741_15314359_045 | AN | 8104303
heatpump_load_220342937 |  | 0 | 0 | 0 | 0 | 0 | 0 | 0 | 0 | 0 | 0.19 | 238.53606425561313 | 559.94619667379 | OPTIMIZED | INSTALLED |  |  | node_1369173_031_15314345_707 | AN | 8104303
heatpump_load_220342938 |  | 0 | 0 | 0 | 0 | 0 | 0 | 0 | 0 | 0 | 0.19 | 148.41950623538628 | 348.4040230420066 | OPTIMIZED | INSTALLED |  |  | node_1372974_009_15317473_85 | AN | 8104303
heatpump_load_220342939 |  | 0 | 0 | 0 | 0 | 0 | 0 | 0 | 0 | 0 | 0.19 | 94.64238182976044 | 222.1661528097459 | OPTIMIZED | INSTALLED |  |  | node_1369219_122_15319826_888 | AN | 8104303
heatpump_load_220342940 |  | 0 | 0 | 0 | 0 | 0 | 0 | 0 | 0 | 0 | 0.19 | 79.20141758284866 | 185.91963561434434 | OPTIMIZED | INSTALLED |  |  | node_1368624_284_15320396_843 | AN | 8104303
heatpump_load_220342941 |  | 0 | 0 | 0 | 0 | 0 | 0 | 0 | 0 | 0 | 0.19 | 93.57751019132225 | 219.66639300316652 | OPTIMIZED | INSTALLED |  |  | node_1368539_232_15320965_082 | AN | 8104303
heatpump_load_220342942 |  | 0 | 0 | 0 | 0 | 0 | 0 | 0 | 0 | 0 | 0.19 | 95.17483934828341 | 223.41603271303563 | OPTIMIZED | INSTALLED |  |  | node_1368391_635_15321314_755 | AN | 8104303
heatpump_load_220342943 |  | 0 | 0 | 0 | 0 | 0 | 0 | 0 | 0 | 0 | 0.19 | 0 | 0 | OPTIMIZED | INSTALLED |  |  | node_1368259_697_15321757_161 | AN | 8104303
heatpump_load_220342944 |  | 0 | 0 | 0 | 0 | 0 | 0 | 0 | 0 | 0 | 0.19 | 149.7506283323898 | 351.5287228002309 | OPTIMIZED | INSTALLED |  |  | node_1368156_54_15321963_865 | AN | 8104303
heatpump_load_220342945 |  | 0 | 0 | 0 | 0 | 0 | 0 | 0 | 0 | 0 | 0.19 | 186.75566639410036 | 438.39537607886575 | OPTIMIZED | INSTALLED |  |  | node_1372609_569_15317727_754 | AN | 8104303
heatpump_load_220342952 |  | 0 | 0 | 0 | 0 | 0 | 0 | 0 | 0 | 0 | 0.19 | 27.9534338412511 | 65.61869492270976 | OPTIMIZED | INSTALLED |  |  | node_1371550_721_15318428_227 | AN | 8104303
heatpump_load_220342954 |  | 0 | 0 | 0 | 0 | 0 | 0 | 0 | 0 | 0 | 0.19 | 209.38461184733728 | 491.51527196867835 | OPTIMIZED | INSTALLED |  |  | node_1371150_263_15318722_249 | AN | 8104303
heatpump_load_220342955 |  | 0 | 0 | 0 | 0 | 0 | 0 | 0 | 0 | 0 | 0.19 | 214.4428931753938 | 503.38913104993065 | OPTIMIZED | INSTALLED |  |  | node_1370960_682_15318813 | AN | 8104303
heatpump_load_220344236 |  | 0 | 0 | 0 | 0 | 0 | 0 | 0 | 0 | 0 | 0.19 | 5916.073471698207 | 13887.554524395382 | OPTIMIZED | INSTALLED |  |  | node_1380517_731_15309377_692 | ABCN | 8104303
heatpump_load_220344237 |  | 0 | 0 | 0 | 0 | 0 | 0 | 0 | 0 | 0 | 0.19 | 28.485891359774065 | 66.86857482599947 | OPTIMIZED | INSTALLED |  |  | node_1380492_1_15309685_381 | AN | 8104303
heatpump_load_220344238 |  | 0 | 0 | 0 | 0 | 0 | 0 | 0 | 0 | 0 | 0.19 | 431.015529627664 | 1011.7777817130201 | OPTIMIZED | INSTALLED |  |  | node_1380650_37_15309599_387 | AN | 8104303
heatpump_load_220344239 |  | 0 | 0 | 0 | 0 | 0 | 0 | 0 | 0 | 0 | 0.19 | 5398.416961552224 | 12672.39342051095 | OPTIMIZED | INSTALLED |  |  | node_1380865_448_15309419_862 | ABCN | 8104303
heatpump_load_220344443 |  | 0 | 0 | 0 | 0 | 0 | 0 | 0 | 0 | 0 | 0.19 | 5030.023062394447 | 11807.615446377888 | OPTIMIZED | INSTALLED |  |  | node_1378330_587_15312079_206 | ABCN | 8104303
heatpump_load_220344481 |  | 0 | 0 | 0 | 0 | 0 | 0 | 0 | 0 | 0 | 0.19 | 59.23467292501105 | 139.04913924098022 | OPTIMIZED | INSTALLED |  |  | node_1379012_605_15310677_836 | AN | 8104303
heatpump_load_220344482 |  | 0 | 0 | 0 | 0 | 0 | 0 | 0 | 0 | 0 | 0.19 | 36.9754402112229 | 86.79721550622985 | OPTIMIZED | INSTALLED |  |  | node_1378907_215_15310972_782 | AN | 8104303
heatpump_load_220344483 |  | 0 | 0 | 0 | 0 | 0 | 0 | 0 | 0 | 0 | 0.19 | 36.9754402112229 | 86.79721550622985 | OPTIMIZED | INSTALLED |  |  | node_1378913_039_15310946_554 | AN | 8104303
heatpump_load_220344484 |  | 0 | 0 | 0 | 0 | 0 | 0 | 0 | 0 | 0 | 0.19 | 43.39439808816287 | 101.86521211811134 | OPTIMIZED | INSTALLED |  |  | node_1378966_353_15311419_028 | AN | 8104303
heatpump_load_220344485 |  | 0 | 0 | 0 | 0 | 0 | 0 | 0 | 0 | 0 | 0.19 | 800.6665996548329 | 1879.506904571901 | OPTIMIZED | INSTALLED |  |  | node_1378868_232_15311885_58 | AN | 8104303
heatpump_load_220344486 |  | 0 | 0 | 0 | 0 | 0 | 0 | 0 | 0 | 0 | 0.19 | 160.665768769768 | 377.15126081766994 | OPTIMIZED | INSTALLED |  |  | node_1378850_478_15312208_339 | AN | 8104303
heatpump_load_220344487 |  | 0 | 0 | 0 | 0 | 0 | 0 | 0 | 0 | 0 | 0.19 | 436.7393286056146 | 1025.2139906733844 | OPTIMIZED | INSTALLED |  |  | node_1378994_524_15312300_584 | AN | 8104303
heatpump_load_220344799 |  | 0 | 0 | 0 | 0 | 0 | 0 | 0 | 0 | 0 | 0.19 | 107.68730894262272 | 252.78821044034382 | OPTIMIZED | INSTALLED |  |  | node_1370761_214_15313650_658 | AN | 8104303
heatpump_load_220344800 |  | 0 | 0 | 0 | 0 | 0 | 0 | 0 | 0 | 0 | 0.19 | 163.1948660351885 | 383.08819035829606 | OPTIMIZED | INSTALLED |  |  | node_1370768_237_15313301_74 | AN | 8104303
heatpump_load_220344801 |  | 0 | 0 | 0 | 0 | 0 | 0 | 0 | 0 | 0 | 0.19 | 98.23639413222688 | 230.60284215695148 | OPTIMIZED | INSTALLED |  |  | node_1370532_445_15313115_05 | AN | 8104303
heatpump_load_220344802 |  | 0 | 0 | 0 | 0 | 0 | 0 | 0 | 0 | 0 | 0.19 | 69.75050277245282 | 163.73426733095198 | OPTIMIZED | INSTALLED |  |  | node_1370816_575_15312734_871 | AN | 8104303
heatpump_load_220344803 |  | 0 | 0 | 0 | 0 | 0 | 0 | 0 | 0 | 0 | 0.19 | 353.01208721323235 | 828.6703758810776 | OPTIMIZED | INSTALLED |  |  | node_1370816_643_15312584_139 | AN | 8104303
heatpump_load_220345749 |  | 0 | 0 | 0 | 0 | 0 | 0 | 0 | 0 | 0 | 0.19 | 327.58779403600954 | 768.9886104989939 | OPTIMIZED | INSTALLED |  |  | node_1374433_831_15308696_023 | AN | 8104303
heatpump_load_220345750 |  | 0 | 0 | 0 | 0 | 0 | 0 | 0 | 0 | 0 | 0.19 | 300.2998778446524 | 704.9322654553964 | OPTIMIZED | INSTALLED |  |  | node_1374324_276_15308890_738 | AN | 8104303
heatpump_load_220345751 |  | 0 | 0 | 0 | 0 | 0 | 0 | 0 | 0 | 0 | 0.19 | 95.441046408241 | 224.04097266468045 | OPTIMIZED | INSTALLED |  |  | node_1374369_571_15309137_604 | AN | 8104303
heatpump_load_220345753 |  | 0 | 0 | 0 | 0 | 0 | 0 | 0 | 0 | 0 | 0.19 | 507.6878499450921 | 1191.7604877867384 | OPTIMIZED | INSTALLED |  |  | node_1374157_728_15309630_426 | AN | 8104303
heatpump_load_220345754 |  | 0 | 0 | 0 | 0 | 0 | 0 | 0 | 0 | 0 | 0.19 | 203.79395979797326 | 478.39153298413646 | OPTIMIZED | INSTALLED |  |  | node_1374195_554_15310055_468 | AN | 8104303
heatpump_load_220345755 |  | 0 | 0 | 0 | 0 | 0 | 0 | 0 | 0 | 0 | 0.19 | 2.2628902054629183 | 5.311989588981267 | OPTIMIZED | INSTALLED |  |  | node_1373939_147_15310352_828 | AN | 8104303
heatpump_load_220345757 |  | 0 | 0 | 0 | 0 | 0 | 0 | 0 | 0 | 0 | 0.19 | 100.63238786766863 | 236.22730172175514 | OPTIMIZED | INSTALLED |  |  | node_1373973_17_15310952_345 | AN | 8104303
heatpump_load_220345758 |  | 0 | 0 | 0 | 0 | 0 | 0 | 0 | 0 | 0 | 0.19 | 109.68399208812804 | 257.4752600776802 | OPTIMIZED | INSTALLED |  |  | node_1373890_346_15311150_396 | AN | 8104303
heatpump_load_220345761 |  | 0 | 0 | 0 | 0 | 0 | 0 | 0 | 0 | 0 | 0.19 | 611.5149395252907 | 1435.4870689282318 | OPTIMIZED | INSTALLED |  |  | node_1373705_443_15311609_469 | AN | 8104303
heatpump_load_220345762 |  | 0 | 0 | 0 | 0 | 0 | 0 | 0 | 0 | 0 | 0.19 | 39.00172120721584 | 91.55370291597123 | OPTIMIZED | INSTALLED |  |  | node_1373624_673_15312152_021 | AN | 8104303
heatpump_load_220345763 |  | 0 | 0 | 0 | 0 | 0 | 0 | 0 | 0 | 0 | 0.19 | 216.3064293923126 | 507.7637107114446 | OPTIMIZED | INSTALLED |  |  | node_1373515_639_15312193_833 | AN | 8104303
heatpump_load_220345764 |  | 0 | 0 | 0 | 0 | 0 | 0 | 0 | 0 | 0 | 0.19 | 289.7840479972107 | 680.2471373654245 | OPTIMIZED | INSTALLED |  |  | node_1373560_18_15312345_248 | AN | 8104303
heatpump_load_220345765 |  | 0 | 0 | 0 | 0 | 0 | 0 | 0 | 0 | 0 | 0.19 | 201.79727665246793 | 473.7044833468001 | OPTIMIZED | INSTALLED |  |  | node_1373456_233_15313072_092 | AN | 8104303
heatpump_load_220345766 |  | 0 | 0 | 0 | 0 | 0 | 0 | 0 | 0 | 0 | 0.19 | 161.59753687822737 | 379.33855064842686 | OPTIMIZED | INSTALLED |  |  | node_1373407_32_15313658_057 | AN | 8104303
heatpump_load_220345771 |  | 0 | 0 | 0 | 0 | 0 | 0 | 0 | 0 | 0 | 0.19 | 116.20645564455918 | 272.78628889297914 | OPTIMIZED | INSTALLED |  |  | node_1373258_037_15314420_954 | AN | 8104303
heatpump_load_220345772 |  | 0 | 0 | 0 | 0 | 0 | 0 | 0 | 0 | 0 | 0.19 | 66.15649046998637 | 155.29757798374644 | OPTIMIZED | INSTALLED |  |  | node_1372940_827_15314477_193 | AN | 8104303
heatpump_load_220345773 |  | 0 | 0 | 0 | 0 | 0 | 0 | 0 | 0 | 0 | 0.19 | 204.7257279064326 | 480.57882281489344 | OPTIMIZED | INSTALLED |  |  | node_1372617_139_15314402_625 | AN | 8104303
heatpump_load_220345774 |  | 0 | 0 | 0 | 0 | 0 | 0 | 0 | 0 | 0 | 0.19 | 75.3411982204246 | 176.85800631549392 | OPTIMIZED | INSTALLED |  |  | node_1371566_543_15314158_104 | AN | 8104303
heatpump_load_220345775 |  | 0 | 0 | 0 | 0 | 0 | 0 | 0 | 0 | 0 | 0.19 | 325.3248604319388 | 763.6766209100126 | OPTIMIZED | INSTALLED |  |  | node_1371627_827_15313778_833 | AN | 8104303
heatpump_load_220346864 |  | 0 | 0 | 0 | 0 | 0 | 0 | 0 | 0 | 0 | 0.19 | 841.7981075375328 | 1976.0601271010314 | OPTIMIZED | INSTALLED |  |  | node_1376991_019_15305740_554 | AN | 8104303
heatpump_load_220346865 |  | 0 | 0 | 0 | 0 | 0 | 0 | 0 | 0 | 0 | 0.19 | 669.5515938832772 | 1571.7239783868101 | OPTIMIZED | INSTALLED |  |  | node_1377188_282_15306212_442 | AN | 8104303
heatpump_load_220346867 |  | 0 | 0 | 0 | 0 | 0 | 0 | 0 | 0 | 0 | 0.19 | 2011.5832763024036 | 4722.046274628523 | OPTIMIZED | INSTALLED |  |  | node_1376946_39_15306679_352 | AN | 8104303
heatpump_load_220346869 |  | 0 | 0 | 0 | 0 | 0 | 0 | 0 | 0 | 0 | 0.19 | 566.2569618216015 | 1329.2472771486061 | OPTIMIZED | INSTALLED |  |  | node_1379577_464_15309007_142 | AN | 8104303
heatpump_load_220346870 |  | 0 | 0 | 0 | 0 | 0 | 0 | 0 | 0 | 0 | 0.19 | 665.0258134723513 | 1561.0999992088475 | OPTIMIZED | INSTALLED |  |  | node_1379724_901_15309349_209 | AN | 8104303
heatpump_load_220346871 |  | 0 | 0 | 0 | 0 | 0 | 0 | 0 | 0 | 0 | 0.19 | 701.7646444741042 | 1647.3417125358376 | OPTIMIZED | INSTALLED |  |  | node_1379731_451_15309539_118 | AN | 8104303
heatpump_load_220346872 |  | 0 | 0 | 0 | 0 | 0 | 0 | 0 | 0 | 0 | 0.19 | 293.2449567696983 | 688.3713567368077 | OPTIMIZED | INSTALLED |  |  | node_1379500_461_15309663_783 | AN | 8104303
heatpump_load_220346873 |  | 0 | 0 | 0 | 0 | 0 | 0 | 0 | 0 | 0 | 0.19 | 469.4847933163569 | 1102.0816047257017 | OPTIMIZED | INSTALLED |  |  | node_1379370_721_15309405_789 | AN | 8104303
heatpump_load_220346878 |  | 0 | 0 | 0 | 0 | 0 | 0 | 0 | 0 | 0 | 0.19 | 415.44146185077346 | 975.2187945417961 | OPTIMIZED | INSTALLED |  |  | node_1377226_211_15308086_519 | AN | 8104303
heatpump_load_220346879 |  | 0 | 0 | 0 | 0 | 0 | 0 | 0 | 0 | 0 | 0.19 | 443.7054995277136 | 1041.566586074758 | OPTIMIZED | INSTALLED |  |  | node_1377217_093_15307666_687 | AN | 8104303
heatpump_load_220346881 |  | 0 | 0 | 0 | 0 | 0 | 0 | 0 | 0 | 0 | 0.19 | 406.73005931649067 | 954.7693705685282 | OPTIMIZED | INSTALLED |  |  | node_1376559_836_15307502_706 | AN | 8104303
heatpump_load_220346883 |  | 0 | 0 | 0 | 0 | 0 | 0 | 0 | 0 | 0 | 0.19 | 686.4567837571713 | 1611.4076653162585 | OPTIMIZED | INSTALLED |  |  | node_1376692_002_15307162_867 | AN | 8104303
heatpump_load_220346885 |  | 0 | 0 | 0 | 0 | 0 | 0 | 0 | 0 | 0 | 0.19 | 66.82205151848814 | 156.8599278628586 | OPTIMIZED | INSTALLED |  |  | node_1376820_041_15307936_871 | AN | 8104303
heatpump_load_220346886 |  | 0 | 0 | 0 | 0 | 0 | 0 | 0 | 0 | 0 | 0.19 | 207.65417916039732 | 487.45316228298685 | OPTIMIZED | INSTALLED |  |  | node_1377275_442_15307883_051 | AN | 8104303
heatpump_load_220346887 |  | 0 | 0 | 0 | 0 | 0 | 0 | 0 | 0 | 0 | 0.19 | 36.9754402112229 | 86.79721550622985 | OPTIMIZED | INSTALLED |  |  | node_1376962_419_15307808_072 | AN | 8104303
heatpump_load_220346888 |  | 0 | 0 | 0 | 0 | 0 | 0 | 0 | 0 | 0 | 0.19 | 36.9754402112229 | 86.79721550622985 | OPTIMIZED | INSTALLED |  |  | node_1376834_206_15307708_508 | AN | 8104303
heatpump_load_220346889 |  | 0 | 0 | 0 | 0 | 0 | 0 | 0 | 0 | 0 | 0.19 | 55.4632037154421 | 130.19582325934476 | OPTIMIZED | INSTALLED |  |  | node_1376802_608_15307605_853 | AN | 8104303
heatpump_load_220346890 |  | 0 | 0 | 0 | 0 | 0 | 0 | 0 | 0 | 0 | 0.19 | 203.36500795894145 | 477.3846852842641 | OPTIMIZED | INSTALLED |  |  | node_1376931_413_15307425_366 | AN | 8104303
heatpump_load_220346891 |  | 0 | 0 | 0 | 0 | 0 | 0 | 0 | 0 | 0 | 0.19 | 175.9735860880932 | 413.08530803724904 | OPTIMIZED | INSTALLED |  |  | node_1378991_966_15309626_604 | AN | 8104303
heatpump_load_220346892 |  | 0 | 0 | 0 | 0 | 0 | 0 | 0 | 0 | 0 | 0.19 | 413.7110291638335 | 971.1566848561046 | OPTIMIZED | INSTALLED |  |  | node_1378475_759_15309505_178 | AN | 8104303
heatpump_load_220346893 |  | 0 | 0 | 0 | 0 | 0 | 0 | 0 | 0 | 0 | 0.19 | 429.2850969407241 | 1007.7156720273285 | OPTIMIZED | INSTALLED |  |  | node_1378321_881_15309566_256 | AN | 8104303
heatpump_load_220346894 |  | 0 | 0 | 0 | 0 | 0 | 0 | 0 | 0 | 0 | 0.19 | 528.5863627113891 | 1240.8182739908596 | OPTIMIZED | INSTALLED |  |  | node_1378018_742_15309497_237 | AN | 8104303
heatpump_load_220346895 |  | 0 | 0 | 0 | 0 | 0 | 0 | 0 | 0 | 0 | 0.19 | 463.09543328990463 | 1087.0830458862251 | OPTIMIZED | INSTALLED |  |  | node_1377727_795_15309532_043 | AN | 8104303
heatpump_load_220346896 |  | 0 | 0 | 0 | 0 | 0 | 0 | 0 | 0 | 0 | 0.19 | 433.67777382167117 | 1018.0271812294685 | OPTIMIZED | INSTALLED |  |  | node_1377660_417_15309461_272 | AN | 8104303
heatpump_load_220346897 |  | 0 | 0 | 0 | 0 | 0 | 0 | 0 | 0 | 0 | 0.19 | 891.9811762420845 | 2093.861307986086 | OPTIMIZED | INSTALLED |  |  | node_1377764_749_15309776_292 | AN | 8104303
heatpump_load_220346898 |  | 0 | 0 | 0 | 0 | 0 | 0 | 0 | 0 | 0 | 0.19 | 560.400059313672 | 1315.4985982124194 | OPTIMIZED | INSTALLED |  |  | node_1378795_81_15309659_227 | AN | 8104303
heatpump_load_220346899 |  | 0 | 0 | 0 | 0 | 0 | 0 | 0 | 0 | 0 | 0.19 | 362.06369143369176 | 849.9183342370027 | OPTIMIZED | INSTALLED |  |  | node_1378488_187_15309867_671 | AN | 8104303
heatpump_load_220346913 |  | 0 | 0 | 0 | 0 | 0 | 0 | 0 | 0 | 0 | 0.19 | 713.7446999485284 | 1675.464010359856 | OPTIMIZED | INSTALLED |  |  | node_1378513_806_15309270_334 | AN | 8104303
heatpump_load_220346914 |  | 0 | 0 | 0 | 0 | 0 | 0 | 0 | 0 | 0 | 0.19 | 590.3501763004285 | 1385.8043427724658 | OPTIMIZED | INSTALLED |  |  | node_1378269_497_15308869_89 | AN | 8104303
heatpump_load_220346915 |  | 0 | 0 | 0 | 0 | 0 | 0 | 0 | 0 | 0 | 0.19 | 820.6333443126705 | 1926.377400945265 | OPTIMIZED | INSTALLED |  |  | node_1377988_642_15308465_629 | AN | 8104303
heatpump_load_220346916 |  | 0 | 0 | 0 | 0 | 0 | 0 | 0 | 0 | 0 | 0.19 | 721.8644926619206 | 1694.524678885024 | OPTIMIZED | INSTALLED |  |  | node_1379430_413_15308409_803 | AN | 8104303
heatpump_load_220346917 |  | 0 | 0 | 0 | 0 | 0 | 0 | 0 | 0 | 0 | 0.19 | 1062.0978598222482 | 2493.1979370871486 | OPTIMIZED | INSTALLED |  |  | node_1379558_922_15308782_761 | AN | 8104303
heatpump_load_220346918 |  | 0 | 0 | 0 | 0 | 0 | 0 | 0 | 0 | 0 | 0.19 | 598.336865483842 | 1404.5525413218113 | OPTIMIZED | INSTALLED |  |  | node_1377755_283_15308756_745 | AN | 8104303
heatpump_load_220347392 |  | 0 | 0 | 0 | 0 | 0 | 0 | 0 | 0 | 0 | 0.19 | 464.95901290543105 | 1091.457625547739 | OPTIMIZED | INSTALLED |  |  | node_1376853_564_15305361_83 | AN | 8104303
heatpump_load_220347393 |  | 0 | 0 | 0 | 0 | 0 | 0 | 0 | 0 | 0 | 0.19 | 138.83544449640388 | 325.90618478279185 | OPTIMIZED | INSTALLED |  |  | node_1377217_652_15305830_031 | AN | 8104303
heatpump_load_220347394 |  | 0 | 0 | 0 | 0 | 0 | 0 | 0 | 0 | 0 | 0.19 | 296.5727620122072 | 696.1831061323684 | OPTIMIZED | INSTALLED |  |  | node_1377423_132_15306329_094 | AN | 8104303
heatpump_load_220347395 |  | 0 | 0 | 0 | 0 | 0 | 0 | 0 | 0 | 0 | 0.19 | 565.9907547616438 | 1328.6223371969616 | OPTIMIZED | INSTALLED |  |  | node_1377603_79_15306923_991 | AN | 8104303
heatpump_load_220347396 |  | 0 | 0 | 0 | 0 | 0 | 0 | 0 | 0 | 0 | 0.19 | 343.02871488431356 | 805.2351276943956 | OPTIMIZED | INSTALLED |  |  | node_1377657_025_15307052_006 | AN | 8104303
heatpump_load_220347397 |  | 0 | 0 | 0 | 0 | 0 | 0 | 0 | 0 | 0 | 0.19 | 57.10488624952694 | 134.0496196278214 | OPTIMIZED | INSTALLED |  |  | node_1377789_727_15307377_236 | AN | 8104303
heatpump_load_220347398 |  | 0 | 0 | 0 | 0 | 0 | 0 | 0 | 0 | 0 | 0.19 | 735.9743348118288 | 1727.6464963222015 | OPTIMIZED | INSTALLED |  |  | node_1377883_315_15307755_139 | AN | 8104303
heatpump_load_220347400 |  | 0 | 0 | 0 | 0 | 0 | 0 | 0 | 0 | 0 | 0.19 | 124.99185280506101 | 293.4093072972594 | OPTIMIZED | INSTALLED |  |  | node_1378153_833_15308261_392 | AN | 8104303
heatpump_load_220347401 |  | 0 | 0 | 0 | 0 | 0 | 0 | 0 | 0 | 0 | 0.19 | 151.08170703078562 | 354.65342255845513 | OPTIMIZED | INSTALLED |  |  | node_1378278_459_15308436_204 | AN | 8104303
heatpump_load_220347402 |  | 0 | 0 | 0 | 0 | 0 | 0 | 0 | 0 | 0 | 0.19 | 406.389857630314 | 953.9708361858709 | OPTIMIZED | INSTALLED |  |  | node_1378433_902_15308631_339 | AN | 8104303
heatpump_load_220347403 |  | 0 | 0 | 0 | 0 | 0 | 0 | 0 | 0 | 0 | 0.19 | 729.7180783153553 | 1712.9604074585475 | OPTIMIZED | INSTALLED |  |  | node_1378627_067_15308871_504 | AN | 8104303
heatpump_load_220347404 |  | 0 | 0 | 0 | 0 | 0 | 0 | 0 | 0 | 0 | 0.19 | 575.8410235605838 | 1351.7451154078212 | OPTIMIZED | INSTALLED |  |  | node_1378964_039_15309040_817 | AN | 8104303
heatpump_load_220347405 |  | 0 | 0 | 0 | 0 | 0 | 0 | 0 | 0 | 0 | 0.19 | 251.18168077853898 | 589.6308443769205 | OPTIMIZED | INSTALLED |  |  | node_1379138_359_15309356_6 | AN | 8104303
heatpump_load_220347406 |  | 0 | 0 | 0 | 0 | 0 | 0 | 0 | 0 | 0 | 0.19 | 83.19478387385928 | 195.29373488901717 | OPTIMIZED | INSTALLED |  |  | node_1379134_583_15309616_732 | AN | 8104303
heatpump_load_220347407 |  | 0 | 0 | 0 | 0 | 0 | 0 | 0 | 0 | 0 | 0.19 | 441.5313594751058 | 1036.4629098029918 | OPTIMIZED | INSTALLED |  |  | node_1379072_011_15309841_021 | AN | 8104303
heatpump_load_220347486 |  | 0 | 0 | 0 | 0 | 0 | 0 | 0 | 0 | 0 | 0.19 | 2558.5390545146697 | 6005.985405282878 | OPTIMIZED | INSTALLED |  |  | node_1376612_208_15305239_348 | AN | 8104303
heatpump_load_220347555 |  | 0 | 0 | 0 | 0 | 0 | 0 | 0 | 0 | 0 | 0.19 | 754.07749985414 | 1770.1424130340515 | OPTIMIZED | INSTALLED |  |  | node_1377253_157_15306634_86 | AN | 8104303
heatpump_load_220347556 |  | 0 | 0 | 0 | 0 | 0 | 0 | 0 | 0 | 0 | 0.19 | 349.8174288993101 | 821.1710964613393 | OPTIMIZED | INSTALLED |  |  | node_1379468_756_15309947_204 | AN | 8104303
heatpump_load_220347557 |  | 0 | 0 | 0 | 0 | 0 | 0 | 0 | 0 | 0 | 0.19 | 453.51141494952986 | 1064.5852076270105 | OPTIMIZED | INSTALLED |  |  | node_1379715_741_15310011_409 | AN | 8104303
heatpump_load_220347558 |  | 0 | 0 | 0 | 0 | 0 | 0 | 0 | 0 | 0 | 0.19 | 205.65749601489202 | 482.7661126456505 | OPTIMIZED | INSTALLED |  |  | node_1380074_582_15309761_702 | AN | 8104303
heatpump_load_220347559 |  | 0 | 0 | 0 | 0 | 0 | 0 | 0 | 0 | 0 | 0.19 | 49.30060141449978 | 115.7296351411757 | OPTIMIZED | INSTALLED |  |  | node_1380162_367_15309698_63 | BN | 8104303
heatpump_load_220347560 |  | 0 | 0 | 0 | 0 | 0 | 0 | 0 | 0 | 0 | 0.19 | 49.30060141449978 | 115.7296351411757 | OPTIMIZED | INSTALLED |  |  | node_1380171_746_15309691_91 | CN | 8104303
heatpump_load_220347561 |  | 0 | 0 | 0 | 0 | 0 | 0 | 0 | 0 | 0 | 0.19 | 49.30060141449978 | 115.7296351411757 | OPTIMIZED | INSTALLED |  |  | node_1380152_618_15309705_711 | AN | 8104303
heatpump_load_220347562 |  | 0 | 0 | 0 | 0 | 0 | 0 | 0 | 0 | 0 | 0.19 | 185.8238548870332 | 436.2080862481087 | OPTIMIZED | INSTALLED |  |  | node_1380245_261_15309400_059 | AN | 8104303
heatpump_load_220347622 |  | 0 | 0 | 0 | 0 | 0 | 0 | 0 | 0 | 0 | 0.19 | 1159.402485846016 | 2721.6134894133434 | OPTIMIZED | INSTALLED |  |  | node_1379001_666_15308839_37 | AN | 8104303
heatpump_load_220347623 |  | 0 | 0 | 0 | 0 | 0 | 0 | 0 | 0 | 0 | 0.19 | 887.5884993611375 | 2083.5497987839462 | OPTIMIZED | INSTALLED |  |  | node_1378773_336_15308670_465 | AN | 8104303
heatpump_load_220347624 |  | 0 | 0 | 0 | 0 | 0 | 0 | 0 | 0 | 0 | 0.19 | 361.6643808437554 | 848.9809243095355 | OPTIMIZED | INSTALLED |  |  | node_1379030_271_15308467_372 | AN | 8104303
heatpump_load_220347625 |  | 0 | 0 | 0 | 0 | 0 | 0 | 0 | 0 | 0 | 0.19 | 673.411856644309 | 1580.7856076856606 | OPTIMIZED | INSTALLED |  |  | node_1378885_354_15308350_751 | AN | 8104303
heatpump_load_220347649 |  | 0 | 0 | 0 | 0 | 0 | 0 | 0 | 0 | 0 | 0.19 | 924.9928914113921 | 2171.3538619900482 | OPTIMIZED | INSTALLED |  |  | node_1379236_548_15309011_244 | AN | 8104303
heatpump_load_220347650 |  | 0 | 0 | 0 | 0 | 0 | 0 | 0 | 0 | 0 | 0.19 | 480.0006231637986 | 1126.7667328156733 | OPTIMIZED | INSTALLED |  |  | node_1379251_385_15309268_825 | AN | 8104303
heatpump_load_220347651 |  | 0 | 0 | 0 | 0 | 0 | 0 | 0 | 0 | 0 | 0.19 | 1123.063008832807 | 2636.3091860138206 | OPTIMIZED | INSTALLED |  |  | node_1378658_979_15308346_788 | AN | 8104303
heatpump_load_220347652 |  | 0 | 0 | 0 | 0 | 0 | 0 | 0 | 0 | 0 | 0.19 | 201.3979226639238 | 472.76707341933275 | OPTIMIZED | INSTALLED |  |  | node_1377559_96_15307573_416 | AN | 8104303
heatpump_load_220347653 |  | 0 | 0 | 0 | 0 | 0 | 0 | 0 | 0 | 0 | 0.19 | 905.0261033549467 | 2124.4833656166843 | OPTIMIZED | INSTALLED |  |  | node_1377390_364_15307392_659 | AN | 8104303
heatpump_load_220347654 |  | 0 | 0 | 0 | 0 | 0 | 0 | 0 | 0 | 0 | 0.19 | 770.9826897280341 | 1809.8260999635 | OPTIMIZED | INSTALLED |  |  | node_1377197_771_15307023_676 | AN | 8104303
heatpump_load_220347655 |  | 0 | 0 | 0 | 0 | 0 | 0 | 0 | 0 | 0 | 0.19 | 429.5513040006817 | 1008.3406119789735 | OPTIMIZED | INSTALLED |  |  | node_1375877_45_15305916_818 | AN | 8104303
heatpump_load_220347656 |  | 0 | 0 | 0 | 0 | 0 | 0 | 0 | 0 | 0 | 0.19 | 219.90044169477906 | 516.2004000586502 | OPTIMIZED | INSTALLED |  |  | node_1375808_442_15305703_406 | AN | 8104303
heatpump_load_220347657 |  | 0 | 0 | 0 | 0 | 0 | 0 | 0 | 0 | 0 | 0.19 | 360.3332587467518 | 845.8562245513112 | OPTIMIZED | INSTALLED |  |  | node_1375793_669_15305534_071 | AN | 8104303
heatpump_load_220347716 |  | 0 | 0 | 0 | 0 | 0 | 0 | 0 | 0 | 0 | 0.19 | 294.8423293252672 | 692.1209964466768 | OPTIMIZED | INSTALLED |  |  | node_1375379_926_15307157_853 | AN | 8104303
heatpump_load_220347717 |  | 0 | 0 | 0 | 0 | 0 | 0 | 0 | 0 | 0 | 0.19 | 217.7706550192949 | 511.20088044549135 | OPTIMIZED | INSTALLED |  |  | node_1375236_833_15307353_548 | AN | 8104303
heatpump_load_220347718 |  | 0 | 0 | 0 | 0 | 0 | 0 | 0 | 0 | 0 | 0.19 | 735.7080843532635 | 1727.0215563705565 | OPTIMIZED | INSTALLED |  |  | node_1375247_245_15307544_856 | AN | 8104303
heatpump_load_220347720 |  | 0 | 0 | 0 | 0 | 0 | 0 | 0 | 0 | 0 | 0.19 | 556.8060470112056 | 1307.0619088652138 | OPTIMIZED | INSTALLED |  |  | node_1374860_422_15307762_876 | AN | 8104303
heatpump_load_220347721 |  | 0 | 0 | 0 | 0 | 0 | 0 | 0 | 0 | 0 | 0.19 | 0 | 0 | OPTIMIZED | INSTALLED |  |  | node_1374810_314_15307972_096 | AN | 8104303
heatpump_load_220347722 |  | 0 | 0 | 0 | 0 | 0 | 0 | 0 | 0 | 0 | 0.19 | 84.25965551229746 | 197.7934946955966 | OPTIMIZED | INSTALLED |  |  | node_1374675_262_15308272_462 | AN | 8104303
heatpump_load_220347723 |  | 0 | 0 | 0 | 0 | 0 | 0 | 0 | 0 | 0 | 0.19 | 281.66425528381836 | 661.1864688402566 | OPTIMIZED | INSTALLED |  |  | node_1374510_836_15308470_044 | AN | 8104303
heatpump_load_220347737 |  | 0 | 0 | 0 | 0 | 0 | 0 | 0 | 0 | 0 | 0.19 | 517.6564233487672 | 1215.161017087218 | OPTIMIZED | INSTALLED |  |  | node_1378848_727_15307883_114 | AN | 8104303
heatpump_load_220347738 |  | 0 | 0 | 0 | 0 | 0 | 0 | 0 | 0 | 0 | 0.19 | 517.6564233487672 | 1215.161017087218 | OPTIMIZED | INSTALLED |  |  | node_1378845_989_15307909_461 | BN | 8104303
heatpump_load_220347739 |  | 0 | 0 | 0 | 0 | 0 | 0 | 0 | 0 | 0 | 0.19 | 517.6564233487672 | 1215.161017087218 | OPTIMIZED | INSTALLED |  |  | node_1378846_292_15307856_666 | CN | 8104303
heatpump_load_220440802 |  | 0 | 0 | 0 | 0 | 0 | 0 | 0 | 0 | 0 | 0.19 | 64.82536837298282 | 152.17287822552217 | OPTIMIZED | INSTALLED |  |  | node_1379040_276_15310223_631 | AN | 8104303
heatpump_load_220521269 |  | 0 | 0 | 0 | 0 | 0 | 0 | 0 | 0 | 0 | 0.19 | 397.4714003384411 | 933.0353478057683 | OPTIMIZED | INSTALLED |  |  | node_1373618_442_15311669_281 | AN | 8104303
heatpump_load_220521849 |  | 0 | 0 | 0 | 0 | 0 | 0 | 0 | 0 | 0 | 0.19 | 0 | 0 | OPTIMIZED | INSTALLED |  |  | node_1378455_881_15310226_293 | CN | 8104303
heatpump_load_220521850 |  | 0 | 0 | 0 | 0 | 0 | 0 | 0 | 0 | 0 | 0.19 | 0 | 0 | OPTIMIZED | INSTALLED |  |  | node_1378423_96_15310255_912 | AN | 8104303
heatpump_load_220521864 |  | 0 | 0 | 0 | 0 | 0 | 0 | 0 | 0 | 0 | 0.19 | 0 | 0 | OPTIMIZED | INSTALLED |  |  | node_1378443_188_15310244_858 | BN | 8104303
heatpump_load_220523980 |  | 0 | 0 | 0 | 0 | 0 | 0 | 0 | 0 | 0 | 0.19 | 2.1297866754841146 | 4.9995196131588395 | OPTIMIZED | INSTALLED |  |  | node_1371715_359_15318330_485 | AN | 8104303
heatpump_load_220535506 |  | 0 | 0 | 0 | 0 | 0 | 0 | 0 | 0 | 0 | 0.19 | 445.25847530755107 | 1045.21206912602 | OPTIMIZED | INSTALLED |  |  | node_1373366_99_15314375_599 | AN | 8104303
heatpump_load_220543729 |  | 0 | 0 | 0 | 0 | 0 | 0 | 0 | 0 | 0 | 0.19 | 183.16165409163386 | 429.9586867316602 | OPTIMIZED | INSTALLED |  |  | node_1371987_204_15318190_201 | AN | 8104303
heatpump_load_220545133 |  | 0 | 0 | 0 | 0 | 0 | 0 | 0 | 0 | 0 | 0.19 | 188.08674509249613 | 441.52007583708996 | OPTIMIZED | INSTALLED |  |  | node_1378863_716_15312550_569 | AN | 8104303
heatpump_load_220545912 |  | 0 | 0 | 0 | 0 | 0 | 0 | 0 | 0 | 0 | 0.19 | 95.30794287826221 | 223.72850268885804 | OPTIMIZED | INSTALLED |  |  | node_1373223_593_15317005_018 | AN | 8104303
heatpump_load_220564166 |  | 0 | 0 | 0 | 0 | 0 | 0 | 0 | 0 | 0 | 0.19 | 261.56440709600196 | 614.00350249107 | OPTIMIZED | INSTALLED |  |  | node_1380359_708_15308298_928 | AN | 8104303
heatpump_load_220565325 |  | 0 | 0 | 0 | 0 | 0 | 0 | 0 | 0 | 0 | 0.19 | 99.03505871070746 | 232.47766201188603 | OPTIMIZED | INSTALLED |  |  | node_1380278_933_15309044_277 | AN | 8104303
heatpump_load_220568619 |  | 0 | 0 | 0 | 0 | 0 | 0 | 0 | 0 | 0 | 0.19 | 895.1758779546144 | 2101.3605874058244 | OPTIMIZED | INSTALLED |  |  | node_1375144_583_15307656_89 | AN | 8104303
heatpump_load_220611141 |  | 0 | 0 | 0 | 0 | 0 | 0 | 0 | 0 | 0 | 0.19 | 139.63410907488446 | 327.7810046377264 | OPTIMIZED | INSTALLED |  |  | node_1377949_465_15307929_542 | AN | 8104303
heatpump_load_220615052 |  | 0 | 0 | 0 | 0 | 0 | 0 | 0 | 0 | 0 | 0.19 | 55.7737641525234 | 130.92491986959712 | OPTIMIZED | INSTALLED |  |  | node_1373874_93_15310630_802 | AN | 8104303
heatpump_load_220619198 |  | 0 | 0 | 0 | 0 | 0 | 0 | 0 | 0 | 0 | 0.19 | 76.27296632888398 | 179.04529614625093 | OPTIMIZED | INSTALLED |  |  | node_1371398_897_15318511_299 | AN | 8104303
heatpump_load_220624895 |  | 0 | 0 | 0 | 0 | 0 | 0 | 0 | 0 | 0 | 0.19 | 207.12172164187436 | 486.20328237969716 | OPTIMIZED | INSTALLED |  |  | node_1373711_219_15311856_63 | AN | 8104303
heatpump_load_220635968 |  | 0 | 0 | 0 | 0 | 0 | 0 | 0 | 0 | 0 | 0.19 | 326.7890860589212 | 767.1137906440593 | OPTIMIZED | INSTALLED |  |  | node_1375784_955_15305421_14 | AN | 8104303
heatpump_load_220647715 |  | 0 | 0 | 0 | 0 | 0 | 0 | 0 | 0 | 0 | 0.19 | 425.2177794221022 | 998.1679783216432 | OPTIMIZED | INSTALLED |  |  | node_1376549_296_15307278_491 | AN | 8104303
heatpump_load_220647739 |  | 0 | 0 | 0 | 0 | 0 | 0 | 0 | 0 | 0 | 0.19 | 647.0705508852628 | 1518.9512713590223 | OPTIMIZED | INSTALLED |  |  | node_1376948_822_15307281_819 | AN | 8104303
heatpump_load_220647755 |  | 0 | 0 | 0 | 0 | 0 | 0 | 0 | 0 | 0 | 0.19 | 470.9490189433393 | 1105.518774459748 | OPTIMIZED | INSTALLED |  |  | node_1376541_633_15307857_545 | AN | 8104303
heatpump_load_220652158 |  | 0 | 0 | 0 | 0 | 0 | 0 | 0 | 0 | 0 | 0.19 | 240.3404481701644 | 564.1818573918862 | OPTIMIZED | INSTALLED |  |  | node_1376830_908_15308566_121 | ABCN | 8104303
heatpump_load_220653796 |  | 0 | 0 | 0 | 0 | 0 | 0 | 0 | 0 | 0 | 0.19 | 129.25142615602925 | 303.40834652357705 | OPTIMIZED | INSTALLED |  |  | node_1375594_281_15306712_308 | AN | 8104303
heatpump_load_310019468 |  | 0 | 0 | 0 | 0 | 0 | 0 | 0 | 0 | 0 | 0.19 | 24.650279007946015 | 57.86479587128398 | OPTIMIZED | INSTALLED |  |  | node_1378091_045_15310448_676 | BN | 8104303
heatpump_load_310056264 |  | 0 | 0 | 0 | 0 | 0 | 0 | 0 | 0 | 0 | 0.19 | 0 | 0 | OPTIMIZED | INSTALLED |  |  | node_1377818_297_15305975_939 | ABCN | 8104303
heatpump_load_310056265 |  | 0 | 0 | 0 | 0 | 0 | 0 | 0 | 0 | 0 | 0.19 | 12978.386154126225 | 30465.822642686675 | OPTIMIZED | INSTALLED |  |  | node_1377845_985_15305743_295 | ABCN | 8104303
heatpump_load_310061545 |  | 0 | 0 | 0 | 0 | 0 | 0 | 0 | 0 | 0 | 0.19 | 24.650279007946015 | 57.86479587128398 | OPTIMIZED | INSTALLED |  |  | node_1378068_557_15310456_733 | AN | 8104303
heatpump_load_311929245 |  | 0 | 0 | 0 | 0 | 0 | 0 | 0 | 0 | 0 | 0.19 | 262.8955291930055 | 617.1282022492943 | OPTIMIZED | INSTALLED |  |  | node_1374299_394_15309385_806 | AN | 8104303
heatpump_load_311930091 |  | 0 | 0 | 0 | 0 | 0 | 0 | 0 | 0 | 0 | 0.19 | 12.512512992947082 | 29.37217772730818 | OPTIMIZED | INSTALLED |  |  | node_1368763_975_15321701_206 | AN | 8104303
heatpump_load_312001513 |  | 0 | 0 | 0 | 0 | 0 | 0 | 0 | 0 | 0 | 0.19 | 0 | 0 | OPTIMIZED | INSTALLED |  |  | node_1378300_965_15310434_919 | AN | 8104303
heatpump_load_312001518 |  | 0 | 0 | 0 | 0 | 0 | 0 | 0 | 0 | 0 | 0.19 | 24.650279007946015 | 57.86479587128398 | OPTIMIZED | INSTALLED |  |  | node_1378046_719_15310451_671 | CN | 8104303
heatpump_load_312001523 |  | 0 | 0 | 0 | 0 | 0 | 0 | 0 | 0 | 0 | 0.19 | 258.8282116743836 | 607.580508543609 | OPTIMIZED | INSTALLED |  |  | node_1377685_301_15310590_627 | AN | 8104303
heatpump_load_312001526 |  | 0 | 0 | 0 | 0 | 0 | 0 | 0 | 0 | 0 | 0.19 | 258.8282116743836 | 607.580508543609 | OPTIMIZED | INSTALLED |  |  | node_1377684_627_15310576_764 | BN | 8104303
heatpump_load_312001529 |  | 0 | 0 | 0 | 0 | 0 | 0 | 0 | 0 | 0 | 0.19 | 258.8282116743836 | 607.580508543609 | OPTIMIZED | INSTALLED |  |  | node_1377684_466_15310562_549 | CN | 8104303
heatpump_load_312001530 |  | 0 | 0 | 0 | 0 | 0 | 0 | 0 | 0 | 0 | 0.19 | 0 | 0 | OPTIMIZED | INSTALLED |  |  | node_1378189_011_15310044_311 | AN | 8104303

## LineSpacing
Name | DistanceAB | DistanceAC | DistanceAE | DistanceAN | DistanceBC | DistanceBE | DistanceBN | DistanceCE | DistanceCN | DistanceNE | Feeder | Comments

## Load
Name | GroupId | PriorityLevel | LoadClass | BaseReactivePowerA | BaseReactivePowerB | BaseReactivePowerC | BaseActivePowerA | BaseActivePowerB | BaseActivePowerC | BasePowerA | BasePowerB | BasePowerC | ConstantCurrentAReal | ConstantCurrentAImag | ConstantCurrentA | ConstantCurrentBReal | ConstantCurrentBImag | ConstantCurrentB | ConstantCurrentCReal | ConstantCurrentCImag | ConstantCurrentC | ConstantResistanceA | ConstantReactanceA | ConstantImpedanceA | ConstantResistanceB | ConstantReactanceB | ConstantImpedanceB | ConstantResistanceC | ConstantReactanceC | ConstantImpedanceC | ConstantActivePowerA | ConstantReactivePowerA | ConstantPowerA | ConstantActivePowerB | ConstantReactivePowerB | ConstantPowerB | ConstantActivePowerC | ConstantReactivePowerC | ConstantPowerC | CurrentFractionA | CurrentFractionB | CurrentFractionC | CurrentPfA | CurrentPfB | CurrentPfC | ImpedanceFractionA | ImpedanceFractionB | ImpedanceFractionC | ImpedancePfA | ImpedancePfB | ImpedancePfC | PowerFractionA | PowerFractionB | PowerFractionC | PowerPfA | PowerPfB | PowerPfC | DemandResponseLowerBound | DemandResponseShortageCost | DemandResponseSurplusCost | DemandResponseUpperBound | ActivePowerA | ActivePowerB | ActivePowerC | ReactivePowerA | ReactivePowerB | ReactivePowerC | NominalVoltage | Status | ParentNode | Phases | Feeder | Comments
load_220341965 |  | 0 | R | 0 | 0 | 0 | 0 | 0 | 0 | 0 | 0 | 0 | 0 | 0 | 0+0j | 0 | 0 | 0+0j | 0 | 0 | 0+0j | 0 | 0 | 0+0j | 0 | 0 | 0+0j | 0 | 0 | 0+0j | 8870.4 | 3778.775 | 8870.4+3778.775j | 0 | 0 | 0+0j | 0 | 0 | 0+0j | 0 | 0 | 0 | 0 | 0 | 0 | 0 | 0 | 0 | 0 | 0 | 0 | 0 | 0 | 0 | 0 | 0 | 0 | 1 | 0 | 0 | 1 | 0 | 0 | 0 | 0 | 0 | 0 | 0 | OPEN | node_1370892_668_15316782_064 | AN | 8104303
load_220341966 |  | 0 | R | 0 | 0 | 0 | 0 | 0 | 0 | 0 | 0 | 0 | 0 | 0 | 0+0j | 0 | 0 | 0+0j | 0 | 0 | 0+0j | 0 | 0 | 0+0j | 0 | 0 | 0+0j | 0 | 0 | 0+0j | 4320 | 1840.312 | 4320+1840.312j | 0 | 0 | 0+0j | 0 | 0 | 0+0j | 0 | 0 | 0 | 0 | 0 | 0 | 0 | 0 | 0 | 0 | 0 | 0 | 0 | 0 | 0 | 0 | 0 | 0 | 1 | 0 | 0 | 1 | 0 | 0 | 0 | 0 | 0 | 0 | 0 | OPEN | node_1370436_042_15318755_802 | AN | 8104303
load_220341967 |  | 0 | R | 0 | 0 | 0 | 0 | 0 | 0 | 0 | 0 | 0 | 0 | 0 | 0+0j | 0 | 0 | 0+0j | 0 | 0 | 0+0j | 0 | 0 | 0+0j | 0 | 0 | 0+0j | 0 | 0 | 0+0j | 4284 | 1824.976 | 4284+1824.976j | 0 | 0 | 0+0j | 0 | 0 | 0+0j | 0 | 0 | 0 | 0 | 0 | 0 | 0 | 0 | 0 | 0 | 0 | 0 | 0 | 0 | 0 | 0 | 0 | 0 | 1 | 0 | 0 | 1 | 0 | 0 | 0 | 0 | 0 | 0 | 0 | OPEN | node_1370453_712_15318030_934 | AN | 8104303
load_220341968 |  | 0 | R | 0 | 0 | 0 | 0 | 0 | 0 | 0 | 0 | 0 | 0 | 0 | 0+0j | 0 | 0 | 0+0j | 0 | 0 | 0+0j | 0 | 0 | 0+0j | 0 | 0 | 0+0j | 0 | 0 | 0+0j | 10720.8 | 4567.042 | 10720.8+4567.042j | 0 | 0 | 0+0j | 0 | 0 | 0+0j | 0 | 0 | 0 | 0 | 0 | 0 | 0 | 0 | 0 | 0 | 0 | 0 | 0 | 0 | 0 | 0 | 0 | 0 | 1 | 0 | 0 | 1 | 0 | 0 | 0 | 0 | 0 | 0 | 0 | OPEN | node_1370463_371_15317794_18 | AN | 8104303
load_220341969 |  | 0 | R | 0 | 0 | 0 | 0 | 0 | 0 | 0 | 0 | 0 | 0 | 0 | 0+0j | 0 | 0 | 0+0j | 0 | 0 | 0+0j | 0 | 0 | 0+0j | 0 | 0 | 0+0j | 0 | 0 | 0+0j | 2664 | 1134.859 | 2664+1134.859j | 0 | 0 | 0+0j | 0 | 0 | 0+0j | 0 | 0 | 0 | 0 | 0 | 0 | 0 | 0 | 0 | 0 | 0 | 0 | 0 | 0 | 0 | 0 | 0 | 0 | 1 | 0 | 0 | 1 | 0 | 0 | 0 | 0 | 0 | 0 | 0 | OPEN | node_1370476_218_15317434_472 | AN | 8104303
load_220341970 |  | 0 | R | 0 | 0 | 0 | 0 | 0 | 0 | 0 | 0 | 0 | 0 | 0 | 0+0j | 0 | 0 | 0+0j | 0 | 0 | 0+0j | 0 | 0 | 0+0j | 0 | 0 | 0+0j | 0 | 0 | 0+0j | 3636 | 1548.93 | 3636+1548.93j | 0 | 0 | 0+0j | 0 | 0 | 0+0j | 0 | 0 | 0 | 0 | 0 | 0 | 0 | 0 | 0 | 0 | 0 | 0 | 0 | 0 | 0 | 0 | 0 | 0 | 1 | 0 | 0 | 1 | 0 | 0 | 0 | 0 | 0 | 0 | 0 | OPEN | node_1370497_577_15316945_892 | AN | 8104303
load_220341971 |  | 0 | R | 0 | 0 | 0 | 0 | 0 | 0 | 0 | 0 | 0 | 0 | 0 | 0+0j | 0 | 0 | 0+0j | 0 | 0 | 0+0j | 0 | 0 | 0+0j | 0 | 0 | 0+0j | 0 | 0 | 0+0j | 9547.2 | 4067.09 | 9547.2+4067.09j | 0 | 0 | 0+0j | 0 | 0 | 0+0j | 0 | 0 | 0 | 0 | 0 | 0 | 0 | 0 | 0 | 0 | 0 | 0 | 0 | 0 | 0 | 0 | 0 | 0 | 1 | 0 | 0 | 1 | 0 | 0 | 0 | 0 | 0 | 0 | 0 | OPEN | node_1370507_572_15316583_873 | AN | 8104303
load_220341972 |  | 0 | R | 0 | 0 | 0 | 0 | 0 | 0 | 0 | 0 | 0 | 0 | 0 | 0+0j | 0 | 0 | 0+0j | 0 | 0 | 0+0j | 0 | 0 | 0+0j | 0 | 0 | 0+0j | 0 | 0 | 0+0j | 5896.8 | 2512.026 | 5896.8+2512.026j | 0 | 0 | 0+0j | 0 | 0 | 0+0j | 0 | 0 | 0 | 0 | 0 | 0 | 0 | 0 | 0 | 0 | 0 | 0 | 0 | 0 | 0 | 0 | 0 | 0 | 1 | 0 | 0 | 1 | 0 | 0 | 0 | 0 | 0 | 0 | 0 | OPEN | node_1370519_76_15316155_775 | AN | 8104303
load_220341973 |  | 0 | R | 0 | 0 | 0 | 0 | 0 | 0 | 0 | 0 | 0 | 0 | 0 | 0+0j | 0 | 0 | 0+0j | 0 | 0 | 0+0j | 0 | 0 | 0+0j | 0 | 0 | 0+0j | 0 | 0 | 0+0j | 3945.6 | 1680.819 | 3945.6+1680.819j | 0 | 0 | 0+0j | 0 | 0 | 0+0j | 0 | 0 | 0 | 0 | 0 | 0 | 0 | 0 | 0 | 0 | 0 | 0 | 0 | 0 | 0 | 0 | 0 | 0 | 1 | 0 | 0 | 1 | 0 | 0 | 0 | 0 | 0 | 0 | 0 | OPEN | node_1370525_564_15315842_863 | AN | 8104303
load_220341974 |  | 0 | R | 0 | 0 | 0 | 0 | 0 | 0 | 0 | 0 | 0 | 0 | 0 | 0+0j | 0 | 0 | 0+0j | 0 | 0 | 0+0j | 0 | 0 | 0+0j | 0 | 0 | 0+0j | 0 | 0 | 0+0j | 14724 | 6272.398 | 14724+6272.398j | 0 | 0 | 0+0j | 0 | 0 | 0+0j | 0 | 0 | 0 | 0 | 0 | 0 | 0 | 0 | 0 | 0 | 0 | 0 | 0 | 0 | 0 | 0 | 0 | 0 | 1 | 0 | 0 | 1 | 0 | 0 | 0 | 0 | 0 | 0 | 0 | OPEN | node_1370930_858_15315675_099 | AN | 8104303
load_220341975 |  | 0 | R | 0 | 0 | 0 | 0 | 0 | 0 | 0 | 0 | 0 | 0 | 0 | 0+0j | 0 | 0 | 0+0j | 0 | 0 | 0+0j | 0 | 0 | 0+0j | 0 | 0 | 0+0j | 0 | 0 | 0+0j | 2880 | 1226.875 | 2880+1226.875j | 0 | 0 | 0+0j | 0 | 0 | 0+0j | 0 | 0 | 0 | 0 | 0 | 0 | 0 | 0 | 0 | 0 | 0 | 0 | 0 | 0 | 0 | 0 | 0 | 0 | 1 | 0 | 0 | 1 | 0 | 0 | 0 | 0 | 0 | 0 | 0 | OPEN | node_1370225_702_15315632_709 | AN | 8104303
load_220342903 |  | 0 | R | 0 | 0 | 0 | 0 | 0 | 0 | 0 | 0 | 0 | 0 | 0 | 0+0j | 0 | 0 | 0+0j | 0 | 0 | 0+0j | 0 | 0 | 0+0j | 0 | 0 | 0+0j | 0 | 0 | 0+0j | 4413.6 | 1880.186 | 4413.6+1880.186j | 0 | 0 | 0+0j | 0 | 0 | 0+0j | 0 | 0 | 0 | 0 | 0 | 0 | 0 | 0 | 0 | 0 | 0 | 0 | 0 | 0 | 0 | 0 | 0 | 0 | 1 | 0 | 0 | 1 | 0 | 0 | 0 | 0 | 0 | 0 | 0 | OPEN | node_1373474_309_15314809_009 | AN | 8104303
load_220342904 |  | 0 | C | 0 | 0 | 0 | 0 | 0 | 0 | 0 | 0 | 0 | 0 | 0 | 0+0j | 0 | 0 | 0+0j | 0 | 0 | 0+0j | 0 | 0 | 0+0j | 0 | 0 | 0+0j | 0 | 0 | 0+0j | 5000 | 2129.991 | 5000+2129.991j | 0 | 0 | 0+0j | 0 | 0 | 0+0j | 0 | 0 | 0 | 0 | 0 | 0 | 0 | 0 | 0 | 0 | 0 | 0 | 0 | 0 | 0 | 0 | 0 | 0 | 1 | 0 | 0 | 1 | 0 | 0 | 0 | 0 | 0 | 0 | 0 | OPEN | node_1373422_404_15315227_418 | AN | 8104303
load_220342905 |  | 0 | R | 0 | 0 | 0 | 0 | 0 | 0 | 0 | 0 | 0 | 0 | 0 | 0+0j | 0 | 0 | 0+0j | 0 | 0 | 0+0j | 0 | 0 | 0+0j | 0 | 0 | 0+0j | 0 | 0 | 0+0j | 59522.4 | 25356.436 | 59522.4+25356.436j | 0 | 0 | 0+0j | 0 | 0 | 0+0j | 0 | 0 | 0 | 0 | 0 | 0 | 0 | 0 | 0 | 0 | 0 | 0 | 0 | 0 | 0 | 0 | 0 | 0 | 1 | 0 | 0 | 1 | 0 | 0 | 0 | 0 | 0 | 0 | 0 | OPEN | node_1373282_054_15315928_575 | AN | 8104303
load_220342906 |  | 0 | R | 0 | 0 | 0 | 0 | 0 | 0 | 0 | 0 | 0 | 0 | 0 | 0+0j | 0 | 0 | 0+0j | 0 | 0 | 0+0j | 0 | 0 | 0+0j | 0 | 0 | 0+0j | 0 | 0 | 0+0j | 5860.8 | 2496.69 | 5860.8+2496.69j | 0 | 0 | 0+0j | 0 | 0 | 0+0j | 0 | 0 | 0 | 0 | 0 | 0 | 0 | 0 | 0 | 0 | 0 | 0 | 0 | 0 | 0 | 0 | 0 | 0 | 1 | 0 | 0 | 1 | 0 | 0 | 0 | 0 | 0 | 0 | 0 | OPEN | node_1373362_074_15316409_046 | AN | 8104303
load_220342907 |  | 0 | R | 0 | 0 | 0 | 0 | 0 | 0 | 0 | 0 | 0 | 0 | 0 | 0+0j | 0 | 0 | 0+0j | 0 | 0 | 0+0j | 0 | 0 | 0+0j | 0 | 0 | 0+0j | 0 | 0 | 0+0j | 9446.4 | 4024.15 | 9446.4+4024.15j | 0 | 0 | 0+0j | 0 | 0 | 0+0j | 0 | 0 | 0 | 0 | 0 | 0 | 0 | 0 | 0 | 0 | 0 | 0 | 0 | 0 | 0 | 0 | 0 | 0 | 1 | 0 | 0 | 1 | 0 | 0 | 0 | 0 | 0 | 0 | 0 | OPEN | node_1373286_301_15316600_721 | AN | 8104303
load_220342908 |  | 0 | R | 0 | 0 | 0 | 0 | 0 | 0 | 0 | 0 | 0 | 0 | 0 | 0+0j | 0 | 0 | 0+0j | 0 | 0 | 0+0j | 0 | 0 | 0+0j | 0 | 0 | 0+0j | 0 | 0 | 0+0j | 13327.2 | 5677.363 | 13327.2+5677.363j | 0 | 0 | 0+0j | 0 | 0 | 0+0j | 0 | 0 | 0 | 0 | 0 | 0 | 0 | 0 | 0 | 0 | 0 | 0 | 0 | 0 | 0 | 0 | 0 | 0 | 1 | 0 | 0 | 1 | 0 | 0 | 0 | 0 | 0 | 0 | 0 | OPEN | node_1373771_604_15316597_399 | AN | 8104303
load_220342909 |  | 0 | R | 0 | 0 | 0 | 0 | 0 | 0 | 0 | 0 | 0 | 0 | 0 | 0+0j | 0 | 0 | 0+0j | 0 | 0 | 0+0j | 0 | 0 | 0+0j | 0 | 0 | 0+0j | 0 | 0 | 0+0j | 712.8 | 303.652 | 712.8+303.652j | 0 | 0 | 0+0j | 0 | 0 | 0+0j | 0 | 0 | 0 | 0 | 0 | 0 | 0 | 0 | 0 | 0 | 0 | 0 | 0 | 0 | 0 | 0 | 0 | 0 | 1 | 0 | 0 | 1 | 0 | 0 | 0 | 0 | 0 | 0 | 0 | OPEN | node_1373794_285_15316870_099 | AN | 8104303
load_220342910 |  | 0 | R | 0 | 0 | 0 | 0 | 0 | 0 | 0 | 0 | 0 | 0 | 0 | 0+0j | 0 | 0 | 0+0j | 0 | 0 | 0+0j | 0 | 0 | 0+0j | 0 | 0 | 0+0j | 0 | 0 | 0+0j | 5083.2 | 2165.434 | 5083.2+2165.434j | 0 | 0 | 0+0j | 0 | 0 | 0+0j | 0 | 0 | 0 | 0 | 0 | 0 | 0 | 0 | 0 | 0 | 0 | 0 | 0 | 0 | 0 | 0 | 0 | 0 | 1 | 0 | 0 | 1 | 0 | 0 | 0 | 0 | 0 | 0 | 0 | OPEN | node_1373349_383_15316807_09 | AN | 8104303
load_220342912 |  | 0 | U | 0 | 0 | 0 | 0 | 0 | 0 | 0 | 0 | 0 | 0 | 0 | 0+0j | 0 | 0 | 0+0j | 0 | 0 | 0+0j | 0 | 0 | 0+0j | 0 | 0 | 0+0j | 0 | 0 | 0+0j | 0 | 0 | 0+0j | 0 | 0 | 0+0j | 0 | 0 | 0+0j | 0 | 0 | 0 | 0 | 0 | 0 | 0 | 0 | 0 | 0 | 0 | 0 | 0 | 0 | 0 | 0 | 0 | 0 | 1 | 0 | 0 | 1 | 0 | 0 | 0 | 0 | 0 | 0 | 0 | OPEN | node_1373227_869_15317303_238 | AN | 8104303
load_220342930 |  | 0 | R | 0 | 0 | 0 | 0 | 0 | 0 | 0 | 0 | 0 | 0 | 0 | 0+0j | 0 | 0 | 0+0j | 0 | 0 | 0+0j | 0 | 0 | 0+0j | 0 | 0 | 0+0j | 0 | 0 | 0+0j | 35640 | 15182.576 | 35640+15182.576j | 0 | 0 | 0+0j | 0 | 0 | 0+0j | 0 | 0 | 0 | 0 | 0 | 0 | 0 | 0 | 0 | 0 | 0 | 0 | 0 | 0 | 0 | 0 | 0 | 0 | 1 | 0 | 0 | 1 | 0 | 0 | 0 | 0 | 0 | 0 | 0 | OPEN | node_1371695_483_15314489_741 | AN | 8104303
load_220342931 |  | 0 | R | 0 | 0 | 0 | 0 | 0 | 0 | 0 | 0 | 0 | 0 | 0 | 0+0j | 0 | 0 | 0+0j | 0 | 0 | 0+0j | 0 | 0 | 0+0j | 0 | 0 | 0+0j | 0 | 0 | 0+0j | 7581.6 | 3229.748 | 7581.6+3229.748j | 0 | 0 | 0+0j | 0 | 0 | 0+0j | 0 | 0 | 0 | 0 | 0 | 0 | 0 | 0 | 0 | 0 | 0 | 0 | 0 | 0 | 0 | 0 | 0 | 0 | 1 | 0 | 0 | 1 | 0 | 0 | 0 | 0 | 0 | 0 | 0 | OPEN | node_1370589_673_15315203_543 | AN | 8104303
load_220342932 |  | 0 | R | 0 | 0 | 0 | 0 | 0 | 0 | 0 | 0 | 0 | 0 | 0 | 0+0j | 0 | 0 | 0+0j | 0 | 0 | 0+0j | 0 | 0 | 0+0j | 0 | 0 | 0+0j | 0 | 0 | 0+0j | 8301.6 | 3536.467 | 8301.6+3536.467j | 0 | 0 | 0+0j | 0 | 0 | 0+0j | 0 | 0 | 0 | 0 | 0 | 0 | 0 | 0 | 0 | 0 | 0 | 0 | 0 | 0 | 0 | 0 | 0 | 0 | 1 | 0 | 0 | 1 | 0 | 0 | 0 | 0 | 0 | 0 | 0 | OPEN | node_1370477_21_15314416_134 | AN | 8104303
load_220342933 |  | 0 | R | 0 | 0 | 0 | 0 | 0 | 0 | 0 | 0 | 0 | 0 | 0 | 0+0j | 0 | 0 | 0+0j | 0 | 0 | 0+0j | 0 | 0 | 0+0j | 0 | 0 | 0+0j | 0 | 0 | 0+0j | 12506.4 | 5327.704 | 12506.4+5327.704j | 0 | 0 | 0+0j | 0 | 0 | 0+0j | 0 | 0 | 0 | 0 | 0 | 0 | 0 | 0 | 0 | 0 | 0 | 0 | 0 | 0 | 0 | 0 | 0 | 0 | 1 | 0 | 0 | 1 | 0 | 0 | 0 | 0 | 0 | 0 | 0 | OPEN | node_1370235_575_15314401_663 | AN | 8104303
load_220342934 |  | 0 | R | 0 | 0 | 0 | 0 | 0 | 0 | 0 | 0 | 0 | 0 | 0 | 0+0j | 0 | 0 | 0+0j | 0 | 0 | 0+0j | 0 | 0 | 0+0j | 0 | 0 | 0+0j | 0 | 0 | 0+0j | 8661.6 | 3689.826 | 8661.6+3689.826j | 0 | 0 | 0+0j | 0 | 0 | 0+0j | 0 | 0 | 0 | 0 | 0 | 0 | 0 | 0 | 0 | 0 | 0 | 0 | 0 | 0 | 0 | 0 | 0 | 0 | 1 | 0 | 0 | 1 | 0 | 0 | 0 | 0 | 0 | 0 | 0 | OPEN | node_1369929_125_15314385_378 | AN | 8104303
load_220342935 |  | 0 | R | 0 | 0 | 0 | 0 | 0 | 0 | 0 | 0 | 0 | 0 | 0 | 0+0j | 0 | 0 | 0+0j | 0 | 0 | 0+0j | 0 | 0 | 0+0j | 0 | 0 | 0+0j | 0 | 0 | 0+0j | 12369.6 | 5269.428 | 12369.6+5269.428j | 0 | 0 | 0+0j | 0 | 0 | 0+0j | 0 | 0 | 0 | 0 | 0 | 0 | 0 | 0 | 0 | 0 | 0 | 0 | 0 | 0 | 0 | 0 | 0 | 0 | 1 | 0 | 0 | 1 | 0 | 0 | 0 | 0 | 0 | 0 | 0 | OPEN | node_1369635_865_15314369_637 | AN | 8104303
load_220342936 |  | 0 | R | 0 | 0 | 0 | 0 | 0 | 0 | 0 | 0 | 0 | 0 | 0 | 0+0j | 0 | 0 | 0+0j | 0 | 0 | 0+0j | 0 | 0 | 0+0j | 0 | 0 | 0+0j | 0 | 0 | 0+0j | 15415.2 | 6566.848 | 15415.2+6566.848j | 0 | 0 | 0+0j | 0 | 0 | 0+0j | 0 | 0 | 0 | 0 | 0 | 0 | 0 | 0 | 0 | 0 | 0 | 0 | 0 | 0 | 0 | 0 | 0 | 0 | 1 | 0 | 0 | 1 | 0 | 0 | 0 | 0 | 0 | 0 | 0 | OPEN | node_1369355_741_15314359_045 | AN | 8104303
load_220342937 |  | 0 | R | 0 | 0 | 0 | 0 | 0 | 0 | 0 | 0 | 0 | 0 | 0 | 0+0j | 0 | 0 | 0+0j | 0 | 0 | 0+0j | 0 | 0 | 0+0j | 0 | 0 | 0+0j | 0 | 0 | 0+0j | 12902.4 | 5496.399 | 12902.4+5496.399j | 0 | 0 | 0+0j | 0 | 0 | 0+0j | 0 | 0 | 0 | 0 | 0 | 0 | 0 | 0 | 0 | 0 | 0 | 0 | 0 | 0 | 0 | 0 | 0 | 0 | 1 | 0 | 0 | 1 | 0 | 0 | 0 | 0 | 0 | 0 | 0 | OPEN | node_1369173_031_15314345_707 | AN | 8104303
load_220342938 |  | 0 | R | 0 | 0 | 0 | 0 | 0 | 0 | 0 | 0 | 0 | 0 | 0 | 0+0j | 0 | 0 | 0+0j | 0 | 0 | 0+0j | 0 | 0 | 0+0j | 0 | 0 | 0+0j | 0 | 0 | 0+0j | 8028 | 3419.914 | 8028+3419.914j | 0 | 0 | 0+0j | 0 | 0 | 0+0j | 0 | 0 | 0 | 0 | 0 | 0 | 0 | 0 | 0 | 0 | 0 | 0 | 0 | 0 | 0 | 0 | 0 | 0 | 1 | 0 | 0 | 1 | 0 | 0 | 0 | 0 | 0 | 0 | 0 | OPEN | node_1372974_009_15317473_85 | AN | 8104303
load_220342939 |  | 0 | R | 0 | 0 | 0 | 0 | 0 | 0 | 0 | 0 | 0 | 0 | 0 | 0+0j | 0 | 0 | 0+0j | 0 | 0 | 0+0j | 0 | 0 | 0+0j | 0 | 0 | 0+0j | 0 | 0 | 0+0j | 5119.2 | 2180.77 | 5119.2+2180.77j | 0 | 0 | 0+0j | 0 | 0 | 0+0j | 0 | 0 | 0 | 0 | 0 | 0 | 0 | 0 | 0 | 0 | 0 | 0 | 0 | 0 | 0 | 0 | 0 | 0 | 1 | 0 | 0 | 1 | 0 | 0 | 0 | 0 | 0 | 0 | 0 | OPEN | node_1369219_122_15319826_888 | AN | 8104303
load_220342940 |  | 0 | R | 0 | 0 | 0 | 0 | 0 | 0 | 0 | 0 | 0 | 0 | 0 | 0+0j | 0 | 0 | 0+0j | 0 | 0 | 0+0j | 0 | 0 | 0+0j | 0 | 0 | 0+0j | 0 | 0 | 0+0j | 4284 | 1824.976 | 4284+1824.976j | 0 | 0 | 0+0j | 0 | 0 | 0+0j | 0 | 0 | 0 | 0 | 0 | 0 | 0 | 0 | 0 | 0 | 0 | 0 | 0 | 0 | 0 | 0 | 0 | 0 | 1 | 0 | 0 | 1 | 0 | 0 | 0 | 0 | 0 | 0 | 0 | OPEN | node_1368624_284_15320396_843 | AN | 8104303
load_220342941 |  | 0 | R | 0 | 0 | 0 | 0 | 0 | 0 | 0 | 0 | 0 | 0 | 0 | 0+0j | 0 | 0 | 0+0j | 0 | 0 | 0+0j | 0 | 0 | 0+0j | 0 | 0 | 0+0j | 0 | 0 | 0+0j | 5061.6 | 2156.233 | 5061.6+2156.233j | 0 | 0 | 0+0j | 0 | 0 | 0+0j | 0 | 0 | 0 | 0 | 0 | 0 | 0 | 0 | 0 | 0 | 0 | 0 | 0 | 0 | 0 | 0 | 0 | 0 | 1 | 0 | 0 | 1 | 0 | 0 | 0 | 0 | 0 | 0 | 0 | OPEN | node_1368539_232_15320965_082 | AN | 8104303
load_220342942 |  | 0 | R | 0 | 0 | 0 | 0 | 0 | 0 | 0 | 0 | 0 | 0 | 0 | 0+0j | 0 | 0 | 0+0j | 0 | 0 | 0+0j | 0 | 0 | 0+0j | 0 | 0 | 0+0j | 0 | 0 | 0+0j | 5148 | 2193.039 | 5148+2193.039j | 0 | 0 | 0+0j | 0 | 0 | 0+0j | 0 | 0 | 0 | 0 | 0 | 0 | 0 | 0 | 0 | 0 | 0 | 0 | 0 | 0 | 0 | 0 | 0 | 0 | 1 | 0 | 0 | 1 | 0 | 0 | 0 | 0 | 0 | 0 | 0 | OPEN | node_1368391_635_15321314_755 | AN | 8104303
load_220342943 |  | 0 | U | 0 | 0 | 0 | 0 | 0 | 0 | 0 | 0 | 0 | 0 | 0 | 0+0j | 0 | 0 | 0+0j | 0 | 0 | 0+0j | 0 | 0 | 0+0j | 0 | 0 | 0+0j | 0 | 0 | 0+0j | 0 | 0 | 0+0j | 0 | 0 | 0+0j | 0 | 0 | 0+0j | 0 | 0 | 0 | 0 | 0 | 0 | 0 | 0 | 0 | 0 | 0 | 0 | 0 | 0 | 0 | 0 | 0 | 0 | 1 | 0 | 0 | 1 | 0 | 0 | 0 | 0 | 0 | 0 | 0 | OPEN | node_1368259_697_15321757_161 | AN | 8104303
load_220342944 |  | 0 | R | 0 | 0 | 0 | 0 | 0 | 0 | 0 | 0 | 0 | 0 | 0 | 0+0j | 0 | 0 | 0+0j | 0 | 0 | 0+0j | 0 | 0 | 0+0j | 0 | 0 | 0+0j | 0 | 0 | 0+0j | 8100 | 3450.586 | 8100+3450.586j | 0 | 0 | 0+0j | 0 | 0 | 0+0j | 0 | 0 | 0 | 0 | 0 | 0 | 0 | 0 | 0 | 0 | 0 | 0 | 0 | 0 | 0 | 0 | 0 | 0 | 1 | 0 | 0 | 1 | 0 | 0 | 0 | 0 | 0 | 0 | 0 | OPEN | node_1368156_54_15321963_865 | AN | 8104303
load_220342945 |  | 0 | R | 0 | 0 | 0 | 0 | 0 | 0 | 0 | 0 | 0 | 0 | 0 | 0+0j | 0 | 0 | 0+0j | 0 | 0 | 0+0j | 0 | 0 | 0+0j | 0 | 0 | 0+0j | 0 | 0 | 0+0j | 10101.6 | 4303.264 | 10101.6+4303.264j | 0 | 0 | 0+0j | 0 | 0 | 0+0j | 0 | 0 | 0 | 0 | 0 | 0 | 0 | 0 | 0 | 0 | 0 | 0 | 0 | 0 | 0 | 0 | 0 | 0 | 1 | 0 | 0 | 1 | 0 | 0 | 0 | 0 | 0 | 0 | 0 | OPEN | node_1372609_569_15317727_754 | AN | 8104303
load_220342952 |  | 0 | R | 0 | 0 | 0 | 0 | 0 | 0 | 0 | 0 | 0 | 0 | 0 | 0+0j | 0 | 0 | 0+0j | 0 | 0 | 0+0j | 0 | 0 | 0+0j | 0 | 0 | 0+0j | 0 | 0 | 0+0j | 1512 | 644.109 | 1512+644.109j | 0 | 0 | 0+0j | 0 | 0 | 0+0j | 0 | 0 | 0 | 0 | 0 | 0 | 0 | 0 | 0 | 0 | 0 | 0 | 0 | 0 | 0 | 0 | 0 | 0 | 1 | 0 | 0 | 1 | 0 | 0 | 0 | 0 | 0 | 0 | 0 | OPEN | node_1371550_721_15318428_227 | AN | 8104303
load_220342954 |  | 0 | R | 0 | 0 | 0 | 0 | 0 | 0 | 0 | 0 | 0 | 0 | 0 | 0+0j | 0 | 0 | 0+0j | 0 | 0 | 0+0j | 0 | 0 | 0+0j | 0 | 0 | 0+0j | 0 | 0 | 0+0j | 11325.6 | 4824.685 | 11325.6+4824.685j | 0 | 0 | 0+0j | 0 | 0 | 0+0j | 0 | 0 | 0 | 0 | 0 | 0 | 0 | 0 | 0 | 0 | 0 | 0 | 0 | 0 | 0 | 0 | 0 | 0 | 1 | 0 | 0 | 1 | 0 | 0 | 0 | 0 | 0 | 0 | 0 | OPEN | node_1371150_263_15318722_249 | AN | 8104303
load_220342955 |  | 0 | R | 0 | 0 | 0 | 0 | 0 | 0 | 0 | 0 | 0 | 0 | 0 | 0+0j | 0 | 0 | 0+0j | 0 | 0 | 0+0j | 0 | 0 | 0+0j | 0 | 0 | 0+0j | 0 | 0 | 0+0j | 11599.2 | 4941.239 | 11599.2+4941.239j | 0 | 0 | 0+0j | 0 | 0 | 0+0j | 0 | 0 | 0 | 0 | 0 | 0 | 0 | 0 | 0 | 0 | 0 | 0 | 0 | 0 | 0 | 0 | 0 | 0 | 1 | 0 | 0 | 1 | 0 | 0 | 0 | 0 | 0 | 0 | 0 | OPEN | node_1370960_682_15318813 | AN | 8104303
load_220344236 |  | 0 | C | 0 | 0 | 0 | 0 | 0 | 0 | 0 | 0 | 0 | 0 | 0 | 0+0j | 0 | 0 | 0+0j | 0 | 0 | 0+0j | 0 | 0 | 0+0j | 0 | 0 | 0+0j | 0 | 0 | 0+0j | 106666.667 | 45439.81 | 106666.667+45439.81j | 106666.667 | 45439.81 | 106666.667+45439.81j | 106666.667 | 45439.81 | 106666.667+45439.81j | 0 | 0 | 0 | 0 | 0 | 0 | 0 | 0 | 0 | 0 | 0 | 0 | 0 | 0 | 0 | 0 | 0 | 0 | 1 | 0 | 0 | 1 | 0 | 0 | 0 | 0 | 0 | 0 | 0 | OPEN | node_1380517_731_15309377_692 | ABCN | 8104303
load_220344237 |  | 0 | C | 0 | 0 | 0 | 0 | 0 | 0 | 0 | 0 | 0 | 0 | 0 | 0+0j | 0 | 0 | 0+0j | 0 | 0 | 0+0j | 0 | 0 | 0+0j | 0 | 0 | 0+0j | 0 | 0 | 0+0j | 1540.8 | 656.378 | 1540.8+656.378j | 0 | 0 | 0+0j | 0 | 0 | 0+0j | 0 | 0 | 0 | 0 | 0 | 0 | 0 | 0 | 0 | 0 | 0 | 0 | 0 | 0 | 0 | 0 | 0 | 0 | 1 | 0 | 0 | 1 | 0 | 0 | 0 | 0 | 0 | 0 | 0 | OPEN | node_1380492_1_15309685_381 | AN | 8104303
load_220344238 |  | 0 | R | 0 | 0 | 0 | 0 | 0 | 0 | 0 | 0 | 0 | 0 | 0 | 0+0j | 0 | 0 | 0+0j | 0 | 0 | 0+0j | 0 | 0 | 0+0j | 0 | 0 | 0+0j | 0 | 0 | 0+0j | 23313.6 | 9931.552 | 23313.6+9931.552j | 0 | 0 | 0+0j | 0 | 0 | 0+0j | 0 | 0 | 0 | 0 | 0 | 0 | 0 | 0 | 0 | 0 | 0 | 0 | 0 | 0 | 0 | 0 | 0 | 0 | 1 | 0 | 0 | 1 | 0 | 0 | 0 | 0 | 0 | 0 | 0 | OPEN | node_1380650_37_15309599_387 | AN | 8104303
load_220344239 |  | 0 | C | 0 | 0 | 0 | 0 | 0 | 0 | 0 | 0 | 0 | 0 | 0 | 0+0j | 0 | 0 | 0+0j | 0 | 0 | 0+0j | 0 | 0 | 0+0j | 0 | 0 | 0+0j | 0 | 0 | 0+0j | 97333.333 | 41463.826 | 97333.333+41463.826j | 97333.333 | 41463.826 | 97333.333+41463.826j | 97333.333 | 41463.826 | 97333.333+41463.826j | 0 | 0 | 0 | 0 | 0 | 0 | 0 | 0 | 0 | 0 | 0 | 0 | 0 | 0 | 0 | 0 | 0 | 0 | 1 | 0 | 0 | 1 | 0 | 0 | 0 | 0 | 0 | 0 | 0 | OPEN | node_1380865_448_15309419_862 | ABCN | 8104303
load_220344443 |  | 0 | R | 0 | 0 | 0 | 0 | 0 | 0 | 0 | 0 | 0 | 0 | 0 | 0+0j | 0 | 0 | 0+0j | 0 | 0 | 0+0j | 0 | 0 | 0+0j | 0 | 0 | 0+0j | 0 | 0 | 0+0j | 90691.2 | 38634.289 | 90691.2+38634.289j | 90691.2 | 38634.289 | 90691.2+38634.289j | 90691.2 | 38634.289 | 90691.2+38634.289j | 0 | 0 | 0 | 0 | 0 | 0 | 0 | 0 | 0 | 0 | 0 | 0 | 0 | 0 | 0 | 0 | 0 | 0 | 1 | 0 | 0 | 1 | 0 | 0 | 0 | 0 | 0 | 0 | 0 | OPEN | node_1378330_587_15312079_206 | ABCN | 8104303
load_220344481 |  | 0 | R | 0 | 0 | 0 | 0 | 0 | 0 | 0 | 0 | 0 | 0 | 0 | 0+0j | 0 | 0 | 0+0j | 0 | 0 | 0+0j | 0 | 0 | 0+0j | 0 | 0 | 0+0j | 0 | 0 | 0+0j | 3204 | 1364.898 | 3204+1364.898j | 0 | 0 | 0+0j | 0 | 0 | 0+0j | 0 | 0 | 0 | 0 | 0 | 0 | 0 | 0 | 0 | 0 | 0 | 0 | 0 | 0 | 0 | 0 | 0 | 0 | 1 | 0 | 0 | 1 | 0 | 0 | 0 | 0 | 0 | 0 | 0 | OPEN | node_1379012_605_15310677_836 | AN | 8104303
load_220344482 |  | 0 | C | 0 | 0 | 0 | 0 | 0 | 0 | 0 | 0 | 0 | 0 | 0 | 0+0j | 0 | 0 | 0+0j | 0 | 0 | 0+0j | 0 | 0 | 0+0j | 0 | 0 | 0+0j | 0 | 0 | 0+0j | 2000 | 851.996 | 2000+851.996j | 0 | 0 | 0+0j | 0 | 0 | 0+0j | 0 | 0 | 0 | 0 | 0 | 0 | 0 | 0 | 0 | 0 | 0 | 0 | 0 | 0 | 0 | 0 | 0 | 0 | 1 | 0 | 0 | 1 | 0 | 0 | 0 | 0 | 0 | 0 | 0 | OPEN | node_1378907_215_15310972_782 | AN | 8104303
load_220344483 |  | 0 | C | 0 | 0 | 0 | 0 | 0 | 0 | 0 | 0 | 0 | 0 | 0 | 0+0j | 0 | 0 | 0+0j | 0 | 0 | 0+0j | 0 | 0 | 0+0j | 0 | 0 | 0+0j | 0 | 0 | 0+0j | 2000 | 851.996 | 2000+851.996j | 0 | 0 | 0+0j | 0 | 0 | 0+0j | 0 | 0 | 0 | 0 | 0 | 0 | 0 | 0 | 0 | 0 | 0 | 0 | 0 | 0 | 0 | 0 | 0 | 0 | 1 | 0 | 0 | 1 | 0 | 0 | 0 | 0 | 0 | 0 | 0 | OPEN | node_1378913_039_15310946_554 | AN | 8104303
load_220344484 |  | 0 | R | 0 | 0 | 0 | 0 | 0 | 0 | 0 | 0 | 0 | 0 | 0 | 0+0j | 0 | 0 | 0+0j | 0 | 0 | 0+0j | 0 | 0 | 0+0j | 0 | 0 | 0+0j | 0 | 0 | 0+0j | 2347.2 | 999.903 | 2347.2+999.903j | 0 | 0 | 0+0j | 0 | 0 | 0+0j | 0 | 0 | 0 | 0 | 0 | 0 | 0 | 0 | 0 | 0 | 0 | 0 | 0 | 0 | 0 | 0 | 0 | 0 | 1 | 0 | 0 | 1 | 0 | 0 | 0 | 0 | 0 | 0 | 0 | OPEN | node_1378966_353_15311419_028 | AN | 8104303
load_220344485 |  | 0 | R | 0 | 0 | 0 | 0 | 0 | 0 | 0 | 0 | 0 | 0 | 0 | 0+0j | 0 | 0 | 0+0j | 0 | 0 | 0+0j | 0 | 0 | 0+0j | 0 | 0 | 0+0j | 0 | 0 | 0+0j | 43308 | 18449.131 | 43308+18449.131j | 0 | 0 | 0+0j | 0 | 0 | 0+0j | 0 | 0 | 0 | 0 | 0 | 0 | 0 | 0 | 0 | 0 | 0 | 0 | 0 | 0 | 0 | 0 | 0 | 0 | 1 | 0 | 0 | 1 | 0 | 0 | 0 | 0 | 0 | 0 | 0 | OPEN | node_1378868_232_15311885_58 | AN | 8104303
load_220344486 |  | 0 | R | 0 | 0 | 0 | 0 | 0 | 0 | 0 | 0 | 0 | 0 | 0 | 0+0j | 0 | 0 | 0+0j | 0 | 0 | 0+0j | 0 | 0 | 0+0j | 0 | 0 | 0+0j | 0 | 0 | 0+0j | 8690.4 | 3702.095 | 8690.4+3702.095j | 0 | 0 | 0+0j | 0 | 0 | 0+0j | 0 | 0 | 0 | 0 | 0 | 0 | 0 | 0 | 0 | 0 | 0 | 0 | 0 | 0 | 0 | 0 | 0 | 0 | 1 | 0 | 0 | 1 | 0 | 0 | 0 | 0 | 0 | 0 | 0 | OPEN | node_1378850_478_15312208_339 | AN | 8104303
load_220344487 |  | 0 | R | 0 | 0 | 0 | 0 | 0 | 0 | 0 | 0 | 0 | 0 | 0 | 0+0j | 0 | 0 | 0+0j | 0 | 0 | 0+0j | 0 | 0 | 0+0j | 0 | 0 | 0+0j | 0 | 0 | 0+0j | 23623.2 | 10063.441 | 23623.2+10063.441j | 0 | 0 | 0+0j | 0 | 0 | 0+0j | 0 | 0 | 0 | 0 | 0 | 0 | 0 | 0 | 0 | 0 | 0 | 0 | 0 | 0 | 0 | 0 | 0 | 0 | 1 | 0 | 0 | 1 | 0 | 0 | 0 | 0 | 0 | 0 | 0 | OPEN | node_1378994_524_15312300_584 | AN | 8104303
load_220344799 |  | 0 | R | 0 | 0 | 0 | 0 | 0 | 0 | 0 | 0 | 0 | 0 | 0 | 0+0j | 0 | 0 | 0+0j | 0 | 0 | 0+0j | 0 | 0 | 0+0j | 0 | 0 | 0+0j | 0 | 0 | 0+0j | 5824.8 | 2481.354 | 5824.8+2481.354j | 0 | 0 | 0+0j | 0 | 0 | 0+0j | 0 | 0 | 0 | 0 | 0 | 0 | 0 | 0 | 0 | 0 | 0 | 0 | 0 | 0 | 0 | 0 | 0 | 0 | 1 | 0 | 0 | 1 | 0 | 0 | 0 | 0 | 0 | 0 | 0 | OPEN | node_1370761_214_15313650_658 | AN | 8104303
load_220344800 |  | 0 | R | 0 | 0 | 0 | 0 | 0 | 0 | 0 | 0 | 0 | 0 | 0 | 0+0j | 0 | 0 | 0+0j | 0 | 0 | 0+0j | 0 | 0 | 0+0j | 0 | 0 | 0+0j | 0 | 0 | 0+0j | 8827.2 | 3760.371 | 8827.2+3760.371j | 0 | 0 | 0+0j | 0 | 0 | 0+0j | 0 | 0 | 0 | 0 | 0 | 0 | 0 | 0 | 0 | 0 | 0 | 0 | 0 | 0 | 0 | 0 | 0 | 0 | 1 | 0 | 0 | 1 | 0 | 0 | 0 | 0 | 0 | 0 | 0 | OPEN | node_1370768_237_15313301_74 | AN | 8104303
load_220344801 |  | 0 | R | 0 | 0 | 0 | 0 | 0 | 0 | 0 | 0 | 0 | 0 | 0 | 0+0j | 0 | 0 | 0+0j | 0 | 0 | 0+0j | 0 | 0 | 0+0j | 0 | 0 | 0+0j | 0 | 0 | 0+0j | 5313.6 | 2263.584 | 5313.6+2263.584j | 0 | 0 | 0+0j | 0 | 0 | 0+0j | 0 | 0 | 0 | 0 | 0 | 0 | 0 | 0 | 0 | 0 | 0 | 0 | 0 | 0 | 0 | 0 | 0 | 0 | 1 | 0 | 0 | 1 | 0 | 0 | 0 | 0 | 0 | 0 | 0 | OPEN | node_1370532_445_15313115_05 | AN | 8104303
load_220344802 |  | 0 | R | 0 | 0 | 0 | 0 | 0 | 0 | 0 | 0 | 0 | 0 | 0 | 0+0j | 0 | 0 | 0+0j | 0 | 0 | 0+0j | 0 | 0 | 0+0j | 0 | 0 | 0+0j | 0 | 0 | 0+0j | 3772.8 | 1607.206 | 3772.8+1607.206j | 0 | 0 | 0+0j | 0 | 0 | 0+0j | 0 | 0 | 0 | 0 | 0 | 0 | 0 | 0 | 0 | 0 | 0 | 0 | 0 | 0 | 0 | 0 | 0 | 0 | 1 | 0 | 0 | 1 | 0 | 0 | 0 | 0 | 0 | 0 | 0 | OPEN | node_1370816_575_15312734_871 | AN | 8104303
load_220344803 |  | 0 | R | 0 | 0 | 0 | 0 | 0 | 0 | 0 | 0 | 0 | 0 | 0 | 0+0j | 0 | 0 | 0+0j | 0 | 0 | 0+0j | 0 | 0 | 0+0j | 0 | 0 | 0+0j | 0 | 0 | 0+0j | 19094.4 | 8134.18 | 19094.4+8134.18j | 0 | 0 | 0+0j | 0 | 0 | 0+0j | 0 | 0 | 0 | 0 | 0 | 0 | 0 | 0 | 0 | 0 | 0 | 0 | 0 | 0 | 0 | 0 | 0 | 0 | 1 | 0 | 0 | 1 | 0 | 0 | 0 | 0 | 0 | 0 | 0 | OPEN | node_1370816_643_15312584_139 | AN | 8104303
load_220345749 |  | 0 | R | 0 | 0 | 0 | 0 | 0 | 0 | 0 | 0 | 0 | 0 | 0 | 0+0j | 0 | 0 | 0+0j | 0 | 0 | 0+0j | 0 | 0 | 0+0j | 0 | 0 | 0+0j | 0 | 0 | 0+0j | 17719.2 | 7548.348 | 17719.2+7548.348j | 0 | 0 | 0+0j | 0 | 0 | 0+0j | 0 | 0 | 0 | 0 | 0 | 0 | 0 | 0 | 0 | 0 | 0 | 0 | 0 | 0 | 0 | 0 | 0 | 0 | 1 | 0 | 0 | 1 | 0 | 0 | 0 | 0 | 0 | 0 | 0 | OPEN | node_1374433_831_15308696_023 | AN | 8104303
load_220345750 |  | 0 | R | 0 | 0 | 0 | 0 | 0 | 0 | 0 | 0 | 0 | 0 | 0 | 0+0j | 0 | 0 | 0+0j | 0 | 0 | 0+0j | 0 | 0 | 0+0j | 0 | 0 | 0+0j | 0 | 0 | 0+0j | 16243.2 | 6919.574 | 16243.2+6919.574j | 0 | 0 | 0+0j | 0 | 0 | 0+0j | 0 | 0 | 0 | 0 | 0 | 0 | 0 | 0 | 0 | 0 | 0 | 0 | 0 | 0 | 0 | 0 | 0 | 0 | 1 | 0 | 0 | 1 | 0 | 0 | 0 | 0 | 0 | 0 | 0 | OPEN | node_1374324_276_15308890_738 | AN | 8104303
load_220345751 |  | 0 | R | 0 | 0 | 0 | 0 | 0 | 0 | 0 | 0 | 0 | 0 | 0 | 0+0j | 0 | 0 | 0+0j | 0 | 0 | 0+0j | 0 | 0 | 0+0j | 0 | 0 | 0+0j | 0 | 0 | 0+0j | 5162.4 | 2199.173 | 5162.4+2199.173j | 0 | 0 | 0+0j | 0 | 0 | 0+0j | 0 | 0 | 0 | 0 | 0 | 0 | 0 | 0 | 0 | 0 | 0 | 0 | 0 | 0 | 0 | 0 | 0 | 0 | 1 | 0 | 0 | 1 | 0 | 0 | 0 | 0 | 0 | 0 | 0 | OPEN | node_1374369_571_15309137_604 | AN | 8104303
load_220345753 |  | 0 | R | 0 | 0 | 0 | 0 | 0 | 0 | 0 | 0 | 0 | 0 | 0 | 0+0j | 0 | 0 | 0+0j | 0 | 0 | 0+0j | 0 | 0 | 0+0j | 0 | 0 | 0+0j | 0 | 0 | 0+0j | 27460.8 | 11698.252 | 27460.8+11698.252j | 0 | 0 | 0+0j | 0 | 0 | 0+0j | 0 | 0 | 0 | 0 | 0 | 0 | 0 | 0 | 0 | 0 | 0 | 0 | 0 | 0 | 0 | 0 | 0 | 0 | 1 | 0 | 0 | 1 | 0 | 0 | 0 | 0 | 0 | 0 | 0 | OPEN | node_1374157_728_15309630_426 | AN | 8104303
load_220345754 |  | 0 | R | 0 | 0 | 0 | 0 | 0 | 0 | 0 | 0 | 0 | 0 | 0 | 0+0j | 0 | 0 | 0+0j | 0 | 0 | 0+0j | 0 | 0 | 0+0j | 0 | 0 | 0+0j | 0 | 0 | 0+0j | 11023.2 | 4695.864 | 11023.2+4695.864j | 0 | 0 | 0+0j | 0 | 0 | 0+0j | 0 | 0 | 0 | 0 | 0 | 0 | 0 | 0 | 0 | 0 | 0 | 0 | 0 | 0 | 0 | 0 | 0 | 0 | 1 | 0 | 0 | 1 | 0 | 0 | 0 | 0 | 0 | 0 | 0 | OPEN | node_1374195_554_15310055_468 | AN | 8104303
load_220345755 |  | 0 | R | 0 | 0 | 0 | 0 | 0 | 0 | 0 | 0 | 0 | 0 | 0 | 0+0j | 0 | 0 | 0+0j | 0 | 0 | 0+0j | 0 | 0 | 0+0j | 0 | 0 | 0+0j | 0 | 0 | 0+0j | 122.4 | 52.142 | 122.4+52.142j | 0 | 0 | 0+0j | 0 | 0 | 0+0j | 0 | 0 | 0 | 0 | 0 | 0 | 0 | 0 | 0 | 0 | 0 | 0 | 0 | 0 | 0 | 0 | 0 | 0 | 1 | 0 | 0 | 1 | 0 | 0 | 0 | 0 | 0 | 0 | 0 | OPEN | node_1373939_147_15310352_828 | AN | 8104303
load_220345757 |  | 0 | R | 0 | 0 | 0 | 0 | 0 | 0 | 0 | 0 | 0 | 0 | 0 | 0+0j | 0 | 0 | 0+0j | 0 | 0 | 0+0j | 0 | 0 | 0+0j | 0 | 0 | 0+0j | 0 | 0 | 0+0j | 5443.2 | 2318.793 | 5443.2+2318.793j | 0 | 0 | 0+0j | 0 | 0 | 0+0j | 0 | 0 | 0 | 0 | 0 | 0 | 0 | 0 | 0 | 0 | 0 | 0 | 0 | 0 | 0 | 0 | 0 | 0 | 1 | 0 | 0 | 1 | 0 | 0 | 0 | 0 | 0 | 0 | 0 | OPEN | node_1373973_17_15310952_345 | AN | 8104303
load_220345758 |  | 0 | R | 0 | 0 | 0 | 0 | 0 | 0 | 0 | 0 | 0 | 0 | 0 | 0+0j | 0 | 0 | 0+0j | 0 | 0 | 0+0j | 0 | 0 | 0+0j | 0 | 0 | 0+0j | 0 | 0 | 0+0j | 5932.8 | 2527.362 | 5932.8+2527.362j | 0 | 0 | 0+0j | 0 | 0 | 0+0j | 0 | 0 | 0 | 0 | 0 | 0 | 0 | 0 | 0 | 0 | 0 | 0 | 0 | 0 | 0 | 0 | 0 | 0 | 1 | 0 | 0 | 1 | 0 | 0 | 0 | 0 | 0 | 0 | 0 | OPEN | node_1373890_346_15311150_396 | AN | 8104303
load_220345761 |  | 0 | R | 0 | 0 | 0 | 0 | 0 | 0 | 0 | 0 | 0 | 0 | 0 | 0+0j | 0 | 0 | 0+0j | 0 | 0 | 0+0j | 0 | 0 | 0+0j | 0 | 0 | 0+0j | 0 | 0 | 0+0j | 33076.8 | 14090.658 | 33076.8+14090.658j | 0 | 0 | 0+0j | 0 | 0 | 0+0j | 0 | 0 | 0 | 0 | 0 | 0 | 0 | 0 | 0 | 0 | 0 | 0 | 0 | 0 | 0 | 0 | 0 | 0 | 1 | 0 | 0 | 1 | 0 | 0 | 0 | 0 | 0 | 0 | 0 | OPEN | node_1373705_443_15311609_469 | AN | 8104303
load_220345762 |  | 0 | R | 0 | 0 | 0 | 0 | 0 | 0 | 0 | 0 | 0 | 0 | 0 | 0+0j | 0 | 0 | 0+0j | 0 | 0 | 0+0j | 0 | 0 | 0+0j | 0 | 0 | 0+0j | 0 | 0 | 0+0j | 2109.6 | 898.686 | 2109.6+898.686j | 0 | 0 | 0+0j | 0 | 0 | 0+0j | 0 | 0 | 0 | 0 | 0 | 0 | 0 | 0 | 0 | 0 | 0 | 0 | 0 | 0 | 0 | 0 | 0 | 0 | 1 | 0 | 0 | 1 | 0 | 0 | 0 | 0 | 0 | 0 | 0 | OPEN | node_1373624_673_15312152_021 | AN | 8104303
load_220345763 |  | 0 | R | 0 | 0 | 0 | 0 | 0 | 0 | 0 | 0 | 0 | 0 | 0 | 0+0j | 0 | 0 | 0+0j | 0 | 0 | 0+0j | 0 | 0 | 0+0j | 0 | 0 | 0+0j | 0 | 0 | 0+0j | 11700 | 4984.179 | 11700+4984.179j | 0 | 0 | 0+0j | 0 | 0 | 0+0j | 0 | 0 | 0 | 0 | 0 | 0 | 0 | 0 | 0 | 0 | 0 | 0 | 0 | 0 | 0 | 0 | 0 | 0 | 1 | 0 | 0 | 1 | 0 | 0 | 0 | 0 | 0 | 0 | 0 | OPEN | node_1373515_639_15312193_833 | AN | 8104303
load_220345764 |  | 0 | R | 0 | 0 | 0 | 0 | 0 | 0 | 0 | 0 | 0 | 0 | 0 | 0+0j | 0 | 0 | 0+0j | 0 | 0 | 0+0j | 0 | 0 | 0+0j | 0 | 0 | 0+0j | 0 | 0 | 0+0j | 15674.4 | 6677.266 | 15674.4+6677.266j | 0 | 0 | 0+0j | 0 | 0 | 0+0j | 0 | 0 | 0 | 0 | 0 | 0 | 0 | 0 | 0 | 0 | 0 | 0 | 0 | 0 | 0 | 0 | 0 | 0 | 1 | 0 | 0 | 1 | 0 | 0 | 0 | 0 | 0 | 0 | 0 | OPEN | node_1373560_18_15312345_248 | AN | 8104303
load_220345765 |  | 0 | R | 0 | 0 | 0 | 0 | 0 | 0 | 0 | 0 | 0 | 0 | 0 | 0+0j | 0 | 0 | 0+0j | 0 | 0 | 0+0j | 0 | 0 | 0+0j | 0 | 0 | 0+0j | 0 | 0 | 0+0j | 10915.2 | 4649.856 | 10915.2+4649.856j | 0 | 0 | 0+0j | 0 | 0 | 0+0j | 0 | 0 | 0 | 0 | 0 | 0 | 0 | 0 | 0 | 0 | 0 | 0 | 0 | 0 | 0 | 0 | 0 | 0 | 1 | 0 | 0 | 1 | 0 | 0 | 0 | 0 | 0 | 0 | 0 | OPEN | node_1373456_233_15313072_092 | AN | 8104303
load_220345766 |  | 0 | R | 0 | 0 | 0 | 0 | 0 | 0 | 0 | 0 | 0 | 0 | 0 | 0+0j | 0 | 0 | 0+0j | 0 | 0 | 0+0j | 0 | 0 | 0+0j | 0 | 0 | 0+0j | 0 | 0 | 0+0j | 8740.8 | 3723.565 | 8740.8+3723.565j | 0 | 0 | 0+0j | 0 | 0 | 0+0j | 0 | 0 | 0 | 0 | 0 | 0 | 0 | 0 | 0 | 0 | 0 | 0 | 0 | 0 | 0 | 0 | 0 | 0 | 1 | 0 | 0 | 1 | 0 | 0 | 0 | 0 | 0 | 0 | 0 | OPEN | node_1373407_32_15313658_057 | AN | 8104303
load_220345771 |  | 0 | R | 0 | 0 | 0 | 0 | 0 | 0 | 0 | 0 | 0 | 0 | 0 | 0+0j | 0 | 0 | 0+0j | 0 | 0 | 0+0j | 0 | 0 | 0+0j | 0 | 0 | 0+0j | 0 | 0 | 0+0j | 6285.6 | 2677.654 | 6285.6+2677.654j | 0 | 0 | 0+0j | 0 | 0 | 0+0j | 0 | 0 | 0 | 0 | 0 | 0 | 0 | 0 | 0 | 0 | 0 | 0 | 0 | 0 | 0 | 0 | 0 | 0 | 1 | 0 | 0 | 1 | 0 | 0 | 0 | 0 | 0 | 0 | 0 | OPEN | node_1373258_037_15314420_954 | AN | 8104303
load_220345772 |  | 0 | C | 0 | 0 | 0 | 0 | 0 | 0 | 0 | 0 | 0 | 0 | 0 | 0+0j | 0 | 0 | 0+0j | 0 | 0 | 0+0j | 0 | 0 | 0+0j | 0 | 0 | 0+0j | 0 | 0 | 0+0j | 3578.4 | 1524.392 | 3578.4+1524.392j | 0 | 0 | 0+0j | 0 | 0 | 0+0j | 0 | 0 | 0 | 0 | 0 | 0 | 0 | 0 | 0 | 0 | 0 | 0 | 0 | 0 | 0 | 0 | 0 | 0 | 1 | 0 | 0 | 1 | 0 | 0 | 0 | 0 | 0 | 0 | 0 | OPEN | node_1372940_827_15314477_193 | AN | 8104303
load_220345773 |  | 0 | R | 0 | 0 | 0 | 0 | 0 | 0 | 0 | 0 | 0 | 0 | 0 | 0+0j | 0 | 0 | 0+0j | 0 | 0 | 0+0j | 0 | 0 | 0+0j | 0 | 0 | 0+0j | 0 | 0 | 0+0j | 11073.6 | 4717.334 | 11073.6+4717.334j | 0 | 0 | 0+0j | 0 | 0 | 0+0j | 0 | 0 | 0 | 0 | 0 | 0 | 0 | 0 | 0 | 0 | 0 | 0 | 0 | 0 | 0 | 0 | 0 | 0 | 1 | 0 | 0 | 1 | 0 | 0 | 0 | 0 | 0 | 0 | 0 | OPEN | node_1372617_139_15314402_625 | AN | 8104303
load_220345774 |  | 0 | R | 0 | 0 | 0 | 0 | 0 | 0 | 0 | 0 | 0 | 0 | 0 | 0+0j | 0 | 0 | 0+0j | 0 | 0 | 0+0j | 0 | 0 | 0+0j | 0 | 0 | 0+0j | 0 | 0 | 0+0j | 4075.2 | 1736.028 | 4075.2+1736.028j | 0 | 0 | 0+0j | 0 | 0 | 0+0j | 0 | 0 | 0 | 0 | 0 | 0 | 0 | 0 | 0 | 0 | 0 | 0 | 0 | 0 | 0 | 0 | 0 | 0 | 1 | 0 | 0 | 1 | 0 | 0 | 0 | 0 | 0 | 0 | 0 | OPEN | node_1371566_543_15314158_104 | AN | 8104303
load_220345775 |  | 0 | R | 0 | 0 | 0 | 0 | 0 | 0 | 0 | 0 | 0 | 0 | 0 | 0+0j | 0 | 0 | 0+0j | 0 | 0 | 0+0j | 0 | 0 | 0+0j | 0 | 0 | 0+0j | 0 | 0 | 0+0j | 17596.8 | 7496.205 | 17596.8+7496.205j | 0 | 0 | 0+0j | 0 | 0 | 0+0j | 0 | 0 | 0 | 0 | 0 | 0 | 0 | 0 | 0 | 0 | 0 | 0 | 0 | 0 | 0 | 0 | 0 | 0 | 1 | 0 | 0 | 1 | 0 | 0 | 0 | 0 | 0 | 0 | 0 | OPEN | node_1371627_827_15313778_833 | AN | 8104303
load_220346864 |  | 0 | R | 0 | 0 | 0 | 0 | 0 | 0 | 0 | 0 | 0 | 0 | 0 | 0+0j | 0 | 0 | 0+0j | 0 | 0 | 0+0j | 0 | 0 | 0+0j | 0 | 0 | 0+0j | 0 | 0 | 0+0j | 45532.8 | 19396.892 | 45532.8+19396.892j | 0 | 0 | 0+0j | 0 | 0 | 0+0j | 0 | 0 | 0 | 0 | 0 | 0 | 0 | 0 | 0 | 0 | 0 | 0 | 0 | 0 | 0 | 0 | 0 | 0 | 1 | 0 | 0 | 1 | 0 | 0 | 0 | 0 | 0 | 0 | 0 | OPEN | node_1376991_019_15305740_554 | AN | 8104303
load_220346865 |  | 0 | R | 0 | 0 | 0 | 0 | 0 | 0 | 0 | 0 | 0 | 0 | 0 | 0+0j | 0 | 0 | 0+0j | 0 | 0 | 0+0j | 0 | 0 | 0+0j | 0 | 0 | 0+0j | 0 | 0 | 0+0j | 36216 | 15427.951 | 36216+15427.951j | 0 | 0 | 0+0j | 0 | 0 | 0+0j | 0 | 0 | 0 | 0 | 0 | 0 | 0 | 0 | 0 | 0 | 0 | 0 | 0 | 0 | 0 | 0 | 0 | 0 | 1 | 0 | 0 | 1 | 0 | 0 | 0 | 0 | 0 | 0 | 0 | OPEN | node_1377188_282_15306212_442 | AN | 8104303
load_220346867 |  | 0 | R | 0 | 0 | 0 | 0 | 0 | 0 | 0 | 0 | 0 | 0 | 0 | 0+0j | 0 | 0 | 0+0j | 0 | 0 | 0+0j | 0 | 0 | 0+0j | 0 | 0 | 0+0j | 0 | 0 | 0+0j | 108806.4 | 46351.332 | 108806.4+46351.332j | 0 | 0 | 0+0j | 0 | 0 | 0+0j | 0 | 0 | 0 | 0 | 0 | 0 | 0 | 0 | 0 | 0 | 0 | 0 | 0 | 0 | 0 | 0 | 0 | 0 | 1 | 0 | 0 | 1 | 0 | 0 | 0 | 0 | 0 | 0 | 0 | OPEN | node_1376946_39_15306679_352 | AN | 8104303
load_220346869 |  | 0 | R | 0 | 0 | 0 | 0 | 0 | 0 | 0 | 0 | 0 | 0 | 0 | 0+0j | 0 | 0 | 0+0j | 0 | 0 | 0+0j | 0 | 0 | 0+0j | 0 | 0 | 0+0j | 0 | 0 | 0+0j | 30628.8 | 13047.814 | 30628.8+13047.814j | 0 | 0 | 0+0j | 0 | 0 | 0+0j | 0 | 0 | 0 | 0 | 0 | 0 | 0 | 0 | 0 | 0 | 0 | 0 | 0 | 0 | 0 | 0 | 0 | 0 | 1 | 0 | 0 | 1 | 0 | 0 | 0 | 0 | 0 | 0 | 0 | OPEN | node_1379577_464_15309007_142 | AN | 8104303
load_220346870 |  | 0 | R | 0 | 0 | 0 | 0 | 0 | 0 | 0 | 0 | 0 | 0 | 0 | 0+0j | 0 | 0 | 0+0j | 0 | 0 | 0+0j | 0 | 0 | 0+0j | 0 | 0 | 0+0j | 0 | 0 | 0+0j | 35971.2 | 15323.667 | 35971.2+15323.667j | 0 | 0 | 0+0j | 0 | 0 | 0+0j | 0 | 0 | 0 | 0 | 0 | 0 | 0 | 0 | 0 | 0 | 0 | 0 | 0 | 0 | 0 | 0 | 0 | 0 | 1 | 0 | 0 | 1 | 0 | 0 | 0 | 0 | 0 | 0 | 0 | OPEN | node_1379724_901_15309349_209 | AN | 8104303
load_220346871 |  | 0 | R | 0 | 0 | 0 | 0 | 0 | 0 | 0 | 0 | 0 | 0 | 0 | 0+0j | 0 | 0 | 0+0j | 0 | 0 | 0+0j | 0 | 0 | 0+0j | 0 | 0 | 0+0j | 0 | 0 | 0+0j | 37958.4 | 16170.211 | 37958.4+16170.211j | 0 | 0 | 0+0j | 0 | 0 | 0+0j | 0 | 0 | 0 | 0 | 0 | 0 | 0 | 0 | 0 | 0 | 0 | 0 | 0 | 0 | 0 | 0 | 0 | 0 | 1 | 0 | 0 | 1 | 0 | 0 | 0 | 0 | 0 | 0 | 0 | OPEN | node_1379731_451_15309539_118 | AN | 8104303
load_220346872 |  | 0 | R | 0 | 0 | 0 | 0 | 0 | 0 | 0 | 0 | 0 | 0 | 0 | 0+0j | 0 | 0 | 0+0j | 0 | 0 | 0+0j | 0 | 0 | 0+0j | 0 | 0 | 0+0j | 0 | 0 | 0+0j | 15861.6 | 6757.013 | 15861.6+6757.013j | 0 | 0 | 0+0j | 0 | 0 | 0+0j | 0 | 0 | 0 | 0 | 0 | 0 | 0 | 0 | 0 | 0 | 0 | 0 | 0 | 0 | 0 | 0 | 0 | 0 | 1 | 0 | 0 | 1 | 0 | 0 | 0 | 0 | 0 | 0 | 0 | OPEN | node_1379500_461_15309663_783 | AN | 8104303
load_220346873 |  | 0 | R | 0 | 0 | 0 | 0 | 0 | 0 | 0 | 0 | 0 | 0 | 0 | 0+0j | 0 | 0 | 0+0j | 0 | 0 | 0+0j | 0 | 0 | 0+0j | 0 | 0 | 0+0j | 0 | 0 | 0+0j | 25394.4 | 10817.969 | 25394.4+10817.969j | 0 | 0 | 0+0j | 0 | 0 | 0+0j | 0 | 0 | 0 | 0 | 0 | 0 | 0 | 0 | 0 | 0 | 0 | 0 | 0 | 0 | 0 | 0 | 0 | 0 | 1 | 0 | 0 | 1 | 0 | 0 | 0 | 0 | 0 | 0 | 0 | OPEN | node_1379370_721_15309405_789 | AN | 8104303
load_220346878 |  | 0 | R | 0 | 0 | 0 | 0 | 0 | 0 | 0 | 0 | 0 | 0 | 0 | 0+0j | 0 | 0 | 0+0j | 0 | 0 | 0+0j | 0 | 0 | 0+0j | 0 | 0 | 0+0j | 0 | 0 | 0+0j | 22471.2 | 9572.691 | 22471.2+9572.691j | 0 | 0 | 0+0j | 0 | 0 | 0+0j | 0 | 0 | 0 | 0 | 0 | 0 | 0 | 0 | 0 | 0 | 0 | 0 | 0 | 0 | 0 | 0 | 0 | 0 | 1 | 0 | 0 | 1 | 0 | 0 | 0 | 0 | 0 | 0 | 0 | OPEN | node_1377226_211_15308086_519 | AN | 8104303
load_220346879 |  | 0 | C | 0 | 0 | 0 | 0 | 0 | 0 | 0 | 0 | 0 | 0 | 0 | 0+0j | 0 | 0 | 0+0j | 0 | 0 | 0+0j | 0 | 0 | 0+0j | 0 | 0 | 0+0j | 0 | 0 | 0+0j | 24000 | 10223.957 | 24000+10223.957j | 0 | 0 | 0+0j | 0 | 0 | 0+0j | 0 | 0 | 0 | 0 | 0 | 0 | 0 | 0 | 0 | 0 | 0 | 0 | 0 | 0 | 0 | 0 | 0 | 0 | 1 | 0 | 0 | 1 | 0 | 0 | 0 | 0 | 0 | 0 | 0 | OPEN | node_1377217_093_15307666_687 | AN | 8104303
load_220346881 |  | 0 | C | 0 | 0 | 0 | 0 | 0 | 0 | 0 | 0 | 0 | 0 | 0 | 0+0j | 0 | 0 | 0+0j | 0 | 0 | 0+0j | 0 | 0 | 0+0j | 0 | 0 | 0+0j | 0 | 0 | 0+0j | 22000 | 9371.961 | 22000+9371.961j | 0 | 0 | 0+0j | 0 | 0 | 0+0j | 0 | 0 | 0 | 0 | 0 | 0 | 0 | 0 | 0 | 0 | 0 | 0 | 0 | 0 | 0 | 0 | 0 | 0 | 1 | 0 | 0 | 1 | 0 | 0 | 0 | 0 | 0 | 0 | 0 | OPEN | node_1376559_836_15307502_706 | AN | 8104303
load_220346883 |  | 0 | R | 0 | 0 | 0 | 0 | 0 | 0 | 0 | 0 | 0 | 0 | 0 | 0+0j | 0 | 0 | 0+0j | 0 | 0 | 0+0j | 0 | 0 | 0+0j | 0 | 0 | 0+0j | 0 | 0 | 0+0j | 37130.4 | 15817.484 | 37130.4+15817.484j | 0 | 0 | 0+0j | 0 | 0 | 0+0j | 0 | 0 | 0 | 0 | 0 | 0 | 0 | 0 | 0 | 0 | 0 | 0 | 0 | 0 | 0 | 0 | 0 | 0 | 1 | 0 | 0 | 1 | 0 | 0 | 0 | 0 | 0 | 0 | 0 | OPEN | node_1376692_002_15307162_867 | AN | 8104303
load_220346885 |  | 0 | C | 0 | 0 | 0 | 0 | 0 | 0 | 0 | 0 | 0 | 0 | 0 | 0+0j | 0 | 0 | 0+0j | 0 | 0 | 0+0j | 0 | 0 | 0+0j | 0 | 0 | 0+0j | 0 | 0 | 0+0j | 3614.4 | 1539.728 | 3614.4+1539.728j | 0 | 0 | 0+0j | 0 | 0 | 0+0j | 0 | 0 | 0 | 0 | 0 | 0 | 0 | 0 | 0 | 0 | 0 | 0 | 0 | 0 | 0 | 0 | 0 | 0 | 1 | 0 | 0 | 1 | 0 | 0 | 0 | 0 | 0 | 0 | 0 | OPEN | node_1376820_041_15307936_871 | AN | 8104303
load_220346886 |  | 0 | R | 0 | 0 | 0 | 0 | 0 | 0 | 0 | 0 | 0 | 0 | 0 | 0+0j | 0 | 0 | 0+0j | 0 | 0 | 0+0j | 0 | 0 | 0+0j | 0 | 0 | 0+0j | 0 | 0 | 0+0j | 11232 | 4784.812 | 11232+4784.812j | 0 | 0 | 0+0j | 0 | 0 | 0+0j | 0 | 0 | 0 | 0 | 0 | 0 | 0 | 0 | 0 | 0 | 0 | 0 | 0 | 0 | 0 | 0 | 0 | 0 | 1 | 0 | 0 | 1 | 0 | 0 | 0 | 0 | 0 | 0 | 0 | OPEN | node_1377275_442_15307883_051 | AN | 8104303
load_220346887 |  | 0 | C | 0 | 0 | 0 | 0 | 0 | 0 | 0 | 0 | 0 | 0 | 0 | 0+0j | 0 | 0 | 0+0j | 0 | 0 | 0+0j | 0 | 0 | 0+0j | 0 | 0 | 0+0j | 0 | 0 | 0+0j | 2000 | 851.996 | 2000+851.996j | 0 | 0 | 0+0j | 0 | 0 | 0+0j | 0 | 0 | 0 | 0 | 0 | 0 | 0 | 0 | 0 | 0 | 0 | 0 | 0 | 0 | 0 | 0 | 0 | 0 | 1 | 0 | 0 | 1 | 0 | 0 | 0 | 0 | 0 | 0 | 0 | OPEN | node_1376962_419_15307808_072 | AN | 8104303
load_220346888 |  | 0 | C | 0 | 0 | 0 | 0 | 0 | 0 | 0 | 0 | 0 | 0 | 0 | 0+0j | 0 | 0 | 0+0j | 0 | 0 | 0+0j | 0 | 0 | 0+0j | 0 | 0 | 0+0j | 0 | 0 | 0+0j | 2000 | 851.996 | 2000+851.996j | 0 | 0 | 0+0j | 0 | 0 | 0+0j | 0 | 0 | 0 | 0 | 0 | 0 | 0 | 0 | 0 | 0 | 0 | 0 | 0 | 0 | 0 | 0 | 0 | 0 | 1 | 0 | 0 | 1 | 0 | 0 | 0 | 0 | 0 | 0 | 0 | OPEN | node_1376834_206_15307708_508 | AN | 8104303
load_220346889 |  | 0 | C | 0 | 0 | 0 | 0 | 0 | 0 | 0 | 0 | 0 | 0 | 0 | 0+0j | 0 | 0 | 0+0j | 0 | 0 | 0+0j | 0 | 0 | 0+0j | 0 | 0 | 0+0j | 0 | 0 | 0+0j | 3000 | 1277.995 | 3000+1277.995j | 0 | 0 | 0+0j | 0 | 0 | 0+0j | 0 | 0 | 0 | 0 | 0 | 0 | 0 | 0 | 0 | 0 | 0 | 0 | 0 | 0 | 0 | 0 | 0 | 0 | 1 | 0 | 0 | 1 | 0 | 0 | 0 | 0 | 0 | 0 | 0 | OPEN | node_1376802_608_15307605_853 | AN | 8104303
load_220346890 |  | 0 | C | 0 | 0 | 0 | 0 | 0 | 0 | 0 | 0 | 0 | 0 | 0 | 0+0j | 0 | 0 | 0+0j | 0 | 0 | 0+0j | 0 | 0 | 0+0j | 0 | 0 | 0+0j | 0 | 0 | 0+0j | 11000 | 4685.98 | 11000+4685.98j | 0 | 0 | 0+0j | 0 | 0 | 0+0j | 0 | 0 | 0 | 0 | 0 | 0 | 0 | 0 | 0 | 0 | 0 | 0 | 0 | 0 | 0 | 0 | 0 | 0 | 1 | 0 | 0 | 1 | 0 | 0 | 0 | 0 | 0 | 0 | 0 | OPEN | node_1376931_413_15307425_366 | AN | 8104303
load_220346891 |  | 0 | R | 0 | 0 | 0 | 0 | 0 | 0 | 0 | 0 | 0 | 0 | 0 | 0+0j | 0 | 0 | 0+0j | 0 | 0 | 0+0j | 0 | 0 | 0+0j | 0 | 0 | 0+0j | 0 | 0 | 0+0j | 9518.4 | 4054.821 | 9518.4+4054.821j | 0 | 0 | 0+0j | 0 | 0 | 0+0j | 0 | 0 | 0 | 0 | 0 | 0 | 0 | 0 | 0 | 0 | 0 | 0 | 0 | 0 | 0 | 0 | 0 | 0 | 1 | 0 | 0 | 1 | 0 | 0 | 0 | 0 | 0 | 0 | 0 | OPEN | node_1378991_966_15309626_604 | AN | 8104303
load_220346892 |  | 0 | R | 0 | 0 | 0 | 0 | 0 | 0 | 0 | 0 | 0 | 0 | 0 | 0+0j | 0 | 0 | 0+0j | 0 | 0 | 0+0j | 0 | 0 | 0+0j | 0 | 0 | 0+0j | 0 | 0 | 0+0j | 22377.6 | 9532.818 | 22377.6+9532.818j | 0 | 0 | 0+0j | 0 | 0 | 0+0j | 0 | 0 | 0 | 0 | 0 | 0 | 0 | 0 | 0 | 0 | 0 | 0 | 0 | 0 | 0 | 0 | 0 | 0 | 1 | 0 | 0 | 1 | 0 | 0 | 0 | 0 | 0 | 0 | 0 | OPEN | node_1378475_759_15309505_178 | AN | 8104303
load_220346893 |  | 0 | R | 0 | 0 | 0 | 0 | 0 | 0 | 0 | 0 | 0 | 0 | 0 | 0+0j | 0 | 0 | 0+0j | 0 | 0 | 0+0j | 0 | 0 | 0+0j | 0 | 0 | 0+0j | 0 | 0 | 0+0j | 23220 | 9891.679 | 23220+9891.679j | 0 | 0 | 0+0j | 0 | 0 | 0+0j | 0 | 0 | 0 | 0 | 0 | 0 | 0 | 0 | 0 | 0 | 0 | 0 | 0 | 0 | 0 | 0 | 0 | 0 | 1 | 0 | 0 | 1 | 0 | 0 | 0 | 0 | 0 | 0 | 0 | OPEN | node_1378321_881_15309566_256 | AN | 8104303
load_220346894 |  | 0 | R | 0 | 0 | 0 | 0 | 0 | 0 | 0 | 0 | 0 | 0 | 0 | 0+0j | 0 | 0 | 0+0j | 0 | 0 | 0+0j | 0 | 0 | 0+0j | 0 | 0 | 0+0j | 0 | 0 | 0+0j | 28591.2 | 12179.8 | 28591.2+12179.8j | 0 | 0 | 0+0j | 0 | 0 | 0+0j | 0 | 0 | 0 | 0 | 0 | 0 | 0 | 0 | 0 | 0 | 0 | 0 | 0 | 0 | 0 | 0 | 0 | 0 | 1 | 0 | 0 | 1 | 0 | 0 | 0 | 0 | 0 | 0 | 0 | OPEN | node_1378018_742_15309497_237 | AN | 8104303
load_220346895 |  | 0 | R | 0 | 0 | 0 | 0 | 0 | 0 | 0 | 0 | 0 | 0 | 0 | 0+0j | 0 | 0 | 0+0j | 0 | 0 | 0+0j | 0 | 0 | 0+0j | 0 | 0 | 0+0j | 0 | 0 | 0+0j | 25048.8 | 10670.744 | 25048.8+10670.744j | 0 | 0 | 0+0j | 0 | 0 | 0+0j | 0 | 0 | 0 | 0 | 0 | 0 | 0 | 0 | 0 | 0 | 0 | 0 | 0 | 0 | 0 | 0 | 0 | 0 | 1 | 0 | 0 | 1 | 0 | 0 | 0 | 0 | 0 | 0 | 0 | OPEN | node_1377727_795_15309532_043 | AN | 8104303
load_220346896 |  | 0 | R | 0 | 0 | 0 | 0 | 0 | 0 | 0 | 0 | 0 | 0 | 0 | 0+0j | 0 | 0 | 0+0j | 0 | 0 | 0+0j | 0 | 0 | 0+0j | 0 | 0 | 0+0j | 0 | 0 | 0+0j | 23457.6 | 9992.896 | 23457.6+9992.896j | 0 | 0 | 0+0j | 0 | 0 | 0+0j | 0 | 0 | 0 | 0 | 0 | 0 | 0 | 0 | 0 | 0 | 0 | 0 | 0 | 0 | 0 | 0 | 0 | 0 | 1 | 0 | 0 | 1 | 0 | 0 | 0 | 0 | 0 | 0 | 0 | OPEN | node_1377660_417_15309461_272 | AN | 8104303
load_220346897 |  | 0 | R | 0 | 0 | 0 | 0 | 0 | 0 | 0 | 0 | 0 | 0 | 0 | 0+0j | 0 | 0 | 0+0j | 0 | 0 | 0+0j | 0 | 0 | 0+0j | 0 | 0 | 0+0j | 0 | 0 | 0+0j | 48247.2 | 20553.221 | 48247.2+20553.221j | 0 | 0 | 0+0j | 0 | 0 | 0+0j | 0 | 0 | 0 | 0 | 0 | 0 | 0 | 0 | 0 | 0 | 0 | 0 | 0 | 0 | 0 | 0 | 0 | 0 | 1 | 0 | 0 | 1 | 0 | 0 | 0 | 0 | 0 | 0 | 0 | OPEN | node_1377764_749_15309776_292 | AN | 8104303
load_220346898 |  | 0 | R | 0 | 0 | 0 | 0 | 0 | 0 | 0 | 0 | 0 | 0 | 0 | 0+0j | 0 | 0 | 0+0j | 0 | 0 | 0+0j | 0 | 0 | 0+0j | 0 | 0 | 0+0j | 0 | 0 | 0+0j | 30312 | 12912.858 | 30312+12912.858j | 0 | 0 | 0+0j | 0 | 0 | 0+0j | 0 | 0 | 0 | 0 | 0 | 0 | 0 | 0 | 0 | 0 | 0 | 0 | 0 | 0 | 0 | 0 | 0 | 0 | 1 | 0 | 0 | 1 | 0 | 0 | 0 | 0 | 0 | 0 | 0 | OPEN | node_1378795_81_15309659_227 | AN | 8104303
load_220346899 |  | 0 | R | 0 | 0 | 0 | 0 | 0 | 0 | 0 | 0 | 0 | 0 | 0 | 0+0j | 0 | 0 | 0+0j | 0 | 0 | 0+0j | 0 | 0 | 0+0j | 0 | 0 | 0+0j | 0 | 0 | 0+0j | 19584 | 8342.749 | 19584+8342.749j | 0 | 0 | 0+0j | 0 | 0 | 0+0j | 0 | 0 | 0 | 0 | 0 | 0 | 0 | 0 | 0 | 0 | 0 | 0 | 0 | 0 | 0 | 0 | 0 | 0 | 1 | 0 | 0 | 1 | 0 | 0 | 0 | 0 | 0 | 0 | 0 | OPEN | node_1378488_187_15309867_671 | AN | 8104303
load_220346913 |  | 0 | R | 0 | 0 | 0 | 0 | 0 | 0 | 0 | 0 | 0 | 0 | 0 | 0+0j | 0 | 0 | 0+0j | 0 | 0 | 0+0j | 0 | 0 | 0+0j | 0 | 0 | 0+0j | 0 | 0 | 0+0j | 38606.4 | 16446.258 | 38606.4+16446.258j | 0 | 0 | 0+0j | 0 | 0 | 0+0j | 0 | 0 | 0 | 0 | 0 | 0 | 0 | 0 | 0 | 0 | 0 | 0 | 0 | 0 | 0 | 0 | 0 | 0 | 1 | 0 | 0 | 1 | 0 | 0 | 0 | 0 | 0 | 0 | 0 | OPEN | node_1378513_806_15309270_334 | AN | 8104303
load_220346914 |  | 0 | R | 0 | 0 | 0 | 0 | 0 | 0 | 0 | 0 | 0 | 0 | 0 | 0+0j | 0 | 0 | 0+0j | 0 | 0 | 0+0j | 0 | 0 | 0+0j | 0 | 0 | 0+0j | 0 | 0 | 0+0j | 31932 | 13602.975 | 31932+13602.975j | 0 | 0 | 0+0j | 0 | 0 | 0+0j | 0 | 0 | 0 | 0 | 0 | 0 | 0 | 0 | 0 | 0 | 0 | 0 | 0 | 0 | 0 | 0 | 0 | 0 | 1 | 0 | 0 | 1 | 0 | 0 | 0 | 0 | 0 | 0 | 0 | OPEN | node_1378269_497_15308869_89 | AN | 8104303
load_220346915 |  | 0 | R | 0 | 0 | 0 | 0 | 0 | 0 | 0 | 0 | 0 | 0 | 0 | 0+0j | 0 | 0 | 0+0j | 0 | 0 | 0+0j | 0 | 0 | 0+0j | 0 | 0 | 0+0j | 0 | 0 | 0+0j | 44388 | 18909.209 | 44388+18909.209j | 0 | 0 | 0+0j | 0 | 0 | 0+0j | 0 | 0 | 0 | 0 | 0 | 0 | 0 | 0 | 0 | 0 | 0 | 0 | 0 | 0 | 0 | 0 | 0 | 0 | 1 | 0 | 0 | 1 | 0 | 0 | 0 | 0 | 0 | 0 | 0 | OPEN | node_1377988_642_15308465_629 | AN | 8104303
load_220346916 |  | 0 | R | 0 | 0 | 0 | 0 | 0 | 0 | 0 | 0 | 0 | 0 | 0 | 0+0j | 0 | 0 | 0+0j | 0 | 0 | 0+0j | 0 | 0 | 0+0j | 0 | 0 | 0+0j | 0 | 0 | 0+0j | 39045.6 | 16633.356 | 39045.6+16633.356j | 0 | 0 | 0+0j | 0 | 0 | 0+0j | 0 | 0 | 0 | 0 | 0 | 0 | 0 | 0 | 0 | 0 | 0 | 0 | 0 | 0 | 0 | 0 | 0 | 0 | 1 | 0 | 0 | 1 | 0 | 0 | 0 | 0 | 0 | 0 | 0 | OPEN | node_1379430_413_15308409_803 | AN | 8104303
load_220346917 |  | 0 | R | 0 | 0 | 0 | 0 | 0 | 0 | 0 | 0 | 0 | 0 | 0 | 0+0j | 0 | 0 | 0+0j | 0 | 0 | 0+0j | 0 | 0 | 0+0j | 0 | 0 | 0+0j | 0 | 0 | 0+0j | 57448.8 | 24473.086 | 57448.8+24473.086j | 0 | 0 | 0+0j | 0 | 0 | 0+0j | 0 | 0 | 0 | 0 | 0 | 0 | 0 | 0 | 0 | 0 | 0 | 0 | 0 | 0 | 0 | 0 | 0 | 0 | 1 | 0 | 0 | 1 | 0 | 0 | 0 | 0 | 0 | 0 | 0 | OPEN | node_1379558_922_15308782_761 | AN | 8104303
load_220346918 |  | 0 | R | 0 | 0 | 0 | 0 | 0 | 0 | 0 | 0 | 0 | 0 | 0 | 0+0j | 0 | 0 | 0+0j | 0 | 0 | 0+0j | 0 | 0 | 0+0j | 0 | 0 | 0+0j | 0 | 0 | 0+0j | 32364 | 13787.006 | 32364+13787.006j | 0 | 0 | 0+0j | 0 | 0 | 0+0j | 0 | 0 | 0 | 0 | 0 | 0 | 0 | 0 | 0 | 0 | 0 | 0 | 0 | 0 | 0 | 0 | 0 | 0 | 1 | 0 | 0 | 1 | 0 | 0 | 0 | 0 | 0 | 0 | 0 | OPEN | node_1377755_283_15308756_745 | AN | 8104303
load_220347392 |  | 0 | R | 0 | 0 | 0 | 0 | 0 | 0 | 0 | 0 | 0 | 0 | 0 | 0+0j | 0 | 0 | 0+0j | 0 | 0 | 0+0j | 0 | 0 | 0+0j | 0 | 0 | 0+0j | 0 | 0 | 0+0j | 25149.6 | 10713.685 | 25149.6+10713.685j | 0 | 0 | 0+0j | 0 | 0 | 0+0j | 0 | 0 | 0 | 0 | 0 | 0 | 0 | 0 | 0 | 0 | 0 | 0 | 0 | 0 | 0 | 0 | 0 | 0 | 1 | 0 | 0 | 1 | 0 | 0 | 0 | 0 | 0 | 0 | 0 | OPEN | node_1376853_564_15305361_83 | AN | 8104303
load_220347393 |  | 0 | C | 0 | 0 | 0 | 0 | 0 | 0 | 0 | 0 | 0 | 0 | 0 | 0+0j | 0 | 0 | 0+0j | 0 | 0 | 0+0j | 0 | 0 | 0+0j | 0 | 0 | 0+0j | 0 | 0 | 0+0j | 7509.6 | 3199.076 | 7509.6+3199.076j | 0 | 0 | 0+0j | 0 | 0 | 0+0j | 0 | 0 | 0 | 0 | 0 | 0 | 0 | 0 | 0 | 0 | 0 | 0 | 0 | 0 | 0 | 0 | 0 | 0 | 1 | 0 | 0 | 1 | 0 | 0 | 0 | 0 | 0 | 0 | 0 | OPEN | node_1377217_652_15305830_031 | AN | 8104303
load_220347394 |  | 0 | R | 0 | 0 | 0 | 0 | 0 | 0 | 0 | 0 | 0 | 0 | 0 | 0+0j | 0 | 0 | 0+0j | 0 | 0 | 0+0j | 0 | 0 | 0+0j | 0 | 0 | 0+0j | 0 | 0 | 0+0j | 16041.6 | 6833.693 | 16041.6+6833.693j | 0 | 0 | 0+0j | 0 | 0 | 0+0j | 0 | 0 | 0 | 0 | 0 | 0 | 0 | 0 | 0 | 0 | 0 | 0 | 0 | 0 | 0 | 0 | 0 | 0 | 1 | 0 | 0 | 1 | 0 | 0 | 0 | 0 | 0 | 0 | 0 | OPEN | node_1377423_132_15306329_094 | AN | 8104303
load_220347395 |  | 0 | R | 0 | 0 | 0 | 0 | 0 | 0 | 0 | 0 | 0 | 0 | 0 | 0+0j | 0 | 0 | 0+0j | 0 | 0 | 0+0j | 0 | 0 | 0+0j | 0 | 0 | 0+0j | 0 | 0 | 0+0j | 30614.4 | 13041.68 | 30614.4+13041.68j | 0 | 0 | 0+0j | 0 | 0 | 0+0j | 0 | 0 | 0 | 0 | 0 | 0 | 0 | 0 | 0 | 0 | 0 | 0 | 0 | 0 | 0 | 0 | 0 | 0 | 1 | 0 | 0 | 1 | 0 | 0 | 0 | 0 | 0 | 0 | 0 | OPEN | node_1377603_79_15306923_991 | AN | 8104303
load_220347396 |  | 0 | R | 0 | 0 | 0 | 0 | 0 | 0 | 0 | 0 | 0 | 0 | 0 | 0+0j | 0 | 0 | 0+0j | 0 | 0 | 0+0j | 0 | 0 | 0+0j | 0 | 0 | 0+0j | 0 | 0 | 0+0j | 18554.4 | 7904.141 | 18554.4+7904.141j | 0 | 0 | 0+0j | 0 | 0 | 0+0j | 0 | 0 | 0 | 0 | 0 | 0 | 0 | 0 | 0 | 0 | 0 | 0 | 0 | 0 | 0 | 0 | 0 | 0 | 1 | 0 | 0 | 1 | 0 | 0 | 0 | 0 | 0 | 0 | 0 | OPEN | node_1377657_025_15307052_006 | AN | 8104303
load_220347397 |  | 0 | R | 0 | 0 | 0 | 0 | 0 | 0 | 0 | 0 | 0 | 0 | 0 | 0+0j | 0 | 0 | 0+0j | 0 | 0 | 0+0j | 0 | 0 | 0+0j | 0 | 0 | 0+0j | 0 | 0 | 0+0j | 3088.8 | 1315.823 | 3088.8+1315.823j | 0 | 0 | 0+0j | 0 | 0 | 0+0j | 0 | 0 | 0 | 0 | 0 | 0 | 0 | 0 | 0 | 0 | 0 | 0 | 0 | 0 | 0 | 0 | 0 | 0 | 1 | 0 | 0 | 1 | 0 | 0 | 0 | 0 | 0 | 0 | 0 | OPEN | node_1377789_727_15307377_236 | AN | 8104303
load_220347398 |  | 0 | R | 0 | 0 | 0 | 0 | 0 | 0 | 0 | 0 | 0 | 0 | 0 | 0+0j | 0 | 0 | 0+0j | 0 | 0 | 0+0j | 0 | 0 | 0+0j | 0 | 0 | 0+0j | 0 | 0 | 0+0j | 39808.8 | 16958.478 | 39808.8+16958.478j | 0 | 0 | 0+0j | 0 | 0 | 0+0j | 0 | 0 | 0 | 0 | 0 | 0 | 0 | 0 | 0 | 0 | 0 | 0 | 0 | 0 | 0 | 0 | 0 | 0 | 1 | 0 | 0 | 1 | 0 | 0 | 0 | 0 | 0 | 0 | 0 | OPEN | node_1377883_315_15307755_139 | AN | 8104303
load_220347400 |  | 0 | R | 0 | 0 | 0 | 0 | 0 | 0 | 0 | 0 | 0 | 0 | 0 | 0+0j | 0 | 0 | 0+0j | 0 | 0 | 0+0j | 0 | 0 | 0+0j | 0 | 0 | 0+0j | 0 | 0 | 0+0j | 6760.8 | 2880.089 | 6760.8+2880.089j | 0 | 0 | 0+0j | 0 | 0 | 0+0j | 0 | 0 | 0 | 0 | 0 | 0 | 0 | 0 | 0 | 0 | 0 | 0 | 0 | 0 | 0 | 0 | 0 | 0 | 1 | 0 | 0 | 1 | 0 | 0 | 0 | 0 | 0 | 0 | 0 | OPEN | node_1378153_833_15308261_392 | AN | 8104303
load_220347401 |  | 0 | R | 0 | 0 | 0 | 0 | 0 | 0 | 0 | 0 | 0 | 0 | 0 | 0+0j | 0 | 0 | 0+0j | 0 | 0 | 0+0j | 0 | 0 | 0+0j | 0 | 0 | 0+0j | 0 | 0 | 0+0j | 8172 | 3481.257 | 8172+3481.257j | 0 | 0 | 0+0j | 0 | 0 | 0+0j | 0 | 0 | 0 | 0 | 0 | 0 | 0 | 0 | 0 | 0 | 0 | 0 | 0 | 0 | 0 | 0 | 0 | 0 | 1 | 0 | 0 | 1 | 0 | 0 | 0 | 0 | 0 | 0 | 0 | OPEN | node_1378278_459_15308436_204 | AN | 8104303
load_220347402 |  | 0 | R | 0 | 0 | 0 | 0 | 0 | 0 | 0 | 0 | 0 | 0 | 0 | 0+0j | 0 | 0 | 0+0j | 0 | 0 | 0+0j | 0 | 0 | 0+0j | 0 | 0 | 0+0j | 0 | 0 | 0+0j | 21981.6 | 9364.122 | 21981.6+9364.122j | 0 | 0 | 0+0j | 0 | 0 | 0+0j | 0 | 0 | 0 | 0 | 0 | 0 | 0 | 0 | 0 | 0 | 0 | 0 | 0 | 0 | 0 | 0 | 0 | 0 | 1 | 0 | 0 | 1 | 0 | 0 | 0 | 0 | 0 | 0 | 0 | OPEN | node_1378433_902_15308631_339 | AN | 8104303
load_220347403 |  | 0 | R | 0 | 0 | 0 | 0 | 0 | 0 | 0 | 0 | 0 | 0 | 0 | 0+0j | 0 | 0 | 0+0j | 0 | 0 | 0+0j | 0 | 0 | 0+0j | 0 | 0 | 0+0j | 0 | 0 | 0+0j | 39470.4 | 16814.32 | 39470.4+16814.32j | 0 | 0 | 0+0j | 0 | 0 | 0+0j | 0 | 0 | 0 | 0 | 0 | 0 | 0 | 0 | 0 | 0 | 0 | 0 | 0 | 0 | 0 | 0 | 0 | 0 | 1 | 0 | 0 | 1 | 0 | 0 | 0 | 0 | 0 | 0 | 0 | OPEN | node_1378627_067_15308871_504 | AN | 8104303
load_220347404 |  | 0 | R | 0 | 0 | 0 | 0 | 0 | 0 | 0 | 0 | 0 | 0 | 0 | 0+0j | 0 | 0 | 0+0j | 0 | 0 | 0+0j | 0 | 0 | 0+0j | 0 | 0 | 0+0j | 0 | 0 | 0+0j | 31147.2 | 13268.652 | 31147.2+13268.652j | 0 | 0 | 0+0j | 0 | 0 | 0+0j | 0 | 0 | 0 | 0 | 0 | 0 | 0 | 0 | 0 | 0 | 0 | 0 | 0 | 0 | 0 | 0 | 0 | 0 | 1 | 0 | 0 | 1 | 0 | 0 | 0 | 0 | 0 | 0 | 0 | OPEN | node_1378964_039_15309040_817 | AN | 8104303
load_220347405 |  | 0 | R | 0 | 0 | 0 | 0 | 0 | 0 | 0 | 0 | 0 | 0 | 0 | 0+0j | 0 | 0 | 0+0j | 0 | 0 | 0+0j | 0 | 0 | 0+0j | 0 | 0 | 0+0j | 0 | 0 | 0+0j | 13586.4 | 5787.782 | 13586.4+5787.782j | 0 | 0 | 0+0j | 0 | 0 | 0+0j | 0 | 0 | 0 | 0 | 0 | 0 | 0 | 0 | 0 | 0 | 0 | 0 | 0 | 0 | 0 | 0 | 0 | 0 | 1 | 0 | 0 | 1 | 0 | 0 | 0 | 0 | 0 | 0 | 0 | OPEN | node_1379138_359_15309356_6 | AN | 8104303
load_220347406 |  | 0 | C | 0 | 0 | 0 | 0 | 0 | 0 | 0 | 0 | 0 | 0 | 0 | 0+0j | 0 | 0 | 0+0j | 0 | 0 | 0+0j | 0 | 0 | 0+0j | 0 | 0 | 0+0j | 0 | 0 | 0+0j | 4500 | 1916.992 | 4500+1916.992j | 0 | 0 | 0+0j | 0 | 0 | 0+0j | 0 | 0 | 0 | 0 | 0 | 0 | 0 | 0 | 0 | 0 | 0 | 0 | 0 | 0 | 0 | 0 | 0 | 0 | 1 | 0 | 0 | 1 | 0 | 0 | 0 | 0 | 0 | 0 | 0 | OPEN | node_1379134_583_15309616_732 | AN | 8104303
load_220347407 |  | 0 | R | 0 | 0 | 0 | 0 | 0 | 0 | 0 | 0 | 0 | 0 | 0 | 0+0j | 0 | 0 | 0+0j | 0 | 0 | 0+0j | 0 | 0 | 0+0j | 0 | 0 | 0+0j | 0 | 0 | 0+0j | 23882.4 | 10173.86 | 23882.4+10173.86j | 0 | 0 | 0+0j | 0 | 0 | 0+0j | 0 | 0 | 0 | 0 | 0 | 0 | 0 | 0 | 0 | 0 | 0 | 0 | 0 | 0 | 0 | 0 | 0 | 0 | 1 | 0 | 0 | 1 | 0 | 0 | 0 | 0 | 0 | 0 | 0 | OPEN | node_1379072_011_15309841_021 | AN | 8104303
load_220347486 |  | 0 | R | 0 | 0 | 0 | 0 | 0 | 0 | 0 | 0 | 0 | 0 | 0 | 0+0j | 0 | 0 | 0+0j | 0 | 0 | 0+0j | 0 | 0 | 0+0j | 0 | 0 | 0+0j | 0 | 0 | 0+0j | 138391.2 | 58954.404 | 138391.2+58954.404j | 0 | 0 | 0+0j | 0 | 0 | 0+0j | 0 | 0 | 0 | 0 | 0 | 0 | 0 | 0 | 0 | 0 | 0 | 0 | 0 | 0 | 0 | 0 | 0 | 0 | 1 | 0 | 0 | 1 | 0 | 0 | 0 | 0 | 0 | 0 | 0 | OPEN | node_1376612_208_15305239_348 | AN | 8104303
load_220347555 |  | 0 | R | 0 | 0 | 0 | 0 | 0 | 0 | 0 | 0 | 0 | 0 | 0 | 0+0j | 0 | 0 | 0+0j | 0 | 0 | 0+0j | 0 | 0 | 0+0j | 0 | 0 | 0+0j | 0 | 0 | 0+0j | 40788 | 17375.615 | 40788+17375.615j | 0 | 0 | 0+0j | 0 | 0 | 0+0j | 0 | 0 | 0 | 0 | 0 | 0 | 0 | 0 | 0 | 0 | 0 | 0 | 0 | 0 | 0 | 0 | 0 | 0 | 1 | 0 | 0 | 1 | 0 | 0 | 0 | 0 | 0 | 0 | 0 | OPEN | node_1377253_157_15306634_86 | AN | 8104303
load_220347556 |  | 0 | R | 0 | 0 | 0 | 0 | 0 | 0 | 0 | 0 | 0 | 0 | 0 | 0+0j | 0 | 0 | 0+0j | 0 | 0 | 0+0j | 0 | 0 | 0+0j | 0 | 0 | 0+0j | 0 | 0 | 0+0j | 18921.6 | 8060.568 | 18921.6+8060.568j | 0 | 0 | 0+0j | 0 | 0 | 0+0j | 0 | 0 | 0 | 0 | 0 | 0 | 0 | 0 | 0 | 0 | 0 | 0 | 0 | 0 | 0 | 0 | 0 | 0 | 1 | 0 | 0 | 1 | 0 | 0 | 0 | 0 | 0 | 0 | 0 | OPEN | node_1379468_756_15309947_204 | AN | 8104303
load_220347557 |  | 0 | R | 0 | 0 | 0 | 0 | 0 | 0 | 0 | 0 | 0 | 0 | 0 | 0+0j | 0 | 0 | 0+0j | 0 | 0 | 0+0j | 0 | 0 | 0+0j | 0 | 0 | 0+0j | 0 | 0 | 0+0j | 24530.4 | 10449.907 | 24530.4+10449.907j | 0 | 0 | 0+0j | 0 | 0 | 0+0j | 0 | 0 | 0 | 0 | 0 | 0 | 0 | 0 | 0 | 0 | 0 | 0 | 0 | 0 | 0 | 0 | 0 | 0 | 1 | 0 | 0 | 1 | 0 | 0 | 0 | 0 | 0 | 0 | 0 | OPEN | node_1379715_741_15310011_409 | AN | 8104303
load_220347558 |  | 0 | R | 0 | 0 | 0 | 0 | 0 | 0 | 0 | 0 | 0 | 0 | 0 | 0+0j | 0 | 0 | 0+0j | 0 | 0 | 0+0j | 0 | 0 | 0+0j | 0 | 0 | 0+0j | 0 | 0 | 0+0j | 11124 | 4738.804 | 11124+4738.804j | 0 | 0 | 0+0j | 0 | 0 | 0+0j | 0 | 0 | 0 | 0 | 0 | 0 | 0 | 0 | 0 | 0 | 0 | 0 | 0 | 0 | 0 | 0 | 0 | 0 | 1 | 0 | 0 | 1 | 0 | 0 | 0 | 0 | 0 | 0 | 0 | OPEN | node_1380074_582_15309761_702 | AN | 8104303
load_220347559 |  | 0 | C | 0 | 0 | 0 | 0 | 0 | 0 | 0 | 0 | 0 | 0 | 0 | 0+0j | 0 | 0 | 0+0j | 0 | 0 | 0+0j | 0 | 0 | 0+0j | 0 | 0 | 0+0j | 0 | 0 | 0+0j | 0 | 0 | 0+0j | 2666.667 | 1135.995 | 2666.667+1135.995j | 0 | 0 | 0+0j | 0 | 0 | 0 | 0 | 0 | 0 | 0 | 0 | 0 | 0 | 0 | 0 | 0 | 0 | 0 | 0 | 0 | 0 | 1 | 0 | 0 | 1 | 0 | 0 | 0 | 0 | 0 | 0 | 0 | OPEN | node_1380162_367_15309698_63 | BN | 8104303
load_220347560 |  | 0 | C | 0 | 0 | 0 | 0 | 0 | 0 | 0 | 0 | 0 | 0 | 0 | 0+0j | 0 | 0 | 0+0j | 0 | 0 | 0+0j | 0 | 0 | 0+0j | 0 | 0 | 0+0j | 0 | 0 | 0+0j | 0 | 0 | 0+0j | 0 | 0 | 0+0j | 2666.667 | 1135.995 | 2666.667+1135.995j | 0 | 0 | 0 | 0 | 0 | 0 | 0 | 0 | 0 | 0 | 0 | 0 | 0 | 0 | 0 | 0 | 0 | 0 | 1 | 0 | 0 | 1 | 0 | 0 | 0 | 0 | 0 | 0 | 0 | OPEN | node_1380171_746_15309691_91 | CN | 8104303
load_220347561 |  | 0 | C | 0 | 0 | 0 | 0 | 0 | 0 | 0 | 0 | 0 | 0 | 0 | 0+0j | 0 | 0 | 0+0j | 0 | 0 | 0+0j | 0 | 0 | 0+0j | 0 | 0 | 0+0j | 0 | 0 | 0+0j | 2666.667 | 1135.995 | 2666.667+1135.995j | 0 | 0 | 0+0j | 0 | 0 | 0+0j | 0 | 0 | 0 | 0 | 0 | 0 | 0 | 0 | 0 | 0 | 0 | 0 | 0 | 0 | 0 | 0 | 0 | 0 | 1 | 0 | 0 | 1 | 0 | 0 | 0 | 0 | 0 | 0 | 0 | OPEN | node_1380152_618_15309705_711 | AN | 8104303
load_220347562 |  | 0 | R | 0 | 0 | 0 | 0 | 0 | 0 | 0 | 0 | 0 | 0 | 0 | 0+0j | 0 | 0 | 0+0j | 0 | 0 | 0+0j | 0 | 0 | 0+0j | 0 | 0 | 0+0j | 0 | 0 | 0+0j | 10051.2 | 4281.793 | 10051.2+4281.793j | 0 | 0 | 0+0j | 0 | 0 | 0+0j | 0 | 0 | 0 | 0 | 0 | 0 | 0 | 0 | 0 | 0 | 0 | 0 | 0 | 0 | 0 | 0 | 0 | 0 | 1 | 0 | 0 | 1 | 0 | 0 | 0 | 0 | 0 | 0 | 0 | OPEN | node_1380245_261_15309400_059 | AN | 8104303
load_220347622 |  | 0 | R | 0 | 0 | 0 | 0 | 0 | 0 | 0 | 0 | 0 | 0 | 0 | 0+0j | 0 | 0 | 0+0j | 0 | 0 | 0+0j | 0 | 0 | 0+0j | 0 | 0 | 0+0j | 0 | 0 | 0+0j | 62712 | 26715.2 | 62712+26715.2j | 0 | 0 | 0+0j | 0 | 0 | 0+0j | 0 | 0 | 0 | 0 | 0 | 0 | 0 | 0 | 0 | 0 | 0 | 0 | 0 | 0 | 0 | 0 | 0 | 0 | 1 | 0 | 0 | 1 | 0 | 0 | 0 | 0 | 0 | 0 | 0 | OPEN | node_1379001_666_15308839_37 | AN | 8104303
load_220347623 |  | 0 | R | 0 | 0 | 0 | 0 | 0 | 0 | 0 | 0 | 0 | 0 | 0 | 0+0j | 0 | 0 | 0+0j | 0 | 0 | 0+0j | 0 | 0 | 0+0j | 0 | 0 | 0+0j | 0 | 0 | 0+0j | 48009.6 | 20452.004 | 48009.6+20452.004j | 0 | 0 | 0+0j | 0 | 0 | 0+0j | 0 | 0 | 0 | 0 | 0 | 0 | 0 | 0 | 0 | 0 | 0 | 0 | 0 | 0 | 0 | 0 | 0 | 0 | 1 | 0 | 0 | 1 | 0 | 0 | 0 | 0 | 0 | 0 | 0 | OPEN | node_1378773_336_15308670_465 | AN | 8104303
load_220347624 |  | 0 | R | 0 | 0 | 0 | 0 | 0 | 0 | 0 | 0 | 0 | 0 | 0 | 0+0j | 0 | 0 | 0+0j | 0 | 0 | 0+0j | 0 | 0 | 0+0j | 0 | 0 | 0+0j | 0 | 0 | 0+0j | 19562.4 | 8333.548 | 19562.4+8333.548j | 0 | 0 | 0+0j | 0 | 0 | 0+0j | 0 | 0 | 0 | 0 | 0 | 0 | 0 | 0 | 0 | 0 | 0 | 0 | 0 | 0 | 0 | 0 | 0 | 0 | 1 | 0 | 0 | 1 | 0 | 0 | 0 | 0 | 0 | 0 | 0 | OPEN | node_1379030_271_15308467_372 | AN | 8104303
load_220347625 |  | 0 | R | 0 | 0 | 0 | 0 | 0 | 0 | 0 | 0 | 0 | 0 | 0 | 0+0j | 0 | 0 | 0+0j | 0 | 0 | 0+0j | 0 | 0 | 0+0j | 0 | 0 | 0+0j | 0 | 0 | 0+0j | 36424.8 | 15516.9 | 36424.8+15516.9j | 0 | 0 | 0+0j | 0 | 0 | 0+0j | 0 | 0 | 0 | 0 | 0 | 0 | 0 | 0 | 0 | 0 | 0 | 0 | 0 | 0 | 0 | 0 | 0 | 0 | 1 | 0 | 0 | 1 | 0 | 0 | 0 | 0 | 0 | 0 | 0 | OPEN | node_1378885_354_15308350_751 | AN | 8104303
load_220347649 |  | 0 | R | 0 | 0 | 0 | 0 | 0 | 0 | 0 | 0 | 0 | 0 | 0 | 0+0j | 0 | 0 | 0+0j | 0 | 0 | 0+0j | 0 | 0 | 0+0j | 0 | 0 | 0+0j | 0 | 0 | 0+0j | 50032.8 | 21313.884 | 50032.8+21313.884j | 0 | 0 | 0+0j | 0 | 0 | 0+0j | 0 | 0 | 0 | 0 | 0 | 0 | 0 | 0 | 0 | 0 | 0 | 0 | 0 | 0 | 0 | 0 | 0 | 0 | 1 | 0 | 0 | 1 | 0 | 0 | 0 | 0 | 0 | 0 | 0 | OPEN | node_1379236_548_15309011_244 | AN | 8104303
load_220347650 |  | 0 | R | 0 | 0 | 0 | 0 | 0 | 0 | 0 | 0 | 0 | 0 | 0 | 0+0j | 0 | 0 | 0+0j | 0 | 0 | 0+0j | 0 | 0 | 0+0j | 0 | 0 | 0+0j | 0 | 0 | 0+0j | 25963.2 | 11060.277 | 25963.2+11060.277j | 0 | 0 | 0+0j | 0 | 0 | 0+0j | 0 | 0 | 0 | 0 | 0 | 0 | 0 | 0 | 0 | 0 | 0 | 0 | 0 | 0 | 0 | 0 | 0 | 0 | 1 | 0 | 0 | 1 | 0 | 0 | 0 | 0 | 0 | 0 | 0 | OPEN | node_1379251_385_15309268_825 | AN | 8104303
load_220347651 |  | 0 | R | 0 | 0 | 0 | 0 | 0 | 0 | 0 | 0 | 0 | 0 | 0 | 0+0j | 0 | 0 | 0+0j | 0 | 0 | 0+0j | 0 | 0 | 0+0j | 0 | 0 | 0+0j | 0 | 0 | 0+0j | 60746.4 | 25877.858 | 60746.4+25877.858j | 0 | 0 | 0+0j | 0 | 0 | 0+0j | 0 | 0 | 0 | 0 | 0 | 0 | 0 | 0 | 0 | 0 | 0 | 0 | 0 | 0 | 0 | 0 | 0 | 0 | 1 | 0 | 0 | 1 | 0 | 0 | 0 | 0 | 0 | 0 | 0 | OPEN | node_1378658_979_15308346_788 | AN | 8104303
load_220347652 |  | 0 | C | 0 | 0 | 0 | 0 | 0 | 0 | 0 | 0 | 0 | 0 | 0 | 0+0j | 0 | 0 | 0+0j | 0 | 0 | 0+0j | 0 | 0 | 0+0j | 0 | 0 | 0+0j | 0 | 0 | 0+0j | 10893.6 | 4640.654 | 10893.6+4640.654j | 0 | 0 | 0+0j | 0 | 0 | 0+0j | 0 | 0 | 0 | 0 | 0 | 0 | 0 | 0 | 0 | 0 | 0 | 0 | 0 | 0 | 0 | 0 | 0 | 0 | 1 | 0 | 0 | 1 | 0 | 0 | 0 | 0 | 0 | 0 | 0 | OPEN | node_1377559_96_15307573_416 | AN | 8104303
load_220347653 |  | 0 | R | 0 | 0 | 0 | 0 | 0 | 0 | 0 | 0 | 0 | 0 | 0 | 0+0j | 0 | 0 | 0+0j | 0 | 0 | 0+0j | 0 | 0 | 0+0j | 0 | 0 | 0+0j | 0 | 0 | 0+0j | 48952.8 | 20853.805 | 48952.8+20853.805j | 0 | 0 | 0+0j | 0 | 0 | 0+0j | 0 | 0 | 0 | 0 | 0 | 0 | 0 | 0 | 0 | 0 | 0 | 0 | 0 | 0 | 0 | 0 | 0 | 0 | 1 | 0 | 0 | 1 | 0 | 0 | 0 | 0 | 0 | 0 | 0 | OPEN | node_1377390_364_15307392_659 | AN | 8104303
load_220347654 |  | 0 | R | 0 | 0 | 0 | 0 | 0 | 0 | 0 | 0 | 0 | 0 | 0 | 0+0j | 0 | 0 | 0+0j | 0 | 0 | 0+0j | 0 | 0 | 0+0j | 0 | 0 | 0+0j | 0 | 0 | 0+0j | 41702.4 | 17765.148 | 41702.4+17765.148j | 0 | 0 | 0+0j | 0 | 0 | 0+0j | 0 | 0 | 0 | 0 | 0 | 0 | 0 | 0 | 0 | 0 | 0 | 0 | 0 | 0 | 0 | 0 | 0 | 0 | 1 | 0 | 0 | 1 | 0 | 0 | 0 | 0 | 0 | 0 | 0 | OPEN | node_1377197_771_15307023_676 | AN | 8104303
load_220347655 |  | 0 | R | 0 | 0 | 0 | 0 | 0 | 0 | 0 | 0 | 0 | 0 | 0 | 0+0j | 0 | 0 | 0+0j | 0 | 0 | 0+0j | 0 | 0 | 0+0j | 0 | 0 | 0+0j | 0 | 0 | 0+0j | 23234.4 | 9897.813 | 23234.4+9897.813j | 0 | 0 | 0+0j | 0 | 0 | 0+0j | 0 | 0 | 0 | 0 | 0 | 0 | 0 | 0 | 0 | 0 | 0 | 0 | 0 | 0 | 0 | 0 | 0 | 0 | 1 | 0 | 0 | 1 | 0 | 0 | 0 | 0 | 0 | 0 | 0 | OPEN | node_1375877_45_15305916_818 | AN | 8104303
load_220347656 |  | 0 | R | 0 | 0 | 0 | 0 | 0 | 0 | 0 | 0 | 0 | 0 | 0 | 0+0j | 0 | 0 | 0+0j | 0 | 0 | 0+0j | 0 | 0 | 0+0j | 0 | 0 | 0+0j | 0 | 0 | 0+0j | 11894.4 | 5066.993 | 11894.4+5066.993j | 0 | 0 | 0+0j | 0 | 0 | 0+0j | 0 | 0 | 0 | 0 | 0 | 0 | 0 | 0 | 0 | 0 | 0 | 0 | 0 | 0 | 0 | 0 | 0 | 0 | 1 | 0 | 0 | 1 | 0 | 0 | 0 | 0 | 0 | 0 | 0 | OPEN | node_1375808_442_15305703_406 | AN | 8104303
load_220347657 |  | 0 | R | 0 | 0 | 0 | 0 | 0 | 0 | 0 | 0 | 0 | 0 | 0 | 0+0j | 0 | 0 | 0+0j | 0 | 0 | 0+0j | 0 | 0 | 0+0j | 0 | 0 | 0+0j | 0 | 0 | 0+0j | 19490.4 | 8302.876 | 19490.4+8302.876j | 0 | 0 | 0+0j | 0 | 0 | 0+0j | 0 | 0 | 0 | 0 | 0 | 0 | 0 | 0 | 0 | 0 | 0 | 0 | 0 | 0 | 0 | 0 | 0 | 0 | 1 | 0 | 0 | 1 | 0 | 0 | 0 | 0 | 0 | 0 | 0 | OPEN | node_1375793_669_15305534_071 | AN | 8104303
load_220347716 |  | 0 | R | 0 | 0 | 0 | 0 | 0 | 0 | 0 | 0 | 0 | 0 | 0 | 0+0j | 0 | 0 | 0+0j | 0 | 0 | 0+0j | 0 | 0 | 0+0j | 0 | 0 | 0+0j | 0 | 0 | 0+0j | 15948 | 6793.82 | 15948+6793.82j | 0 | 0 | 0+0j | 0 | 0 | 0+0j | 0 | 0 | 0 | 0 | 0 | 0 | 0 | 0 | 0 | 0 | 0 | 0 | 0 | 0 | 0 | 0 | 0 | 0 | 1 | 0 | 0 | 1 | 0 | 0 | 0 | 0 | 0 | 0 | 0 | OPEN | node_1375379_926_15307157_853 | AN | 8104303
load_220347717 |  | 0 | R | 0 | 0 | 0 | 0 | 0 | 0 | 0 | 0 | 0 | 0 | 0 | 0+0j | 0 | 0 | 0+0j | 0 | 0 | 0+0j | 0 | 0 | 0+0j | 0 | 0 | 0+0j | 0 | 0 | 0+0j | 11779.2 | 5017.918 | 11779.2+5017.918j | 0 | 0 | 0+0j | 0 | 0 | 0+0j | 0 | 0 | 0 | 0 | 0 | 0 | 0 | 0 | 0 | 0 | 0 | 0 | 0 | 0 | 0 | 0 | 0 | 0 | 1 | 0 | 0 | 1 | 0 | 0 | 0 | 0 | 0 | 0 | 0 | OPEN | node_1375236_833_15307353_548 | AN | 8104303
load_220347718 |  | 0 | R | 0 | 0 | 0 | 0 | 0 | 0 | 0 | 0 | 0 | 0 | 0 | 0+0j | 0 | 0 | 0+0j | 0 | 0 | 0+0j | 0 | 0 | 0+0j | 0 | 0 | 0+0j | 0 | 0 | 0+0j | 39794.4 | 16952.343 | 39794.4+16952.343j | 0 | 0 | 0+0j | 0 | 0 | 0+0j | 0 | 0 | 0 | 0 | 0 | 0 | 0 | 0 | 0 | 0 | 0 | 0 | 0 | 0 | 0 | 0 | 0 | 0 | 1 | 0 | 0 | 1 | 0 | 0 | 0 | 0 | 0 | 0 | 0 | OPEN | node_1375247_245_15307544_856 | AN | 8104303
load_220347720 |  | 0 | R | 0 | 0 | 0 | 0 | 0 | 0 | 0 | 0 | 0 | 0 | 0 | 0+0j | 0 | 0 | 0+0j | 0 | 0 | 0+0j | 0 | 0 | 0+0j | 0 | 0 | 0+0j | 0 | 0 | 0+0j | 30117.6 | 12830.044 | 30117.6+12830.044j | 0 | 0 | 0+0j | 0 | 0 | 0+0j | 0 | 0 | 0 | 0 | 0 | 0 | 0 | 0 | 0 | 0 | 0 | 0 | 0 | 0 | 0 | 0 | 0 | 0 | 1 | 0 | 0 | 1 | 0 | 0 | 0 | 0 | 0 | 0 | 0 | OPEN | node_1374860_422_15307762_876 | AN | 8104303
load_220347721 |  | 0 | U | 0 | 0 | 0 | 0 | 0 | 0 | 0 | 0 | 0 | 0 | 0 | 0+0j | 0 | 0 | 0+0j | 0 | 0 | 0+0j | 0 | 0 | 0+0j | 0 | 0 | 0+0j | 0 | 0 | 0+0j | 0 | 0 | 0+0j | 0 | 0 | 0+0j | 0 | 0 | 0+0j | 0 | 0 | 0 | 0 | 0 | 0 | 0 | 0 | 0 | 0 | 0 | 0 | 0 | 0 | 0 | 0 | 0 | 0 | 1 | 0 | 0 | 1 | 0 | 0 | 0 | 0 | 0 | 0 | 0 | OPEN | node_1374810_314_15307972_096 | AN | 8104303
load_220347722 |  | 0 | R | 0 | 0 | 0 | 0 | 0 | 0 | 0 | 0 | 0 | 0 | 0 | 0+0j | 0 | 0 | 0+0j | 0 | 0 | 0+0j | 0 | 0 | 0+0j | 0 | 0 | 0+0j | 0 | 0 | 0+0j | 4557.6 | 1941.529 | 4557.6+1941.529j | 0 | 0 | 0+0j | 0 | 0 | 0+0j | 0 | 0 | 0 | 0 | 0 | 0 | 0 | 0 | 0 | 0 | 0 | 0 | 0 | 0 | 0 | 0 | 0 | 0 | 1 | 0 | 0 | 1 | 0 | 0 | 0 | 0 | 0 | 0 | 0 | OPEN | node_1374675_262_15308272_462 | AN | 8104303
load_220347723 |  | 0 | R | 0 | 0 | 0 | 0 | 0 | 0 | 0 | 0 | 0 | 0 | 0 | 0+0j | 0 | 0 | 0+0j | 0 | 0 | 0+0j | 0 | 0 | 0+0j | 0 | 0 | 0+0j | 0 | 0 | 0+0j | 15235.2 | 6490.168 | 15235.2+6490.168j | 0 | 0 | 0+0j | 0 | 0 | 0+0j | 0 | 0 | 0 | 0 | 0 | 0 | 0 | 0 | 0 | 0 | 0 | 0 | 0 | 0 | 0 | 0 | 0 | 0 | 1 | 0 | 0 | 1 | 0 | 0 | 0 | 0 | 0 | 0 | 0 | OPEN | node_1374510_836_15308470_044 | AN | 8104303
load_220347737 |  | 0 | C | 0 | 0 | 0 | 0 | 0 | 0 | 0 | 0 | 0 | 0 | 0 | 0+0j | 0 | 0 | 0+0j | 0 | 0 | 0+0j | 0 | 0 | 0+0j | 0 | 0 | 0+0j | 0 | 0 | 0+0j | 28000 | 11927.95 | 28000+11927.95j | 0 | 0 | 0+0j | 0 | 0 | 0+0j | 0 | 0 | 0 | 0 | 0 | 0 | 0 | 0 | 0 | 0 | 0 | 0 | 0 | 0 | 0 | 0 | 0 | 0 | 1 | 0 | 0 | 1 | 0 | 0 | 0 | 0 | 0 | 0 | 0 | OPEN | node_1378848_727_15307883_114 | AN | 8104303
load_220347738 |  | 0 | C | 0 | 0 | 0 | 0 | 0 | 0 | 0 | 0 | 0 | 0 | 0 | 0+0j | 0 | 0 | 0+0j | 0 | 0 | 0+0j | 0 | 0 | 0+0j | 0 | 0 | 0+0j | 0 | 0 | 0+0j | 0 | 0 | 0+0j | 28000 | 11927.95 | 28000+11927.95j | 0 | 0 | 0+0j | 0 | 0 | 0 | 0 | 0 | 0 | 0 | 0 | 0 | 0 | 0 | 0 | 0 | 0 | 0 | 0 | 0 | 0 | 1 | 0 | 0 | 1 | 0 | 0 | 0 | 0 | 0 | 0 | 0 | OPEN | node_1378845_989_15307909_461 | BN | 8104303
load_220347739 |  | 0 | C | 0 | 0 | 0 | 0 | 0 | 0 | 0 | 0 | 0 | 0 | 0 | 0+0j | 0 | 0 | 0+0j | 0 | 0 | 0+0j | 0 | 0 | 0+0j | 0 | 0 | 0+0j | 0 | 0 | 0+0j | 0 | 0 | 0+0j | 0 | 0 | 0+0j | 28000 | 11927.95 | 28000+11927.95j | 0 | 0 | 0 | 0 | 0 | 0 | 0 | 0 | 0 | 0 | 0 | 0 | 0 | 0 | 0 | 0 | 0 | 0 | 1 | 0 | 0 | 1 | 0 | 0 | 0 | 0 | 0 | 0 | 0 | OPEN | node_1378846_292_15307856_666 | CN | 8104303
load_220440802 |  | 0 | C | 0 | 0 | 0 | 0 | 0 | 0 | 0 | 0 | 0 | 0 | 0 | 0+0j | 0 | 0 | 0+0j | 0 | 0 | 0+0j | 0 | 0 | 0+0j | 0 | 0 | 0+0j | 0 | 0 | 0+0j | 3506.4 | 1493.72 | 3506.4+1493.72j | 0 | 0 | 0+0j | 0 | 0 | 0+0j | 0 | 0 | 0 | 0 | 0 | 0 | 0 | 0 | 0 | 0 | 0 | 0 | 0 | 0 | 0 | 0 | 0 | 0 | 1 | 0 | 0 | 1 | 0 | 0 | 0 | 0 | 0 | 0 | 0 | OPEN | node_1379040_276_15310223_631 | AN | 8104303
load_220521269 |  | 0 | R | 0 | 0 | 0 | 0 | 0 | 0 | 0 | 0 | 0 | 0 | 0 | 0+0j | 0 | 0 | 0+0j | 0 | 0 | 0+0j | 0 | 0 | 0+0j | 0 | 0 | 0+0j | 0 | 0 | 0+0j | 21499.2 | 9158.621 | 21499.2+9158.621j | 0 | 0 | 0+0j | 0 | 0 | 0+0j | 0 | 0 | 0 | 0 | 0 | 0 | 0 | 0 | 0 | 0 | 0 | 0 | 0 | 0 | 0 | 0 | 0 | 0 | 1 | 0 | 0 | 1 | 0 | 0 | 0 | 0 | 0 | 0 | 0 | OPEN | node_1373618_442_15311669_281 | AN | 8104303
load_220521849 |  | 0 | U | 0 | 0 | 0 | 0 | 0 | 0 | 0 | 0 | 0 | 0 | 0 | 0+0j | 0 | 0 | 0+0j | 0 | 0 | 0+0j | 0 | 0 | 0+0j | 0 | 0 | 0+0j | 0 | 0 | 0+0j | 0 | 0 | 0+0j | 0 | 0 | 0+0j | 0 | 0 | 0+0j | 0 | 0 | 0 | 0 | 0 | 0 | 0 | 0 | 0 | 0 | 0 | 0 | 0 | 0 | 0 | 0 | 0 | 0 | 1 | 0 | 0 | 1 | 0 | 0 | 0 | 0 | 0 | 0 | 0 | OPEN | node_1378455_881_15310226_293 | CN | 8104303
load_220521850 |  | 0 | U | 0 | 0 | 0 | 0 | 0 | 0 | 0 | 0 | 0 | 0 | 0 | 0+0j | 0 | 0 | 0+0j | 0 | 0 | 0+0j | 0 | 0 | 0+0j | 0 | 0 | 0+0j | 0 | 0 | 0+0j | 0 | 0 | 0+0j | 0 | 0 | 0+0j | 0 | 0 | 0+0j | 0 | 0 | 0 | 0 | 0 | 0 | 0 | 0 | 0 | 0 | 0 | 0 | 0 | 0 | 0 | 0 | 0 | 0 | 1 | 0 | 0 | 1 | 0 | 0 | 0 | 0 | 0 | 0 | 0 | OPEN | node_1378423_96_15310255_912 | AN | 8104303
load_220521864 |  | 0 | U | 0 | 0 | 0 | 0 | 0 | 0 | 0 | 0 | 0 | 0 | 0 | 0+0j | 0 | 0 | 0+0j | 0 | 0 | 0+0j | 0 | 0 | 0+0j | 0 | 0 | 0+0j | 0 | 0 | 0+0j | 0 | 0 | 0+0j | 0 | 0 | 0+0j | 0 | 0 | 0+0j | 0 | 0 | 0 | 0 | 0 | 0 | 0 | 0 | 0 | 0 | 0 | 0 | 0 | 0 | 0 | 0 | 0 | 0 | 1 | 0 | 0 | 1 | 0 | 0 | 0 | 0 | 0 | 0 | 0 | OPEN | node_1378443_188_15310244_858 | BN | 8104303
load_220523980 |  | 0 | C | 0 | 0 | 0 | 0 | 0 | 0 | 0 | 0 | 0 | 0 | 0 | 0+0j | 0 | 0 | 0+0j | 0 | 0 | 0+0j | 0 | 0 | 0+0j | 0 | 0 | 0+0j | 0 | 0 | 0+0j | 115.2 | 49.075 | 115.2+49.075j | 0 | 0 | 0+0j | 0 | 0 | 0+0j | 0 | 0 | 0 | 0 | 0 | 0 | 0 | 0 | 0 | 0 | 0 | 0 | 0 | 0 | 0 | 0 | 0 | 0 | 1 | 0 | 0 | 1 | 0 | 0 | 0 | 0 | 0 | 0 | 0 | OPEN | node_1371715_359_15318330_485 | AN | 8104303
load_220535506 |  | 0 | R | 0 | 0 | 0 | 0 | 0 | 0 | 0 | 0 | 0 | 0 | 0 | 0+0j | 0 | 0 | 0+0j | 0 | 0 | 0+0j | 0 | 0 | 0+0j | 0 | 0 | 0+0j | 0 | 0 | 0+0j | 24084 | 10259.741 | 24084+10259.741j | 0 | 0 | 0+0j | 0 | 0 | 0+0j | 0 | 0 | 0 | 0 | 0 | 0 | 0 | 0 | 0 | 0 | 0 | 0 | 0 | 0 | 0 | 0 | 0 | 0 | 1 | 0 | 0 | 1 | 0 | 0 | 0 | 0 | 0 | 0 | 0 | OPEN | node_1373366_99_15314375_599 | AN | 8104303
load_220543729 |  | 0 | R | 0 | 0 | 0 | 0 | 0 | 0 | 0 | 0 | 0 | 0 | 0 | 0+0j | 0 | 0 | 0+0j | 0 | 0 | 0+0j | 0 | 0 | 0+0j | 0 | 0 | 0+0j | 0 | 0 | 0+0j | 9907.2 | 4220.45 | 9907.2+4220.45j | 0 | 0 | 0+0j | 0 | 0 | 0+0j | 0 | 0 | 0 | 0 | 0 | 0 | 0 | 0 | 0 | 0 | 0 | 0 | 0 | 0 | 0 | 0 | 0 | 0 | 1 | 0 | 0 | 1 | 0 | 0 | 0 | 0 | 0 | 0 | 0 | OPEN | node_1371987_204_15318190_201 | AN | 8104303
load_220545133 |  | 0 | R | 0 | 0 | 0 | 0 | 0 | 0 | 0 | 0 | 0 | 0 | 0 | 0+0j | 0 | 0 | 0+0j | 0 | 0 | 0+0j | 0 | 0 | 0+0j | 0 | 0 | 0+0j | 0 | 0 | 0+0j | 10173.6 | 4333.935 | 10173.6+4333.935j | 0 | 0 | 0+0j | 0 | 0 | 0+0j | 0 | 0 | 0 | 0 | 0 | 0 | 0 | 0 | 0 | 0 | 0 | 0 | 0 | 0 | 0 | 0 | 0 | 0 | 1 | 0 | 0 | 1 | 0 | 0 | 0 | 0 | 0 | 0 | 0 | OPEN | node_1378863_716_15312550_569 | AN | 8104303
load_220545912 |  | 0 | R | 0 | 0 | 0 | 0 | 0 | 0 | 0 | 0 | 0 | 0 | 0 | 0+0j | 0 | 0 | 0+0j | 0 | 0 | 0+0j | 0 | 0 | 0+0j | 0 | 0 | 0+0j | 0 | 0 | 0+0j | 5155.2 | 2196.106 | 5155.2+2196.106j | 0 | 0 | 0+0j | 0 | 0 | 0+0j | 0 | 0 | 0 | 0 | 0 | 0 | 0 | 0 | 0 | 0 | 0 | 0 | 0 | 0 | 0 | 0 | 0 | 0 | 1 | 0 | 0 | 1 | 0 | 0 | 0 | 0 | 0 | 0 | 0 | OPEN | node_1373223_593_15317005_018 | AN | 8104303
load_220564166 |  | 0 | R | 0 | 0 | 0 | 0 | 0 | 0 | 0 | 0 | 0 | 0 | 0 | 0+0j | 0 | 0 | 0+0j | 0 | 0 | 0+0j | 0 | 0 | 0+0j | 0 | 0 | 0+0j | 0 | 0 | 0+0j | 14148 | 6027.023 | 14148+6027.023j | 0 | 0 | 0+0j | 0 | 0 | 0+0j | 0 | 0 | 0 | 0 | 0 | 0 | 0 | 0 | 0 | 0 | 0 | 0 | 0 | 0 | 0 | 0 | 0 | 0 | 1 | 0 | 0 | 1 | 0 | 0 | 0 | 0 | 0 | 0 | 0 | OPEN | node_1380359_708_15308298_928 | AN | 8104303
load_220565325 |  | 0 | R | 0 | 0 | 0 | 0 | 0 | 0 | 0 | 0 | 0 | 0 | 0 | 0+0j | 0 | 0 | 0+0j | 0 | 0 | 0+0j | 0 | 0 | 0+0j | 0 | 0 | 0+0j | 0 | 0 | 0+0j | 5356.8 | 2281.987 | 5356.8+2281.987j | 0 | 0 | 0+0j | 0 | 0 | 0+0j | 0 | 0 | 0 | 0 | 0 | 0 | 0 | 0 | 0 | 0 | 0 | 0 | 0 | 0 | 0 | 0 | 0 | 0 | 1 | 0 | 0 | 1 | 0 | 0 | 0 | 0 | 0 | 0 | 0 | OPEN | node_1380278_933_15309044_277 | AN | 8104303
load_220568619 |  | 0 | R | 0 | 0 | 0 | 0 | 0 | 0 | 0 | 0 | 0 | 0 | 0 | 0+0j | 0 | 0 | 0+0j | 0 | 0 | 0+0j | 0 | 0 | 0+0j | 0 | 0 | 0+0j | 0 | 0 | 0+0j | 48420 | 20626.834 | 48420+20626.834j | 0 | 0 | 0+0j | 0 | 0 | 0+0j | 0 | 0 | 0 | 0 | 0 | 0 | 0 | 0 | 0 | 0 | 0 | 0 | 0 | 0 | 0 | 0 | 0 | 0 | 1 | 0 | 0 | 1 | 0 | 0 | 0 | 0 | 0 | 0 | 0 | OPEN | node_1375144_583_15307656_89 | AN | 8104303
load_220611141 |  | 0 | C | 0 | 0 | 0 | 0 | 0 | 0 | 0 | 0 | 0 | 0 | 0 | 0+0j | 0 | 0 | 0+0j | 0 | 0 | 0+0j | 0 | 0 | 0+0j | 0 | 0 | 0+0j | 0 | 0 | 0+0j | 7552.8 | 3217.479 | 7552.8+3217.479j | 0 | 0 | 0+0j | 0 | 0 | 0+0j | 0 | 0 | 0 | 0 | 0 | 0 | 0 | 0 | 0 | 0 | 0 | 0 | 0 | 0 | 0 | 0 | 0 | 0 | 1 | 0 | 0 | 1 | 0 | 0 | 0 | 0 | 0 | 0 | 0 | OPEN | node_1377949_465_15307929_542 | AN | 8104303
load_220615052 |  | 0 | R | 0 | 0 | 0 | 0 | 0 | 0 | 0 | 0 | 0 | 0 | 0 | 0+0j | 0 | 0 | 0+0j | 0 | 0 | 0+0j | 0 | 0 | 0+0j | 0 | 0 | 0+0j | 0 | 0 | 0+0j | 3016.8 | 1285.151 | 3016.8+1285.151j | 0 | 0 | 0+0j | 0 | 0 | 0+0j | 0 | 0 | 0 | 0 | 0 | 0 | 0 | 0 | 0 | 0 | 0 | 0 | 0 | 0 | 0 | 0 | 0 | 0 | 1 | 0 | 0 | 1 | 0 | 0 | 0 | 0 | 0 | 0 | 0 | OPEN | node_1373874_93_15310630_802 | AN | 8104303
load_220619198 |  | 0 | R | 0 | 0 | 0 | 0 | 0 | 0 | 0 | 0 | 0 | 0 | 0 | 0+0j | 0 | 0 | 0+0j | 0 | 0 | 0+0j | 0 | 0 | 0+0j | 0 | 0 | 0+0j | 0 | 0 | 0+0j | 4125.6 | 1757.498 | 4125.6+1757.498j | 0 | 0 | 0+0j | 0 | 0 | 0+0j | 0 | 0 | 0 | 0 | 0 | 0 | 0 | 0 | 0 | 0 | 0 | 0 | 0 | 0 | 0 | 0 | 0 | 0 | 1 | 0 | 0 | 1 | 0 | 0 | 0 | 0 | 0 | 0 | 0 | OPEN | node_1371398_897_15318511_299 | AN | 8104303
load_220624895 |  | 0 | R | 0 | 0 | 0 | 0 | 0 | 0 | 0 | 0 | 0 | 0 | 0 | 0+0j | 0 | 0 | 0+0j | 0 | 0 | 0+0j | 0 | 0 | 0+0j | 0 | 0 | 0+0j | 0 | 0 | 0+0j | 11203.2 | 4772.543 | 11203.2+4772.543j | 0 | 0 | 0+0j | 0 | 0 | 0+0j | 0 | 0 | 0 | 0 | 0 | 0 | 0 | 0 | 0 | 0 | 0 | 0 | 0 | 0 | 0 | 0 | 0 | 0 | 1 | 0 | 0 | 1 | 0 | 0 | 0 | 0 | 0 | 0 | 0 | OPEN | node_1373711_219_15311856_63 | AN | 8104303
load_220635968 |  | 0 | R | 0 | 0 | 0 | 0 | 0 | 0 | 0 | 0 | 0 | 0 | 0 | 0+0j | 0 | 0 | 0+0j | 0 | 0 | 0+0j | 0 | 0 | 0+0j | 0 | 0 | 0+0j | 0 | 0 | 0+0j | 17676 | 7529.944 | 17676+7529.944j | 0 | 0 | 0+0j | 0 | 0 | 0+0j | 0 | 0 | 0 | 0 | 0 | 0 | 0 | 0 | 0 | 0 | 0 | 0 | 0 | 0 | 0 | 0 | 0 | 0 | 1 | 0 | 0 | 1 | 0 | 0 | 0 | 0 | 0 | 0 | 0 | OPEN | node_1375784_955_15305421_14 | AN | 8104303
load_220647715 |  | 0 | C | 0 | 0 | 0 | 0 | 0 | 0 | 0 | 0 | 0 | 0 | 0 | 0+0j | 0 | 0 | 0+0j | 0 | 0 | 0+0j | 0 | 0 | 0+0j | 0 | 0 | 0+0j | 0 | 0 | 0+0j | 23000 | 9797.959 | 23000+9797.959j | 0 | 0 | 0+0j | 0 | 0 | 0+0j | 0 | 0 | 0 | 0 | 0 | 0 | 0 | 0 | 0 | 0 | 0 | 0 | 0 | 0 | 0 | 0 | 0 | 0 | 1 | 0 | 0 | 1 | 0 | 0 | 0 | 0 | 0 | 0 | 0 | OPEN | node_1376549_296_15307278_491 | AN | 8104303
load_220647739 |  | 0 | C | 0 | 0 | 0 | 0 | 0 | 0 | 0 | 0 | 0 | 0 | 0 | 0+0j | 0 | 0 | 0+0j | 0 | 0 | 0+0j | 0 | 0 | 0+0j | 0 | 0 | 0+0j | 0 | 0 | 0+0j | 35000 | 14909.938 | 35000+14909.938j | 0 | 0 | 0+0j | 0 | 0 | 0+0j | 0 | 0 | 0 | 0 | 0 | 0 | 0 | 0 | 0 | 0 | 0 | 0 | 0 | 0 | 0 | 0 | 0 | 0 | 1 | 0 | 0 | 1 | 0 | 0 | 0 | 0 | 0 | 0 | 0 | OPEN | node_1376948_822_15307281_819 | AN | 8104303
load_220647755 |  | 0 | R | 0 | 0 | 0 | 0 | 0 | 0 | 0 | 0 | 0 | 0 | 0 | 0+0j | 0 | 0 | 0+0j | 0 | 0 | 0+0j | 0 | 0 | 0+0j | 0 | 0 | 0+0j | 0 | 0 | 0+0j | 25473.6 | 10851.708 | 25473.6+10851.708j | 0 | 0 | 0+0j | 0 | 0 | 0+0j | 0 | 0 | 0 | 0 | 0 | 0 | 0 | 0 | 0 | 0 | 0 | 0 | 0 | 0 | 0 | 0 | 0 | 0 | 1 | 0 | 0 | 1 | 0 | 0 | 0 | 0 | 0 | 0 | 0 | OPEN | node_1376541_633_15307857_545 | AN | 8104303
load_220652158 |  | 0 | C | 0 | 0 | 0 | 0 | 0 | 0 | 0 | 0 | 0 | 0 | 0 | 0+0j | 0 | 0 | 0+0j | 0 | 0 | 0+0j | 0 | 0 | 0+0j | 0 | 0 | 0+0j | 0 | 0 | 0+0j | 4333.333 | 1845.992 | 4333.333+1845.992j | 4333.333 | 1845.992 | 4333.333+1845.992j | 4333.333 | 1845.992 | 4333.333+1845.992j | 0 | 0 | 0 | 0 | 0 | 0 | 0 | 0 | 0 | 0 | 0 | 0 | 0 | 0 | 0 | 0 | 0 | 0 | 1 | 0 | 0 | 1 | 0 | 0 | 0 | 0 | 0 | 0 | 0 | OPEN | node_1376830_908_15308566_121 | ABCN | 8104303
load_220653796 |  | 0 | C | 0 | 0 | 0 | 0 | 0 | 0 | 0 | 0 | 0 | 0 | 0 | 0+0j | 0 | 0 | 0+0j | 0 | 0 | 0+0j | 0 | 0 | 0+0j | 0 | 0 | 0+0j | 0 | 0 | 0+0j | 6991.2 | 2978.239 | 6991.2+2978.239j | 0 | 0 | 0+0j | 0 | 0 | 0+0j | 0 | 0 | 0 | 0 | 0 | 0 | 0 | 0 | 0 | 0 | 0 | 0 | 0 | 0 | 0 | 0 | 0 | 0 | 1 | 0 | 0 | 1 | 0 | 0 | 0 | 0 | 0 | 0 | 0 | OPEN | node_1375594_281_15306712_308 | AN | 8104303
load_310019468 |  | 0 | C | 0 | 0 | 0 | 0 | 0 | 0 | 0 | 0 | 0 | 0 | 0 | 0+0j | 0 | 0 | 0+0j | 0 | 0 | 0+0j | 0 | 0 | 0+0j | 0 | 0 | 0+0j | 0 | 0 | 0+0j | 0 | 0 | 0+0j | 1333.333 | 567.997 | 1333.333+567.997j | 0 | 0 | 0+0j | 0 | 0 | 0 | 0 | 0 | 0 | 0 | 0 | 0 | 0 | 0 | 0 | 0 | 0 | 0 | 0 | 0 | 0 | 1 | 0 | 0 | 1 | 0 | 0 | 0 | 0 | 0 | 0 | 0 | OPEN | node_1378091_045_15310448_676 | BN | 8104303
load_310056264 |  | 0 | U | 0 | 0 | 0 | 0 | 0 | 0 | 0 | 0 | 0 | 0 | 0 | 0+0j | 0 | 0 | 0+0j | 0 | 0 | 0+0j | 0 | 0 | 0+0j | 0 | 0 | 0+0j | 0 | 0 | 0+0j | 0 | 0 | 0+0j | 0 | 0 | 0+0j | 0 | 0 | 0+0j | 0 | 0 | 0 | 0 | 0 | 0 | 0 | 0 | 0 | 0 | 0 | 0 | 0 | 0 | 0 | 0 | 0 | 0 | 1 | 0 | 0 | 1 | 0 | 0 | 0 | 0 | 0 | 0 | 0 | OPEN | node_1377818_297_15305975_939 | ABCN | 8104303
load_310056265 |  | 0 | C | 0 | 0 | 0 | 0 | 0 | 0 | 0 | 0 | 0 | 0 | 0 | 0+0j | 0 | 0 | 0+0j | 0 | 0 | 0+0j | 0 | 0 | 0+0j | 0 | 0 | 0+0j | 0 | 0 | 0+0j | 234000 | 99683.583 | 234000+99683.583j | 234000 | 99683.583 | 234000+99683.583j | 234000 | 99683.583 | 234000+99683.583j | 0 | 0 | 0 | 0 | 0 | 0 | 0 | 0 | 0 | 0 | 0 | 0 | 0 | 0 | 0 | 0 | 0 | 0 | 1 | 0 | 0 | 1 | 0 | 0 | 0 | 0 | 0 | 0 | 0 | OPEN | node_1377845_985_15305743_295 | ABCN | 8104303
load_310061545 |  | 0 | C | 0 | 0 | 0 | 0 | 0 | 0 | 0 | 0 | 0 | 0 | 0 | 0+0j | 0 | 0 | 0+0j | 0 | 0 | 0+0j | 0 | 0 | 0+0j | 0 | 0 | 0+0j | 0 | 0 | 0+0j | 1333.333 | 567.997 | 1333.333+567.997j | 0 | 0 | 0+0j | 0 | 0 | 0+0j | 0 | 0 | 0 | 0 | 0 | 0 | 0 | 0 | 0 | 0 | 0 | 0 | 0 | 0 | 0 | 0 | 0 | 0 | 1 | 0 | 0 | 1 | 0 | 0 | 0 | 0 | 0 | 0 | 0 | OPEN | node_1378068_557_15310456_733 | AN | 8104303
load_311929245 |  | 0 | R | 0 | 0 | 0 | 0 | 0 | 0 | 0 | 0 | 0 | 0 | 0 | 0+0j | 0 | 0 | 0+0j | 0 | 0 | 0+0j | 0 | 0 | 0+0j | 0 | 0 | 0+0j | 0 | 0 | 0+0j | 14220 | 6057.695 | 14220+6057.695j | 0 | 0 | 0+0j | 0 | 0 | 0+0j | 0 | 0 | 0 | 0 | 0 | 0 | 0 | 0 | 0 | 0 | 0 | 0 | 0 | 0 | 0 | 0 | 0 | 0 | 1 | 0 | 0 | 1 | 0 | 0 | 0 | 0 | 0 | 0 | 0 | OPEN | node_1374299_394_15309385_806 | AN | 8104303
load_311930091 |  | 0 | C | 0 | 0 | 0 | 0 | 0 | 0 | 0 | 0 | 0 | 0 | 0 | 0+0j | 0 | 0 | 0+0j | 0 | 0 | 0+0j | 0 | 0 | 0+0j | 0 | 0 | 0+0j | 0 | 0 | 0+0j | 676.8 | 288.316 | 676.8+288.316j | 0 | 0 | 0+0j | 0 | 0 | 0+0j | 0 | 0 | 0 | 0 | 0 | 0 | 0 | 0 | 0 | 0 | 0 | 0 | 0 | 0 | 0 | 0 | 0 | 0 | 1 | 0 | 0 | 1 | 0 | 0 | 0 | 0 | 0 | 0 | 0 | OPEN | node_1368763_975_15321701_206 | AN | 8104303
load_312001513 |  | 0 | U | 0 | 0 | 0 | 0 | 0 | 0 | 0 | 0 | 0 | 0 | 0 | 0+0j | 0 | 0 | 0+0j | 0 | 0 | 0+0j | 0 | 0 | 0+0j | 0 | 0 | 0+0j | 0 | 0 | 0+0j | 0 | 0 | 0+0j | 0 | 0 | 0+0j | 0 | 0 | 0+0j | 0 | 0 | 0 | 0 | 0 | 0 | 0 | 0 | 0 | 0 | 0 | 0 | 0 | 0 | 0 | 0 | 0 | 0 | 1 | 0 | 0 | 1 | 0 | 0 | 0 | 0 | 0 | 0 | 0 | OPEN | node_1378300_965_15310434_919 | AN | 8104303
load_312001518 |  | 0 | C | 0 | 0 | 0 | 0 | 0 | 0 | 0 | 0 | 0 | 0 | 0 | 0+0j | 0 | 0 | 0+0j | 0 | 0 | 0+0j | 0 | 0 | 0+0j | 0 | 0 | 0+0j | 0 | 0 | 0+0j | 0 | 0 | 0+0j | 0 | 0 | 0+0j | 1333.333 | 567.997 | 1333.333+567.997j | 0 | 0 | 0 | 0 | 0 | 0 | 0 | 0 | 0 | 0 | 0 | 0 | 0 | 0 | 0 | 0 | 0 | 0 | 1 | 0 | 0 | 1 | 0 | 0 | 0 | 0 | 0 | 0 | 0 | OPEN | node_1378046_719_15310451_671 | CN | 8104303
load_312001523 |  | 0 | C | 0 | 0 | 0 | 0 | 0 | 0 | 0 | 0 | 0 | 0 | 0 | 0+0j | 0 | 0 | 0+0j | 0 | 0 | 0+0j | 0 | 0 | 0+0j | 0 | 0 | 0+0j | 0 | 0 | 0+0j | 14000 | 5963.975 | 14000+5963.975j | 0 | 0 | 0+0j | 0 | 0 | 0+0j | 0 | 0 | 0 | 0 | 0 | 0 | 0 | 0 | 0 | 0 | 0 | 0 | 0 | 0 | 0 | 0 | 0 | 0 | 1 | 0 | 0 | 1 | 0 | 0 | 0 | 0 | 0 | 0 | 0 | OPEN | node_1377685_301_15310590_627 | AN | 8104303
load_312001526 |  | 0 | C | 0 | 0 | 0 | 0 | 0 | 0 | 0 | 0 | 0 | 0 | 0 | 0+0j | 0 | 0 | 0+0j | 0 | 0 | 0+0j | 0 | 0 | 0+0j | 0 | 0 | 0+0j | 0 | 0 | 0+0j | 0 | 0 | 0+0j | 14000 | 5963.975 | 14000+5963.975j | 0 | 0 | 0+0j | 0 | 0 | 0 | 0 | 0 | 0 | 0 | 0 | 0 | 0 | 0 | 0 | 0 | 0 | 0 | 0 | 0 | 0 | 1 | 0 | 0 | 1 | 0 | 0 | 0 | 0 | 0 | 0 | 0 | OPEN | node_1377684_627_15310576_764 | BN | 8104303
load_312001529 |  | 0 | C | 0 | 0 | 0 | 0 | 0 | 0 | 0 | 0 | 0 | 0 | 0 | 0+0j | 0 | 0 | 0+0j | 0 | 0 | 0+0j | 0 | 0 | 0+0j | 0 | 0 | 0+0j | 0 | 0 | 0+0j | 0 | 0 | 0+0j | 0 | 0 | 0+0j | 14000 | 5963.975 | 14000+5963.975j | 0 | 0 | 0 | 0 | 0 | 0 | 0 | 0 | 0 | 0 | 0 | 0 | 0 | 0 | 0 | 0 | 0 | 0 | 1 | 0 | 0 | 1 | 0 | 0 | 0 | 0 | 0 | 0 | 0 | OPEN | node_1377684_466_15310562_549 | CN | 8104303
load_312001530 |  | 0 | U | 0 | 0 | 0 | 0 | 0 | 0 | 0 | 0 | 0 | 0 | 0 | 0+0j | 0 | 0 | 0+0j | 0 | 0 | 0+0j | 0 | 0 | 0+0j | 0 | 0 | 0+0j | 0 | 0 | 0+0j | 0 | 0 | 0+0j | 0 | 0 | 0+0j | 0 | 0 | 0+0j | 0 | 0 | 0 | 0 | 0 | 0 | 0 | 0 | 0 | 0 | 0 | 0 | 0 | 0 | 0 | 0 | 0 | 0 | 1 | 0 | 0 | 1 | 0 | 0 | 0 | 0 | 0 | 0 | 0 | OPEN | node_1378189_011_15310044_311 | AN | 8104303

## OverheadLineConductor
Name | Diameter | GeometricMeanRadius | RatingSummerContinuous | RatingSummerEmergency | RatingWinterContinuous | RatingWinterEmergency | Feeder | Comments
oh_cond_1/0_AAAC | 0.398 | 0.012 | 235 | 235 | 310 | 310 | 8104303
oh_cond_1/0_ACSR | 0.398 | 0.012 | 265 | 265 | 330 | 330 | 8104303
oh_cond_2/0_CU | 0.414 | 0.013 | 295 | 295 | 425 | 425 | 8104303
oh_cond_2_ACSR | 0.325 | 0.01 | 195 | 195 | 245 | 245 | 8104303
oh_cond_3_#7_CWD_30% | 0.311 | 0.005 | 125 | 125 | 195 | 195 | 8104303
oh_cond_3_#104_CWD | 0.224 | 0.003 | 90 | 90 | 130 | 130 | 8104303
oh_cond_4/0_AAAC | 0.563 | 0.017 | 365 | 365 | 480 | 480 | 8104303
oh_cond_4/0_ACSR | 0.563 | 0.017 | 410 | 410 | 515 | 515 | 8104303
oh_cond_4/0_AL | 0.522 | 0.016 | 365 | 365 | 480 | 480 | 8104303
oh_cond_4A_CWD | 0.29 | 0.006 | 150 | 150 | 220 | 220 | 8104303
oh_cond_477_ACSR | 0.849 | 0.028 | 695 | 695 | 880 | 880 | 8104303
oh_cond_477_MCM_AL | 0.792 | 0.025 | 605 | 605 | 810 | 810 | 8104303
oh_cond_WP-4/0-CU | 0.81 | 0.015 | 340 | 340 | 390 | 390 | 8104303

## OverheadLineConfiguration
Name | ConductorA | ConductorB | ConductorC | ConductorN | LineSpacing | Capacitance11 | Capacitance12 | Capacitance13 | Capacitance21 | Capacitance22 | Capacitance23 | Capacitance31 | Capacitance32 | Capacitance33 | Impedance11 | Impedance12 | Impedance13 | Impedance21 | Impedance22 | Impedance23 | Impedance31 | Impedance32 | Impedance33 | Feeder | Comments
bal_1P_1/0AA | oh_cond_1/0_AAAC | oh_cond_1/0_AAAC | oh_cond_1/0_AAAC |  |  | 12.796 | -3.172 | -3.172 | -3.172 | 12.796 | -3.172 | -3.172 | -3.172 | 12.796 | 0.972+1.499j | 0.095+0.781j | 0.095+0.781j | 0.095+0.781j | 0.972+1.499j | 0.095+0.781j | 0.095+0.781j | 0.095+0.781j | 0.972+1.499j | 8104303
bal_1P_1/0AA_1/0AA(N) | oh_cond_1/0_AAAC | oh_cond_1/0_AAAC | oh_cond_1/0_AAAC | oh_cond_1/0_AAAC |  | 13.243 | -2.726 | -2.726 | -2.726 | 13.243 | -2.726 | -2.726 | -2.726 | 13.243 | 1.078+1.186j | 0.201+0.467j | 0.201+0.467j | 0.201+0.467j | 1.078+1.186j | 0.201+0.467j | 0.201+0.467j | 0.201+0.467j | 1.078+1.186j | 8104303
bal_1P_1/0AC | oh_cond_1/0_ACSR | oh_cond_1/0_ACSR | oh_cond_1/0_ACSR |  |  | 12.796 | -3.172 | -3.172 | -3.172 | 12.796 | -3.172 | -3.172 | -3.172 | 12.796 | 0.983+1.218j | 0.095+0.781j | 0.095+0.781j | 0.095+0.781j | 0.983+1.218j | 0.095+0.781j | 0.095+0.781j | 0.095+0.781j | 0.983+1.218j | 8104303
bal_1P_1/0AC_1/0AC(N) | oh_cond_1/0_ACSR | oh_cond_1/0_ACSR | oh_cond_1/0_ACSR | oh_cond_1/0_ACSR |  | 13.243 | -2.726 | -2.726 | -2.726 | 13.243 | -2.726 | -2.726 | -2.726 | 13.243 | 1.091+1.185j | 0.203+0.469j | 0.203+0.469j | 0.203+0.469j | 1.091+1.185j | 0.203+0.469j | 0.203+0.469j | 0.203+0.469j | 1.091+1.185j | 8104303
bal_1P_2AC | oh_cond_2_ACSR | oh_cond_2_ACSR | oh_cond_2_ACSR |  |  | 12.393 | -3.017 | -3.017 | -3.017 | 12.393 | -3.017 | -3.017 | -3.017 | 12.393 | 1.505+1.527j | 0.095+0.781j | 0.095+0.781j | 0.095+0.781j | 1.505+1.527j | 0.095+0.781j | 0.095+0.781j | 0.095+0.781j | 1.505+1.527j | 8104303
bal_1P_2AC_2AC(N) | oh_cond_2_ACSR | oh_cond_2_ACSR | oh_cond_2_ACSR | oh_cond_2_ACSR |  | 12.813 | -2.597 | -2.597 | -2.597 | 12.813 | -2.597 | -2.597 | -2.597 | 12.813 | 1.645+1.289j | 0.235+0.543j | 0.235+0.543j | 0.235+0.543j | 1.645+1.289j | 0.235+0.543j | 0.235+0.543j | 0.235+0.543j | 1.645+1.289j | 8104303
bal_1P_3-104CW | oh_cond_3_#104_CWD | oh_cond_3_#104_CWD | oh_cond_3_#104_CWD |  |  | 11.719 | -2.762 | -2.762 | -2.762 | 11.719 | -2.762 | -2.762 | -2.762 | 11.719 | 6.041+1.65j | 0.095+0.781j | 0.095+0.781j | 0.095+0.781j | 6.041+1.65j | 0.095+0.781j | 0.095+0.781j | 0.095+0.781j | 6.041+1.65j | 8104303
bal_1P_4/0AA_4/0AA(N) | oh_cond_4/0_AAAC | oh_cond_4/0_AAAC | oh_cond_4/0_AAAC | oh_cond_4/0_AAAC |  | 14.052 | -2.971 | -2.971 | -2.971 | 14.052 | -2.971 | -2.971 | -2.971 | 14.052 | 0.573+1.078j | 0.134+0.402j | 0.134+0.402j | 0.134+0.402j | 0.573+1.078j | 0.134+0.402j | 0.134+0.402j | 0.134+0.402j | 0.573+1.078j | 8104303
bal_1P_4ACW | oh_cond_4A_CWD | oh_cond_4A_CWD | oh_cond_4A_CWD |  |  | 12.178 | -2.935 | -2.935 | -2.935 | 12.178 | -2.935 | -2.935 | -2.935 | 12.178 | 1.49+1.583j | 0.095+0.781j | 0.095+0.781j | 0.095+0.781j | 1.49+1.583j | 0.095+0.781j | 0.095+0.781j | 0.095+0.781j | 1.49+1.583j | 8104303
bal_1P_DELTACUST | oh_cond_2/0_CU | oh_cond_2/0_CU | oh_cond_2/0_CU | oh_cond_3_#7_CWD_30% |  | 13.24 | -2.712 | -2.712 | -2.712 | 13.24 | -2.712 | -2.712 | -2.712 | 13.24 | 0.66+1.378j | 0.22+0.666j | 0.22+0.666j | 0.22+0.666j | 0.66+1.378j | 0.22+0.666j | 0.22+0.666j | 0.22+0.666j | 0.66+1.378j | 8104303
bal_3P_1/0AA_1/0AA(N) | oh_cond_1/0_AAAC | oh_cond_1/0_AAAC | oh_cond_1/0_AAAC | oh_cond_1/0_AAAC |  | 13.243 | -2.726 | -2.726 | -2.726 | 13.243 | -2.726 | -2.726 | -2.726 | 13.243 | 1.078+1.186j | 0.201+0.467j | 0.201+0.467j | 0.201+0.467j | 1.078+1.186j | 0.201+0.467j | 0.201+0.467j | 0.201+0.467j | 1.078+1.186j | 8104303
bal_3P_2AC_1/0AC(N) | oh_cond_2_ACSR | oh_cond_2_ACSR | oh_cond_2_ACSR | oh_cond_1/0_ACSR |  | 12.826 | -2.585 | -2.585 | -2.585 | 12.826 | -2.585 | -2.585 | -2.585 | 12.826 | 1.613+1.215j | 0.203+0.469j | 0.203+0.469j | 0.203+0.469j | 1.613+1.215j | 0.203+0.469j | 0.203+0.469j | 0.203+0.469j | 1.613+1.215j | 8104303
bal_3P_4/0AA_4/0AC(N) | oh_cond_4/0_AAAC | oh_cond_4/0_AAAC | oh_cond_4/0_AAAC | oh_cond_4/0_ACSR |  | 14.052 | -2.971 | -2.971 | -2.971 | 14.052 | -2.971 | -2.971 | -2.971 | 14.052 | 0.575+1.079j | 0.136+0.403j | 0.136+0.403j | 0.136+0.403j | 0.575+1.079j | 0.136+0.403j | 0.136+0.403j | 0.136+0.403j | 0.575+1.079j | 8104303
bal_3P_477AC_4/0AL(N) | oh_cond_477_ACSR | oh_cond_477_ACSR | oh_cond_477_ACSR | oh_cond_4/0_AL |  | 15.112 | -3.353 | -3.353 | -3.353 | 15.112 | -3.353 | -3.353 | -3.353 | 15.112 | 0.33+1.018j | 0.134+0.404j | 0.134+0.404j | 0.134+0.404j | 0.33+1.018j | 0.134+0.404j | 0.134+0.404j | 0.134+0.404j | 0.33+1.018j | 8104303
bal_3P_477AL_4/0AC(N) | oh_cond_477_MCM_AL | oh_cond_477_MCM_AL | oh_cond_477_MCM_AL | oh_cond_4/0_ACSR |  | 14.927 | -3.279 | -3.279 | -3.279 | 14.927 | -3.279 | -3.279 | -3.279 | 14.927 | 0.334+1.032j | 0.136+0.403j | 0.136+0.403j | 0.136+0.403j | 0.334+1.032j | 0.136+0.403j | 0.136+0.403j | 0.136+0.403j | 0.334+1.032j | 8104303
bal_3P_477AL_4/0AL(N) | oh_cond_477_MCM_AL | oh_cond_477_MCM_AL | oh_cond_477_MCM_AL | oh_cond_4/0_AL |  | 14.921 | -3.285 | -3.285 | -3.285 | 14.921 | -3.285 | -3.285 | -3.285 | 14.921 | 0.332+1.034j | 0.134+0.404j | 0.134+0.404j | 0.134+0.404j | 0.332+1.034j | 0.134+0.404j | 0.134+0.404j | 0.134+0.404j | 0.332+1.034j | 8104303
bal_3P_477AL_477AL(N) | oh_cond_477_MCM_AL | oh_cond_477_MCM_AL | oh_cond_477_MCM_AL | oh_cond_477_MCM_AL |  | 14.957 | -3.249 | -3.249 | -3.249 | 14.957 | -3.249 | -3.249 | -3.249 | 14.957 | 0.275+1j | 0.077+0.371j | 0.077+0.371j | 0.077+0.371j | 0.275+1j | 0.077+0.371j | 0.077+0.371j | 0.077+0.371j | 0.275+1j | 8104303
bal_3P_WYECUST | oh_cond_2/0_CU | oh_cond_2/0_CU | oh_cond_2/0_CU | oh_cond_3_#7_CWD_30% |  | 13.24 | -2.712 | -2.712 | -2.712 | 13.24 | -2.712 | -2.712 | -2.712 | 13.24 | 0.66+1.378j | 0.22+0.666j | 0.22+0.666j | 0.22+0.666j | 0.66+1.378j | 0.22+0.666j | 0.22+0.666j | 0.22+0.666j | 0.66+1.378j | 8104303
unb_TAPWIRE_OH | oh_cond_WP-4/0-CU | oh_cond_WP-4/0-CU | oh_cond_WP-4/0-CU | oh_cond_WP-4/0-CU |  | 14.911 | -4.341 | -1.953 | -4.341 | 15.781 | -3.724 | -1.953 | -3.724 | 14.818 | 0.365+1.097j | 0.093+0.433j | 0.094+0.34j | 0.093+0.433j | 0.368+1.078j | 0.095+0.401j | 0.094+0.34j | 0.095+0.401j | 0.368+1.077j | 8104303

## Recloser
Name | GroupId | RetryTime | MaximumNumberOfTries | Status | From | To | Length | Phases | Feeder | Comments

## RegulatorConfiguration
Name | CurrentTransducerPhase | PowerTransducerPhase | Regulation | Control | Type | CompensatorResistiveSettingA | CompensatorResistiveSettingB | CompensatorResistiveSettingC | CompensatorReactiveSettingA | CompensatorReactiveSettingB | CompensatorReactiveSettingC | BandCenter | BandWidth | CurrentTransducerRatio | PowerTransducerRatio | ConnectType | ControlLevel | DwellTime | TimeDelay | LowerTaps | RaiseTaps | TapPositionA | TapPositionB | TapPositionC | Feeder | Comments
config_regulator_220576650 | A | A | 0.1 | MANUAL | TYPEA | 0 | 0 | 0 | 0 | 0 | 0 | 123 | 3 | 100 | 40 | UNKNOWN | INDIVIDUAL | 0 | 0 | 16 | 16 | 0 | 0 | 0 | 8104303

## Sectionalizer
Name | GroupId | OperatingMode | PhaseAState | PhaseBState | PhaseCState | CurrentInAReal | CurrentInAImag | CurrentInA | CurrentInBReal | CurrentInBImag | CurrentInB | CurrentInCReal | CurrentInCImag | CurrentInC | CurrentOutAReal | CurrentOutAImag | CurrentOutA | CurrentOutBReal | CurrentOutBImag | CurrentOutB | CurrentOutCReal | CurrentOutCImag | CurrentOutC | ActivePowerInA | ReactivePowerInA | PowerInA | ActivePowerInB | ReactivePowerInB | PowerInB | ActivePowerInC | ReactivePowerInC | PowerInC | ActivePowerOutA | ReactivePowerOutA | PowerOutA | ActivePowerOutB | ReactivePowerOutB | PowerOutB | ActivePowerOutC | ReactivePowerOutC | PowerOutC | Status | From | To | Length | Phases | Feeder | Comments

## Solar
Name | GroupId | SpillageCost | CapitalCost | FixedOperatingCost | VariableOperatingCost | MaxReactivePower | MaxActivePower | OutputSchedule | PlanningStatus | UnitType | UnitSubtype | ParentNode | Phases | Feeder | Comments
solar_load_220341965 |  | 0 | 0 | 0 | 0.001 | 1301.2999457071187 | 3054.707157319614 | OPTIMIZED | INSTALLED | solar_pv |  | node_1370892_668_15316782_064 | AN | 8104303
solar_load_220341966 |  | 0 | 0 | 0 | 0.001 | 633.7498013732384 | 1487.6820571361757 | OPTIMIZED | INSTALLED | solar_pv |  | node_1370436_042_15318755_802 | AN | 8104303
solar_load_220341967 |  | 0 | 0 | 0 | 0.001 | 628.4685300704051 | 1475.284706660041 | OPTIMIZED | INSTALLED | solar_pv |  | node_1370453_712_15318030_934 | AN | 8104303
solar_load_220341968 |  | 0 | 0 | 0 | 0.001 | 1572.7561198118785 | 3691.9309717929427 | OPTIMIZED | INSTALLED | solar_pv |  | node_1370463_371_15317794_18 | AN | 8104303
solar_load_220341969 |  | 0 | 0 | 0 | 0.001 | 390.81235455544055 | 917.403935233975 | OPTIMIZED | INSTALLED | solar_pv |  | node_1370476_218_15317434_472 | AN | 8104303
solar_load_220341970 |  | 0 | 0 | 0 | 0.001 | 533.4063353610966 | 1252.1323980896145 | OPTIMIZED | INSTALLED | solar_pv |  | node_1370497_577_15316945_892 | AN | 8104303
solar_load_220341971 |  | 0 | 0 | 0 | 0.001 | 1400.5872263328633 | 3287.777346270949 | OPTIMIZED | INSTALLED | solar_pv |  | node_1370507_572_15316583_873 | AN | 8104303
solar_load_220341972 |  | 0 | 0 | 0 | 0.001 | 865.068520198972 | 2030.68600799088 | OPTIMIZED | INSTALLED | solar_pv |  | node_1370519_76_15316155_775 | AN | 8104303
solar_load_220341973 |  | 0 | 0 | 0 | 0.001 | 578.8250619429559 | 1358.7496121843737 | OPTIMIZED | INSTALLED | solar_pv |  | node_1370525_564_15315842_863 | AN | 8104303
solar_load_220341974 |  | 0 | 0 | 0 | 0.001 | 2160.0310092168597 | 5070.516344739132 | OPTIMIZED | INSTALLED | solar_pv |  | node_1370930_858_15315675_099 | AN | 8104303
solar_load_220341975 |  | 0 | 0 | 0 | 0.001 | 422.49998237244114 | 991.7880380907837 | OPTIMIZED | INSTALLED | solar_pv |  | node_1370225_702_15315632_709 | AN | 8104303
solar_load_220342903 |  | 0 | 0 | 0 | 0.001 | 647.4812445089439 | 1519.9151683741263 | OPTIMIZED | INSTALLED | solar_pv |  | node_1373474_309_15314809_009 | AN | 8104303
solar_load_220342904 |  | 0 | 0 | 0 | 0.001 | 733.5068038336898 | 1721.8542327964997 | OPTIMIZED | INSTALLED | solar_pv |  | node_1373422_404_15315227_418 | AN | 8104303
solar_load_220342905 |  | 0 | 0 | 0 | 0.001 | 8732.01733104671 | 20497.779277241276 | OPTIMIZED | INSTALLED | solar_pv |  | node_1373282_054_15315928_575 | AN | 8104303
solar_load_220342906 |  | 0 | 0 | 0 | 0.001 | 859.7872488961386 | 2018.2886575147452 | OPTIMIZED | INSTALLED | solar_pv |  | node_1373362_074_15316409_046 | AN | 8104303
solar_load_220342907 |  | 0 | 0 | 0 | 0.001 | 1385.7999421816069 | 3253.064764937771 | OPTIMIZED | INSTALLED | solar_pv |  | node_1373286_301_15316600_721 | AN | 8104303
solar_load_220342908 |  | 0 | 0 | 0 | 0.001 | 1955.118302534447 | 4589.499146265102 | OPTIMIZED | INSTALLED | solar_pv |  | node_1373771_604_15316597_399 | AN | 8104303
solar_load_220342909 |  | 0 | 0 | 0 | 0.001 | 104.56889629942454 | 245.46753942746898 | OPTIMIZED | INSTALLED | solar_pv |  | node_1373794_285_15316870_099 | AN | 8104303
solar_load_220342910 |  | 0 | 0 | 0 | 0.001 | 745.7123397482911 | 1750.5058872302334 | OPTIMIZED | INSTALLED | solar_pv |  | node_1373349_383_15316807_09 | AN | 8104303
solar_load_220342912 |  | 0 | 0 | 0 | 0.001 | 0 | 0 | OPTIMIZED | INSTALLED | solar_pv |  | node_1373227_869_15317303_238 | AN | 8104303
solar_load_220342930 |  | 0 | 0 | 0 | 0.001 | 5228.436550070909 | 12273.37697137345 | OPTIMIZED | INSTALLED | solar_pv |  | node_1371695_483_15314489_741 | AN | 8104303
solar_load_220342931 |  | 0 | 0 | 0 | 0.001 | 1112.2310529332058 | 2610.8820102739887 | OPTIMIZED | INSTALLED | solar_pv |  | node_1370589_673_15315203_543 | AN | 8104303
solar_load_220342932 |  | 0 | 0 | 0 | 0.001 | 1217.856134619028 | 2858.8290197966844 | OPTIMIZED | INSTALLED | solar_pv |  | node_1370477_21_15314416_134 | AN | 8104303
solar_load_220342933 |  | 0 | 0 | 0 | 0.001 | 1834.7059366973683 | 4306.8395554092285 | OPTIMIZED | INSTALLED | solar_pv |  | node_1370235_575_15314401_663 | AN | 8104303
solar_load_220342934 |  | 0 | 0 | 0 | 0.001 | 1270.6685032765156 | 2982.8025245580325 | OPTIMIZED | INSTALLED | solar_pv |  | node_1369929_125_15314385_378 | AN | 8104303
solar_load_220342935 |  | 0 | 0 | 0 | 0.001 | 1814.637381243279 | 4259.7296235999165 | OPTIMIZED | INSTALLED | solar_pv |  | node_1369635_865_15314369_637 | AN | 8104303
solar_load_220342936 |  | 0 | 0 | 0 | 0.001 | 2261.4310049862456 | 5308.54547388092 | OPTIMIZED | INSTALLED | solar_pv |  | node_1369355_741_15314359_045 | AN | 8104303
solar_load_220342937 |  | 0 | 0 | 0 | 0.001 | 1892.7995766576896 | 4443.210410646712 | OPTIMIZED | INSTALLED | solar_pv |  | node_1369173_031_15314345_707 | AN | 8104303
solar_load_220342938 |  | 0 | 0 | 0 | 0.001 | 1177.718679340002 | 2764.60915617806 | OPTIMIZED | INSTALLED | solar_pv |  | node_1372974_009_15317473_85 | AN | 8104303
solar_load_220342939 |  | 0 | 0 | 0 | 0.001 | 750.9936110511245 | 1762.9032377063681 | OPTIMIZED | INSTALLED | solar_pv |  | node_1369219_122_15319826_888 | AN | 8104303
solar_load_220342940 |  | 0 | 0 | 0 | 0.001 | 628.4685300704051 | 1475.284706660041 | OPTIMIZED | INSTALLED | solar_pv |  | node_1368624_284_15320396_843 | AN | 8104303
solar_load_220342941 |  | 0 | 0 | 0 | 0.001 | 742.543783589099 | 1743.0674769445527 | OPTIMIZED | INSTALLED | solar_pv |  | node_1368539_232_15320965_082 | AN | 8104303
solar_load_220342942 |  | 0 | 0 | 0 | 0.001 | 755.2186969675606 | 1772.821118087276 | OPTIMIZED | INSTALLED | solar_pv |  | node_1368391_635_15321314_755 | AN | 8104303
solar_load_220342943 |  | 0 | 0 | 0 | 0.001 | 0 | 0 | OPTIMIZED | INSTALLED | solar_pv |  | node_1368259_697_15321757_161 | AN | 8104303
solar_load_220342944 |  | 0 | 0 | 0 | 0.001 | 1188.2812219456684 | 2789.4038571303295 | OPTIMIZED | INSTALLED | solar_pv |  | node_1368156_54_15321963_865 | AN | 8104303
solar_load_220342945 |  | 0 | 0 | 0 | 0.001 | 1481.9186666481592 | 3478.6965436034247 | OPTIMIZED | INSTALLED | solar_pv |  | node_1372609_569_15317727_754 | AN | 8104303
solar_load_220342952 |  | 0 | 0 | 0 | 0.001 | 221.81236160646412 | 520.6887199976616 | OPTIMIZED | INSTALLED | solar_pv |  | node_1371550_721_15318428_227 | AN | 8104303
solar_load_220342954 |  | 0 | 0 | 0 | 0.001 | 1661.4808578319562 | 3900.206459792008 | OPTIMIZED | INSTALLED | solar_pv |  | node_1371150_263_15318722_249 | AN | 8104303
solar_load_220342955 |  | 0 | 0 | 0 | 0.001 | 1701.6186574818284 | 3994.4263234106324 | OPTIMIZED | INSTALLED | solar_pv |  | node_1370960_682_15318813 | AN | 8104303
solar_load_220344236 |  | 0 | 0 | 0 | 0.001 | 46944.43751158123 | 110198.67124334682 | OPTIMIZED | INSTALLED | solar_pv |  | node_1380517_731_15309377_692 | ABCN | 8104303
solar_load_220344237 |  | 0 | 0 | 0 | 0.001 | 226.0374475229002 | 530.6066003785693 | OPTIMIZED | INSTALLED | solar_pv |  | node_1380492_1_15309685_381 | AN | 8104303
solar_load_220344238 |  | 0 | 0 | 0 | 0.001 | 3420.1369698877083 | 8028.524168344895 | OPTIMIZED | INSTALLED | solar_pv |  | node_1380650_37_15309599_387 | AN | 8104303
solar_load_220344239 |  | 0 | 0 | 0 | 0.001 | 42836.798583622534 | 100556.28685094474 | OPTIMIZED | INSTALLED | solar_pv |  | node_1380865_448_15309419_862 | ABCN | 8104303
solar_load_220344443 |  | 0 | 0 | 0 | 0.001 | 39913.56842743995 | 93694.21595843634 | OPTIMIZED | INSTALLED | solar_pv |  | node_1378330_587_15312079_206 | ABCN | 8104303
solar_load_220344481 |  | 0 | 0 | 0 | 0.001 | 470.0310797270953 | 1103.364192375997 | OPTIMIZED | INSTALLED | solar_pv |  | node_1379012_605_15310677_836 | AN | 8104303
solar_load_220344482 |  | 0 | 0 | 0 | 0.001 | 293.4025837851373 | 688.7416931185999 | OPTIMIZED | INSTALLED | solar_pv |  | node_1378907_215_15310972_782 | AN | 8104303
solar_load_220344483 |  | 0 | 0 | 0 | 0.001 | 293.4025837851373 | 688.7416931185999 | OPTIMIZED | INSTALLED | solar_pv |  | node_1378913_039_15310946_554 | AN | 8104303
solar_load_220344484 |  | 0 | 0 | 0 | 0.001 | 344.3374425871837 | 808.3072510439888 | OPTIMIZED | INSTALLED | solar_pv |  | node_1378966_353_15311419_028 | AN | 8104303
solar_load_220344485 |  | 0 | 0 | 0 | 0.001 | 6353.342860753424 | 14914.012622790162 | OPTIMIZED | INSTALLED | solar_pv |  | node_1378868_232_15311885_58 | AN | 8104303
solar_load_220344486 |  | 0 | 0 | 0 | 0.001 | 1274.8935891929514 | 2992.72040493894 | OPTIMIZED | INSTALLED | solar_pv |  | node_1378850_478_15312208_339 | AN | 8104303
solar_load_220344487 |  | 0 | 0 | 0 | 0.001 | 3465.555696469568 | 8135.141382439655 | OPTIMIZED | INSTALLED | solar_pv |  | node_1378994_524_15312300_584 | AN | 8104303
solar_load_220344799 |  | 0 | 0 | 0 | 0.001 | 854.5059775933051 | 2005.8913070386106 | OPTIMIZED | INSTALLED | solar_pv |  | node_1370761_214_15313650_658 | AN | 8104303
solar_load_220344800 |  | 0 | 0 | 0 | 0.001 | 1294.9621446470414 | 3039.8303367482526 | OPTIMIZED | INSTALLED | solar_pv |  | node_1370768_237_15313301_74 | AN | 8104303
solar_load_220344801 |  | 0 | 0 | 0 | 0.001 | 779.5123383380864 | 1829.8489302774963 | OPTIMIZED | INSTALLED | solar_pv |  | node_1370532_445_15313115_05 | AN | 8104303
solar_load_220344802 |  | 0 | 0 | 0 | 0.001 | 553.4748908151862 | 1299.2423298989268 | OPTIMIZED | INSTALLED | solar_pv |  | node_1370816_575_15312734_871 | AN | 8104303
solar_load_220344803 |  | 0 | 0 | 0 | 0.001 | 2801.1744526657267 | 6575.554692541898 | OPTIMIZED | INSTALLED | solar_pv |  | node_1370816_643_15312584_139 | AN | 8104303
solar_load_220345749 |  | 0 | 0 | 0 | 0.001 | 2599.4309908841983 | 6101.975904353548 | OPTIMIZED | INSTALLED | solar_pv |  | node_1374433_831_15308696_023 | AN | 8104303
solar_load_220345750 |  | 0 | 0 | 0 | 0.001 | 2382.899556209721 | 5593.684534832021 | OPTIMIZED | INSTALLED | solar_pv |  | node_1374324_276_15308890_738 | AN | 8104303
solar_load_220345751 |  | 0 | 0 | 0 | 0.001 | 757.3310677403553 | 1777.78005827773 | OPTIMIZED | INSTALLED | solar_pv |  | node_1374369_571_15309137_604 | AN | 8104303
solar_load_220345753 |  | 0 | 0 | 0 | 0.001 | 4028.5369445040237 | 9456.698943195624 | OPTIMIZED | INSTALLED | solar_pv |  | node_1374157_728_15309630_426 | AN | 8104303
solar_load_220345754 |  | 0 | 0 | 0 | 0.001 | 1617.1186610073403 | 3796.0687157924754 | OPTIMIZED | INSTALLED | solar_pv |  | node_1374195_554_15310055_468 | AN | 8104303
solar_load_220345755 |  | 0 | 0 | 0 | 0.001 | 17.956184681295017 | 42.15099161885831 | OPTIMIZED | INSTALLED | solar_pv |  | node_1373939_147_15310352_828 | AN | 8104303
solar_load_220345757 |  | 0 | 0 | 0 | 0.001 | 798.5247084057788 | 1874.4793919915815 | OPTIMIZED | INSTALLED | solar_pv |  | node_1373973_17_15310952_345 | AN | 8104303
solar_load_220345758 |  | 0 | 0 | 0 | 0.001 | 870.3497915018055 | 2043.0833584670145 | OPTIMIZED | INSTALLED | solar_pv |  | node_1373890_346_15311150_396 | AN | 8104303
solar_load_220345761 |  | 0 | 0 | 0 | 0.001 | 4852.411824037572 | 11390.685617472654 | OPTIMIZED | INSTALLED | solar_pv |  | node_1373705_443_15311609_469 | AN | 8104303
solar_load_220345762 |  | 0 | 0 | 0 | 0.001 | 309.48125861099106 | 726.4847379014991 | OPTIMIZED | INSTALLED | solar_pv |  | node_1373624_673_15312152_021 | AN | 8104303
solar_load_220345763 |  | 0 | 0 | 0 | 0.001 | 1716.4059416330851 | 4029.1389047438097 | OPTIMIZED | INSTALLED | solar_pv |  | node_1373515_639_15312193_833 | AN | 8104303
solar_load_220345764 |  | 0 | 0 | 0 | 0.001 | 2299.45574512163 | 5397.806397309091 | OPTIMIZED | INSTALLED | solar_pv |  | node_1373560_18_15312345_248 | AN | 8104303
solar_load_220345765 |  | 0 | 0 | 0 | 0.001 | 1601.2748470988402 | 3758.876664364071 | OPTIMIZED | INSTALLED | solar_pv |  | node_1373456_233_15313072_092 | AN | 8104303
solar_load_220345766 |  | 0 | 0 | 0 | 0.001 | 1282.2872312685797 | 3010.0766956055286 | OPTIMIZED | INSTALLED | solar_pv |  | node_1373407_32_15313658_057 | AN | 8104303
solar_load_220345771 |  | 0 | 0 | 0 | 0.001 | 922.1059747728957 | 2164.5773931331355 | OPTIMIZED | INSTALLED | solar_pv |  | node_1373258_037_15314420_954 | AN | 8104303
solar_load_220345772 |  | 0 | 0 | 0 | 0.001 | 524.9561635282244 | 1232.2966373277989 | OPTIMIZED | INSTALLED | solar_pv |  | node_1372940_827_15314477_193 | AN | 8104303
solar_load_220345773 |  | 0 | 0 | 0 | 0.001 | 1624.5123030829686 | 3813.4250064590638 | OPTIMIZED | INSTALLED | solar_pv |  | node_1372617_139_15314402_625 | AN | 8104303
solar_load_220345774 |  | 0 | 0 | 0 | 0.001 | 597.8374320106484 | 1403.3800738984592 | OPTIMIZED | INSTALLED | solar_pv |  | node_1371566_543_15314158_104 | AN | 8104303
solar_load_220345775 |  | 0 | 0 | 0 | 0.001 | 2581.474461832057 | 6059.824912734689 | OPTIMIZED | INSTALLED | solar_pv |  | node_1371627_827_15313778_833 | AN | 8104303
solar_load_220346864 |  | 0 | 0 | 0 | 0.001 | 6679.724118659313 | 15680.168882215294 | OPTIMIZED | INSTALLED | solar_pv |  | node_1376991_019_15305740_554 | AN | 8104303
solar_load_220346865 |  | 0 | 0 | 0 | 0.001 | 5312.9365465453975 | 12471.734578991605 | OPTIMIZED | INSTALLED | solar_pv |  | node_1377188_282_15306212_442 | AN | 8104303
solar_load_220346867 |  | 0 | 0 | 0 | 0.001 | 15962.04743999117 | 37469.75207906981 | OPTIMIZED | INSTALLED | solar_pv |  | node_1376946_39_15306679_352 | AN | 8104303
solar_load_220346869 |  | 0 | 0 | 0 | 0.001 | 4493.286752928286 | 10547.665785095487 | OPTIMIZED | INSTALLED | solar_pv |  | node_1379577_464_15309007_142 | AN | 8104303
solar_load_220346870 |  | 0 | 0 | 0 | 0.001 | 5277.024177182808 | 12387.432595753888 | OPTIMIZED | INSTALLED | solar_pv |  | node_1379724_901_15309349_209 | AN | 8104303
solar_load_220346871 |  | 0 | 0 | 0 | 0.001 | 5568.549251112504 | 13071.766342036532 | OPTIMIZED | INSTALLED | solar_pv |  | node_1379731_451_15309539_118 | AN | 8104303
solar_load_220346872 |  | 0 | 0 | 0 | 0.001 | 2326.918287022195 | 5462.272619784992 | OPTIMIZED | INSTALLED | solar_pv |  | node_1379500_461_15309663_783 | AN | 8104303
solar_load_220346873 |  | 0 | 0 | 0 | 0.001 | 3725.393142582263 | 8745.091025865488 | OPTIMIZED | INSTALLED | solar_pv |  | node_1379370_721_15309405_789 | AN | 8104303
solar_load_220346878 |  | 0 | 0 | 0 | 0.001 | 3296.5557035205916 | 7738.426167203342 | OPTIMIZED | INSTALLED | solar_pv |  | node_1377226_211_15308086_519 | AN | 8104303
solar_load_220346879 |  | 0 | 0 | 0 | 0.001 | 3520.8327272758806 | 8264.900317423198 | OPTIMIZED | INSTALLED | solar_pv |  | node_1377217_093_15307666_687 | AN | 8104303
solar_load_220346881 |  | 0 | 0 | 0 | 0.001 | 3227.430143490743 | 7576.1586243045995 | OPTIMIZED | INSTALLED | solar_pv |  | node_1376559_836_15307502_706 | AN | 8104303
solar_load_220346883 |  | 0 | 0 | 0 | 0.001 | 5447.080355518182 | 12786.627281085432 | OPTIMIZED | INSTALLED | solar_pv |  | node_1376692_002_15307162_867 | AN | 8104303
solar_load_220346885 |  | 0 | 0 | 0 | 0.001 | 530.2374348310577 | 1244.6939878039339 | OPTIMIZED | INSTALLED | solar_pv |  | node_1376820_041_15307936_871 | AN | 8104303
solar_load_220346886 |  | 0 | 0 | 0 | 0.001 | 1647.749759067097 | 3867.973348554057 | OPTIMIZED | INSTALLED | solar_pv |  | node_1377275_442_15307883_051 | AN | 8104303
solar_load_220346887 |  | 0 | 0 | 0 | 0.001 | 293.4025837851373 | 688.7416931185999 | OPTIMIZED | INSTALLED | solar_pv |  | node_1376962_419_15307808_072 | AN | 8104303
solar_load_220346888 |  | 0 | 0 | 0 | 0.001 | 293.4025837851373 | 688.7416931185999 | OPTIMIZED | INSTALLED | solar_pv |  | node_1376834_206_15307708_508 | AN | 8104303
solar_load_220346889 |  | 0 | 0 | 0 | 0.001 | 440.1042200485525 | 1033.1125396778998 | OPTIMIZED | INSTALLED | solar_pv |  | node_1376802_608_15307605_853 | AN | 8104303
solar_load_220346890 |  | 0 | 0 | 0 | 0.001 | 1613.7148995599482 | 3788.0793121522997 | OPTIMIZED | INSTALLED | solar_pv |  | node_1376931_413_15307425_366 | AN | 8104303
solar_load_220346891 |  | 0 | 0 | 0 | 0.001 | 1396.362140416427 | 3277.85946589004 | OPTIMIZED | INSTALLED | solar_pv |  | node_1378991_966_15309626_604 | AN | 8104303
solar_load_220346892 |  | 0 | 0 | 0 | 0.001 | 3282.8246047557323 | 7706.193055965389 | OPTIMIZED | INSTALLED | solar_pv |  | node_1378475_759_15309505_178 | AN | 8104303
solar_load_220346893 |  | 0 | 0 | 0 | 0.001 | 3406.4058711228495 | 7996.291057106944 | OPTIMIZED | INSTALLED | solar_pv |  | node_1378321_881_15309566_256 | AN | 8104303
solar_load_220346894 |  | 0 | 0 | 0 | 0.001 | 4194.368036922961 | 9845.975748146257 | OPTIMIZED | INSTALLED | solar_pv |  | node_1378018_742_15309497_237 | AN | 8104303
solar_load_220346895 |  | 0 | 0 | 0 | 0.001 | 3674.693144697571 | 8626.076461294591 | OPTIMIZED | INSTALLED | solar_pv |  | node_1377727_795_15309532_043 | AN | 8104303
solar_load_220346896 |  | 0 | 0 | 0 | 0.001 | 3441.2620550990423 | 8078.113570249434 | OPTIMIZED | INSTALLED | solar_pv |  | node_1377660_417_15309461_272 | AN | 8104303
solar_load_220346897 |  | 0 | 0 | 0 | 0.001 | 7077.930115290382 | 16614.929108115855 | OPTIMIZED | INSTALLED | solar_pv |  | node_1377764_749_15309776_292 | AN | 8104303
solar_load_220346898 |  | 0 | 0 | 0 | 0.001 | 4446.811840960029 | 10438.5691009055 | OPTIMIZED | INSTALLED | solar_pv |  | node_1378795_81_15309659_227 | AN | 8104303
solar_load_220346899 |  | 0 | 0 | 0 | 0.001 | 2872.9995357617527 | 6744.15865901733 | OPTIMIZED | INSTALLED | solar_pv |  | node_1378488_187_15309867_671 | AN | 8104303
solar_load_220346913 |  | 0 | 0 | 0 | 0.001 | 5663.61179019266 | 13294.918650606958 | OPTIMIZED | INSTALLED | solar_pv |  | node_1378513_806_15309270_334 | AN | 8104303
solar_load_220346914 |  | 0 | 0 | 0 | 0.001 | 4684.4680164749925 | 10996.449872331566 | OPTIMIZED | INSTALLED | solar_pv |  | node_1378269_497_15308869_89 | AN | 8104303
solar_load_220346915 |  | 0 | 0 | 0 | 0.001 | 6511.780311096733 | 15285.933137074206 | OPTIMIZED | INSTALLED | solar_pv |  | node_1377988_642_15308465_629 | AN | 8104303
solar_load_220346916 |  | 0 | 0 | 0 | 0.001 | 5728.042886842211 | 13446.166326415801 | OPTIMIZED | INSTALLED | solar_pv |  | node_1379430_413_15308409_803 | AN | 8104303
solar_load_220346917 |  | 0 | 0 | 0 | 0.001 | 8427.817343738552 | 19783.69188981591 | OPTIMIZED | INSTALLED | solar_pv |  | node_1379558_922_15308782_761 | AN | 8104303
solar_load_220346918 |  | 0 | 0 | 0 | 0.001 | 4747.842927738147 | 11145.218078045184 | OPTIMIZED | INSTALLED | solar_pv |  | node_1377755_283_15308756_745 | AN | 8104303
solar_load_220347392 |  | 0 | 0 | 0 | 0.001 | 3689.4807732196737 | 8660.78904262777 | OPTIMIZED | INSTALLED | solar_pv |  | node_1376853_564_15305361_83 | AN | 8104303
solar_load_220347393 |  | 0 | 0 | 0 | 0.001 | 1101.668510327539 | 2586.087309321719 | OPTIMIZED | INSTALLED | solar_pv |  | node_1377217_652_15305830_031 | AN | 8104303
solar_load_220347394 |  | 0 | 0 | 0 | 0.001 | 2353.324643536362 | 5524.259372165667 | OPTIMIZED | INSTALLED | solar_pv |  | node_1377423_132_15306329_094 | AN | 8104303
solar_load_220347395 |  | 0 | 0 | 0 | 0.001 | 4491.174382155491 | 10542.706844905033 | OPTIMIZED | INSTALLED | solar_pv |  | node_1377603_79_15306923_991 | AN | 8104303
solar_load_220347396 |  | 0 | 0 | 0 | 0.001 | 2721.9557274940717 | 6389.594435399875 | OPTIMIZED | INSTALLED | solar_pv |  | node_1377657_025_15307052_006 | AN | 8104303
solar_load_220347397 |  | 0 | 0 | 0 | 0.001 | 453.1310804321978 | 1063.6926708523656 | OPTIMIZED | INSTALLED | solar_pv |  | node_1377789_727_15307377_236 | AN | 8104303
solar_load_220347398 |  | 0 | 0 | 0 | 0.001 | 5840.005425217264 | 13708.99015650986 | OPTIMIZED | INSTALLED | solar_pv |  | node_1377883_315_15307755_139 | AN | 8104303
solar_load_220347400 |  | 0 | 0 | 0 | 0.001 | 991.8186870961276 | 2328.2224194181154 | OPTIMIZED | INSTALLED | solar_pv |  | node_1378153_833_15308261_392 | AN | 8104303
solar_load_220347401 |  | 0 | 0 | 0 | 0.001 | 1198.843420180489 | 2814.198558082599 | OPTIMIZED | INSTALLED | solar_pv |  | node_1378278_459_15308436_204 | AN | 8104303
solar_load_220347402 |  | 0 | 0 | 0 | 0.001 | 3224.7306204245647 | 7569.822200727907 | OPTIMIZED | INSTALLED | solar_pv |  | node_1378433_902_15308631_339 | AN | 8104303
solar_load_220347403 |  | 0 | 0 | 0 | 0.001 | 5790.361612718968 | 13592.455062034192 | OPTIMIZED | INSTALLED | solar_pv |  | node_1378627_067_15308871_504 | AN | 8104303
solar_load_220347404 |  | 0 | 0 | 0 | 0.001 | 4569.336921940749 | 10726.187631951827 | OPTIMIZED | INSTALLED | solar_pv |  | node_1378964_039_15309040_817 | AN | 8104303
solar_load_220347405 |  | 0 | 0 | 0 | 0.001 | 1993.1433870406781 | 4678.760069693272 | OPTIMIZED | INSTALLED | solar_pv |  | node_1379138_359_15309356_6 | AN | 8104303
solar_load_220347406 |  | 0 | 0 | 0 | 0.001 | 660.1561578874055 | 1549.6688095168497 | OPTIMIZED | INSTALLED | solar_pv |  | node_1379134_583_15309616_732 | AN | 8104303
solar_load_220347407 |  | 0 | 0 | 0 | 0.001 | 3503.5807809757994 | 8224.402305867825 | OPTIMIZED | INSTALLED | solar_pv |  | node_1379072_011_15309841_021 | AN | 8104303
solar_load_220347486 |  | 0 | 0 | 0 | 0.001 | 20302.17801387898 | 47657.89470035739 | OPTIMIZED | INSTALLED | solar_pv |  | node_1376612_208_15305239_348 | AN | 8104303
solar_load_220347555 |  | 0 | 0 | 0 | 0.001 | 5983.655247038471 | 14046.198089460726 | OPTIMIZED | INSTALLED | solar_pv |  | node_1377253_157_15306634_86 | AN | 8104303
solar_load_220347556 |  | 0 | 0 | 0 | 0.001 | 2775.8246259088032 | 6516.0474102564485 | OPTIMIZED | INSTALLED | solar_pv |  | node_1379468_756_15309947_204 | AN | 8104303
solar_load_220347557 |  | 0 | 0 | 0 | 0.001 | 3598.643320055954 | 8447.554614438252 | OPTIMIZED | INSTALLED | solar_pv |  | node_1379715_741_15310011_409 | AN | 8104303
solar_load_220347558 |  | 0 | 0 | 0 | 0.001 | 1631.905945158597 | 3830.7812971256526 | OPTIMIZED | INSTALLED | solar_pv |  | node_1380074_582_15309761_702 | AN | 8104303
solar_load_220347559 |  | 0 | 0 | 0 | 0.001 | 391.2035598371319 | 918.3223722817488 | OPTIMIZED | INSTALLED | solar_pv |  | node_1380162_367_15309698_63 | BN | 8104303
solar_load_220347560 |  | 0 | 0 | 0 | 0.001 | 391.2035598371319 | 918.3223722817488 | OPTIMIZED | INSTALLED | solar_pv |  | node_1380171_746_15309691_91 | CN | 8104303
solar_load_220347561 |  | 0 | 0 | 0 | 0.001 | 391.2035598371319 | 918.3223722817488 | OPTIMIZED | INSTALLED | solar_pv |  | node_1380152_618_15309705_711 | AN | 8104303
solar_load_220347562 |  | 0 | 0 | 0 | 0.001 | 1474.5246802016843 | 3461.340252936836 | OPTIMIZED | INSTALLED | solar_pv |  | node_1380245_261_15309400_059 | AN | 8104303
solar_load_220347622 |  | 0 | 0 | 0 | 0.001 | 9199.93604000101 | 21596.18452942682 | OPTIMIZED | INSTALLED | solar_pv |  | node_1379001_666_15308839_37 | AN | 8104303
solar_load_220347623 |  | 0 | 0 | 0 | 0.001 | 7043.073931314189 | 16533.106594973367 | OPTIMIZED | INSTALLED | solar_pv |  | node_1378773_336_15308670_465 | AN | 8104303
solar_load_220347624 |  | 0 | 0 | 0 | 0.001 | 2869.8309796025615 | 6736.72024873165 | OPTIMIZED | INSTALLED | solar_pv |  | node_1379030_271_15308467_372 | AN | 8104303
solar_load_220347625 |  | 0 | 0 | 0 | 0.001 | 5343.567988976001 | 12543.63921175319 | OPTIMIZED | INSTALLED | solar_pv |  | node_1378885_354_15308350_751 | AN | 8104303
solar_load_220347649 |  | 0 | 0 | 0 | 0.001 | 7339.880276546717 | 17229.837691732144 | OPTIMIZED | INSTALLED | solar_pv |  | node_1379236_548_15309011_244 | AN | 8104303
solar_load_220347650 |  | 0 | 0 | 0 | 0.001 | 3808.8369536703544 | 8940.969163388418 | OPTIMIZED | INSTALLED | solar_pv |  | node_1379251_385_15309268_825 | AN | 8104303
solar_load_220347651 |  | 0 | 0 | 0 | 0.001 | 8911.579866601352 | 20919.28919342986 | OPTIMIZED | INSTALLED | solar_pv |  | node_1378658_979_15308346_788 | AN | 8104303
solar_load_220347652 |  | 0 | 0 | 0 | 0.001 | 1598.1059465688015 | 3751.4382540783904 | OPTIMIZED | INSTALLED | solar_pv |  | node_1377559_96_15307573_416 | AN | 8104303
solar_load_220347653 |  | 0 | 0 | 0 | 0.001 | 7181.442481832562 | 16857.9171774481 | OPTIMIZED | INSTALLED | solar_pv |  | node_1377390_364_15307392_659 | AN | 8104303
solar_load_220347654 |  | 0 | 0 | 0 | 0.001 | 6117.799056011254 | 14361.09079155455 | OPTIMIZED | INSTALLED | solar_pv |  | node_1377197_771_15307023_676 | AN | 8104303
solar_load_220347655 |  | 0 | 0 | 0 | 0.001 | 3408.518241895644 | 8001.249997297398 | OPTIMIZED | INSTALLED | solar_pv |  | node_1375877_45_15305916_818 | AN | 8104303
solar_load_220347656 |  | 0 | 0 | 0 | 0.001 | 1744.924668920047 | 4096.084597314937 | OPTIMIZED | INSTALLED | solar_pv |  | node_1375808_442_15305703_406 | AN | 8104303
solar_load_220347657 |  | 0 | 0 | 0 | 0.001 | 2859.2684369968943 | 6711.92554777938 | OPTIMIZED | INSTALLED | solar_pv |  | node_1375793_669_15305534_071 | AN | 8104303
solar_load_220347716 |  | 0 | 0 | 0 | 0.001 | 2339.593544771503 | 5492.026260927715 | OPTIMIZED | INSTALLED | solar_pv |  | node_1375379_926_15307157_853 | AN | 8104303
solar_load_220347717 |  | 0 | 0 | 0 | 0.001 | 1728.0246696251493 | 4056.4130757913063 | OPTIMIZED | INSTALLED | solar_pv |  | node_1375236_833_15307353_548 | AN | 8104303
solar_load_220347718 |  | 0 | 0 | 0 | 0.001 | 5837.892710073623 | 13704.031216319407 | OPTIMIZED | INSTALLED | solar_pv |  | node_1375247_245_15307544_856 | AN | 8104303
solar_load_220347720 |  | 0 | 0 | 0 | 0.001 | 4418.293113673067 | 10371.623408334372 | OPTIMIZED | INSTALLED | solar_pv |  | node_1374860_422_15307762_876 | AN | 8104303
solar_load_220347721 |  | 0 | 0 | 0 | 0.001 | 0 | 0 | OPTIMIZED | INSTALLED | solar_pv |  | node_1374810_314_15307972_096 | AN | 8104303
solar_load_220347722 |  | 0 | 0 | 0 | 0.001 | 668.6059853494311 | 1569.5045702786656 | OPTIMIZED | INSTALLED | solar_pv |  | node_1374675_262_15308272_462 | AN | 8104303
solar_load_220347723 |  | 0 | 0 | 0 | 0.001 | 2235.0246484720788 | 5246.558721500247 | OPTIMIZED | INSTALLED | solar_pv |  | node_1374510_836_15308470_044 | AN | 8104303
solar_load_220347737 |  | 0 | 0 | 0 | 0.001 | 4107.638239217003 | 9642.383703660398 | OPTIMIZED | INSTALLED | solar_pv |  | node_1378848_727_15307883_114 | AN | 8104303
solar_load_220347738 |  | 0 | 0 | 0 | 0.001 | 4107.638239217003 | 9642.383703660398 | OPTIMIZED | INSTALLED | solar_pv |  | node_1378845_989_15307909_461 | BN | 8104303
solar_load_220347739 |  | 0 | 0 | 0 | 0.001 | 4107.638239217003 | 9642.383703660398 | OPTIMIZED | INSTALLED | solar_pv |  | node_1378846_292_15307856_666 | CN | 8104303
solar_load_220440802 |  | 0 | 0 | 0 | 0.001 | 514.3936209225575 | 1207.5019363755293 | OPTIMIZED | INSTALLED | solar_pv |  | node_1379040_276_15310223_631 | AN | 8104303
solar_load_220521269 |  | 0 | 0 | 0 | 0.001 | 3153.962067085782 | 7403.697704347702 | OPTIMIZED | INSTALLED | solar_pv |  | node_1373618_442_15311669_281 | AN | 8104303
solar_load_220521849 |  | 0 | 0 | 0 | 0.001 | 0 | 0 | OPTIMIZED | INSTALLED | solar_pv |  | node_1378455_881_15310226_293 | CN | 8104303
solar_load_220521850 |  | 0 | 0 | 0 | 0.001 | 0 | 0 | OPTIMIZED | INSTALLED | solar_pv |  | node_1378423_96_15310255_912 | AN | 8104303
solar_load_220521864 |  | 0 | 0 | 0 | 0.001 | 0 | 0 | OPTIMIZED | INSTALLED | solar_pv |  | node_1378443_188_15310244_858 | BN | 8104303
solar_load_220523980 |  | 0 | 0 | 0 | 0.001 | 16.899999294897643 | 39.671521523631355 | OPTIMIZED | INSTALLED | solar_pv |  | node_1371715_359_15318330_485 | AN | 8104303
solar_load_220535506 |  | 0 | 0 | 0 | 0.001 | 3533.1556936491584 | 8293.82746853418 | OPTIMIZED | INSTALLED | solar_pv |  | node_1373366_99_15314375_599 | AN | 8104303
solar_load_220543729 |  | 0 | 0 | 0 | 0.001 | 1453.3999393611973 | 3411.7508510322964 | OPTIMIZED | INSTALLED | solar_pv |  | node_1371987_204_15318190_201 | AN | 8104303
solar_load_220545133 |  | 0 | 0 | 0 | 0.001 | 1492.4808648829796 | 3503.491244555694 | OPTIMIZED | INSTALLED | solar_pv |  | node_1378863_716_15312550_569 | AN | 8104303
solar_load_220545912 |  | 0 | 0 | 0 | 0.001 | 756.274882353958 | 1775.300588182503 | OPTIMIZED | INSTALLED | solar_pv |  | node_1373223_593_15317005_018 | AN | 8104303
solar_load_220564166 |  | 0 | 0 | 0 | 0.001 | 2075.531012742372 | 4872.158737120975 | OPTIMIZED | INSTALLED | solar_pv |  | node_1380359_708_15308298_928 | AN | 8104303
solar_load_220565325 |  | 0 | 0 | 0 | 0.001 | 785.8497950273172 | 1844.7257508488578 | OPTIMIZED | INSTALLED | solar_pv |  | node_1380278_933_15309044_277 | AN | 8104303
solar_load_220568619 |  | 0 | 0 | 0 | 0.001 | 7103.28028641815 | 16674.436390401304 | OPTIMIZED | INSTALLED | solar_pv |  | node_1375144_583_15307656_89 | AN | 8104303
solar_load_220611141 |  | 0 | 0 | 0 | 0.001 | 1108.0059670167698 | 2600.964129893081 | OPTIMIZED | INSTALLED | solar_pv |  | node_1377949_465_15307929_542 | AN | 8104303
solar_load_220615052 |  | 0 | 0 | 0 | 0.001 | 442.5685378265309 | 1038.897969900096 | OPTIMIZED | INSTALLED | solar_pv |  | node_1373874_93_15310630_802 | AN | 8104303
solar_load_220619198 |  | 0 | 0 | 0 | 0.001 | 605.2310740862766 | 1420.736364565048 | OPTIMIZED | INSTALLED | solar_pv |  | node_1371398_897_15318511_299 | AN | 8104303
solar_load_220624895 |  | 0 | 0 | 0 | 0.001 | 1643.5246731506609 | 3858.055468173149 | OPTIMIZED | INSTALLED | solar_pv |  | node_1373711_219_15311856_63 | AN | 8104303
solar_load_220635968 |  | 0 | 0 | 0 | 0.001 | 2593.093189824121 | 6087.099083782186 | OPTIMIZED | INSTALLED | solar_pv |  | node_1375784_955_15305421_14 | AN | 8104303
solar_load_220647715 |  | 0 | 0 | 0 | 0.001 | 3374.1314353833122 | 7920.5294708638985 | OPTIMIZED | INSTALLED | solar_pv |  | node_1376549_296_15307278_491 | AN | 8104303
solar_load_220647739 |  | 0 | 0 | 0 | 0.001 | 5134.547971206675 | 12052.979629575497 | OPTIMIZED | INSTALLED | solar_pv |  | node_1376948_822_15307281_819 | AN | 8104303
solar_load_220647755 |  | 0 | 0 | 0 | 0.001 | 3737.0118705743275 | 8772.365196912984 | OPTIMIZED | INSTALLED | solar_pv |  | node_1376541_633_15307857_545 | AN | 8104303
solar_load_220652158 |  | 0 | 0 | 0 | 0.001 | 1907.1174833450857 | 4476.820660900053 | OPTIMIZED | INSTALLED | solar_pv |  | node_1376830_908_15308566_121 | ABCN | 8104303
solar_load_220653796 |  | 0 | 0 | 0 | 0.001 | 1025.6186856859229 | 2407.5654624653775 | OPTIMIZED | INSTALLED | solar_pv |  | node_1375594_281_15306712_308 | AN | 8104303
solar_load_310019468 |  | 0 | 0 | 0 | 0.001 | 195.60160773314266 | 459.1610139554511 | OPTIMIZED | INSTALLED | solar_pv |  | node_1378091_045_15310448_676 | BN | 8104303
solar_load_310056264 |  | 0 | 0 | 0 | 0.001 | 0 | 0 | OPTIMIZED | INSTALLED | solar_pv |  | node_1377818_297_15305975_939 | ABCN | 8104303
solar_load_310056265 |  | 0 | 0 | 0 | 0.001 | 102984.35959732272 | 241748.33428462854 | OPTIMIZED | INSTALLED | solar_pv |  | node_1377845_985_15305743_295 | ABCN | 8104303
solar_load_310061545 |  | 0 | 0 | 0 | 0.001 | 195.60160773314266 | 459.1610139554511 | OPTIMIZED | INSTALLED | solar_pv |  | node_1378068_557_15310456_733 | AN | 8104303
solar_load_311929245 |  | 0 | 0 | 0 | 0.001 | 2086.0935553480385 | 4896.953438073246 | OPTIMIZED | INSTALLED | solar_pv |  | node_1374299_394_15309385_806 | AN | 8104303
solar_load_311930091 |  | 0 | 0 | 0 | 0.001 | 99.28762499659112 | 233.0701889513342 | OPTIMIZED | INSTALLED | solar_pv |  | node_1368763_975_15321701_206 | AN | 8104303
solar_load_312001513 |  | 0 | 0 | 0 | 0.001 | 0 | 0 | OPTIMIZED | INSTALLED | solar_pv |  | node_1378300_965_15310434_919 | AN | 8104303
solar_load_312001518 |  | 0 | 0 | 0 | 0.001 | 195.60160773314266 | 459.1610139554511 | OPTIMIZED | INSTALLED | solar_pv |  | node_1378046_719_15310451_671 | CN | 8104303
solar_load_312001523 |  | 0 | 0 | 0 | 0.001 | 2053.8191196085013 | 4821.191851830199 | OPTIMIZED | INSTALLED | solar_pv |  | node_1377685_301_15310590_627 | AN | 8104303
solar_load_312001526 |  | 0 | 0 | 0 | 0.001 | 2053.8191196085013 | 4821.191851830199 | OPTIMIZED | INSTALLED | solar_pv |  | node_1377684_627_15310576_764 | BN | 8104303
solar_load_312001529 |  | 0 | 0 | 0 | 0.001 | 2053.8191196085013 | 4821.191851830199 | OPTIMIZED | INSTALLED | solar_pv |  | node_1377684_466_15310562_549 | CN | 8104303
solar_load_312001530 |  | 0 | 0 | 0 | 0.001 | 0 | 0 | OPTIMIZED | INSTALLED | solar_pv |  | node_1378189_011_15310044_311 | AN | 8104303

## Storage
Name | GroupId | InitStateOfCharge | SpinningReserveCharge | SpinningReserveDischarge | NonSpinningReserveCharge | NonSpinningReserveDischarge | RegulationUpCharge | RegulationUpDischarge | RegulationDownCharge | RegulationDownDischarge | ChargeEfficiency | DischargeEfficiency | CommitmentStatus | ConstructionTime | CalendarLife | YearOfInstallation | DepthOfDischarge | ReactivePower | ReactivePowerA | ReactivePowerB | ReactivePowerC | ActivePower | ActivePowerA | ActivePowerB | ActivePowerC | Energy | MaxEnergy | PowerCharge | PowerDischarge | RampUpLimit | RampDownLimit | CapitalCost | FixedOperatingCost | VariableOperatingCost | MaxReactivePower | MaxActivePower | OutputSchedule | PlanningStatus | UnitType | UnitSubtype | ParentNode | Phases | Feeder | Comments

## Switch
Name | GroupId | OperatingMode | PhaseAState | PhaseBState | PhaseCState | CurrentInAReal | CurrentInAImag | CurrentInA | CurrentInBReal | CurrentInBImag | CurrentInB | CurrentInCReal | CurrentInCImag | CurrentInC | CurrentOutAReal | CurrentOutAImag | CurrentOutA | CurrentOutBReal | CurrentOutBImag | CurrentOutB | CurrentOutCReal | CurrentOutCImag | CurrentOutC | ActivePowerInA | ReactivePowerInA | PowerInA | ActivePowerInB | ReactivePowerInB | PowerInB | ActivePowerInC | ReactivePowerInC | PowerInC | ActivePowerOutA | ReactivePowerOutA | PowerOutA | ActivePowerOutB | ReactivePowerOutB | PowerOutB | ActivePowerOutC | ReactivePowerOutC | PowerOutC | Status | From | To | Length | Phases | Feeder | Comments
switch_627T625_NO-220416552 |  | INDIVIDUAL | CLOSED | CLOSED | CLOSED | 0 | 0 | 0+0j | 0 | 0 | 0+0j | 0 | 0 | 0+0j | 0 | 0 | 0+0j | 0 | 0 | 0+0j | 0 | 0 | 0+0j | 0 | 0 | 0+0j | 0 | 0 | 0+0j | 0 | 0 | 0+0j | 0 | 0 | 0+0j | 0 | 0 | 0+0j | 0 | 0 | 0+0j | OPEN | node_intto1_1376809_499_15305072_217 | node_1376809_499_15305072_217 | 0 | ABCN | 8104303
switch_220416544 |  | INDIVIDUAL | CLOSED | CLOSED | CLOSED | 0 | 0 | 0+0j | 0 | 0 | 0+0j | 0 | 0 | 0+0j | 0 | 0 | 0+0j | 0 | 0 | 0+0j | 0 | 0 | 0+0j | 0 | 0 | 0+0j | 0 | 0 | 0+0j | 0 | 0 | 0+0j | 0 | 0 | 0+0j | 0 | 0 | 0+0j | 0 | 0 | 0+0j | OPEN | node_intto1_8104303_200858845 | node_8104303_200858845 | 0 | ABCN | 8104303
switch_220416593 |  | INDIVIDUAL | CLOSED | CLOSED | CLOSED | 0 | 0 | 0+0j | 0 | 0 | 0+0j | 0 | 0 | 0+0j | 0 | 0 | 0+0j | 0 | 0 | 0+0j | 0 | 0 | 0+0j | 0 | 0 | 0+0j | 0 | 0 | 0+0j | 0 | 0 | 0+0j | 0 | 0 | 0+0j | 0 | 0 | 0+0j | 0 | 0 | 0+0j | OPEN | node_intto1_8104303_200859605 | node_8104303_200859605 | 0 | ABCN | 8104303
switch_220416765 |  | INDIVIDUAL | CLOSED | CLOSED | CLOSED | 0 | 0 | 0+0j | 0 | 0 | 0+0j | 0 | 0 | 0+0j | 0 | 0 | 0+0j | 0 | 0 | 0+0j | 0 | 0 | 0+0j | 0 | 0 | 0+0j | 0 | 0 | 0+0j | 0 | 0 | 0+0j | 0 | 0 | 0+0j | 0 | 0 | 0+0j | 0 | 0 | 0+0j | OPEN | node_intto1_220416765 | node_220416765 | 0 | AD | 8104303
switch_220417341 |  | INDIVIDUAL | CLOSED | CLOSED | CLOSED | 0 | 0 | 0+0j | 0 | 0 | 0+0j | 0 | 0 | 0+0j | 0 | 0 | 0+0j | 0 | 0 | 0+0j | 0 | 0 | 0+0j | 0 | 0 | 0+0j | 0 | 0 | 0+0j | 0 | 0 | 0+0j | 0 | 0 | 0+0j | 0 | 0 | 0+0j | 0 | 0 | 0+0j | OPEN | node_intto1_8104303_200843373 | node_8104303_200843373 | 0 | AD | 8104303
switch_310051676 |  | INDIVIDUAL | CLOSED | CLOSED | CLOSED | 0 | 0 | 0+0j | 0 | 0 | 0+0j | 0 | 0 | 0+0j | 0 | 0 | 0+0j | 0 | 0 | 0+0j | 0 | 0 | 0+0j | 0 | 0 | 0+0j | 0 | 0 | 0+0j | 0 | 0 | 0+0j | 0 | 0 | 0+0j | 0 | 0 | 0+0j | 0 | 0 | 0+0j | OPEN | node_intto1_8104303_310051675 | node_8104303_310051675 | 0 | ABCN | 8104303

## TransformerConfiguration
Name | ConnectType | NoLoadLoss | PowerRating | ReactanceResistanceRatio | FullLoadLoss | PowerARating | PowerBRating | PowerCRating | ShuntResistance | ShuntReactance | ShuntImpedance | Impedance | PrimaryVoltage | SecondaryVoltage | CoreCoilWeight | InstalledInsulationLife | InstallType | CoolantType | CoolingType | Feeder | Comments
config_transformer_220465148 | UNKNOWN | 0 | 333 | 10 | 0 | 0 | 0 | 0 | 0 | 0 | 0+0j | 0.005+0.047j | 4800 | 12470 | 0 | 0 | UNKNOWN | UNKNOWN | UNKNOWN | 8104303

## UndergroundLineConductor
Name | OuterDiameter | ConductorGMR | ConductorDiameter | ConductorResistance | NeutralGMR | NeutralDiameter | NeutralResistance | NeutralStrands | InsulationRelativePermittivity | ShieldGMR | ShieldResitance | RatingSummerContinuous | RatingSummerEmergency | RatingWinterContinuous | RatingWinterEmergency | Feeder | Comments
und_cond_1P_1/0ALURD_1/0AL(N) | 0 | 0 | 0 | 0 | 0 | 0 | 0 | 0 | 0 | 0 | 0 | 160 | 160 | 180 | 180 | 8104303
und_cond_1P_2ALURD_2AL(N) | 0 | 0 | 0 | 0 | 0 | 0 | 0 | 0 | 0 | 0 | 0 | 125 | 125 | 140 | 140 | 8104303
und_cond_2P_2ALURD_2AL(N) | 0 | 0 | 0 | 0 | 0 | 0 | 0 | 0 | 0 | 0 | 0 | 125 | 125 | 140 | 140 | 8104303
und_cond_3P_1/0ALURD_1/0AL(N) | 0 | 0 | 0 | 0 | 0 | 0 | 0 | 0 | 0 | 0 | 0 | 160 | 160 | 180 | 180 | 8104303
und_cond_3P_2ALURD_2AL(N) | 0 | 0 | 0 | 0 | 0 | 0 | 0 | 0 | 0 | 0 | 0 | 125 | 125 | 140 | 140 | 8104303
und_cond_3P_4/0ALURD_4/0AL(N) | 0 | 0 | 0 | 0 | 0 | 0 | 0 | 0 | 0 | 0 | 0 | 297 | 297 | 312 | 312 | 8104303
und_cond_3P_750ALURD_750AL(N) | 0 | 0 | 0 | 0 | 0 | 0 | 0 | 0 | 0 | 0 | 0 | 475 | 475 | 525 | 525 | 8104303
und_cond_3P_WYECUST | 0 | 0 | 0 | 0 | 0 | 0 | 0 | 0 | 0 | 0 | 0 | 685 | 685 | 685 | 685 | 8104303
und_cond_TAPWIRE_UG | 0 | 0 | 0 | 0 | 0 | 0 | 0 | 0 | 0 | 0 | 0 | 99999999 | 99999999 | 99999999 | 99999999 | 8104303

## UndergroundLineConfiguration
Name | ConductorA | ConductorB | ConductorC | ConductorN | LineSpacing | Capacitance11 | Capacitance12 | Capacitance13 | Capacitance21 | Capacitance22 | Capacitance23 | Capacitance31 | Capacitance32 | Capacitance33 | Impedance11 | Impedance12 | Impedance13 | Impedance21 | Impedance22 | Impedance23 | Impedance31 | Impedance32 | Impedance33 | Feeder | Comments
und_1P_1/0ALURD_1/0AL(N) | und_cond_1P_1/0ALURD_1/0AL(N) | und_cond_1P_1/0ALURD_1/0AL(N) | und_cond_1P_1/0ALURD_1/0AL(N) |  |  | 530.19 | 0 | 0 | 0 | 530.19 | 0 | 0 | 0 | 530.19 | 1.674+0.526j | 0+0j | 0+0j | 0+0j | 1.674+0.526j | 0+0j | 0+0j | 0+0j | 1.674+0.526j | 8104303
und_1P_2ALURD_2AL(N) | und_cond_1P_2ALURD_2AL(N) | und_cond_1P_2ALURD_2AL(N) | und_cond_1P_2ALURD_2AL(N) |  |  | 401.497 | 0 | 0 | 0 | 401.497 | 0 | 0 | 0 | 401.497 | 2.379+0.823j | 0+0j | 0+0j | 0+0j | 2.379+0.823j | 0+0j | 0+0j | 0+0j | 2.379+0.823j | 8104303
und_2P_2ALURD_2AL(N) | und_cond_2P_2ALURD_2AL(N) | und_cond_2P_2ALURD_2AL(N) | und_cond_2P_2ALURD_2AL(N) |  |  | 401.498 | 0 | 0 | 0 | 401.498 | 0 | 0 | 0 | 401.498 | 2.238+0.566j | 0.507+0.168j | 0.507+0.168j | 0.507+0.168j | 2.238+0.566j | 0.507+0.168j | 0.507+0.168j | 0.507+0.168j | 2.238+0.566j | 8104303
und_3P_1/0ALURD_1/0AL(N) | und_cond_3P_1/0ALURD_1/0AL(N) | und_cond_3P_1/0ALURD_1/0AL(N) | und_cond_3P_1/0ALURD_1/0AL(N) |  |  | 530.19 | 0 | 0 | 0 | 530.19 | 0 | 0 | 0 | 530.19 | 1.489+0.467j | 0.385+0.07j | 0.385+0.07j | 0.385+0.07j | 1.489+0.467j | 0.385+0.07j | 0.385+0.07j | 0.385+0.07j | 1.489+0.467j | 8104303
und_3P_2ALURD_2AL(N) | und_cond_3P_2ALURD_2AL(N) | und_cond_3P_2ALURD_2AL(N) | und_cond_3P_2ALURD_2AL(N) |  |  | 401.497 | 0 | 0 | 0 | 401.497 | 0 | 0 | 0 | 401.497 | 2.125+0.49j | 0.384+0.067j | 0.384+0.067j | 0.384+0.067j | 2.125+0.49j | 0.384+0.067j | 0.384+0.067j | 0.384+0.067j | 2.125+0.49j | 8104303
und_3P_4/0ALURD_4/0AL(N) | und_cond_3P_4/0ALURD_4/0AL(N) | und_cond_3P_4/0ALURD_4/0AL(N) | und_cond_3P_4/0ALURD_4/0AL(N) |  |  | 617.704 | 0 | 0 | 0 | 617.704 | 0 | 0 | 0 | 617.704 | 0.54+0.256j | 0.113+-0.045j | 0.113+-0.045j | 0.113+-0.045j | 0.54+0.256j | 0.113+-0.045j | 0.113+-0.045j | 0.113+-0.045j | 0.54+0.256j | 8104303
und_3P_750ALURD_750AL(N) | und_cond_3P_750ALURD_750AL(N) | und_cond_3P_750ALURD_750AL(N) | und_cond_3P_750ALURD_750AL(N) |  |  | 1125.535 | 0 | 0 | 0 | 1125.535 | 0 | 0 | 0 | 1125.535 | 0.338+0.196j | 0.096+-0.039j | 0.096+-0.039j | 0.096+-0.039j | 0.338+0.196j | 0.096+-0.039j | 0.096+-0.039j | 0.096+-0.039j | 0.338+0.196j | 8104303
und_3P_WYECUST | und_cond_3P_WYECUST | und_cond_3P_WYECUST | und_cond_3P_WYECUST |  |  | 324.124 | 0 | 0 | 0 | 324.124 | 0 | 0 | 0 | 324.124 | 0.179+0.233j | 0.061+-0.024j | 0.061+-0.024j | 0.061+-0.024j | 0.179+0.233j | 0.061+-0.024j | 0.061+-0.024j | 0.061+-0.024j | 0.179+0.233j | 8104303
und_TAPWIRE_UG | und_cond_TAPWIRE_UG | und_cond_TAPWIRE_UG | und_cond_TAPWIRE_UG |  |  | 0 | 0 | 0 | 0 | 0 | 0 | 0 | 0 | 0 | 0.001+0.001j | 0+0j | 0+0j | 0+0j | 0.001+0.001j | 0+0j | 0+0j | 0+0j | 0.001+0.001j | 8104303

## Regulator
Name | GroupId | Configuration | SenseNode | Status | From | To | Length | Phases | Feeder | Comments
regulator_220576650 |  | config_regulator_220576650 |  | OPEN | node_intto1_8104303_200843474 | node_8104303_200843474 | 0 | AD | 8104303

## Transformer
Name | GroupId | Configuration | AgingConstant | AgingGranularity | Climate | UseThermalModel | Status | From | To | Length | Phases | Feeder | Comments
transformer_220465148 |  | config_transformer_220465148 | 0 | 0 |  | False | OPEN | node_220465148 | node_intto1_220465148 | 0 | AN | 8104303

## OverheadLine
Name | GroupId | Configuration | Length | Status | From | To | Phases | Feeder | Comments
oh_line_8104303_200840971 |  | bal_1P_1/0AA | 316.8 | OPEN | node_8104303_200840984 | node_8104303_200840971 | AD | 8104303
oh_line_8104303_200840972 |  | bal_1P_2AC | 264 | OPEN | node_8104303_200843440 | node_intto1_8104303_200840972 | AD | 8104303
oh_line_8104303_200840973 |  | bal_1P_2AC | 528 | OPEN | node_8104303_200840972 | node_8104303_200840973 | AD | 8104303
oh_line_8104303_200840974 |  | bal_1P_2AC | 211.20000000000002 | OPEN | node_8104303_200840973 | node_8104303_200840974 | AD | 8104303
oh_line_8104303_200840976 |  | bal_1P_2AC | 264 | OPEN | node_8104303_200840974 | node_8104303_200840976 | AD | 8104303
oh_line_8104303_200840978 |  | bal_1P_2AC | 211.20000000000002 | OPEN | node_8104303_200840976 | node_8104303_200840978 | AD | 8104303
oh_line_8104303_200840979 |  | bal_1P_2AC | 158.4 | OPEN | node_8104303_200840978 | node_8104303_200840979 | AD | 8104303
oh_line_8104303_200840980 |  | bal_1P_4ACW | 158.4 | OPEN | node_8104303_200840979 | node_8104303_200840980 | AD | 8104303
oh_line_8104303_200840981 |  | bal_1P_4ACW | 316.8 | OPEN | node_8104303_200840980 | node_8104303_200840981 | AD | 8104303
oh_line_8104303_200840982 |  | bal_1P_4ACW | 369.6 | OPEN | node_8104303_200840981 | node_8104303_200840982 | AD | 8104303
oh_line_8104303_200840984 |  | bal_1P_1/0AA | 105.60000000000001 | OPEN | node_8104303_200840982 | node_8104303_200840984 | AD | 8104303
oh_line_8104303_200840986 |  | bal_1P_4ACW | 422.40000000000003 | OPEN | node_8104303_200840982 | node_8104303_200840986 | AD | 8104303
oh_line_8104303_200840987 |  | bal_1P_4ACW | 316.8 | OPEN | node_8104303_200840986 | node_8104303_200840987 | AD | 8104303
oh_line_8104303_200840988 |  | bal_1P_1/0AC | 211.20000000000002 | OPEN | node_8104303_200840987 | node_8104303_200840988 | AD | 8104303
oh_line_8104303_200840989 |  | bal_1P_1/0AC | 105.60000000000001 | OPEN | node_8104303_200840988 | node_8104303_200840989 | AD | 8104303
oh_line_8104303_200840990 |  | bal_1P_1/0AC | 211.20000000000002 | OPEN | node_8104303_200840989 | node_8104303_200840990 | AD | 8104303
oh_line_8104303_200840991 |  | bal_1P_1/0AC | 316.8 | OPEN | node_8104303_200840988 | node_8104303_200840991 | AD | 8104303
oh_line_8104303_200843344 |  | bal_1P_2AC | 158.4 | OPEN | node_8104303_200852731 | node_8104303_200843344 | AD | 8104303
oh_line_8104303_200843349 |  | bal_1P_2AC | 211.20000000000002 | OPEN | node_8104303_200843344 | node_8104303_200843349 | AD | 8104303
oh_line_8104303_200843351 |  | bal_1P_2AC | 264 | OPEN | node_8104303_200843349 | node_8104303_200843351 | AD | 8104303
oh_line_8104303_200843352 |  | bal_1P_2AC | 211.20000000000002 | OPEN | node_8104303_200843351 | node_8104303_200843352 | AD | 8104303
oh_line_8104303_200843353 |  | bal_1P_2AC | 158.4 | OPEN | node_8104303_200843352 | node_8104303_200843353 | AD | 8104303
oh_line_8104303_200843354 |  | bal_1P_2AC | 158.4 | OPEN | node_8104303_200843353 | node_8104303_200843354 | AD | 8104303
oh_line_8104303_200843356 |  | bal_1P_2AC | 158.4 | OPEN | node_8104303_200843354 | node_8104303_200843356 | AD | 8104303
oh_line_8104303_200843357 |  | bal_1P_2AC | 264 | OPEN | node_8104303_200843356 | node_8104303_200843357 | AD | 8104303
oh_line_8104303_200843360 |  | bal_1P_2AC | 158.4 | OPEN | node_8104303_200843357 | node_8104303_200843360 | AD | 8104303
oh_line_8104303_200843361 |  | bal_1P_2AC | 105.60000000000001 | OPEN | node_8104303_200843360 | node_8104303_200843361 | AD | 8104303
oh_line_8104303_200843362 |  | bal_1P_2AC | 158.4 | OPEN | node_8104303_200843361 | node_8104303_200843362 | AD | 8104303
oh_line_8104303_200843363 |  | bal_1P_2AC | 211.20000000000002 | OPEN | node_8104303_200843360 | node_8104303_200843363 | AD | 8104303
oh_line_8104303_200843364 |  | bal_1P_2AC | 105.60000000000001 | OPEN | node_8104303_200843363 | node_8104303_200843364 | AD | 8104303
oh_line_8104303_200843365 |  | bal_1P_2AC | 158.4 | OPEN | node_8104303_200843364 | node_8104303_200843365 | AD | 8104303
oh_line_8104303_200843366 |  | bal_1P_2AC | 264 | OPEN | node_8104303_200843365 | node_8104303_200843366 | AD | 8104303
oh_line_8104303_200843367 |  | bal_1P_2AC | 211.20000000000002 | OPEN | node_8104303_200843366 | node_8104303_200843367 | AD | 8104303
oh_line_8104303_200843368 |  | bal_1P_1/0AA | 211.20000000000002 | OPEN | node_8104303_200843367 | node_8104303_200843368 | AD | 8104303
oh_line_8104303_200843369 |  | bal_1P_2AC | 211.20000000000002 | OPEN | node_8104303_200843365 | node_8104303_200843369 | AD | 8104303
oh_line_8104303_200843371 |  | bal_1P_2AC | 211.20000000000002 | OPEN | node_8104303_200843369 | node_8104303_200843371 | AD | 8104303
oh_line_8104303_200843373 |  | bal_1P_2AC | 316.8 | OPEN | node_8104303_200843371 | node_intto1_8104303_200843373 | AD | 8104303
oh_line_8104303_200843414 |  | bal_1P_2AC | 369.6 | OPEN | node_8104303_200852746 | node_8104303_200843414 | AD | 8104303
oh_line_8104303_200843415 |  | bal_1P_2AC | 422.40000000000003 | OPEN | node_8104303_200843414 | node_8104303_200843415 | AD | 8104303
oh_line_8104303_200843417 |  | bal_1P_2AC | 158.4 | OPEN | node_8104303_200843415 | node_8104303_200843417 | AD | 8104303
oh_line_8104303_200843418 |  | bal_1P_2AC | 158.4 | OPEN | node_8104303_200843417 | node_8104303_200843418 | AD | 8104303
oh_line_8104303_200843419 |  | bal_1P_2AC | 211.20000000000002 | OPEN | node_8104303_200843418 | node_8104303_200843419 | AD | 8104303
oh_line_8104303_200843420 |  | bal_1P_3-104CW | 158.4 | OPEN | node_8104303_200843419 | node_8104303_200843420 | AD | 8104303
oh_line_8104303_200843421 |  | bal_1P_3-104CW | 211.20000000000002 | OPEN | node_8104303_200843420 | node_8104303_200843421 | AD | 8104303
oh_line_8104303_200843422 |  | bal_1P_3-104CW | 211.20000000000002 | OPEN | node_8104303_200843421 | node_8104303_200843422 | AD | 8104303
oh_line_8104303_200843423 |  | bal_1P_2AC | 158.4 | OPEN | node_8104303_200843422 | node_8104303_200843423 | AD | 8104303
oh_line_8104303_200843424 |  | bal_1P_2AC | 158.4 | OPEN | node_8104303_200843423 | node_8104303_200843424 | AD | 8104303
oh_line_8104303_200843425 |  | bal_1P_2AC | 316.8 | OPEN | node_8104303_200843424 | node_8104303_200843425 | AD | 8104303
oh_line_8104303_200843426 |  | bal_1P_2AC | 316.8 | OPEN | node_8104303_200843425 | node_8104303_200843426 | AD | 8104303
oh_line_8104303_200843428 |  | bal_1P_2AC | 211.20000000000002 | OPEN | node_8104303_200843423 | node_8104303_200843428 | AD | 8104303
oh_line_8104303_200843429 |  | bal_1P_1/0AC | 264 | OPEN | node_8104303_200843428 | node_8104303_200843429 | AD | 8104303
oh_line_8104303_200843431 |  | bal_1P_1/0AC | 316.8 | OPEN | node_8104303_200843429 | node_8104303_200843431 | AD | 8104303
oh_line_8104303_200843432 |  | bal_1P_1/0AC | 316.8 | OPEN | node_8104303_200843431 | node_8104303_200843432 | AD | 8104303
oh_line_8104303_200843433 |  | bal_1P_1/0AC | 316.8 | OPEN | node_8104303_200843432 | node_8104303_200843433 | AD | 8104303
oh_line_8104303_200843434 |  | bal_1P_1/0AA | 158.4 | OPEN | node_8104303_200843433 | node_8104303_200843434 | AD | 8104303
oh_line_8104303_200843438 |  | bal_1P_2AC | 316.8 | OPEN | node_8104303_200843373 | node_intto1_8104303_200843438 | AD | 8104303
oh_line_8104303_200843439 |  | bal_1P_2AC | 211.20000000000002 | OPEN | node_8104303_200843438 | node_8104303_200843439 | AD | 8104303
oh_line_8104303_200843440 |  | bal_1P_2AC | 264 | OPEN | node_8104303_200843484 | node_8104303_200843440 | AD | 8104303
oh_line_8104303_200843441 |  | bal_1P_2AC | 580.8 | OPEN | node_8104303_200843440 | node_8104303_200843441 | AD | 8104303
oh_line_8104303_200843442 |  | bal_1P_2AC | 528 | OPEN | node_8104303_200843441 | node_8104303_200843442 | AD | 8104303
oh_line_8104303_200843443 |  | bal_1P_2AC | 422.40000000000003 | OPEN | node_8104303_200843442 | node_8104303_200843443 | AD | 8104303
oh_line_8104303_200843444 |  | bal_1P_2AC | 475.2 | OPEN | node_8104303_200843443 | node_8104303_200843444 | AD | 8104303
oh_line_8104303_200843445-1 |  | bal_1P_2AC | 52.800000000000004 | OPEN | node_1368693_708_15320286_44 | node_8104303_200843445 | AD | 8104303
oh_line_8104303_200843445-2 |  | bal_1P_2AC | 264 | OPEN | node_8104303_200843444 | node_1368693_708_15320286_44 | AD | 8104303
oh_line_8104303_200843446 |  | bal_1P_2AC | 105.60000000000001 | OPEN | node_8104303_200843445 | node_8104303_200843446 | AD | 8104303
oh_line_8104303_200843447 |  | bal_1P_2AC | 316.8 | OPEN | node_8104303_200843446 | node_8104303_200843447 | AD | 8104303
oh_line_8104303_200843448 |  | bal_1P_2AC | 264 | OPEN | node_8104303_200843447 | node_8104303_200843448 | AD | 8104303
oh_line_8104303_200843449 |  | bal_1P_2AC | 369.6 | OPEN | node_8104303_200843448 | node_8104303_200843449 | AD | 8104303
oh_line_8104303_200843450 |  | bal_1P_2AC | 264 | OPEN | node_8104303_200843449 | node_8104303_200843450 | AD | 8104303
oh_line_8104303_200843452 |  | bal_1P_2AC | 211.20000000000002 | OPEN | node_8104303_200843450 | node_8104303_200843452 | AD | 8104303
oh_line_8104303_200843453 |  | bal_1P_2AC | 211.20000000000002 | OPEN | node_8104303_200843452 | node_8104303_200843453 | AD | 8104303
oh_line_8104303_200843455 |  | bal_1P_2AC | 422.40000000000003 | OPEN | node_8104303_200843453 | node_8104303_200843455 | AD | 8104303
oh_line_8104303_200843456 |  | bal_1P_1/0AA | 211.20000000000002 | OPEN | node_8104303_200843455 | node_8104303_200843456 | AD | 8104303
oh_line_8104303_200843458 |  | bal_1P_2AC | 211.20000000000002 | OPEN | node_8104303_200843439 | node_8104303_200843458 | AD | 8104303
oh_line_8104303_200843472 |  | bal_1P_2AC | 369.6 | OPEN | node_8104303_200843458 | node_8104303_200843472 | AD | 8104303
oh_line_8104303_200843474 |  | bal_1P_2AC | 422.40000000000003 | OPEN | node_8104303_200843472 | node_intto1_8104303_200843474 | AD | 8104303
oh_line_8104303_200843475 |  | bal_1P_2AC | 316.8 | OPEN | node_8104303_200843474 | node_8104303_200843475 | AD | 8104303
oh_line_8104303_200843477 |  | bal_1P_2AC | 211.20000000000002 | OPEN | node_8104303_200843475 | node_8104303_200843477 | AD | 8104303
oh_line_8104303_200843478 |  | bal_1P_2AC | 158.4 | OPEN | node_8104303_200843477 | node_8104303_200843478 | AD | 8104303
oh_line_8104303_200843479 |  | bal_1P_2AC | 316.8 | OPEN | node_8104303_200843478 | node_8104303_200843479 | AD | 8104303
oh_line_8104303_200843480 |  | bal_1P_2AC | 211.20000000000002 | OPEN | node_8104303_200843479 | node_8104303_200843480 | AD | 8104303
oh_line_8104303_200843483 |  | bal_1P_2AC | 105.60000000000001 | OPEN | node_8104303_200843480 | node_8104303_200843483 | AD | 8104303
oh_line_8104303_200843484 |  | bal_1P_2AC | 158.4 | OPEN | node_8104303_200843483 | node_8104303_200843484 | AD | 8104303
oh_line_8104303_200848774 |  | bal_3P_477AL_4/0AL(N) | 158.4 | OPEN | node_8104303_200858901 | node_8104303_200848774 | ABCN | 8104303
oh_line_8104303_200848776 |  | bal_3P_2AC_1/0AC(N) | 264 | OPEN | node_8104303_200848774 | node_8104303_200848776 | ABCN | 8104303
oh_line_8104303_200848777 |  | bal_3P_2AC_1/0AC(N) | 211.20000000000002 | OPEN | node_8104303_200848776 | node_8104303_200848777 | ABCN | 8104303
oh_line_8104303_200848778 |  | bal_3P_2AC_1/0AC(N) | 211.20000000000002 | OPEN | node_8104303_200848777 | node_8104303_200848778 | ABCN | 8104303
oh_line_8104303_200848779 |  | bal_3P_2AC_1/0AC(N) | 264 | OPEN | node_8104303_200848778 | node_8104303_200848779 | ABCN | 8104303
oh_line_8104303_200848780 |  | bal_3P_2AC_1/0AC(N) | 211.20000000000002 | OPEN | node_8104303_200848779 | node_8104303_200848780 | ABCN | 8104303
oh_line_8104303_200848781 |  | bal_3P_2AC_1/0AC(N) | 211.20000000000002 | OPEN | node_8104303_200848780 | node_8104303_200848781 | ABCN | 8104303
oh_line_8104303_200848782 |  | bal_3P_2AC_1/0AC(N) | 264 | OPEN | node_8104303_200848781 | node_8104303_200848782 | ABCN | 8104303
oh_line_8104303_200848783 |  | bal_3P_2AC_1/0AC(N) | 211.20000000000002 | OPEN | node_8104303_200848782 | node_8104303_200848783 | ABCN | 8104303
oh_line_8104303_200848787 |  | bal_3P_2AC_1/0AC(N) | 316.8 | OPEN | node_8104303_200848783 | node_8104303_200848787 | ABCN | 8104303
oh_line_8104303_200848788 |  | bal_1P_2AC_2AC(N) | 105.60000000000001 | OPEN | node_8104303_200848787 | node_8104303_200848788 | AN | 8104303
oh_line_8104303_200848789 |  | bal_3P_2AC_1/0AC(N) | 316.8 | OPEN | node_8104303_200848787 | node_8104303_200848789 | ABCN | 8104303
oh_line_8104303_200849531 |  | bal_3P_477AL_4/0AL(N) | 52.800000000000004 | OPEN | node_8104303_200859358 | node_intto1_8104303_200849531 | ABCN | 8104303
oh_line_8104303_200849835 |  | bal_1P_2AC | 369.6 | OPEN | node_8104303_200843423 | node_intto1_8104303_200849835 | AD | 8104303
oh_line_8104303_200849836 |  | bal_1P_2AC | 211.20000000000002 | OPEN | node_8104303_200849835 | node_8104303_200849836 | AD | 8104303
oh_line_8104303_200849837 |  | bal_1P_2AC | 158.4 | OPEN | node_8104303_200849836 | node_8104303_200849837 | AD | 8104303
oh_line_8104303_200849838 |  | bal_1P_2AC | 369.6 | OPEN | node_8104303_200849837 | node_8104303_200849838 | AD | 8104303
oh_line_8104303_200849839 |  | bal_1P_2AC | 264 | OPEN | node_8104303_200849838 | node_8104303_200849839 | AD | 8104303
oh_line_8104303_200849840 |  | bal_1P_1/0AC | 52.800000000000004 | OPEN | node_8104303_200849839 | node_8104303_200849840 | AD | 8104303
oh_line_8104303_200849841 |  | bal_1P_1/0AC | 158.4 | OPEN | node_8104303_200849840 | node_8104303_200849841 | AD | 8104303
oh_line_8104303_200849842 |  | bal_1P_2AC | 264 | OPEN | node_8104303_200849839 | node_8104303_200849842 | AD | 8104303
oh_line_8104303_200849843 |  | bal_1P_1/0AA | 158.4 | OPEN | node_8104303_200849842 | node_8104303_200849843 | AD | 8104303
oh_line_8104303_200850941 |  | bal_3P_477AL_477AL(N) | 158.4 | OPEN | node_SOURCE_8104303 | node_8104303_200850941 | ABCN | 8104303
oh_line_8104303_200850942 |  | bal_3P_477AL_4/0AL(N) | 158.4 | OPEN | node_8104303_200850941 | node_8104303_200850942 | ABCN | 8104303
oh_line_8104303_200850943 |  | bal_3P_477AL_4/0AL(N) | 211.20000000000002 | OPEN | node_8104303_200850942 | node_8104303_200850943 | ABCN | 8104303
oh_line_8104303_200850944 |  | bal_3P_477AL_4/0AL(N) | 211.20000000000002 | OPEN | node_8104303_200850946 | node_8104303_200850944 | ABCN | 8104303
oh_line_8104303_200850945 |  | bal_3P_477AL_4/0AL(N) | 211.20000000000002 | OPEN | node_8104303_200850944 | node_8104303_200850945 | ABCN | 8104303
oh_line_8104303_200850946 |  | bal_3P_477AL_4/0AL(N) | 264 | OPEN | node_8104303_200850943 | node_8104303_200850946 | ABCN | 8104303
oh_line_8104303_200852687 |  | bal_1P_2AC_2AC(N) | 264 | OPEN | node_8104303_200859778 | node_8104303_200852687 | AN | 8104303
oh_line_8104303_200852688 |  | bal_1P_2AC_2AC(N) | 211.20000000000002 | OPEN | node_8104303_200852687 | node_8104303_200852688 | AN | 8104303
oh_line_8104303_200852691 |  | bal_1P_2AC_2AC(N) | 211.20000000000002 | OPEN | node_8104303_200852688 | node_8104303_200852691 | AN | 8104303
oh_line_8104303_200852692 |  | bal_1P_2AC_2AC(N) | 264 | OPEN | node_8104303_200852691 | node_8104303_200852692 | AN | 8104303
oh_line_8104303_200852694 |  | bal_1P_2AC_2AC(N) | 264 | OPEN | node_8104303_200852692 | node_8104303_200852694 | AN | 8104303
oh_line_8104303_200852698 |  | bal_1P_2AC_2AC(N) | 211.20000000000002 | OPEN | node_8104303_200852694 | node_8104303_200852698 | AN | 8104303
oh_line_8104303_200852699 |  | bal_1P_2AC_2AC(N) | 211.20000000000002 | OPEN | node_8104303_200852698 | node_8104303_200852699 | AN | 8104303
oh_line_8104303_200852701 |  | bal_1P_2AC_2AC(N) | 158.4 | OPEN | node_8104303_200852699 | node_8104303_200852701 | AN | 8104303
oh_line_8104303_200852702 |  | bal_1P_2AC_2AC(N) | 158.4 | OPEN | node_8104303_200852701 | node_8104303_200852702 | AN | 8104303
oh_line_8104303_200852703 |  | bal_1P_2AC_2AC(N) | 158.4 | OPEN | node_8104303_200852702 | node_8104303_200852703 | AN | 8104303
oh_line_8104303_200852704 |  | bal_1P_2AC_2AC(N) | 211.20000000000002 | OPEN | node_8104303_200852703 | node_8104303_200852704 | AN | 8104303
oh_line_8104303_200852705 |  | bal_1P_1/0AC_1/0AC(N) | 211.20000000000002 | OPEN | node_8104303_200852702 | node_intto1_8104303_200852705 | AN | 8104303
oh_line_8104303_200852706 |  | bal_1P_1/0AC_1/0AC(N) | 211.20000000000002 | OPEN | node_8104303_200852705 | node_8104303_200852706 | AN | 8104303
oh_line_8104303_200852707 |  | bal_1P_1/0AC_1/0AC(N) | 158.4 | OPEN | node_8104303_200852706 | node_8104303_200852707 | AN | 8104303
oh_line_8104303_200852708 |  | bal_1P_1/0AC_1/0AC(N) | 211.20000000000002 | OPEN | node_8104303_200852707 | node_8104303_200852708 | AN | 8104303
oh_line_8104303_200852710 |  | bal_1P_2AC_2AC(N) | 264 | OPEN | node_8104303_200952556 | node_8104303_200852710 | AN | 8104303
oh_line_8104303_200852711 |  | bal_1P_2AC_2AC(N) | 158.4 | OPEN | node_8104303_200852710 | node_8104303_200852711 | AN | 8104303
oh_line_8104303_200852712 |  | bal_1P_2AC_2AC(N) | 105.60000000000001 | OPEN | node_8104303_200852711 | node_8104303_200852712 | AN | 8104303
oh_line_8104303_200852713 |  | bal_1P_2AC_2AC(N) | 264 | OPEN | node_8104303_200852712 | node_8104303_200852713 | AN | 8104303
oh_line_8104303_200852714 |  | bal_1P_1/0AC_1/0AC(N) | 158.4 | OPEN | node_8104303_200852713 | node_8104303_200852714 | AN | 8104303
oh_line_8104303_200852715 |  | bal_1P_1/0AC_1/0AC(N) | 264 | OPEN | node_8104303_200852714 | node_8104303_200852715 | AN | 8104303
oh_line_8104303_200852717 |  | bal_1P_1/0AC_1/0AC(N) | 264 | OPEN | node_8104303_200852714 | node_8104303_200852717 | AN | 8104303
oh_line_8104303_200852719 |  | bal_1P_2AC_2AC(N) | 264 | OPEN | node_8104303_200852713 | node_8104303_200852719 | AN | 8104303
oh_line_8104303_200852721 |  | bal_1P_2AC_2AC(N) | 158.4 | OPEN | node_8104303_200852719 | node_8104303_200852721 | AN | 8104303
oh_line_8104303_200852722 |  | bal_1P_2AC_2AC(N) | 264 | OPEN | node_8104303_200852721 | node_8104303_200852722 | AN | 8104303
oh_line_8104303_200852723 |  | bal_1P_2AC_2AC(N) | 211.20000000000002 | OPEN | node_8104303_200852722 | node_8104303_200852723 | AN | 8104303
oh_line_8104303_200852724 |  | bal_1P_2AC_2AC(N) | 264 | OPEN | node_8104303_200852723 | node_8104303_200852724 | AN | 8104303
oh_line_8104303_200852725 |  | bal_1P_2AC_2AC(N) | 211.20000000000002 | OPEN | node_8104303_200852724 | node_8104303_200852725 | AN | 8104303
oh_line_8104303_200852726 |  | bal_1P_2AC_2AC(N) | 158.4 | OPEN | node_8104303_200852725 | node_8104303_200852726 | AN | 8104303
oh_line_8104303_200852728 |  | bal_1P_2AC_2AC(N) | 158.4 | OPEN | node_8104303_200852726 | node_8104303_200852728 | AN | 8104303
oh_line_8104303_200852729-1 |  | bal_1P_2AC_2AC(N) | 0 | OPEN | node_220465148 | node_8104303_200852729 | AN | 8104303
oh_line_8104303_200852729-2 |  | bal_1P_2AC_2AC(N) | 0 | OPEN | node_220388826 | node_intto1_220465148 | AN | 8104303
oh_line_8104303_200852729-3 |  | bal_1P_2AC_2AC(N) | 264 | OPEN | node_8104303_200852728 | node_intto1_220388826 | AN | 8104303
oh_line_8104303_200852730 |  | bal_1P_2AC | 264 | OPEN | node_8104303_200852729 | node_8104303_200852730 | AD | 8104303
oh_line_8104303_200852731-1 |  | bal_1P_2AC | 158.4 | OPEN | node_220416765 | node_8104303_200852731 | AD | 8104303
oh_line_8104303_200852731-2 |  | bal_1P_2AC | 0 | OPEN | node_312083204 | node_intto1_220416765 | AD | 8104303
oh_line_8104303_200852731-3 |  | bal_1P_2AC | 0 | OPEN | node_8104303_200852730 | node_intto1_312083204 | AD | 8104303
oh_line_8104303_200852744 |  | bal_1P_2AC | 158.4 | OPEN | node_8104303_200843344 | node_intto1_8104303_200852744 | AD | 8104303
oh_line_8104303_200852745 |  | bal_1P_2AC | 316.8 | OPEN | node_8104303_200852744 | node_8104303_200852745 | AD | 8104303
oh_line_8104303_200852746 |  | bal_1P_2AC | 316.8 | OPEN | node_8104303_200852745 | node_8104303_200852746 | AD | 8104303
oh_line_8104303_200852747 |  | bal_1P_1/0AC | 105.60000000000001 | OPEN | node_8104303_200843418 | node_8104303_200852747 | AD | 8104303
oh_line_8104303_200852748 |  | bal_1P_1/0AC | 211.20000000000002 | OPEN | node_8104303_200852747 | node_8104303_200852748 | AD | 8104303
oh_line_8104303_200852749 |  | bal_1P_1/0AC | 158.4 | OPEN | node_8104303_200852748 | node_8104303_200852749 | AD | 8104303
oh_line_8104303_200852750 |  | bal_1P_1/0AC | 158.4 | OPEN | node_8104303_200852749 | node_8104303_200852750 | AD | 8104303
oh_line_8104303_200856537 |  | bal_3P_477AL_4/0AL(N) | 844.8000000000001 | OPEN | node_8104303_200858831 | node_8104303_200856537 | ABCN | 8104303
oh_line_8104303_200858830 |  | bal_3P_477AL_4/0AL(N) | 105.60000000000001 | OPEN | node_8104303_200858873 | node_8104303_200858830 | ABCN | 8104303
oh_line_8104303_200858831 |  | bal_3P_477AL_4/0AL(N) | 0 | OPEN | node_8104303_200858830 | node_8104303_200858831 | ABCN | 8104303
oh_line_8104303_200858842-1 |  | bal_3P_477AL_4/0AL(N) | 105.60000000000001 | OPEN | node_8104303_200859124 | node_8104303_200858842 | ABCN | 8104303
oh_line_8104303_200858842-2 |  | bal_3P_477AL_4/0AL(N) | 158.4 | OPEN | node_8104303_200858842 | node_intto1_1376809_499_15305072_217 | ABCN | 8104303
oh_line_8104303_200858844 |  | bal_3P_477AL_4/0AL(N) | 105.60000000000001 | OPEN | node_8104303_200858842 | node_8104303_200858844 | ABCN | 8104303
oh_line_8104303_200858845 |  | bal_3P_477AL_4/0AL(N) | 158.4 | OPEN | node_8104303_200858844 | node_intto1_8104303_200858845 | ABCN | 8104303
oh_line_8104303_200858846 |  | bal_3P_477AL_4/0AL(N) | 211.20000000000002 | OPEN | node_8104303_200858845 | node_8104303_200858846 | ABCN | 8104303
oh_line_8104303_200858848 |  | bal_3P_477AL_4/0AL(N) | 264 | OPEN | node_8104303_200858846 | node_8104303_200858848 | ABCN | 8104303
oh_line_8104303_200858850 |  | bal_3P_477AL_4/0AL(N) | 264 | OPEN | node_8104303_200858848 | node_8104303_200858850 | ABCN | 8104303
oh_line_8104303_200858852 |  | bal_3P_477AL_4/0AL(N) | 158.4 | OPEN | node_8104303_200858850 | node_8104303_200858852 | ABCN | 8104303
oh_line_8104303_200858853 |  | bal_3P_477AL_4/0AL(N) | 158.4 | OPEN | node_8104303_200858852 | node_8104303_200858853 | ABCN | 8104303
oh_line_8104303_200858857 |  | bal_3P_477AL_4/0AL(N) | 158.4 | OPEN | node_8104303_200858853 | node_8104303_200858857 | ABCN | 8104303
oh_line_8104303_200858858 |  | bal_3P_477AL_4/0AL(N) | 158.4 | OPEN | node_8104303_200858857 | node_8104303_200858858 | ABCN | 8104303
oh_line_8104303_200858859 |  | bal_3P_477AL_4/0AL(N) | 158.4 | OPEN | node_8104303_200858858 | node_8104303_200858859 | ABCN | 8104303
oh_line_8104303_200858860 |  | bal_3P_477AL_4/0AL(N) | 158.4 | OPEN | node_8104303_200858859 | node_8104303_200858860 | ABCN | 8104303
oh_line_8104303_200858861 |  | bal_3P_477AL_4/0AL(N) | 158.4 | OPEN | node_8104303_200858860 | node_8104303_200858861 | ABCN | 8104303
oh_line_8104303_200858862 |  | bal_3P_477AL_4/0AL(N) | 158.4 | OPEN | node_8104303_200858861 | node_8104303_200858862 | ABCN | 8104303
oh_line_8104303_200858869 |  | bal_3P_477AL_4/0AL(N) | 211.20000000000002 | OPEN | node_8104303_200858862 | node_8104303_200858869 | ABCN | 8104303
oh_line_8104303_200858870 |  | bal_3P_477AL_4/0AL(N) | 105.60000000000001 | OPEN | node_8104303_200858869 | node_8104303_200858870 | ABCN | 8104303
oh_line_8104303_200858871 |  | bal_3P_477AL_4/0AL(N) | 158.4 | OPEN | node_8104303_200858870 | node_8104303_200858871 | ABCN | 8104303
oh_line_8104303_200858872 |  | bal_3P_477AL_4/0AL(N) | 158.4 | OPEN | node_8104303_200858871 | node_8104303_200858872 | ABCN | 8104303
oh_line_8104303_200858873 |  | bal_3P_477AL_4/0AL(N) | 211.20000000000002 | OPEN | node_8104303_200858872 | node_8104303_200858873 | ABCN | 8104303
oh_line_8104303_200858875 |  | bal_3P_477AL_4/0AL(N) | 158.4 | OPEN | node_8104303_201054049 | node_intto1_8104303_200858875 | ABCN | 8104303
oh_line_8104303_200858878 |  | bal_3P_477AL_4/0AL(N) | 211.20000000000002 | OPEN | node_8104303_200858875 | node_8104303_200858878 | ABCN | 8104303
oh_line_8104303_200858880 |  | bal_3P_477AL_4/0AL(N) | 158.4 | OPEN | node_8104303_200858878 | node_8104303_200858880 | ABCN | 8104303
oh_line_8104303_200858881 |  | bal_3P_477AL_4/0AL(N) | 105.60000000000001 | OPEN | node_8104303_200858880 | node_8104303_200858881 | ABCN | 8104303
oh_line_8104303_200858884 |  | bal_3P_477AL_4/0AC(N) | 158.4 | OPEN | node_8104303_200858881 | node_8104303_200858884 | ABCN | 8104303
oh_line_8104303_200858885 |  | bal_3P_477AL_4/0AL(N) | 158.4 | OPEN | node_8104303_200858884 | node_8104303_200858885 | ABCN | 8104303
oh_line_8104303_200858888 |  | bal_3P_477AL_4/0AL(N) | 158.4 | OPEN | node_8104303_200858885 | node_8104303_200858888 | ABCN | 8104303
oh_line_8104303_200858889 |  | bal_3P_477AL_4/0AC(N) | 158.4 | OPEN | node_8104303_200858888 | node_8104303_200858889 | ABCN | 8104303
oh_line_8104303_200858890 |  | bal_3P_477AL_4/0AC(N) | 105.60000000000001 | OPEN | node_8104303_200858889 | node_8104303_200858890 | ABCN | 8104303
oh_line_8104303_200858892 |  | bal_3P_477AL_4/0AC(N) | 158.4 | OPEN | node_8104303_200858890 | node_8104303_200858892 | ABCN | 8104303
oh_line_8104303_200858895 |  | bal_3P_477AL_4/0AL(N) | 211.20000000000002 | OPEN | node_8104303_200858892 | node_8104303_200858895 | ABCN | 8104303
oh_line_8104303_200858898 |  | bal_3P_477AL_4/0AL(N) | 264 | OPEN | node_8104303_200858895 | node_8104303_200858898 | ABCN | 8104303
oh_line_8104303_200858899 |  | bal_3P_477AL_4/0AL(N) | 158.4 | OPEN | node_8104303_200858898 | node_8104303_200858899 | ABCN | 8104303
oh_line_8104303_200858901 |  | bal_3P_477AL_4/0AL(N) | 52.800000000000004 | OPEN | node_8104303_200858899 | node_8104303_200858901 | ABCN | 8104303
oh_line_8104303_200859124 |  | bal_3P_477AL_4/0AL(N) | 105.60000000000001 | OPEN | node_8104303_200859125 | node_8104303_200859124 | ABCN | 8104303
oh_line_8104303_200859125 |  | bal_3P_477AL_4/0AL(N) | 105.60000000000001 | OPEN | node_8104303_200859126 | node_8104303_200859125 | ABCN | 8104303
oh_line_8104303_200859126 |  | bal_3P_477AL_4/0AL(N) | 105.60000000000001 | OPEN | node_8104303_200859127 | node_8104303_200859126 | ABCN | 8104303
oh_line_8104303_200859127 |  | bal_3P_477AL_4/0AL(N) | 158.4 | OPEN | node_8104303_200859128 | node_8104303_200859127 | ABCN | 8104303
oh_line_8104303_200859128 |  | bal_3P_477AL_4/0AL(N) | 211.20000000000002 | OPEN | node_8104303_311908490 | node_8104303_200859128 | ABCN | 8104303
oh_line_8104303_200859130 |  | bal_3P_477AL_4/0AL(N) | 52.800000000000004 | OPEN | node_8104303_200859608 | node_8104303_200859130 | ABCN | 8104303
oh_line_8104303_200859344 |  | bal_1P_1/0AC_1/0AC(N) | 158.4 | OPEN | node_8104303_200858858 | node_8104303_200859344 | AN | 8104303
oh_line_8104303_200859345 |  | bal_1P_2AC_2AC(N) | 158.4 | OPEN | node_8104303_200859344 | node_8104303_200859345 | AN | 8104303
oh_line_8104303_200859346 |  | bal_1P_1/0AA_1/0AA(N) | 158.4 | OPEN | node_8104303_200859345 | node_8104303_200859346 | AN | 8104303
oh_line_8104303_200859347-1 |  | bal_3P_477AL_4/0AL(N) | 105.60000000000001 | OPEN | node_8104303_200848774 | node_1379129_035_15309979_5 | ABCN | 8104303
oh_line_8104303_200859347-2 |  | bal_3P_477AL_4/0AL(N) | 0 | OPEN | node_1379129_035_15309979_5 | node_8104303_200859347 | ABCN | 8104303
oh_line_8104303_200859349 |  | bal_3P_477AL_4/0AL(N) | 158.4 | OPEN | node_8104303_200859347 | node_8104303_200859349 | ABCN | 8104303
oh_line_8104303_200859350 |  | bal_3P_477AL_4/0AL(N) | 158.4 | OPEN | node_8104303_200859349 | node_8104303_200859350 | ABCN | 8104303
oh_line_8104303_200859351 |  | bal_3P_477AL_4/0AL(N) | 264 | OPEN | node_8104303_200859350 | node_8104303_200859351 | ABCN | 8104303
oh_line_8104303_200859353 |  | bal_3P_477AL_4/0AL(N) | 105.60000000000001 | OPEN | node_8104303_200859351 | node_8104303_200859353 | ABCN | 8104303
oh_line_8104303_200859354 |  | bal_3P_477AL_4/0AL(N) | 158.4 | OPEN | node_8104303_200859353 | node_8104303_200859354 | ABCN | 8104303
oh_line_8104303_200859355 |  | bal_3P_477AL_4/0AL(N) | 158.4 | OPEN | node_8104303_200859354 | node_8104303_200859355 | ABCN | 8104303
oh_line_8104303_200859357 |  | bal_3P_477AL_4/0AL(N) | 105.60000000000001 | OPEN | node_8104303_200859355 | node_8104303_200859357 | ABCN | 8104303
oh_line_8104303_200859358 |  | bal_3P_477AL_4/0AL(N) | 158.4 | OPEN | node_8104303_200859357 | node_8104303_200859358 | ABCN | 8104303
oh_line_8104303_200859359 |  | bal_1P_2AC_2AC(N) | 158.4 | OPEN | node_8104303_200859358 | node_8104303_200859359 | AN | 8104303
oh_line_8104303_200859482 |  | bal_1P_1/0AA_1/0AA(N) | 105.60000000000001 | OPEN | node_8104303_200858888 | node_8104303_200859482 | AN | 8104303
oh_line_8104303_200859484 |  | bal_1P_1/0AA_1/0AA(N) | 158.4 | OPEN | node_8104303_200859482 | node_8104303_200859484 | AN | 8104303
oh_line_8104303_200859502 |  | bal_1P_1/0AA_1/0AA(N) | 211.20000000000002 | OPEN | node_8104303_200858884 | node_intto1_8104303_200859502 | AN | 8104303
oh_line_8104303_200859503 |  | bal_1P_1/0AC_1/0AC(N) | 158.4 | OPEN | node_8104303_200859502 | node_8104303_200859503 | AN | 8104303
oh_line_8104303_200859504 |  | bal_1P_1/0AC_1/0AC(N) | 211.20000000000002 | OPEN | node_8104303_200859503 | node_8104303_200859504 | AN | 8104303
oh_line_8104303_200859506 |  | bal_1P_1/0AA_1/0AA(N) | 52.800000000000004 | OPEN | node_8104303_200859504 | node_8104303_200859506 | AN | 8104303
oh_line_8104303_200859507 |  | bal_1P_1/0AC_1/0AC(N) | 158.4 | OPEN | node_8104303_200859503 | node_8104303_200859507 | AN | 8104303
oh_line_8104303_200859579 |  | bal_1P_1/0AC_1/0AC(N) | 211.20000000000002 | OPEN | node_8104303_200858892 | node_8104303_200859579 | AN | 8104303
oh_line_8104303_200859580 |  | bal_1P_1/0AC_1/0AC(N) | 105.60000000000001 | OPEN | node_8104303_200859579 | node_8104303_200859580 | AN | 8104303
oh_line_8104303_200859581 |  | bal_1P_1/0AC_1/0AC(N) | 211.20000000000002 | OPEN | node_8104303_200859580 | node_8104303_200859581 | AN | 8104303
oh_line_8104303_200859582 |  | bal_1P_1/0AC_1/0AC(N) | 211.20000000000002 | OPEN | node_8104303_200859580 | node_8104303_200859582 | AN | 8104303
oh_line_8104303_200859584 |  | bal_1P_1/0AC_1/0AC(N) | 158.4 | OPEN | node_8104303_200859580 | node_8104303_200859584 | AN | 8104303
oh_line_8104303_200859585 |  | bal_1P_1/0AA_1/0AA(N) | 211.20000000000002 | OPEN | node_8104303_200858880 | node_8104303_200859585 | AN | 8104303
oh_line_8104303_200859586 |  | bal_1P_1/0AC_1/0AC(N) | 105.60000000000001 | OPEN | node_8104303_200859585 | node_8104303_200859586 | AN | 8104303
oh_line_8104303_200859589 |  | bal_1P_1/0AC_1/0AC(N) | 52.800000000000004 | OPEN | node_8104303_200858870 | node_8104303_200859589 | AN | 8104303
oh_line_8104303_200859590 |  | bal_1P_1/0AC_1/0AC(N) | 211.20000000000002 | OPEN | node_8104303_200859589 | node_intto1_8104303_200859590 | AN | 8104303
oh_line_8104303_200859591 |  | bal_1P_1/0AC_1/0AC(N) | 105.60000000000001 | OPEN | node_8104303_200859590 | node_8104303_200859591 | AN | 8104303
oh_line_8104303_200859592 |  | bal_1P_1/0AC_1/0AC(N) | 158.4 | OPEN | node_8104303_200859591 | node_8104303_200859592 | AN | 8104303
oh_line_8104303_200859593 |  | bal_1P_1/0AC_1/0AC(N) | 158.4 | OPEN | node_8104303_200859592 | node_8104303_200859593 | AN | 8104303
oh_line_8104303_200859594 |  | bal_1P_1/0AC_1/0AC(N) | 158.4 | OPEN | node_8104303_200859593 | node_8104303_200859594 | AN | 8104303
oh_line_8104303_200859595 |  | bal_1P_1/0AC_1/0AC(N) | 158.4 | OPEN | node_8104303_200859594 | node_8104303_200859595 | AN | 8104303
oh_line_8104303_200859596 |  | bal_1P_1/0AC_1/0AC(N) | 158.4 | OPEN | node_8104303_200859595 | node_8104303_200859596 | AN | 8104303
oh_line_8104303_200859600 |  | bal_3P_477AL_4/0AL(N) | 158.4 | OPEN | node_8104303_200850945 | node_8104303_200859600 | ABCN | 8104303
oh_line_8104303_200859601 |  | bal_3P_477AL_4/0AL(N) | 211.20000000000002 | OPEN | node_8104303_200859600 | node_8104303_200859601 | ABCN | 8104303
oh_line_8104303_200859602 |  | bal_3P_477AL_4/0AL(N) | 211.20000000000002 | OPEN | node_8104303_200859601 | node_8104303_200859602 | ABCN | 8104303
oh_line_8104303_200859603 |  | bal_3P_477AL_4/0AL(N) | 158.4 | OPEN | node_8104303_200859602 | node_8104303_200859603 | ABCN | 8104303
oh_line_8104303_200859604 |  | bal_3P_477AL_4/0AL(N) | 211.20000000000002 | OPEN | node_8104303_200859603 | node_8104303_200859604 | ABCN | 8104303
oh_line_8104303_200859605 |  | bal_3P_477AL_4/0AL(N) | 158.4 | OPEN | node_8104303_200859604 | node_intto1_8104303_200859605 | ABCN | 8104303
oh_line_8104303_200859607 |  | bal_3P_477AL_4/0AL(N) | 105.60000000000001 | OPEN | node_8104303_201053914 | node_8104303_200859607 | ABCN | 8104303
oh_line_8104303_200859608 |  | bal_3P_477AL_4/0AL(N) | 105.60000000000001 | OPEN | node_8104303_200859607 | node_8104303_200859608 | ABCN | 8104303
oh_line_8104303_200859753 |  | bal_3P_4/0AA_4/0AC(N) | 52.800000000000004 | OPEN | node_8104303_200859601 | node_8104303_200859753 | ABCN | 8104303
oh_line_8104303_200859754 |  | bal_1P_4/0AA_4/0AA(N) | 264 | OPEN | node_8104303_200859753 | node_intto1_8104303_200859754 | AN | 8104303
oh_line_8104303_200859755 |  | bal_1P_4/0AA_4/0AA(N) | 158.4 | OPEN | node_8104303_200859754 | node_8104303_200859755 | AN | 8104303
oh_line_8104303_200859758 |  | bal_1P_4/0AA_4/0AA(N) | 211.20000000000002 | OPEN | node_8104303_201064354 | node_8104303_200859758 | AN | 8104303
oh_line_8104303_200859760 |  | bal_1P_4/0AA_4/0AA(N) | 52.800000000000004 | OPEN | node_8104303_200859758 | node_8104303_200859760 | AN | 8104303
oh_line_8104303_200859765 |  | bal_1P_4/0AA_4/0AA(N) | 158.4 | OPEN | node_8104303_200859760 | node_8104303_200859765 | AN | 8104303
oh_line_8104303_200859768 |  | bal_1P_4/0AA_4/0AA(N) | 264 | OPEN | node_8104303_200952513 | node_8104303_200859768 | AN | 8104303
oh_line_8104303_200859770 |  | bal_1P_1/0AA_1/0AA(N) | 158.4 | OPEN | node_8104303_200859768 | node_8104303_200859770 | AN | 8104303
oh_line_8104303_200859772 |  | bal_1P_1/0AA_1/0AA(N) | 158.4 | OPEN | node_8104303_200859770 | node_8104303_200859772 | AN | 8104303
oh_line_8104303_200859775 |  | bal_1P_1/0AA_1/0AA(N) | 264 | OPEN | node_8104303_200859772 | node_8104303_200859775 | AN | 8104303
oh_line_8104303_200859776 |  | bal_1P_2AC_2AC(N) | 211.20000000000002 | OPEN | node_8104303_200859775 | node_8104303_200859776 | AN | 8104303
oh_line_8104303_200859777 |  | bal_1P_2AC_2AC(N) | 316.8 | OPEN | node_8104303_200859776 | node_8104303_200859777 | AN | 8104303
oh_line_8104303_200859778 |  | bal_1P_2AC_2AC(N) | 264 | OPEN | node_8104303_200859777 | node_8104303_200859778 | AN | 8104303
oh_line_8104303_200859781 |  | bal_1P_4/0AA_4/0AA(N) | 52.800000000000004 | OPEN | node_8104303_200859755 | node_8104303_200859781 | AN | 8104303
oh_line_8104303_200859827 |  | bal_3P_477AL_4/0AL(N) | 316.8 | OPEN | node_8104303_200858830 | node_8104303_200859827 | ABCN | 8104303
oh_line_8104303_200859828 |  | bal_3P_477AL_4/0AL(N) | 158.4 | OPEN | node_8104303_200859827 | node_8104303_200859828 | ABCN | 8104303
oh_line_8104303_200859829 |  | bal_3P_477AL_4/0AL(N) | 158.4 | OPEN | node_8104303_200859828 | node_8104303_200859829 | ABCN | 8104303
oh_line_8104303_200859830 |  | bal_3P_477AL_4/0AL(N) | 264 | OPEN | node_8104303_200859829 | node_8104303_200859830 | ABCN | 8104303
oh_line_8104303_200914685 |  | bal_3P_477AC_4/0AL(N) | 158.4 | OPEN | node_8104303_200858858 | node_8104303_200914685 | ABCN | 8104303
oh_line_8104303_200914687 |  | bal_3P_477AL_4/0AL(N) | 316.8 | OPEN | node_8104303_200914685 | node_8104303_200914687 | ABCN | 8104303
oh_line_8104303_200914690 |  | bal_3P_477AL_4/0AL(N) | 422.40000000000003 | OPEN | node_8104303_200914687 | node_8104303_200914690 | ABCN | 8104303
oh_line_8104303_200952513 |  | bal_1P_4/0AA_4/0AA(N) | 105.60000000000001 | OPEN | node_8104303_200859765 | node_8104303_200952513 | AN | 8104303
oh_line_8104303_200952556 |  | bal_1P_2AC_2AC(N) | 158.4 | OPEN | node_8104303_200852708 | node_8104303_200952556 | AN | 8104303
oh_line_8104303_200988680 |  | bal_1P_2AC_2AC(N) | 369.6 | OPEN | node_8104303_200859359 | node_8104303_200988680 | AN | 8104303
oh_line_8104303_200988681 |  | bal_1P_1/0AA_1/0AA(N) | 264 | OPEN | node_8104303_200988680 | node_8104303_200988681 | AN | 8104303
oh_line_8104303_200988682 |  | bal_1P_1/0AA_1/0AA(N) | 211.20000000000002 | OPEN | node_8104303_200988681 | node_8104303_200988682 | AN | 8104303
oh_line_8104303_200988683 |  | bal_1P_1/0AA_1/0AA(N) | 211.20000000000002 | OPEN | node_8104303_200988682 | node_8104303_200988683 | AN | 8104303
oh_line_8104303_201053914 |  | bal_3P_477AL_4/0AL(N) | 105.60000000000001 | OPEN | node_8104303_200859605 | node_8104303_201053914 | ABCN | 8104303
oh_line_8104303_201054048 |  | bal_3P_1/0AA_1/0AA(N) | 316.8 | OPEN | node_8104303_201054051 | node_8104303_201054048 | ABCN | 8104303
oh_line_8104303_201054049 |  | bal_3P_477AL_4/0AL(N) | 105.60000000000001 | OPEN | node_8104303_200858831 | node_8104303_201054049 | ABCN | 8104303
oh_line_8104303_201054050 |  | bal_3P_1/0AA_1/0AA(N) | 264 | OPEN | node_8104303_201054049 | node_8104303_201054050 | ABCN | 8104303
oh_line_8104303_201054051 |  | bal_3P_1/0AA_1/0AA(N) | 211.20000000000002 | OPEN | node_8104303_201054050 | node_8104303_201054051 | ABCN | 8104303
oh_line_8104303_201064354 |  | bal_1P_4/0AA_4/0AA(N) | 211.20000000000002 | OPEN | node_8104303_200859781 | node_8104303_201064354 | AN | 8104303
oh_line_8104303_310051672 |  | bal_3P_WYECUST | 158.4 | OPEN | node_8104303_310051675 | node_8104303_310051672 | ABCN | 8104303
oh_line_8104303_310051673 |  | bal_3P_WYECUST | 158.4 | OPEN | node_8104303_310051672 | node_intto1_8104303_310051673 | ABCN | 8104303
oh_line_8104303_310051675 |  | bal_3P_477AL_4/0AL(N) | 52.800000000000004 | OPEN | node_8104303_200858853 | node_intto1_8104303_310051675 | ABCN | 8104303
oh_line_8104303_311908490 |  | bal_3P_477AL_4/0AL(N) | 211.20000000000002 | OPEN | node_8104303_200859130 | node_8104303_311908490 | ABCN | 8104303
oh_line_8104303_311930089 |  | bal_1P_1/0AA | 316.8 | OPEN | node_8104303_200843450 | node_8104303_311930089 | AD | 8104303
oh_line_8104303_311930090 |  | bal_1P_DELTACUST | 211.20000000000002 | OPEN | node_8104303_311930089 | node_8104303_311930090 | AN | 8104303
oh_line_8104303_312001415 |  | bal_3P_1/0AA_1/0AA(N) | 52.800000000000004 | OPEN | node_8104303_200848774 | node_intto1_8104303_312001415 | ABCN | 8104303
oh_line_8104303_312001416 |  | bal_3P_1/0AA_1/0AA(N) | 211.20000000000002 | OPEN | node_8104303_312001415 | node_8104303_312001416 | ABCN | 8104303
oh_line_8104303_312001417 |  | bal_3P_1/0AA_1/0AA(N) | 211.20000000000002 | OPEN | node_8104303_312001416 | node_8104303_312001417 | ABCN | 8104303
oh_line_8104303_312001419 |  | bal_1P_1/0AA_1/0AA(N) | 52.800000000000004 | OPEN | node_8104303_312001417 | node_8104303_312001419 | AN | 8104303
oh_line_8104303_312001424 |  | bal_3P_1/0AA_1/0AA(N) | 264 | OPEN | node_8104303_312001417 | node_8104303_312001424 | ABCN | 8104303
oh_line_8104303_312001425 |  | bal_3P_1/0AA_1/0AA(N) | 264 | OPEN | node_8104303_312001424 | node_8104303_312001425 | ABCN | 8104303
oh_line_8104303_312001465 |  | bal_3P_1/0AA_1/0AA(N) | 211.20000000000002 | OPEN | node_8104303_312001425 | node_8104303_312001465 | ABCN | 8104303
oh_line_8104303_312001472 |  | bal_3P_1/0AA_1/0AA(N) | 105.60000000000001 | OPEN | node_8104303_312001465 | node_8104303_312001472 | ABCN | 8104303
oh_line_8104303_312001473 |  | bal_3P_1/0AA_1/0AA(N) | 52.800000000000004 | OPEN | node_8104303_312001472 | node_8104303_312001473 | ABCN | 8104303
oh_line_8104303_312001474 |  | bal_3P_1/0AA_1/0AA(N) | 52.800000000000004 | OPEN | node_8104303_312001473 | node_8104303_312001474 | ABCN | 8104303
oh_line_8104303_312001483 |  | bal_3P_1/0AA_1/0AA(N) | 52.800000000000004 | OPEN | node_8104303_312001474 | node_8104303_312001483 | ABCN | 8104303
oh_line_8104303_312001484 |  | bal_3P_1/0AA_1/0AA(N) | 105.60000000000001 | OPEN | node_8104303_312001483 | node_8104303_312001484 | ABCN | 8104303
oh_line_8104303_312001490 |  | bal_3P_1/0AA_1/0AA(N) | 158.4 | OPEN | node_8104303_312001484 | node_8104303_312001490 | ABCN | 8104303
oh_line_TAP_OH_900589 |  | unb_TAPWIRE_OH | 52.800000000000004 | OPEN | node_8104303_200840971 | node_1370892_668_15316782_064 | AN | 8104303
oh_line_TAP_OH_900590 |  | unb_TAPWIRE_OH | 52.800000000000004 | OPEN | node_8104303_200840972 | node_1370436_042_15318755_802 | AN | 8104303
oh_line_TAP_OH_900591 |  | unb_TAPWIRE_OH | 52.800000000000004 | OPEN | node_8104303_200840974 | node_1370453_712_15318030_934 | AN | 8104303
oh_line_TAP_OH_900592 |  | unb_TAPWIRE_OH | 52.800000000000004 | OPEN | node_8104303_200840976 | node_1370463_371_15317794_18 | AN | 8104303
oh_line_TAP_OH_900593 |  | unb_TAPWIRE_OH | 52.800000000000004 | OPEN | node_8104303_200840979 | node_1370476_218_15317434_472 | AN | 8104303
oh_line_TAP_OH_900594 |  | unb_TAPWIRE_OH | 52.800000000000004 | OPEN | node_8104303_200840981 | node_1370497_577_15316945_892 | AN | 8104303
oh_line_TAP_OH_900595 |  | unb_TAPWIRE_OH | 52.800000000000004 | OPEN | node_8104303_200840982 | node_1370507_572_15316583_873 | AN | 8104303
oh_line_TAP_OH_900596 |  | unb_TAPWIRE_OH | 52.800000000000004 | OPEN | node_8104303_200840986 | node_1370519_76_15316155_775 | AN | 8104303
oh_line_TAP_OH_900597 |  | unb_TAPWIRE_OH | 52.800000000000004 | OPEN | node_8104303_200840987 | node_1370525_564_15315842_863 | AN | 8104303
oh_line_TAP_OH_900598 |  | unb_TAPWIRE_OH | 52.800000000000004 | OPEN | node_8104303_200840990 | node_1370930_858_15315675_099 | AN | 8104303
oh_line_TAP_OH_900599 |  | unb_TAPWIRE_OH | 52.800000000000004 | OPEN | node_8104303_200840991 | node_1370225_702_15315632_709 | AN | 8104303
oh_line_TAP_OH_901420 |  | unb_TAPWIRE_OH | 105.60000000000001 | OPEN | node_8104303_200843349 | node_1373474_309_15314809_009 | AN | 8104303
oh_line_TAP_OH_901421 |  | unb_TAPWIRE_OH | 52.800000000000004 | OPEN | node_8104303_200843352 | node_1373422_404_15315227_418 | AN | 8104303
oh_line_TAP_OH_901422 |  | unb_TAPWIRE_OH | 52.800000000000004 | OPEN | node_8104303_200843357 | node_1373282_054_15315928_575 | AN | 8104303
oh_line_TAP_OH_901423 |  | unb_TAPWIRE_OH | 52.800000000000004 | OPEN | node_8104303_200843364 | node_1373362_074_15316409_046 | AN | 8104303
oh_line_TAP_OH_901424 |  | unb_TAPWIRE_OH | 52.800000000000004 | OPEN | node_8104303_200843365 | node_1373286_301_15316600_721 | AN | 8104303
oh_line_TAP_OH_901425 |  | unb_TAPWIRE_OH | 52.800000000000004 | OPEN | node_8104303_200843367 | node_1373771_604_15316597_399 | AN | 8104303
oh_line_TAP_OH_901426 |  | unb_TAPWIRE_OH | 52.800000000000004 | OPEN | node_8104303_200843368 | node_1373794_285_15316870_099 | AN | 8104303
oh_line_TAP_OH_901427 |  | unb_TAPWIRE_OH | 52.800000000000004 | OPEN | node_8104303_200843369 | node_1373349_383_15316807_09 | AN | 8104303
oh_line_TAP_OH_901428 |  | unb_TAPWIRE_OH | 52.800000000000004 | OPEN | node_8104303_200843371 | node_1373223_593_15317005_018 | AN | 8104303
oh_line_TAP_OH_901429 |  | unb_TAPWIRE_OH | 0 | OPEN | node_8104303_200843373 | node_1373227_869_15317303_238 | AN | 8104303
oh_line_TAP_OH_901448 |  | unb_TAPWIRE_OH | 52.800000000000004 | OPEN | node_8104303_200843417 | node_1371695_483_15314489_741 | AN | 8104303
oh_line_TAP_OH_901449 |  | unb_TAPWIRE_OH | 52.800000000000004 | OPEN | node_8104303_200843426 | node_1370589_673_15315203_543 | AN | 8104303
oh_line_TAP_OH_901450 |  | unb_TAPWIRE_OH | 52.800000000000004 | OPEN | node_8104303_200843428 | node_1370477_21_15314416_134 | AN | 8104303
oh_line_TAP_OH_901451 |  | unb_TAPWIRE_OH | 52.800000000000004 | OPEN | node_8104303_200843429 | node_1370235_575_15314401_663 | AN | 8104303
oh_line_TAP_OH_901452 |  | unb_TAPWIRE_OH | 52.800000000000004 | OPEN | node_8104303_200843431 | node_1369929_125_15314385_378 | AN | 8104303
oh_line_TAP_OH_901453 |  | unb_TAPWIRE_OH | 52.800000000000004 | OPEN | node_8104303_200843432 | node_1369635_865_15314369_637 | AN | 8104303
oh_line_TAP_OH_901454 |  | unb_TAPWIRE_OH | 52.800000000000004 | OPEN | node_8104303_200843433 | node_1369355_741_15314359_045 | AN | 8104303
oh_line_TAP_OH_901455 |  | unb_TAPWIRE_OH | 52.800000000000004 | OPEN | node_8104303_200843434 | node_1369173_031_15314345_707 | AN | 8104303
oh_line_TAP_OH_901456 |  | unb_TAPWIRE_OH | 52.800000000000004 | OPEN | node_8104303_200843438 | node_1372974_009_15317473_85 | AN | 8104303
oh_line_TAP_OH_901457 |  | unb_TAPWIRE_OH | 52.800000000000004 | OPEN | node_8104303_200843443 | node_1369219_122_15319826_888 | AN | 8104303
oh_line_TAP_OH_901458 |  | unb_TAPWIRE_OH | 52.800000000000004 | OPEN | node_8104303_200843446 | node_1368624_284_15320396_843 | AN | 8104303
oh_line_TAP_OH_901459 |  | unb_TAPWIRE_OH | 0 | OPEN | node_8104303_200843448 | node_1368539_232_15320965_082 | AN | 8104303
oh_line_TAP_OH_901460 |  | unb_TAPWIRE_OH | 52.800000000000004 | OPEN | node_8104303_200843449 | node_1368391_635_15321314_755 | AN | 8104303
oh_line_TAP_OH_901461 |  | unb_TAPWIRE_OH | 52.800000000000004 | OPEN | node_8104303_200843452 | node_1368259_697_15321757_161 | AN | 8104303
oh_line_TAP_OH_901462 |  | unb_TAPWIRE_OH | 52.800000000000004 | OPEN | node_8104303_200843453 | node_1368156_54_15321963_865 | AN | 8104303
oh_line_TAP_OH_901463 |  | unb_TAPWIRE_OH | 52.800000000000004 | OPEN | node_8104303_200843458 | node_1372609_569_15317727_754 | AN | 8104303
oh_line_TAP_OH_901467 |  | unb_TAPWIRE_OH | 0 | OPEN | node_8104303_200843474 | node_1371987_204_15318190_201 | AN | 8104303
oh_line_TAP_OH_901468 |  | unb_TAPWIRE_OH | 52.800000000000004 | OPEN | node_8104303_200843475 | node_1371715_359_15318330_485 | AN | 8104303
oh_line_TAP_OH_901469 |  | unb_TAPWIRE_OH | 52.800000000000004 | OPEN | node_8104303_200843477 | node_1371550_721_15318428_227 | AN | 8104303
oh_line_TAP_OH_901470 |  | unb_TAPWIRE_OH | 52.800000000000004 | OPEN | node_8104303_200843478 | node_1371398_897_15318511_299 | AN | 8104303
oh_line_TAP_OH_901471 |  | unb_TAPWIRE_OH | 52.800000000000004 | OPEN | node_8104303_200843479 | node_1371150_263_15318722_249 | AN | 8104303
oh_line_TAP_OH_901472 |  | unb_TAPWIRE_OH | 52.800000000000004 | OPEN | node_8104303_200843480 | node_1370960_682_15318813 | AN | 8104303
oh_line_TAP_OH_902574 |  | unb_TAPWIRE_OH | 52.800000000000004 | OPEN | node_8104303_200848776 | node_1379040_276_15310223_631 | ABCN | 8104303
oh_line_TAP_OH_902575 |  | unb_TAPWIRE_OH | 52.800000000000004 | OPEN | node_8104303_200848778 | node_1379012_605_15310677_836 | ABCN | 8104303
oh_line_TAP_OH_902577 |  | unb_TAPWIRE_OH | 52.800000000000004 | OPEN | node_8104303_200848781 | node_1378966_353_15311419_028 | ABCN | 8104303
oh_line_TAP_OH_902578 |  | unb_TAPWIRE_OH | 52.800000000000004 | OPEN | node_8104303_200848783 | node_1378868_232_15311885_58 | ABCN | 8104303
oh_line_TAP_OH_902579 |  | unb_TAPWIRE_OH | 52.800000000000004 | OPEN | node_8104303_200848787 | node_1378850_478_15312208_339 | ABCN | 8104303
oh_line_TAP_OH_902580 |  | unb_TAPWIRE_OH | 52.800000000000004 | OPEN | node_8104303_200848788 | node_1378994_524_15312300_584 | AN | 8104303
oh_line_TAP_OH_902581 |  | unb_TAPWIRE_OH | 52.800000000000004 | OPEN | node_8104303_200848789 | node_1378863_716_15312550_569 | ABCN | 8104303
oh_line_TAP_OH_902835 |  | unb_TAPWIRE_OH | 52.800000000000004 | OPEN | node_8104303_200849837 | node_1370761_214_15313650_658 | AN | 8104303
oh_line_TAP_OH_902836 |  | unb_TAPWIRE_OH | 0 | OPEN | node_8104303_200849838 | node_1370768_237_15313301_74 | AN | 8104303
oh_line_TAP_OH_902837 |  | unb_TAPWIRE_OH | 52.800000000000004 | OPEN | node_8104303_200849841 | node_1370532_445_15313115_05 | AN | 8104303
oh_line_TAP_OH_902838 |  | unb_TAPWIRE_OH | 52.800000000000004 | OPEN | node_8104303_200849842 | node_1370816_575_15312734_871 | AN | 8104303
oh_line_TAP_OH_902839 |  | unb_TAPWIRE_OH | 52.800000000000004 | OPEN | node_8104303_200849843 | node_1370816_643_15312584_139 | AN | 8104303
oh_line_TAP_OH_903595 |  | unb_TAPWIRE_OH | 0 | OPEN | node_8104303_200852687 | node_1374433_831_15308696_023 | AN | 8104303
oh_line_TAP_OH_903596 |  | unb_TAPWIRE_OH | 52.800000000000004 | OPEN | node_8104303_200852688 | node_1374324_276_15308890_738 | AN | 8104303
oh_line_TAP_OH_903597 |  | unb_TAPWIRE_OH | 52.800000000000004 | OPEN | node_8104303_200852691 | node_1374369_571_15309137_604 | AN | 8104303
oh_line_TAP_OH_903599 |  | unb_TAPWIRE_OH | 52.800000000000004 | OPEN | node_8104303_200852694 | node_1374157_728_15309630_426 | AN | 8104303
oh_line_TAP_OH_903600 |  | unb_TAPWIRE_OH | 52.800000000000004 | OPEN | node_8104303_200852699 | node_1374195_554_15310055_468 | AN | 8104303
oh_line_TAP_OH_903601 |  | unb_TAPWIRE_OH | 52.800000000000004 | OPEN | node_8104303_200852703 | node_1373939_147_15310352_828 | AN | 8104303
oh_line_TAP_OH_903602 |  | unb_TAPWIRE_OH | 52.800000000000004 | OPEN | node_8104303_200852704 | node_1373874_93_15310630_802 | AN | 8104303
oh_line_TAP_OH_903603 |  | unb_TAPWIRE_OH | 52.800000000000004 | OPEN | node_8104303_200852707 | node_1373973_17_15310952_345 | AN | 8104303
oh_line_TAP_OH_903604 |  | unb_TAPWIRE_OH | 52.800000000000004 | OPEN | node_8104303_200852708 | node_1373890_346_15311150_396 | AN | 8104303
oh_line_TAP_OH_903605 |  | unb_TAPWIRE_OH | 52.800000000000004 | OPEN | node_8104303_200852712 | node_1373618_442_15311669_281 | AN | 8104303
oh_line_TAP_OH_903606 |  | unb_TAPWIRE_OH | 52.800000000000004 | OPEN | node_8104303_200852714 | node_1373711_219_15311856_63 | AN | 8104303
oh_line_TAP_OH_903607 |  | unb_TAPWIRE_OH | 52.800000000000004 | OPEN | node_8104303_200852715 | node_1373705_443_15311609_469 | AN | 8104303
oh_line_TAP_OH_903608 |  | unb_TAPWIRE_OH | 52.800000000000004 | OPEN | node_8104303_200852717 | node_1373624_673_15312152_021 | AN | 8104303
oh_line_TAP_OH_903609 |  | unb_TAPWIRE_OH | 52.800000000000004 | OPEN | node_8104303_200852719 | node_1373515_639_15312193_833 | AN | 8104303
oh_line_TAP_OH_903610 |  | unb_TAPWIRE_OH | 52.800000000000004 | OPEN | node_8104303_200852721 | node_1373560_18_15312345_248 | AN | 8104303
oh_line_TAP_OH_903611 |  | unb_TAPWIRE_OH | 0 | OPEN | node_8104303_200852724 | node_1373456_233_15313072_092 | AN | 8104303
oh_line_TAP_OH_903612 |  | unb_TAPWIRE_OH | 52.800000000000004 | OPEN | node_8104303_200852728 | node_1373407_32_15313658_057 | AN | 8104303
oh_line_TAP_OH_903613 |  | unb_TAPWIRE_OH | 0 | OPEN | node_8104303_200852731 | node_1373366_99_15314375_599 | AN | 8104303
oh_line_TAP_OH_903616 |  | unb_TAPWIRE_OH | 52.800000000000004 | OPEN | node_8104303_200852744 | node_1373258_037_15314420_954 | AN | 8104303
oh_line_TAP_OH_903617 |  | unb_TAPWIRE_OH | 0 | OPEN | node_8104303_200852745 | node_1372940_827_15314477_193 | AN | 8104303
oh_line_TAP_OH_903618 |  | unb_TAPWIRE_OH | 52.800000000000004 | OPEN | node_8104303_200852746 | node_1372617_139_15314402_625 | AN | 8104303
oh_line_TAP_OH_903619 |  | unb_TAPWIRE_OH | 52.800000000000004 | OPEN | node_8104303_200852748 | node_1371566_543_15314158_104 | AN | 8104303
oh_line_TAP_OH_903620 |  | unb_TAPWIRE_OH | 52.800000000000004 | OPEN | node_8104303_200852750 | node_1371627_827_15313778_833 | AN | 8104303
oh_line_TAP_OH_904384 |  | unb_TAPWIRE_OH | 52.800000000000004 | OPEN | node_8104303_200856537 | node_1377226_211_15308086_519 | ABCN | 8104303
oh_line_TAP_OH_904681 |  | unb_TAPWIRE_OH | 0 | OPEN | node_8104303_200858844 | node_1376853_564_15305361_83 | ABCN | 8104303
oh_line_TAP_OH_904682 |  | unb_TAPWIRE_OH | 0 | OPEN | node_8104303_200858848 | node_1377217_652_15305830_031 | ABCN | 8104303
oh_line_TAP_OH_904683 |  | unb_TAPWIRE_OH | 52.800000000000004 | OPEN | node_8104303_200858853 | node_1377423_132_15306329_094 | ABCN | 8104303
oh_line_TAP_OH_904684 |  | unb_TAPWIRE_OH | 52.800000000000004 | OPEN | node_8104303_200858860 | node_1377603_79_15306923_991 | ABCN | 8104303
oh_line_TAP_OH_904685 |  | unb_TAPWIRE_OH | 52.800000000000004 | OPEN | node_8104303_200858861 | node_1377657_025_15307052_006 | ABCN | 8104303
oh_line_TAP_OH_904686 |  | unb_TAPWIRE_OH | 52.800000000000004 | OPEN | node_8104303_200858869 | node_1377789_727_15307377_236 | ABCN | 8104303
oh_line_TAP_OH_904687 |  | unb_TAPWIRE_OH | 52.800000000000004 | OPEN | node_8104303_200858872 | node_1377883_315_15307755_139 | ABCN | 8104303
oh_line_TAP_OH_904688 |  | unb_TAPWIRE_OH | 52.800000000000004 | OPEN | node_8104303_200858873 | node_1377949_465_15307929_542 | ABCN | 8104303
oh_line_TAP_OH_904689 |  | unb_TAPWIRE_OH | 52.800000000000004 | OPEN | node_8104303_200858875 | node_1378153_833_15308261_392 | ABCN | 8104303
oh_line_TAP_OH_904690 |  | unb_TAPWIRE_OH | 52.800000000000004 | OPEN | node_8104303_200858878 | node_1378278_459_15308436_204 | ABCN | 8104303
oh_line_TAP_OH_904691 |  | unb_TAPWIRE_OH | 52.800000000000004 | OPEN | node_8104303_200858881 | node_1378433_902_15308631_339 | ABCN | 8104303
oh_line_TAP_OH_904692 |  | unb_TAPWIRE_OH | 52.800000000000004 | OPEN | node_8104303_200858885 | node_1378627_067_15308871_504 | ABCN | 8104303
oh_line_TAP_OH_904693 |  | unb_TAPWIRE_OH | 52.800000000000004 | OPEN | node_8104303_200858890 | node_1378964_039_15309040_817 | ABCN | 8104303
oh_line_TAP_OH_904694 |  | unb_TAPWIRE_OH | 52.800000000000004 | OPEN | node_8104303_200858895 | node_1379138_359_15309356_6 | ABCN | 8104303
oh_line_TAP_OH_904695 |  | unb_TAPWIRE_OH | 52.800000000000004 | OPEN | node_8104303_200858898 | node_1379134_583_15309616_732 | ABCN | 8104303
oh_line_TAP_OH_904696 |  | unb_TAPWIRE_OH | 52.800000000000004 | OPEN | node_8104303_200858901 | node_1379072_011_15309841_021 | ABCN | 8104303
oh_line_TAP_OH_904743 |  | unb_TAPWIRE_OH | 52.800000000000004 | OPEN | node_8104303_200859125 | node_1376612_208_15305239_348 | ABCN | 8104303
oh_line_TAP_OH_904794 |  | unb_TAPWIRE_OH | 52.800000000000004 | OPEN | node_8104303_200859345 | node_1377253_157_15306634_86 | AN | 8104303
oh_line_TAP_OH_904795 |  | unb_TAPWIRE_OH | 52.800000000000004 | OPEN | node_8104303_200859350 | node_1379468_756_15309947_204 | ABCN | 8104303
oh_line_TAP_OH_904796 |  | unb_TAPWIRE_OH | 52.800000000000004 | OPEN | node_8104303_200859351 | node_1379715_741_15310011_409 | ABCN | 8104303
oh_line_TAP_OH_904797 |  | unb_TAPWIRE_OH | 52.800000000000004 | OPEN | node_8104303_200859355 | node_1380074_582_15309761_702 | ABCN | 8104303
oh_line_TAP_OH_904799 |  | unb_TAPWIRE_OH | 52.800000000000004 | OPEN | node_8104303_200859359 | node_1380245_261_15309400_059 | AN | 8104303
oh_line_TAP_OH_904824 |  | unb_TAPWIRE_OH | 52.800000000000004 | OPEN | node_8104303_200859484 | node_1379001_666_15308839_37 | AN | 8104303
oh_line_TAP_OH_904825 |  | unb_TAPWIRE_OH | 52.800000000000004 | OPEN | node_8104303_200859502 | node_1378773_336_15308670_465 | AN | 8104303
oh_line_TAP_OH_904826 |  | unb_TAPWIRE_OH | 0 | OPEN | node_8104303_200859504 | node_1379030_271_15308467_372 | AN | 8104303
oh_line_TAP_OH_904827 |  | unb_TAPWIRE_OH | 52.800000000000004 | OPEN | node_8104303_200859507 | node_1378885_354_15308350_751 | AN | 8104303
oh_line_TAP_OH_904838 |  | unb_TAPWIRE_OH | 52.800000000000004 | OPEN | node_8104303_200859580 | node_1379236_548_15309011_244 | AN | 8104303
oh_line_TAP_OH_904839 |  | unb_TAPWIRE_OH | 52.800000000000004 | OPEN | node_8104303_200859582 | node_1379251_385_15309268_825 | AN | 8104303
oh_line_TAP_OH_904840 |  | unb_TAPWIRE_OH | 52.800000000000004 | OPEN | node_8104303_200859586 | node_1378658_979_15308346_788 | AN | 8104303
oh_line_TAP_OH_904841 |  | unb_TAPWIRE_OH | 52.800000000000004 | OPEN | node_8104303_200859590 | node_1377559_96_15307573_416 | AN | 8104303
oh_line_TAP_OH_904842 |  | unb_TAPWIRE_OH | 52.800000000000004 | OPEN | node_8104303_200859592 | node_1377390_364_15307392_659 | AN | 8104303
oh_line_TAP_OH_904843 |  | unb_TAPWIRE_OH | 52.800000000000004 | OPEN | node_8104303_200859595 | node_1377197_771_15307023_676 | AN | 8104303
oh_line_TAP_OH_904844 |  | unb_TAPWIRE_OH | 52.800000000000004 | OPEN | node_8104303_200859603 | node_1375877_45_15305916_818 | ABCN | 8104303
oh_line_TAP_OH_904845 |  | unb_TAPWIRE_OH | 52.800000000000004 | OPEN | node_8104303_200859604 | node_1375808_442_15305703_406 | ABCN | 8104303
oh_line_TAP_OH_904846 |  | unb_TAPWIRE_OH | 52.800000000000004 | OPEN | node_8104303_200859605 | node_1375793_669_15305534_071 | ABCN | 8104303
oh_line_TAP_OH_904879 |  | unb_TAPWIRE_OH | 52.800000000000004 | OPEN | node_8104303_200859768 | node_1375236_833_15307353_548 | AN | 8104303
oh_line_TAP_OH_904880 |  | unb_TAPWIRE_OH | 52.800000000000004 | OPEN | node_8104303_200859770 | node_1375247_245_15307544_856 | AN | 8104303
oh_line_TAP_OH_904881 |  | unb_TAPWIRE_OH | 52.800000000000004 | OPEN | node_8104303_200859772 | node_1375144_583_15307656_89 | AN | 8104303
oh_line_TAP_OH_904882 |  | unb_TAPWIRE_OH | 52.800000000000004 | OPEN | node_8104303_200859775 | node_1374860_422_15307762_876 | AN | 8104303
oh_line_TAP_OH_904883 |  | unb_TAPWIRE_OH | 52.800000000000004 | OPEN | node_8104303_200859776 | node_1374810_314_15307972_096 | AN | 8104303
oh_line_TAP_OH_904884 |  | unb_TAPWIRE_OH | 52.800000000000004 | OPEN | node_8104303_200859777 | node_1374675_262_15308272_462 | AN | 8104303
oh_line_TAP_OH_904885 |  | unb_TAPWIRE_OH | 52.800000000000004 | OPEN | node_8104303_200859778 | node_1374510_836_15308470_044 | AN | 8104303
oh_line_TAP_OH_921087 |  | unb_TAPWIRE_OH | 52.800000000000004 | OPEN | node_8104303_200952513 | node_1375379_926_15307157_853 | AN | 8104303
oh_line_TAP_OH_927457 |  | unb_TAPWIRE_OH | 0 | OPEN | node_8104303_200988680 | node_1380278_933_15309044_277 | AN | 8104303
oh_line_TAP_OH_927458 |  | unb_TAPWIRE_OH | 52.800000000000004 | OPEN | node_8104303_200988683 | node_1380359_708_15308298_928 | AN | 8104303
oh_line_TAP_OH_935939 |  | unb_TAPWIRE_OH | 52.800000000000004 | OPEN | node_8104303_201053914 | node_1375784_955_15305421_14 | ABCN | 8104303
oh_line_TAP_OH_937364 |  | unb_TAPWIRE_OH | 52.800000000000004 | OPEN | node_8104303_201064354 | node_1375594_281_15306712_308 | AN | 8104303
oh_line_TAP_OH_2222941 |  | unb_TAPWIRE_OH | 52.800000000000004 | OPEN | node_8104303_200848779 | node_1378913_039_15310946_554 | ABCN | 8104303
oh_line_TAP_OH_2222942 |  | unb_TAPWIRE_OH | 52.800000000000004 | OPEN | node_8104303_200848779 | node_1378907_215_15310972_782 | ABCN | 8104303
oh_line_TAP_OH_2421334 |  | unb_TAPWIRE_OH | 52.800000000000004 | OPEN | node_8104303_312001424 | node_1378443_188_15310244_858 | ABCN | 8104303
oh_line_TAP_OH_2421335 |  | unb_TAPWIRE_OH | 52.800000000000004 | OPEN | node_8104303_312001424 | node_1378455_881_15310226_293 | ABCN | 8104303
oh_line_TAP_OH_2421336 |  | unb_TAPWIRE_OH | 52.800000000000004 | OPEN | node_8104303_312001424 | node_1378423_96_15310255_912 | ABCN | 8104303
oh_line_TAP_OH_2421337 |  | unb_TAPWIRE_OH | 52.800000000000004 | OPEN | node_8104303_200859357 | node_1380162_367_15309698_63 | ABCN | 8104303
oh_line_TAP_OH_2421338 |  | unb_TAPWIRE_OH | 52.800000000000004 | OPEN | node_8104303_200859357 | node_1380171_746_15309691_91 | ABCN | 8104303
oh_line_TAP_OH_2421339 |  | unb_TAPWIRE_OH | 52.800000000000004 | OPEN | node_8104303_200859357 | node_1380152_618_15309705_711 | ABCN | 8104303
oh_line_TAP_OH_2421340 |  | unb_TAPWIRE_OH | 52.800000000000004 | OPEN | node_8104303_312001465 | node_1378068_557_15310456_733 | ABCN | 8104303
oh_line_TAP_OH_2421341 |  | unb_TAPWIRE_OH | 52.800000000000004 | OPEN | node_8104303_312001465 | node_1378091_045_15310448_676 | ABCN | 8104303
oh_line_TAP_OH_2421342 |  | unb_TAPWIRE_OH | 105.60000000000001 | OPEN | node_8104303_200859830 | node_1378848_727_15307883_114 | ABCN | 8104303
oh_line_TAP_OH_2421343 |  | unb_TAPWIRE_OH | 105.60000000000001 | OPEN | node_8104303_200859830 | node_1378845_989_15307909_461 | ABCN | 8104303
oh_line_TAP_OH_2421344 |  | unb_TAPWIRE_OH | 105.60000000000001 | OPEN | node_8104303_200859830 | node_1378846_292_15307856_666 | ABCN | 8104303
oh_line_TAP_OH_3337303 |  | unb_TAPWIRE_OH | 52.800000000000004 | OPEN | node_8104303_200852692 | node_1374299_394_15309385_806 | AN | 8104303
oh_line_TAP_OH_3344114 |  | unb_TAPWIRE_OH | 52.800000000000004 | OPEN | node_8104303_311930090 | node_1368763_975_15321701_206 | AN | 8104303
oh_line_TAP_OH_3753046 |  | unb_TAPWIRE_OH | 52.800000000000004 | OPEN | node_8104303_312001425 | node_1378300_965_15310434_919 | ABCN | 8104303
oh_line_TAP_OH_3753047 |  | unb_TAPWIRE_OH | 52.800000000000004 | OPEN | node_8104303_312001465 | node_1378046_719_15310451_671 | ABCN | 8104303
oh_line_TAP_OH_3753050 |  | unb_TAPWIRE_OH | 52.800000000000004 | OPEN | node_8104303_312001490 | node_1377685_301_15310590_627 | ABCN | 8104303
oh_line_TAP_OH_3753051 |  | unb_TAPWIRE_OH | 52.800000000000004 | OPEN | node_8104303_312001490 | node_1377684_627_15310576_764 | ABCN | 8104303
oh_line_TAP_OH_3753052 |  | unb_TAPWIRE_OH | 52.800000000000004 | OPEN | node_8104303_312001490 | node_1377684_466_15310562_549 | ABCN | 8104303

## UndergroundLine
Name | GroupId | Configuration | NumParallelCables | Length | Status | From | To | Phases | Feeder | Comments
und_line_8104303_200847036 |  | und_3P_1/0ALURD_1/0AL(N) | 0 | 158.4 | OPEN | node_8104303_200847040 | node_intto1_8104303_200847036 | ABCN | 8104303
und_line_8104303_200847037 |  | und_3P_750ALURD_750AL(N) | 0 | 158.4 | OPEN | node_8104303_200849531 | node_8104303_200847037 | ABCN | 8104303
und_line_8104303_200847038 |  | und_1P_2ALURD_2AL(N) | 0 | 52.800000000000004 | OPEN | node_8104303_200847037 | node_8104303_200847038 | AN | 8104303
und_line_8104303_200847039 |  | und_1P_2ALURD_2AL(N) | 0 | 158.4 | OPEN | node_8104303_200847038 | node_8104303_200847039 | AN | 8104303
und_line_8104303_200847040 |  | und_3P_750ALURD_750AL(N) | 0 | 211.20000000000002 | OPEN | node_8104303_200847037 | node_8104303_200847040 | ABCN | 8104303
und_line_8104303_200847041 |  | und_3P_1/0ALURD_1/0AL(N) | 0 | 211.20000000000002 | OPEN | node_8104303_200847040 | node_intto1_8104303_200847041 | ABCN | 8104303
und_line_8104303_200856475 |  | und_1P_2ALURD_2AL(N) | 0 | 211.20000000000002 | OPEN | node_8104303_201027251 | node_8104303_200856475 | AN | 8104303
und_line_8104303_200856476 |  | und_1P_2ALURD_2AL(N) | 0 | 475.2 | OPEN | node_8104303_200856475 | node_8104303_200856476 | AN | 8104303
und_line_8104303_200856483 |  | und_1P_2ALURD_2AL(N) | 0 | 158.4 | OPEN | node_8104303_200859346 | node_intto1_8104303_200856483 | AN | 8104303
und_line_8104303_200856501 |  | und_1P_2ALURD_2AL(N) | 0 | 158.4 | OPEN | node_8104303_200859581 | node_intto1_8104303_200856501 | AN | 8104303
und_line_8104303_200856504 |  | und_1P_2ALURD_2AL(N) | 0 | 316.8 | OPEN | node_8104303_200856501 | node_8104303_200856504 | AN | 8104303
und_line_8104303_200856508 |  | und_1P_2ALURD_2AL(N) | 0 | 158.4 | OPEN | node_8104303_200856504 | node_8104303_200856508 | AN | 8104303
und_line_8104303_200856511 |  | und_1P_2ALURD_2AL(N) | 0 | 264 | OPEN | node_8104303_200856508 | node_8104303_200856511 | AN | 8104303
und_line_8104303_200856514 |  | und_1P_2ALURD_2AL(N) | 0 | 211.20000000000002 | OPEN | node_8104303_200856511 | node_8104303_200856514 | AN | 8104303
und_line_8104303_200856538 |  | und_1P_2ALURD_2AL(N) | 0 | 316.8 | OPEN | node_8104303_200856551 | node_8104303_200856538 | AN | 8104303
und_line_8104303_200856540 |  | und_1P_2ALURD_2AL(N) | 0 | 264 | OPEN | node_8104303_201027252 | node_8104303_200856540 | AN | 8104303
und_line_8104303_200856542 |  | und_1P_2ALURD_2AL(N) | 0 | 158.4 | OPEN | node_8104303_201027232 | node_8104303_200856542 | AN | 8104303
und_line_8104303_200856545 |  | und_1P_2ALURD_2AL(N) | 0 | 264 | OPEN | node_8104303_201027246 | node_8104303_200856545 | AN | 8104303
und_line_8104303_200856546 |  | und_2P_2ALURD_2AL(N) | 0 | 158.4 | OPEN | node_8104303_200856537 | node_8104303_200856546 | ABN | 8104303
und_line_8104303_200856547 |  | und_2P_2ALURD_2AL(N) | 0 | 316.8 | OPEN | node_8104303_200856546 | node_8104303_200856547 | ABN | 8104303
und_line_8104303_200856548 |  | und_1P_2ALURD_2AL(N) | 0 | 158.4 | OPEN | node_8104303_200856547 | node_8104303_200856548 | AN | 8104303
und_line_8104303_200856550 |  | und_1P_2ALURD_2AL(N) | 0 | 211.20000000000002 | OPEN | node_8104303_200856547 | node_8104303_200856550 | AN | 8104303
und_line_8104303_200856551 |  | und_1P_2ALURD_2AL(N) | 0 | 211.20000000000002 | OPEN | node_8104303_200856550 | node_8104303_200856551 | AN | 8104303
und_line_8104303_200856554 |  | und_3P_1/0ALURD_1/0AL(N) | 0 | 158.4 | OPEN | node_8104303_200858899 | node_intto1_8104303_200856554 | ABCN | 8104303
und_line_8104303_200856565 |  | und_1P_1/0ALURD_1/0AL(N) | 0 | 316.8 | OPEN | node_8104303_201008991 | node_8104303_200856565 | AN | 8104303
und_line_8104303_200856567 |  | und_1P_1/0ALURD_1/0AL(N) | 0 | 158.4 | OPEN | node_8104303_200856565 | node_8104303_200856567 | AN | 8104303
und_line_8104303_200856572 |  | und_1P_1/0ALURD_1/0AL(N) | 0 | 158.4 | OPEN | node_8104303_201008992 | node_8104303_200856572 | AN | 8104303
und_line_8104303_200856575 |  | und_1P_1/0ALURD_1/0AL(N) | 0 | 264 | OPEN | node_8104303_200856572 | node_8104303_200856575 | AN | 8104303
und_line_8104303_200856579 |  | und_1P_1/0ALURD_1/0AL(N) | 0 | 105.60000000000001 | OPEN | node_8104303_200856575 | node_8104303_200856579 | AN | 8104303
und_line_8104303_200856581 |  | und_1P_2ALURD_2AL(N) | 0 | 316.8 | OPEN | node_8104303_200856579 | node_8104303_200856581 | AN | 8104303
und_line_8104303_200856588 |  | und_1P_1/0ALURD_1/0AL(N) | 0 | 105.60000000000001 | OPEN | node_8104303_201008991 | node_8104303_200856588 | AN | 8104303
und_line_8104303_200856594 |  | und_1P_1/0ALURD_1/0AL(N) | 0 | 316.8 | OPEN | node_8104303_200856588 | node_8104303_200856594 | AN | 8104303
und_line_8104303_200856648 |  | und_1P_1/0ALURD_1/0AL(N) | 0 | 369.6 | OPEN | node_8104303_201008991 | node_8104303_200856648 | AN | 8104303
und_line_8104303_200856654 |  | und_1P_1/0ALURD_1/0AL(N) | 0 | 422.40000000000003 | OPEN | node_8104303_200856648 | node_8104303_200856654 | AN | 8104303
und_line_8104303_200856663 |  | und_1P_1/0ALURD_1/0AL(N) | 0 | 158.4 | OPEN | node_8104303_311923541 | node_8104303_200856663 | AN | 8104303
und_line_8104303_200856680 |  | und_1P_1/0ALURD_1/0AL(N) | 0 | 316.8 | OPEN | node_8104303_200859506 | node_intto1_8104303_200856680 | AN | 8104303
und_line_8104303_200856686 |  | und_1P_2ALURD_2AL(N) | 0 | 316.8 | OPEN | node_8104303_200859584 | node_intto1_8104303_200856686 | AN | 8104303
und_line_8104303_200856696 |  | und_1P_1/0ALURD_1/0AL(N) | 0 | 369.6 | OPEN | node_8104303_311923541 | node_8104303_200856696 | AN | 8104303
und_line_8104303_200914686 |  | und_3P_4/0ALURD_4/0AL(N) | 0 | 422.40000000000003 | OPEN | node_8104303_200914689 | node_8104303_200914686 | ABCN | 8104303
und_line_8104303_200914688 |  | und_3P_4/0ALURD_4/0AL(N) | 0 | 264 | OPEN | node_8104303_200914689 | node_8104303_200914688 | ABCN | 8104303
und_line_8104303_200914689 |  | und_3P_4/0ALURD_4/0AL(N) | 0 | 316.8 | OPEN | node_8104303_200914690 | node_8104303_200914689 | ABCN | 8104303
und_line_8104303_200982624 |  | und_3P_WYECUST | 0 | 475.2 | OPEN | node_8104303_201047280 | node_intto1_8104303_200982624 | ABCN | 8104303
und_line_8104303_201008991 |  | und_3P_1/0ALURD_1/0AL(N) | 0 | 264 | OPEN | node_8104303_201027254 | node_8104303_201008991 | ABCN | 8104303
und_line_8104303_201008992 |  | und_1P_1/0ALURD_1/0AL(N) | 0 | 158.4 | OPEN | node_8104303_200856567 | node_8104303_201008992 | AN | 8104303
und_line_8104303_201027232 |  | und_1P_2ALURD_2AL(N) | 0 | 211.20000000000002 | OPEN | node_8104303_200856540 | node_8104303_201027232 | AN | 8104303
und_line_8104303_201027246 |  | und_1P_2ALURD_2AL(N) | 0 | 158.4 | OPEN | node_8104303_200856537 | node_8104303_201027246 | AN | 8104303
und_line_8104303_201027251 |  | und_1P_2ALURD_2AL(N) | 0 | 158.4 | OPEN | node_8104303_200858845 | node_intto1_8104303_201027251 | AN | 8104303
und_line_8104303_201027252 |  | und_1P_2ALURD_2AL(N) | 0 | 158.4 | OPEN | node_8104303_200856548 | node_8104303_201027252 | AN | 8104303
und_line_8104303_201027254 |  | und_3P_1/0ALURD_1/0AL(N) | 0 | 158.4 | OPEN | node_8104303_200856554 | node_8104303_201027254 | ABCN | 8104303
und_line_8104303_201027256 |  | und_1P_2ALURD_2AL(N) | 0 | 158.4 | OPEN | node_8104303_201027252 | node_8104303_201027256 | AN | 8104303
und_line_8104303_201027348 |  | und_1P_2ALURD_2AL(N) | 0 | 211.20000000000002 | OPEN | node_8104303_200856542 | node_8104303_201027348 | AN | 8104303
und_line_8104303_201047279 |  | und_3P_WYECUST | 0 | 105.60000000000001 | OPEN | node_8104303_201047280 | node_8104303_201047279 | ABCN | 8104303
und_line_8104303_201047280 |  | und_3P_2ALURD_2AL(N) | 0 | 369.6 | OPEN | node_8104303_200848782 | node_intto1_8104303_201047280 | ABCN | 8104303
und_line_8104303_201062804 |  | und_3P_2ALURD_2AL(N) | 0 | 475.2 | OPEN | node_8104303_201062834 | node_8104303_201062804 | ABCN | 8104303
und_line_8104303_201062834 |  | und_3P_2ALURD_2AL(N) | 0 | 158.4 | OPEN | node_8104303_201054048 | node_intto1_8104303_201062834 | ABCN | 8104303
und_line_8104303_310056259 |  | und_3P_WYECUST | 0 | 369.6 | OPEN | node_8104303_310051673 | node_8104303_310056259 | ABCN | 8104303
und_line_8104303_310056261 |  | und_3P_WYECUST | 0 | 264 | OPEN | node_8104303_310056259 | node_8104303_310056261 | ABCN | 8104303
und_line_8104303_311923541 |  | und_1P_1/0ALURD_1/0AL(N) | 0 | 369.6 | OPEN | node_8104303_200856654 | node_8104303_311923541 | AN | 8104303
und_line_8104303_312001493 |  | und_1P_2ALURD_2AL(N) | 0 | 264 | OPEN | node_8104303_312001419 | node_8104303_312001493 | AN | 8104303
und_line_8104303_312152797 |  | und_1P_2ALURD_2AL(N) | 0 | 316.8 | OPEN | node_8104303_200856579 | node_8104303_312152797 | AN | 8104303
und_line_TAP_UG_59201 |  | und_TAPWIRE_UG | 0 | 52.800000000000004 | OPEN | node_8104303_200847036 | node_1380517_731_15309377_692 | ABCN | 8104303
und_line_TAP_UG_59202 |  | und_TAPWIRE_UG | 0 | 52.800000000000004 | OPEN | node_8104303_200847038 | node_1380492_1_15309685_381 | AN | 8104303
und_line_TAP_UG_59203 |  | und_TAPWIRE_UG | 0 | 52.800000000000004 | OPEN | node_8104303_200847039 | node_1380650_37_15309599_387 | AN | 8104303
und_line_TAP_UG_59204 |  | und_TAPWIRE_UG | 0 | 52.800000000000004 | OPEN | node_8104303_200847041 | node_1380865_448_15309419_862 | ABCN | 8104303
und_line_TAP_UG_59447 |  | und_TAPWIRE_UG | 0 | 52.800000000000004 | OPEN | node_8104303_200856475 | node_1376991_019_15305740_554 | AN | 8104303
und_line_TAP_UG_59448 |  | und_TAPWIRE_UG | 0 | 52.800000000000004 | OPEN | node_8104303_200856476 | node_1377188_282_15306212_442 | AN | 8104303
und_line_TAP_UG_59450 |  | und_TAPWIRE_UG | 0 | 52.800000000000004 | OPEN | node_8104303_200856483 | node_1376946_39_15306679_352 | AN | 8104303
und_line_TAP_UG_59452 |  | und_TAPWIRE_UG | 0 | 52.800000000000004 | OPEN | node_8104303_200856501 | node_1379577_464_15309007_142 | AN | 8104303
und_line_TAP_UG_59453 |  | und_TAPWIRE_UG | 0 | 52.800000000000004 | OPEN | node_8104303_200856504 | node_1379724_901_15309349_209 | AN | 8104303
und_line_TAP_UG_59454 |  | und_TAPWIRE_UG | 0 | 52.800000000000004 | OPEN | node_8104303_200856508 | node_1379731_451_15309539_118 | AN | 8104303
und_line_TAP_UG_59455 |  | und_TAPWIRE_UG | 0 | 52.800000000000004 | OPEN | node_8104303_200856511 | node_1379500_461_15309663_783 | AN | 8104303
und_line_TAP_UG_59456 |  | und_TAPWIRE_UG | 0 | 52.800000000000004 | OPEN | node_8104303_200856514 | node_1379370_721_15309405_789 | AN | 8104303
und_line_TAP_UG_59461 |  | und_TAPWIRE_UG | 0 | 52.800000000000004 | OPEN | node_8104303_200856538 | node_1377217_093_15307666_687 | AN | 8104303
und_line_TAP_UG_59462 |  | und_TAPWIRE_UG | 0 | 52.800000000000004 | OPEN | node_8104303_200856540 | node_1376559_836_15307502_706 | AN | 8104303
und_line_TAP_UG_59463 |  | und_TAPWIRE_UG | 0 | 52.800000000000004 | OPEN | node_8104303_200856542 | node_1376692_002_15307162_867 | AN | 8104303
und_line_TAP_UG_59464 |  | und_TAPWIRE_UG | 0 | 52.800000000000004 | OPEN | node_8104303_200856545 | node_1376820_041_15307936_871 | AN | 8104303
und_line_TAP_UG_59465 |  | und_TAPWIRE_UG | 0 | 52.800000000000004 | OPEN | node_8104303_200856546 | node_1377275_442_15307883_051 | ABN | 8104303
und_line_TAP_UG_59466 |  | und_TAPWIRE_UG | 0 | 0 | OPEN | node_8104303_200856547 | node_1376962_419_15307808_072 | ABN | 8104303
und_line_TAP_UG_59467 |  | und_TAPWIRE_UG | 0 | 52.800000000000004 | OPEN | node_8104303_200856548 | node_1376834_206_15307708_508 | AN | 8104303
und_line_TAP_UG_59468 |  | und_TAPWIRE_UG | 0 | 52.800000000000004 | OPEN | node_8104303_200856550 | node_1376802_608_15307605_853 | AN | 8104303
und_line_TAP_UG_59469 |  | und_TAPWIRE_UG | 0 | 52.800000000000004 | OPEN | node_8104303_200856551 | node_1376931_413_15307425_366 | AN | 8104303
und_line_TAP_UG_59470 |  | und_TAPWIRE_UG | 0 | 52.800000000000004 | OPEN | node_8104303_200856554 | node_1378991_966_15309626_604 | ABCN | 8104303
und_line_TAP_UG_59471 |  | und_TAPWIRE_UG | 0 | 52.800000000000004 | OPEN | node_8104303_200856565 | node_1378475_759_15309505_178 | AN | 8104303
und_line_TAP_UG_59472 |  | und_TAPWIRE_UG | 0 | 52.800000000000004 | OPEN | node_8104303_200856567 | node_1378321_881_15309566_256 | AN | 8104303
und_line_TAP_UG_59473 |  | und_TAPWIRE_UG | 0 | 0 | OPEN | node_8104303_200856572 | node_1378018_742_15309497_237 | AN | 8104303
und_line_TAP_UG_59474 |  | und_TAPWIRE_UG | 0 | 52.800000000000004 | OPEN | node_8104303_200856575 | node_1377727_795_15309532_043 | AN | 8104303
und_line_TAP_UG_59475 |  | und_TAPWIRE_UG | 0 | 0 | OPEN | node_8104303_200856579 | node_1377660_417_15309461_272 | AN | 8104303
und_line_TAP_UG_59476 |  | und_TAPWIRE_UG | 0 | 52.800000000000004 | OPEN | node_8104303_200856581 | node_1377764_749_15309776_292 | AN | 8104303
und_line_TAP_UG_59477 |  | und_TAPWIRE_UG | 0 | 52.800000000000004 | OPEN | node_8104303_200856588 | node_1378795_81_15309659_227 | AN | 8104303
und_line_TAP_UG_59478 |  | und_TAPWIRE_UG | 0 | 52.800000000000004 | OPEN | node_8104303_200856594 | node_1378488_187_15309867_671 | AN | 8104303
und_line_TAP_UG_59491 |  | und_TAPWIRE_UG | 0 | 0 | OPEN | node_8104303_200856648 | node_1378513_806_15309270_334 | AN | 8104303
und_line_TAP_UG_59492 |  | und_TAPWIRE_UG | 0 | 52.800000000000004 | OPEN | node_8104303_200856654 | node_1378269_497_15308869_89 | AN | 8104303
und_line_TAP_UG_59493 |  | und_TAPWIRE_UG | 0 | 52.800000000000004 | OPEN | node_8104303_200856663 | node_1377988_642_15308465_629 | AN | 8104303
und_line_TAP_UG_59494 |  | und_TAPWIRE_UG | 0 | 52.800000000000004 | OPEN | node_8104303_200856680 | node_1379430_413_15308409_803 | AN | 8104303
und_line_TAP_UG_59495 |  | und_TAPWIRE_UG | 0 | 52.800000000000004 | OPEN | node_8104303_200856686 | node_1379558_922_15308782_761 | AN | 8104303
und_line_TAP_UG_59496 |  | und_TAPWIRE_UG | 0 | 52.800000000000004 | OPEN | node_8104303_200856696 | node_1377755_283_15308756_745 | AN | 8104303
und_line_TAP_UG_62812 |  | und_TAPWIRE_UG | 0 | 52.800000000000004 | OPEN | node_8104303_200982624 | node_1378330_587_15312079_206 | ABCN | 8104303
und_line_TAP_UG_65321 |  | und_TAPWIRE_UG | 0 | 52.800000000000004 | OPEN | node_8104303_201027232 | node_1376549_296_15307278_491 | AN | 8104303
und_line_TAP_UG_65331 |  | und_TAPWIRE_UG | 0 | 52.800000000000004 | OPEN | node_8104303_201027256 | node_1376541_633_15307857_545 | AN | 8104303
und_line_TAP_UG_65351 |  | und_TAPWIRE_UG | 0 | 52.800000000000004 | OPEN | node_8104303_201027348 | node_1376948_822_15307281_819 | AN | 8104303
und_line_TAP_UG_69408 |  | und_TAPWIRE_UG | 0 | 52.800000000000004 | OPEN | node_8104303_201062804 | node_1376830_908_15308566_121 | ABCN | 8104303
und_line_TAP_UG_1026294 |  | und_TAPWIRE_UG | 0 | 52.800000000000004 | OPEN | node_8104303_310056259 | node_1377818_297_15305975_939 | ABCN | 8104303
und_line_TAP_UG_1026295 |  | und_TAPWIRE_UG | 0 | 52.800000000000004 | OPEN | node_8104303_310056261 | node_1377845_985_15305743_295 | ABCN | 8104303
und_line_TAP_UG_1847233 |  | und_TAPWIRE_UG | 0 | 52.800000000000004 | OPEN | node_8104303_312001493 | node_1378189_011_15310044_311 | AN | 8104303