## Feeder
Name | Description | Comments
8104304

## Node
Name | GroupId | Latitude | Longitude | BusType | NominalVoltage | ConsistentPath | DistToSlack | Phases | Feeder | Comments
node_1370711_584_15300609_039 |  | 42.121165114325386 | -75.99696537909276 | PQ | 7199.558 | False | -1 | ABCN | 8104304
node_1370856_031_15301647_676 |  | 42.124009947771285 | -75.99641582336592 | PQ | 2771.281 | False | -1 | ABCN | 8104304
node_1370961_133_15300881_025 |  | 42.12191008573466 | -75.9960159576297 | PQ | 7199.558 | False | -1 | ABCN | 8104304
node_1371005_466_15301550_059 |  | 42.12374257417831 | -75.99584729054739 | PQ | 2771.281 | False | -1 | ABCN | 8104304
node_1371083_57_15299925_163 |  | 42.11929197354796 | -75.99555014003207 | PQ | 7199.558 | False | -1 | AN | 8104304
node_1371092_191_15300308_225 |  | 42.12034118283807 | -75.9955173410129 | PQ | 7199.558 | False | -1 | ABCN | 8104304
node_1371161_194_15300616_13 |  | 42.12118453662015 | -75.99525481570038 | PQ | 7199.558 | False | -1 | ABCN | 8104304
node_1371201_348_15300381_316 |  | 42.120541379558766 | -75.99510204782942 | PQ | 7199.558 | False | -1 | AN | 8104304
node_1371205_564_15301068_041 |  | 42.122422323765576 | -75.99508600784975 | PQ | 7199.558 | False | -1 | AN | 8104304
node_1371285_374_15301690_339 |  | 42.12412680200361 | -75.99478236677338 | PQ | 2771.281 | False | -1 | ABCN | 8104304
node_1371303_251_15301702_015 |  | 42.124158782642965 | -75.99471435284627 | PQ | 2771.281 | False | -1 | ABCN | 8104304
node_1371352_202_15300133_901 |  | 42.11986370827706 | -75.99452811635548 | PQ | 7199.558 | False | -1 | ABCN | 8104304
node_1371444_958_15300203_955 |  | 42.120055586635154 | -75.99417522158441 | PQ | 7199.558 | False | -1 | ABCN | 8104304
node_1371541_145_15300470_54 |  | 42.12078576467057 | -75.99380927340482 | PQ | 7199.558 | False | -1 | AN | 8104304
node_1371594_399_15300862_249 |  | 42.12185865814949 | -75.99360666593859 | PQ | 7199.558 | False | -1 | AN | 8104304
node_1371611_941_15300385_945 |  | 42.120554058419636 | -75.99353992653548 | PQ | 7199.558 | False | -1 | ABCN | 8104304
node_1371616_057_15300403_55 |  | 42.120602278628255 | -75.99352426701073 | PQ | 7199.558 | False | -1 | ABCN | 8104304
node_1371633_082_15300417_352 |  | 42.120640082395326 | -75.99345949455959 | PQ | 7199.558 | False | -1 | ABCN | 8104304
node_1371785_953_15300411_166 |  | 42.1206231389014 | -75.99287788930981 | PQ | 7199.558 | False | -1 | ABCN | 8104304
node_1372867_983_15300479_041 |  | 42.12080904896443 | -75.98876125287498 | PQ | 7199.558 | False | -1 | ABCN | 8104304
node_1372871_348_15300483_807 |  | 42.120822103069194 | -75.98874845056673 | PQ | 7199.558 | False | -1 | ABCN | 8104304
node_1372872_91_15300490_096 |  | 42.12083932868078 | -75.98874250786078 | PQ | 7199.558 | False | -1 | ABCN | 8104304
node_1372912_185_15300413_406 |  | 42.120629274275856 | -75.98859308418864 | PQ | 7199.558 | False | -1 | ABCN | 8104304
node_1372925_667_15300406_815 |  | 42.120611221484324 | -75.98854179125551 | PQ | 7199.558 | False | -1 | ABCN | 8104304
node_1372935_279_15300396_081 |  | 42.12058182098905 | -75.98850522192804 | PQ | 7199.558 | False | -1 | ABCN | 8104304
node_1373280_861_15304498_063 |  | 42.131817176159394 | -75.98719043818599 | PQ | 7199.558 | False | -1 | ABCN | 8104304
node_1373287_634_15304818_091 |  | 42.132693734916714 | -75.98716466997385 | PQ | 7199.558 | False | -1 | ABCN | 8104304
node_1373386_308_15300312_228 |  | 42.1203521470809 | -75.98678925988025 | PQ | 7199.558 | False | -1 | ABCN | 8104304
node_1373401_481_15301039_228 |  | 42.122343404772636 | -75.98673153345435 | PQ | 7199.558 | False | -1 | AN | 8104304
node_1374176_15300468_577 |  | 42.12078038800091 | -75.98378483776675 | PQ | 7199.558 | False | -1 | ABCN | 8104304
node_1374180_717_15304093_101 |  | 42.13070798262795 | -75.98376689170789 | PQ | 7199.558 | False | -1 | ABCN | 8104304
node_1374303_982_15300662_12 |  | 42.12131050352694 | -75.98329792394347 | PQ | 7199.558 | False | -1 | ABCN | 8104304
node_1374312_68_15304003_708 |  | 42.13046313462406 | -75.98326483197401 | PQ | 7199.558 | False | -1 | ABCN | 8104304
node_1374318_044_15300667_931 |  | 42.12132641989345 | -75.98324442437179 | PQ | 7199.558 | False | -1 | ABCN | 8104304
node_1374422_463_15303687_527 |  | 42.12959711282456 | -75.9828471571427 | PQ | 7199.558 | False | -1 | AN | 8104304
node_1374425_294_15301743_021 |  | 42.124271098341595 | -75.98283638646375 | PQ | 7199.558 | False | -1 | AN | 8104304
node_1374440_701_15300895_156 |  | 42.12194879063485 | -75.9827777697733 | PQ | 7199.558 | False | -1 | ABCN | 8104304
node_1374481_017_15303366_939 |  | 42.128719020223635 | -75.98262438556539 | PQ | 7199.558 | False | -1 | AN | 8104304
node_1374487_589_15302511_402 |  | 42.126375698859384 | -75.98259938206765 | PQ | 7199.558 | False | -1 | AN | 8104304
node_1374505_091_15301278_332 |  | 42.1229983121717 | -75.98253279484652 | PQ | 7199.558 | False | -1 | ABCN | 8104304
node_1374524_623_15301273_951 |  | 42.12298631258443 | -75.98245848439039 | PQ | 7199.558 | False | -1 | ABCN | 8104304
node_1374542_611_15301262_922 |  | 42.122956104082256 | -75.98239004815832 | PQ | 7199.558 | False | -1 | ABCN | 8104304
node_1374543_704_15300876_036 |  | 42.12189642083147 | -75.98238588978597 | PQ | 7199.558 | False | -1 | ABCN | 8104304
node_1374560_77_15300872_806 |  | 42.12188757384062 | -75.98232096134832 | PQ | 7199.558 | False | -1 | ABCN | 8104304
node_1374569_119_15302972_911 |  | 42.12763977498875 | -75.98228919716655 | PQ | 7199.558 | False | -1 | AN | 8104304
node_1374574_977_15300873_51 |  | 42.12188950210116 | -75.98226691011699 | PQ | 7199.558 | False | -1 | ABCN | 8104304
node_1374608_963_15300619_521 |  | 42.12119382459103 | -75.98213760870588 | PQ | 7199.558 | False | -1 | AN | 8104304
node_1374651_326_15304130_853 |  | 42.13081138559959 | -75.98197643658561 | PQ | 7199.558 | False | -1 | AN | 8104304
node_1374672_914_15304310_971 |  | 42.13130472996399 | -75.9818943039762 | PQ | 7199.558 | False | -1 | AN | 8104304
node_1374693_869_15303477_921 |  | 42.12902300063786 | -75.98181457964648 | PQ | 7199.558 | False | -1 | AN | 8104304
node_1374745_794_15301030_956 |  | 42.12232074771125 | -75.9816170284262 | PQ | 7199.558 | False | -1 | ABCN | 8104304
node_1374765_595_15301032_465 |  | 42.122324880871986 | -75.98154169454632 | PQ | 7199.558 | False | -1 | ABCN | 8104304
node_1374776_164_15301856_524 |  | 42.124581983791096 | -75.98150148426521 | PQ | 7199.558 | False | -1 | AN | 8104304
node_1374784_465_15301040_804 |  | 42.1223477214468 | -75.9814699027018 | PQ | 7199.558 | False | -1 | ABCN | 8104304
node_1374797_265_15302175_199 |  | 42.125454836672674 | -75.98142120447129 | PQ | 7199.558 | False | -1 | AN | 8104304
node_1374895_499_15302651_234 |  | 42.126758699609795 | -75.98104746837937 | PQ | 7199.558 | False | -1 | AN | 8104304
node_1374922_2_15301513_075 |  | 42.12364127476363 | -75.9809458831096 | PQ | 7199.558 | False | -1 | ABCN | 8104304
node_1374923_875_15303660_392 |  | 42.12952278988445 | -75.98093951048959 | PQ | 7199.558 | False | -1 | ABCN | 8104304
node_1374929_697_15301530_53 |  | 42.123689084121274 | -75.98091736040381 | PQ | 7199.558 | False | -1 | ABCN | 8104304
node_1374939_568_15301547_181 |  | 42.12373469131773 | -75.98087980569807 | PQ | 7199.558 | False | -1 | ABCN | 8104304
node_1374945_851_15302241_045 |  | 42.12563518929162 | -75.98085590171507 | PQ | 7199.558 | False | -1 | ABCN | 8104304
node_1374965_604_15302243_48 |  | 42.12564185877233 | -75.98078075045356 | PQ | 7199.558 | False | -1 | ABCN | 8104304
node_1374984_478_15302983_115 |  | 42.1276677238106 | -75.98070894339085 | PQ | 7199.558 | False | -1 | AN | 8104304
node_1374985_118_15302238_968 |  | 42.12562950037522 | -75.98070650847932 | PQ | 7199.558 | False | -1 | ABCN | 8104304
node_1375003_847_15304302_32 |  | 42.13128103481916 | -75.98063525307624 | PQ | 7199.558 | False | -1 | AN | 8104304
node_1375048_169_15301022_831 |  | 42.122298493283814 | -75.98046662784398 | PQ | 7199.558 | False | -1 | ABCN | 8104304
node_1375068_136_15301661_885 |  | 42.12404886631398 | -75.98039066240892 | PQ | 7199.558 | False | -1 | ABCN | 8104304
node_1375092_894_15304904_671 |  | 42.132930878095465 | -75.98029646937837 | PQ | 7199.558 | False | -1 | AN | 8104304
node_1375198_639_15303279_534 |  | 42.12847961736456 | -75.97989415731696 | PQ | 7199.558 | False | -1 | ABCN | 8104304
node_1375229_821_15302751_643 |  | 42.127033720508784 | -75.97977552386197 | PQ | 7199.558 | False | -1 | ABCN | 8104304
node_1375230_825_15301837_376 |  | 42.12452953729552 | -75.97977170409452 | PQ | 7199.558 | False | -1 | ABCN | 8104304
node_1375233_409_15302096_942 |  | 42.12524049024464 | -75.97976187313922 | PQ | 7199.558 | False | -1 | ABCN | 8104304
node_1375234_528_15301847_482 |  | 42.12455721769474 | -75.97975761584861 | PQ | 7199.558 | False | -1 | ABCN | 8104304
node_1375236_279_15302651_485 |  | 42.126759387100414 | -75.97975095408286 | PQ | 7199.558 | False | -1 | ABCN | 8104304
node_1375239_503_15301731_087 |  | 42.124238411038576 | -75.97973868821605 | PQ | 7199.558 | False | -1 | ABCN | 8104304
node_1375240_388_15301855_556 |  | 42.124579332432845 | -75.97973532118995 | PQ | 7199.558 | False | -1 | ABCN | 8104304
node_1375241_182_15301757_635 |  | 42.12431112618191 | -75.97973230037783 | PQ | 7199.558 | False | -1 | ABCN | 8104304
node_1375242_995_15301704_908 |  | 42.12416670658863 | -75.97972540273003 | PQ | 7199.558 | False | -1 | ABCN | 8104304
node_1375258_954_15302222_143 |  | 42.12558341659163 | -75.97966468592841 | PQ | 7199.558 | False | -1 | ABCN | 8104304
node_1375262_469_15302091_846 |  | 42.12522653226776 | -75.97965131293776 | PQ | 7199.558 | False | -1 | ABCN | 8104304
node_1375289_586_15301632_259 |  | 42.12396772050879 | -75.9795481449755 | PQ | 7199.558 | False | -1 | ABCN | 8104304
node_1375315_13_15301107_097 |  | 42.12252929840162 | -75.97945096156923 | PQ | 7199.558 | False | -1 | ABCN | 8104304
node_1375349_26_15304312_179 |  | 42.131308038683784 | -75.97932111230301 | PQ | 7199.558 | False | -1 | AN | 8104304
node_1375362_455_15304690_316 |  | 42.132343758367114 | -75.97927091127553 | PQ | 7199.558 | False | -1 | ABCN | 8104304
node_1375367_268_15304012_741 |  | 42.13048787606935 | -75.97925259997996 | PQ | 7199.558 | False | -1 | ABCN | 8104304
node_1375430_102_15302041_689 |  | 42.12508915192107 | -75.9790135449318 | PQ | 7199.558 | False | -1 | ABCN | 8104304
node_1375436_577_15302041_445 |  | 42.12508848360349 | -75.97898891047535 | PQ | 7199.558 | False | -1 | ABCN | 8104304
node_1375441_488_15305030_57 |  | 42.13327571626896 | -75.97897022633394 | PQ | 7199.558 | False | -1 | ABCN | 8104304
node_1375462_225_15303134_612 |  | 42.1280826750713 | -75.97889133139596 | PQ | 7199.558 | False | -1 | AN | 8104304
node_1375468_127_15303811_391 |  | 42.129936377119925 | -75.97886887694624 | PQ | 7199.558 | False | -1 | AN | 8104304
node_1375505_939_15302182_861 |  | 42.125475822940125 | -75.97872501932964 | PQ | 7199.558 | False | -1 | ABCN | 8104304
node_1375510_1_15303456_106 |  | 42.12896324921208 | -75.97870918860018 | PQ | 7199.558 | False | -1 | AN | 8104304
node_1375514_049_15305545_495 |  | 42.134686099167055 | -75.97869416443515 | PQ | 7199.558 | False | -1 | ABCN | 8104304
node_1375519_173_15305930_974 |  | 42.13574192863576 | -75.97867466992476 | PQ | 7199.558 | False | -1 | ABCN | 8104304
node_1375536_981_15305795_533 |  | 42.13537095486269 | -75.97860691851155 | PQ | 7199.558 | False | -1 | ABCN | 8104304
node_1375616_998_15301825_44 |  | 42.12449684451449 | -75.97830248989348 | PQ | 7199.558 | False | -1 | ABCN | 8104304
node_1375655_686_15301469_519 |  | 42.12352197459854 | -75.97815529949175 | PQ | 7199.558 | False | -1 | ABCN | 8104304
node_1375725_342_15301005_368 |  | 42.12225066201412 | -75.97789028980856 | PQ | 7199.558 | False | -1 | ABN | 8104304
node_1375746_366_15304827_98 |  | 42.13272082095153 | -75.97781030296493 | PQ | 7199.558 | False | -1 | ABCN | 8104304
node_1375778_013_15302148_675 |  | 42.12538218726551 | -75.97768990039452 | PQ | 7199.558 | False | -1 | ABCN | 8104304
node_1375783_356_15304940_352 |  | 42.13302860858473 | -75.97766957268783 | PQ | 7199.558 | False | -1 | ABCN | 8104304
node_1375797_365_15302154_631 |  | 42.12539850078794 | -75.97761627475727 | PQ | 7199.558 | False | -1 | ABCN | 8104304
node_1375799_112_15305155_749 |  | 42.133618582357805 | -75.9776096282097 | PQ | 7199.558 | False | -1 | ABCN | 8104304
node_1375817_171_15302153_667 |  | 42.12539586038572 | -75.97754092185464 | PQ | 7199.558 | False | -1 | ABCN | 8104304
node_1375831_369_15304073_253 |  | 42.130653618827864 | -75.97748690486426 | PQ | 7199.558 | False | -1 | ABCN | 8104304
node_1375878_453_15301872_526 |  | 42.12462581337236 | -75.97730777146694 | PQ | 7199.558 | False | -1 | ABCN | 8104304
node_1375884_434_15303726_105 |  | 42.12970277821553 | -75.97728501645783 | PQ | 7199.558 | False | -1 | ABCN | 8104304
node_1375984_694_15301318_208 |  | 42.12310753279304 | -75.9769035723491 | PQ | 7199.558 | False | -1 | ABCN | 8104304
node_1375989_594_15301984_98 |  | 42.12493382560409 | -75.97688493005774 | PQ | 7199.558 | False | -1 | ABCN | 8104304
node_1376087_954_15303144_27 |  | 42.12810912839563 | -75.9765107145926 | PQ | 7199.558 | False | -1 | ABCN | 8104304
node_1376114_124_15302609_118 |  | 42.126643343614 | -75.9764111495385 | PQ | 7199.558 | False | -1 | ABCN | 8104304
node_8104304_200848767 |  | 42.121204925784184 | -75.98333274698284 | PQ | 7199.558 | False | -1 | ABCN | 8104304
node_8104304_200848769 |  | 42.12086643936666 | -75.98386551703834 | PQ | 7199.558 | False | -1 | ABCN | 8104304
node_8104304_200848770 |  | 42.120715405072794 | -75.98446873593247 | PQ | 7199.558 | False | -1 | ABCN | 8104304
node_8104304_200848771 |  | 42.120405683701044 | -75.98496328929065 | PQ | 7199.558 | False | -1 | ABCN | 8104304
node_8104304_200848772 |  | 42.120324124305874 | -75.985640632218 | PQ | 7199.558 | False | -1 | ABCN | 8104304
node_8104304_200850121 |  | 42.12033044045476 | -75.99365318035782 | PQ | 7199.558 | False | -1 | AN | 8104304
node_8104304_200850123 |  | 42.12078521413028 | -75.99369452819917 | PQ | 7199.558 | False | -1 | AN | 8104304
node_8104304_200850125 |  | 42.12118496116615 | -75.9937262809673 | PQ | 7199.558 | False | -1 | AN | 8104304
node_8104304_200850126 |  | 42.1215954396293 | -75.99372352647363 | PQ | 7199.558 | False | -1 | AN | 8104304
node_8104304_200850128 |  | 42.121839049602286 | -75.99375432429987 | PQ | 7199.558 | False | -1 | AN | 8104304
node_8104304_200850947 |  | 42.135941451560875 | -75.98422260822724 | PQ | 7199.558 | False | -1 | ABCN | 8104304
node_8104304_200850948 |  | 42.135934064460464 | -75.98414642973742 | PQ | 7199.558 | False | -1 | ABCN | 8104304
node_8104304_200850949 |  | 42.13463552067388 | -75.98759998269553 | PQ | 7199.558 | False | -1 | ABCN | 8104304
node_8104304_200850950 |  | 42.133966688166005 | -75.98748059974433 | PQ | 7199.558 | False | -1 | ABCN | 8104304
node_8104304_200850951 |  | 42.133342156348505 | -75.98742988890726 | PQ | 7199.558 | False | -1 | ABCN | 8104304
node_8104304_200850952 |  | 42.13270784353896 | -75.9872886982797 | PQ | 7199.558 | False | -1 | ABCN | 8104304
node_8104304_200850954 |  | 42.13226022414829 | -75.98717432591987 | PQ | 7199.558 | False | -1 | ABCN | 8104304
node_8104304_200850955 |  | 42.13180957267748 | -75.98706017041935 | PQ | 7199.558 | False | -1 | ABCN | 8104304
node_8104304_200850959 |  | 42.13137903099206 | -75.98652041901596 | PQ | 7199.558 | False | -1 | ABCN | 8104304
node_8104304_200850962 |  | 42.131255425108826 | -75.9862973963384 | PQ | 7199.558 | False | -1 | ABCN | 8104304
node_8104304_200850963 |  | 42.13122905669369 | -75.98544534089997 | PQ | 7199.558 | False | -1 | ABCN | 8104304
node_8104304_200850964 |  | 42.131218500562824 | -75.98459422518522 | PQ | 7199.558 | False | -1 | ABCN | 8104304
node_8104304_200850965 |  | 42.13558288000902 | -75.9837429344612 | PQ | 7199.558 | False | -1 | ABCN | 8104304
node_8104304_200850966 |  | 42.13548832128922 | -75.98384391480764 | PQ | 7199.558 | False | -1 | ABCN | 8104304
node_8104304_200850967 |  | 42.13546536019812 | -75.98427446042909 | PQ | 7199.558 | False | -1 | ABCN | 8104304
node_8104304_200850968 |  | 42.13542429975237 | -75.98484319488874 | PQ | 7199.558 | False | -1 | ABCN | 8104304
node_8104304_200850969 |  | 42.13539377626446 | -75.98521588092505 | PQ | 7199.558 | False | -1 | ABCN | 8104304
node_8104304_200850970 |  | 42.135338527765285 | -75.98602553466199 | PQ | 7199.558 | False | -1 | ABCN | 8104304
node_8104304_200850971 |  | 42.13527622906349 | -75.98687229797238 | PQ | 7199.558 | False | -1 | ABCN | 8104304
node_8104304_200850972 |  | 42.13522994807145 | -75.98767093373466 | PQ | 7199.558 | False | -1 | ABCN | 8104304
node_8104304_200851671 |  | 42.12037861683927 | -75.99508871668881 | PQ | 7199.558 | False | -1 | AN | 8104304
node_8104304_200851678 |  | 42.122506008629756 | -75.99517420491067 | PQ | 7199.558 | False | -1 | AN | 8104304
node_8104304_200851682 |  | 42.12390783487169 | -75.99463280613745 | PQ | 2771.281 | False | -1 | ABCN | 8104304
node_8104304_200851686 |  | 42.12383662892091 | -75.99532431720624 | PQ | 2771.281 | False | -1 | ABCD | 8104304
node_8104304_200851687 |  | 42.12382261342489 | -75.99588022272577 | PQ | 2771.281 | False | -1 | ABCN | 8104304
node_8104304_200851690 |  | 42.122129860873486 | -75.99587506756153 | PQ | 7199.558 | False | -1 | ABCN | 8104304
node_8104304_200851691 |  | 42.12199667668469 | -75.99610377804024 | PQ | 7199.558 | False | -1 | ABCN | 8104304
node_8104304_200851692 |  | 42.12174676151884 | -75.99656073484266 | PQ | 7199.558 | False | -1 | ABCN | 8104304
node_8104304_200851693 |  | 42.12240330958278 | -75.99647587437143 | PQ | 2771.281 | False | -1 | ABCN | 8104304
node_8104304_200851694 |  | 42.12306291437791 | -75.99643321015604 | PQ | 2771.281 | False | -1 | ABCD | 8104304
node_8104304_200851695 |  | 42.123415586109864 | -75.99645156710622 | PQ | 2771.281 | False | -1 | ABCD | 8104304
node_8104304_200852732 |  | 42.129868438803854 | -75.98144565630938 | PQ | 7199.558 | False | -1 | ABCN | 8104304
node_8104304_200852733 |  | 42.13119159256342 | -75.98433411576147 | PQ | 7199.558 | False | -1 | ABCN | 8104304
node_8104304_200852752 |  | 42.119702109635305 | -75.99478592022238 | PQ | 7199.558 | False | -1 | ABCN | 8104304
node_8104304_200852753 |  | 42.11992389794388 | -75.99502433230171 | PQ | 7199.558 | False | -1 | ABCN | 8104304
node_8104304_200852754 |  | 42.12029592897344 | -75.99541569487035 | PQ | 7199.558 | False | -1 | ABCN | 8104304
node_8104304_200852755 |  | 42.120523058344595 | -75.99537227354965 | PQ | 7199.558 | False | -1 | ABCN | 8104304
node_8104304_200852756 |  | 42.12082221262945 | -75.99537826571473 | PQ | 7199.558 | False | -1 | ABCN | 8104304
node_8104304_200852757 |  | 42.121205700923014 | -75.99541011740112 | PQ | 7199.558 | False | -1 | ABCN | 8104304
node_8104304_200852758 |  | 42.12161565897494 | -75.99544630246913 | PQ | 7199.558 | False | -1 | ABCN | 8104304
node_8104304_200852759 |  | 42.12197494540748 | -75.99550919547293 | PQ | 7199.558 | False | -1 | ABCN | 8104304
node_8104304_200852760 |  | 42.122333270448756 | -75.99548323322878 | PQ | 7199.558 | False | -1 | ABCN | 8104304
node_8104304_200852768 |  | 42.12031525540298 | -75.98622603060339 | PQ | 7199.558 | False | -1 | ABCN | 8104304
node_8104304_200852770 |  | 42.120833363124724 | -75.9911207506254 | PQ | 7199.558 | False | -1 | ABCN | 8104304
node_8104304_200852809 |  | 42.12071585700886 | -75.99206076343813 | PQ | 7199.558 | False | -1 | ABCN | 8104304
node_8104304_200852832 |  | 42.12061506978839 | -75.99293661252761 | PQ | 7199.558 | False | -1 | ABCN | 8104304
node_8104304_200852833 |  | 42.12039227352545 | -75.993366728235 | PQ | 7199.558 | False | -1 | ABCN | 8104304
node_8104304_200852834 |  | 42.12017540721147 | -75.99373894250722 | PQ | 7199.558 | False | -1 | ABCN | 8104304
node_8104304_200852836 |  | 42.11997081986343 | -75.99410239109794 | PQ | 7199.558 | False | -1 | ABCN | 8104304
node_8104304_200852837 |  | 42.11977796094103 | -75.99446426460527 | PQ | 7199.558 | False | -1 | ABCN | 8104304
node_8104304_200852838 |  | 42.11963850442744 | -75.99474351091179 | PQ | 7199.558 | False | -1 | ABCN | 8104304
node_8104304_200852839 |  | 42.11938223476663 | -75.99519129875048 | PQ | 7199.558 | False | -1 | AN | 8104304
node_8104304_200852840 |  | 42.11923314790636 | -75.99549401912594 | PQ | 7199.558 | False | -1 | AN | 8104304
node_8104304_200852842 |  | 42.12043511706439 | -75.98677450203368 | PQ | 7199.558 | False | -1 | ABCN | 8104304
node_8104304_200852845 |  | 42.12053486346241 | -75.98735017979573 | PQ | 7199.558 | False | -1 | ABCN | 8104304
node_8104304_200852847 |  | 42.12060589411677 | -75.98792586897142 | PQ | 7199.558 | False | -1 | ABCN | 8104304
node_8104304_200852848 |  | 42.12066446229177 | -75.98843920158475 | PQ | 7199.558 | False | -1 | ABCN | 8104304
node_8104304_200852859 |  | 42.12071749493472 | -75.98891276524468 | PQ | 7199.558 | False | -1 | ABCN | 8104304
node_8104304_200852860 |  | 42.1208429852544 | -75.98879822548469 | PQ | 7199.558 | False | -1 | ABCN | 8104304
node_8104304_200852877 |  | 42.120775906986346 | -75.98945208292945 | PQ | 7199.558 | False | -1 | ABCN | 8104304
node_8104304_200852900 |  | 42.12082171139127 | -75.98998494048958 | PQ | 7199.558 | False | -1 | ABCN | 8104304
node_8104304_200852919 |  | 42.120828572602434 | -75.99059198676026 | PQ | 7199.558 | False | -1 | ABCN | 8104304
node_8104304_200856521 |  | 42.12607342210717 | -75.97603558726294 | PQ | 7199.558 | False | -1 | ABCN | 8104304
node_8104304_200856522 |  | 42.12571007372806 | -75.97656172598907 | PQ | 7199.558 | False | -1 | ABCN | 8104304
node_8104304_200856523 |  | 42.12612160396969 | -75.97719584923684 | PQ | 7199.558 | False | -1 | ABCN | 8104304
node_8104304_200856524 |  | 42.12677066632899 | -75.97768108525389 | PQ | 7199.558 | False | -1 | ABCN | 8104304
node_8104304_200856525 |  | 42.12744945512533 | -75.97784980940443 | PQ | 7199.558 | False | -1 | ABCN | 8104304
node_8104304_200856526 |  | 42.12965939509231 | -75.9779614196615 | PQ | 7199.558 | False | -1 | ABCN | 8104304
node_8104304_200856527 |  | 42.12671511653911 | -75.97657487070677 | PQ | 7199.558 | False | -1 | ABCN | 8104304
node_8104304_200856532 |  | 42.12803670084797 | -75.97667148723521 | PQ | 7199.558 | False | -1 | ABCN | 8104304
node_8104304_200856533 |  | 42.12969408734805 | -75.97740188079742 | PQ | 7199.558 | False | -1 | ABCN | 8104304
node_8104304_200856636 |  | 42.1296938545325 | -75.98291653690299 | PQ | 7199.558 | False | -1 | AN | 8104304
node_8104304_200857180 |  | 42.12672084106259 | -75.97910922173658 | PQ | 7199.558 | False | -1 | AN | 8104304
node_8104304_200858463 |  | 42.12490126155637 | -75.97699770450687 | PQ | 7199.558 | False | -1 | ABCN | 8104304
node_8104304_200858464 |  | 42.125116758367106 | -75.9775811815949 | PQ | 7199.558 | False | -1 | ABCN | 8104304
node_8104304_200858466 |  | 42.12508536387514 | -75.97822913437922 | PQ | 7199.558 | False | -1 | ABCN | 8104304
node_8104304_200858467 |  | 42.12508041722948 | -75.97872772055962 | PQ | 7199.558 | False | -1 | ABCN | 8104304
node_8104304_200858469 |  | 42.12503776816 | -75.97882159400804 | PQ | 7199.558 | False | -1 | ABCN | 8104304
node_8104304_200858470 |  | 42.12502359927961 | -75.9789994719041 | PQ | 7199.558 | False | -1 | ABCN | 8104304
node_8104304_200858471 |  | 42.12448590218371 | -75.97969820020283 | PQ | 7199.558 | False | -1 | ABCN | 8104304
node_8104304_200858472 |  | 42.12430283247037 | -75.97993742645569 | PQ | 7199.558 | False | -1 | ABCN | 8104304
node_8104304_200858474 |  | 42.12398752352545 | -75.98030652099752 | PQ | 7199.558 | False | -1 | ABCN | 8104304
node_8104304_200858475 |  | 42.123616610010515 | -75.98075271473007 | PQ | 7199.558 | False | -1 | ABCN | 8104304
node_8104304_200858478 |  | 42.12287946668168 | -75.98162649414476 | PQ | 7199.558 | False | -1 | ABCN | 8104304
node_8104304_200858479 |  | 42.1226370043524 | -75.9819246186247 | PQ | 7199.558 | False | -1 | ABCN | 8104304
node_8104304_200858480 |  | 42.12271909237582 | -75.98254470689025 | PQ | 7199.558 | False | -1 | ABCN | 8104304
node_8104304_200858481 |  | 42.122795266884296 | -75.98300307137589 | PQ | 7199.558 | False | -1 | ABCN | 8104304
node_8104304_200858483 |  | 42.12259936492571 | -75.98159363805736 | PQ | 7199.558 | False | -1 | ABCN | 8104304
node_8104304_200858484 |  | 42.122322295249894 | -75.98230725355734 | PQ | 7199.558 | False | -1 | ABCN | 8104304
node_8104304_200858485 |  | 42.12222792552154 | -75.98214468897204 | PQ | 7199.558 | False | -1 | ABCN | 8104304
node_8104304_200858486 |  | 42.12199844334385 | -75.98267608178071 | PQ | 7199.558 | False | -1 | ABCN | 8104304
node_8104304_200858489 |  | 42.12204242357047 | -75.98230568608305 | PQ | 7199.558 | False | -1 | ABCN | 8104304
node_8104304_200858490 |  | 42.12201257113913 | -75.98200283635292 | PQ | 7199.558 | False | -1 | ABCN | 8104304
node_8104304_200858491 |  | 42.12150797493622 | -75.98283996274004 | PQ | 7199.558 | False | -1 | ABCN | 8104304
node_8104304_200858492 |  | 42.120888318550215 | -75.98292835002843 | PQ | 7199.558 | False | -1 | ABCN | 8104304
node_8104304_200858493 |  | 42.12084376313223 | -75.9822697445062 | PQ | 7199.558 | False | -1 | ABCN | 8104304
node_8104304_200858494 |  | 42.12111740357197 | -75.98219080010907 | PQ | 7199.558 | False | -1 | AN | 8104304
node_8104304_200859131 |  | 42.13137092627196 | -75.98180565417393 | PQ | 7199.558 | False | -1 | AN | 8104304
node_8104304_200859132 |  | 42.13108899759869 | -75.98181803037266 | PQ | 7199.558 | False | -1 | AN | 8104304
node_8104304_200859133 |  | 42.13076507995649 | -75.98186463229653 | PQ | 7199.558 | False | -1 | AN | 8104304
node_8104304_200859146 |  | 42.12536856618641 | -75.98020811633093 | PQ | 7199.558 | False | -1 | ABCN | 8104304
node_8104304_200859147 |  | 42.12537038214769 | -75.98080583384683 | PQ | 7199.558 | False | -1 | ABCN | 8104304
node_8104304_200859148 |  | 42.125361598153994 | -75.98142519924801 | PQ | 7199.558 | False | -1 | AN | 8104304
node_8104304_200859149 |  | 42.125372948596734 | -75.98178748364666 | PQ | 7199.558 | False | -1 | AN | 8104304
node_8104304_200859150 |  | 42.12535422474862 | -75.98217479817488 | PQ | 7199.558 | False | -1 | AN | 8104304
node_8104304_200859151 |  | 42.12535241700436 | -75.98275130532866 | PQ | 7199.558 | False | -1 | AN | 8104304
node_8104304_200859152 |  | 42.125283569338144 | -75.98138684558693 | PQ | 7199.558 | False | -1 | AN | 8104304
node_8104304_200859153 |  | 42.12485670613838 | -75.98138658307303 | PQ | 7199.558 | False | -1 | AN | 8104304
node_8104304_200859154 |  | 42.12458177836561 | -75.98138921582112 | PQ | 7199.558 | False | -1 | AN | 8104304
node_8104304_200859155 |  | 42.12435384646557 | -75.98138430414802 | PQ | 7199.558 | False | -1 | AN | 8104304
node_8104304_200859164 |  | 42.128635450397724 | -75.98178963321699 | PQ | 7199.558 | False | -1 | AN | 8104304
node_8104304_200859165 |  | 42.12861543099956 | -75.98223354041545 | PQ | 7199.558 | False | -1 | AN | 8104304
node_8104304_200859166 |  | 42.12861979697585 | -75.98265108589209 | PQ | 7199.558 | False | -1 | AN | 8104304
node_8104304_200859276 |  | 42.12637700536546 | -75.9827393742622 | PQ | 7199.558 | False | -1 | AN | 8104304
node_8104304_200859277 |  | 42.126039444732115 | -75.9827444190945 | PQ | 7199.558 | False | -1 | AN | 8104304
node_8104304_200859278 |  | 42.124165939666824 | -75.98150822973105 | PQ | 7199.558 | False | -1 | AN | 8104304
node_8104304_200859279 |  | 42.1257583021537 | -75.98274289347026 | PQ | 7199.558 | False | -1 | AN | 8104304
node_8104304_200859280 |  | 42.125520331794995 | -75.98274151241887 | PQ | 7199.558 | False | -1 | AN | 8104304
node_8104304_200859281 |  | 42.12504087145431 | -75.98271849870041 | PQ | 7199.558 | False | -1 | AN | 8104304
node_8104304_200859284 |  | 42.124287565248395 | -75.98272094502558 | PQ | 7199.558 | False | -1 | AN | 8104304
node_8104304_200859285 |  | 42.12420842713493 | -75.98216640533921 | PQ | 7199.558 | False | -1 | AN | 8104304
node_8104304_200859286 |  | 42.12418100146331 | -75.9817713980124 | PQ | 7199.558 | False | -1 | AN | 8104304
node_8104304_200859459 |  | 42.12668798668018 | -75.97984918374017 | PQ | 7199.558 | False | -1 | AN | 8104304
node_8104304_200859460 |  | 42.12667303992197 | -75.98068449535731 | PQ | 7199.558 | False | -1 | AN | 8104304
node_8104304_200859461 |  | 42.12667567758518 | -75.98107441600177 | PQ | 7199.558 | False | -1 | AN | 8104304
node_8104304_200859609 |  | 42.13352826635901 | -75.97761544156097 | PQ | 7199.558 | False | -1 | ABCN | 8104304
node_8104304_200859610 |  | 42.1331043092451 | -75.97766450883277 | PQ | 7199.558 | False | -1 | ABCN | 8104304
node_8104304_200859611 |  | 42.132710379858935 | -75.97769085533639 | PQ | 7199.558 | False | -1 | ABCN | 8104304
node_8104304_200859612 |  | 42.132309898769336 | -75.97773848068401 | PQ | 7199.558 | False | -1 | ABCN | 8104304
node_8104304_200859613 |  | 42.13188494191807 | -75.97775708492989 | PQ | 7199.558 | False | -1 | ABCN | 8104304
node_8104304_200859614 |  | 42.1312543541573 | -75.97784859194867 | PQ | 7199.558 | False | -1 | ABCN | 8104304
node_8104304_200859658 |  | 42.12869609473962 | -75.98167238842247 | PQ | 7199.558 | False | -1 | AN | 8104304
node_8104304_200859660 |  | 42.12903322534895 | -75.98170485644584 | PQ | 7199.558 | False | -1 | AN | 8104304
node_8104304_200859661 |  | 42.129275936927826 | -75.98173124099496 | PQ | 7199.558 | False | -1 | AN | 8104304
node_8104304_200859662 |  | 42.129625395805206 | -75.98180475249575 | PQ | 7199.558 | False | -1 | AN | 8104304
node_8104304_200859663 |  | 42.130015339936975 | -75.98182035495226 | PQ | 7199.558 | False | -1 | ABCN | 8104304
node_8104304_200859664 |  | 42.12896515829957 | -75.97885630291093 | PQ | 7199.558 | False | -1 | AN | 8104304
node_8104304_200859666 |  | 42.12963149283357 | -75.97882192500383 | PQ | 7199.558 | False | -1 | AN | 8104304
node_8104304_200859667 |  | 42.129934388601235 | -75.9787519707566 | PQ | 7199.558 | False | -1 | AN | 8104304
node_8104304_200859671 |  | 42.1287325016134 | -75.97884122167767 | PQ | 7199.558 | False | -1 | AN | 8104304
node_8104304_200859672 |  | 42.12841957012608 | -75.9788113331387 | PQ | 7199.558 | False | -1 | AN | 8104304
node_8104304_200859673 |  | 42.12808122065887 | -75.97877810420546 | PQ | 7199.558 | False | -1 | AN | 8104304
node_8104304_200859675 |  | 42.127755706175904 | -75.97873010220746 | PQ | 7199.558 | False | -1 | AN | 8104304
node_8104304_200859676 |  | 42.12741492173196 | -75.9787075298167 | PQ | 7199.558 | False | -1 | AN | 8104304
node_8104304_200859677 |  | 42.1271067698109 | -75.97868518189435 | PQ | 7199.558 | False | -1 | AN | 8104304
node_8104304_200859678 |  | 42.126742443606496 | -75.97865580696953 | PQ | 7199.558 | False | -1 | AN | 8104304
node_8104304_200859681 |  | 42.12757954971485 | -75.9798148629013 | PQ | 7199.558 | False | -1 | AN | 8104304
node_8104304_200859682 |  | 42.127566175146335 | -75.9802269830907 | PQ | 7199.558 | False | -1 | AN | 8104304
node_8104304_200859683 |  | 42.127571357346554 | -75.98073979448078 | PQ | 7199.558 | False | -1 | AN | 8104304
node_8104304_200859684 |  | 42.12756678320577 | -75.98125585876049 | PQ | 7199.558 | False | -1 | AN | 8104304
node_8104304_200859685 |  | 42.1275945539922 | -75.98162211891311 | PQ | 7199.558 | False | -1 | AN | 8104304
node_8104304_200859686 |  | 42.127557421281715 | -75.9822784036603 | PQ | 7199.558 | False | -1 | AN | 8104304
node_8104304_200859690 |  | 42.124762900645365 | -75.97820295527576 | PQ | 7199.558 | False | -1 | ABCN | 8104304
node_8104304_200859692 |  | 42.12450689666817 | -75.97818274931466 | PQ | 7199.558 | False | -1 | ABCN | 8104304
node_8104304_200859693 |  | 42.124186383611 | -75.97814610770074 | PQ | 7199.558 | False | -1 | ABCN | 8104304
node_8104304_200859694 |  | 42.12384421596879 | -75.9781160289343 | PQ | 7199.558 | False | -1 | ABCN | 8104304
node_8104304_200859696 |  | 42.12294841843015 | -75.97806590019326 | PQ | 7199.558 | False | -1 | ABCN | 8104304
node_8104304_200859697 |  | 42.122586409425196 | -75.97802695302249 | PQ | 7199.558 | False | -1 | ABN | 8104304
node_8104304_200859698 |  | 42.122242828455654 | -75.97800803299903 | PQ | 7199.558 | False | -1 | ABN | 8104304
node_8104304_200859701 |  | 42.12927351838512 | -75.97886718011726 | PQ | 7199.558 | False | -1 | AN | 8104304
node_8104304_200859710 |  | 42.12253339047727 | -75.97933740338294 | PQ | 7199.558 | False | -1 | ABCN | 8104304
node_8104304_200859711 |  | 42.122903679498734 | -75.97936929311483 | PQ | 7199.558 | False | -1 | ABCN | 8104304
node_8104304_200859712 |  | 42.12320649309621 | -75.97938774898329 | PQ | 7199.558 | False | -1 | ABCN | 8104304
node_8104304_200859713 |  | 42.12354576013058 | -75.97940774569419 | PQ | 7199.558 | False | -1 | ABCN | 8104304
node_8104304_200859714 |  | 42.12395458971185 | -75.97944484385401 | PQ | 7199.558 | False | -1 | ABCN | 8104304
node_8104304_200859715 |  | 42.12425096938317 | -75.97946939461039 | PQ | 7199.558 | False | -1 | ABCN | 8104304
node_8104304_200859716 |  | 42.124729777840315 | -75.97950378012659 | PQ | 7199.558 | False | -1 | ABCN | 8104304
node_8104304_200859718 |  | 42.12499944124269 | -75.97951643405743 | PQ | 7199.558 | False | -1 | ABCN | 8104304
node_8104304_200859719 |  | 42.125339305380464 | -75.97952495624777 | PQ | 7199.558 | False | -1 | ABCN | 8104304
node_8104304_200859720 |  | 42.12559069139277 | -75.97954935101761 | PQ | 7199.558 | False | -1 | ABCN | 8104304
node_8104304_200859722 |  | 42.12632691167643 | -75.97960474525483 | PQ | 7199.558 | False | -1 | ABCN | 8104304
node_8104304_200859723 |  | 42.12667263728802 | -75.97965267496639 | PQ | 7199.558 | False | -1 | ABCN | 8104304
node_8104304_200859724 |  | 42.127016114175305 | -75.9796790899519 | PQ | 7199.558 | False | -1 | ABCN | 8104304
node_8104304_200859725 |  | 42.127336079431196 | -75.97970187920197 | PQ | 7199.558 | False | -1 | ABCN | 8104304
node_8104304_200859726 |  | 42.12758129720097 | -75.97972542175278 | PQ | 7199.558 | False | -1 | ABCN | 8104304
node_8104304_200859727 |  | 42.127824140252145 | -75.9797222031041 | PQ | 7199.558 | False | -1 | ABCN | 8104304
node_8104304_200859729 |  | 42.12814779768874 | -75.97976990834727 | PQ | 7199.558 | False | -1 | ABCN | 8104304
node_8104304_200859730 |  | 42.12848947230978 | -75.97977813378276 | PQ | 7199.558 | False | -1 | ABCN | 8104304
node_8104304_200859731 |  | 42.12884243163741 | -75.97981474496028 | PQ | 7199.558 | False | -1 | ABCN | 8104304
node_8104304_200859732 |  | 42.12917060569564 | -75.97983557106292 | PQ | 7199.558 | False | -1 | ABCN | 8104304
node_8104304_200859733 |  | 42.129525315248394 | -75.97965996828732 | PQ | 7199.558 | False | -1 | ABCN | 8104304
node_8104304_200859734 |  | 42.12992719323129 | -75.97945728473009 | PQ | 7199.558 | False | -1 | ABCN | 8104304
node_8104304_200859735 |  | 42.13050302825305 | -75.97935203187484 | PQ | 7199.558 | False | -1 | ABCN | 8104304
node_8104304_200859736 |  | 42.130855478125476 | -75.97928891440263 | PQ | 7199.558 | False | -1 | ABCN | 8104304
node_8104304_200859737 |  | 42.1312728616239 | -75.97923752635579 | PQ | 7199.558 | False | -1 | ABCN | 8104304
node_8104304_200859738 |  | 42.13174047028367 | -75.97919997925915 | PQ | 7199.558 | False | -1 | ABCN | 8104304
node_8104304_200859739 |  | 42.13194991389015 | -75.97919074181355 | PQ | 7199.558 | False | -1 | ABCN | 8104304
node_8104304_200859741 |  | 42.13234891591626 | -75.97918021462576 | PQ | 7199.558 | False | -1 | ABCN | 8104304
node_8104304_200859742 |  | 42.13261327934115 | -75.97915227021144 | PQ | 7199.558 | False | -1 | ABCN | 8104304
node_8104304_200859743 |  | 42.13293756127121 | -75.97912113378031 | PQ | 7199.558 | False | -1 | ABCN | 8104304
node_8104304_200859744 |  | 42.133269854795145 | -75.97909858421684 | PQ | 7199.558 | False | -1 | ABCN | 8104304
node_8104304_200859745 |  | 42.13360364381661 | -75.97907478676123 | PQ | 7199.558 | False | -1 | ABCN | 8104304
node_8104304_200859746 |  | 42.13356319964731 | -75.9787866568322 | PQ | 7199.558 | False | -1 | ABCN | 8104304
node_8104304_200859747 |  | 42.133549707301526 | -75.97833430353438 | PQ | 7199.558 | False | -1 | ABCN | 8104304
node_8104304_200859750 |  | 42.134693037070406 | -75.97882077983449 | PQ | 7199.558 | False | -1 | ABCN | 8104304
node_8104304_200859752 |  | 42.13538703830858 | -75.97874268385186 | PQ | 7199.558 | False | -1 | ABCN | 8104304
node_8104304_200859787 |  | 42.129444851455816 | -75.9805130319313 | PQ | 7199.558 | False | -1 | ABCN | 8104304
node_8104304_200859788 |  | 42.12961520396219 | -75.98087194930385 | PQ | 7199.558 | False | -1 | ABCN | 8104304
node_8104304_200859789 |  | 42.13029759455201 | -75.98267519912528 | PQ | 7199.558 | False | -1 | ABCN | 8104304
node_8104304_200859791 |  | 42.13053137696984 | -75.98322034537952 | PQ | 7199.558 | False | -1 | ABCN | 8104304
node_8104304_200859792 |  | 42.130784028403134 | -75.98370075722812 | PQ | 7199.558 | False | -1 | ABCN | 8104304
node_8104304_200859793 |  | 42.1312677259868 | -75.97930050686422 | PQ | 7199.558 | False | -1 | AN | 8104304
node_8104304_200859794 |  | 42.13132265950024 | -75.97994070597716 | PQ | 7199.558 | False | -1 | AN | 8104304
node_8104304_200859796 |  | 42.13138290668619 | -75.98120170100178 | PQ | 7199.558 | False | -1 | AN | 8104304
node_8104304_200859801 |  | 42.131732316261456 | -75.9805114568479 | PQ | 7199.558 | False | -1 | AN | 8104304
node_8104304_200859802 |  | 42.13211044431939 | -75.98050946706864 | PQ | 7199.558 | False | -1 | AN | 8104304
node_8104304_200859803 |  | 42.13253827164942 | -75.98044820621648 | PQ | 7199.558 | False | -1 | AN | 8104304
node_8104304_200859804 |  | 42.13293179840163 | -75.98042626157634 | PQ | 7199.558 | False | -1 | AN | 8104304
node_8104304_200859809 |  | 42.122957049039485 | -75.97762333219615 | PQ | 7199.558 | False | -1 | ABCN | 8104304
node_8104304_200914694 |  | 42.13085457425335 | -75.97641007665561 | PQ | 7199.558 | False | -1 | ABCN | 8104304
node_8104304_200914695 |  | 42.1311878072565 | -75.97566596388877 | PQ | 7199.558 | False | -1 | ABCN | 8104304
node_8104304_200953083 |  | 42.12536281427286 | -75.9796243919472 | PQ | 7199.558 | False | -1 | ABCN | 8104304
node_8104304_200954479 |  | 42.126139519810906 | -75.9759220557085 | PQ | 7199.558 | False | -1 | ABCN | 8104304
node_8104304_200962896 |  | 42.1313447139802 | -75.98053720984184 | PQ | 7199.558 | False | -1 | AN | 8104304
node_8104304_200964384 |  | 42.12390344698335 | -75.99646146654338 | PQ | 2771.281 | False | -1 | ABCN | 8104304
node_8104304_200964386 |  | 42.1237752094402 | -75.99646346393175 | PQ | 2771.281 | False | -1 | ABCD | 8104304
node_8104304_200968112 |  | 42.12390269649558 | -75.99656602316612 | PQ | 2771.281 | False | -1 | ABCN | 8104304
node_8104304_200970268 |  | 42.134021377907864 | -75.97889880733526 | PQ | 7199.558 | False | -1 | ABCN | 8104304
node_8104304_200970676 |  | 42.123946687678234 | -75.99650441609997 | PQ | 2771.281 | False | -1 | ABCN | 8104304
node_8104304_200976258 |  | 42.13064499917456 | -75.97743495754868 | PQ | 7199.558 | False | -1 | ABCN | 8104304
node_8104304_200983548 |  | 42.125893250262656 | -75.97956471759207 | PQ | 7199.558 | False | -1 | ABCN | 8104304
node_8104304_200983952 |  | 42.12341143651509 | -75.98098353292907 | PQ | 7199.558 | False | -1 | ABCN | 8104304
node_8104304_201004620 |  | 42.12230150345191 | -75.98060063928709 | PQ | 7199.558 | False | -1 | ABCN | 8104304
node_8104304_201008999 |  | 42.1247442425334 | -75.9771565101975 | PQ | 7199.558 | False | -1 | ABCN | 8104304
node_8104304_201016426 |  | 42.123154797088404 | -75.98129152260525 | PQ | 7199.558 | False | -1 | ABCN | 8104304
node_8104304_201027230 |  | 42.12122843741559 | -75.99695546063283 | PQ | 7199.558 | False | -1 | ABCN | 8104304
node_8104304_201027260 |  | 42.122268101268205 | -75.98678306226952 | PQ | 7199.558 | False | -1 | AN | 8104304
node_8104304_201027347 |  | 42.12538407444095 | -75.97870277793469 | PQ | 7199.558 | False | -1 | ABCN | 8104304
node_8104304_201053636 |  | 42.12350548577969 | -75.9781036261037 | PQ | 7199.558 | False | -1 | ABCN | 8104304
node_8104304_201067485 |  | 42.12070074864926 | -75.98668873227518 | PQ | 7199.558 | False | -1 | AN | 8104304
node_8104304_310030832 |  | 42.122972280654366 | -75.97705917841381 | PQ | 7199.558 | False | -1 | ABCN | 8104304
node_8104304_311894236 |  | 42.12462958224525 | -75.97724622907813 | PQ | 7199.558 | False | -1 | ABCN | 8104304
node_220386461 |  | 42.13122327465107 | -75.97782604238522 | PQ | 7199.558 | False | -1 | ABCN | 8104304
node_220389207 |  | 42.12233122714994 | -75.99640625492454 | PQ | 7199.558 | False | -1 | ABCN | 8104304
node_220416204 |  | 42.12238458299566 | -75.99645778754426 | PQ | 2771.281 | False | -1 | ABCN | 8104304
node_220416606 |  | 42.13355077825305 | -75.97824554720472 | PQ | 7199.558 | False | -1 | ABCN | 8104304
node_220465322 |  | 42.122361753376865 | -75.99643573637675 | PQ | 2771.281 | False | -1 | ABCN | 8104304
node_OM-59-310033817 |  | 42.13066547872581 | -75.97744939961767 | PQ | 7199.558 | False | -1 | ABCN | 8104304
node_OM-66-220416666 |  | 42.12746313372356 | -75.9778505018324 | PQ | 7199.558 | False | -1 | ABCN | 8104304
node_OM-79-220416652 |  | 42.129645713755075 | -75.97796072723354 | PQ | 7199.558 | False | -1 | ABCN | 8104304
node_SOURCE_8104304 |  | 42.136316837873345 | -75.98456620087538 | SWING | 7199.558 | False | -1 | ABCN | 8104304
node_intto1_1375519_173_15305930_974 |  | 42.13574192863576 | -75.97867466992476 | PQ | 7199.558 | False | -1 | ABCN | 8104304
node_intto1_1375799_112_15305155_749 |  | 42.133618582357805 | -75.9776096282097 | PQ | 7199.558 | False | -1 | ABCN | 8104304
node_intto1_8104304_200848772 |  | 42.120324124305874 | -75.985640632218 | PQ | 7199.558 | False | -1 | ABCN | 8104304
node_intto1_8104304_200850123 |  | 42.12078521413028 | -75.99369452819917 | PQ | 7199.558 | False | -1 | AN | 8104304
node_intto1_8104304_200850949 |  | 42.13463552067388 | -75.98759998269553 | PQ | 7199.558 | False | -1 | ABCN | 8104304
node_intto1_8104304_200850952 |  | 42.13270784353896 | -75.9872886982797 | PQ | 7199.558 | False | -1 | ABCN | 8104304
node_intto1_8104304_200852753 |  | 42.11992389794388 | -75.99502433230171 | PQ | 7199.558 | False | -1 | ABCN | 8104304
node_intto1_8104304_200852839 |  | 42.11938223476663 | -75.99519129875048 | PQ | 7199.558 | False | -1 | AN | 8104304
node_intto1_8104304_200852919 |  | 42.120828572602434 | -75.99059198676026 | PQ | 7199.558 | False | -1 | ABCN | 8104304
node_intto1_8104304_200856523 |  | 42.12612160396969 | -75.97719584923684 | PQ | 7199.558 | False | -1 | ABCN | 8104304
node_intto1_8104304_200856524 |  | 42.12677066632899 | -75.97768108525389 | PQ | 7199.558 | False | -1 | ABCN | 8104304
node_intto1_8104304_200856526 |  | 42.12965939509231 | -75.9779614196615 | PQ | 7199.558 | False | -1 | ABCN | 8104304
node_intto1_8104304_200856527 |  | 42.12671511653911 | -75.97657487070677 | PQ | 7199.558 | False | -1 | ABCN | 8104304
node_intto1_8104304_200856532 |  | 42.12803670084797 | -75.97667148723521 | PQ | 7199.558 | False | -1 | ABCN | 8104304
node_intto1_8104304_200856533 |  | 42.12969408734805 | -75.97740188079742 | PQ | 7199.558 | False | -1 | ABCN | 8104304
node_intto1_8104304_200856636 |  | 42.1296938545325 | -75.98291653690299 | PQ | 7199.558 | False | -1 | AN | 8104304
node_intto1_8104304_200858463 |  | 42.12490126155637 | -75.97699770450687 | PQ | 7199.558 | False | -1 | ABCN | 8104304
node_intto1_8104304_200858470 |  | 42.12502359927961 | -75.9789994719041 | PQ | 7199.558 | False | -1 | ABCN | 8104304
node_intto1_8104304_200858474 |  | 42.12398752352545 | -75.98030652099752 | PQ | 7199.558 | False | -1 | ABCN | 8104304
node_intto1_8104304_200859610 |  | 42.1331043092451 | -75.97766450883277 | PQ | 7199.558 | False | -1 | ABCN | 8104304
node_intto1_8104304_200859678 |  | 42.126742443606496 | -75.97865580696953 | PQ | 7199.558 | False | -1 | AN | 8104304
node_intto1_8104304_200859692 |  | 42.12450689666817 | -75.97818274931466 | PQ | 7199.558 | False | -1 | ABCN | 8104304
node_intto1_8104304_200859710 |  | 42.12253339047727 | -75.97933740338294 | PQ | 7199.558 | False | -1 | ABCN | 8104304
node_intto1_8104304_200859716 |  | 42.124729777840315 | -75.97950378012659 | PQ | 7199.558 | False | -1 | ABCN | 8104304
node_intto1_8104304_200859730 |  | 42.12848947230978 | -75.97977813378276 | PQ | 7199.558 | False | -1 | ABCN | 8104304
node_intto1_8104304_200859732 |  | 42.12917060569564 | -75.97983557106292 | PQ | 7199.558 | False | -1 | ABCN | 8104304
node_intto1_8104304_200859735 |  | 42.13050302825305 | -75.97935203187484 | PQ | 7199.558 | False | -1 | ABCN | 8104304
node_intto1_8104304_200859794 |  | 42.13132265950024 | -75.97994070597716 | PQ | 7199.558 | False | -1 | AN | 8104304
node_intto1_8104304_200859801 |  | 42.131732316261456 | -75.9805114568479 | PQ | 7199.558 | False | -1 | AN | 8104304
node_intto1_8104304_200914694 |  | 42.13085457425335 | -75.97641007665561 | PQ | 7199.558 | False | -1 | ABCN | 8104304
node_intto1_8104304_200953083 |  | 42.12536281427286 | -75.9796243919472 | PQ | 7199.558 | False | -1 | ABCN | 8104304
node_intto1_8104304_200964384 |  | 42.12390344698335 | -75.99646146654338 | PQ | 2771.281 | False | -1 | ABCD | 8104304
node_intto1_8104304_200968112 |  | 42.12390269649558 | -75.99656602316612 | PQ | 2771.281 | False | -1 | ABCN | 8104304
node_intto1_8104304_201027230 |  | 42.12122843741559 | -75.99695546063283 | PQ | 7199.558 | False | -1 | ABCN | 8104304
node_intto1_8104304_201027260 |  | 42.122268101268205 | -75.98678306226952 | PQ | 7199.558 | False | -1 | AN | 8104304
node_intto1_8104304_201027347 |  | 42.12538407444095 | -75.97870277793469 | PQ | 7199.558 | False | -1 | ABCN | 8104304
node_intto1_8104304_310030832 |  | 42.122972280654366 | -75.97705917841381 | PQ | 7199.558 | False | -1 | ABCN | 8104304
node_intto1_220386461 |  | 42.13122327465107 | -75.97782604238522 | PQ | 7199.558 | False | -1 | ABCN | 8104304
node_intto1_220389207 |  | 42.12233122714994 | -75.99640625492454 | PQ | 7199.558 | False | -1 | ABCN | 8104304
node_intto1_220416204 |  | 42.12238458299566 | -75.99645778754426 | PQ | 2771.281 | False | -1 | ABCN | 8104304
node_intto1_220416606 |  | 42.13355077825305 | -75.97824554720472 | PQ | 7199.558 | False | -1 | ABCN | 8104304
node_intto1_220465322 |  | 42.122361753376865 | -75.99643573637675 | PQ | 7199.558 | False | -1 | ABCN | 8104304
node_intto1_OM-59-310033817 |  | 42.13066547872581 | -75.97744939961767 | PQ | 7199.558 | False | -1 | ABCN | 8104304
node_intto1_OM-66-220416666 |  | 42.12746313372356 | -75.9778505018324 | PQ | 7199.558 | False | -1 | ABCN | 8104304
node_intto1_OM-79-220416652 |  | 42.129645713755075 | -75.97796072723354 | PQ | 7199.558 | False | -1 | ABCN | 8104304

## Capacitor
Name | GroupId | NominalVoltage | RemoteSense | RemoteSenseB | ParticipatingPhases | PhasesConnected | SwitchA | SwitchB | SwitchC | Control | ControlLevel | VoltageSetHigh | VoltageSetLow | ReactivePowerSetHigh | ReactivePowerSetLow | CapacitorA | CapacitorB | CapacitorC | TimeDelay | DwellTime | LockoutTime | CurrentSetHigh | CurrentSetLow | Status | ParentNode | Phases | Feeder | Comments
cap_220369231 |  | 0 |  |  |  |  | CLOSED | CLOSED | CLOSED | MANUAL | BANK | 0 | 0 | 0 | 0 | 100000 | 100000 | 100000 | 0 | 0 | 0 | 0 | 0 | OPEN | node_1371785_953_15300411_166 | ABCN | 8104304
cap_310046157 |  | 0 |  |  |  |  | CLOSED | CLOSED | CLOSED | MANUAL | BANK | 0 | 0 | 0 | 0 | 200000 | 200000 | 200000 | 0 | 0 | 0 | 0 | 0 | OPEN | node_1375783_356_15304940_352 | ABCN | 8104304

## EVChargingStation
Name | GroupId | ServiceCharge | ServiceDischarge | ChargeEfficiency | DischargeEfficiency | CommitmentStatus | ConstructionTime | CalendarLife | YearOfInstallation | DepthOfDischarge | ReactivePower | ReactivePowerA | ReactivePowerB | ReactivePowerC | ActivePower | ActivePowerA | ActivePowerB | ActivePowerC | Energy | MaxEnergy | PowerCharge | PowerDischarge | RampUpLimit | RampDownLimit | CapitalCost | FixedOperatingCost | VariableOperatingCost | MaxReactivePower | MaxActivePower | OutputSchedule | PlanningStatus | UnitType | UnitSubtype | ParentNode | Phases | Feeder | Comments
evchargingstation_load_220344474 |  | 0 | 0 | 0.92 | 0 | False | 0 | 0 | 0 | 0 | 0 | 0 | 0 | 0 | 0 | 0 | 0 | 0 | 0 | 0 | 0 | 0 | 0 | 0 | 0 | 0 | 0.001 | 0 | 0 | OPTIMIZED | INSTALLED |  |  | node_1374318_044_15300667_931 | AN | 8104304
evchargingstation_load_220344475 |  | 0 | 0 | 0.92 | 0 | False | 0 | 0 | 0 | 0 | 0 | 0 | 0 | 0 | 0 | 0 | 0 | 0 | 0 | 0 | 0 | 0 | 0 | 0 | 0 | 0 | 0.001 | 0 | 0 | OPTIMIZED | INSTALLED |  |  | node_1374303_982_15300662_12 | AN | 8104304
evchargingstation_load_220344476 |  | 0 | 0 | 0.92 | 0 | False | 0 | 0 | 0 | 0 | 0 | 0 | 0 | 0 | 0 | 0 | 0 | 0 | 0 | 221.35265344731852 | 0 | 0 | 0 | 0 | 0 | 0 | 0.001 | 15.715969368073402 | 36.89210890788642 | OPTIMIZED | INSTALLED |  |  | node_1374176_15300468_577 | AN | 8104304
evchargingstation_load_220344893 |  | 0 | 0 | 0.92 | 0 | False | 0 | 0 | 0 | 0 | 0 | 0 | 0 | 0 | 0 | 0 | 0 | 0 | 0 | 0 | 0 | 0 | 0 | 0 | 0 | 0 | 0.001 | 0 | 0 | OPTIMIZED | INSTALLED |  |  | node_1371541_145_15300470_54 | AN | 8104304
evchargingstation_load_220344894 |  | 0 | 0 | 0.92 | 0 | False | 0 | 0 | 0 | 0 | 0 | 0 | 0 | 0 | 0 | 0 | 0 | 0 | 0 | 3940.7653743263545 | 0 | 0 | 0 | 0 | 0 | 0 | 0.001 | 279.79316812350555 | 656.7942290543924 | OPTIMIZED | INSTALLED |  |  | node_1371594_399_15300862_249 | AN | 8104304
evchargingstation_load_220345163 |  | 0 | 0 | 0.92 | 0 | False | 0 | 0 | 0 | 0 | 0 | 0 | 0 | 0 | 0 | 0 | 0 | 0 | 0 | 190.38622006349675 | 0 | 0 | 0 | 0 | 0 | 0 | 0.001 | 13.517363217312244 | 31.73103667724946 | OPTIMIZED | INSTALLED |  |  | node_1373287_634_15304818_091 | AN | 8104304
evchargingstation_load_220345164 |  | 0 | 0 | 0.92 | 0 | False | 0 | 0 | 0 | 0 | 0 | 0 | 0 | 0 | 0 | 0 | 0 | 0 | 0 | 0 | 0 | 0 | 0 | 0 | 0 | 0 | 0.001 | 0 | 0 | OPTIMIZED | INSTALLED |  |  | node_1373280_861_15304498_063 | AN | 8104304
evchargingstation_load_220345407 |  | 0 | 0 | 0.92 | 0 | False | 0 | 0 | 0 | 0 | 0 | 0 | 0 | 0 | 0 | 0 | 0 | 0 | 0 | 4251.003160634642 | 0 | 0 | 0 | 0 | 0 | 0 | 0.001 | 301.8199553759824 | 708.5005267724404 | OPTIMIZED | INSTALLED |  |  | node_1371303_251_15301702_015 | AN | 8104304
evchargingstation_load_220345408 |  | 0 | 0 | 0.92 | 0 | False | 0 | 0 | 0 | 0 | 0 | 0 | 0 | 0 | 0 | 0 | 0 | 0 | 0 | 1831.862057170526 | 0 | 0 | 0 | 0 | 0 | 0 | 0.001 | 130.06164853587256 | 305.31034286175435 | OPTIMIZED | INSTALLED |  |  | node_1371285_374_15301690_339 | AN | 8104304
evchargingstation_load_220345409 |  | 0 | 0 | 0.92 | 0 | False | 0 | 0 | 0 | 0 | 0 | 0 | 0 | 0 | 0 | 0 | 0 | 0 | 0 | 370.4502956657195 | 0 | 0 | 0 | 0 | 0 | 0 | 0.001 | 26.30184886812895 | 61.74171594428659 | OPTIMIZED | INSTALLED |  |  | node_1371005_466_15301550_059 | AN | 8104304
evchargingstation_load_220345776 |  | 0 | 0 | 0.92 | 0 | False | 0 | 0 | 0 | 0 | 0 | 0 | 0 | 0 | 0 | 0 | 0 | 0 | 0 | 8803.642320526513 | 0 | 0 | 0 | 0 | 0 | 0 | 0.001 | 625.0559976725416 | 1467.273720087752 | OPTIMIZED | INSTALLED |  |  | node_1371092_191_15300308_225 | AN | 8104304
evchargingstation_load_220345777 |  | 0 | 0 | 0.92 | 0 | False | 0 | 0 | 0 | 0 | 0 | 0 | 0 | 0 | 0 | 0 | 0 | 0 | 0 | 10293.471837770383 | 0 | 0 | 0 | 0 | 0 | 0 | 0.001 | 730.8334473782685 | 1715.578639628397 | OPTIMIZED | INSTALLED |  |  | node_1371161_194_15300616_13 | AN | 8104304
evchargingstation_load_220345778 |  | 0 | 0 | 0.92 | 0 | False | 0 | 0 | 0 | 0 | 0 | 0 | 0 | 0 | 0 | 0 | 0 | 0 | 0 | 0 | 0 | 0 | 0 | 0 | 0 | 0 | 0.001 | 0 | 0 | OPTIMIZED | INSTALLED |  |  | node_1373401_481_15301039_228 | AN | 8104304
evchargingstation_load_220345778-L-1 |  | 0 | 0 | 0.92 | 0 | False | 0 | 0 | 0 | 0 | 0 | 0 | 0 | 0 | 0 | 0 | 0 | 0 | 0 | 0 | 0 | 0 | 0 | 0 | 0 | 0 | 0.001 | 0 | 0 | OPTIMIZED | INSTALLED |  |  | node_1373401_481_15301039_228 | AN | 8104304
evchargingstation_load_220345787 |  | 0 | 0 | 0.92 | 0 | False | 0 | 0 | 0 | 0 | 0 | 0 | 0 | 0 | 0 | 0 | 0 | 0 | 0 | 849.5591618222132 | 0 | 0 | 0 | 0 | 0 | 0 | 0.001 | 60.31843877204149 | 141.59319363703554 | OPTIMIZED | INSTALLED |  |  | node_1371616_057_15300403_55 | AN | 8104304
evchargingstation_load_220345788 |  | 0 | 0 | 0.92 | 0 | False | 0 | 0 | 0 | 0 | 0 | 0 | 0 | 0 | 0 | 0 | 0 | 0 | 0 | 849.5591618222132 | 0 | 0 | 0 | 0 | 0 | 0 | 0.001 | 60.31843877204149 | 141.59319363703554 | OPTIMIZED | INSTALLED |  |  | node_1371611_941_15300385_945 | BN | 8104304
evchargingstation_load_220345789 |  | 0 | 0 | 0.92 | 0 | False | 0 | 0 | 0 | 0 | 0 | 0 | 0 | 0 | 0 | 0 | 0 | 0 | 0 | 849.5591618222132 | 0 | 0 | 0 | 0 | 0 | 0 | 0.001 | 60.31843877204149 | 141.59319363703554 | OPTIMIZED | INSTALLED |  |  | node_1371633_082_15300417_352 | CN | 8104304
evchargingstation_load_220345790 |  | 0 | 0 | 0.92 | 0 | False | 0 | 0 | 0 | 0 | 0 | 0 | 0 | 0 | 0 | 0 | 0 | 0 | 0 | 4460.185878328237 | 0 | 0 | 0 | 0 | 0 | 0 | 0.001 | 316.67186992503156 | 743.3643130547061 | OPTIMIZED | INSTALLED |  |  | node_1371444_958_15300203_955 | AN | 8104304
evchargingstation_load_220345791 |  | 0 | 0 | 0.92 | 0 | False | 0 | 0 | 0 | 0 | 0 | 0 | 0 | 0 | 0 | 0 | 0 | 0 | 0 | 0 | 0 | 0 | 0 | 0 | 0 | 0 | 0.001 | 0 | 0 | OPTIMIZED | INSTALLED |  |  | node_1371352_202_15300133_901 | AN | 8104304
evchargingstation_load_220345794 |  | 0 | 0 | 0.92 | 0 | False | 0 | 0 | 0 | 0 | 0 | 0 | 0 | 0 | 0 | 0 | 0 | 0 | 0 | 1061.9490717470312 | 0 | 0 | 0 | 0 | 0 | 0 | 0.001 | 75.3980617394146 | 176.99151195783855 | OPTIMIZED | INSTALLED |  |  | node_1372925_667_15300406_815 | AN | 8104304
evchargingstation_load_220345795 |  | 0 | 0 | 0.92 | 0 | False | 0 | 0 | 0 | 0 | 0 | 0 | 0 | 0 | 0 | 0 | 0 | 0 | 0 | 1061.9490717470312 | 0 | 0 | 0 | 0 | 0 | 0 | 0.001 | 75.3980617394146 | 176.99151195783855 | OPTIMIZED | INSTALLED |  |  | node_1372912_185_15300413_406 | BN | 8104304
evchargingstation_load_220345796 |  | 0 | 0 | 0.92 | 0 | False | 0 | 0 | 0 | 0 | 0 | 0 | 0 | 0 | 0 | 0 | 0 | 0 | 0 | 1061.9490717470312 | 0 | 0 | 0 | 0 | 0 | 0 | 0.001 | 75.3980617394146 | 176.99151195783855 | OPTIMIZED | INSTALLED |  |  | node_1372935_279_15300396_081 | CN | 8104304
evchargingstation_load_220345797 |  | 0 | 0 | 0.92 | 0 | False | 0 | 0 | 0 | 0 | 0 | 0 | 0 | 0 | 0 | 0 | 0 | 0 | 0 | 15557.553176313802 | 0 | 0 | 0 | 0 | 0 | 0 | 0.001 | 1104.5816522701298 | 2592.9255293856336 | OPTIMIZED | INSTALLED |  |  | node_1372871_348_15300483_807 | AN | 8104304
evchargingstation_load_220345798 |  | 0 | 0 | 0.92 | 0 | False | 0 | 0 | 0 | 0 | 0 | 0 | 0 | 0 | 0 | 0 | 0 | 0 | 0 | 15557.553176313802 | 0 | 0 | 0 | 0 | 0 | 0 | 0.001 | 1104.5816522701298 | 2592.9255293856336 | OPTIMIZED | INSTALLED |  |  | node_1372872_91_15300490_096 | BN | 8104304
evchargingstation_load_220345799 |  | 0 | 0 | 0.92 | 0 | False | 0 | 0 | 0 | 0 | 0 | 0 | 0 | 0 | 0 | 0 | 0 | 0 | 0 | 15557.553176313802 | 0 | 0 | 0 | 0 | 0 | 0 | 0.001 | 1104.5816522701298 | 2592.9255293856336 | OPTIMIZED | INSTALLED |  |  | node_1372867_983_15300479_041 | CN | 8104304
evchargingstation_load_220346874 |  | 0 | 0 | 0.92 | 0 | False | 0 | 0 | 0 | 0 | 0 | 0 | 0 | 0 | 0 | 0 | 0 | 0 | 0 | 9557.541167846222 | 0 | 0 | 0 | 0 | 0 | 0 | 0.001 | 678.5825556547314 | 1592.9235279743705 | OPTIMIZED | INSTALLED |  |  | node_1376114_124_15302609_118 | ABCN | 8104304
evchargingstation_load_220346876 |  | 0 | 0 | 0.92 | 0 | False | 0 | 0 | 0 | 0 | 0 | 0 | 0 | 0 | 0 | 0 | 0 | 0 | 0 | 33132.80922257455 | 0 | 0 | 0 | 0 | 0 | 0 | 0.001 | 2352.419589986677 | 5522.134870429092 | OPTIMIZED | INSTALLED |  |  | node_1376087_954_15303144_27 | ABCN | 8104304
evchargingstation_load_220346877 |  | 0 | 0 | 0.92 | 0 | False | 0 | 0 | 0 | 0 | 0 | 0 | 0 | 0 | 0 | 0 | 0 | 0 | 0 | 57026.66214219011 | 0 | 0 | 0 | 0 | 0 | 0 | 0.001 | 4048.876058769681 | 9504.443690365018 | OPTIMIZED | INSTALLED |  |  | node_1375884_434_15303726_105 | ABCN | 8104304
evchargingstation_load_220346911 |  | 0 | 0 | 0.92 | 0 | False | 0 | 0 | 0 | 0 | 0 | 0 | 0 | 0 | 0 | 0 | 0 | 0 | 0 | 11284.39770605268 | 0 | 0 | 0 | 0 | 0 | 0 | 0.001 | 801.188870751351 | 1880.73295100878 | OPTIMIZED | INSTALLED |  |  | node_1374422_463_15303687_527 | AN | 8104304
evchargingstation_load_220347293 |  | 0 | 0 | 0.92 | 0 | False | 0 | 0 | 0 | 0 | 0 | 0 | 0 | 0 | 0 | 0 | 0 | 0 | 0 | 190.38622006349675 | 0 | 0 | 0 | 0 | 0 | 0 | 0.001 | 13.517363217312244 | 31.73103667724946 | OPTIMIZED | INSTALLED |  |  | node_1375989_594_15301984_98 | AN | 8104304
evchargingstation_load_220347294 |  | 0 | 0 | 0.92 | 0 | False | 0 | 0 | 0 | 0 | 0 | 0 | 0 | 0 | 0 | 0 | 0 | 0 | 0 | 2707.9699975564295 | 0 | 0 | 0 | 0 | 0 | 0 | 0.001 | 192.26507336474253 | 451.3283329260716 | OPTIMIZED | INSTALLED |  |  | node_1375797_365_15302154_631 | AN | 8104304
evchargingstation_load_220347295 |  | 0 | 0 | 0.92 | 0 | False | 0 | 0 | 0 | 0 | 0 | 0 | 0 | 0 | 0 | 0 | 0 | 0 | 0 | 2707.9699975564295 | 0 | 0 | 0 | 0 | 0 | 0 | 0.001 | 192.26507336474253 | 451.3283329260716 | OPTIMIZED | INSTALLED |  |  | node_1375778_013_15302148_675 | BN | 8104304
evchargingstation_load_220347296 |  | 0 | 0 | 0.92 | 0 | False | 0 | 0 | 0 | 0 | 0 | 0 | 0 | 0 | 0 | 0 | 0 | 0 | 0 | 2707.9699975564295 | 0 | 0 | 0 | 0 | 0 | 0 | 0.001 | 192.26507336474253 | 451.3283329260716 | OPTIMIZED | INSTALLED |  |  | node_1375817_171_15302153_667 | CN | 8104304
evchargingstation_load_220347298 |  | 0 | 0 | 0.92 | 0 | False | 0 | 0 | 0 | 0 | 0 | 0 | 0 | 0 | 0 | 0 | 0 | 0 | 0 | 2707.9699975564295 | 0 | 0 | 0 | 0 | 0 | 0 | 0.001 | 192.26507336474253 | 451.3283329260716 | OPTIMIZED | INSTALLED |  |  | node_1375430_102_15302041_689 | AN | 8104304
evchargingstation_load_220347299 |  | 0 | 0 | 0.92 | 0 | False | 0 | 0 | 0 | 0 | 0 | 0 | 0 | 0 | 0 | 0 | 0 | 0 | 0 | 2707.9699975564295 | 0 | 0 | 0 | 0 | 0 | 0 | 0.001 | 192.26507336474253 | 451.3283329260716 | OPTIMIZED | INSTALLED |  |  | node_1375436_577_15302041_445 | AN | 8104304
evchargingstation_load_220347300 |  | 0 | 0 | 0.92 | 0 | False | 0 | 0 | 0 | 0 | 0 | 0 | 0 | 0 | 0 | 0 | 0 | 0 | 0 | 1221.2414245444684 | 0 | 0 | 0 | 0 | 0 | 0 | 0.001 | 86.7077656905817 | 203.54023742407804 | OPTIMIZED | INSTALLED |  |  | node_1375234_528_15301847_482 | AN | 8104304
evchargingstation_load_220347301 |  | 0 | 0 | 0.92 | 0 | False | 0 | 0 | 0 | 0 | 0 | 0 | 0 | 0 | 0 | 0 | 0 | 0 | 0 | 1221.2414245444684 | 0 | 0 | 0 | 0 | 0 | 0 | 0.001 | 86.7077656905817 | 203.54023742407804 | OPTIMIZED | INSTALLED |  |  | node_1375240_388_15301855_556 | BN | 8104304
evchargingstation_load_220347302 |  | 0 | 0 | 0.92 | 0 | False | 0 | 0 | 0 | 0 | 0 | 0 | 0 | 0 | 0 | 0 | 0 | 0 | 0 | 1221.2414245444684 | 0 | 0 | 0 | 0 | 0 | 0 | 0.001 | 86.7077656905817 | 203.54023742407804 | OPTIMIZED | INSTALLED |  |  | node_1375230_825_15301837_376 | CN | 8104304
evchargingstation_load_220347303 |  | 0 | 0 | 0.92 | 0 | False | 0 | 0 | 0 | 0 | 0 | 0 | 0 | 0 | 0 | 0 | 0 | 0 | 0 | 2893.6411639771222 | 0 | 0 | 0 | 0 | 0 | 0 | 0.001 | 205.4476571539255 | 482.27352732952033 | OPTIMIZED | INSTALLED |  |  | node_1375068_136_15301661_885 | AN | 8104304
evchargingstation_load_220347304 |  | 0 | 0 | 0.92 | 0 | False | 0 | 0 | 0 | 0 | 0 | 0 | 0 | 0 | 0 | 0 | 0 | 0 | 0 | 274.49258234054355 | 0 | 0 | 0 | 0 | 0 | 0 | 0.001 | 19.4888883902571 | 45.74876372342392 | OPTIMIZED | INSTALLED |  |  | node_1374929_697_15301530_53 | AN | 8104304
evchargingstation_load_220347305 |  | 0 | 0 | 0.92 | 0 | False | 0 | 0 | 0 | 0 | 0 | 0 | 0 | 0 | 0 | 0 | 0 | 0 | 0 | 2814.164952518839 | 0 | 0 | 0 | 0 | 0 | 0 | 0.001 | 199.80488484842905 | 469.02749208647316 | OPTIMIZED | INSTALLED |  |  | node_1374922_2_15301513_075 | BN | 8104304
evchargingstation_load_220347306 |  | 0 | 0 | 0.92 | 0 | False | 0 | 0 | 0 | 0 | 0 | 0 | 0 | 0 | 0 | 0 | 0 | 0 | 0 | 2814.164952518839 | 0 | 0 | 0 | 0 | 0 | 0 | 0.001 | 199.80488484842905 | 469.02749208647316 | OPTIMIZED | INSTALLED |  |  | node_1374939_568_15301547_181 | CN | 8104304
evchargingstation_load_220347310 |  | 0 | 0 | 0.92 | 0 | False | 0 | 0 | 0 | 0 | 0 | 0 | 0 | 0 | 0 | 0 | 0 | 0 | 0 | 159.29235279743705 | 0 | 0 | 0 | 0 | 0 | 0 | 0.001 | 11.309703951167098 | 26.548725466239507 | OPTIMIZED | INSTALLED |  |  | node_1374440_701_15300895_156 | AN | 8104304
evchargingstation_load_220347314 |  | 0 | 0 | 0.92 | 0 | False | 0 | 0 | 0 | 0 | 0 | 0 | 0 | 0 | 0 | 0 | 0 | 0 | 0 | 14973.48116295908 | 0 | 0 | 0 | 0 | 0 | 0 | 0.001 | 1063.1127023842166 | 2495.5801938265136 | OPTIMIZED | INSTALLED |  |  | node_1374608_963_15300619_521 | AN | 8104304
evchargingstation_load_220347487 |  | 0 | 0 | 0.92 | 0 | False | 0 | 0 | 0 | 0 | 0 | 0 | 0 | 0 | 0 | 0 | 0 | 0 | 0 | 16866.384049721586 | 0 | 0 | 0 | 0 | 0 | 0 | 0.001 | 1197.5082445113742 | 2811.064008286931 | OPTIMIZED | INSTALLED |  |  | node_1374672_914_15304310_971 | AN | 8104304
evchargingstation_load_220347488 |  | 0 | 0 | 0.92 | 0 | False | 0 | 0 | 0 | 0 | 0 | 0 | 0 | 0 | 0 | 0 | 0 | 0 | 0 | 7808.12883248365 | 0 | 0 | 0 | 0 | 0 | 0 | 0.001 | 554.3748214379883 | 1301.3548054139417 | OPTIMIZED | INSTALLED |  |  | node_1374651_326_15304130_853 | AN | 8104304
evchargingstation_load_220347490 |  | 0 | 0 | 0.92 | 0 | False | 0 | 0 | 0 | 0 | 0 | 0 | 0 | 0 | 0 | 0 | 0 | 0 | 0 | 1805.3132786068354 | 0 | 0 | 0 | 0 | 0 | 0 | 0.001 | 128.17671557649498 | 300.8855464344726 | OPTIMIZED | INSTALLED |  |  | node_1374965_604_15302243_48 | AN | 8104304
evchargingstation_load_220347491 |  | 0 | 0 | 0.92 | 0 | False | 0 | 0 | 0 | 0 | 0 | 0 | 0 | 0 | 0 | 0 | 0 | 0 | 0 | 1805.3132786068354 | 0 | 0 | 0 | 0 | 0 | 0 | 0.001 | 128.17671557649498 | 300.8855464344726 | OPTIMIZED | INSTALLED |  |  | node_1374945_851_15302241_045 | BN | 8104304
evchargingstation_load_220347492 |  | 0 | 0 | 0.92 | 0 | False | 0 | 0 | 0 | 0 | 0 | 0 | 0 | 0 | 0 | 0 | 0 | 0 | 0 | 1805.3132786068354 | 0 | 0 | 0 | 0 | 0 | 0 | 0.001 | 128.17671557649498 | 300.8855464344726 | OPTIMIZED | INSTALLED |  |  | node_1374985_118_15302238_968 | CN | 8104304
evchargingstation_load_220347494 |  | 0 | 0 | 0.92 | 0 | False | 0 | 0 | 0 | 0 | 0 | 0 | 0 | 0 | 0 | 0 | 0 | 0 | 0 | 14743.463005519581 | 0 | 0 | 0 | 0 | 0 | 0 | 0.001 | 1046.7814928521884 | 2457.2438342532637 | OPTIMIZED | INSTALLED |  |  | node_1374776_164_15301856_524 | AN | 8104304
evchargingstation_load_220347536 |  | 0 | 0 | 0.92 | 0 | False | 0 | 0 | 0 | 0 | 0 | 0 | 0 | 0 | 0 | 0 | 0 | 0 | 0 | 13815.61690894507 | 0 | 0 | 0 | 0 | 0 | 0 | 0.001 | 980.9046801729078 | 2302.6028181575116 | OPTIMIZED | INSTALLED |  |  | node_1374487_589_15302511_402 | AN | 8104304
evchargingstation_load_220347537 |  | 0 | 0 | 0.92 | 0 | False | 0 | 0 | 0 | 0 | 0 | 0 | 0 | 0 | 0 | 0 | 0 | 0 | 0 | 16034.877968118964 | 0 | 0 | 0 | 0 | 0 | 0 | 0.001 | 1138.471578204843 | 2672.4796613531607 | OPTIMIZED | INSTALLED |  |  | node_1374425_294_15301743_021 | AN | 8104304
evchargingstation_load_220347612 |  | 0 | 0 | 0.92 | 0 | False | 0 | 0 | 0 | 0 | 0 | 0 | 0 | 0 | 0 | 0 | 0 | 0 | 0 | 10284.296598249248 | 0 | 0 | 0 | 0 | 0 | 0 | 0.001 | 730.1819947527779 | 1714.0494330415413 | OPTIMIZED | INSTALLED |  |  | node_1374895_499_15302651_234 | AN | 8104304
evchargingstation_load_220347659 |  | 0 | 0 | 0.92 | 0 | False | 0 | 0 | 0 | 0 | 0 | 0 | 0 | 0 | 0 | 0 | 0 | 0 | 0 | 17478.831287757173 | 0 | 0 | 0 | 0 | 0 | 0 | 0.001 | 1240.9918178805679 | 2913.1385479595288 | OPTIMIZED | INSTALLED |  |  | node_1375746_366_15304827_98 | AN | 8104304
evchargingstation_load_220347674 |  | 0 | 0 | 0.92 | 0 | False | 0 | 0 | 0 | 0 | 0 | 0 | 0 | 0 | 0 | 0 | 0 | 0 | 0 | 15402.933346100972 | 0 | 0 | 0 | 0 | 0 | 0 | 0.001 | 1093.6037011923888 | 2567.1555576834953 | OPTIMIZED | INSTALLED |  |  | node_1374693_869_15303477_921 | AN | 8104304
evchargingstation_load_220347676 |  | 0 | 0 | 0.92 | 0 | False | 0 | 0 | 0 | 0 | 0 | 0 | 0 | 0 | 0 | 0 | 0 | 0 | 0 | 6908.955359412678 | 0 | 0 | 0 | 0 | 0 | 0 | 0.001 | 490.53376502745886 | 1151.492559902113 | OPTIMIZED | INSTALLED |  |  | node_1375468_127_15303811_391 | AN | 8104304
evchargingstation_load_220347677 |  | 0 | 0 | 0.92 | 0 | False | 0 | 0 | 0 | 0 | 0 | 0 | 0 | 0 | 0 | 0 | 0 | 0 | 0 | 12095.25949873275 | 0 | 0 | 0 | 0 | 0 | 0 | 0.001 | 858.7598350223424 | 2015.876583122125 | OPTIMIZED | INSTALLED |  |  | node_1375462_225_15303134_612 | AN | 8104304
evchargingstation_load_220347679 |  | 0 | 0 | 0.92 | 0 | False | 0 | 0 | 0 | 0 | 0 | 0 | 0 | 0 | 0 | 0 | 0 | 0 | 0 | 11419.73248898938 | 0 | 0 | 0 | 0 | 0 | 0 | 0.001 | 810.7976244106216 | 1903.2887481648968 | OPTIMIZED | INSTALLED |  |  | node_1374569_119_15302972_911 | AN | 8104304
evchargingstation_load_220347683 |  | 0 | 0 | 0.92 | 0 | False | 0 | 0 | 0 | 0 | 0 | 0 | 0 | 0 | 0 | 0 | 0 | 0 | 0 | 1588.4633420960422 | 0 | 0 | 0 | 0 | 0 | 0 | 0.001 | 112.78041941176059 | 264.74389034934035 | OPTIMIZED | INSTALLED |  |  | node_1375616_998_15301825_44 | AN | 8104304
evchargingstation_load_220347685 |  | 0 | 0 | 0.92 | 0 | False | 0 | 0 | 0 | 0 | 0 | 0 | 0 | 0 | 0 | 0 | 0 | 0 | 0 | 9002.056875171 | 0 | 0 | 0 | 0 | 0 | 0 | 0.001 | 639.1433620256139 | 1500.3428125285 | OPTIMIZED | INSTALLED |  |  | node_1375725_342_15301005_368 | AN | 8104304
evchargingstation_load_220347693 |  | 0 | 0 | 0.92 | 0 | False | 0 | 0 | 0 | 0 | 0 | 0 | 0 | 0 | 0 | 0 | 0 | 0 | 0 | 967.9877694794653 | 0 | 0 | 0 | 0 | 0 | 0 | 0.001 | 68.72684490680702 | 161.33129491324422 | OPTIMIZED | INSTALLED |  |  | node_1375315_13_15301107_097 | AN | 8104304
evchargingstation_load_220347694 |  | 0 | 0 | 0.92 | 0 | False | 0 | 0 | 0 | 0 | 0 | 0 | 0 | 0 | 0 | 0 | 0 | 0 | 0 | 5453.532990373054 | 0 | 0 | 0 | 0 | 0 | 0 | 0.001 | 387.1992228442335 | 908.9221650621757 | OPTIMIZED | INSTALLED |  |  | node_1375289_586_15301632_259 | AN | 8104304
evchargingstation_load_220347695 |  | 0 | 0 | 0.92 | 0 | False | 0 | 0 | 0 | 0 | 0 | 0 | 0 | 0 | 0 | 0 | 0 | 0 | 0 | 637.1694111897482 | 0 | 0 | 0 | 0 | 0 | 0 | 0.001 | 45.238842353393856 | 106.19490186495803 | OPTIMIZED | INSTALLED |  |  | node_1375239_503_15301731_087 | AN | 8104304
evchargingstation_load_220347696 |  | 0 | 0 | 0.92 | 0 | False | 0 | 0 | 0 | 0 | 0 | 0 | 0 | 0 | 0 | 0 | 0 | 0 | 0 | 637.1694111897482 | 0 | 0 | 0 | 0 | 0 | 0 | 0.001 | 45.238842353393856 | 106.19490186495803 | OPTIMIZED | INSTALLED |  |  | node_1375242_995_15301704_908 | BN | 8104304
evchargingstation_load_220347697 |  | 0 | 0 | 0.92 | 0 | False | 0 | 0 | 0 | 0 | 0 | 0 | 0 | 0 | 0 | 0 | 0 | 0 | 0 | 637.1694111897482 | 0 | 0 | 0 | 0 | 0 | 0 | 0.001 | 45.238842353393856 | 106.19490186495803 | OPTIMIZED | INSTALLED |  |  | node_1375241_182_15301757_635 | CN | 8104304
evchargingstation_load_220347698 |  | 0 | 0 | 0.92 | 0 | False | 0 | 0 | 0 | 0 | 0 | 0 | 0 | 0 | 0 | 0 | 0 | 0 | 0 | 1911.5082335692446 | 0 | 0 | 0 | 0 | 0 | 0 | 0.001 | 135.71652706018156 | 318.5847055948741 | OPTIMIZED | INSTALLED |  |  | node_1375258_954_15302222_143 | AN | 8104304
evchargingstation_load_220347699 |  | 0 | 0 | 0.92 | 0 | False | 0 | 0 | 0 | 0 | 0 | 0 | 0 | 0 | 0 | 0 | 0 | 0 | 0 | 11712.193248725474 | 0 | 0 | 0 | 0 | 0 | 0 | 0.001 | 831.5622321569825 | 1952.0322081209124 | OPTIMIZED | INSTALLED |  |  | node_1375236_279_15302651_485 | AN | 8104304
evchargingstation_load_220347700 |  | 0 | 0 | 0.92 | 0 | False | 0 | 0 | 0 | 0 | 0 | 0 | 0 | 0 | 0 | 0 | 0 | 0 | 0 | 2867.262350353867 | 0 | 0 | 0 | 0 | 0 | 0 | 0.001 | 203.5747773159096 | 477.87705839231114 | OPTIMIZED | INSTALLED |  |  | node_1375229_821_15302751_643 | AN | 8104304
evchargingstation_load_220347704 |  | 0 | 0 | 0.92 | 0 | False | 0 | 0 | 0 | 0 | 0 | 0 | 0 | 0 | 0 | 0 | 0 | 0 | 0 | 18141.742343158985 | 0 | 0 | 0 | 0 | 0 | 0 | 0.001 | 1288.058301043783 | 3023.623723859831 | OPTIMIZED | INSTALLED |  |  | node_1375198_639_15303279_534 | AN | 8104304
evchargingstation_load_220347705 |  | 0 | 0 | 0.92 | 0 | False | 0 | 0 | 0 | 0 | 0 | 0 | 0 | 0 | 0 | 0 | 0 | 0 | 0 | 5899.679012088117 | 0 | 0 | 0 | 0 | 0 | 0 | 0.001 | 418.8754629521206 | 983.2798353480194 | OPTIMIZED | INSTALLED |  |  | node_1375367_268_15304012_741 | AN | 8104304
evchargingstation_load_220347708 |  | 0 | 0 | 0.92 | 0 | False | 0 | 0 | 0 | 0 | 0 | 0 | 0 | 0 | 0 | 0 | 0 | 0 | 0 | 0 | 0 | 0 | 0 | 0 | 0 | 0 | 0.001 | 0 | 0 | OPTIMIZED | INSTALLED |  |  | node_1375362_455_15304690_316 | AN | 8104304
evchargingstation_load_220347709 |  | 0 | 0 | 0.92 | 0 | False | 0 | 0 | 0 | 0 | 0 | 0 | 0 | 0 | 0 | 0 | 0 | 0 | 0 | 9700.521983717203 | 0 | 0 | 0 | 0 | 0 | 0 | 0.001 | 688.7341776523357 | 1616.753663952867 | OPTIMIZED | INSTALLED |  |  | node_1375441_488_15305030_57 | AN | 8104304
evchargingstation_load_220347710 |  | 0 | 0 | 0.92 | 0 | False | 0 | 0 | 0 | 0 | 0 | 0 | 0 | 0 | 0 | 0 | 0 | 0 | 0 | 4131.151594389852 | 0 | 0 | 0 | 0 | 0 | 0 | 0.001 | 293.3105313408178 | 688.525265731642 | OPTIMIZED | INSTALLED |  |  | node_1375514_049_15305545_495 | AN | 8104304
evchargingstation_load_220347711 |  | 0 | 0 | 0.92 | 0 | False | 0 | 0 | 0 | 0 | 0 | 0 | 0 | 0 | 0 | 0 | 0 | 0 | 0 | 1762.7928929975574 | 0 | 0 | 0 | 0 | 0 | 0 | 0.001 | 125.15778035755251 | 293.7988154995929 | OPTIMIZED | INSTALLED |  |  | node_1375536_981_15305795_533 | AN | 8104304
evchargingstation_load_220347728 |  | 0 | 0 | 0.92 | 0 | False | 0 | 0 | 0 | 0 | 0 | 0 | 0 | 0 | 0 | 0 | 0 | 0 | 0 | 3503.7945921324254 | 0 | 0 | 0 | 0 | 0 | 0 | 0.001 | 248.76838064110902 | 583.9657653554042 | OPTIMIZED | INSTALLED |  |  | node_1374923_875_15303660_392 | AN | 8104304
evchargingstation_load_220347730 |  | 0 | 0 | 0.92 | 0 | False | 0 | 0 | 0 | 0 | 0 | 0 | 0 | 0 | 0 | 0 | 0 | 0 | 0 | 1313.206156462071 | 0 | 0 | 0 | 0 | 0 | 0 | 0.001 | 93.23723887792505 | 218.8676927436785 | OPTIMIZED | INSTALLED |  |  | node_1374180_717_15304093_101 | AN | 8104304
evchargingstation_load_220347731 |  | 0 | 0 | 0.92 | 0 | False | 0 | 0 | 0 | 0 | 0 | 0 | 0 | 0 | 0 | 0 | 0 | 0 | 0 | 6853.903922285883 | 0 | 0 | 0 | 0 | 0 | 0 | 0.001 | 486.6251289206916 | 1142.3173203809804 | OPTIMIZED | INSTALLED |  |  | node_1375349_26_15304312_179 | AN | 8104304
evchargingstation_load_220347733 |  | 0 | 0 | 0.92 | 0 | False | 0 | 0 | 0 | 0 | 0 | 0 | 0 | 0 | 0 | 0 | 0 | 0 | 0 | 12714.588166409187 | 0 | 0 | 0 | 0 | 0 | 0 | 0.001 | 902.731984586291 | 2119.0980277348644 | OPTIMIZED | INSTALLED |  |  | node_1375092_894_15304904_671 | AN | 8104304
evchargingstation_load_220466990 |  | 0 | 0 | 0.92 | 0 | False | 0 | 0 | 0 | 0 | 0 | 0 | 0 | 0 | 0 | 0 | 0 | 0 | 0 | 2469.031468360274 | 0 | 0 | 0 | 0 | 0 | 0 | 0.001 | 175.3004908892664 | 411.50524472671236 | OPTIMIZED | INSTALLED |  |  | node_1375262_469_15302091_846 | AN | 8104304
evchargingstation_load_220466991 |  | 0 | 0 | 0.92 | 0 | False | 0 | 0 | 0 | 0 | 0 | 0 | 0 | 0 | 0 | 0 | 0 | 0 | 0 | 2469.031468360274 | 0 | 0 | 0 | 0 | 0 | 0 | 0.001 | 175.3004908892664 | 411.50524472671236 | OPTIMIZED | INSTALLED |  |  | node_1375233_409_15302096_942 | AN | 8104304
evchargingstation_load_220487717 |  | 0 | 0 | 0.92 | 0 | False | 0 | 0 | 0 | 0 | 0 | 0 | 0 | 0 | 0 | 0 | 0 | 0 | 0 | 9755.573420843995 | 0 | 0 | 0 | 0 | 0 | 0 | 0.001 | 692.6428137591029 | 1625.9289034739993 | OPTIMIZED | INSTALLED |  |  | node_1371205_564_15301068_041 | AN | 8104304
evchargingstation_load_220528717 |  | 0 | 0 | 0.92 | 0 | False | 0 | 0 | 0 | 0 | 0 | 0 | 0 | 0 | 0 | 0 | 0 | 0 | 0 | 159.29219350508424 | 0 | 0 | 0 | 0 | 0 | 0 | 0.001 | 11.30967740244163 | 26.54869891751404 | OPTIMIZED | INSTALLED |  |  | node_1370711_584_15300609_039 | ABCN | 8104304
evchargingstation_load_220530712 |  | 0 | 0 | 0.92 | 0 | False | 0 | 0 | 0 | 0 | 0 | 0 | 0 | 0 | 0 | 0 | 0 | 0 | 0 | 13221.265441479627 | 0 | 0 | 0 | 0 | 0 | 0 | 0.001 | 938.7059323726528 | 2203.5442402466047 | OPTIMIZED | INSTALLED |  |  | node_1375505_939_15302182_861 | ABCN | 8104304
evchargingstation_load_220535666 |  | 0 | 0 | 0.92 | 0 | False | 0 | 0 | 0 | 0 | 0 | 0 | 0 | 0 | 0 | 0 | 0 | 0 | 0 | 4546.331182721091 | 0 | 0 | 0 | 0 | 0 | 0 | 0.001 | 322.78816529794375 | 757.7218637868485 | OPTIMIZED | INSTALLED |  |  | node_1374984_478_15302983_115 | AN | 8104304
evchargingstation_load_220543777 |  | 0 | 0 | 0.92 | 0 | False | 0 | 0 | 0 | 0 | 0 | 0 | 0 | 0 | 0 | 0 | 0 | 0 | 0 | 2548.6774854666396 | 0 | 0 | 0 | 0 | 0 | 0 | 0.001 | 180.95531631612448 | 424.7795809111066 | OPTIMIZED | INSTALLED |  |  | node_1370856_031_15301647_676 | ABCN | 8104304
evchargingstation_load_220566701 |  | 0 | 0 | 0.92 | 0 | False | 0 | 0 | 0 | 0 | 0 | 0 | 0 | 0 | 0 | 0 | 0 | 0 | 0 | 2230.093098456471 | 0 | 0 | 0 | 0 | 0 | 0 | 0.001 | 158.3359615112412 | 371.68218307607856 | OPTIMIZED | INSTALLED |  |  | node_1375048_169_15301022_831 | ABCN | 8104304
evchargingstation_load_220639997 |  | 0 | 0 | 0.92 | 0 | False | 0 | 0 | 0 | 0 | 0 | 0 | 0 | 0 | 0 | 0 | 0 | 0 | 0 | 12042.501871486242 | 0 | 0 | 0 | 0 | 0 | 0 | 0.001 | 855.0140487975852 | 2007.083645247707 | OPTIMIZED | INSTALLED |  |  | node_1375510_1_15303456_106 | AN | 8104304
evchargingstation_load_220650463 |  | 0 | 0 | 0.92 | 0 | False | 0 | 0 | 0 | 0 | 0 | 0 | 0 | 0 | 0 | 0 | 0 | 0 | 0 | 14.909764221840106 | 0 | 0 | 0 | 0 | 0 | 0 | 0.001 | 1.0585773305153678 | 2.484960703640018 | OPTIMIZED | INSTALLED |  |  | node_1371083_57_15299925_163 | AN | 8104304
evchargingstation_load_220653116 |  | 0 | 0 | 0.92 | 0 | False | 0 | 0 | 0 | 0 | 0 | 0 | 0 | 0 | 0 | 0 | 0 | 0 | 0 | 8282.947477702251 | 0 | 0 | 0 | 0 | 0 | 0 | 0.001 | 588.0868178146267 | 1380.4912462837085 | OPTIMIZED | INSTALLED |  |  | node_1374481_017_15303366_939 | AN | 8104304
evchargingstation_load_220653118 |  | 0 | 0 | 0.92 | 0 | False | 0 | 0 | 0 | 0 | 0 | 0 | 0 | 0 | 0 | 0 | 0 | 0 | 0 | 5415.939995112859 | 0 | 0 | 0 | 0 | 0 | 0 | 0.001 | 384.5301201807596 | 902.6566658521432 | OPTIMIZED | INSTALLED |  |  | node_1373386_308_15300312_228 | AN | 8104304
evchargingstation_load_220655023 |  | 0 | 0 | 0.92 | 0 | False | 0 | 0 | 0 | 0 | 0 | 0 | 0 | 0 | 0 | 0 | 0 | 0 | 0 | 7765.693349698412 | 0 | 0 | 0 | 0 | 0 | 0 | 0.001 | 551.3619127797266 | 1294.2822249497353 | OPTIMIZED | INSTALLED |  |  | node_1375003_847_15304302_32 | AN | 8104304
evchargingstation_load_220655291 |  | 0 | 0 | 0.92 | 0 | False | 0 | 0 | 0 | 0 | 0 | 0 | 0 | 0 | 0 | 0 | 0 | 0 | 0 | 3722.8534356994605 | 0 | 0 | 0 | 0 | 0 | 0 | 0.001 | 264.3215001271725 | 620.4755726165768 | OPTIMIZED | INSTALLED |  |  | node_1370961_133_15300881_025 | AN | 8104304
evchargingstation_load_310013982 |  | 0 | 0 | 0.92 | 0 | False | 0 | 0 | 0 | 0 | 0 | 0 | 0 | 0 | 0 | 0 | 0 | 0 | 0 | 38230.16467138489 | 0 | 0 | 0 | 0 | 0 | 0 | 0.001 | 2714.3303288138277 | 6371.694111897482 | OPTIMIZED | INSTALLED |  |  | node_1375831_369_15304073_253 | AN | 8104304
evchargingstation_load_310017189 |  | 0 | 0 | 0.92 | 0 | False | 0 | 0 | 0 | 0 | 0 | 0 | 0 | 0 | 0 | 0 | 0 | 0 | 0 | 637.1694111897482 | 0 | 0 | 0 | 0 | 0 | 0 | 0.001 | 45.238842353393856 | 106.19490186495803 | OPTIMIZED | INSTALLED |  |  | node_1374765_595_15301032_465 | AN | 8104304
evchargingstation_load_310017190 |  | 0 | 0 | 0.92 | 0 | False | 0 | 0 | 0 | 0 | 0 | 0 | 0 | 0 | 0 | 0 | 0 | 0 | 0 | 637.1694111897482 | 0 | 0 | 0 | 0 | 0 | 0 | 0.001 | 45.238842353393856 | 106.19490186495803 | OPTIMIZED | INSTALLED |  |  | node_1374745_794_15301030_956 | CN | 8104304
evchargingstation_load_310017191 |  | 0 | 0 | 0.92 | 0 | False | 0 | 0 | 0 | 0 | 0 | 0 | 0 | 0 | 0 | 0 | 0 | 0 | 0 | 637.1694111897482 | 0 | 0 | 0 | 0 | 0 | 0 | 0.001 | 45.238842353393856 | 106.19490186495803 | OPTIMIZED | INSTALLED |  |  | node_1374784_465_15301040_804 | BN | 8104304
evchargingstation_load_310030834 |  | 0 | 0 | 0.92 | 0 | False | 0 | 0 | 0 | 0 | 0 | 0 | 0 | 0 | 0 | 0 | 0 | 0 | 0 | 9557.541167846222 | 0 | 0 | 0 | 0 | 0 | 0 | 0.001 | 678.5825556547314 | 1592.9235279743705 | OPTIMIZED | INSTALLED |  |  | node_1375984_694_15301318_208 | ABCN | 8104304
evchargingstation_load_310034391 |  | 0 | 0 | 0.92 | 0 | False | 0 | 0 | 0 | 0 | 0 | 0 | 0 | 0 | 0 | 0 | 0 | 0 | 0 | 12923.32486551495 | 0 | 0 | 0 | 0 | 0 | 0 | 0.001 | 917.5522265058589 | 2153.887477585825 | OPTIMIZED | INSTALLED |  |  | node_1374797_265_15302175_199 | AN | 8104304
evchargingstation_load_310040852 |  | 0 | 0 | 0.92 | 0 | False | 0 | 0 | 0 | 0 | 0 | 0 | 0 | 0 | 0 | 0 | 0 | 0 | 0 | 4103.625875826454 | 0 | 0 | 0 | 0 | 0 | 0 | 0.001 | 291.35622656179703 | 683.9376459710757 | OPTIMIZED | INSTALLED |  |  | node_1374312_68_15304003_708 | AN | 8104304
evchargingstation_load_310042395 |  | 0 | 0 | 0.92 | 0 | False | 0 | 0 | 0 | 0 | 0 | 0 | 0 | 0 | 0 | 0 | 0 | 0 | 0 | 15110.472586364878 | 0 | 0 | 0 | 0 | 0 | 0 | 0.001 | 1072.8390668973025 | 2518.4120977274797 | OPTIMIZED | INSTALLED |  |  | node_1375655_686_15301469_519 | AN | 8104304
evchargingstation_load_310056254 |  | 0 | 0 | 0.92 | 0 | False | 0 | 0 | 0 | 0 | 0 | 0 | 0 | 0 | 0 | 0 | 0 | 0 | 0 | 1433.6311751769335 | 0 | 0 | 0 | 0 | 0 | 0 | 0.001 | 101.7873886579548 | 238.93852919615557 | OPTIMIZED | INSTALLED |  |  | node_1374505_091_15301278_332 | AN | 8104304
evchargingstation_load_310056255 |  | 0 | 0 | 0.92 | 0 | False | 0 | 0 | 0 | 0 | 0 | 0 | 0 | 0 | 0 | 0 | 0 | 0 | 0 | 1433.6311751769335 | 0 | 0 | 0 | 0 | 0 | 0 | 0.001 | 101.7873886579548 | 238.93852919615557 | OPTIMIZED | INSTALLED |  |  | node_1374524_623_15301273_951 | BN | 8104304
evchargingstation_load_310056256 |  | 0 | 0 | 0.92 | 0 | False | 0 | 0 | 0 | 0 | 0 | 0 | 0 | 0 | 0 | 0 | 0 | 0 | 0 | 1433.6311751769335 | 0 | 0 | 0 | 0 | 0 | 0 | 0.001 | 101.7873886579548 | 238.93852919615557 | OPTIMIZED | INSTALLED |  |  | node_1374542_611_15301262_922 | CN | 8104304
evchargingstation_load_311909713 |  | 0 | 0 | 0.92 | 0 | False | 0 | 0 | 0 | 0 | 0 | 0 | 0 | 0 | 0 | 0 | 0 | 0 | 0 | 170761.4021988525 | 0 | 0 | 0 | 0 | 0 | 0 | 0.001 | 12124.008794955436 | 28460.233699808752 | OPTIMIZED | INSTALLED |  |  | node_1375878_453_15301872_526 | AN | 8104304
evchargingstation_load_312128844 |  | 0 | 0 | 0.92 | 0 | False | 0 | 0 | 0 | 0 | 0 | 0 | 0 | 0 | 0 | 0 | 0 | 0 | 0 | 0 | 0 | 0 | 0 | 0 | 0 | 0 | 0.001 | 0 | 0 | OPTIMIZED | INSTALLED |  |  | node_1374543_704_15300876_036 | AN | 8104304
evchargingstation_load_312128845 |  | 0 | 0 | 0.92 | 0 | False | 0 | 0 | 0 | 0 | 0 | 0 | 0 | 0 | 0 | 0 | 0 | 0 | 0 | 0 | 0 | 0 | 0 | 0 | 0 | 0 | 0.001 | 0 | 0 | OPTIMIZED | INSTALLED |  |  | node_1374560_77_15300872_806 | BN | 8104304
evchargingstation_load_312128846 |  | 0 | 0 | 0.92 | 0 | False | 0 | 0 | 0 | 0 | 0 | 0 | 0 | 0 | 0 | 0 | 0 | 0 | 0 | 0 | 0 | 0 | 0 | 0 | 0 | 0 | 0.001 | 0 | 0 | OPTIMIZED | INSTALLED |  |  | node_1374574_977_15300873_51 | CN | 8104304
evchargingstation_load_312133289 |  | 0 | 0 | 0.92 | 0 | False | 0 | 0 | 0 | 0 | 0 | 0 | 0 | 0 | 0 | 0 | 0 | 0 | 0 | 0 | 0 | 0 | 0 | 0 | 0 | 0 | 0.001 | 0 | 0 | OPTIMIZED | INSTALLED |  |  | node_1371201_348_15300381_316 | AN | 8104304

## Fuse
Name | GroupId | MeanReplacementTime | PhaseAStatus | PhaseBStatus | PhaseCStatus | RepairDistributionType | CurrentLimit | CurrentInAReal | CurrentInAImag | CurrentInA | CurrentInBReal | CurrentInBImag | CurrentInB | CurrentInCReal | CurrentInCImag | CurrentInC | CurrentOutAReal | CurrentOutAImag | CurrentOutA | CurrentOutBReal | CurrentOutBImag | CurrentOutB | CurrentOutCReal | CurrentOutCImag | CurrentOutC | ActivePowerInA | ReactivePowerInA | PowerInA | ActivePowerInB | ReactivePowerInB | PowerInB | ActivePowerInC | ReactivePowerInC | PowerInC | ActivePowerOutA | ReactivePowerOutA | PowerOutA | ActivePowerOutB | ReactivePowerOutB | PowerOutB | ActivePowerOutC | ReactivePowerOutC | PowerOutC | Status | From | To | Length | Phases | Feeder | Comments
fuse_220386412 |  | 0 | GOOD | GOOD | GOOD | NONE | 200 | 0 | 0 | 0+0j | 0 | 0 | 0+0j | 0 | 0 | 0+0j | 0 | 0 | 0+0j | 0 | 0 | 0+0j | 0 | 0 | 0+0j | 0 | 0 | 0+0j | 0 | 0 | 0+0j | 0 | 0 | 0+0j | 0 | 0 | 0+0j | 0 | 0 | 0+0j | 0 | 0 | 0+0j | OPEN | node_intto1_8104304_200858463 | node_8104304_200858463 | 0 | ABCN | 8104304
fuse_220386433 |  | 0 | GOOD | GOOD | GOOD | NONE | 100 | 0 | 0 | 0+0j | 0 | 0 | 0+0j | 0 | 0 | 0+0j | 0 | 0 | 0+0j | 0 | 0 | 0+0j | 0 | 0 | 0+0j | 0 | 0 | 0+0j | 0 | 0 | 0+0j | 0 | 0 | 0+0j | 0 | 0 | 0+0j | 0 | 0 | 0+0j | 0 | 0 | 0+0j | OPEN | node_intto1_8104304_200859678 | node_8104304_200859678 | 0 | AN | 8104304
fuse_220386461 |  | 0 | GOOD | GOOD | GOOD | NONE | 400 | 0 | 0 | 0+0j | 0 | 0 | 0+0j | 0 | 0 | 0+0j | 0 | 0 | 0+0j | 0 | 0 | 0+0j | 0 | 0 | 0+0j | 0 | 0 | 0+0j | 0 | 0 | 0+0j | 0 | 0 | 0+0j | 0 | 0 | 0+0j | 0 | 0 | 0+0j | 0 | 0 | 0+0j | OPEN | node_intto1_220386461 | node_220386461 | 0 | ABCN | 8104304
fuse_220386462 |  | 0 | GOOD | GOOD | GOOD | NONE | 100 | 0 | 0 | 0+0j | 0 | 0 | 0+0j | 0 | 0 | 0+0j | 0 | 0 | 0+0j | 0 | 0 | 0+0j | 0 | 0 | 0+0j | 0 | 0 | 0+0j | 0 | 0 | 0+0j | 0 | 0 | 0+0j | 0 | 0 | 0+0j | 0 | 0 | 0+0j | 0 | 0 | 0+0j | OPEN | node_intto1_8104304_200856636 | node_8104304_200856636 | 0 | AN | 8104304
fuse_220386464 |  | 0 | GOOD | GOOD | GOOD | NONE | 80 | 0 | 0 | 0+0j | 0 | 0 | 0+0j | 0 | 0 | 0+0j | 0 | 0 | 0+0j | 0 | 0 | 0+0j | 0 | 0 | 0+0j | 0 | 0 | 0+0j | 0 | 0 | 0+0j | 0 | 0 | 0+0j | 0 | 0 | 0+0j | 0 | 0 | 0+0j | 0 | 0 | 0+0j | OPEN | node_intto1_8104304_200859692 | node_8104304_200859692 | 0 | ABCN | 8104304
fuse_220386485 |  | 0 | GOOD | GOOD | GOOD | NONE | 140 | 0 | 0 | 0+0j | 0 | 0 | 0+0j | 0 | 0 | 0+0j | 0 | 0 | 0+0j | 0 | 0 | 0+0j | 0 | 0 | 0+0j | 0 | 0 | 0+0j | 0 | 0 | 0+0j | 0 | 0 | 0+0j | 0 | 0 | 0+0j | 0 | 0 | 0+0j | 0 | 0 | 0+0j | OPEN | node_intto1_8104304_200859794 | node_8104304_200859794 | 0 | AN | 8104304
fuse_220386514 |  | 0 | GOOD | GOOD | GOOD | NONE | 100 | 0 | 0 | 0+0j | 0 | 0 | 0+0j | 0 | 0 | 0+0j | 0 | 0 | 0+0j | 0 | 0 | 0+0j | 0 | 0 | 0+0j | 0 | 0 | 0+0j | 0 | 0 | 0+0j | 0 | 0 | 0+0j | 0 | 0 | 0+0j | 0 | 0 | 0+0j | 0 | 0 | 0+0j | OPEN | node_intto1_8104304_200953083 | node_8104304_200953083 | 0 | ABCN | 8104304
fuse_220386522 |  | 0 | GOOD | GOOD | GOOD | NONE | 10 | 0 | 0 | 0+0j | 0 | 0 | 0+0j | 0 | 0 | 0+0j | 0 | 0 | 0+0j | 0 | 0 | 0+0j | 0 | 0 | 0+0j | 0 | 0 | 0+0j | 0 | 0 | 0+0j | 0 | 0 | 0+0j | 0 | 0 | 0+0j | 0 | 0 | 0+0j | 0 | 0 | 0+0j | OPEN | node_intto1_8104304_201027347 | node_8104304_201027347 | 0 | ABCN | 8104304
fuse_220388198 |  | 0 | GOOD | GOOD | GOOD | NONE | 150 | 0 | 0 | 0+0j | 0 | 0 | 0+0j | 0 | 0 | 0+0j | 0 | 0 | 0+0j | 0 | 0 | 0+0j | 0 | 0 | 0+0j | 0 | 0 | 0+0j | 0 | 0 | 0+0j | 0 | 0 | 0+0j | 0 | 0 | 0+0j | 0 | 0 | 0+0j | 0 | 0 | 0+0j | OPEN | node_intto1_8104304_200848772 | node_8104304_200848772 | 0 | ABCN | 8104304
fuse_220388214 |  | 0 | GOOD | GOOD | GOOD | NONE | 100 | 0 | 0 | 0+0j | 0 | 0 | 0+0j | 0 | 0 | 0+0j | 0 | 0 | 0+0j | 0 | 0 | 0+0j | 0 | 0 | 0+0j | 0 | 0 | 0+0j | 0 | 0 | 0+0j | 0 | 0 | 0+0j | 0 | 0 | 0+0j | 0 | 0 | 0+0j | 0 | 0 | 0+0j | OPEN | node_intto1_8104304_200850123 | node_8104304_200850123 | 0 | AN | 8104304
fuse_220388820 |  | 0 | GOOD | GOOD | GOOD | NONE | 100 | 0 | 0 | 0+0j | 0 | 0 | 0+0j | 0 | 0 | 0+0j | 0 | 0 | 0+0j | 0 | 0 | 0+0j | 0 | 0 | 0+0j | 0 | 0 | 0+0j | 0 | 0 | 0+0j | 0 | 0 | 0+0j | 0 | 0 | 0+0j | 0 | 0 | 0+0j | 0 | 0 | 0+0j | OPEN | node_intto1_8104304_200852753 | node_8104304_200852753 | 0 | ABCN | 8104304
fuse_220388830 |  | 0 | GOOD | GOOD | GOOD | NONE | 75 | 0 | 0 | 0+0j | 0 | 0 | 0+0j | 0 | 0 | 0+0j | 0 | 0 | 0+0j | 0 | 0 | 0+0j | 0 | 0 | 0+0j | 0 | 0 | 0+0j | 0 | 0 | 0+0j | 0 | 0 | 0+0j | 0 | 0 | 0+0j | 0 | 0 | 0+0j | 0 | 0 | 0+0j | OPEN | node_intto1_8104304_200852839 | node_8104304_200852839 | 0 | AN | 8104304
fuse_220388832 |  | 0 | GOOD | GOOD | GOOD | NONE | 75 | 0 | 0 | 0+0j | 0 | 0 | 0+0j | 0 | 0 | 0+0j | 0 | 0 | 0+0j | 0 | 0 | 0+0j | 0 | 0 | 0+0j | 0 | 0 | 0+0j | 0 | 0 | 0+0j | 0 | 0 | 0+0j | 0 | 0 | 0+0j | 0 | 0 | 0+0j | 0 | 0 | 0+0j | OPEN | node_intto1_8104304_201027260 | node_8104304_201027260 | 0 | AN | 8104304
fuse_220389084 |  | 0 | GOOD | GOOD | GOOD | NONE | 100 | 0 | 0 | 0+0j | 0 | 0 | 0+0j | 0 | 0 | 0+0j | 0 | 0 | 0+0j | 0 | 0 | 0+0j | 0 | 0 | 0+0j | 0 | 0 | 0+0j | 0 | 0 | 0+0j | 0 | 0 | 0+0j | 0 | 0 | 0+0j | 0 | 0 | 0+0j | 0 | 0 | 0+0j | OPEN | node_intto1_8104304_200856527 | node_8104304_200856527 | 0 | ABCN | 8104304
fuse_220389109 |  | 0 | GOOD | GOOD | GOOD | NONE | 100 | 0 | 0 | 0+0j | 0 | 0 | 0+0j | 0 | 0 | 0+0j | 0 | 0 | 0+0j | 0 | 0 | 0+0j | 0 | 0 | 0+0j | 0 | 0 | 0+0j | 0 | 0 | 0+0j | 0 | 0 | 0+0j | 0 | 0 | 0+0j | 0 | 0 | 0+0j | 0 | 0 | 0+0j | OPEN | node_intto1_8104304_200856532 | node_8104304_200856532 | 0 | ABCN | 8104304
fuse_220389194 |  | 0 | GOOD | GOOD | GOOD | NONE | 100 | 0 | 0 | 0+0j | 0 | 0 | 0+0j | 0 | 0 | 0+0j | 0 | 0 | 0+0j | 0 | 0 | 0+0j | 0 | 0 | 0+0j | 0 | 0 | 0+0j | 0 | 0 | 0+0j | 0 | 0 | 0+0j | 0 | 0 | 0+0j | 0 | 0 | 0+0j | 0 | 0 | 0+0j | OPEN | node_intto1_8104304_200856533 | node_8104304_200856533 | 0 | ABCN | 8104304
fuse_220389207 |  | 0 | GOOD | GOOD | GOOD | NONE | 30 | 0 | 0 | 0+0j | 0 | 0 | 0+0j | 0 | 0 | 0+0j | 0 | 0 | 0+0j | 0 | 0 | 0+0j | 0 | 0 | 0+0j | 0 | 0 | 0+0j | 0 | 0 | 0+0j | 0 | 0 | 0+0j | 0 | 0 | 0+0j | 0 | 0 | 0+0j | 0 | 0 | 0+0j | OPEN | node_intto1_220389207 | node_220389207 | 0 | ABCN | 8104304
fuse_220389210 |  | 0 | GOOD | GOOD | GOOD | NONE | 15 | 0 | 0 | 0+0j | 0 | 0 | 0+0j | 0 | 0 | 0+0j | 0 | 0 | 0+0j | 0 | 0 | 0+0j | 0 | 0 | 0+0j | 0 | 0 | 0+0j | 0 | 0 | 0+0j | 0 | 0 | 0+0j | 0 | 0 | 0+0j | 0 | 0 | 0+0j | 0 | 0 | 0+0j | OPEN | node_intto1_8104304_201027230 | node_8104304_201027230 | 0 | ABCN | 8104304
fuse_220520510 |  | 0 | GOOD | GOOD | GOOD | NONE | 15 | 0 | 0 | 0+0j | 0 | 0 | 0+0j | 0 | 0 | 0+0j | 0 | 0 | 0+0j | 0 | 0 | 0+0j | 0 | 0 | 0+0j | 0 | 0 | 0+0j | 0 | 0 | 0+0j | 0 | 0 | 0+0j | 0 | 0 | 0+0j | 0 | 0 | 0+0j | 0 | 0 | 0+0j | OPEN | node_intto1_8104304_200968112 | node_8104304_200968112 | 0 | ABCN | 8104304
fuse_220525790 |  | 0 | GOOD | GOOD | GOOD | NONE | 175 | 0 | 0 | 0+0j | 0 | 0 | 0+0j | 0 | 0 | 0+0j | 0 | 0 | 0+0j | 0 | 0 | 0+0j | 0 | 0 | 0+0j | 0 | 0 | 0+0j | 0 | 0 | 0+0j | 0 | 0 | 0+0j | 0 | 0 | 0+0j | 0 | 0 | 0+0j | 0 | 0 | 0+0j | OPEN | node_intto1_8104304_200914694 | node_8104304_200914694 | 0 | ABCN | 8104304
fuse_310030837 |  | 0 | GOOD | GOOD | GOOD | NONE | 12 | 0 | 0 | 0+0j | 0 | 0 | 0+0j | 0 | 0 | 0+0j | 0 | 0 | 0+0j | 0 | 0 | 0+0j | 0 | 0 | 0+0j | 0 | 0 | 0+0j | 0 | 0 | 0+0j | 0 | 0 | 0+0j | 0 | 0 | 0+0j | 0 | 0 | 0+0j | 0 | 0 | 0+0j | OPEN | node_intto1_8104304_310030832 | node_8104304_310030832 | 0 | ABCN | 8104304
fuse_310045968 |  | 0 | GOOD | GOOD | GOOD | NONE | 30 | 0 | 0 | 0+0j | 0 | 0 | 0+0j | 0 | 0 | 0+0j | 0 | 0 | 0+0j | 0 | 0 | 0+0j | 0 | 0 | 0+0j | 0 | 0 | 0+0j | 0 | 0 | 0+0j | 0 | 0 | 0+0j | 0 | 0 | 0+0j | 0 | 0 | 0+0j | 0 | 0 | 0+0j | OPEN | node_intto1_8104304_200859610 | node_8104304_200859610 | 0 | ABCN | 8104304
fuse_312079044 |  | 0 | GOOD | GOOD | GOOD | NONE | 100 | 0 | 0 | 0+0j | 0 | 0 | 0+0j | 0 | 0 | 0+0j | 0 | 0 | 0+0j | 0 | 0 | 0+0j | 0 | 0 | 0+0j | 0 | 0 | 0+0j | 0 | 0 | 0+0j | 0 | 0 | 0+0j | 0 | 0 | 0+0j | 0 | 0 | 0+0j | 0 | 0 | 0+0j | OPEN | node_intto1_8104304_200859801 | node_8104304_200859801 | 0 | AN | 8104304

## Generator
Name | GroupId | ColdStartupCost | ColdStartupTime | HotStartupCost | HotStartupStatus | ShutdownCost | CommitmentStatus | ConstructionTime | CalendarLife | YearOfInstallation | ReactivePower | ActivePower | MaxPowerOutput | MinPowerOutput | MinimumDowntime | MinimumUptime | NoLoadCost | NonSpinningReserve | SpinningReserve | OperatingReserve | RampUpLimit | RampDownLimit | StartupCapability | ShutdownCapability | ShutdownStatus | StartupStatus | CapitalCost | FixedOperatingCost | VariableOperatingCost | MaxReactivePower | MaxActivePower | OutputSchedule | PlanningStatus | UnitType | UnitSubtype | ParentNode | Phases | Feeder | Comments

## HeatPump
Name | GroupId | YearOfInstallation | ReactivePower | ActivePower | MaxPowerOutput | MinPowerOutput | RampUpLimit | RampDownLimit | CapitalCost | FixedOperatingCost | VariableOperatingCost | MaxReactivePower | MaxActivePower | OutputSchedule | PlanningStatus | UnitType | UnitSubtype | ParentNode | Phases | Feeder | Comments
heatpump_load_220344474 |  | 0 | 0 | 0 | 0 | 0 | 0 | 0 | 0 | 0 | 0.19 | 0 | 0 | OPTIMIZED | INSTALLED |  |  | node_1374318_044_15300667_931 | AN | 8104304
heatpump_load_220344475 |  | 0 | 0 | 0 | 0 | 0 | 0 | 0 | 0 | 0 | 0.19 | 0 | 0 | OPTIMIZED | INSTALLED |  |  | node_1374303_982_15300662_12 | AN | 8104304
heatpump_load_220344476 |  | 0 | 0 | 0 | 0 | 0 | 0 | 0 | 0 | 0 | 0.19 | 25.62572522713657 | 60.15454877658548 | OPTIMIZED | INSTALLED |  |  | node_1374176_15300468_577 | AN | 8104304
heatpump_load_220344893 |  | 0 | 0 | 0 | 0 | 0 | 0 | 0 | 0 | 0 | 0.19 | 0 | 0 | OPTIMIZED | INSTALLED |  |  | node_1371541_145_15300470_54 | AN | 8104304
heatpump_load_220344894 |  | 0 | 0 | 0 | 0 | 0 | 0 | 0 | 0 | 0 | 0.19 | 456.217664901311 | 1070.9379771831489 | OPTIMIZED | INSTALLED |  |  | node_1371594_399_15300862_249 | AN | 8104304
heatpump_load_220345163 |  | 0 | 0 | 0 | 0 | 0 | 0 | 0 | 0 | 0 | 0.19 | 22.040780780976416 | 51.739145579861095 | OPTIMIZED | INSTALLED |  |  | node_1373287_634_15304818_091 | AN | 8104304
heatpump_load_220345164 |  | 0 | 0 | 0 | 0 | 0 | 0 | 0 | 0 | 0 | 0.19 | 0 | 0 | OPTIMIZED | INSTALLED |  |  | node_1373280_861_15304498_063 | AN | 8104304
heatpump_load_220345407 |  | 0 | 0 | 0 | 0 | 0 | 0 | 0 | 0 | 0 | 0.19 | 492.13351485933117 | 1155.247849950332 | OPTIMIZED | INSTALLED |  |  | node_1371303_251_15301702_015 | AN | 8104304
heatpump_load_220345408 |  | 0 | 0 | 0 | 0 | 0 | 0 | 0 | 0 | 0 | 0.19 | 212.07244617945307 | 497.8247775840048 | OPTIMIZED | INSTALLED |  |  | node_1371285_374_15301690_339 | AN | 8104304
heatpump_load_220345409 |  | 0 | 0 | 0 | 0 | 0 | 0 | 0 | 0 | 0 | 0.19 | 42.88656565019575 | 100.67315676081404 | OPTIMIZED | INSTALLED |  |  | node_1371005_466_15301550_059 | AN | 8104304
heatpump_load_220345776 |  | 0 | 0 | 0 | 0 | 0 | 0 | 0 | 0 | 0 | 0.19 | 1019.1871002541811 | 2392.467960668757 | OPTIMIZED | INSTALLED |  |  | node_1371092_191_15300308_225 | AN | 8104304
heatpump_load_220345777 |  | 0 | 0 | 0 | 0 | 0 | 0 | 0 | 0 | 0 | 0.19 | 1191.6628666483803 | 2797.3423589111644 | OPTIMIZED | INSTALLED |  |  | node_1371161_194_15300616_13 | AN | 8104304
heatpump_load_220345778 |  | 0 | 0 | 0 | 0 | 0 | 0 | 0 | 0 | 0 | 0.19 | 0 | 0 | OPTIMIZED | INSTALLED |  |  | node_1373401_481_15301039_228 | AN | 8104304
heatpump_load_220345778-L-1 |  | 0 | 0 | 0 | 0 | 0 | 0 | 0 | 0 | 0 | 0.19 | 0 | 0 | OPTIMIZED | INSTALLED |  |  | node_1373401_481_15301039_228 | AN | 8104304
heatpump_load_220345787 |  | 0 | 0 | 0 | 0 | 0 | 0 | 0 | 0 | 0 | 0.19 | 98.35242751505069 | 230.8752447396898 | OPTIMIZED | INSTALLED |  |  | node_1371616_057_15300403_55 | AN | 8104304
heatpump_load_220345788 |  | 0 | 0 | 0 | 0 | 0 | 0 | 0 | 0 | 0 | 0.19 | 98.35242751505069 | 230.8752447396898 | OPTIMIZED | INSTALLED |  |  | node_1371611_941_15300385_945 | BN | 8104304
heatpump_load_220345789 |  | 0 | 0 | 0 | 0 | 0 | 0 | 0 | 0 | 0 | 0.19 | 98.35242751505069 | 230.8752447396898 | OPTIMIZED | INSTALLED |  |  | node_1371633_082_15300417_352 | CN | 8104304
heatpump_load_220345790 |  | 0 | 0 | 0 | 0 | 0 | 0 | 0 | 0 | 0 | 0.19 | 516.3503526767939 | 1212.0951106393159 | OPTIMIZED | INSTALLED |  |  | node_1371444_958_15300203_955 | AN | 8104304
heatpump_load_220345791 |  | 0 | 0 | 0 | 0 | 0 | 0 | 0 | 0 | 0 | 0.19 | 0 | 0 | OPTIMIZED | INSTALLED |  |  | node_1371352_202_15300133_901 | AN | 8104304
heatpump_load_220345794 |  | 0 | 0 | 0 | 0 | 0 | 0 | 0 | 0 | 0 | 0.19 | 122.94055603836891 | 288.5940883914456 | OPTIMIZED | INSTALLED |  |  | node_1372925_667_15300406_815 | AN | 8104304
heatpump_load_220345795 |  | 0 | 0 | 0 | 0 | 0 | 0 | 0 | 0 | 0 | 0.19 | 122.94055603836891 | 288.5940883914456 | OPTIMIZED | INSTALLED |  |  | node_1372912_185_15300413_406 | BN | 8104304
heatpump_load_220345796 |  | 0 | 0 | 0 | 0 | 0 | 0 | 0 | 0 | 0 | 0.19 | 122.94055603836891 | 288.5940883914456 | OPTIMIZED | INSTALLED |  |  | node_1372935_279_15300396_081 | CN | 8104304
heatpump_load_220345797 |  | 0 | 0 | 0 | 0 | 0 | 0 | 0 | 0 | 0 | 0.19 | 1801.0792238825045 | 4227.903197969223 | OPTIMIZED | INSTALLED |  |  | node_1372871_348_15300483_807 | AN | 8104304
heatpump_load_220345798 |  | 0 | 0 | 0 | 0 | 0 | 0 | 0 | 0 | 0 | 0.19 | 1801.0792238825045 | 4227.903197969223 | OPTIMIZED | INSTALLED |  |  | node_1372872_91_15300490_096 | BN | 8104304
heatpump_load_220345799 |  | 0 | 0 | 0 | 0 | 0 | 0 | 0 | 0 | 0 | 0.19 | 1801.0792238825045 | 4227.903197969223 | OPTIMIZED | INSTALLED |  |  | node_1372867_983_15300479_041 | CN | 8104304
heatpump_load_220346874 |  | 0 | 0 | 0 | 0 | 0 | 0 | 0 | 0 | 0 | 0.19 | 1106.4650043453203 | 2597.346665655677 | OPTIMIZED | INSTALLED |  |  | node_1376114_124_15302609_118 | ABCN | 8104304
heatpump_load_220346876 |  | 0 | 0 | 0 | 0 | 0 | 0 | 0 | 0 | 0 | 0.19 | 3835.7454522909766 | 9004.135064317237 | OPTIMIZED | INSTALLED |  |  | node_1376087_954_15303144_27 | ABCN | 8104304
heatpump_load_220346877 |  | 0 | 0 | 0 | 0 | 0 | 0 | 0 | 0 | 0 | 0.19 | 6601.9080930216105 | 15497.501728456431 | OPTIMIZED | INSTALLED |  |  | node_1375884_434_15303726_105 | ABCN | 8104304
heatpump_load_220346911 |  | 0 | 0 | 0 | 0 | 0 | 0 | 0 | 0 | 0 | 0.19 | 1306.3811322146162 | 3066.6352612063447 | OPTIMIZED | INSTALLED |  |  | node_1374422_463_15303687_527 | AN | 8104304
heatpump_load_220347293 |  | 0 | 0 | 0 | 0 | 0 | 0 | 0 | 0 | 0 | 0.19 | 22.040780780976416 | 51.739145579861095 | OPTIMIZED | INSTALLED |  |  | node_1375989_594_15301984_98 | AN | 8104304
heatpump_load_220347294 |  | 0 | 0 | 0 | 0 | 0 | 0 | 0 | 0 | 0 | 0.19 | 313.4984438713074 | 735.9148886024418 | OPTIMIZED | INSTALLED |  |  | node_1375797_365_15302154_631 | AN | 8104304
heatpump_load_220347295 |  | 0 | 0 | 0 | 0 | 0 | 0 | 0 | 0 | 0 | 0.19 | 313.4984438713074 | 735.9148886024418 | OPTIMIZED | INSTALLED |  |  | node_1375778_013_15302148_675 | BN | 8104304
heatpump_load_220347296 |  | 0 | 0 | 0 | 0 | 0 | 0 | 0 | 0 | 0 | 0.19 | 313.4984438713074 | 735.9148886024418 | OPTIMIZED | INSTALLED |  |  | node_1375817_171_15302153_667 | CN | 8104304
heatpump_load_220347298 |  | 0 | 0 | 0 | 0 | 0 | 0 | 0 | 0 | 0 | 0.19 | 313.4984438713074 | 735.9148886024418 | OPTIMIZED | INSTALLED |  |  | node_1375430_102_15302041_689 | AN | 8104304
heatpump_load_220347299 |  | 0 | 0 | 0 | 0 | 0 | 0 | 0 | 0 | 0 | 0.19 | 313.4984438713074 | 735.9148886024418 | OPTIMIZED | INSTALLED |  |  | node_1375436_577_15302041_445 | AN | 8104304
heatpump_load_220347300 |  | 0 | 0 | 0 | 0 | 0 | 0 | 0 | 0 | 0 | 0.19 | 141.38163078630203 | 331.8831994857069 | OPTIMIZED | INSTALLED |  |  | node_1375234_528_15301847_482 | AN | 8104304
heatpump_load_220347301 |  | 0 | 0 | 0 | 0 | 0 | 0 | 0 | 0 | 0 | 0.19 | 141.38163078630203 | 331.8831994857069 | OPTIMIZED | INSTALLED |  |  | node_1375240_388_15301855_556 | BN | 8104304
heatpump_load_220347302 |  | 0 | 0 | 0 | 0 | 0 | 0 | 0 | 0 | 0 | 0.19 | 141.38163078630203 | 331.8831994857069 | OPTIMIZED | INSTALLED |  |  | node_1375230_825_15301837_376 | CN | 8104304
heatpump_load_220347303 |  | 0 | 0 | 0 | 0 | 0 | 0 | 0 | 0 | 0 | 0.19 | 334.99334896138515 | 786.3726764939128 | OPTIMIZED | INSTALLED |  |  | node_1375068_136_15301661_885 | AN | 8104304
heatpump_load_220347304 |  | 0 | 0 | 0 | 0 | 0 | 0 | 0 | 0 | 0 | 0.19 | 31.777670672075327 | 74.59579623763105 | OPTIMIZED | INSTALLED |  |  | node_1374929_697_15301530_53 | AN | 8104304
heatpump_load_220347305 |  | 0 | 0 | 0 | 0 | 0 | 0 | 0 | 0 | 0 | 0.19 | 325.79250813296653 | 764.7743104283198 | OPTIMIZED | INSTALLED |  |  | node_1374922_2_15301513_075 | BN | 8104304
heatpump_load_220347306 |  | 0 | 0 | 0 | 0 | 0 | 0 | 0 | 0 | 0 | 0.19 | 325.79250813296653 | 764.7743104283198 | OPTIMIZED | INSTALLED |  |  | node_1374939_568_15301547_181 | CN | 8104304
heatpump_load_220347310 |  | 0 | 0 | 0 | 0 | 0 | 0 | 0 | 0 | 0 | 0.19 | 18.44107474793312 | 43.28911109426129 | OPTIMIZED | INSTALLED |  |  | node_1374440_701_15300895_156 | AN | 8104304
heatpump_load_220347314 |  | 0 | 0 | 0 | 0 | 0 | 0 | 0 | 0 | 0 | 0.19 | 1733.461892087935 | 4069.176442860561 | OPTIMIZED | INSTALLED |  |  | node_1374608_963_15300619_521 | AN | 8104304
heatpump_load_220347487 |  | 0 | 0 | 0 | 0 | 0 | 0 | 0 | 0 | 0 | 0.19 | 1952.6009826297486 | 4583.589607815887 | OPTIMIZED | INSTALLED |  |  | node_1374672_914_15304310_971 | AN | 8104304
heatpump_load_220347488 |  | 0 | 0 | 0 | 0 | 0 | 0 | 0 | 0 | 0 | 0.19 | 903.9376772948185 | 2121.928331974062 | OPTIMIZED | INSTALLED |  |  | node_1374651_326_15304130_853 | AN | 8104304
heatpump_load_220347490 |  | 0 | 0 | 0 | 0 | 0 | 0 | 0 | 0 | 0 | 0.19 | 208.9989625808716 | 490.6099113052575 | OPTIMIZED | INSTALLED |  |  | node_1374965_604_15302243_48 | AN | 8104304
heatpump_load_220347491 |  | 0 | 0 | 0 | 0 | 0 | 0 | 0 | 0 | 0 | 0.19 | 208.9989625808716 | 490.6099113052575 | OPTIMIZED | INSTALLED |  |  | node_1374945_851_15302241_045 | BN | 8104304
heatpump_load_220347492 |  | 0 | 0 | 0 | 0 | 0 | 0 | 0 | 0 | 0 | 0.19 | 208.9989625808716 | 490.6099113052575 | OPTIMIZED | INSTALLED |  |  | node_1374985_118_15302238_968 | CN | 8104304
heatpump_load_220347494 |  | 0 | 0 | 0 | 0 | 0 | 0 | 0 | 0 | 0 | 0.19 | 1706.8329850003001 | 4006.6669664404476 | OPTIMIZED | INSTALLED |  |  | node_1374776_164_15301856_524 | AN | 8104304
heatpump_load_220347536 |  | 0 | 0 | 0 | 0 | 0 | 0 | 0 | 0 | 0 | 0.19 | 1599.4173327409997 | 3754.5165521385943 | OPTIMIZED | INSTALLED |  |  | node_1374487_589_15302511_402 | AN | 8104304
heatpump_load_220347537 |  | 0 | 0 | 0 | 0 | 0 | 0 | 0 | 0 | 0 | 0.19 | 1856.3385533983287 | 4357.620447903842 | OPTIMIZED | INSTALLED |  |  | node_1374425_294_15301743_021 | AN | 8104304
heatpump_load_220347612 |  | 0 | 0 | 0 | 0 | 0 | 0 | 0 | 0 | 0 | 0.19 | 1190.6006384403493 | 2794.848906112135 | OPTIMIZED | INSTALLED |  |  | node_1374895_499_15302651_234 | AN | 8104304
heatpump_load_220347659 |  | 0 | 0 | 0 | 0 | 0 | 0 | 0 | 0 | 0 | 0.19 | 2023.503265330595 | 4750.027582151102 | OPTIMIZED | INSTALLED |  |  | node_1375746_366_15304827_98 | AN | 8104304
heatpump_load_220347674 |  | 0 | 0 | 0 | 0 | 0 | 0 | 0 | 0 | 0 | 0.19 | 1783.1790898668055 | 4185.883886370689 | OPTIMIZED | INSTALLED |  |  | node_1374693_869_15303477_921 | AN | 8104304
heatpump_load_220347676 |  | 0 | 0 | 0 | 0 | 0 | 0 | 0 | 0 | 0 | 0.19 | 799.8414340742258 | 1877.5699576691761 | OPTIMIZED | INSTALLED |  |  | node_1375468_127_15303811_391 | AN | 8104304
heatpump_load_220347677 |  | 0 | 0 | 0 | 0 | 0 | 0 | 0 | 0 | 0 | 0.19 | 1400.253656200744 | 3286.9941523205725 | OPTIMIZED | INSTALLED |  |  | node_1375462_225_15303134_612 | AN | 8104304
heatpump_load_220347679 |  | 0 | 0 | 0 | 0 | 0 | 0 | 0 | 0 | 0 | 0.19 | 1322.048716903851 | 3103.413689992029 | OPTIMIZED | INSTALLED |  |  | node_1374569_119_15302972_911 | AN | 8104304
heatpump_load_220347683 |  | 0 | 0 | 0 | 0 | 0 | 0 | 0 | 0 | 0 | 0.19 | 183.89448154042103 | 431.6790158319735 | OPTIMIZED | INSTALLED |  |  | node_1375616_998_15301825_44 | AN | 8104304
heatpump_load_220347685 |  | 0 | 0 | 0 | 0 | 0 | 0 | 0 | 0 | 0 | 0.19 | 1042.1572982503512 | 2446.388877447769 | OPTIMIZED | INSTALLED |  |  | node_1375725_342_15301005_368 | AN | 8104304
heatpump_load_220347693 |  | 0 | 0 | 0 | 0 | 0 | 0 | 0 | 0 | 0 | 0.19 | 112.06278162438076 | 263.059270297607 | OPTIMIZED | INSTALLED |  |  | node_1375315_13_15301107_097 | AN | 8104304
heatpump_load_220347694 |  | 0 | 0 | 0 | 0 | 0 | 0 | 0 | 0 | 0 | 0.19 | 631.3489585264764 | 1482.0460074231294 | OPTIMIZED | INSTALLED |  |  | node_1375289_586_15301632_259 | AN | 8104304
heatpump_load_220347695 |  | 0 | 0 | 0 | 0 | 0 | 0 | 0 | 0 | 0 | 0.19 | 73.76434228084356 | 173.15644437704515 | OPTIMIZED | INSTALLED |  |  | node_1375239_503_15301731_087 | AN | 8104304
heatpump_load_220347696 |  | 0 | 0 | 0 | 0 | 0 | 0 | 0 | 0 | 0 | 0.19 | 73.76434228084356 | 173.15644437704515 | OPTIMIZED | INSTALLED |  |  | node_1375242_995_15301704_908 | BN | 8104304
heatpump_load_220347697 |  | 0 | 0 | 0 | 0 | 0 | 0 | 0 | 0 | 0 | 0.19 | 73.76434228084356 | 173.15644437704515 | OPTIMIZED | INSTALLED |  |  | node_1375241_182_15301757_635 | CN | 8104304
heatpump_load_220347698 |  | 0 | 0 | 0 | 0 | 0 | 0 | 0 | 0 | 0 | 0.19 | 221.2930268425307 | 519.4693331311355 | OPTIMIZED | INSTALLED |  |  | node_1375258_954_15302222_143 | AN | 8104304
heatpump_load_220347699 |  | 0 | 0 | 0 | 0 | 0 | 0 | 0 | 0 | 0 | 0.19 | 1355.906515942228 | 3182.892497961093 | OPTIMIZED | INSTALLED |  |  | node_1375236_279_15302651_485 | AN | 8104304
heatpump_load_220347700 |  | 0 | 0 | 0 | 0 | 0 | 0 | 0 | 0 | 0 | 0.19 | 331.9395186192405 | 779.2039996967031 | OPTIMIZED | INSTALLED |  |  | node_1375229_821_15302751_643 | AN | 8104304
heatpump_load_220347704 |  | 0 | 0 | 0 | 0 | 0 | 0 | 0 | 0 | 0 | 0.19 | 2100.247673308279 | 4930.1795468809805 | OPTIMIZED | INSTALLED |  |  | node_1375198_639_15303279_534 | AN | 8104304
heatpump_load_220347705 |  | 0 | 0 | 0 | 0 | 0 | 0 | 0 | 0 | 0 | 0.19 | 682.9987553810389 | 1603.2901497759365 | OPTIMIZED | INSTALLED |  |  | node_1375367_268_15304012_741 | AN | 8104304
heatpump_load_220347708 |  | 0 | 0 | 0 | 0 | 0 | 0 | 0 | 0 | 0 | 0.19 | 0 | 0 | OPTIMIZED | INSTALLED |  |  | node_1375362_455_15304690_316 | AN | 8104304
heatpump_load_220347709 |  | 0 | 0 | 0 | 0 | 0 | 0 | 0 | 0 | 0 | 0.19 | 1123.0177647782104 | 2636.202971773886 | OPTIMIZED | INSTALLED |  |  | node_1375441_488_15305030_57 | AN | 8104304
heatpump_load_220347710 |  | 0 | 0 | 0 | 0 | 0 | 0 | 0 | 0 | 0 | 0.19 | 478.2584456822874 | 1122.67712276301 | OPTIMIZED | INSTALLED |  |  | node_1375514_049_15305545_495 | AN | 8104304
heatpump_load_220347711 |  | 0 | 0 | 0 | 0 | 0 | 0 | 0 | 0 | 0 | 0.19 | 204.07642789100987 | 479.05461901353306 | OPTIMIZED | INSTALLED |  |  | node_1375536_981_15305795_533 | AN | 8104304
heatpump_load_220347728 |  | 0 | 0 | 0 | 0 | 0 | 0 | 0 | 0 | 0 | 0.19 | 405.63009625477946 | 952.1872876293712 | OPTIMIZED | INSTALLED |  |  | node_1374923_875_15303660_392 | AN | 8104304
heatpump_load_220347730 |  | 0 | 0 | 0 | 0 | 0 | 0 | 0 | 0 | 0 | 0.19 | 152.02828463615793 | 356.87543186109 | OPTIMIZED | INSTALLED |  |  | node_1374180_717_15304093_101 | AN | 8104304
heatpump_load_220347731 |  | 0 | 0 | 0 | 0 | 0 | 0 | 0 | 0 | 0 | 0.19 | 793.4681946933731 | 1862.609240874999 | OPTIMIZED | INSTALLED |  |  | node_1375349_26_15304312_179 | AN | 8104304
heatpump_load_220347733 |  | 0 | 0 | 0 | 0 | 0 | 0 | 0 | 0 | 0 | 0.19 | 1471.952588413058 | 3455.30221625506 | OPTIMIZED | INSTALLED |  |  | node_1375092_894_15304904_671 | AN | 8104304
heatpump_load_220466990 |  | 0 | 0 | 0 | 0 | 0 | 0 | 0 | 0 | 0 | 0.19 | 285.8367884602966 | 670.98122196105 | OPTIMIZED | INSTALLED |  |  | node_1375262_469_15302091_846 | AN | 8104304
heatpump_load_220466991 |  | 0 | 0 | 0 | 0 | 0 | 0 | 0 | 0 | 0 | 0.19 | 285.8367884602966 | 670.98122196105 | OPTIMIZED | INSTALLED |  |  | node_1375233_409_15302096_942 | AN | 8104304
heatpump_load_220487717 |  | 0 | 0 | 0 | 0 | 0 | 0 | 0 | 0 | 0 | 0.19 | 1129.3910041590632 | 2651.1636885680628 | OPTIMIZED | INSTALLED |  |  | node_1371205_564_15301068_041 | AN | 8104304
heatpump_load_220528717 |  | 0 | 0 | 0 | 0 | 0 | 0 | 0 | 0 | 0 | 0.19 | 18.44103145882202 | 43.28906780515019 | OPTIMIZED | INSTALLED |  |  | node_1370711_584_15300609_039 | ABCN | 8104304
heatpump_load_220530712 |  | 0 | 0 | 0 | 0 | 0 | 0 | 0 | 0 | 0 | 0.19 | 1530.6100265715595 | 3592.996264112798 | OPTIMIZED | INSTALLED |  |  | node_1375505_939_15302182_861 | ABCN | 8104304
heatpump_load_220535666 |  | 0 | 0 | 0 | 0 | 0 | 0 | 0 | 0 | 0 | 0.19 | 526.3232980906898 | 1235.5058619190925 | OPTIMIZED | INSTALLED |  |  | node_1374984_478_15302983_115 | AN | 8104304
heatpump_load_220543777 |  | 0 | 0 | 0 | 0 | 0 | 0 | 0 | 0 | 0 | 0.19 | 295.0572825451521 | 692.6257342190695 | OPTIMIZED | INSTALLED |  |  | node_1370856_031_15301647_676 | ABCN | 8104304
heatpump_load_220566701 |  | 0 | 0 | 0 | 0 | 0 | 0 | 0 | 0 | 0 | 0.19 | 258.175219627508 | 606.0475986087691 | OPTIMIZED | INSTALLED |  |  | node_1375048_169_15301022_831 | ABCN | 8104304
heatpump_load_220639997 |  | 0 | 0 | 0 | 0 | 0 | 0 | 0 | 0 | 0 | 0.19 | 1394.1459522273435 | 3272.6567987261533 | OPTIMIZED | INSTALLED |  |  | node_1375510_1_15303456_106 | AN | 8104304
heatpump_load_220650463 |  | 0 | 0 | 0 | 0 | 0 | 0 | 0 | 0 | 0 | 0.19 | 1.7260667266614802 | 4.051860798422855 | OPTIMIZED | INSTALLED |  |  | node_1371083_57_15299925_163 | AN | 8104304
heatpump_load_220653116 |  | 0 | 0 | 0 | 0 | 0 | 0 | 0 | 0 | 0 | 0.19 | 958.906883188089 | 2250.964514323836 | OPTIMIZED | INSTALLED |  |  | node_1374481_017_15303366_939 | AN | 8104304
heatpump_load_220653118 |  | 0 | 0 | 0 | 0 | 0 | 0 | 0 | 0 | 0 | 0.19 | 626.9968444535037 | 1471.8297772048836 | OPTIMIZED | INSTALLED |  |  | node_1373386_308_15300312_228 | AN | 8104304
heatpump_load_220655023 |  | 0 | 0 | 0 | 0 | 0 | 0 | 0 | 0 | 0 | 0.19 | 899.0249692331752 | 2110.396112778551 | OPTIMIZED | INSTALLED |  |  | node_1375003_847_15304302_32 | AN | 8104304
heatpump_load_220655291 |  | 0 | 0 | 0 | 0 | 0 | 0 | 0 | 0 | 0 | 0.19 | 430.9902860744638 | 1011.7184732061993 | OPTIMIZED | INSTALLED |  |  | node_1370961_133_15300881_025 | AN | 8104304
heatpump_load_310013982 |  | 0 | 0 | 0 | 0 | 0 | 0 | 0 | 0 | 0 | 0.19 | 4425.860190537725 | 10389.386662622708 | OPTIMIZED | INSTALLED |  |  | node_1375831_369_15304073_253 | AN | 8104304
heatpump_load_310017189 |  | 0 | 0 | 0 | 0 | 0 | 0 | 0 | 0 | 0 | 0.19 | 73.76434228084356 | 173.15644437704515 | OPTIMIZED | INSTALLED |  |  | node_1374765_595_15301032_465 | AN | 8104304
heatpump_load_310017190 |  | 0 | 0 | 0 | 0 | 0 | 0 | 0 | 0 | 0 | 0.19 | 73.76434228084356 | 173.15644437704515 | OPTIMIZED | INSTALLED |  |  | node_1374745_794_15301030_956 | CN | 8104304
heatpump_load_310017191 |  | 0 | 0 | 0 | 0 | 0 | 0 | 0 | 0 | 0 | 0.19 | 73.76434228084356 | 173.15644437704515 | OPTIMIZED | INSTALLED |  |  | node_1374784_465_15301040_804 | BN | 8104304
heatpump_load_310030834 |  | 0 | 0 | 0 | 0 | 0 | 0 | 0 | 0 | 0 | 0.19 | 1106.4650043453203 | 2597.346665655677 | OPTIMIZED | INSTALLED |  |  | node_1375984_694_15301318_208 | ABCN | 8104304
heatpump_load_310034391 |  | 0 | 0 | 0 | 0 | 0 | 0 | 0 | 0 | 0 | 0.19 | 1496.1177823209855 | 3512.0282674329806 | OPTIMIZED | INSTALLED |  |  | node_1374797_265_15302175_199 | AN | 8104304
heatpump_load_310040852 |  | 0 | 0 | 0 | 0 | 0 | 0 | 0 | 0 | 0 | 0.19 | 475.0718476364167 | 1115.1967643659216 | OPTIMIZED | INSTALLED |  |  | node_1374312_68_15304003_708 | AN | 8104304
heatpump_load_310042395 |  | 0 | 0 | 0 | 0 | 0 | 0 | 0 | 0 | 0 | 0.19 | 1749.3212475393175 | 4106.405078401625 | OPTIMIZED | INSTALLED |  |  | node_1375655_686_15301469_519 | AN | 8104304
heatpump_load_310056254 |  | 0 | 0 | 0 | 0 | 0 | 0 | 0 | 0 | 0 | 0.19 | 165.96975930962026 | 389.60199984835157 | OPTIMIZED | INSTALLED |  |  | node_1374505_091_15301278_332 | AN | 8104304
heatpump_load_310056255 |  | 0 | 0 | 0 | 0 | 0 | 0 | 0 | 0 | 0 | 0.19 | 165.96975930962026 | 389.60199984835157 | OPTIMIZED | INSTALLED |  |  | node_1374524_623_15301273_951 | BN | 8104304
heatpump_load_310056256 |  | 0 | 0 | 0 | 0 | 0 | 0 | 0 | 0 | 0 | 0.19 | 165.96975930962026 | 389.60199984835157 | OPTIMIZED | INSTALLED |  |  | node_1374542_611_15301262_922 | CN | 8104304
heatpump_load_311909713 |  | 0 | 0 | 0 | 0 | 0 | 0 | 0 | 0 | 0 | 0.19 | 19768.842172858076 | 46405.92709304809 | OPTIMIZED | INSTALLED |  |  | node_1375878_453_15301872_526 | AN | 8104304
heatpump_load_312128844 |  | 0 | 0 | 0 | 0 | 0 | 0 | 0 | 0 | 0 | 0.19 | 0 | 0 | OPTIMIZED | INSTALLED |  |  | node_1374543_704_15300876_036 | AN | 8104304
heatpump_load_312128845 |  | 0 | 0 | 0 | 0 | 0 | 0 | 0 | 0 | 0 | 0.19 | 0 | 0 | OPTIMIZED | INSTALLED |  |  | node_1374560_77_15300872_806 | BN | 8104304
heatpump_load_312128846 |  | 0 | 0 | 0 | 0 | 0 | 0 | 0 | 0 | 0 | 0.19 | 0 | 0 | OPTIMIZED | INSTALLED |  |  | node_1374574_977_15300873_51 | CN | 8104304
heatpump_load_312133289 |  | 0 | 0 | 0 | 0 | 0 | 0 | 0 | 0 | 0 | 0.19 | 0 | 0 | OPTIMIZED | INSTALLED |  |  | node_1371201_348_15300381_316 | AN | 8104304

## LineSpacing
Name | DistanceAB | DistanceAC | DistanceAE | DistanceAN | DistanceBC | DistanceBE | DistanceBN | DistanceCE | DistanceCN | DistanceNE | Feeder | Comments

## Load
Name | GroupId | PriorityLevel | LoadClass | BaseReactivePowerA | BaseReactivePowerB | BaseReactivePowerC | BaseActivePowerA | BaseActivePowerB | BaseActivePowerC | BasePowerA | BasePowerB | BasePowerC | ConstantCurrentAReal | ConstantCurrentAImag | ConstantCurrentA | ConstantCurrentBReal | ConstantCurrentBImag | ConstantCurrentB | ConstantCurrentCReal | ConstantCurrentCImag | ConstantCurrentC | ConstantResistanceA | ConstantReactanceA | ConstantImpedanceA | ConstantResistanceB | ConstantReactanceB | ConstantImpedanceB | ConstantResistanceC | ConstantReactanceC | ConstantImpedanceC | ConstantActivePowerA | ConstantReactivePowerA | ConstantPowerA | ConstantActivePowerB | ConstantReactivePowerB | ConstantPowerB | ConstantActivePowerC | ConstantReactivePowerC | ConstantPowerC | CurrentFractionA | CurrentFractionB | CurrentFractionC | CurrentPfA | CurrentPfB | CurrentPfC | ImpedanceFractionA | ImpedanceFractionB | ImpedanceFractionC | ImpedancePfA | ImpedancePfB | ImpedancePfC | PowerFractionA | PowerFractionB | PowerFractionC | PowerPfA | PowerPfB | PowerPfC | DemandResponseLowerBound | DemandResponseShortageCost | DemandResponseSurplusCost | DemandResponseUpperBound | ActivePowerA | ActivePowerB | ActivePowerC | ReactivePowerA | ReactivePowerB | ReactivePowerC | NominalVoltage | Status | ParentNode | Phases | Feeder | Comments
load_220344474 |  | 0 | U | 0 | 0 | 0 | 0 | 0 | 0 | 0 | 0 | 0 | 0 | 0 | 0+0j | 0 | 0 | 0+0j | 0 | 0 | 0+0j | 0 | 0 | 0+0j | 0 | 0 | 0+0j | 0 | 0 | 0+0j | 0 | 0 | 0+0j | 0 | 0 | 0+0j | 0 | 0 | 0+0j | 0 | 0 | 0 | 0 | 0 | 0 | 0 | 0 | 0 | 0 | 0 | 0 | 0 | 0 | 0 | 0 | 0 | 0 | 1 | 0 | 0 | 1 | 0 | 0 | 0 | 0 | 0 | 0 | 0 | OPEN | node_1374318_044_15300667_931 | AN | 8104304
load_220344475 |  | 0 | U | 0 | 0 | 0 | 0 | 0 | 0 | 0 | 0 | 0 | 0 | 0 | 0+0j | 0 | 0 | 0+0j | 0 | 0 | 0+0j | 0 | 0 | 0+0j | 0 | 0 | 0+0j | 0 | 0 | 0+0j | 0 | 0 | 0+0j | 0 | 0 | 0+0j | 0 | 0 | 0+0j | 0 | 0 | 0 | 0 | 0 | 0 | 0 | 0 | 0 | 0 | 0 | 0 | 0 | 0 | 0 | 0 | 0 | 0 | 1 | 0 | 0 | 1 | 0 | 0 | 0 | 0 | 0 | 0 | 0 | OPEN | node_1374303_982_15300662_12 | AN | 8104304
load_220344476 |  | 0 | C | 0 | 0 | 0 | 0 | 0 | 0 | 0 | 0 | 0 | 0 | 0 | 0+0j | 0 | 0 | 0+0j | 0 | 0 | 0+0j | 0 | 0 | 0+0j | 0 | 0 | 0+0j | 0 | 0 | 0+0j | 1389.6 | 591.967 | 1389.6+591.967j | 0 | 0 | 0+0j | 0 | 0 | 0+0j | 0 | 0 | 0 | 0 | 0 | 0 | 0 | 0 | 0 | 0 | 0 | 0 | 0 | 0 | 0 | 0 | 0 | 0 | 1 | 0 | 0 | 1 | 0 | 0 | 0 | 0 | 0 | 0 | 0 | OPEN | node_1374176_15300468_577 | AN | 8104304
load_220344893 |  | 0 | U | 0 | 0 | 0 | 0 | 0 | 0 | 0 | 0 | 0 | 0 | 0 | 0+0j | 0 | 0 | 0+0j | 0 | 0 | 0+0j | 0 | 0 | 0+0j | 0 | 0 | 0+0j | 0 | 0 | 0+0j | 0 | 0 | 0+0j | 0 | 0 | 0+0j | 0 | 0 | 0+0j | 0 | 0 | 0 | 0 | 0 | 0 | 0 | 0 | 0 | 0 | 0 | 0 | 0 | 0 | 0 | 0 | 0 | 0 | 1 | 0 | 0 | 1 | 0 | 0 | 0 | 0 | 0 | 0 | 0 | OPEN | node_1371541_145_15300470_54 | AN | 8104304
load_220344894 |  | 0 | R | 0 | 0 | 0 | 0 | 0 | 0 | 0 | 0 | 0 | 0 | 0 | 0+0j | 0 | 0 | 0+0j | 0 | 0 | 0+0j | 0 | 0 | 0+0j | 0 | 0 | 0+0j | 0 | 0 | 0+0j | 24739.2 | 10538.855 | 24739.2+10538.855j | 0 | 0 | 0+0j | 0 | 0 | 0+0j | 0 | 0 | 0 | 0 | 0 | 0 | 0 | 0 | 0 | 0 | 0 | 0 | 0 | 0 | 0 | 0 | 0 | 0 | 1 | 0 | 0 | 1 | 0 | 0 | 0 | 0 | 0 | 0 | 0 | OPEN | node_1371594_399_15300862_249 | AN | 8104304
load_220345163 |  | 0 | R | 0 | 0 | 0 | 0 | 0 | 0 | 0 | 0 | 0 | 0 | 0 | 0+0j | 0 | 0 | 0+0j | 0 | 0 | 0+0j | 0 | 0 | 0+0j | 0 | 0 | 0+0j | 0 | 0 | 0+0j | 1195.2 | 509.153 | 1195.2+509.153j | 0 | 0 | 0+0j | 0 | 0 | 0+0j | 0 | 0 | 0 | 0 | 0 | 0 | 0 | 0 | 0 | 0 | 0 | 0 | 0 | 0 | 0 | 0 | 0 | 0 | 1 | 0 | 0 | 1 | 0 | 0 | 0 | 0 | 0 | 0 | 0 | OPEN | node_1373287_634_15304818_091 | AN | 8104304
load_220345164 |  | 0 | U | 0 | 0 | 0 | 0 | 0 | 0 | 0 | 0 | 0 | 0 | 0 | 0+0j | 0 | 0 | 0+0j | 0 | 0 | 0+0j | 0 | 0 | 0+0j | 0 | 0 | 0+0j | 0 | 0 | 0+0j | 0 | 0 | 0+0j | 0 | 0 | 0+0j | 0 | 0 | 0+0j | 0 | 0 | 0 | 0 | 0 | 0 | 0 | 0 | 0 | 0 | 0 | 0 | 0 | 0 | 0 | 0 | 0 | 0 | 1 | 0 | 0 | 1 | 0 | 0 | 0 | 0 | 0 | 0 | 0 | OPEN | node_1373280_861_15304498_063 | AN | 8104304
load_220345407 |  | 0 | R | 0 | 0 | 0 | 0 | 0 | 0 | 0 | 0 | 0 | 0 | 0 | 0+0j | 0 | 0 | 0+0j | 0 | 0 | 0+0j | 0 | 0 | 0+0j | 0 | 0 | 0+0j | 0 | 0 | 0+0j | 26686.8 | 11368.529 | 26686.8+11368.529j | 0 | 0 | 0+0j | 0 | 0 | 0+0j | 0 | 0 | 0 | 0 | 0 | 0 | 0 | 0 | 0 | 0 | 0 | 0 | 0 | 0 | 0 | 0 | 0 | 0 | 1 | 0 | 0 | 1 | 0 | 0 | 0 | 0 | 0 | 0 | 0 | OPEN | node_1371303_251_15301702_015 | AN | 8104304
load_220345408 |  | 0 | C | 0 | 0 | 0 | 0 | 0 | 0 | 0 | 0 | 0 | 0 | 0 | 0+0j | 0 | 0 | 0+0j | 0 | 0 | 0+0j | 0 | 0 | 0+0j | 0 | 0 | 0+0j | 0 | 0 | 0+0j | 11500 | 4898.979 | 11500+4898.979j | 0 | 0 | 0+0j | 0 | 0 | 0+0j | 0 | 0 | 0 | 0 | 0 | 0 | 0 | 0 | 0 | 0 | 0 | 0 | 0 | 0 | 0 | 0 | 0 | 0 | 1 | 0 | 0 | 1 | 0 | 0 | 0 | 0 | 0 | 0 | 0 | OPEN | node_1371285_374_15301690_339 | AN | 8104304
load_220345409 |  | 0 | R | 0 | 0 | 0 | 0 | 0 | 0 | 0 | 0 | 0 | 0 | 0 | 0+0j | 0 | 0 | 0+0j | 0 | 0 | 0+0j | 0 | 0 | 0+0j | 0 | 0 | 0+0j | 0 | 0 | 0+0j | 2325.6 | 990.701 | 2325.6+990.701j | 0 | 0 | 0+0j | 0 | 0 | 0+0j | 0 | 0 | 0 | 0 | 0 | 0 | 0 | 0 | 0 | 0 | 0 | 0 | 0 | 0 | 0 | 0 | 0 | 0 | 1 | 0 | 0 | 1 | 0 | 0 | 0 | 0 | 0 | 0 | 0 | OPEN | node_1371005_466_15301550_059 | AN | 8104304
load_220345776 |  | 0 | R | 0 | 0 | 0 | 0 | 0 | 0 | 0 | 0 | 0 | 0 | 0 | 0+0j | 0 | 0 | 0+0j | 0 | 0 | 0+0j | 0 | 0 | 0+0j | 0 | 0 | 0+0j | 0 | 0 | 0+0j | 55267.2 | 23543.729 | 55267.2+23543.729j | 0 | 0 | 0+0j | 0 | 0 | 0+0j | 0 | 0 | 0 | 0 | 0 | 0 | 0 | 0 | 0 | 0 | 0 | 0 | 0 | 0 | 0 | 0 | 0 | 0 | 1 | 0 | 0 | 1 | 0 | 0 | 0 | 0 | 0 | 0 | 0 | OPEN | node_1371092_191_15300308_225 | AN | 8104304
load_220345777 |  | 0 | R | 0 | 0 | 0 | 0 | 0 | 0 | 0 | 0 | 0 | 0 | 0 | 0+0j | 0 | 0 | 0+0j | 0 | 0 | 0+0j | 0 | 0 | 0+0j | 0 | 0 | 0+0j | 0 | 0 | 0+0j | 64620 | 27528.005 | 64620+27528.005j | 0 | 0 | 0+0j | 0 | 0 | 0+0j | 0 | 0 | 0 | 0 | 0 | 0 | 0 | 0 | 0 | 0 | 0 | 0 | 0 | 0 | 0 | 0 | 0 | 0 | 1 | 0 | 0 | 1 | 0 | 0 | 0 | 0 | 0 | 0 | 0 | OPEN | node_1371161_194_15300616_13 | AN | 8104304
load_220345778 |  | 0 | U | 0 | 0 | 0 | 0 | 0 | 0 | 0 | 0 | 0 | 0 | 0 | 0+0j | 0 | 0 | 0+0j | 0 | 0 | 0+0j | 0 | 0 | 0+0j | 0 | 0 | 0+0j | 0 | 0 | 0+0j | 0 | 0 | 0+0j | 0 | 0 | 0+0j | 0 | 0 | 0+0j | 0 | 0 | 0 | 0 | 0 | 0 | 0 | 0 | 0 | 0 | 0 | 0 | 0 | 0 | 0 | 0 | 0 | 0 | 1 | 0 | 0 | 1 | 0 | 0 | 0 | 0 | 0 | 0 | 0 | OPEN | node_1373401_481_15301039_228 | AN | 8104304
load_220345778-L-1 |  | 0 | R | 0 | 0 | 0 | 0 | 0 | 0 | 0 | 0 | 0 | 0 | 0 | 0+0j | 0 | 0 | 0+0j | 0 | 0 | 0+0j | 0 | 0 | 0+0j | 0 | 0 | 0+0j | 0 | 0 | 0+0j | 0 | 0 | 0+0j | 0 | 0 | 0+0j | 0 | 0 | 0+0j | 0 | 0 | 0 | 0 | 0 | 0 | 0 | 0 | 0 | 0 | 0 | 0 | 0 | 0 | 0 | 0 | 0 | 0 | 1 | 0 | 0 | 1 | 0 | 0 | 0 | 0 | 0 | 0 | 0 | OPEN | node_1373401_481_15301039_228 | AN | 8104304
load_220345787 |  | 0 | C | 0 | 0 | 0 | 0 | 0 | 0 | 0 | 0 | 0 | 0 | 0 | 0+0j | 0 | 0 | 0+0j | 0 | 0 | 0+0j | 0 | 0 | 0+0j | 0 | 0 | 0+0j | 0 | 0 | 0+0j | 5333.333 | 2271.99 | 5333.333+2271.99j | 0 | 0 | 0+0j | 0 | 0 | 0+0j | 0 | 0 | 0 | 0 | 0 | 0 | 0 | 0 | 0 | 0 | 0 | 0 | 0 | 0 | 0 | 0 | 0 | 0 | 1 | 0 | 0 | 1 | 0 | 0 | 0 | 0 | 0 | 0 | 0 | OPEN | node_1371616_057_15300403_55 | AN | 8104304
load_220345788 |  | 0 | C | 0 | 0 | 0 | 0 | 0 | 0 | 0 | 0 | 0 | 0 | 0 | 0+0j | 0 | 0 | 0+0j | 0 | 0 | 0+0j | 0 | 0 | 0+0j | 0 | 0 | 0+0j | 0 | 0 | 0+0j | 0 | 0 | 0+0j | 5333.333 | 2271.99 | 5333.333+2271.99j | 0 | 0 | 0+0j | 0 | 0 | 0 | 0 | 0 | 0 | 0 | 0 | 0 | 0 | 0 | 0 | 0 | 0 | 0 | 0 | 0 | 0 | 1 | 0 | 0 | 1 | 0 | 0 | 0 | 0 | 0 | 0 | 0 | OPEN | node_1371611_941_15300385_945 | BN | 8104304
load_220345789 |  | 0 | C | 0 | 0 | 0 | 0 | 0 | 0 | 0 | 0 | 0 | 0 | 0 | 0+0j | 0 | 0 | 0+0j | 0 | 0 | 0+0j | 0 | 0 | 0+0j | 0 | 0 | 0+0j | 0 | 0 | 0+0j | 0 | 0 | 0+0j | 0 | 0 | 0+0j | 5333.333 | 2271.99 | 5333.333+2271.99j | 0 | 0 | 0 | 0 | 0 | 0 | 0 | 0 | 0 | 0 | 0 | 0 | 0 | 0 | 0 | 0 | 0 | 0 | 1 | 0 | 0 | 1 | 0 | 0 | 0 | 0 | 0 | 0 | 0 | OPEN | node_1371633_082_15300417_352 | CN | 8104304
load_220345790 |  | 0 | C | 0 | 0 | 0 | 0 | 0 | 0 | 0 | 0 | 0 | 0 | 0 | 0+0j | 0 | 0 | 0+0j | 0 | 0 | 0+0j | 0 | 0 | 0+0j | 0 | 0 | 0+0j | 0 | 0 | 0+0j | 28000 | 11927.95 | 28000+11927.95j | 0 | 0 | 0+0j | 0 | 0 | 0+0j | 0 | 0 | 0 | 0 | 0 | 0 | 0 | 0 | 0 | 0 | 0 | 0 | 0 | 0 | 0 | 0 | 0 | 0 | 1 | 0 | 0 | 1 | 0 | 0 | 0 | 0 | 0 | 0 | 0 | OPEN | node_1371444_958_15300203_955 | AN | 8104304
load_220345791 |  | 0 | U | 0 | 0 | 0 | 0 | 0 | 0 | 0 | 0 | 0 | 0 | 0 | 0+0j | 0 | 0 | 0+0j | 0 | 0 | 0+0j | 0 | 0 | 0+0j | 0 | 0 | 0+0j | 0 | 0 | 0+0j | 0 | 0 | 0+0j | 0 | 0 | 0+0j | 0 | 0 | 0+0j | 0 | 0 | 0 | 0 | 0 | 0 | 0 | 0 | 0 | 0 | 0 | 0 | 0 | 0 | 0 | 0 | 0 | 0 | 1 | 0 | 0 | 1 | 0 | 0 | 0 | 0 | 0 | 0 | 0 | OPEN | node_1371352_202_15300133_901 | AN | 8104304
load_220345794 |  | 0 | C | 0 | 0 | 0 | 0 | 0 | 0 | 0 | 0 | 0 | 0 | 0 | 0+0j | 0 | 0 | 0+0j | 0 | 0 | 0+0j | 0 | 0 | 0+0j | 0 | 0 | 0+0j | 0 | 0 | 0+0j | 6666.667 | 2839.988 | 6666.667+2839.988j | 0 | 0 | 0+0j | 0 | 0 | 0+0j | 0 | 0 | 0 | 0 | 0 | 0 | 0 | 0 | 0 | 0 | 0 | 0 | 0 | 0 | 0 | 0 | 0 | 0 | 1 | 0 | 0 | 1 | 0 | 0 | 0 | 0 | 0 | 0 | 0 | OPEN | node_1372925_667_15300406_815 | AN | 8104304
load_220345795 |  | 0 | C | 0 | 0 | 0 | 0 | 0 | 0 | 0 | 0 | 0 | 0 | 0 | 0+0j | 0 | 0 | 0+0j | 0 | 0 | 0+0j | 0 | 0 | 0+0j | 0 | 0 | 0+0j | 0 | 0 | 0+0j | 0 | 0 | 0+0j | 6666.667 | 2839.988 | 6666.667+2839.988j | 0 | 0 | 0+0j | 0 | 0 | 0 | 0 | 0 | 0 | 0 | 0 | 0 | 0 | 0 | 0 | 0 | 0 | 0 | 0 | 0 | 0 | 1 | 0 | 0 | 1 | 0 | 0 | 0 | 0 | 0 | 0 | 0 | OPEN | node_1372912_185_15300413_406 | BN | 8104304
load_220345796 |  | 0 | C | 0 | 0 | 0 | 0 | 0 | 0 | 0 | 0 | 0 | 0 | 0 | 0+0j | 0 | 0 | 0+0j | 0 | 0 | 0+0j | 0 | 0 | 0+0j | 0 | 0 | 0+0j | 0 | 0 | 0+0j | 0 | 0 | 0+0j | 0 | 0 | 0+0j | 6666.667 | 2839.988 | 6666.667+2839.988j | 0 | 0 | 0 | 0 | 0 | 0 | 0 | 0 | 0 | 0 | 0 | 0 | 0 | 0 | 0 | 0 | 0 | 0 | 1 | 0 | 0 | 1 | 0 | 0 | 0 | 0 | 0 | 0 | 0 | OPEN | node_1372935_279_15300396_081 | CN | 8104304
load_220345797 |  | 0 | C | 0 | 0 | 0 | 0 | 0 | 0 | 0 | 0 | 0 | 0 | 0 | 0+0j | 0 | 0 | 0+0j | 0 | 0 | 0+0j | 0 | 0 | 0+0j | 0 | 0 | 0+0j | 0 | 0 | 0+0j | 97666.667 | 41605.826 | 97666.667+41605.826j | 0 | 0 | 0+0j | 0 | 0 | 0+0j | 0 | 0 | 0 | 0 | 0 | 0 | 0 | 0 | 0 | 0 | 0 | 0 | 0 | 0 | 0 | 0 | 0 | 0 | 1 | 0 | 0 | 1 | 0 | 0 | 0 | 0 | 0 | 0 | 0 | OPEN | node_1372871_348_15300483_807 | AN | 8104304
load_220345798 |  | 0 | C | 0 | 0 | 0 | 0 | 0 | 0 | 0 | 0 | 0 | 0 | 0 | 0+0j | 0 | 0 | 0+0j | 0 | 0 | 0+0j | 0 | 0 | 0+0j | 0 | 0 | 0+0j | 0 | 0 | 0+0j | 0 | 0 | 0+0j | 97666.667 | 41605.826 | 97666.667+41605.826j | 0 | 0 | 0+0j | 0 | 0 | 0 | 0 | 0 | 0 | 0 | 0 | 0 | 0 | 0 | 0 | 0 | 0 | 0 | 0 | 0 | 0 | 1 | 0 | 0 | 1 | 0 | 0 | 0 | 0 | 0 | 0 | 0 | OPEN | node_1372872_91_15300490_096 | BN | 8104304
load_220345799 |  | 0 | C | 0 | 0 | 0 | 0 | 0 | 0 | 0 | 0 | 0 | 0 | 0 | 0+0j | 0 | 0 | 0+0j | 0 | 0 | 0+0j | 0 | 0 | 0+0j | 0 | 0 | 0+0j | 0 | 0 | 0+0j | 0 | 0 | 0+0j | 0 | 0 | 0+0j | 97666.667 | 41605.826 | 97666.667+41605.826j | 0 | 0 | 0 | 0 | 0 | 0 | 0 | 0 | 0 | 0 | 0 | 0 | 0 | 0 | 0 | 0 | 0 | 0 | 1 | 0 | 0 | 1 | 0 | 0 | 0 | 0 | 0 | 0 | 0 | OPEN | node_1372867_983_15300479_041 | CN | 8104304
load_220346874 |  | 0 | C | 0 | 0 | 0 | 0 | 0 | 0 | 0 | 0 | 0 | 0 | 0 | 0+0j | 0 | 0 | 0+0j | 0 | 0 | 0+0j | 0 | 0 | 0+0j | 0 | 0 | 0+0j | 0 | 0 | 0+0j | 20000 | 8519.964 | 20000+8519.964j | 20000 | 8519.964 | 20000+8519.964j | 20000 | 8519.964 | 20000+8519.964j | 0 | 0 | 0 | 0 | 0 | 0 | 0 | 0 | 0 | 0 | 0 | 0 | 0 | 0 | 0 | 0 | 0 | 0 | 1 | 0 | 0 | 1 | 0 | 0 | 0 | 0 | 0 | 0 | 0 | OPEN | node_1376114_124_15302609_118 | ABCN | 8104304
load_220346876 |  | 0 | C | 0 | 0 | 0 | 0 | 0 | 0 | 0 | 0 | 0 | 0 | 0 | 0+0j | 0 | 0 | 0+0j | 0 | 0 | 0+0j | 0 | 0 | 0+0j | 0 | 0 | 0+0j | 0 | 0 | 0+0j | 69333.333 | 29535.876 | 69333.333+29535.876j | 69333.333 | 29535.876 | 69333.333+29535.876j | 69333.333 | 29535.876 | 69333.333+29535.876j | 0 | 0 | 0 | 0 | 0 | 0 | 0 | 0 | 0 | 0 | 0 | 0 | 0 | 0 | 0 | 0 | 0 | 0 | 1 | 0 | 0 | 1 | 0 | 0 | 0 | 0 | 0 | 0 | 0 | OPEN | node_1376087_954_15303144_27 | ABCN | 8104304
load_220346877 |  | 0 | C | 0 | 0 | 0 | 0 | 0 | 0 | 0 | 0 | 0 | 0 | 0 | 0+0j | 0 | 0 | 0+0j | 0 | 0 | 0+0j | 0 | 0 | 0+0j | 0 | 0 | 0+0j | 0 | 0 | 0+0j | 119333.333 | 50835.787 | 119333.333+50835.787j | 119333.333 | 50835.787 | 119333.333+50835.787j | 119333.333 | 50835.787 | 119333.333+50835.787j | 0 | 0 | 0 | 0 | 0 | 0 | 0 | 0 | 0 | 0 | 0 | 0 | 0 | 0 | 0 | 0 | 0 | 0 | 1 | 0 | 0 | 1 | 0 | 0 | 0 | 0 | 0 | 0 | 0 | OPEN | node_1375884_434_15303726_105 | ABCN | 8104304
load_220346911 |  | 0 | R | 0 | 0 | 0 | 0 | 0 | 0 | 0 | 0 | 0 | 0 | 0 | 0+0j | 0 | 0 | 0+0j | 0 | 0 | 0+0j | 0 | 0 | 0+0j | 0 | 0 | 0+0j | 0 | 0 | 0+0j | 70840.8 | 30178.054 | 70840.8+30178.054j | 0 | 0 | 0+0j | 0 | 0 | 0+0j | 0 | 0 | 0 | 0 | 0 | 0 | 0 | 0 | 0 | 0 | 0 | 0 | 0 | 0 | 0 | 0 | 0 | 0 | 1 | 0 | 0 | 1 | 0 | 0 | 0 | 0 | 0 | 0 | 0 | OPEN | node_1374422_463_15303687_527 | AN | 8104304
load_220347293 |  | 0 | C | 0 | 0 | 0 | 0 | 0 | 0 | 0 | 0 | 0 | 0 | 0 | 0+0j | 0 | 0 | 0+0j | 0 | 0 | 0+0j | 0 | 0 | 0+0j | 0 | 0 | 0+0j | 0 | 0 | 0+0j | 1195.2 | 509.153 | 1195.2+509.153j | 0 | 0 | 0+0j | 0 | 0 | 0+0j | 0 | 0 | 0 | 0 | 0 | 0 | 0 | 0 | 0 | 0 | 0 | 0 | 0 | 0 | 0 | 0 | 0 | 0 | 1 | 0 | 0 | 1 | 0 | 0 | 0 | 0 | 0 | 0 | 0 | OPEN | node_1375989_594_15301984_98 | AN | 8104304
load_220347294 |  | 0 | C | 0 | 0 | 0 | 0 | 0 | 0 | 0 | 0 | 0 | 0 | 0 | 0+0j | 0 | 0 | 0+0j | 0 | 0 | 0+0j | 0 | 0 | 0+0j | 0 | 0 | 0+0j | 0 | 0 | 0+0j | 17000 | 7241.97 | 17000+7241.97j | 0 | 0 | 0+0j | 0 | 0 | 0+0j | 0 | 0 | 0 | 0 | 0 | 0 | 0 | 0 | 0 | 0 | 0 | 0 | 0 | 0 | 0 | 0 | 0 | 0 | 1 | 0 | 0 | 1 | 0 | 0 | 0 | 0 | 0 | 0 | 0 | OPEN | node_1375797_365_15302154_631 | AN | 8104304
load_220347295 |  | 0 | C | 0 | 0 | 0 | 0 | 0 | 0 | 0 | 0 | 0 | 0 | 0 | 0+0j | 0 | 0 | 0+0j | 0 | 0 | 0+0j | 0 | 0 | 0+0j | 0 | 0 | 0+0j | 0 | 0 | 0+0j | 0 | 0 | 0+0j | 17000 | 7241.97 | 17000+7241.97j | 0 | 0 | 0+0j | 0 | 0 | 0 | 0 | 0 | 0 | 0 | 0 | 0 | 0 | 0 | 0 | 0 | 0 | 0 | 0 | 0 | 0 | 1 | 0 | 0 | 1 | 0 | 0 | 0 | 0 | 0 | 0 | 0 | OPEN | node_1375778_013_15302148_675 | BN | 8104304
load_220347296 |  | 0 | C | 0 | 0 | 0 | 0 | 0 | 0 | 0 | 0 | 0 | 0 | 0 | 0+0j | 0 | 0 | 0+0j | 0 | 0 | 0+0j | 0 | 0 | 0+0j | 0 | 0 | 0+0j | 0 | 0 | 0+0j | 0 | 0 | 0+0j | 0 | 0 | 0+0j | 17000 | 7241.97 | 17000+7241.97j | 0 | 0 | 0 | 0 | 0 | 0 | 0 | 0 | 0 | 0 | 0 | 0 | 0 | 0 | 0 | 0 | 0 | 0 | 1 | 0 | 0 | 1 | 0 | 0 | 0 | 0 | 0 | 0 | 0 | OPEN | node_1375817_171_15302153_667 | CN | 8104304
load_220347298 |  | 0 | C | 0 | 0 | 0 | 0 | 0 | 0 | 0 | 0 | 0 | 0 | 0 | 0+0j | 0 | 0 | 0+0j | 0 | 0 | 0+0j | 0 | 0 | 0+0j | 0 | 0 | 0+0j | 0 | 0 | 0+0j | 17000 | 7241.97 | 17000+7241.97j | 0 | 0 | 0+0j | 0 | 0 | 0+0j | 0 | 0 | 0 | 0 | 0 | 0 | 0 | 0 | 0 | 0 | 0 | 0 | 0 | 0 | 0 | 0 | 0 | 0 | 1 | 0 | 0 | 1 | 0 | 0 | 0 | 0 | 0 | 0 | 0 | OPEN | node_1375430_102_15302041_689 | AN | 8104304
load_220347299 |  | 0 | C | 0 | 0 | 0 | 0 | 0 | 0 | 0 | 0 | 0 | 0 | 0 | 0+0j | 0 | 0 | 0+0j | 0 | 0 | 0+0j | 0 | 0 | 0+0j | 0 | 0 | 0+0j | 0 | 0 | 0+0j | 17000 | 7241.97 | 17000+7241.97j | 0 | 0 | 0+0j | 0 | 0 | 0+0j | 0 | 0 | 0 | 0 | 0 | 0 | 0 | 0 | 0 | 0 | 0 | 0 | 0 | 0 | 0 | 0 | 0 | 0 | 1 | 0 | 0 | 1 | 0 | 0 | 0 | 0 | 0 | 0 | 0 | OPEN | node_1375436_577_15302041_445 | AN | 8104304
load_220347300 |  | 0 | C | 0 | 0 | 0 | 0 | 0 | 0 | 0 | 0 | 0 | 0 | 0 | 0+0j | 0 | 0 | 0+0j | 0 | 0 | 0+0j | 0 | 0 | 0+0j | 0 | 0 | 0+0j | 0 | 0 | 0+0j | 7666.667 | 3265.986 | 7666.667+3265.986j | 0 | 0 | 0+0j | 0 | 0 | 0+0j | 0 | 0 | 0 | 0 | 0 | 0 | 0 | 0 | 0 | 0 | 0 | 0 | 0 | 0 | 0 | 0 | 0 | 0 | 1 | 0 | 0 | 1 | 0 | 0 | 0 | 0 | 0 | 0 | 0 | OPEN | node_1375234_528_15301847_482 | AN | 8104304
load_220347301 |  | 0 | C | 0 | 0 | 0 | 0 | 0 | 0 | 0 | 0 | 0 | 0 | 0 | 0+0j | 0 | 0 | 0+0j | 0 | 0 | 0+0j | 0 | 0 | 0+0j | 0 | 0 | 0+0j | 0 | 0 | 0+0j | 0 | 0 | 0+0j | 7666.667 | 3265.986 | 7666.667+3265.986j | 0 | 0 | 0+0j | 0 | 0 | 0 | 0 | 0 | 0 | 0 | 0 | 0 | 0 | 0 | 0 | 0 | 0 | 0 | 0 | 0 | 0 | 1 | 0 | 0 | 1 | 0 | 0 | 0 | 0 | 0 | 0 | 0 | OPEN | node_1375240_388_15301855_556 | BN | 8104304
load_220347302 |  | 0 | C | 0 | 0 | 0 | 0 | 0 | 0 | 0 | 0 | 0 | 0 | 0 | 0+0j | 0 | 0 | 0+0j | 0 | 0 | 0+0j | 0 | 0 | 0+0j | 0 | 0 | 0+0j | 0 | 0 | 0+0j | 0 | 0 | 0+0j | 0 | 0 | 0+0j | 7666.667 | 3265.986 | 7666.667+3265.986j | 0 | 0 | 0 | 0 | 0 | 0 | 0 | 0 | 0 | 0 | 0 | 0 | 0 | 0 | 0 | 0 | 0 | 0 | 1 | 0 | 0 | 1 | 0 | 0 | 0 | 0 | 0 | 0 | 0 | OPEN | node_1375230_825_15301837_376 | CN | 8104304
load_220347303 |  | 0 | R | 0 | 0 | 0 | 0 | 0 | 0 | 0 | 0 | 0 | 0 | 0 | 0+0j | 0 | 0 | 0+0j | 0 | 0 | 0+0j | 0 | 0 | 0+0j | 0 | 0 | 0+0j | 0 | 0 | 0+0j | 18165.6 | 7738.513 | 18165.6+7738.513j | 0 | 0 | 0+0j | 0 | 0 | 0+0j | 0 | 0 | 0 | 0 | 0 | 0 | 0 | 0 | 0 | 0 | 0 | 0 | 0 | 0 | 0 | 0 | 0 | 0 | 1 | 0 | 0 | 1 | 0 | 0 | 0 | 0 | 0 | 0 | 0 | OPEN | node_1375068_136_15301661_885 | AN | 8104304
load_220347304 |  | 0 | R | 0 | 0 | 0 | 0 | 0 | 0 | 0 | 0 | 0 | 0 | 0 | 0+0j | 0 | 0 | 0+0j | 0 | 0 | 0+0j | 0 | 0 | 0+0j | 0 | 0 | 0+0j | 0 | 0 | 0+0j | 1723.2 | 734.08 | 1723.2+734.08j | 0 | 0 | 0+0j | 0 | 0 | 0+0j | 0 | 0 | 0 | 0 | 0 | 0 | 0 | 0 | 0 | 0 | 0 | 0 | 0 | 0 | 0 | 0 | 0 | 0 | 1 | 0 | 0 | 1 | 0 | 0 | 0 | 0 | 0 | 0 | 0 | OPEN | node_1374929_697_15301530_53 | AN | 8104304
load_220347305 |  | 0 | C | 0 | 0 | 0 | 0 | 0 | 0 | 0 | 0 | 0 | 0 | 0 | 0+0j | 0 | 0 | 0+0j | 0 | 0 | 0+0j | 0 | 0 | 0+0j | 0 | 0 | 0+0j | 0 | 0 | 0+0j | 0 | 0 | 0+0j | 17666.667 | 7525.969 | 17666.667+7525.969j | 0 | 0 | 0+0j | 0 | 0 | 0 | 0 | 0 | 0 | 0 | 0 | 0 | 0 | 0 | 0 | 0 | 0 | 0 | 0 | 0 | 0 | 1 | 0 | 0 | 1 | 0 | 0 | 0 | 0 | 0 | 0 | 0 | OPEN | node_1374922_2_15301513_075 | BN | 8104304
load_220347306 |  | 0 | C | 0 | 0 | 0 | 0 | 0 | 0 | 0 | 0 | 0 | 0 | 0 | 0+0j | 0 | 0 | 0+0j | 0 | 0 | 0+0j | 0 | 0 | 0+0j | 0 | 0 | 0+0j | 0 | 0 | 0+0j | 0 | 0 | 0+0j | 0 | 0 | 0+0j | 17666.667 | 7525.969 | 17666.667+7525.969j | 0 | 0 | 0 | 0 | 0 | 0 | 0 | 0 | 0 | 0 | 0 | 0 | 0 | 0 | 0 | 0 | 0 | 0 | 1 | 0 | 0 | 1 | 0 | 0 | 0 | 0 | 0 | 0 | 0 | OPEN | node_1374939_568_15301547_181 | CN | 8104304
load_220347310 |  | 0 | C | 0 | 0 | 0 | 0 | 0 | 0 | 0 | 0 | 0 | 0 | 0 | 0+0j | 0 | 0 | 0+0j | 0 | 0 | 0+0j | 0 | 0 | 0+0j | 0 | 0 | 0+0j | 0 | 0 | 0+0j | 1000 | 425.998 | 1000+425.998j | 0 | 0 | 0+0j | 0 | 0 | 0+0j | 0 | 0 | 0 | 0 | 0 | 0 | 0 | 0 | 0 | 0 | 0 | 0 | 0 | 0 | 0 | 0 | 0 | 0 | 1 | 0 | 0 | 1 | 0 | 0 | 0 | 0 | 0 | 0 | 0 | OPEN | node_1374440_701_15300895_156 | AN | 8104304
load_220347314 |  | 0 | C | 0 | 0 | 0 | 0 | 0 | 0 | 0 | 0 | 0 | 0 | 0 | 0+0j | 0 | 0 | 0+0j | 0 | 0 | 0+0j | 0 | 0 | 0+0j | 0 | 0 | 0+0j | 0 | 0 | 0+0j | 94000 | 40043.832 | 94000+40043.832j | 0 | 0 | 0+0j | 0 | 0 | 0+0j | 0 | 0 | 0 | 0 | 0 | 0 | 0 | 0 | 0 | 0 | 0 | 0 | 0 | 0 | 0 | 0 | 0 | 0 | 1 | 0 | 0 | 1 | 0 | 0 | 0 | 0 | 0 | 0 | 0 | OPEN | node_1374608_963_15300619_521 | AN | 8104304
load_220347487 |  | 0 | R | 0 | 0 | 0 | 0 | 0 | 0 | 0 | 0 | 0 | 0 | 0 | 0+0j | 0 | 0 | 0+0j | 0 | 0 | 0+0j | 0 | 0 | 0+0j | 0 | 0 | 0+0j | 0 | 0 | 0+0j | 105883.2 | 45106.054 | 105883.2+45106.054j | 0 | 0 | 0+0j | 0 | 0 | 0+0j | 0 | 0 | 0 | 0 | 0 | 0 | 0 | 0 | 0 | 0 | 0 | 0 | 0 | 0 | 0 | 0 | 0 | 0 | 1 | 0 | 0 | 1 | 0 | 0 | 0 | 0 | 0 | 0 | 0 | OPEN | node_1374672_914_15304310_971 | AN | 8104304
load_220347488 |  | 0 | R | 0 | 0 | 0 | 0 | 0 | 0 | 0 | 0 | 0 | 0 | 0 | 0+0j | 0 | 0 | 0+0j | 0 | 0 | 0+0j | 0 | 0 | 0+0j | 0 | 0 | 0+0j | 0 | 0 | 0+0j | 49017.6 | 20881.41 | 49017.6+20881.41j | 0 | 0 | 0+0j | 0 | 0 | 0+0j | 0 | 0 | 0 | 0 | 0 | 0 | 0 | 0 | 0 | 0 | 0 | 0 | 0 | 0 | 0 | 0 | 0 | 0 | 1 | 0 | 0 | 1 | 0 | 0 | 0 | 0 | 0 | 0 | 0 | OPEN | node_1374651_326_15304130_853 | AN | 8104304
load_220347490 |  | 0 | C | 0 | 0 | 0 | 0 | 0 | 0 | 0 | 0 | 0 | 0 | 0 | 0+0j | 0 | 0 | 0+0j | 0 | 0 | 0+0j | 0 | 0 | 0+0j | 0 | 0 | 0+0j | 0 | 0 | 0+0j | 11333.333 | 4827.98 | 11333.333+4827.98j | 0 | 0 | 0+0j | 0 | 0 | 0+0j | 0 | 0 | 0 | 0 | 0 | 0 | 0 | 0 | 0 | 0 | 0 | 0 | 0 | 0 | 0 | 0 | 0 | 0 | 1 | 0 | 0 | 1 | 0 | 0 | 0 | 0 | 0 | 0 | 0 | OPEN | node_1374965_604_15302243_48 | AN | 8104304
load_220347491 |  | 0 | C | 0 | 0 | 0 | 0 | 0 | 0 | 0 | 0 | 0 | 0 | 0 | 0+0j | 0 | 0 | 0+0j | 0 | 0 | 0+0j | 0 | 0 | 0+0j | 0 | 0 | 0+0j | 0 | 0 | 0+0j | 0 | 0 | 0+0j | 11333.333 | 4827.98 | 11333.333+4827.98j | 0 | 0 | 0+0j | 0 | 0 | 0 | 0 | 0 | 0 | 0 | 0 | 0 | 0 | 0 | 0 | 0 | 0 | 0 | 0 | 0 | 0 | 1 | 0 | 0 | 1 | 0 | 0 | 0 | 0 | 0 | 0 | 0 | OPEN | node_1374945_851_15302241_045 | BN | 8104304
load_220347492 |  | 0 | C | 0 | 0 | 0 | 0 | 0 | 0 | 0 | 0 | 0 | 0 | 0 | 0+0j | 0 | 0 | 0+0j | 0 | 0 | 0+0j | 0 | 0 | 0+0j | 0 | 0 | 0+0j | 0 | 0 | 0+0j | 0 | 0 | 0+0j | 0 | 0 | 0+0j | 11333.333 | 4827.98 | 11333.333+4827.98j | 0 | 0 | 0 | 0 | 0 | 0 | 0 | 0 | 0 | 0 | 0 | 0 | 0 | 0 | 0 | 0 | 0 | 0 | 1 | 0 | 0 | 1 | 0 | 0 | 0 | 0 | 0 | 0 | 0 | OPEN | node_1374985_118_15302238_968 | CN | 8104304
load_220347494 |  | 0 | R | 0 | 0 | 0 | 0 | 0 | 0 | 0 | 0 | 0 | 0 | 0 | 0+0j | 0 | 0 | 0+0j | 0 | 0 | 0+0j | 0 | 0 | 0+0j | 0 | 0 | 0+0j | 0 | 0 | 0+0j | 92556 | 39428.691 | 92556+39428.691j | 0 | 0 | 0+0j | 0 | 0 | 0+0j | 0 | 0 | 0 | 0 | 0 | 0 | 0 | 0 | 0 | 0 | 0 | 0 | 0 | 0 | 0 | 0 | 0 | 0 | 1 | 0 | 0 | 1 | 0 | 0 | 0 | 0 | 0 | 0 | 0 | OPEN | node_1374776_164_15301856_524 | AN | 8104304
load_220347536 |  | 0 | R | 0 | 0 | 0 | 0 | 0 | 0 | 0 | 0 | 0 | 0 | 0 | 0+0j | 0 | 0 | 0+0j | 0 | 0 | 0+0j | 0 | 0 | 0+0j | 0 | 0 | 0+0j | 0 | 0 | 0+0j | 86731.2 | 36947.336 | 86731.2+36947.336j | 0 | 0 | 0+0j | 0 | 0 | 0+0j | 0 | 0 | 0 | 0 | 0 | 0 | 0 | 0 | 0 | 0 | 0 | 0 | 0 | 0 | 0 | 0 | 0 | 0 | 1 | 0 | 0 | 1 | 0 | 0 | 0 | 0 | 0 | 0 | 0 | OPEN | node_1374487_589_15302511_402 | AN | 8104304
load_220347537 |  | 0 | R | 0 | 0 | 0 | 0 | 0 | 0 | 0 | 0 | 0 | 0 | 0 | 0+0j | 0 | 0 | 0+0j | 0 | 0 | 0+0j | 0 | 0 | 0+0j | 0 | 0 | 0+0j | 0 | 0 | 0+0j | 100663.2 | 42882.344 | 100663.2+42882.344j | 0 | 0 | 0+0j | 0 | 0 | 0+0j | 0 | 0 | 0 | 0 | 0 | 0 | 0 | 0 | 0 | 0 | 0 | 0 | 0 | 0 | 0 | 0 | 0 | 0 | 1 | 0 | 0 | 1 | 0 | 0 | 0 | 0 | 0 | 0 | 0 | OPEN | node_1374425_294_15301743_021 | AN | 8104304
load_220347612 |  | 0 | R | 0 | 0 | 0 | 0 | 0 | 0 | 0 | 0 | 0 | 0 | 0 | 0+0j | 0 | 0 | 0+0j | 0 | 0 | 0+0j | 0 | 0 | 0+0j | 0 | 0 | 0+0j | 0 | 0 | 0+0j | 64562.4 | 27503.467 | 64562.4+27503.467j | 0 | 0 | 0+0j | 0 | 0 | 0+0j | 0 | 0 | 0 | 0 | 0 | 0 | 0 | 0 | 0 | 0 | 0 | 0 | 0 | 0 | 0 | 0 | 0 | 0 | 1 | 0 | 0 | 1 | 0 | 0 | 0 | 0 | 0 | 0 | 0 | OPEN | node_1374895_499_15302651_234 | AN | 8104304
load_220347659 |  | 0 | R | 0 | 0 | 0 | 0 | 0 | 0 | 0 | 0 | 0 | 0 | 0 | 0+0j | 0 | 0 | 0+0j | 0 | 0 | 0+0j | 0 | 0 | 0+0j | 0 | 0 | 0+0j | 0 | 0 | 0+0j | 109728 | 46743.932 | 109728+46743.932j | 0 | 0 | 0+0j | 0 | 0 | 0+0j | 0 | 0 | 0 | 0 | 0 | 0 | 0 | 0 | 0 | 0 | 0 | 0 | 0 | 0 | 0 | 0 | 0 | 0 | 1 | 0 | 0 | 1 | 0 | 0 | 0 | 0 | 0 | 0 | 0 | OPEN | node_1375746_366_15304827_98 | AN | 8104304
load_220347674 |  | 0 | R | 0 | 0 | 0 | 0 | 0 | 0 | 0 | 0 | 0 | 0 | 0 | 0+0j | 0 | 0 | 0+0j | 0 | 0 | 0+0j | 0 | 0 | 0+0j | 0 | 0 | 0+0j | 0 | 0 | 0+0j | 96696 | 41192.324 | 96696+41192.324j | 0 | 0 | 0+0j | 0 | 0 | 0+0j | 0 | 0 | 0 | 0 | 0 | 0 | 0 | 0 | 0 | 0 | 0 | 0 | 0 | 0 | 0 | 0 | 0 | 0 | 1 | 0 | 0 | 1 | 0 | 0 | 0 | 0 | 0 | 0 | 0 | OPEN | node_1374693_869_15303477_921 | AN | 8104304
load_220347676 |  | 0 | R | 0 | 0 | 0 | 0 | 0 | 0 | 0 | 0 | 0 | 0 | 0 | 0+0j | 0 | 0 | 0+0j | 0 | 0 | 0+0j | 0 | 0 | 0+0j | 0 | 0 | 0+0j | 0 | 0 | 0+0j | 43372.8 | 18476.735 | 43372.8+18476.735j | 0 | 0 | 0+0j | 0 | 0 | 0+0j | 0 | 0 | 0 | 0 | 0 | 0 | 0 | 0 | 0 | 0 | 0 | 0 | 0 | 0 | 0 | 0 | 0 | 0 | 1 | 0 | 0 | 1 | 0 | 0 | 0 | 0 | 0 | 0 | 0 | OPEN | node_1375468_127_15303811_391 | AN | 8104304
load_220347677 |  | 0 | R | 0 | 0 | 0 | 0 | 0 | 0 | 0 | 0 | 0 | 0 | 0 | 0+0j | 0 | 0 | 0+0j | 0 | 0 | 0+0j | 0 | 0 | 0+0j | 0 | 0 | 0+0j | 0 | 0 | 0+0j | 75931.2 | 32346.556 | 75931.2+32346.556j | 0 | 0 | 0+0j | 0 | 0 | 0+0j | 0 | 0 | 0 | 0 | 0 | 0 | 0 | 0 | 0 | 0 | 0 | 0 | 0 | 0 | 0 | 0 | 0 | 0 | 1 | 0 | 0 | 1 | 0 | 0 | 0 | 0 | 0 | 0 | 0 | OPEN | node_1375462_225_15303134_612 | AN | 8104304
load_220347679 |  | 0 | R | 0 | 0 | 0 | 0 | 0 | 0 | 0 | 0 | 0 | 0 | 0 | 0+0j | 0 | 0 | 0+0j | 0 | 0 | 0+0j | 0 | 0 | 0+0j | 0 | 0 | 0+0j | 0 | 0 | 0+0j | 71690.4 | 30539.983 | 71690.4+30539.983j | 0 | 0 | 0+0j | 0 | 0 | 0+0j | 0 | 0 | 0 | 0 | 0 | 0 | 0 | 0 | 0 | 0 | 0 | 0 | 0 | 0 | 0 | 0 | 0 | 0 | 1 | 0 | 0 | 1 | 0 | 0 | 0 | 0 | 0 | 0 | 0 | OPEN | node_1374569_119_15302972_911 | AN | 8104304
load_220347683 |  | 0 | R | 0 | 0 | 0 | 0 | 0 | 0 | 0 | 0 | 0 | 0 | 0 | 0+0j | 0 | 0 | 0+0j | 0 | 0 | 0+0j | 0 | 0 | 0+0j | 0 | 0 | 0+0j | 0 | 0 | 0+0j | 9972 | 4248.054 | 9972+4248.054j | 0 | 0 | 0+0j | 0 | 0 | 0+0j | 0 | 0 | 0 | 0 | 0 | 0 | 0 | 0 | 0 | 0 | 0 | 0 | 0 | 0 | 0 | 0 | 0 | 0 | 1 | 0 | 0 | 1 | 0 | 0 | 0 | 0 | 0 | 0 | 0 | OPEN | node_1375616_998_15301825_44 | AN | 8104304
load_220347685 |  | 0 | R | 0 | 0 | 0 | 0 | 0 | 0 | 0 | 0 | 0 | 0 | 0 | 0+0j | 0 | 0 | 0+0j | 0 | 0 | 0+0j | 0 | 0 | 0+0j | 0 | 0 | 0+0j | 0 | 0 | 0+0j | 56512.8 | 24074.352 | 56512.8+24074.352j | 0 | 0 | 0+0j | 0 | 0 | 0+0j | 0 | 0 | 0 | 0 | 0 | 0 | 0 | 0 | 0 | 0 | 0 | 0 | 0 | 0 | 0 | 0 | 0 | 0 | 1 | 0 | 0 | 1 | 0 | 0 | 0 | 0 | 0 | 0 | 0 | OPEN | node_1375725_342_15301005_368 | AN | 8104304
load_220347693 |  | 0 | R | 0 | 0 | 0 | 0 | 0 | 0 | 0 | 0 | 0 | 0 | 0 | 0+0j | 0 | 0 | 0+0j | 0 | 0 | 0+0j | 0 | 0 | 0+0j | 0 | 0 | 0+0j | 0 | 0 | 0+0j | 6076.8 | 2588.706 | 6076.8+2588.706j | 0 | 0 | 0+0j | 0 | 0 | 0+0j | 0 | 0 | 0 | 0 | 0 | 0 | 0 | 0 | 0 | 0 | 0 | 0 | 0 | 0 | 0 | 0 | 0 | 0 | 1 | 0 | 0 | 1 | 0 | 0 | 0 | 0 | 0 | 0 | 0 | OPEN | node_1375315_13_15301107_097 | AN | 8104304
load_220347694 |  | 0 | R | 0 | 0 | 0 | 0 | 0 | 0 | 0 | 0 | 0 | 0 | 0 | 0+0j | 0 | 0 | 0+0j | 0 | 0 | 0+0j | 0 | 0 | 0+0j | 0 | 0 | 0+0j | 0 | 0 | 0+0j | 34236 | 14584.475 | 34236+14584.475j | 0 | 0 | 0+0j | 0 | 0 | 0+0j | 0 | 0 | 0 | 0 | 0 | 0 | 0 | 0 | 0 | 0 | 0 | 0 | 0 | 0 | 0 | 0 | 0 | 0 | 1 | 0 | 0 | 1 | 0 | 0 | 0 | 0 | 0 | 0 | 0 | OPEN | node_1375289_586_15301632_259 | AN | 8104304
load_220347695 |  | 0 | C | 0 | 0 | 0 | 0 | 0 | 0 | 0 | 0 | 0 | 0 | 0 | 0+0j | 0 | 0 | 0+0j | 0 | 0 | 0+0j | 0 | 0 | 0+0j | 0 | 0 | 0+0j | 0 | 0 | 0+0j | 4000 | 1703.993 | 4000+1703.993j | 0 | 0 | 0+0j | 0 | 0 | 0+0j | 0 | 0 | 0 | 0 | 0 | 0 | 0 | 0 | 0 | 0 | 0 | 0 | 0 | 0 | 0 | 0 | 0 | 0 | 1 | 0 | 0 | 1 | 0 | 0 | 0 | 0 | 0 | 0 | 0 | OPEN | node_1375239_503_15301731_087 | AN | 8104304
load_220347696 |  | 0 | C | 0 | 0 | 0 | 0 | 0 | 0 | 0 | 0 | 0 | 0 | 0 | 0+0j | 0 | 0 | 0+0j | 0 | 0 | 0+0j | 0 | 0 | 0+0j | 0 | 0 | 0+0j | 0 | 0 | 0+0j | 0 | 0 | 0+0j | 4000 | 1703.993 | 4000+1703.993j | 0 | 0 | 0+0j | 0 | 0 | 0 | 0 | 0 | 0 | 0 | 0 | 0 | 0 | 0 | 0 | 0 | 0 | 0 | 0 | 0 | 0 | 1 | 0 | 0 | 1 | 0 | 0 | 0 | 0 | 0 | 0 | 0 | OPEN | node_1375242_995_15301704_908 | BN | 8104304
load_220347697 |  | 0 | C | 0 | 0 | 0 | 0 | 0 | 0 | 0 | 0 | 0 | 0 | 0 | 0+0j | 0 | 0 | 0+0j | 0 | 0 | 0+0j | 0 | 0 | 0+0j | 0 | 0 | 0+0j | 0 | 0 | 0+0j | 0 | 0 | 0+0j | 0 | 0 | 0+0j | 4000 | 1703.993 | 4000+1703.993j | 0 | 0 | 0 | 0 | 0 | 0 | 0 | 0 | 0 | 0 | 0 | 0 | 0 | 0 | 0 | 0 | 0 | 0 | 1 | 0 | 0 | 1 | 0 | 0 | 0 | 0 | 0 | 0 | 0 | OPEN | node_1375241_182_15301757_635 | CN | 8104304
load_220347698 |  | 0 | C | 0 | 0 | 0 | 0 | 0 | 0 | 0 | 0 | 0 | 0 | 0 | 0+0j | 0 | 0 | 0+0j | 0 | 0 | 0+0j | 0 | 0 | 0+0j | 0 | 0 | 0+0j | 0 | 0 | 0+0j | 12000 | 5111.979 | 12000+5111.979j | 0 | 0 | 0+0j | 0 | 0 | 0+0j | 0 | 0 | 0 | 0 | 0 | 0 | 0 | 0 | 0 | 0 | 0 | 0 | 0 | 0 | 0 | 0 | 0 | 0 | 1 | 0 | 0 | 1 | 0 | 0 | 0 | 0 | 0 | 0 | 0 | OPEN | node_1375258_954_15302222_143 | AN | 8104304
load_220347699 |  | 0 | R | 0 | 0 | 0 | 0 | 0 | 0 | 0 | 0 | 0 | 0 | 0 | 0+0j | 0 | 0 | 0+0j | 0 | 0 | 0+0j | 0 | 0 | 0+0j | 0 | 0 | 0+0j | 0 | 0 | 0+0j | 73526.4 | 31322.115 | 73526.4+31322.115j | 0 | 0 | 0+0j | 0 | 0 | 0+0j | 0 | 0 | 0 | 0 | 0 | 0 | 0 | 0 | 0 | 0 | 0 | 0 | 0 | 0 | 0 | 0 | 0 | 0 | 1 | 0 | 0 | 1 | 0 | 0 | 0 | 0 | 0 | 0 | 0 | OPEN | node_1375236_279_15302651_485 | AN | 8104304
load_220347700 |  | 0 | C | 0 | 0 | 0 | 0 | 0 | 0 | 0 | 0 | 0 | 0 | 0 | 0+0j | 0 | 0 | 0+0j | 0 | 0 | 0+0j | 0 | 0 | 0+0j | 0 | 0 | 0+0j | 0 | 0 | 0+0j | 18000 | 7667.968 | 18000+7667.968j | 0 | 0 | 0+0j | 0 | 0 | 0+0j | 0 | 0 | 0 | 0 | 0 | 0 | 0 | 0 | 0 | 0 | 0 | 0 | 0 | 0 | 0 | 0 | 0 | 0 | 1 | 0 | 0 | 1 | 0 | 0 | 0 | 0 | 0 | 0 | 0 | OPEN | node_1375229_821_15302751_643 | AN | 8104304
load_220347704 |  | 0 | R | 0 | 0 | 0 | 0 | 0 | 0 | 0 | 0 | 0 | 0 | 0 | 0+0j | 0 | 0 | 0+0j | 0 | 0 | 0+0j | 0 | 0 | 0+0j | 0 | 0 | 0+0j | 0 | 0 | 0+0j | 113889.6 | 48516.766 | 113889.6+48516.766j | 0 | 0 | 0+0j | 0 | 0 | 0+0j | 0 | 0 | 0 | 0 | 0 | 0 | 0 | 0 | 0 | 0 | 0 | 0 | 0 | 0 | 0 | 0 | 0 | 0 | 1 | 0 | 0 | 1 | 0 | 0 | 0 | 0 | 0 | 0 | 0 | OPEN | node_1375198_639_15303279_534 | AN | 8104304
load_220347705 |  | 0 | R | 0 | 0 | 0 | 0 | 0 | 0 | 0 | 0 | 0 | 0 | 0 | 0+0j | 0 | 0 | 0+0j | 0 | 0 | 0+0j | 0 | 0 | 0+0j | 0 | 0 | 0+0j | 0 | 0 | 0+0j | 37036.8 | 15777.611 | 37036.8+15777.611j | 0 | 0 | 0+0j | 0 | 0 | 0+0j | 0 | 0 | 0 | 0 | 0 | 0 | 0 | 0 | 0 | 0 | 0 | 0 | 0 | 0 | 0 | 0 | 0 | 0 | 1 | 0 | 0 | 1 | 0 | 0 | 0 | 0 | 0 | 0 | 0 | OPEN | node_1375367_268_15304012_741 | AN | 8104304
load_220347708 |  | 0 | C | 0 | 0 | 0 | 0 | 0 | 0 | 0 | 0 | 0 | 0 | 0 | 0+0j | 0 | 0 | 0+0j | 0 | 0 | 0+0j | 0 | 0 | 0+0j | 0 | 0 | 0+0j | 0 | 0 | 0+0j | 0 | 0 | 0+0j | 0 | 0 | 0+0j | 0 | 0 | 0+0j | 0 | 0 | 0 | 0 | 0 | 0 | 0 | 0 | 0 | 0 | 0 | 0 | 0 | 0 | 0 | 0 | 0 | 0 | 1 | 0 | 0 | 1 | 0 | 0 | 0 | 0 | 0 | 0 | 0 | OPEN | node_1375362_455_15304690_316 | AN | 8104304
load_220347709 |  | 0 | R | 0 | 0 | 0 | 0 | 0 | 0 | 0 | 0 | 0 | 0 | 0 | 0+0j | 0 | 0 | 0+0j | 0 | 0 | 0+0j | 0 | 0 | 0+0j | 0 | 0 | 0+0j | 0 | 0 | 0+0j | 60897.6 | 25942.269 | 60897.6+25942.269j | 0 | 0 | 0+0j | 0 | 0 | 0+0j | 0 | 0 | 0 | 0 | 0 | 0 | 0 | 0 | 0 | 0 | 0 | 0 | 0 | 0 | 0 | 0 | 0 | 0 | 1 | 0 | 0 | 1 | 0 | 0 | 0 | 0 | 0 | 0 | 0 | OPEN | node_1375441_488_15305030_57 | AN | 8104304
load_220347710 |  | 0 | R | 0 | 0 | 0 | 0 | 0 | 0 | 0 | 0 | 0 | 0 | 0 | 0+0j | 0 | 0 | 0+0j | 0 | 0 | 0+0j | 0 | 0 | 0+0j | 0 | 0 | 0+0j | 0 | 0 | 0+0j | 25934.4 | 11048.008 | 25934.4+11048.008j | 0 | 0 | 0+0j | 0 | 0 | 0+0j | 0 | 0 | 0 | 0 | 0 | 0 | 0 | 0 | 0 | 0 | 0 | 0 | 0 | 0 | 0 | 0 | 0 | 0 | 1 | 0 | 0 | 1 | 0 | 0 | 0 | 0 | 0 | 0 | 0 | OPEN | node_1375514_049_15305545_495 | AN | 8104304
load_220347711 |  | 0 | R | 0 | 0 | 0 | 0 | 0 | 0 | 0 | 0 | 0 | 0 | 0 | 0+0j | 0 | 0 | 0+0j | 0 | 0 | 0+0j | 0 | 0 | 0+0j | 0 | 0 | 0+0j | 0 | 0 | 0+0j | 11066.4 | 4714.267 | 11066.4+4714.267j | 0 | 0 | 0+0j | 0 | 0 | 0+0j | 0 | 0 | 0 | 0 | 0 | 0 | 0 | 0 | 0 | 0 | 0 | 0 | 0 | 0 | 0 | 0 | 0 | 0 | 1 | 0 | 0 | 1 | 0 | 0 | 0 | 0 | 0 | 0 | 0 | OPEN | node_1375536_981_15305795_533 | AN | 8104304
load_220347728 |  | 0 | R | 0 | 0 | 0 | 0 | 0 | 0 | 0 | 0 | 0 | 0 | 0 | 0+0j | 0 | 0 | 0+0j | 0 | 0 | 0+0j | 0 | 0 | 0+0j | 0 | 0 | 0+0j | 0 | 0 | 0+0j | 21996 | 9370.257 | 21996+9370.257j | 0 | 0 | 0+0j | 0 | 0 | 0+0j | 0 | 0 | 0 | 0 | 0 | 0 | 0 | 0 | 0 | 0 | 0 | 0 | 0 | 0 | 0 | 0 | 0 | 0 | 1 | 0 | 0 | 1 | 0 | 0 | 0 | 0 | 0 | 0 | 0 | OPEN | node_1374923_875_15303660_392 | AN | 8104304
load_220347730 |  | 0 | R | 0 | 0 | 0 | 0 | 0 | 0 | 0 | 0 | 0 | 0 | 0 | 0+0j | 0 | 0 | 0+0j | 0 | 0 | 0+0j | 0 | 0 | 0+0j | 0 | 0 | 0+0j | 0 | 0 | 0+0j | 8244 | 3511.929 | 8244+3511.929j | 0 | 0 | 0+0j | 0 | 0 | 0+0j | 0 | 0 | 0 | 0 | 0 | 0 | 0 | 0 | 0 | 0 | 0 | 0 | 0 | 0 | 0 | 0 | 0 | 0 | 1 | 0 | 0 | 1 | 0 | 0 | 0 | 0 | 0 | 0 | 0 | OPEN | node_1374180_717_15304093_101 | AN | 8104304
load_220347731 |  | 0 | R | 0 | 0 | 0 | 0 | 0 | 0 | 0 | 0 | 0 | 0 | 0 | 0+0j | 0 | 0 | 0+0j | 0 | 0 | 0+0j | 0 | 0 | 0+0j | 0 | 0 | 0+0j | 0 | 0 | 0+0j | 43027.2 | 18329.51 | 43027.2+18329.51j | 0 | 0 | 0+0j | 0 | 0 | 0+0j | 0 | 0 | 0 | 0 | 0 | 0 | 0 | 0 | 0 | 0 | 0 | 0 | 0 | 0 | 0 | 0 | 0 | 0 | 1 | 0 | 0 | 1 | 0 | 0 | 0 | 0 | 0 | 0 | 0 | OPEN | node_1375349_26_15304312_179 | AN | 8104304
load_220347733 |  | 0 | R | 0 | 0 | 0 | 0 | 0 | 0 | 0 | 0 | 0 | 0 | 0 | 0+0j | 0 | 0 | 0+0j | 0 | 0 | 0+0j | 0 | 0 | 0+0j | 0 | 0 | 0+0j | 0 | 0 | 0+0j | 79819.2 | 34002.837 | 79819.2+34002.837j | 0 | 0 | 0+0j | 0 | 0 | 0+0j | 0 | 0 | 0 | 0 | 0 | 0 | 0 | 0 | 0 | 0 | 0 | 0 | 0 | 0 | 0 | 0 | 0 | 0 | 1 | 0 | 0 | 1 | 0 | 0 | 0 | 0 | 0 | 0 | 0 | OPEN | node_1375092_894_15304904_671 | AN | 8104304
load_220466990 |  | 0 | C | 0 | 0 | 0 | 0 | 0 | 0 | 0 | 0 | 0 | 0 | 0 | 0+0j | 0 | 0 | 0+0j | 0 | 0 | 0+0j | 0 | 0 | 0+0j | 0 | 0 | 0+0j | 0 | 0 | 0+0j | 15500 | 6602.972 | 15500+6602.972j | 0 | 0 | 0+0j | 0 | 0 | 0+0j | 0 | 0 | 0 | 0 | 0 | 0 | 0 | 0 | 0 | 0 | 0 | 0 | 0 | 0 | 0 | 0 | 0 | 0 | 1 | 0 | 0 | 1 | 0 | 0 | 0 | 0 | 0 | 0 | 0 | OPEN | node_1375262_469_15302091_846 | AN | 8104304
load_220466991 |  | 0 | C | 0 | 0 | 0 | 0 | 0 | 0 | 0 | 0 | 0 | 0 | 0 | 0+0j | 0 | 0 | 0+0j | 0 | 0 | 0+0j | 0 | 0 | 0+0j | 0 | 0 | 0+0j | 0 | 0 | 0+0j | 15500 | 6602.972 | 15500+6602.972j | 0 | 0 | 0+0j | 0 | 0 | 0+0j | 0 | 0 | 0 | 0 | 0 | 0 | 0 | 0 | 0 | 0 | 0 | 0 | 0 | 0 | 0 | 0 | 0 | 0 | 1 | 0 | 0 | 1 | 0 | 0 | 0 | 0 | 0 | 0 | 0 | OPEN | node_1375233_409_15302096_942 | AN | 8104304
load_220487717 |  | 0 | R | 0 | 0 | 0 | 0 | 0 | 0 | 0 | 0 | 0 | 0 | 0 | 0+0j | 0 | 0 | 0+0j | 0 | 0 | 0+0j | 0 | 0 | 0+0j | 0 | 0 | 0+0j | 0 | 0 | 0+0j | 61243.2 | 26089.494 | 61243.2+26089.494j | 0 | 0 | 0+0j | 0 | 0 | 0+0j | 0 | 0 | 0 | 0 | 0 | 0 | 0 | 0 | 0 | 0 | 0 | 0 | 0 | 0 | 0 | 0 | 0 | 0 | 1 | 0 | 0 | 1 | 0 | 0 | 0 | 0 | 0 | 0 | 0 | OPEN | node_1371205_564_15301068_041 | AN | 8104304
load_220528717 |  | 0 | C | 0 | 0 | 0 | 0 | 0 | 0 | 0 | 0 | 0 | 0 | 0 | 0+0j | 0 | 0 | 0+0j | 0 | 0 | 0+0j | 0 | 0 | 0+0j | 0 | 0 | 0+0j | 0 | 0 | 0+0j | 333.333 | 141.999 | 333.333+141.999j | 333.333 | 141.999 | 333.333+141.999j | 333.333 | 141.999 | 333.333+141.999j | 0 | 0 | 0 | 0 | 0 | 0 | 0 | 0 | 0 | 0 | 0 | 0 | 0 | 0 | 0 | 0 | 0 | 0 | 1 | 0 | 0 | 1 | 0 | 0 | 0 | 0 | 0 | 0 | 0 | OPEN | node_1370711_584_15300609_039 | ABCN | 8104304
load_220530712 |  | 0 | C | 0 | 0 | 0 | 0 | 0 | 0 | 0 | 0 | 0 | 0 | 0 | 0+0j | 0 | 0 | 0+0j | 0 | 0 | 0+0j | 0 | 0 | 0+0j | 0 | 0 | 0+0j | 0 | 0 | 0+0j | 27666.667 | 11785.951 | 27666.667+11785.951j | 27666.667 | 11785.951 | 27666.667+11785.951j | 27666.667 | 11785.951 | 27666.667+11785.951j | 0 | 0 | 0 | 0 | 0 | 0 | 0 | 0 | 0 | 0 | 0 | 0 | 0 | 0 | 0 | 0 | 0 | 0 | 1 | 0 | 0 | 1 | 0 | 0 | 0 | 0 | 0 | 0 | 0 | OPEN | node_1375505_939_15302182_861 | ABCN | 8104304
load_220535666 |  | 0 | R | 0 | 0 | 0 | 0 | 0 | 0 | 0 | 0 | 0 | 0 | 0 | 0+0j | 0 | 0 | 0+0j | 0 | 0 | 0+0j | 0 | 0 | 0+0j | 0 | 0 | 0+0j | 0 | 0 | 0+0j | 28540.8 | 12158.33 | 28540.8+12158.33j | 0 | 0 | 0+0j | 0 | 0 | 0+0j | 0 | 0 | 0 | 0 | 0 | 0 | 0 | 0 | 0 | 0 | 0 | 0 | 0 | 0 | 0 | 0 | 0 | 0 | 1 | 0 | 0 | 1 | 0 | 0 | 0 | 0 | 0 | 0 | 0 | OPEN | node_1374984_478_15302983_115 | AN | 8104304
load_220543777 |  | 0 | C | 0 | 0 | 0 | 0 | 0 | 0 | 0 | 0 | 0 | 0 | 0 | 0+0j | 0 | 0 | 0+0j | 0 | 0 | 0+0j | 0 | 0 | 0+0j | 0 | 0 | 0+0j | 0 | 0 | 0+0j | 5333.333 | 2271.99 | 5333.333+2271.99j | 5333.333 | 2271.99 | 5333.333+2271.99j | 5333.333 | 2271.99 | 5333.333+2271.99j | 0 | 0 | 0 | 0 | 0 | 0 | 0 | 0 | 0 | 0 | 0 | 0 | 0 | 0 | 0 | 0 | 0 | 0 | 1 | 0 | 0 | 1 | 0 | 0 | 0 | 0 | 0 | 0 | 0 | OPEN | node_1370856_031_15301647_676 | ABCN | 8104304
load_220566701 |  | 0 | C | 0 | 0 | 0 | 0 | 0 | 0 | 0 | 0 | 0 | 0 | 0 | 0+0j | 0 | 0 | 0+0j | 0 | 0 | 0+0j | 0 | 0 | 0+0j | 0 | 0 | 0+0j | 0 | 0 | 0+0j | 4666.667 | 1987.992 | 4666.667+1987.992j | 4666.667 | 1987.992 | 4666.667+1987.992j | 4666.667 | 1987.992 | 4666.667+1987.992j | 0 | 0 | 0 | 0 | 0 | 0 | 0 | 0 | 0 | 0 | 0 | 0 | 0 | 0 | 0 | 0 | 0 | 0 | 1 | 0 | 0 | 1 | 0 | 0 | 0 | 0 | 0 | 0 | 0 | OPEN | node_1375048_169_15301022_831 | ABCN | 8104304
load_220639997 |  | 0 | R | 0 | 0 | 0 | 0 | 0 | 0 | 0 | 0 | 0 | 0 | 0 | 0+0j | 0 | 0 | 0+0j | 0 | 0 | 0+0j | 0 | 0 | 0+0j | 0 | 0 | 0+0j | 0 | 0 | 0+0j | 75600 | 32205.465 | 75600+32205.465j | 0 | 0 | 0+0j | 0 | 0 | 0+0j | 0 | 0 | 0 | 0 | 0 | 0 | 0 | 0 | 0 | 0 | 0 | 0 | 0 | 0 | 0 | 0 | 0 | 0 | 1 | 0 | 0 | 1 | 0 | 0 | 0 | 0 | 0 | 0 | 0 | OPEN | node_1375510_1_15303456_106 | AN | 8104304
load_220650463 |  | 0 | C | 0 | 0 | 0 | 0 | 0 | 0 | 0 | 0 | 0 | 0 | 0 | 0+0j | 0 | 0 | 0+0j | 0 | 0 | 0+0j | 0 | 0 | 0+0j | 0 | 0 | 0+0j | 0 | 0 | 0+0j | 93.6 | 39.873 | 93.6+39.873j | 0 | 0 | 0+0j | 0 | 0 | 0+0j | 0 | 0 | 0 | 0 | 0 | 0 | 0 | 0 | 0 | 0 | 0 | 0 | 0 | 0 | 0 | 0 | 0 | 0 | 1 | 0 | 0 | 1 | 0 | 0 | 0 | 0 | 0 | 0 | 0 | OPEN | node_1371083_57_15299925_163 | AN | 8104304
load_220653116 |  | 0 | R | 0 | 0 | 0 | 0 | 0 | 0 | 0 | 0 | 0 | 0 | 0 | 0+0j | 0 | 0 | 0+0j | 0 | 0 | 0+0j | 0 | 0 | 0+0j | 0 | 0 | 0+0j | 0 | 0 | 0+0j | 51998.4 | 22151.226 | 51998.4+22151.226j | 0 | 0 | 0+0j | 0 | 0 | 0+0j | 0 | 0 | 0 | 0 | 0 | 0 | 0 | 0 | 0 | 0 | 0 | 0 | 0 | 0 | 0 | 0 | 0 | 0 | 1 | 0 | 0 | 1 | 0 | 0 | 0 | 0 | 0 | 0 | 0 | OPEN | node_1374481_017_15303366_939 | AN | 8104304
load_220653118 |  | 0 | C | 0 | 0 | 0 | 0 | 0 | 0 | 0 | 0 | 0 | 0 | 0 | 0+0j | 0 | 0 | 0+0j | 0 | 0 | 0+0j | 0 | 0 | 0+0j | 0 | 0 | 0+0j | 0 | 0 | 0+0j | 34000 | 14483.939 | 34000+14483.939j | 0 | 0 | 0+0j | 0 | 0 | 0+0j | 0 | 0 | 0 | 0 | 0 | 0 | 0 | 0 | 0 | 0 | 0 | 0 | 0 | 0 | 0 | 0 | 0 | 0 | 1 | 0 | 0 | 1 | 0 | 0 | 0 | 0 | 0 | 0 | 0 | OPEN | node_1373386_308_15300312_228 | AN | 8104304
load_220655023 |  | 0 | R | 0 | 0 | 0 | 0 | 0 | 0 | 0 | 0 | 0 | 0 | 0 | 0+0j | 0 | 0 | 0+0j | 0 | 0 | 0+0j | 0 | 0 | 0+0j | 0 | 0 | 0+0j | 0 | 0 | 0+0j | 48751.2 | 20767.924 | 48751.2+20767.924j | 0 | 0 | 0+0j | 0 | 0 | 0+0j | 0 | 0 | 0 | 0 | 0 | 0 | 0 | 0 | 0 | 0 | 0 | 0 | 0 | 0 | 0 | 0 | 0 | 0 | 1 | 0 | 0 | 1 | 0 | 0 | 0 | 0 | 0 | 0 | 0 | OPEN | node_1375003_847_15304302_32 | AN | 8104304
load_220655291 |  | 0 | R | 0 | 0 | 0 | 0 | 0 | 0 | 0 | 0 | 0 | 0 | 0 | 0+0j | 0 | 0 | 0+0j | 0 | 0 | 0+0j | 0 | 0 | 0+0j | 0 | 0 | 0+0j | 0 | 0 | 0+0j | 23371.2 | 9956.09 | 23371.2+9956.09j | 0 | 0 | 0+0j | 0 | 0 | 0+0j | 0 | 0 | 0 | 0 | 0 | 0 | 0 | 0 | 0 | 0 | 0 | 0 | 0 | 0 | 0 | 0 | 0 | 0 | 1 | 0 | 0 | 1 | 0 | 0 | 0 | 0 | 0 | 0 | 0 | OPEN | node_1370961_133_15300881_025 | AN | 8104304
load_310013982 |  | 0 | C | 0 | 0 | 0 | 0 | 0 | 0 | 0 | 0 | 0 | 0 | 0 | 0+0j | 0 | 0 | 0+0j | 0 | 0 | 0+0j | 0 | 0 | 0+0j | 0 | 0 | 0+0j | 0 | 0 | 0+0j | 240000 | 102239.572 | 240000+102239.572j | 0 | 0 | 0+0j | 0 | 0 | 0+0j | 0 | 0 | 0 | 0 | 0 | 0 | 0 | 0 | 0 | 0 | 0 | 0 | 0 | 0 | 0 | 0 | 0 | 0 | 1 | 0 | 0 | 1 | 0 | 0 | 0 | 0 | 0 | 0 | 0 | OPEN | node_1375831_369_15304073_253 | AN | 8104304
load_310017189 |  | 0 | C | 0 | 0 | 0 | 0 | 0 | 0 | 0 | 0 | 0 | 0 | 0 | 0+0j | 0 | 0 | 0+0j | 0 | 0 | 0+0j | 0 | 0 | 0+0j | 0 | 0 | 0+0j | 0 | 0 | 0+0j | 4000 | 1703.993 | 4000+1703.993j | 0 | 0 | 0+0j | 0 | 0 | 0+0j | 0 | 0 | 0 | 0 | 0 | 0 | 0 | 0 | 0 | 0 | 0 | 0 | 0 | 0 | 0 | 0 | 0 | 0 | 1 | 0 | 0 | 1 | 0 | 0 | 0 | 0 | 0 | 0 | 0 | OPEN | node_1374765_595_15301032_465 | AN | 8104304
load_310017190 |  | 0 | C | 0 | 0 | 0 | 0 | 0 | 0 | 0 | 0 | 0 | 0 | 0 | 0+0j | 0 | 0 | 0+0j | 0 | 0 | 0+0j | 0 | 0 | 0+0j | 0 | 0 | 0+0j | 0 | 0 | 0+0j | 0 | 0 | 0+0j | 0 | 0 | 0+0j | 4000 | 1703.993 | 4000+1703.993j | 0 | 0 | 0 | 0 | 0 | 0 | 0 | 0 | 0 | 0 | 0 | 0 | 0 | 0 | 0 | 0 | 0 | 0 | 1 | 0 | 0 | 1 | 0 | 0 | 0 | 0 | 0 | 0 | 0 | OPEN | node_1374745_794_15301030_956 | CN | 8104304
load_310017191 |  | 0 | C | 0 | 0 | 0 | 0 | 0 | 0 | 0 | 0 | 0 | 0 | 0 | 0+0j | 0 | 0 | 0+0j | 0 | 0 | 0+0j | 0 | 0 | 0+0j | 0 | 0 | 0+0j | 0 | 0 | 0+0j | 0 | 0 | 0+0j | 4000 | 1703.993 | 4000+1703.993j | 0 | 0 | 0+0j | 0 | 0 | 0 | 0 | 0 | 0 | 0 | 0 | 0 | 0 | 0 | 0 | 0 | 0 | 0 | 0 | 0 | 0 | 1 | 0 | 0 | 1 | 0 | 0 | 0 | 0 | 0 | 0 | 0 | OPEN | node_1374784_465_15301040_804 | BN | 8104304
load_310030834 |  | 0 | C | 0 | 0 | 0 | 0 | 0 | 0 | 0 | 0 | 0 | 0 | 0 | 0+0j | 0 | 0 | 0+0j | 0 | 0 | 0+0j | 0 | 0 | 0+0j | 0 | 0 | 0+0j | 0 | 0 | 0+0j | 20000 | 8519.964 | 20000+8519.964j | 20000 | 8519.964 | 20000+8519.964j | 20000 | 8519.964 | 20000+8519.964j | 0 | 0 | 0 | 0 | 0 | 0 | 0 | 0 | 0 | 0 | 0 | 0 | 0 | 0 | 0 | 0 | 0 | 0 | 1 | 0 | 0 | 1 | 0 | 0 | 0 | 0 | 0 | 0 | 0 | OPEN | node_1375984_694_15301318_208 | ABCN | 8104304
load_310034391 |  | 0 | R | 0 | 0 | 0 | 0 | 0 | 0 | 0 | 0 | 0 | 0 | 0 | 0+0j | 0 | 0 | 0+0j | 0 | 0 | 0+0j | 0 | 0 | 0+0j | 0 | 0 | 0+0j | 0 | 0 | 0+0j | 81129.6 | 34561.065 | 81129.6+34561.065j | 0 | 0 | 0+0j | 0 | 0 | 0+0j | 0 | 0 | 0 | 0 | 0 | 0 | 0 | 0 | 0 | 0 | 0 | 0 | 0 | 0 | 0 | 0 | 0 | 0 | 1 | 0 | 0 | 1 | 0 | 0 | 0 | 0 | 0 | 0 | 0 | OPEN | node_1374797_265_15302175_199 | AN | 8104304
load_310040852 |  | 0 | R | 0 | 0 | 0 | 0 | 0 | 0 | 0 | 0 | 0 | 0 | 0 | 0+0j | 0 | 0 | 0+0j | 0 | 0 | 0+0j | 0 | 0 | 0+0j | 0 | 0 | 0+0j | 0 | 0 | 0+0j | 25761.6 | 10974.396 | 25761.6+10974.396j | 0 | 0 | 0+0j | 0 | 0 | 0+0j | 0 | 0 | 0 | 0 | 0 | 0 | 0 | 0 | 0 | 0 | 0 | 0 | 0 | 0 | 0 | 0 | 0 | 0 | 1 | 0 | 0 | 1 | 0 | 0 | 0 | 0 | 0 | 0 | 0 | OPEN | node_1374312_68_15304003_708 | AN | 8104304
load_310042395 |  | 0 | R | 0 | 0 | 0 | 0 | 0 | 0 | 0 | 0 | 0 | 0 | 0 | 0+0j | 0 | 0 | 0+0j | 0 | 0 | 0+0j | 0 | 0 | 0+0j | 0 | 0 | 0+0j | 0 | 0 | 0+0j | 94860 | 40410.191 | 94860+40410.191j | 0 | 0 | 0+0j | 0 | 0 | 0+0j | 0 | 0 | 0 | 0 | 0 | 0 | 0 | 0 | 0 | 0 | 0 | 0 | 0 | 0 | 0 | 0 | 0 | 0 | 1 | 0 | 0 | 1 | 0 | 0 | 0 | 0 | 0 | 0 | 0 | OPEN | node_1375655_686_15301469_519 | AN | 8104304
load_310056254 |  | 0 | C | 0 | 0 | 0 | 0 | 0 | 0 | 0 | 0 | 0 | 0 | 0 | 0+0j | 0 | 0 | 0+0j | 0 | 0 | 0+0j | 0 | 0 | 0+0j | 0 | 0 | 0+0j | 0 | 0 | 0+0j | 9000 | 3833.984 | 9000+3833.984j | 0 | 0 | 0+0j | 0 | 0 | 0+0j | 0 | 0 | 0 | 0 | 0 | 0 | 0 | 0 | 0 | 0 | 0 | 0 | 0 | 0 | 0 | 0 | 0 | 0 | 1 | 0 | 0 | 1 | 0 | 0 | 0 | 0 | 0 | 0 | 0 | OPEN | node_1374505_091_15301278_332 | AN | 8104304
load_310056255 |  | 0 | C | 0 | 0 | 0 | 0 | 0 | 0 | 0 | 0 | 0 | 0 | 0 | 0+0j | 0 | 0 | 0+0j | 0 | 0 | 0+0j | 0 | 0 | 0+0j | 0 | 0 | 0+0j | 0 | 0 | 0+0j | 0 | 0 | 0+0j | 9000 | 3833.984 | 9000+3833.984j | 0 | 0 | 0+0j | 0 | 0 | 0 | 0 | 0 | 0 | 0 | 0 | 0 | 0 | 0 | 0 | 0 | 0 | 0 | 0 | 0 | 0 | 1 | 0 | 0 | 1 | 0 | 0 | 0 | 0 | 0 | 0 | 0 | OPEN | node_1374524_623_15301273_951 | BN | 8104304
load_310056256 |  | 0 | C | 0 | 0 | 0 | 0 | 0 | 0 | 0 | 0 | 0 | 0 | 0 | 0+0j | 0 | 0 | 0+0j | 0 | 0 | 0+0j | 0 | 0 | 0+0j | 0 | 0 | 0+0j | 0 | 0 | 0+0j | 0 | 0 | 0+0j | 0 | 0 | 0+0j | 9000 | 3833.984 | 9000+3833.984j | 0 | 0 | 0 | 0 | 0 | 0 | 0 | 0 | 0 | 0 | 0 | 0 | 0 | 0 | 0 | 0 | 0 | 0 | 1 | 0 | 0 | 1 | 0 | 0 | 0 | 0 | 0 | 0 | 0 | OPEN | node_1374542_611_15301262_922 | CN | 8104304
load_311909713 |  | 0 | C | 0 | 0 | 0 | 0 | 0 | 0 | 0 | 0 | 0 | 0 | 0 | 0+0j | 0 | 0 | 0+0j | 0 | 0 | 0+0j | 0 | 0 | 0+0j | 0 | 0 | 0+0j | 0 | 0 | 0+0j | 1072000 | 456670.088 | 1072000+456670.088j | 0 | 0 | 0+0j | 0 | 0 | 0+0j | 0 | 0 | 0 | 0 | 0 | 0 | 0 | 0 | 0 | 0 | 0 | 0 | 0 | 0 | 0 | 0 | 0 | 0 | 1 | 0 | 0 | 1 | 0 | 0 | 0 | 0 | 0 | 0 | 0 | OPEN | node_1375878_453_15301872_526 | AN | 8104304
load_312128844 |  | 0 | U | 0 | 0 | 0 | 0 | 0 | 0 | 0 | 0 | 0 | 0 | 0 | 0+0j | 0 | 0 | 0+0j | 0 | 0 | 0+0j | 0 | 0 | 0+0j | 0 | 0 | 0+0j | 0 | 0 | 0+0j | 0 | 0 | 0+0j | 0 | 0 | 0+0j | 0 | 0 | 0+0j | 0 | 0 | 0 | 0 | 0 | 0 | 0 | 0 | 0 | 0 | 0 | 0 | 0 | 0 | 0 | 0 | 0 | 0 | 1 | 0 | 0 | 1 | 0 | 0 | 0 | 0 | 0 | 0 | 0 | OPEN | node_1374543_704_15300876_036 | AN | 8104304
load_312128845 |  | 0 | U | 0 | 0 | 0 | 0 | 0 | 0 | 0 | 0 | 0 | 0 | 0 | 0+0j | 0 | 0 | 0+0j | 0 | 0 | 0+0j | 0 | 0 | 0+0j | 0 | 0 | 0+0j | 0 | 0 | 0+0j | 0 | 0 | 0+0j | 0 | 0 | 0+0j | 0 | 0 | 0+0j | 0 | 0 | 0 | 0 | 0 | 0 | 0 | 0 | 0 | 0 | 0 | 0 | 0 | 0 | 0 | 0 | 0 | 0 | 1 | 0 | 0 | 1 | 0 | 0 | 0 | 0 | 0 | 0 | 0 | OPEN | node_1374560_77_15300872_806 | BN | 8104304
load_312128846 |  | 0 | U | 0 | 0 | 0 | 0 | 0 | 0 | 0 | 0 | 0 | 0 | 0 | 0+0j | 0 | 0 | 0+0j | 0 | 0 | 0+0j | 0 | 0 | 0+0j | 0 | 0 | 0+0j | 0 | 0 | 0+0j | 0 | 0 | 0+0j | 0 | 0 | 0+0j | 0 | 0 | 0+0j | 0 | 0 | 0 | 0 | 0 | 0 | 0 | 0 | 0 | 0 | 0 | 0 | 0 | 0 | 0 | 0 | 0 | 0 | 1 | 0 | 0 | 1 | 0 | 0 | 0 | 0 | 0 | 0 | 0 | OPEN | node_1374574_977_15300873_51 | CN | 8104304
load_312133289 |  | 0 | U | 0 | 0 | 0 | 0 | 0 | 0 | 0 | 0 | 0 | 0 | 0 | 0+0j | 0 | 0 | 0+0j | 0 | 0 | 0+0j | 0 | 0 | 0+0j | 0 | 0 | 0+0j | 0 | 0 | 0+0j | 0 | 0 | 0+0j | 0 | 0 | 0+0j | 0 | 0 | 0+0j | 0 | 0 | 0 | 0 | 0 | 0 | 0 | 0 | 0 | 0 | 0 | 0 | 0 | 0 | 0 | 0 | 0 | 0 | 1 | 0 | 0 | 1 | 0 | 0 | 0 | 0 | 0 | 0 | 0 | OPEN | node_1371201_348_15300381_316 | AN | 8104304

## OverheadLineConductor
Name | Diameter | GeometricMeanRadius | RatingSummerContinuous | RatingSummerEmergency | RatingWinterContinuous | RatingWinterEmergency | Feeder | Comments
oh_cond_1/0_AAAC | 0.398 | 0.012 | 235 | 235 | 310 | 310 | 8104304
oh_cond_1/0_ACSR | 0.398 | 0.012 | 265 | 265 | 330 | 330 | 8104304
oh_cond_1/0_AL | 0.368 | 0.011 | 235 | 235 | 310 | 310 | 8104304
oh_cond_2/0_CU | 0.414 | 0.013 | 295 | 295 | 425 | 425 | 8104304
oh_cond_2_ACSR | 0.325 | 0.01 | 195 | 195 | 245 | 245 | 8104304
oh_cond_2_CU | 0.292 | 0.009 | 190 | 190 | 270 | 270 | 8104304
oh_cond_3_#7_CWD_30% | 0.311 | 0.005 | 125 | 125 | 195 | 195 | 8104304
oh_cond_4/0_AAAC | 0.563 | 0.017 | 365 | 365 | 480 | 480 | 8104304
oh_cond_4/0_ACSR | 0.563 | 0.017 | 410 | 410 | 515 | 515 | 8104304
oh_cond_4/0_AL | 0.522 | 0.016 | 365 | 365 | 480 | 480 | 8104304
oh_cond_4_CU | 0.232 | 0.007 | 140 | 140 | 200 | 200 | 8104304
oh_cond_477_MCM_AL | 0.792 | 0.025 | 605 | 605 | 810 | 810 | 8104304
oh_cond_WP-4/0-CU | 0.81 | 0.015 | 340 | 340 | 390 | 390 | 8104304

## OverheadLineConfiguration
Name | ConductorA | ConductorB | ConductorC | ConductorN | LineSpacing | Capacitance11 | Capacitance12 | Capacitance13 | Capacitance21 | Capacitance22 | Capacitance23 | Capacitance31 | Capacitance32 | Capacitance33 | Impedance11 | Impedance12 | Impedance13 | Impedance21 | Impedance22 | Impedance23 | Impedance31 | Impedance32 | Impedance33 | Feeder | Comments
bal_1P_1/0AA_1/0AA(N) | oh_cond_1/0_AAAC | oh_cond_1/0_AAAC | oh_cond_1/0_AAAC | oh_cond_1/0_AAAC |  | 13.243 | -2.726 | -2.726 | -2.726 | 13.243 | -2.726 | -2.726 | -2.726 | 13.243 | 1.078+1.186j | 0.201+0.467j | 0.201+0.467j | 0.201+0.467j | 1.078+1.186j | 0.201+0.467j | 0.201+0.467j | 0.201+0.467j | 1.078+1.186j | 8104304
bal_1P_1/0AA_1/0AL(N) | oh_cond_1/0_AAAC | oh_cond_1/0_AAAC | oh_cond_1/0_AAAC | oh_cond_1/0_AL |  | 13.238 | -2.731 | -2.731 | -2.731 | 13.238 | -2.731 | -2.731 | -2.731 | 13.238 | 1.077+1.188j | 0.201+0.47j | 0.201+0.47j | 0.201+0.47j | 1.077+1.188j | 0.201+0.47j | 0.201+0.47j | 0.201+0.47j | 1.077+1.188j | 8104304
bal_1P_1/0AA_2/0CU(N) | oh_cond_1/0_AAAC | oh_cond_1/0_AAAC | oh_cond_1/0_AAAC | oh_cond_2/0_CU |  | 13.245 | -2.723 | -2.723 | -2.723 | 13.245 | -2.723 | -2.723 | -2.723 | 13.245 | 1.008+1.127j | 0.131+0.409j | 0.131+0.409j | 0.131+0.409j | 1.008+1.127j | 0.131+0.409j | 0.131+0.409j | 0.131+0.409j | 1.008+1.127j | 8104304
bal_1P_1/0AA_2CU(N) | oh_cond_1/0_AAAC | oh_cond_1/0_AAAC | oh_cond_1/0_AAAC | oh_cond_2_CU |  | 13.223 | -2.745 | -2.745 | -2.745 | 13.223 | -2.745 | -2.745 | -2.745 | 13.223 | 1.072+1.19j | 0.196+0.471j | 0.196+0.471j | 0.196+0.471j | 1.072+1.19j | 0.196+0.471j | 0.196+0.471j | 0.196+0.471j | 1.072+1.19j | 8104304
bal_1P_1/0AA_4/0AC(N) | oh_cond_1/0_AAAC | oh_cond_1/0_AAAC | oh_cond_1/0_AAAC | oh_cond_4/0_ACSR |  | 13.267 | -2.702 | -2.702 | -2.702 | 13.267 | -2.702 | -2.702 | -2.702 | 13.267 | 1.012+1.121j | 0.136+0.403j | 0.136+0.403j | 0.136+0.403j | 1.012+1.121j | 0.136+0.403j | 0.136+0.403j | 0.136+0.403j | 1.012+1.121j | 8104304
bal_1P_1/0AA_4/0AL(N) | oh_cond_1/0_AAAC | oh_cond_1/0_AAAC | oh_cond_1/0_AAAC | oh_cond_4/0_AL |  | 13.261 | -2.707 | -2.707 | -2.707 | 13.261 | -2.707 | -2.707 | -2.707 | 13.261 | 1.011+1.123j | 0.134+0.404j | 0.134+0.404j | 0.134+0.404j | 1.011+1.123j | 0.134+0.404j | 0.134+0.404j | 0.134+0.404j | 1.011+1.123j | 8104304
bal_1P_1/0AC_1/0AA(N) | oh_cond_1/0_ACSR | oh_cond_1/0_ACSR | oh_cond_1/0_ACSR | oh_cond_1/0_AAAC |  | 13.243 | -2.726 | -2.726 | -2.726 | 13.243 | -2.726 | -2.726 | -2.726 | 13.243 | 1.089+1.184j | 0.201+0.467j | 0.201+0.467j | 0.201+0.467j | 1.089+1.184j | 0.201+0.467j | 0.201+0.467j | 0.201+0.467j | 1.089+1.184j | 8104304
bal_1P_1/0AC_1/0AC(N) | oh_cond_1/0_ACSR | oh_cond_1/0_ACSR | oh_cond_1/0_ACSR | oh_cond_1/0_ACSR |  | 13.243 | -2.726 | -2.726 | -2.726 | 13.243 | -2.726 | -2.726 | -2.726 | 13.243 | 1.091+1.185j | 0.203+0.469j | 0.203+0.469j | 0.203+0.469j | 1.091+1.185j | 0.203+0.469j | 0.203+0.469j | 0.203+0.469j | 1.091+1.185j | 8104304
bal_1P_1/0AC_2/0CU(N) | oh_cond_1/0_ACSR | oh_cond_1/0_ACSR | oh_cond_1/0_ACSR | oh_cond_2/0_CU |  | 13.245 | -2.723 | -2.723 | -2.723 | 13.245 | -2.723 | -2.723 | -2.723 | 13.245 | 1.019+1.125j | 0.131+0.409j | 0.131+0.409j | 0.131+0.409j | 1.019+1.125j | 0.131+0.409j | 0.131+0.409j | 0.131+0.409j | 1.019+1.125j | 8104304
bal_1P_1/0AC_2CU(N) | oh_cond_1/0_ACSR | oh_cond_1/0_ACSR | oh_cond_1/0_ACSR | oh_cond_2_CU |  | 13.223 | -2.745 | -2.745 | -2.745 | 13.223 | -2.745 | -2.745 | -2.745 | 13.223 | 1.084+1.187j | 0.196+0.471j | 0.196+0.471j | 0.196+0.471j | 1.084+1.187j | 0.196+0.471j | 0.196+0.471j | 0.196+0.471j | 1.084+1.187j | 8104304
bal_1P_1/0AC_4/0AL(N) | oh_cond_1/0_ACSR | oh_cond_1/0_ACSR | oh_cond_1/0_ACSR | oh_cond_4/0_AL |  | 13.261 | -2.707 | -2.707 | -2.707 | 13.261 | -2.707 | -2.707 | -2.707 | 13.261 | 1.022+1.12j | 0.134+0.404j | 0.134+0.404j | 0.134+0.404j | 1.022+1.12j | 0.134+0.404j | 0.134+0.404j | 0.134+0.404j | 1.022+1.12j | 8104304
bal_1P_2AC_1/0AA(N) | oh_cond_2_ACSR | oh_cond_2_ACSR | oh_cond_2_ACSR | oh_cond_1/0_AAAC |  | 12.826 | -2.585 | -2.585 | -2.585 | 12.826 | -2.585 | -2.585 | -2.585 | 12.826 | 1.611+1.214j | 0.201+0.467j | 0.201+0.467j | 0.201+0.467j | 1.611+1.214j | 0.201+0.467j | 0.201+0.467j | 0.201+0.467j | 1.611+1.214j | 8104304
bal_1P_2AC_2AC(N) | oh_cond_2_ACSR | oh_cond_2_ACSR | oh_cond_2_ACSR | oh_cond_2_ACSR |  | 12.813 | -2.597 | -2.597 | -2.597 | 12.813 | -2.597 | -2.597 | -2.597 | 12.813 | 1.645+1.289j | 0.235+0.543j | 0.235+0.543j | 0.235+0.543j | 1.645+1.289j | 0.235+0.543j | 0.235+0.543j | 0.235+0.543j | 1.645+1.289j | 8104304
bal_1P_2AC_2CU(N) | oh_cond_2_ACSR | oh_cond_2_ACSR | oh_cond_2_ACSR | oh_cond_2_CU |  | 12.807 | -2.604 | -2.604 | -2.604 | 12.807 | -2.604 | -2.604 | -2.604 | 12.807 | 1.606+1.218j | 0.196+0.471j | 0.196+0.471j | 0.196+0.471j | 1.606+1.218j | 0.196+0.471j | 0.196+0.471j | 0.196+0.471j | 1.606+1.218j | 8104304
bal_1P_4CU_4CU(N) | oh_cond_4_CU | oh_cond_4_CU | oh_cond_4_CU | oh_cond_4_CU |  | 12.16 | -2.404 | -2.404 | -2.404 | 12.16 | -2.404 | -2.404 | -2.404 | 12.16 | 1.617+1.325j | 0.229+0.541j | 0.229+0.541j | 0.229+0.541j | 1.617+1.325j | 0.229+0.541j | 0.229+0.541j | 0.229+0.541j | 1.617+1.325j | 8104304
bal_1P_WYECUST | oh_cond_2/0_CU | oh_cond_2/0_CU | oh_cond_2/0_CU | oh_cond_3_#7_CWD_30% |  | 13.24 | -2.712 | -2.712 | -2.712 | 13.24 | -2.712 | -2.712 | -2.712 | 13.24 | 0.66+1.378j | 0.22+0.666j | 0.22+0.666j | 0.22+0.666j | 0.66+1.378j | 0.22+0.666j | 0.22+0.666j | 0.22+0.666j | 0.66+1.378j | 8104304
bal_2P_1/0AC_2/0CU(N) | oh_cond_1/0_ACSR | oh_cond_1/0_ACSR | oh_cond_1/0_ACSR | oh_cond_2_ACSR |  | 13.23 | -2.739 | -2.739 | -2.739 | 13.23 | -2.739 | -2.739 | -2.739 | 13.23 | 1.123+1.259j | 0.235+0.543j | 0.235+0.543j | 0.235+0.543j | 1.123+1.259j | 0.235+0.543j | 0.235+0.543j | 0.235+0.543j | 1.123+1.259j | 8104304
bal_3P_1/0AA | oh_cond_1/0_AAAC | oh_cond_1/0_AAAC | oh_cond_1/0_AAAC |  |  | 12.796 | -3.172 | -3.172 | -3.172 | 12.796 | -3.172 | -3.172 | -3.172 | 12.796 | 0.972+1.499j | 0.095+0.781j | 0.095+0.781j | 0.095+0.781j | 0.972+1.499j | 0.095+0.781j | 0.095+0.781j | 0.095+0.781j | 0.972+1.499j | 8104304
bal_3P_1/0AA_1/0AA(N) | oh_cond_1/0_AAAC | oh_cond_1/0_AAAC | oh_cond_1/0_AAAC | oh_cond_1/0_AAAC |  | 13.243 | -2.726 | -2.726 | -2.726 | 13.243 | -2.726 | -2.726 | -2.726 | 13.243 | 1.078+1.186j | 0.201+0.467j | 0.201+0.467j | 0.201+0.467j | 1.078+1.186j | 0.201+0.467j | 0.201+0.467j | 0.201+0.467j | 1.078+1.186j | 8104304
bal_3P_1/0AA_4/0AL(N) | oh_cond_1/0_AAAC | oh_cond_1/0_AAAC | oh_cond_1/0_AAAC | oh_cond_4/0_AL |  | 13.261 | -2.707 | -2.707 | -2.707 | 13.261 | -2.707 | -2.707 | -2.707 | 13.261 | 1.011+1.123j | 0.134+0.404j | 0.134+0.404j | 0.134+0.404j | 1.011+1.123j | 0.134+0.404j | 0.134+0.404j | 0.134+0.404j | 1.011+1.123j | 8104304
bal_3P_1/0AC_1/0AA(N) | oh_cond_1/0_ACSR | oh_cond_1/0_ACSR | oh_cond_1/0_ACSR | oh_cond_1/0_AAAC |  | 13.243 | -2.726 | -2.726 | -2.726 | 13.243 | -2.726 | -2.726 | -2.726 | 13.243 | 1.089+1.184j | 0.201+0.467j | 0.201+0.467j | 0.201+0.467j | 1.089+1.184j | 0.201+0.467j | 0.201+0.467j | 0.201+0.467j | 1.089+1.184j | 8104304
bal_3P_1/0AC_4/0AL(N) | oh_cond_1/0_ACSR | oh_cond_1/0_ACSR | oh_cond_1/0_ACSR | oh_cond_4/0_AL |  | 13.261 | -2.707 | -2.707 | -2.707 | 13.261 | -2.707 | -2.707 | -2.707 | 13.261 | 1.022+1.12j | 0.134+0.404j | 0.134+0.404j | 0.134+0.404j | 1.022+1.12j | 0.134+0.404j | 0.134+0.404j | 0.134+0.404j | 1.022+1.12j | 8104304
bal_3P_2CU | oh_cond_2_CU | oh_cond_2_CU | oh_cond_2_CU |  |  | 12.191 | -2.94 | -2.94 | -2.94 | 12.191 | -2.94 | -2.94 | -2.94 | 12.191 | 0.968+1.536j | 0.095+0.781j | 0.095+0.781j | 0.095+0.781j | 0.968+1.536j | 0.095+0.781j | 0.095+0.781j | 0.095+0.781j | 0.968+1.536j | 8104304
bal_3P_2CU_1/0AA(N) | oh_cond_2_CU | oh_cond_2_CU | oh_cond_2_CU | oh_cond_1/0_AAAC |  | 12.617 | -2.515 | -2.515 | -2.515 | 12.617 | -2.515 | -2.515 | -2.515 | 12.617 | 1.074+1.223j | 0.201+0.467j | 0.201+0.467j | 0.201+0.467j | 1.074+1.223j | 0.201+0.467j | 0.201+0.467j | 0.201+0.467j | 1.074+1.223j | 8104304
bal_3P_2CU_1/0AC(N) | oh_cond_2_CU | oh_cond_2_CU | oh_cond_2_CU | oh_cond_1/0_ACSR |  | 12.617 | -2.515 | -2.515 | -2.515 | 12.617 | -2.515 | -2.515 | -2.515 | 12.617 | 1.076+1.225j | 0.203+0.469j | 0.203+0.469j | 0.203+0.469j | 1.076+1.225j | 0.203+0.469j | 0.203+0.469j | 0.203+0.469j | 1.076+1.225j | 8104304
bal_3P_2CU_2CU(N) | oh_cond_2_CU | oh_cond_2_CU | oh_cond_2_CU | oh_cond_2_CU |  | 12.598 | -2.533 | -2.533 | -2.533 | 12.598 | -2.533 | -2.533 | -2.533 | 12.598 | 1.069+1.227j | 0.196+0.471j | 0.196+0.471j | 0.196+0.471j | 1.069+1.227j | 0.196+0.471j | 0.196+0.471j | 0.196+0.471j | 1.069+1.227j | 8104304
bal_3P_4CU | oh_cond_4_CU | oh_cond_4_CU | oh_cond_4_CU |  |  | 11.78 | -2.785 | -2.785 | -2.785 | 11.78 | -2.785 | -2.785 | -2.785 | 11.78 | 1.483+1.565j | 0.095+0.781j | 0.095+0.781j | 0.095+0.781j | 1.483+1.565j | 0.095+0.781j | 0.095+0.781j | 0.095+0.781j | 1.483+1.565j | 8104304
bal_3P_477AL_2/0CU(N) | oh_cond_477_MCM_AL | oh_cond_477_MCM_AL | oh_cond_477_MCM_AL | oh_cond_2/0_CU |  | 14.903 | -3.303 | -3.303 | -3.303 | 14.903 | -3.303 | -3.303 | -3.303 | 14.903 | 0.329+1.038j | 0.131+0.409j | 0.131+0.409j | 0.131+0.409j | 0.329+1.038j | 0.131+0.409j | 0.131+0.409j | 0.131+0.409j | 0.329+1.038j | 8104304
bal_3P_477AL_4/0AA(N) | oh_cond_477_MCM_AL | oh_cond_477_MCM_AL | oh_cond_477_MCM_AL | oh_cond_4/0_AAAC |  | 14.927 | -3.279 | -3.279 | -3.279 | 14.927 | -3.279 | -3.279 | -3.279 | 14.927 | 0.332+1.031j | 0.134+0.402j | 0.134+0.402j | 0.134+0.402j | 0.332+1.031j | 0.134+0.402j | 0.134+0.402j | 0.134+0.402j | 0.332+1.031j | 8104304
bal_3P_477AL_4/0AC(N) | oh_cond_477_MCM_AL | oh_cond_477_MCM_AL | oh_cond_477_MCM_AL | oh_cond_4/0_ACSR |  | 14.927 | -3.279 | -3.279 | -3.279 | 14.927 | -3.279 | -3.279 | -3.279 | 14.927 | 0.334+1.032j | 0.136+0.403j | 0.136+0.403j | 0.136+0.403j | 0.334+1.032j | 0.136+0.403j | 0.136+0.403j | 0.136+0.403j | 0.334+1.032j | 8104304
bal_3P_477AL_4/0AL(N) | oh_cond_477_MCM_AL | oh_cond_477_MCM_AL | oh_cond_477_MCM_AL | oh_cond_4/0_AL |  | 14.921 | -3.285 | -3.285 | -3.285 | 14.921 | -3.285 | -3.285 | -3.285 | 14.921 | 0.332+1.034j | 0.134+0.404j | 0.134+0.404j | 0.134+0.404j | 0.332+1.034j | 0.134+0.404j | 0.134+0.404j | 0.134+0.404j | 0.332+1.034j | 8104304
bal_3P_477AL_477AL(N) | oh_cond_477_MCM_AL | oh_cond_477_MCM_AL | oh_cond_477_MCM_AL | oh_cond_477_MCM_AL |  | 14.957 | -3.249 | -3.249 | -3.249 | 14.957 | -3.249 | -3.249 | -3.249 | 14.957 | 0.275+1j | 0.077+0.371j | 0.077+0.371j | 0.077+0.371j | 0.275+1j | 0.077+0.371j | 0.077+0.371j | 0.077+0.371j | 0.275+1j | 8104304
bal_3P_WYECUST | oh_cond_2/0_CU | oh_cond_2/0_CU | oh_cond_2/0_CU | oh_cond_3_#7_CWD_30% |  | 13.24 | -2.712 | -2.712 | -2.712 | 13.24 | -2.712 | -2.712 | -2.712 | 13.24 | 0.66+1.378j | 0.22+0.666j | 0.22+0.666j | 0.22+0.666j | 0.66+1.378j | 0.22+0.666j | 0.22+0.666j | 0.22+0.666j | 0.66+1.378j | 8104304
unb_TAPWIRE_OH | oh_cond_WP-4/0-CU | oh_cond_WP-4/0-CU | oh_cond_WP-4/0-CU | oh_cond_WP-4/0-CU |  | 14.911 | -4.341 | -1.953 | -4.341 | 15.781 | -3.724 | -1.953 | -3.724 | 14.818 | 0.365+1.097j | 0.093+0.433j | 0.094+0.34j | 0.093+0.433j | 0.368+1.078j | 0.095+0.401j | 0.094+0.34j | 0.095+0.401j | 0.368+1.077j | 8104304

## Recloser
Name | GroupId | RetryTime | MaximumNumberOfTries | Status | From | To | Length | Phases | Feeder | Comments

## RegulatorConfiguration
Name | CurrentTransducerPhase | PowerTransducerPhase | Regulation | Control | Type | CompensatorResistiveSettingA | CompensatorResistiveSettingB | CompensatorResistiveSettingC | CompensatorReactiveSettingA | CompensatorReactiveSettingB | CompensatorReactiveSettingC | BandCenter | BandWidth | CurrentTransducerRatio | PowerTransducerRatio | ConnectType | ControlLevel | DwellTime | TimeDelay | LowerTaps | RaiseTaps | TapPositionA | TapPositionB | TapPositionC | Feeder | Comments

## Sectionalizer
Name | GroupId | OperatingMode | PhaseAState | PhaseBState | PhaseCState | CurrentInAReal | CurrentInAImag | CurrentInA | CurrentInBReal | CurrentInBImag | CurrentInB | CurrentInCReal | CurrentInCImag | CurrentInC | CurrentOutAReal | CurrentOutAImag | CurrentOutA | CurrentOutBReal | CurrentOutBImag | CurrentOutB | CurrentOutCReal | CurrentOutCImag | CurrentOutC | ActivePowerInA | ReactivePowerInA | PowerInA | ActivePowerInB | ReactivePowerInB | PowerInB | ActivePowerInC | ReactivePowerInC | PowerInC | ActivePowerOutA | ReactivePowerOutA | PowerOutA | ActivePowerOutB | ReactivePowerOutB | PowerOutB | ActivePowerOutC | ReactivePowerOutC | PowerOutC | Status | From | To | Length | Phases | Feeder | Comments

## Solar
Name | GroupId | SpillageCost | CapitalCost | FixedOperatingCost | VariableOperatingCost | MaxReactivePower | MaxActivePower | OutputSchedule | PlanningStatus | UnitType | UnitSubtype | ParentNode | Phases | Feeder | Comments
solar_load_220344474 |  | 0 | 0 | 0 | 0.001 | 0 | 0 | OPTIMIZED | INSTALLED | solar_pv |  | node_1374318_044_15300667_931 | AN | 8104304
solar_load_220344475 |  | 0 | 0 | 0 | 0.001 | 0 | 0 | OPTIMIZED | INSTALLED | solar_pv |  | node_1374303_982_15300662_12 | AN | 8104304
solar_load_220344476 |  | 0 | 0 | 0 | 0.001 | 198.71501093389602 | 466.4692106042092 | OPTIMIZED | INSTALLED | solar_pv |  | node_1374176_15300468_577 | AN | 8104304
solar_load_220344893 |  | 0 | 0 | 0 | 0.001 | 0 | 0 | OPTIMIZED | INSTALLED | solar_pv |  | node_1371541_145_15300470_54 | AN | 8104304
solar_load_220344894 |  | 0 | 0 | 0 | 0.001 | 3537.745662436833 | 8304.602112103954 | OPTIMIZED | INSTALLED | solar_pv |  | node_1371594_399_15300862_249 | AN | 8104304
solar_load_220345163 |  | 0 | 0 | 0 | 0.001 | 170.91551380740137 | 401.21185989792093 | OPTIMIZED | INSTALLED | solar_pv |  | node_1373287_634_15304818_091 | AN | 8104304
solar_load_220345164 |  | 0 | 0 | 0 | 0.001 | 0 | 0 | OPTIMIZED | INSTALLED | solar_pv |  | node_1373280_861_15304498_063 | AN | 8104304
solar_load_220345407 |  | 0 | 0 | 0 | 0.001 | 3816.2555759650695 | 8958.38408862436 | OPTIMIZED | INSTALLED | solar_pv |  | node_1371303_251_15301702_015 | AN | 8104304
solar_load_220345408 |  | 0 | 0 | 0 | 0.001 | 1644.5184707085482 | 3860.3885448678802 | OPTIMIZED | INSTALLED | solar_pv |  | node_1371285_374_15301690_339 | AN | 8104304
solar_load_220345409 |  | 0 | 0 | 0 | 0.001 | 332.5644166773177 | 780.6712695604123 | OPTIMIZED | INSTALLED | solar_pv |  | node_1371005_466_15301550_059 | AN | 8104304
solar_load_220345776 |  | 0 | 0 | 0 | 0.001 | 7903.299281310757 | 18552.423111906268 | OPTIMIZED | INSTALLED | solar_pv |  | node_1371092_191_15300308_225 | AN | 8104304
solar_load_220345777 |  | 0 | 0 | 0 | 0.001 | 9240.764796962238 | 21692.02676255325 | OPTIMIZED | INSTALLED | solar_pv |  | node_1371161_194_15300616_13 | AN | 8104304
solar_load_220345778 |  | 0 | 0 | 0 | 0.001 | 0 | 0 | OPTIMIZED | INSTALLED | solar_pv |  | node_1373401_481_15301039_228 | AN | 8104304
solar_load_220345778-L-1 |  | 0 | 0 | 0 | 0.001 | 0 | 0 | OPTIMIZED | INSTALLED | solar_pv |  | node_1373401_481_15301039_228 | AN | 8104304
solar_load_220345787 |  | 0 | 0 | 0 | 0.001 | 762.6751452221195 | 1790.3250103622472 | OPTIMIZED | INSTALLED | solar_pv |  | node_1371616_057_15300403_55 | AN | 8104304
solar_load_220345788 |  | 0 | 0 | 0 | 0.001 | 762.6751452221195 | 1790.3250103622472 | OPTIMIZED | INSTALLED | solar_pv |  | node_1371611_941_15300385_945 | BN | 8104304
solar_load_220345789 |  | 0 | 0 | 0 | 0.001 | 762.6751452221195 | 1790.3250103622472 | OPTIMIZED | INSTALLED | solar_pv |  | node_1371633_082_15300417_352 | CN | 8104304
solar_load_220345790 |  | 0 | 0 | 0 | 0.001 | 4004.045351631029 | 9399.20689185223 | OPTIMIZED | INSTALLED | solar_pv |  | node_1371444_958_15300203_955 | AN | 8104304
solar_load_220345791 |  | 0 | 0 | 0 | 0.001 | 0 | 0 | OPTIMIZED | INSTALLED | solar_pv |  | node_1371352_202_15300133_901 | AN | 8104304
solar_load_220345794 |  | 0 | 0 | 0 | 0.001 | 953.3440993706296 | 2237.9065147172796 | OPTIMIZED | INSTALLED | solar_pv |  | node_1372925_667_15300406_815 | AN | 8104304
solar_load_220345795 |  | 0 | 0 | 0 | 0.001 | 953.3440993706296 | 2237.9065147172796 | OPTIMIZED | INSTALLED | solar_pv |  | node_1372912_185_15300413_406 | BN | 8104304
solar_load_220345796 |  | 0 | 0 | 0 | 0.001 | 953.3440993706296 | 2237.9065147172796 | OPTIMIZED | INSTALLED | solar_pv |  | node_1372935_279_15300396_081 | CN | 8104304
solar_load_220345797 |  | 0 | 0 | 0 | 0.001 | 13966.491660014453 | 32785.32891323703 | OPTIMIZED | INSTALLED | solar_pv |  | node_1372871_348_15300483_807 | AN | 8104304
solar_load_220345798 |  | 0 | 0 | 0 | 0.001 | 13966.491660014453 | 32785.32891323703 | OPTIMIZED | INSTALLED | solar_pv |  | node_1372872_91_15300490_096 | BN | 8104304
solar_load_220345799 |  | 0 | 0 | 0 | 0.001 | 13966.491660014453 | 32785.32891323703 | OPTIMIZED | INSTALLED | solar_pv |  | node_1372867_983_15300479_041 | CN | 8104304
solar_load_220346874 |  | 0 | 0 | 0 | 0.001 | 8580.096894335667 | 20141.157625397635 | OPTIMIZED | INSTALLED | solar_pv |  | node_1376114_124_15302609_118 | ABCN | 8104304
solar_load_220346876 |  | 0 | 0 | 0 | 0.001 | 29744.336706009948 | 69822.67943235917 | OPTIMIZED | INSTALLED | solar_pv |  | node_1376087_954_15303144_27 | ABCN | 8104304
solar_load_220346877 |  | 0 | 0 | 0 | 0.001 | 51194.57994890699 | 120175.57349585327 | OPTIMIZED | INSTALLED | solar_pv |  | node_1375884_434_15303726_105 | ABCN | 8104304
solar_load_220346911 |  | 0 | 0 | 0 | 0.001 | 10130.349040696026 | 23780.26198515448 | OPTIMIZED | INSTALLED | solar_pv |  | node_1374422_463_15303687_527 | AN | 8104304
solar_load_220347293 |  | 0 | 0 | 0 | 0.001 | 170.91551380740137 | 401.21185989792093 | OPTIMIZED | INSTALLED | solar_pv |  | node_1375989_594_15301984_98 | AN | 8104304
solar_load_220347294 |  | 0 | 0 | 0 | 0.001 | 2431.0276548066818 | 5706.661327195996 | OPTIMIZED | INSTALLED | solar_pv |  | node_1375797_365_15302154_631 | AN | 8104304
solar_load_220347295 |  | 0 | 0 | 0 | 0.001 | 2431.0276548066818 | 5706.661327195996 | OPTIMIZED | INSTALLED | solar_pv |  | node_1375778_013_15302148_675 | BN | 8104304
solar_load_220347296 |  | 0 | 0 | 0 | 0.001 | 2431.0276548066818 | 5706.661327195996 | OPTIMIZED | INSTALLED | solar_pv |  | node_1375817_171_15302153_667 | CN | 8104304
solar_load_220347298 |  | 0 | 0 | 0 | 0.001 | 2431.0276548066818 | 5706.661327195996 | OPTIMIZED | INSTALLED | solar_pv |  | node_1375430_102_15302041_689 | AN | 8104304
solar_load_220347299 |  | 0 | 0 | 0 | 0.001 | 2431.0276548066818 | 5706.661327195996 | OPTIMIZED | INSTALLED | solar_pv |  | node_1375436_577_15302041_445 | AN | 8104304
solar_load_220347300 |  | 0 | 0 | 0 | 0.001 | 1096.3456471390318 | 2573.5924751405732 | OPTIMIZED | INSTALLED | solar_pv |  | node_1375234_528_15301847_482 | AN | 8104304
solar_load_220347301 |  | 0 | 0 | 0 | 0.001 | 1096.3456471390318 | 2573.5924751405732 | OPTIMIZED | INSTALLED | solar_pv |  | node_1375240_388_15301855_556 | BN | 8104304
solar_load_220347302 |  | 0 | 0 | 0 | 0.001 | 1096.3456471390318 | 2573.5924751405732 | OPTIMIZED | INSTALLED | solar_pv |  | node_1375230_825_15301837_376 | CN | 8104304
solar_load_220347303 |  | 0 | 0 | 0 | 0.001 | 2597.7101686531455 | 6097.936882665387 | OPTIMIZED | INSTALLED | solar_pv |  | node_1375068_136_15301661_885 | AN | 8104304
solar_load_220347304 |  | 0 | 0 | 0 | 0.001 | 246.42034982753162 | 578.4540470014201 | OPTIMIZED | INSTALLED | solar_pv |  | node_1374929_697_15301530_53 | AN | 8104304
solar_load_220347305 |  | 0 | 0 | 0 | 0.001 | 2526.362131880937 | 5930.452079373513 | OPTIMIZED | INSTALLED | solar_pv |  | node_1374922_2_15301513_075 | BN | 8104304
solar_load_220347306 |  | 0 | 0 | 0 | 0.001 | 2526.362131880937 | 5930.452079373513 | OPTIMIZED | INSTALLED | solar_pv |  | node_1374939_568_15301547_181 | CN | 8104304
solar_load_220347310 |  | 0 | 0 | 0 | 0.001 | 143.00154776840236 | 335.6859604232939 | OPTIMIZED | INSTALLED | solar_pv |  | node_1374440_701_15300895_156 | AN | 8104304
solar_load_220347314 |  | 0 | 0 | 0 | 0.001 | 13442.15220394903 | 31554.480279789626 | OPTIMIZED | INSTALLED | solar_pv |  | node_1374608_963_15300619_521 | AN | 8104304
solar_load_220347487 |  | 0 | 0 | 0 | 0.001 | 15141.469057894958 | 35543.503684691714 | OPTIMIZED | INSTALLED | solar_pv |  | node_1374672_914_15304310_971 | AN | 8104304
solar_load_220347488 |  | 0 | 0 | 0 | 0.001 | 7009.596170842574 | 16454.52013364485 | OPTIMIZED | INSTALLED | solar_pv |  | node_1374651_326_15304130_853 | AN | 8104304
solar_load_220347490 |  | 0 | 0 | 0 | 0.001 | 1620.6851032044544 | 3804.4407729020113 | OPTIMIZED | INSTALLED | solar_pv |  | node_1374965_604_15302243_48 | AN | 8104304
solar_load_220347491 |  | 0 | 0 | 0 | 0.001 | 1620.6851032044544 | 3804.4407729020113 | OPTIMIZED | INSTALLED | solar_pv |  | node_1374945_851_15302241_045 | BN | 8104304
solar_load_220347492 |  | 0 | 0 | 0 | 0.001 | 1620.6851032044544 | 3804.4407729020113 | OPTIMIZED | INSTALLED | solar_pv |  | node_1374985_118_15302238_968 | CN | 8104304
solar_load_220347494 |  | 0 | 0 | 0 | 0.001 | 13235.658006568285 | 31069.74975293839 | OPTIMIZED | INSTALLED | solar_pv |  | node_1374776_164_15301856_524 | AN | 8104304
solar_load_220347536 |  | 0 | 0 | 0 | 0.001 | 12402.701970242144 | 29114.446170664785 | OPTIMIZED | INSTALLED | solar_pv |  | node_1374487_589_15302511_402 | AN | 8104304
solar_load_220347537 |  | 0 | 0 | 0 | 0.001 | 14395.000830842075 | 33791.22297128211 | OPTIMIZED | INSTALLED | solar_pv |  | node_1374425_294_15301743_021 | AN | 8104304
solar_load_220347612 |  | 0 | 0 | 0 | 0.001 | 9232.52773486537 | 21672.69125123287 | OPTIMIZED | INSTALLED | solar_pv |  | node_1374895_499_15302651_234 | AN | 8104304
solar_load_220347659 |  | 0 | 0 | 0 | 0.001 | 15691.281707381144 | 36834.14906532719 | OPTIMIZED | INSTALLED | solar_pv |  | node_1375746_366_15304827_98 | AN | 8104304
solar_load_220347674 |  | 0 | 0 | 0 | 0.001 | 13827.6848440075 | 32459.489629090825 | OPTIMIZED | INSTALLED | solar_pv |  | node_1374693_869_15303477_921 | AN | 8104304
solar_load_220347676 |  | 0 | 0 | 0 | 0.001 | 6202.380533961689 | 14559.640024247441 | OPTIMIZED | INSTALLED | solar_pv |  | node_1375468_127_15303811_391 | AN | 8104304
solar_load_220347677 |  | 0 | 0 | 0 | 0.001 | 10858.28471724586 | 25489.037798093213 | OPTIMIZED | INSTALLED | solar_pv |  | node_1375462_225_15303134_612 | AN | 8104304
solar_load_220347679 |  | 0 | 0 | 0 | 0.001 | 10251.843524666068 | 24065.460777130105 | OPTIMIZED | INSTALLED | solar_pv |  | node_1374569_119_15302972_911 | AN | 8104304
solar_load_220347683 |  | 0 | 0 | 0 | 0.001 | 1426.0120869200155 | 3347.4603973410867 | OPTIMIZED | INSTALLED | solar_pv |  | node_1375616_998_15301825_44 | AN | 8104304
solar_load_220347685 |  | 0 | 0 | 0 | 0.001 | 8081.421972688446 | 18970.553544209524 | OPTIMIZED | INSTALLED | solar_pv |  | node_1375725_342_15301005_368 | AN | 8104304
solar_load_220347693 |  | 0 | 0 | 0 | 0.001 | 868.9922598635435 | 2039.8964443002724 | OPTIMIZED | INSTALLED | solar_pv |  | node_1375315_13_15301107_097 | AN | 8104304
solar_load_220347694 |  | 0 | 0 | 0 | 0.001 | 4895.80349764452 | 11492.54454105189 | OPTIMIZED | INSTALLED | solar_pv |  | node_1375289_586_15301632_259 | AN | 8104304
solar_load_220347695 |  | 0 | 0 | 0 | 0.001 | 572.0065267595699 | 1342.7438416931757 | OPTIMIZED | INSTALLED | solar_pv |  | node_1375239_503_15301731_087 | AN | 8104304
solar_load_220347696 |  | 0 | 0 | 0 | 0.001 | 572.0065267595699 | 1342.7438416931757 | OPTIMIZED | INSTALLED | solar_pv |  | node_1375242_995_15301704_908 | BN | 8104304
solar_load_220347697 |  | 0 | 0 | 0 | 0.001 | 572.0065267595699 | 1342.7438416931757 | OPTIMIZED | INSTALLED | solar_pv |  | node_1375241_182_15301757_635 | CN | 8104304
solar_load_220347698 |  | 0 | 0 | 0 | 0.001 | 1716.0195802787096 | 4028.231525079527 | OPTIMIZED | INSTALLED | solar_pv |  | node_1375258_954_15302222_143 | AN | 8104304
solar_load_220347699 |  | 0 | 0 | 0 | 0.001 | 10514.394256263862 | 24681.780200467274 | OPTIMIZED | INSTALLED | solar_pv |  | node_1375236_279_15302651_485 | AN | 8104304
solar_load_220347700 |  | 0 | 0 | 0 | 0.001 | 2574.029202575084 | 6042.34728761929 | OPTIMIZED | INSTALLED | solar_pv |  | node_1375229_821_15302751_643 | AN | 8104304
solar_load_220347704 |  | 0 | 0 | 0 | 0.001 | 16286.397191342212 | 38231.139758224774 | OPTIMIZED | INSTALLED | solar_pv |  | node_1375198_639_15303279_534 | AN | 8104304
solar_load_220347705 |  | 0 | 0 | 0 | 0.001 | 5296.322501720128 | 12432.733779005452 | OPTIMIZED | INSTALLED | solar_pv |  | node_1375367_268_15304012_741 | AN | 8104304
solar_load_220347708 |  | 0 | 0 | 0 | 0.001 | 0 | 0 | OPTIMIZED | INSTALLED | solar_pv |  | node_1375362_455_15304690_316 | AN | 8104304
solar_load_220347709 |  | 0 | 0 | 0 | 0.001 | 8708.455484824446 | 20442.469343473582 | OPTIMIZED | INSTALLED | solar_pv |  | node_1375441_488_15305030_57 | AN | 8104304
solar_load_220347710 |  | 0 | 0 | 0 | 0.001 | 3708.661176244234 | 8705.813972001873 | OPTIMIZED | INSTALLED | solar_pv |  | node_1375514_049_15305545_495 | AN | 8104304
solar_load_220347711 |  | 0 | 0 | 0 | 0.001 | 1582.5132455868406 | 3714.83511242834 | OPTIMIZED | INSTALLED | solar_pv |  | node_1375536_981_15305795_533 | AN | 8104304
solar_load_220347728 |  | 0 | 0 | 0 | 0.001 | 3145.4637204580927 | 7383.7483854707725 | OPTIMIZED | INSTALLED | solar_pv |  | node_1374923_875_15303660_392 | AN | 8104304
solar_load_220347730 |  | 0 | 0 | 0 | 0.001 | 1178.9052593034182 | 2767.395057729635 | OPTIMIZED | INSTALLED | solar_pv |  | node_1374180_717_15304093_101 | AN | 8104304
solar_load_220347731 |  | 0 | 0 | 0 | 0.001 | 6152.9591684383695 | 14443.626956325152 | OPTIMIZED | INSTALLED | solar_pv |  | node_1375349_26_15304312_179 | AN | 8104304
solar_load_220347733 |  | 0 | 0 | 0 | 0.001 | 11414.274995461714 | 26794.18481221898 | OPTIMIZED | INSTALLED | solar_pv |  | node_1375092_894_15304904_671 | AN | 8104304
solar_load_220466990 |  | 0 | 0 | 0 | 0.001 | 2216.524997468118 | 5203.132386561056 | OPTIMIZED | INSTALLED | solar_pv |  | node_1375262_469_15302091_846 | AN | 8104304
solar_load_220466991 |  | 0 | 0 | 0 | 0.001 | 2216.524997468118 | 5203.132386561056 | OPTIMIZED | INSTALLED | solar_pv |  | node_1375233_409_15302096_942 | AN | 8104304
solar_load_220487717 |  | 0 | 0 | 0 | 0.001 | 8757.876850347762 | 20558.482411395875 | OPTIMIZED | INSTALLED | solar_pv |  | node_1371205_564_15301068_041 | AN | 8104304
solar_load_220528717 |  | 0 | 0 | 0 | 0.001 | 143.00121208244192 | 335.68562473733346 | OPTIMIZED | INSTALLED | solar_pv |  | node_1370711_584_15300609_039 | ABCN | 8104304
solar_load_220530712 |  | 0 | 0 | 0 | 0.001 | 11869.134842810643 | 27861.935050819357 | OPTIMIZED | INSTALLED | solar_pv |  | node_1375505_939_15302182_861 | ABCN | 8104304
solar_load_220535666 |  | 0 | 0 | 0 | 0.001 | 4081.380683193347 | 9580.745859249146 | OPTIMIZED | INSTALLED | solar_pv |  | node_1374984_478_15302983_115 | AN | 8104304
solar_load_220543777 |  | 0 | 0 | 0 | 0.001 | 2288.025435666358 | 5370.975031086742 | OPTIMIZED | INSTALLED | solar_pv |  | node_1370856_031_15301647_676 | ABCN | 8104304
solar_load_220566701 |  | 0 | 0 | 0 | 0.001 | 2002.0230115014747 | 4699.603781612075 | OPTIMIZED | INSTALLED | solar_pv |  | node_1375048_169_15301022_831 | ABCN | 8104304
solar_load_220639997 |  | 0 | 0 | 0 | 0.001 | 10810.922449403777 | 25377.85860800102 | OPTIMIZED | INSTALLED | solar_pv |  | node_1375510_1_15303456_106 | AN | 8104304
solar_load_220650463 |  | 0 | 0 | 0 | 0.001 | 13.384806299957997 | 31.42020589562031 | OPTIMIZED | INSTALLED | solar_pv |  | node_1371083_57_15299925_163 | AN | 8104304
solar_load_220653116 |  | 0 | 0 | 0 | 0.001 | 7435.855574363439 | 17455.132844474607 | OPTIMIZED | INSTALLED | solar_pv |  | node_1374481_017_15303366_939 | AN | 8104304
solar_load_220653118 |  | 0 | 0 | 0 | 0.001 | 4862.054973927403 | 11413.322654391992 | OPTIMIZED | INSTALLED | solar_pv |  | node_1373386_308_15300312_228 | AN | 8104304
solar_load_220655023 |  | 0 | 0 | 0 | 0.001 | 6971.5005139379755 | 16365.093393788084 | OPTIMIZED | INSTALLED | solar_pv |  | node_1375003_847_15304302_32 | AN | 8104304
solar_load_220655291 |  | 0 | 0 | 0 | 0.001 | 3342.119633710752 | 7845.383718244887 | OPTIMIZED | INSTALLED | solar_pv |  | node_1370961_133_15300881_025 | AN | 8104304
solar_load_310013982 |  | 0 | 0 | 0 | 0.001 | 34320.38892008651 | 80564.63050159054 | OPTIMIZED | INSTALLED | solar_pv |  | node_1375831_369_15304073_253 | AN | 8104304
solar_load_310017189 |  | 0 | 0 | 0 | 0.001 | 572.0065267595699 | 1342.7438416931757 | OPTIMIZED | INSTALLED | solar_pv |  | node_1374765_595_15301032_465 | AN | 8104304
solar_load_310017190 |  | 0 | 0 | 0 | 0.001 | 572.0065267595699 | 1342.7438416931757 | OPTIMIZED | INSTALLED | solar_pv |  | node_1374745_794_15301030_956 | CN | 8104304
solar_load_310017191 |  | 0 | 0 | 0 | 0.001 | 572.0065267595699 | 1342.7438416931757 | OPTIMIZED | INSTALLED | solar_pv |  | node_1374784_465_15301040_804 | BN | 8104304
solar_load_310030834 |  | 0 | 0 | 0 | 0.001 | 8580.096894335667 | 20141.157625397635 | OPTIMIZED | INSTALLED | solar_pv |  | node_1375984_694_15301318_208 | ABCN | 8104304
solar_load_310034391 |  | 0 | 0 | 0 | 0.001 | 11601.664297776888 | 27234.067694757665 | OPTIMIZED | INSTALLED | solar_pv |  | node_1374797_265_15302175_199 | AN | 8104304
solar_load_310040852 |  | 0 | 0 | 0 | 0.001 | 3683.9506613255553 | 8647.807438040729 | OPTIMIZED | INSTALLED | solar_pv |  | node_1374312_68_15304003_708 | AN | 8104304
solar_load_310042395 |  | 0 | 0 | 0 | 0.001 | 13565.13377672375 | 31843.17020575366 | OPTIMIZED | INSTALLED | solar_pv |  | node_1375655_686_15301469_519 | AN | 8104304
solar_load_310056254 |  | 0 | 0 | 0 | 0.001 | 1287.014601287542 | 3021.173643809645 | OPTIMIZED | INSTALLED | solar_pv |  | node_1374505_091_15301278_332 | AN | 8104304
solar_load_310056255 |  | 0 | 0 | 0 | 0.001 | 1287.014601287542 | 3021.173643809645 | OPTIMIZED | INSTALLED | solar_pv |  | node_1374524_623_15301273_951 | BN | 8104304
solar_load_310056256 |  | 0 | 0 | 0 | 0.001 | 1287.014601287542 | 3021.173643809645 | OPTIMIZED | INSTALLED | solar_pv |  | node_1374542_611_15301262_922 | CN | 8104304
solar_load_311909713 |  | 0 | 0 | 0 | 0.001 | 153297.73708687015 | 359855.34957377106 | OPTIMIZED | INSTALLED | solar_pv |  | node_1375878_453_15301872_526 | AN | 8104304
solar_load_312128844 |  | 0 | 0 | 0 | 0.001 | 0 | 0 | OPTIMIZED | INSTALLED | solar_pv |  | node_1374543_704_15300876_036 | AN | 8104304
solar_load_312128845 |  | 0 | 0 | 0 | 0.001 | 0 | 0 | OPTIMIZED | INSTALLED | solar_pv |  | node_1374560_77_15300872_806 | BN | 8104304
solar_load_312128846 |  | 0 | 0 | 0 | 0.001 | 0 | 0 | OPTIMIZED | INSTALLED | solar_pv |  | node_1374574_977_15300873_51 | CN | 8104304
solar_load_312133289 |  | 0 | 0 | 0 | 0.001 | 0 | 0 | OPTIMIZED | INSTALLED | solar_pv |  | node_1371201_348_15300381_316 | AN | 8104304

## Storage
Name | GroupId | InitStateOfCharge | SpinningReserveCharge | SpinningReserveDischarge | NonSpinningReserveCharge | NonSpinningReserveDischarge | RegulationUpCharge | RegulationUpDischarge | RegulationDownCharge | RegulationDownDischarge | ChargeEfficiency | DischargeEfficiency | CommitmentStatus | ConstructionTime | CalendarLife | YearOfInstallation | DepthOfDischarge | ReactivePower | ReactivePowerA | ReactivePowerB | ReactivePowerC | ActivePower | ActivePowerA | ActivePowerB | ActivePowerC | Energy | MaxEnergy | PowerCharge | PowerDischarge | RampUpLimit | RampDownLimit | CapitalCost | FixedOperatingCost | VariableOperatingCost | MaxReactivePower | MaxActivePower | OutputSchedule | PlanningStatus | UnitType | UnitSubtype | ParentNode | Phases | Feeder | Comments

## Switch
Name | GroupId | OperatingMode | PhaseAState | PhaseBState | PhaseCState | CurrentInAReal | CurrentInAImag | CurrentInA | CurrentInBReal | CurrentInBImag | CurrentInB | CurrentInCReal | CurrentInCImag | CurrentInC | CurrentOutAReal | CurrentOutAImag | CurrentOutA | CurrentOutBReal | CurrentOutBImag | CurrentOutB | CurrentOutCReal | CurrentOutCImag | CurrentOutC | ActivePowerInA | ReactivePowerInA | PowerInA | ActivePowerInB | ReactivePowerInB | PowerInB | ActivePowerInC | ReactivePowerInC | PowerInC | ActivePowerOutA | ReactivePowerOutA | PowerOutA | ActivePowerOutB | ReactivePowerOutB | PowerOutB | ActivePowerOutC | ReactivePowerOutC | PowerOutC | Status | From | To | Length | Phases | Feeder | Comments
switch_627T628_NO-220416608 |  | INDIVIDUAL | CLOSED | CLOSED | CLOSED | 0 | 0 | 0+0j | 0 | 0 | 0+0j | 0 | 0 | 0+0j | 0 | 0 | 0+0j | 0 | 0 | 0+0j | 0 | 0 | 0+0j | 0 | 0 | 0+0j | 0 | 0 | 0+0j | 0 | 0 | 0+0j | 0 | 0 | 0+0j | 0 | 0 | 0+0j | 0 | 0 | 0+0j | OPEN | node_intto1_1375799_112_15305155_749 | node_1375799_112_15305155_749 | 0 | ABCN | 8104304
switch_628T627_NO-220416589 |  | INDIVIDUAL | CLOSED | CLOSED | CLOSED | 0 | 0 | 0+0j | 0 | 0 | 0+0j | 0 | 0 | 0+0j | 0 | 0 | 0+0j | 0 | 0 | 0+0j | 0 | 0 | 0+0j | 0 | 0 | 0+0j | 0 | 0 | 0+0j | 0 | 0 | 0+0j | 0 | 0 | 0+0j | 0 | 0 | 0+0j | 0 | 0 | 0+0j | OPEN | node_intto1_1375519_173_15305930_974 | node_1375519_173_15305930_974 | 0 | ABCN | 8104304
switch_220416204 |  | INDIVIDUAL | CLOSED | CLOSED | CLOSED | 0 | 0 | 0+0j | 0 | 0 | 0+0j | 0 | 0 | 0+0j | 0 | 0 | 0+0j | 0 | 0 | 0+0j | 0 | 0 | 0+0j | 0 | 0 | 0+0j | 0 | 0 | 0+0j | 0 | 0 | 0+0j | 0 | 0 | 0+0j | 0 | 0 | 0+0j | 0 | 0 | 0+0j | OPEN | node_intto1_220416204 | node_220416204 | 0 | ABCN | 8104304
switch_220416206 |  | INDIVIDUAL | CLOSED | CLOSED | CLOSED | 0 | 0 | 0+0j | 0 | 0 | 0+0j | 0 | 0 | 0+0j | 0 | 0 | 0+0j | 0 | 0 | 0+0j | 0 | 0 | 0+0j | 0 | 0 | 0+0j | 0 | 0 | 0+0j | 0 | 0 | 0+0j | 0 | 0 | 0+0j | 0 | 0 | 0+0j | 0 | 0 | 0+0j | OPEN | node_intto1_8104304_200964384 | node_8104304_200964384 | 0 | ABCD | 8104304
switch_220416553 |  | INDIVIDUAL | CLOSED | CLOSED | CLOSED | 0 | 0 | 0+0j | 0 | 0 | 0+0j | 0 | 0 | 0+0j | 0 | 0 | 0+0j | 0 | 0 | 0+0j | 0 | 0 | 0+0j | 0 | 0 | 0+0j | 0 | 0 | 0+0j | 0 | 0 | 0+0j | 0 | 0 | 0+0j | 0 | 0 | 0+0j | 0 | 0 | 0+0j | OPEN | node_intto1_8104304_200858474 | node_8104304_200858474 | 0 | ABCN | 8104304
switch_220416585 |  | INDIVIDUAL | CLOSED | CLOSED | CLOSED | 0 | 0 | 0+0j | 0 | 0 | 0+0j | 0 | 0 | 0+0j | 0 | 0 | 0+0j | 0 | 0 | 0+0j | 0 | 0 | 0+0j | 0 | 0 | 0+0j | 0 | 0 | 0+0j | 0 | 0 | 0+0j | 0 | 0 | 0+0j | 0 | 0 | 0+0j | 0 | 0 | 0+0j | OPEN | node_intto1_8104304_200858470 | node_8104304_200858470 | 0 | ABCN | 8104304
switch_220416600 |  | INDIVIDUAL | CLOSED | CLOSED | CLOSED | 0 | 0 | 0+0j | 0 | 0 | 0+0j | 0 | 0 | 0+0j | 0 | 0 | 0+0j | 0 | 0 | 0+0j | 0 | 0 | 0+0j | 0 | 0 | 0+0j | 0 | 0 | 0+0j | 0 | 0 | 0+0j | 0 | 0 | 0+0j | 0 | 0 | 0+0j | 0 | 0 | 0+0j | OPEN | node_intto1_8104304_200859710 | node_8104304_200859710 | 0 | ABCN | 8104304
switch_220416601 |  | INDIVIDUAL | CLOSED | CLOSED | CLOSED | 0 | 0 | 0+0j | 0 | 0 | 0+0j | 0 | 0 | 0+0j | 0 | 0 | 0+0j | 0 | 0 | 0+0j | 0 | 0 | 0+0j | 0 | 0 | 0+0j | 0 | 0 | 0+0j | 0 | 0 | 0+0j | 0 | 0 | 0+0j | 0 | 0 | 0+0j | 0 | 0 | 0+0j | OPEN | node_intto1_8104304_200859716 | node_8104304_200859716 | 0 | ABCN | 8104304
switch_220416602 |  | INDIVIDUAL | CLOSED | CLOSED | CLOSED | 0 | 0 | 0+0j | 0 | 0 | 0+0j | 0 | 0 | 0+0j | 0 | 0 | 0+0j | 0 | 0 | 0+0j | 0 | 0 | 0+0j | 0 | 0 | 0+0j | 0 | 0 | 0+0j | 0 | 0 | 0+0j | 0 | 0 | 0+0j | 0 | 0 | 0+0j | 0 | 0 | 0+0j | OPEN | node_intto1_8104304_200859730 | node_8104304_200859730 | 0 | ABCN | 8104304
switch_220416603 |  | INDIVIDUAL | CLOSED | CLOSED | CLOSED | 0 | 0 | 0+0j | 0 | 0 | 0+0j | 0 | 0 | 0+0j | 0 | 0 | 0+0j | 0 | 0 | 0+0j | 0 | 0 | 0+0j | 0 | 0 | 0+0j | 0 | 0 | 0+0j | 0 | 0 | 0+0j | 0 | 0 | 0+0j | 0 | 0 | 0+0j | 0 | 0 | 0+0j | OPEN | node_intto1_8104304_200859735 | node_8104304_200859735 | 0 | ABCN | 8104304
switch_220416606 |  | INDIVIDUAL | CLOSED | CLOSED | CLOSED | 0 | 0 | 0+0j | 0 | 0 | 0+0j | 0 | 0 | 0+0j | 0 | 0 | 0+0j | 0 | 0 | 0+0j | 0 | 0 | 0+0j | 0 | 0 | 0+0j | 0 | 0 | 0+0j | 0 | 0 | 0+0j | 0 | 0 | 0+0j | 0 | 0 | 0+0j | 0 | 0 | 0+0j | OPEN | node_intto1_220416606 | node_220416606 | 0 | ABCN | 8104304
switch_220416736 |  | INDIVIDUAL | CLOSED | CLOSED | CLOSED | 0 | 0 | 0+0j | 0 | 0 | 0+0j | 0 | 0 | 0+0j | 0 | 0 | 0+0j | 0 | 0 | 0+0j | 0 | 0 | 0+0j | 0 | 0 | 0+0j | 0 | 0 | 0+0j | 0 | 0 | 0+0j | 0 | 0 | 0+0j | 0 | 0 | 0+0j | 0 | 0 | 0+0j | OPEN | node_intto1_8104304_200859732 | node_8104304_200859732 | 0 | ABCN | 8104304
switch_220416793 |  | INDIVIDUAL | CLOSED | CLOSED | CLOSED | 0 | 0 | 0+0j | 0 | 0 | 0+0j | 0 | 0 | 0+0j | 0 | 0 | 0+0j | 0 | 0 | 0+0j | 0 | 0 | 0+0j | 0 | 0 | 0+0j | 0 | 0 | 0+0j | 0 | 0 | 0+0j | 0 | 0 | 0+0j | 0 | 0 | 0+0j | 0 | 0 | 0+0j | OPEN | node_intto1_8104304_200852919 | node_8104304_200852919 | 0 | ABCN | 8104304
switch_310019469 |  | INDIVIDUAL | CLOSED | CLOSED | CLOSED | 0 | 0 | 0+0j | 0 | 0 | 0+0j | 0 | 0 | 0+0j | 0 | 0 | 0+0j | 0 | 0 | 0+0j | 0 | 0 | 0+0j | 0 | 0 | 0+0j | 0 | 0 | 0+0j | 0 | 0 | 0+0j | 0 | 0 | 0+0j | 0 | 0 | 0+0j | 0 | 0 | 0+0j | OPEN | node_intto1_8104304_200850952 | node_8104304_200850952 | 0 | ABCN | 8104304
switch_310019472 |  | INDIVIDUAL | CLOSED | CLOSED | CLOSED | 0 | 0 | 0+0j | 0 | 0 | 0+0j | 0 | 0 | 0+0j | 0 | 0 | 0+0j | 0 | 0 | 0+0j | 0 | 0 | 0+0j | 0 | 0 | 0+0j | 0 | 0 | 0+0j | 0 | 0 | 0+0j | 0 | 0 | 0+0j | 0 | 0 | 0+0j | 0 | 0 | 0+0j | OPEN | node_intto1_8104304_200850949 | node_8104304_200850949 | 0 | ABCN | 8104304
switch_OM-59-310033817 |  | INDIVIDUAL | CLOSED | CLOSED | CLOSED | 0 | 0 | 0+0j | 0 | 0 | 0+0j | 0 | 0 | 0+0j | 0 | 0 | 0+0j | 0 | 0 | 0+0j | 0 | 0 | 0+0j | 0 | 0 | 0+0j | 0 | 0 | 0+0j | 0 | 0 | 0+0j | 0 | 0 | 0+0j | 0 | 0 | 0+0j | 0 | 0 | 0+0j | OPEN | node_intto1_OM-59-310033817 | node_OM-59-310033817 | 0 | ABCN | 8104304
switch_OM-66-220416666 |  | INDIVIDUAL | CLOSED | CLOSED | CLOSED | 0 | 0 | 0+0j | 0 | 0 | 0+0j | 0 | 0 | 0+0j | 0 | 0 | 0+0j | 0 | 0 | 0+0j | 0 | 0 | 0+0j | 0 | 0 | 0+0j | 0 | 0 | 0+0j | 0 | 0 | 0+0j | 0 | 0 | 0+0j | 0 | 0 | 0+0j | 0 | 0 | 0+0j | OPEN | node_intto1_OM-66-220416666 | node_OM-66-220416666 | 0 | ABCN | 8104304
switch_OM-69-220416651 |  | INDIVIDUAL | CLOSED | CLOSED | CLOSED | 0 | 0 | 0+0j | 0 | 0 | 0+0j | 0 | 0 | 0+0j | 0 | 0 | 0+0j | 0 | 0 | 0+0j | 0 | 0 | 0+0j | 0 | 0 | 0+0j | 0 | 0 | 0+0j | 0 | 0 | 0+0j | 0 | 0 | 0+0j | 0 | 0 | 0+0j | 0 | 0 | 0+0j | OPEN | node_intto1_8104304_200856524 | node_8104304_200856524 | 0 | ABCN | 8104304
switch_OM-76-220416653 |  | INDIVIDUAL | CLOSED | CLOSED | CLOSED | 0 | 0 | 0+0j | 0 | 0 | 0+0j | 0 | 0 | 0+0j | 0 | 0 | 0+0j | 0 | 0 | 0+0j | 0 | 0 | 0+0j | 0 | 0 | 0+0j | 0 | 0 | 0+0j | 0 | 0 | 0+0j | 0 | 0 | 0+0j | 0 | 0 | 0+0j | 0 | 0 | 0+0j | OPEN | node_intto1_8104304_200856526 | node_8104304_200856526 | 0 | ABCN | 8104304
switch_OM-79-220416652 |  | INDIVIDUAL | CLOSED | CLOSED | CLOSED | 0 | 0 | 0+0j | 0 | 0 | 0+0j | 0 | 0 | 0+0j | 0 | 0 | 0+0j | 0 | 0 | 0+0j | 0 | 0 | 0+0j | 0 | 0 | 0+0j | 0 | 0 | 0+0j | 0 | 0 | 0+0j | 0 | 0 | 0+0j | 0 | 0 | 0+0j | 0 | 0 | 0+0j | OPEN | node_intto1_OM-79-220416652 | node_OM-79-220416652 | 0 | ABCN | 8104304
switch_PMH-9-220416668 |  | INDIVIDUAL | CLOSED | CLOSED | CLOSED | 0 | 0 | 0+0j | 0 | 0 | 0+0j | 0 | 0 | 0+0j | 0 | 0 | 0+0j | 0 | 0 | 0+0j | 0 | 0 | 0+0j | 0 | 0 | 0+0j | 0 | 0 | 0+0j | 0 | 0 | 0+0j | 0 | 0 | 0+0j | 0 | 0 | 0+0j | 0 | 0 | 0+0j | OPEN | node_intto1_8104304_200856523 | node_8104304_200856523 | 0 | ABCN | 8104304

## TransformerConfiguration
Name | ConnectType | NoLoadLoss | PowerRating | ReactanceResistanceRatio | FullLoadLoss | PowerARating | PowerBRating | PowerCRating | ShuntResistance | ShuntReactance | ShuntImpedance | Impedance | PrimaryVoltage | SecondaryVoltage | CoreCoilWeight | InstalledInsulationLife | InstallType | CoolantType | CoolingType | Feeder | Comments
config_transformer_220465322 | UNKNOWN | 0 | 300 | 10 | 0 | 0 | 0 | 0 | 0 | 0 | 0+0j | 0.004+0.04j | 4800 | 12470 | 0 | 0 | UNKNOWN | UNKNOWN | UNKNOWN | 8104304

## UndergroundLineConductor
Name | OuterDiameter | ConductorGMR | ConductorDiameter | ConductorResistance | NeutralGMR | NeutralDiameter | NeutralResistance | NeutralStrands | InsulationRelativePermittivity | ShieldGMR | ShieldResitance | RatingSummerContinuous | RatingSummerEmergency | RatingWinterContinuous | RatingWinterEmergency | Feeder | Comments
und_cond_1P_2ALURD_2AL(N) | 0 | 0 | 0 | 0 | 0 | 0 | 0 | 0 | 0 | 0 | 0 | 125 | 125 | 140 | 140 | 8104304
und_cond_3P_1/0ALURD_1/0AL(N) | 0 | 0 | 0 | 0 | 0 | 0 | 0 | 0 | 0 | 0 | 0 | 160 | 160 | 180 | 180 | 8104304
und_cond_3P_500CUURD_500CU(N) | 0 | 0 | 0 | 0 | 0 | 0 | 0 | 0 | 0 | 0 | 0 | 484 | 484 | 508 | 508 | 8104304
und_cond_3P_750ALURD_750AL(N) | 0 | 0 | 0 | 0 | 0 | 0 | 0 | 0 | 0 | 0 | 0 | 475 | 475 | 525 | 525 | 8104304
und_cond_3P_DELTACUST | 0 | 0 | 0 | 0 | 0 | 0 | 0 | 0 | 0 | 0 | 0 | 685 | 685 | 685 | 685 | 8104304
und_cond_3P_WYECUST | 0 | 0 | 0 | 0 | 0 | 0 | 0 | 0 | 0 | 0 | 0 | 685 | 685 | 685 | 685 | 8104304
und_cond_TAPWIRE_UG | 0 | 0 | 0 | 0 | 0 | 0 | 0 | 0 | 0 | 0 | 0 | 99999999 | 99999999 | 99999999 | 99999999 | 8104304

## UndergroundLineConfiguration
Name | ConductorA | ConductorB | ConductorC | ConductorN | LineSpacing | Capacitance11 | Capacitance12 | Capacitance13 | Capacitance21 | Capacitance22 | Capacitance23 | Capacitance31 | Capacitance32 | Capacitance33 | Impedance11 | Impedance12 | Impedance13 | Impedance21 | Impedance22 | Impedance23 | Impedance31 | Impedance32 | Impedance33 | Feeder | Comments
und_1P_2ALURD_2AL(N) | und_cond_1P_2ALURD_2AL(N) | und_cond_1P_2ALURD_2AL(N) | und_cond_1P_2ALURD_2AL(N) |  |  | 401.497 | 0 | 0 | 0 | 401.497 | 0 | 0 | 0 | 401.497 | 2.379+0.823j | 0+0j | 0+0j | 0+0j | 2.379+0.823j | 0+0j | 0+0j | 0+0j | 2.379+0.823j | 8104304
und_3P_1/0ALURD_1/0AL(N) | und_cond_3P_1/0ALURD_1/0AL(N) | und_cond_3P_1/0ALURD_1/0AL(N) | und_cond_3P_1/0ALURD_1/0AL(N) |  |  | 530.19 | 0 | 0 | 0 | 530.19 | 0 | 0 | 0 | 530.19 | 1.489+0.467j | 0.385+0.07j | 0.385+0.07j | 0.385+0.07j | 1.489+0.467j | 0.385+0.07j | 0.385+0.07j | 0.385+0.07j | 1.489+0.467j | 8104304
und_3P_500CUURD_500CU(N) | und_cond_3P_500CUURD_500CU(N) | und_cond_3P_500CUURD_500CU(N) | und_cond_3P_500CUURD_500CU(N) |  |  | 878.925 | 0 | 0 | 0 | 878.925 | 0 | 0 | 0 | 878.925 | 0.202+0.249j | 0.032+0.017j | 0.032+0.017j | 0.032+0.017j | 0.202+0.249j | 0.032+0.017j | 0.032+0.017j | 0.032+0.017j | 0.202+0.249j | 8104304
und_3P_750ALURD_750AL(N) | und_cond_3P_750ALURD_750AL(N) | und_cond_3P_750ALURD_750AL(N) | und_cond_3P_750ALURD_750AL(N) |  |  | 1125.535 | 0 | 0 | 0 | 1125.535 | 0 | 0 | 0 | 1125.535 | 0.338+0.196j | 0.096+-0.039j | 0.096+-0.039j | 0.096+-0.039j | 0.338+0.196j | 0.096+-0.039j | 0.096+-0.039j | 0.096+-0.039j | 0.338+0.196j | 8104304
und_3P_DELTACUST | und_cond_3P_DELTACUST | und_cond_3P_DELTACUST | und_cond_3P_DELTACUST |  |  | 324.124 | 0 | 0 | 0 | 324.124 | 0 | 0 | 0 | 324.124 | 0.179+0.233j | 0.061+-0.024j | 0.061+-0.024j | 0.061+-0.024j | 0.179+0.233j | 0.061+-0.024j | 0.061+-0.024j | 0.061+-0.024j | 0.179+0.233j | 8104304
und_3P_WYECUST | und_cond_3P_WYECUST | und_cond_3P_WYECUST | und_cond_3P_WYECUST |  |  | 324.124 | 0 | 0 | 0 | 324.124 | 0 | 0 | 0 | 324.124 | 0.179+0.233j | 0.061+-0.024j | 0.061+-0.024j | 0.061+-0.024j | 0.179+0.233j | 0.061+-0.024j | 0.061+-0.024j | 0.061+-0.024j | 0.179+0.233j | 8104304
und_TAPWIRE_UG | und_cond_TAPWIRE_UG | und_cond_TAPWIRE_UG | und_cond_TAPWIRE_UG |  |  | 0 | 0 | 0 | 0 | 0 | 0 | 0 | 0 | 0 | 0.001+0.001j | 0+0j | 0+0j | 0+0j | 0.001+0.001j | 0+0j | 0+0j | 0+0j | 0.001+0.001j | 8104304

## Regulator
Name | GroupId | Configuration | SenseNode | Status | From | To | Length | Phases | Feeder | Comments

## Transformer
Name | GroupId | Configuration | AgingConstant | AgingGranularity | Climate | UseThermalModel | Status | From | To | Length | Phases | Feeder | Comments
transformer_220465322 |  | config_transformer_220465322 | 0 | 0 |  | False | OPEN | node_220465322 | node_intto1_220465322 | 0 | ABCN | 8104304

## OverheadLine
Name | GroupId | Configuration | Length | Status | From | To | Phases | Feeder | Comments
oh_line_8104304_200848767 |  | bal_3P_1/0AC_1/0AA(N) | 158.4 | OPEN | node_8104304_200858491 | node_8104304_200848767 | ABCN | 8104304
oh_line_8104304_200848769 |  | bal_3P_1/0AC_1/0AA(N) | 211.20000000000002 | OPEN | node_8104304_200848767 | node_8104304_200848769 | ABCN | 8104304
oh_line_8104304_200848770 |  | bal_3P_1/0AC_1/0AA(N) | 158.4 | OPEN | node_8104304_200848769 | node_8104304_200848770 | ABCN | 8104304
oh_line_8104304_200848771 |  | bal_3P_1/0AC_1/0AA(N) | 158.4 | OPEN | node_8104304_200848770 | node_8104304_200848771 | ABCN | 8104304
oh_line_8104304_200848772 |  | bal_3P_1/0AA_1/0AA(N) | 211.20000000000002 | OPEN | node_8104304_200848771 | node_intto1_8104304_200848772 | ABCN | 8104304
oh_line_8104304_200850121 |  | bal_1P_1/0AC_1/0AC(N) | 52.800000000000004 | OPEN | node_8104304_200852834 | node_8104304_200850121 | AN | 8104304
oh_line_8104304_200850123 |  | bal_1P_1/0AC_1/0AC(N) | 158.4 | OPEN | node_8104304_200850121 | node_intto1_8104304_200850123 | AN | 8104304
oh_line_8104304_200850125 |  | bal_1P_1/0AC_1/0AC(N) | 158.4 | OPEN | node_8104304_200850123 | node_8104304_200850125 | AN | 8104304
oh_line_8104304_200850126 |  | bal_1P_1/0AC_1/0AC(N) | 158.4 | OPEN | node_8104304_200850125 | node_8104304_200850126 | AN | 8104304
oh_line_8104304_200850128 |  | bal_1P_1/0AC_1/0AC(N) | 105.60000000000001 | OPEN | node_8104304_200850126 | node_8104304_200850128 | AN | 8104304
oh_line_8104304_200850947 |  | bal_3P_477AL_477AL(N) | 158.4 | OPEN | node_SOURCE_8104304 | node_8104304_200850947 | ABCN | 8104304
oh_line_8104304_200850948 |  | bal_3P_477AL_4/0AA(N) | 0 | OPEN | node_8104304_200850947 | node_8104304_200850948 | ABCN | 8104304
oh_line_8104304_200850949 |  | bal_3P_477AL_4/0AA(N) | 211.20000000000002 | OPEN | node_8104304_200850972 | node_intto1_8104304_200850949 | ABCN | 8104304
oh_line_8104304_200850950 |  | bal_3P_477AL_4/0AA(N) | 264 | OPEN | node_8104304_200850949 | node_8104304_200850950 | ABCN | 8104304
oh_line_8104304_200850951 |  | bal_3P_477AL_4/0AA(N) | 211.20000000000002 | OPEN | node_8104304_200850950 | node_8104304_200850951 | ABCN | 8104304
oh_line_8104304_200850952 |  | bal_3P_477AL_4/0AA(N) | 211.20000000000002 | OPEN | node_8104304_200850951 | node_intto1_8104304_200850952 | ABCN | 8104304
oh_line_8104304_200850954 |  | bal_3P_477AL_4/0AA(N) | 158.4 | OPEN | node_8104304_200850952 | node_8104304_200850954 | ABCN | 8104304
oh_line_8104304_200850955 |  | bal_3P_477AL_4/0AA(N) | 158.4 | OPEN | node_8104304_200850954 | node_8104304_200850955 | ABCN | 8104304
oh_line_8104304_200850959 |  | bal_3P_477AL_4/0AA(N) | 211.20000000000002 | OPEN | node_8104304_200850955 | node_8104304_200850959 | ABCN | 8104304
oh_line_8104304_200850962 |  | bal_3P_477AL_4/0AA(N) | 52.800000000000004 | OPEN | node_8104304_200850959 | node_8104304_200850962 | ABCN | 8104304
oh_line_8104304_200850963 |  | bal_3P_477AL_4/0AA(N) | 211.20000000000002 | OPEN | node_8104304_200850962 | node_8104304_200850963 | ABCN | 8104304
oh_line_8104304_200850964 |  | bal_3P_477AL_4/0AA(N) | 211.20000000000002 | OPEN | node_8104304_200850963 | node_8104304_200850964 | ABCN | 8104304
oh_line_8104304_200850965 |  | bal_3P_477AL_4/0AA(N) | 158.4 | OPEN | node_8104304_200850948 | node_8104304_200850965 | ABCN | 8104304
oh_line_8104304_200850966 |  | bal_3P_477AL_4/0AA(N) | 52.800000000000004 | OPEN | node_8104304_200850965 | node_8104304_200850966 | ABCN | 8104304
oh_line_8104304_200850967 |  | bal_3P_477AL_4/0AA(N) | 105.60000000000001 | OPEN | node_8104304_200850966 | node_8104304_200850967 | ABCN | 8104304
oh_line_8104304_200850968 |  | bal_3P_477AL_4/0AA(N) | 158.4 | OPEN | node_8104304_200850967 | node_8104304_200850968 | ABCN | 8104304
oh_line_8104304_200850969 |  | bal_3P_477AL_4/0AA(N) | 105.60000000000001 | OPEN | node_8104304_200850968 | node_8104304_200850969 | ABCN | 8104304
oh_line_8104304_200850970 |  | bal_3P_477AL_4/0AA(N) | 211.20000000000002 | OPEN | node_8104304_200850969 | node_8104304_200850970 | ABCN | 8104304
oh_line_8104304_200850971 |  | bal_3P_477AL_4/0AA(N) | 211.20000000000002 | OPEN | node_8104304_200850970 | node_8104304_200850971 | ABCN | 8104304
oh_line_8104304_200850972 |  | bal_3P_477AL_4/0AA(N) | 211.20000000000002 | OPEN | node_8104304_200850971 | node_8104304_200850972 | ABCN | 8104304
oh_line_8104304_200851671 |  | bal_1P_1/0AA_1/0AA(N) | 105.60000000000001 | OPEN | node_8104304_200852754 | node_8104304_200851671 | AN | 8104304
oh_line_8104304_200851678 |  | bal_1P_1/0AA_4/0AC(N) | 105.60000000000001 | OPEN | node_8104304_200852760 | node_8104304_200851678 | AN | 8104304
oh_line_8104304_200851682 |  | bal_3P_4CU | 211.20000000000002 | OPEN | node_8104304_200851686 | node_8104304_200851682 | ABCD | 8104304
oh_line_8104304_200851686 |  | bal_3P_4CU | 158.4 | OPEN | node_8104304_200851687 | node_8104304_200851686 | ABCD | 8104304
oh_line_8104304_200851687 |  | bal_3P_4CU | 158.4 | OPEN | node_8104304_200964386 | node_8104304_200851687 | ABCD | 8104304
oh_line_8104304_200851690 |  | bal_3P_2CU_1/0AA(N) | 105.60000000000001 | OPEN | node_8104304_200852760 | node_8104304_200851690 | ABCN | 8104304
oh_line_8104304_200851691 |  | bal_3P_2CU_1/0AA(N) | 52.800000000000004 | OPEN | node_8104304_200851690 | node_8104304_200851691 | ABCN | 8104304
oh_line_8104304_200851692 |  | bal_3P_1/0AA_1/0AA(N) | 158.4 | OPEN | node_8104304_200851691 | node_8104304_200851692 | ABCN | 8104304
oh_line_8104304_200851693-1 |  | bal_3P_2CU_1/0AA(N) | 0 | OPEN | node_220416204 | node_8104304_200851693 | ABCN | 8104304
oh_line_8104304_200851693-2 |  | bal_3P_2CU_1/0AA(N) | 0 | OPEN | node_220465322 | node_intto1_220416204 | ABCN | 8104304
oh_line_8104304_200851693-3 |  | bal_3P_2CU_1/0AA(N) | 0 | OPEN | node_220389207 | node_intto1_220465322 | ABCN | 8104304
oh_line_8104304_200851693-4 |  | bal_3P_2CU_1/0AA(N) | 158.4 | OPEN | node_8104304_200851691 | node_intto1_220389207 | ABCN | 8104304
oh_line_8104304_200851694 |  | bal_3P_2CU | 264 | OPEN | node_8104304_200851693 | node_8104304_200851694 | ABCD | 8104304
oh_line_8104304_200851695 |  | bal_3P_2CU | 105.60000000000001 | OPEN | node_8104304_200851694 | node_8104304_200851695 | ABCD | 8104304
oh_line_8104304_200852732 |  | bal_3P_477AL_4/0AA(N) | 105.60000000000001 | OPEN | node_8104304_200859663 | node_8104304_200852732 | ABCN | 8104304
oh_line_8104304_200852733 |  | bal_3P_477AL_4/0AA(N) | 52.800000000000004 | OPEN | node_8104304_200850964 | node_8104304_200852733 | ABCN | 8104304
oh_line_8104304_200852752 |  | bal_3P_1/0AA_1/0AA(N) | 0 | OPEN | node_8104304_200852838 | node_8104304_200852752 | ABCN | 8104304
oh_line_8104304_200852753 |  | bal_3P_1/0AA_1/0AA(N) | 105.60000000000001 | OPEN | node_8104304_200852752 | node_intto1_8104304_200852753 | ABCN | 8104304
oh_line_8104304_200852754 |  | bal_3P_1/0AA_1/0AA(N) | 158.4 | OPEN | node_8104304_200852753 | node_8104304_200852754 | ABCN | 8104304
oh_line_8104304_200852755 |  | bal_3P_1/0AA_1/0AA(N) | 105.60000000000001 | OPEN | node_8104304_200852754 | node_8104304_200852755 | ABCN | 8104304
oh_line_8104304_200852756 |  | bal_3P_2CU_2CU(N) | 105.60000000000001 | OPEN | node_8104304_200852755 | node_8104304_200852756 | ABCN | 8104304
oh_line_8104304_200852757 |  | bal_3P_2CU_2CU(N) | 158.4 | OPEN | node_8104304_200852756 | node_8104304_200852757 | ABCN | 8104304
oh_line_8104304_200852758 |  | bal_3P_2CU_2CU(N) | 158.4 | OPEN | node_8104304_200852757 | node_8104304_200852758 | ABCN | 8104304
oh_line_8104304_200852759 |  | bal_3P_2CU_2CU(N) | 158.4 | OPEN | node_8104304_200852758 | node_8104304_200852759 | ABCN | 8104304
oh_line_8104304_200852760 |  | bal_3P_2CU_2CU(N) | 105.60000000000001 | OPEN | node_8104304_200852759 | node_8104304_200852760 | ABCN | 8104304
oh_line_8104304_200852768 |  | bal_3P_1/0AA_1/0AA(N) | 158.4 | OPEN | node_8104304_200848772 | node_8104304_200852768 | ABCN | 8104304
oh_line_8104304_200852770 |  | bal_3P_2CU_1/0AC(N) | 158.4 | OPEN | node_8104304_200852919 | node_8104304_200852770 | ABCN | 8104304
oh_line_8104304_200852809 |  | bal_3P_2CU_1/0AC(N) | 264 | OPEN | node_8104304_200852770 | node_8104304_200852809 | ABCN | 8104304
oh_line_8104304_200852832-1 |  | bal_3P_2CU_1/0AC(N) | 0 | OPEN | node_1371785_953_15300411_166 | node_8104304_200852832 | ABCN | 8104304
oh_line_8104304_200852832-2 |  | bal_3P_2CU_1/0AC(N) | 211.20000000000002 | OPEN | node_8104304_200852809 | node_1371785_953_15300411_166 | ABCN | 8104304
oh_line_8104304_200852833 |  | bal_3P_1/0AA_1/0AA(N) | 158.4 | OPEN | node_8104304_200852832 | node_8104304_200852833 | ABCN | 8104304
oh_line_8104304_200852834 |  | bal_3P_1/0AA_1/0AA(N) | 105.60000000000001 | OPEN | node_8104304_200852833 | node_8104304_200852834 | ABCN | 8104304
oh_line_8104304_200852836 |  | bal_3P_1/0AA_1/0AA(N) | 105.60000000000001 | OPEN | node_8104304_200852834 | node_8104304_200852836 | ABCN | 8104304
oh_line_8104304_200852837 |  | bal_3P_1/0AA_1/0AA(N) | 105.60000000000001 | OPEN | node_8104304_200852836 | node_8104304_200852837 | ABCN | 8104304
oh_line_8104304_200852838 |  | bal_3P_1/0AA_1/0AA(N) | 105.60000000000001 | OPEN | node_8104304_200852837 | node_8104304_200852838 | ABCN | 8104304
oh_line_8104304_200852839 |  | bal_1P_1/0AA_2/0CU(N) | 158.4 | OPEN | node_8104304_200852838 | node_intto1_8104304_200852839 | AN | 8104304
oh_line_8104304_200852840 |  | bal_1P_1/0AA_2/0CU(N) | 105.60000000000001 | OPEN | node_8104304_200852839 | node_8104304_200852840 | AN | 8104304
oh_line_8104304_200852842 |  | bal_3P_1/0AA_1/0AA(N) | 158.4 | OPEN | node_8104304_200852768 | node_8104304_200852842 | ABCN | 8104304
oh_line_8104304_200852845 |  | bal_3P_1/0AA_4/0AL(N) | 158.4 | OPEN | node_8104304_200852842 | node_8104304_200852845 | ABCN | 8104304
oh_line_8104304_200852847 |  | bal_3P_1/0AA_4/0AL(N) | 158.4 | OPEN | node_8104304_200852845 | node_8104304_200852847 | ABCN | 8104304
oh_line_8104304_200852848 |  | bal_3P_1/0AA_4/0AL(N) | 158.4 | OPEN | node_8104304_200852847 | node_8104304_200852848 | ABCN | 8104304
oh_line_8104304_200852859 |  | bal_3P_1/0AA_4/0AL(N) | 105.60000000000001 | OPEN | node_8104304_200852848 | node_8104304_200852859 | ABCN | 8104304
oh_line_8104304_200852860 |  | bal_3P_1/0AC_1/0AA(N) | 52.800000000000004 | OPEN | node_8104304_200852859 | node_8104304_200852860 | ABCN | 8104304
oh_line_8104304_200852877 |  | bal_3P_1/0AA_1/0AA(N) | 158.4 | OPEN | node_8104304_200852859 | node_8104304_200852877 | ABCN | 8104304
oh_line_8104304_200852900 |  | bal_3P_1/0AA_1/0AA(N) | 158.4 | OPEN | node_8104304_200852877 | node_8104304_200852900 | ABCN | 8104304
oh_line_8104304_200852919 |  | bal_3P_2CU_1/0AA(N) | 158.4 | OPEN | node_8104304_200852900 | node_intto1_8104304_200852919 | ABCN | 8104304
oh_line_8104304_200857180 |  | bal_1P_1/0AA_4/0AL(N) | 158.4 | OPEN | node_8104304_200859723 | node_8104304_200857180 | AN | 8104304
oh_line_8104304_200858463 |  | bal_3P_477AL_4/0AL(N) | 158.4 | OPEN | node_8104304_200858464 | node_intto1_8104304_200858463 | ABCN | 8104304
oh_line_8104304_200858464 |  | bal_3P_477AL_4/0AA(N) | 158.4 | OPEN | node_8104304_200858466 | node_8104304_200858464 | ABCN | 8104304
oh_line_8104304_200858466 |  | bal_3P_477AL_4/0AC(N) | 158.4 | OPEN | node_8104304_200858467 | node_8104304_200858466 | ABCN | 8104304
oh_line_8104304_200858467 |  | bal_3P_477AL_4/0AC(N) | 52.800000000000004 | OPEN | node_8104304_200858469 | node_8104304_200858467 | ABCN | 8104304
oh_line_8104304_200858469 |  | bal_3P_477AL_4/0AC(N) | 52.800000000000004 | OPEN | node_8104304_200858470 | node_8104304_200858469 | ABCN | 8104304
oh_line_8104304_200858470 |  | bal_3P_477AL_4/0AL(N) | 158.4 | OPEN | node_8104304_200859718 | node_intto1_8104304_200858470 | ABCN | 8104304
oh_line_8104304_200858471 |  | bal_3P_1/0AA_1/0AA(N) | 105.60000000000001 | OPEN | node_8104304_200859716 | node_8104304_200858471 | ABCN | 8104304
oh_line_8104304_200858472 |  | bal_3P_1/0AA_1/0AA(N) | 105.60000000000001 | OPEN | node_8104304_200858471 | node_8104304_200858472 | ABCN | 8104304
oh_line_8104304_200858474 |  | bal_3P_1/0AA_4/0AL(N) | 158.4 | OPEN | node_8104304_200858472 | node_intto1_8104304_200858474 | ABCN | 8104304
oh_line_8104304_200858475 |  | bal_3P_1/0AC_1/0AA(N) | 158.4 | OPEN | node_8104304_200858474 | node_8104304_200858475 | ABCN | 8104304
oh_line_8104304_200858478 |  | bal_3P_1/0AC_1/0AA(N) | 158.4 | OPEN | node_8104304_201016426 | node_8104304_200858478 | ABCN | 8104304
oh_line_8104304_200858479 |  | bal_3P_1/0AC_1/0AA(N) | 105.60000000000001 | OPEN | node_8104304_200858478 | node_8104304_200858479 | ABCN | 8104304
oh_line_8104304_200858480 |  | bal_3P_1/0AC_1/0AA(N) | 158.4 | OPEN | node_8104304_200858479 | node_8104304_200858480 | ABCN | 8104304
oh_line_8104304_200858481 |  | bal_3P_1/0AC_4/0AL(N) | 105.60000000000001 | OPEN | node_8104304_200858480 | node_8104304_200858481 | ABCN | 8104304
oh_line_8104304_200858483 |  | bal_3P_1/0AA_1/0AA(N) | 105.60000000000001 | OPEN | node_8104304_200858479 | node_8104304_200858483 | ABCN | 8104304
oh_line_8104304_200858484 |  | bal_3P_1/0AC_1/0AA(N) | 158.4 | OPEN | node_8104304_200858479 | node_8104304_200858484 | ABCN | 8104304
oh_line_8104304_200858485 |  | bal_3P_1/0AA_1/0AA(N) | 52.800000000000004 | OPEN | node_8104304_200858484 | node_8104304_200858485 | ABCN | 8104304
oh_line_8104304_200858486 |  | bal_3P_1/0AC_1/0AA(N) | 158.4 | OPEN | node_8104304_200858484 | node_8104304_200858486 | ABCN | 8104304
oh_line_8104304_200858489 |  | bal_3P_1/0AC_1/0AA(N) | 105.60000000000001 | OPEN | node_8104304_200858486 | node_8104304_200858489 | ABCN | 8104304
oh_line_8104304_200858490 |  | bal_3P_1/0AC_1/0AA(N) | 105.60000000000001 | OPEN | node_8104304_200858489 | node_8104304_200858490 | ABCN | 8104304
oh_line_8104304_200858491 |  | bal_3P_1/0AC_1/0AA(N) | 158.4 | OPEN | node_8104304_200858486 | node_8104304_200858491 | ABCN | 8104304
oh_line_8104304_200858492 |  | bal_3P_1/0AC_1/0AA(N) | 158.4 | OPEN | node_8104304_200848767 | node_8104304_200858492 | ABCN | 8104304
oh_line_8104304_200858493 |  | bal_3P_1/0AA_1/0AA(N) | 158.4 | OPEN | node_8104304_200858492 | node_8104304_200858493 | ABCN | 8104304
oh_line_8104304_200858494 |  | bal_1P_1/0AA_1/0AL(N) | 105.60000000000001 | OPEN | node_8104304_200858493 | node_8104304_200858494 | AN | 8104304
oh_line_8104304_200859131 |  | bal_1P_2AC_2AC(N) | 158.4 | OPEN | node_8104304_200859796 | node_8104304_200859131 | AN | 8104304
oh_line_8104304_200859132 |  | bal_1P_1/0AA_1/0AA(N) | 105.60000000000001 | OPEN | node_8104304_200859131 | node_8104304_200859132 | AN | 8104304
oh_line_8104304_200859133 |  | bal_1P_1/0AA_1/0AA(N) | 105.60000000000001 | OPEN | node_8104304_200859132 | node_8104304_200859133 | AN | 8104304
oh_line_8104304_200859146 |  | bal_3P_477AL_4/0AL(N) | 158.4 | OPEN | node_8104304_200953083 | node_8104304_200859146 | ABCN | 8104304
oh_line_8104304_200859147 |  | bal_3P_1/0AA_1/0AA(N) | 158.4 | OPEN | node_8104304_200859146 | node_8104304_200859147 | ABCN | 8104304
oh_line_8104304_200859148 |  | bal_1P_1/0AA_2CU(N) | 158.4 | OPEN | node_8104304_200859147 | node_8104304_200859148 | AN | 8104304
oh_line_8104304_200859149 |  | bal_1P_1/0AC_2CU(N) | 105.60000000000001 | OPEN | node_8104304_200859148 | node_8104304_200859149 | AN | 8104304
oh_line_8104304_200859150 |  | bal_1P_1/0AC_2CU(N) | 105.60000000000001 | OPEN | node_8104304_200859149 | node_8104304_200859150 | AN | 8104304
oh_line_8104304_200859151 |  | bal_1P_1/0AC_2CU(N) | 158.4 | OPEN | node_8104304_200859150 | node_8104304_200859151 | AN | 8104304
oh_line_8104304_200859152 |  | bal_1P_2AC_2CU(N) | 52.800000000000004 | OPEN | node_8104304_200859148 | node_8104304_200859152 | AN | 8104304
oh_line_8104304_200859153 |  | bal_1P_2AC_2CU(N) | 158.4 | OPEN | node_8104304_200859152 | node_8104304_200859153 | AN | 8104304
oh_line_8104304_200859154 |  | bal_1P_2AC_2CU(N) | 105.60000000000001 | OPEN | node_8104304_200859153 | node_8104304_200859154 | AN | 8104304
oh_line_8104304_200859155 |  | bal_1P_2AC_2CU(N) | 105.60000000000001 | OPEN | node_8104304_200859154 | node_8104304_200859155 | AN | 8104304
oh_line_8104304_200859164 |  | bal_1P_4CU_4CU(N) | 52.800000000000004 | OPEN | node_8104304_200859658 | node_8104304_200859164 | AN | 8104304
oh_line_8104304_200859165 |  | bal_1P_4CU_4CU(N) | 105.60000000000001 | OPEN | node_8104304_200859164 | node_8104304_200859165 | AN | 8104304
oh_line_8104304_200859166 |  | bal_1P_4CU_4CU(N) | 105.60000000000001 | OPEN | node_8104304_200859165 | node_8104304_200859166 | AN | 8104304
oh_line_8104304_200859276 |  | bal_1P_1/0AC_4/0AL(N) | 105.60000000000001 | OPEN | node_8104304_200859277 | node_8104304_200859276 | AN | 8104304
oh_line_8104304_200859277 |  | bal_1P_1/0AC_4/0AL(N) | 105.60000000000001 | OPEN | node_8104304_200859279 | node_8104304_200859277 | AN | 8104304
oh_line_8104304_200859278 |  | bal_1P_2AC_1/0AA(N) | 52.800000000000004 | OPEN | node_8104304_200859155 | node_8104304_200859278 | AN | 8104304
oh_line_8104304_200859279 |  | bal_1P_1/0AC_4/0AL(N) | 105.60000000000001 | OPEN | node_8104304_200859280 | node_8104304_200859279 | AN | 8104304
oh_line_8104304_200859280 |  | bal_1P_1/0AC_1/0AA(N) | 52.800000000000004 | OPEN | node_8104304_200859151 | node_8104304_200859280 | AN | 8104304
oh_line_8104304_200859281 |  | bal_1P_1/0AC_1/0AA(N) | 105.60000000000001 | OPEN | node_8104304_200859151 | node_8104304_200859281 | AN | 8104304
oh_line_8104304_200859284 |  | bal_1P_2AC_2CU(N) | 158.4 | OPEN | node_8104304_200859285 | node_8104304_200859284 | AN | 8104304
oh_line_8104304_200859285 |  | bal_1P_2AC_2CU(N) | 105.60000000000001 | OPEN | node_8104304_200859286 | node_8104304_200859285 | AN | 8104304
oh_line_8104304_200859286 |  | bal_1P_2AC_2CU(N) | 52.800000000000004 | OPEN | node_8104304_200859278 | node_8104304_200859286 | AN | 8104304
oh_line_8104304_200859459 |  | bal_1P_1/0AC_1/0AC(N) | 52.800000000000004 | OPEN | node_8104304_200859723 | node_8104304_200859459 | AN | 8104304
oh_line_8104304_200859460 |  | bal_1P_1/0AC_1/0AC(N) | 211.20000000000002 | OPEN | node_8104304_200859459 | node_8104304_200859460 | AN | 8104304
oh_line_8104304_200859461 |  | bal_1P_1/0AC_1/0AC(N) | 105.60000000000001 | OPEN | node_8104304_200859460 | node_8104304_200859461 | AN | 8104304
oh_line_8104304_200859609-1 |  | bal_3P_477AL_4/0AC(N) | 0 | OPEN | node_8104304_200859747 | node_intto1_220416606 | ABCN | 8104304
oh_line_8104304_200859609-2 |  | bal_3P_477AL_4/0AC(N) | 158.4 | OPEN | node_220416606 | node_8104304_200859609 | ABCN | 8104304
oh_line_8104304_200859609-3 |  | bal_3P_477AL_4/0AL(N) | 52.800000000000004 | OPEN | node_8104304_200859609 | node_intto1_1375799_112_15305155_749 | ABCN | 8104304
oh_line_8104304_200859610 |  | bal_3P_477AL_4/0AC(N) | 158.4 | OPEN | node_8104304_200859609 | node_intto1_8104304_200859610 | ABCN | 8104304
oh_line_8104304_200859611-1 |  | bal_3P_477AL_4/0AC(N) | 105.60000000000001 | OPEN | node_1375783_356_15304940_352 | node_8104304_200859611 | ABCN | 8104304
oh_line_8104304_200859611-2 |  | bal_3P_477AL_4/0AC(N) | 52.800000000000004 | OPEN | node_8104304_200859610 | node_1375783_356_15304940_352 | ABCN | 8104304
oh_line_8104304_200859612 |  | bal_3P_477AL_4/0AC(N) | 158.4 | OPEN | node_8104304_200859611 | node_8104304_200859612 | ABCN | 8104304
oh_line_8104304_200859613 |  | bal_3P_477AL_4/0AC(N) | 158.4 | OPEN | node_8104304_200859612 | node_8104304_200859613 | ABCN | 8104304
oh_line_8104304_200859614 |  | bal_3P_477AL_4/0AC(N) | 211.20000000000002 | OPEN | node_8104304_200859613 | node_8104304_200859614 | ABCN | 8104304
oh_line_8104304_200859658 |  | bal_1P_4CU_4CU(N) | 105.60000000000001 | OPEN | node_8104304_200859660 | node_8104304_200859658 | AN | 8104304
oh_line_8104304_200859660 |  | bal_1P_4CU_4CU(N) | 105.60000000000001 | OPEN | node_8104304_200859661 | node_8104304_200859660 | AN | 8104304
oh_line_8104304_200859661 |  | bal_1P_4CU_4CU(N) | 105.60000000000001 | OPEN | node_8104304_200859662 | node_8104304_200859661 | AN | 8104304
oh_line_8104304_200859662 |  | bal_1P_4CU_4CU(N) | 158.4 | OPEN | node_8104304_200859663 | node_8104304_200859662 | AN | 8104304
oh_line_8104304_200859663 |  | bal_3P_477AL_4/0AA(N) | 264 | OPEN | node_8104304_200859789 | node_8104304_200859663 | ABCN | 8104304
oh_line_8104304_200859664 |  | bal_1P_1/0AC_2/0CU(N) | 105.60000000000001 | OPEN | node_8104304_200859671 | node_8104304_200859664 | AN | 8104304
oh_line_8104304_200859666 |  | bal_1P_1/0AC_2/0CU(N) | 105.60000000000001 | OPEN | node_8104304_200859701 | node_8104304_200859666 | AN | 8104304
oh_line_8104304_200859667 |  | bal_1P_1/0AC_2/0CU(N) | 105.60000000000001 | OPEN | node_8104304_200859666 | node_8104304_200859667 | AN | 8104304
oh_line_8104304_200859671 |  | bal_1P_1/0AC_2/0CU(N) | 105.60000000000001 | OPEN | node_8104304_200859672 | node_8104304_200859671 | AN | 8104304
oh_line_8104304_200859672 |  | bal_1P_1/0AC_2/0CU(N) | 105.60000000000001 | OPEN | node_8104304_200859673 | node_8104304_200859672 | AN | 8104304
oh_line_8104304_200859673 |  | bal_1P_1/0AC_2/0CU(N) | 105.60000000000001 | OPEN | node_8104304_200859675 | node_8104304_200859673 | AN | 8104304
oh_line_8104304_200859675 |  | bal_1P_1/0AC_2/0CU(N) | 105.60000000000001 | OPEN | node_8104304_200859676 | node_8104304_200859675 | AN | 8104304
oh_line_8104304_200859676 |  | bal_1P_1/0AC_2/0CU(N) | 105.60000000000001 | OPEN | node_8104304_200859677 | node_8104304_200859676 | AN | 8104304
oh_line_8104304_200859677 |  | bal_1P_1/0AA_1/0AA(N) | 158.4 | OPEN | node_8104304_200859678 | node_8104304_200859677 | AN | 8104304
oh_line_8104304_200859678 |  | bal_1P_1/0AA_1/0AA(N) | 105.60000000000001 | OPEN | node_8104304_200857180 | node_intto1_8104304_200859678 | AN | 8104304
oh_line_8104304_200859681 |  | bal_1P_1/0AA_1/0AA(N) | 0 | OPEN | node_8104304_200859726 | node_8104304_200859681 | AN | 8104304
oh_line_8104304_200859682 |  | bal_1P_1/0AA_1/0AA(N) | 105.60000000000001 | OPEN | node_8104304_200859681 | node_8104304_200859682 | AN | 8104304
oh_line_8104304_200859683 |  | bal_1P_1/0AA_1/0AA(N) | 158.4 | OPEN | node_8104304_200859682 | node_8104304_200859683 | AN | 8104304
oh_line_8104304_200859684 |  | bal_1P_1/0AA_1/0AA(N) | 158.4 | OPEN | node_8104304_200859683 | node_8104304_200859684 | AN | 8104304
oh_line_8104304_200859685 |  | bal_1P_1/0AA_1/0AA(N) | 105.60000000000001 | OPEN | node_8104304_200859684 | node_8104304_200859685 | AN | 8104304
oh_line_8104304_200859686 |  | bal_1P_1/0AA_1/0AA(N) | 158.4 | OPEN | node_8104304_200859685 | node_8104304_200859686 | AN | 8104304
oh_line_8104304_200859690 |  | bal_3P_477AL_4/0AC(N) | 105.60000000000001 | OPEN | node_8104304_200858466 | node_8104304_200859690 | ABCN | 8104304
oh_line_8104304_200859692 |  | bal_3P_1/0AC_1/0AA(N) | 105.60000000000001 | OPEN | node_8104304_200859690 | node_intto1_8104304_200859692 | ABCN | 8104304
oh_line_8104304_200859693 |  | bal_3P_1/0AC_1/0AA(N) | 105.60000000000001 | OPEN | node_8104304_200859692 | node_8104304_200859693 | ABCN | 8104304
oh_line_8104304_200859694 |  | bal_3P_1/0AC_1/0AA(N) | 105.60000000000001 | OPEN | node_8104304_200859693 | node_8104304_200859694 | ABCN | 8104304
oh_line_8104304_200859696 |  | bal_3P_1/0AC_1/0AA(N) | 211.20000000000002 | OPEN | node_8104304_201053636 | node_8104304_200859696 | ABCN | 8104304
oh_line_8104304_200859697 |  | bal_2P_1/0AC_2/0CU(N) | 158.4 | OPEN | node_8104304_200859696 | node_8104304_200859697 | ABN | 8104304
oh_line_8104304_200859698 |  | bal_2P_1/0AC_2/0CU(N) | 105.60000000000001 | OPEN | node_8104304_200859697 | node_8104304_200859698 | ABN | 8104304
oh_line_8104304_200859701 |  | bal_1P_1/0AC_2/0CU(N) | 105.60000000000001 | OPEN | node_8104304_200859664 | node_8104304_200859701 | AN | 8104304
oh_line_8104304_200859710 |  | bal_3P_477AL_4/0AL(N) | 158.4 | OPEN | node_8104304_200859711 | node_intto1_8104304_200859710 | ABCN | 8104304
oh_line_8104304_200859711 |  | bal_3P_477AL_4/0AL(N) | 105.60000000000001 | OPEN | node_8104304_200859712 | node_8104304_200859711 | ABCN | 8104304
oh_line_8104304_200859712 |  | bal_3P_477AL_4/0AL(N) | 105.60000000000001 | OPEN | node_8104304_200859713 | node_8104304_200859712 | ABCN | 8104304
oh_line_8104304_200859713 |  | bal_3P_477AL_4/0AL(N) | 158.4 | OPEN | node_8104304_200859714 | node_8104304_200859713 | ABCN | 8104304
oh_line_8104304_200859714 |  | bal_3P_1/0AA_4/0AL(N) | 105.60000000000001 | OPEN | node_8104304_200859715 | node_8104304_200859714 | ABCN | 8104304
oh_line_8104304_200859715 |  | bal_3P_477AL_4/0AL(N) | 158.4 | OPEN | node_8104304_200859716 | node_8104304_200859715 | ABCN | 8104304
oh_line_8104304_200859716 |  | bal_3P_477AL_4/0AL(N) | 105.60000000000001 | OPEN | node_8104304_200859718 | node_intto1_8104304_200859716 | ABCN | 8104304
oh_line_8104304_200859718 |  | bal_3P_477AL_4/0AL(N) | 105.60000000000001 | OPEN | node_8104304_200859719 | node_8104304_200859718 | ABCN | 8104304
oh_line_8104304_200859719 |  | bal_3P_477AL_4/0AL(N) | 105.60000000000001 | OPEN | node_8104304_200859720 | node_8104304_200859719 | ABCN | 8104304
oh_line_8104304_200859720 |  | bal_3P_477AL_4/0AA(N) | 105.60000000000001 | OPEN | node_8104304_200983548 | node_8104304_200859720 | ABCN | 8104304
oh_line_8104304_200859722 |  | bal_3P_477AL_4/0AA(N) | 105.60000000000001 | OPEN | node_8104304_200859723 | node_8104304_200859722 | ABCN | 8104304
oh_line_8104304_200859723 |  | bal_3P_477AL_2/0CU(N) | 105.60000000000001 | OPEN | node_8104304_200859724 | node_8104304_200859723 | ABCN | 8104304
oh_line_8104304_200859724 |  | bal_3P_477AL_2/0CU(N) | 105.60000000000001 | OPEN | node_8104304_200859725 | node_8104304_200859724 | ABCN | 8104304
oh_line_8104304_200859725 |  | bal_3P_477AL_2/0CU(N) | 105.60000000000001 | OPEN | node_8104304_200859726 | node_8104304_200859725 | ABCN | 8104304
oh_line_8104304_200859726 |  | bal_3P_477AL_4/0AC(N) | 105.60000000000001 | OPEN | node_8104304_200859727 | node_8104304_200859726 | ABCN | 8104304
oh_line_8104304_200859727 |  | bal_3P_477AL_4/0AC(N) | 105.60000000000001 | OPEN | node_8104304_200859729 | node_8104304_200859727 | ABCN | 8104304
oh_line_8104304_200859729 |  | bal_3P_477AL_4/0AC(N) | 105.60000000000001 | OPEN | node_8104304_200859730 | node_8104304_200859729 | ABCN | 8104304
oh_line_8104304_200859730 |  | bal_3P_477AL_4/0AC(N) | 105.60000000000001 | OPEN | node_8104304_200859731 | node_intto1_8104304_200859730 | ABCN | 8104304
oh_line_8104304_200859731 |  | bal_3P_477AL_4/0AC(N) | 105.60000000000001 | OPEN | node_8104304_200859732 | node_8104304_200859731 | ABCN | 8104304
oh_line_8104304_200859732 |  | bal_3P_477AL_4/0AA(N) | 211.20000000000002 | OPEN | node_8104304_200859787 | node_intto1_8104304_200859732 | ABCN | 8104304
oh_line_8104304_200859733 |  | bal_3P_477AL_4/0AL(N) | 158.4 | OPEN | node_8104304_200859732 | node_8104304_200859733 | ABCN | 8104304
oh_line_8104304_200859734 |  | bal_3P_477AL_4/0AL(N) | 158.4 | OPEN | node_8104304_200859733 | node_8104304_200859734 | ABCN | 8104304
oh_line_8104304_200859735 |  | bal_3P_477AL_4/0AL(N) | 211.20000000000002 | OPEN | node_8104304_200859734 | node_intto1_8104304_200859735 | ABCN | 8104304
oh_line_8104304_200859736 |  | bal_3P_477AL_4/0AL(N) | 105.60000000000001 | OPEN | node_8104304_200859735 | node_8104304_200859736 | ABCN | 8104304
oh_line_8104304_200859737 |  | bal_3P_477AL_4/0AL(N) | 158.4 | OPEN | node_8104304_200859736 | node_8104304_200859737 | ABCN | 8104304
oh_line_8104304_200859738 |  | bal_3P_477AL_4/0AL(N) | 158.4 | OPEN | node_8104304_200859737 | node_8104304_200859738 | ABCN | 8104304
oh_line_8104304_200859739 |  | bal_3P_477AL_4/0AL(N) | 52.800000000000004 | OPEN | node_8104304_200859738 | node_8104304_200859739 | ABCN | 8104304
oh_line_8104304_200859741 |  | bal_3P_477AL_4/0AL(N) | 158.4 | OPEN | node_8104304_200859739 | node_8104304_200859741 | ABCN | 8104304
oh_line_8104304_200859742 |  | bal_3P_477AL_4/0AL(N) | 105.60000000000001 | OPEN | node_8104304_200859741 | node_8104304_200859742 | ABCN | 8104304
oh_line_8104304_200859743 |  | bal_3P_477AL_4/0AL(N) | 105.60000000000001 | OPEN | node_8104304_200859742 | node_8104304_200859743 | ABCN | 8104304
oh_line_8104304_200859744 |  | bal_3P_477AL_4/0AL(N) | 105.60000000000001 | OPEN | node_8104304_200859743 | node_8104304_200859744 | ABCN | 8104304
oh_line_8104304_200859745 |  | bal_3P_477AL_4/0AL(N) | 105.60000000000001 | OPEN | node_8104304_200859744 | node_8104304_200859745 | ABCN | 8104304
oh_line_8104304_200859746 |  | bal_3P_477AL_4/0AL(N) | 105.60000000000001 | OPEN | node_8104304_200859745 | node_8104304_200859746 | ABCN | 8104304
oh_line_8104304_200859747 |  | bal_3P_477AL_4/0AL(N) | 105.60000000000001 | OPEN | node_8104304_200859746 | node_8104304_200859747 | ABCN | 8104304
oh_line_8104304_200859750 |  | bal_3P_477AL_4/0AA(N) | 264 | OPEN | node_8104304_200970268 | node_8104304_200859750 | ABCN | 8104304
oh_line_8104304_200859752-1 |  | bal_3P_477AL_4/0AA(N) | 264 | OPEN | node_8104304_200859750 | node_8104304_200859752 | ABCN | 8104304
oh_line_8104304_200859752-2 |  | bal_3P_477AL_4/0AL(N) | 105.60000000000001 | OPEN | node_8104304_200859752 | node_intto1_1375519_173_15305930_974 | ABCN | 8104304
oh_line_8104304_200859787 |  | bal_3P_477AL_4/0AA(N) | 105.60000000000001 | OPEN | node_8104304_200859788 | node_8104304_200859787 | ABCN | 8104304
oh_line_8104304_200859788 |  | bal_3P_477AL_4/0AA(N) | 158.4 | OPEN | node_8104304_200852732 | node_8104304_200859788 | ABCN | 8104304
oh_line_8104304_200859789 |  | bal_3P_477AL_4/0AA(N) | 158.4 | OPEN | node_8104304_200859791 | node_8104304_200859789 | ABCN | 8104304
oh_line_8104304_200859791 |  | bal_3P_477AL_4/0AA(N) | 158.4 | OPEN | node_8104304_200859792 | node_8104304_200859791 | ABCN | 8104304
oh_line_8104304_200859792 |  | bal_3P_477AL_4/0AA(N) | 211.20000000000002 | OPEN | node_8104304_200852733 | node_8104304_200859792 | ABCN | 8104304
oh_line_8104304_200859793 |  | bal_1P_1/0AA_1/0AA(N) | 0 | OPEN | node_8104304_200859737 | node_8104304_200859793 | AN | 8104304
oh_line_8104304_200859794 |  | bal_1P_2AC_2AC(N) | 158.4 | OPEN | node_8104304_200859793 | node_intto1_8104304_200859794 | AN | 8104304
oh_line_8104304_200859796 |  | bal_1P_2AC_2AC(N) | 158.4 | OPEN | node_8104304_200962896 | node_8104304_200859796 | AN | 8104304
oh_line_8104304_200859801 |  | bal_1P_2AC_2AC(N) | 158.4 | OPEN | node_8104304_200962896 | node_intto1_8104304_200859801 | AN | 8104304
oh_line_8104304_200859802 |  | bal_1P_2AC_2AC(N) | 158.4 | OPEN | node_8104304_200859801 | node_8104304_200859802 | AN | 8104304
oh_line_8104304_200859803 |  | bal_1P_2AC_2AC(N) | 158.4 | OPEN | node_8104304_200859802 | node_8104304_200859803 | AN | 8104304
oh_line_8104304_200859804 |  | bal_1P_2AC_2AC(N) | 158.4 | OPEN | node_8104304_200859803 | node_8104304_200859804 | AN | 8104304
oh_line_8104304_200859809 |  | bal_3P_1/0AA_1/0AA(N) | 105.60000000000001 | OPEN | node_8104304_200859696 | node_8104304_200859809 | ABCN | 8104304
oh_line_8104304_200953083 |  | bal_3P_477AL_4/0AL(N) | 52.800000000000004 | OPEN | node_8104304_200859719 | node_intto1_8104304_200953083 | ABCN | 8104304
oh_line_8104304_200962896 |  | bal_1P_2AC_2AC(N) | 158.4 | OPEN | node_8104304_200859794 | node_8104304_200962896 | AN | 8104304
oh_line_8104304_200964384 |  | bal_3P_1/0AA | 52.800000000000004 | OPEN | node_8104304_200964386 | node_intto1_8104304_200964384 | ABCD | 8104304
oh_line_8104304_200964386 |  | bal_3P_2CU | 105.60000000000001 | OPEN | node_8104304_200851695 | node_8104304_200964386 | ABCD | 8104304
oh_line_8104304_200970268 |  | bal_3P_477AL_4/0AA(N) | 158.4 | OPEN | node_8104304_200859745 | node_8104304_200970268 | ABCN | 8104304
oh_line_8104304_200983548 |  | bal_3P_477AL_4/0AA(N) | 158.4 | OPEN | node_8104304_200859722 | node_8104304_200983548 | ABCN | 8104304
oh_line_8104304_200983952 |  | bal_3P_1/0AC_1/0AA(N) | 105.60000000000001 | OPEN | node_8104304_200858475 | node_8104304_200983952 | ABCN | 8104304
oh_line_8104304_201008999 |  | bal_3P_WYECUST | 52.800000000000004 | OPEN | node_8104304_200858463 | node_8104304_201008999 | ABCN | 8104304
oh_line_8104304_201016426 |  | bal_3P_1/0AC_1/0AA(N) | 105.60000000000001 | OPEN | node_8104304_200983952 | node_8104304_201016426 | ABCN | 8104304
oh_line_8104304_201027260 |  | bal_1P_WYECUST | 580.8 | OPEN | node_8104304_201067485 | node_intto1_8104304_201027260 | AN | 8104304
oh_line_8104304_201053636 |  | bal_3P_1/0AC_1/0AA(N) | 105.60000000000001 | OPEN | node_8104304_200859694 | node_8104304_201053636 | ABCN | 8104304
oh_line_8104304_201067485 |  | bal_1P_1/0AC_1/0AC(N) | 105.60000000000001 | OPEN | node_8104304_200852842 | node_8104304_201067485 | AN | 8104304
oh_line_TAP_OH_902573 |  | unb_TAPWIRE_OH | 52.800000000000004 | OPEN | node_8104304_200848769 | node_1374176_15300468_577 | ABCN | 8104304
oh_line_TAP_OH_902913 |  | unb_TAPWIRE_OH | 52.800000000000004 | OPEN | node_8104304_200850123 | node_1371541_145_15300470_54 | AN | 8104304
oh_line_TAP_OH_902914 |  | unb_TAPWIRE_OH | 52.800000000000004 | OPEN | node_8104304_200850128 | node_1371594_399_15300862_249 | AN | 8104304
oh_line_TAP_OH_903143 |  | unb_TAPWIRE_OH | 52.800000000000004 | OPEN | node_8104304_200850952 | node_1373287_634_15304818_091 | ABCN | 8104304
oh_line_TAP_OH_903144 |  | unb_TAPWIRE_OH | 52.800000000000004 | OPEN | node_8104304_200850955 | node_1373280_861_15304498_063 | ABCN | 8104304
oh_line_TAP_OH_903318 |  | unb_TAPWIRE_OH | 52.800000000000004 | OPEN | node_8104304_200851678 | node_1371205_564_15301068_041 | AN | 8104304
oh_line_TAP_OH_903320 |  | unb_TAPWIRE_OH | 52.800000000000004 | OPEN | node_8104304_200851687 | node_1371005_466_15301550_059 | ABCN | 8104304
oh_line_TAP_OH_903321 |  | unb_TAPWIRE_OH | 52.800000000000004 | OPEN | node_8104304_200851691 | node_1370961_133_15300881_025 | ABCN | 8104304
oh_line_TAP_OH_903621 |  | unb_TAPWIRE_OH | 52.800000000000004 | OPEN | node_8104304_200852754 | node_1371092_191_15300308_225 | ABCN | 8104304
oh_line_TAP_OH_903622 |  | unb_TAPWIRE_OH | 52.800000000000004 | OPEN | node_8104304_200852757 | node_1371161_194_15300616_13 | ABCN | 8104304
oh_line_TAP_OH_903631 |  | unb_TAPWIRE_OH | 52.800000000000004 | OPEN | node_8104304_200852836 | node_1371444_958_15300203_955 | ABCN | 8104304
oh_line_TAP_OH_903632 |  | unb_TAPWIRE_OH | 52.800000000000004 | OPEN | node_8104304_200852837 | node_1371352_202_15300133_901 | ABCN | 8104304
oh_line_TAP_OH_903633 |  | unb_TAPWIRE_OH | 0 | OPEN | node_8104304_200852840 | node_1371083_57_15299925_163 | AN | 8104304
oh_line_TAP_OH_903634 |  | unb_TAPWIRE_OH | 52.800000000000004 | OPEN | node_8104304_200852842 | node_1373386_308_15300312_228 | ABCN | 8104304
oh_line_TAP_OH_904600 |  | unb_TAPWIRE_OH | 52.800000000000004 | OPEN | node_8104304_200858463 | node_1375989_594_15301984_98 | ABCN | 8104304
oh_line_TAP_OH_904604 |  | unb_TAPWIRE_OH | 52.800000000000004 | OPEN | node_8104304_200858474 | node_1375068_136_15301661_885 | ABCN | 8104304
oh_line_TAP_OH_904607 |  | unb_TAPWIRE_OH | 52.800000000000004 | OPEN | node_8104304_200858486 | node_1374440_701_15300895_156 | ABCN | 8104304
oh_line_TAP_OH_904609 |  | unb_TAPWIRE_OH | 52.800000000000004 | OPEN | node_8104304_200858494 | node_1374608_963_15300619_521 | AN | 8104304
oh_line_TAP_OH_904744 |  | unb_TAPWIRE_OH | 52.800000000000004 | OPEN | node_8104304_200859131 | node_1374672_914_15304310_971 | AN | 8104304
oh_line_TAP_OH_904745 |  | unb_TAPWIRE_OH | 52.800000000000004 | OPEN | node_8104304_200859133 | node_1374651_326_15304130_853 | AN | 8104304
oh_line_TAP_OH_904748 |  | unb_TAPWIRE_OH | 52.800000000000004 | OPEN | node_8104304_200859148 | node_1374797_265_15302175_199 | AN | 8104304
oh_line_TAP_OH_904749 |  | unb_TAPWIRE_OH | 52.800000000000004 | OPEN | node_8104304_200859154 | node_1374776_164_15301856_524 | AN | 8104304
oh_line_TAP_OH_904751 |  | unb_TAPWIRE_OH | 52.800000000000004 | OPEN | node_8104304_200859166 | node_1374481_017_15303366_939 | AN | 8104304
oh_line_TAP_OH_904784 |  | unb_TAPWIRE_OH | 52.800000000000004 | OPEN | node_8104304_200859276 | node_1374487_589_15302511_402 | AN | 8104304
oh_line_TAP_OH_904785 |  | unb_TAPWIRE_OH | 52.800000000000004 | OPEN | node_8104304_200859284 | node_1374425_294_15301743_021 | AN | 8104304
oh_line_TAP_OH_904819 |  | unb_TAPWIRE_OH | 52.800000000000004 | OPEN | node_8104304_200859461 | node_1374895_499_15302651_234 | AN | 8104304
oh_line_TAP_OH_904847 |  | unb_TAPWIRE_OH | 52.800000000000004 | OPEN | node_8104304_200859611 | node_1375746_366_15304827_98 | ABCN | 8104304
oh_line_TAP_OH_904852 |  | unb_TAPWIRE_OH | 52.800000000000004 | OPEN | node_8104304_200859660 | node_1374693_869_15303477_921 | AN | 8104304
oh_line_TAP_OH_904853 |  | unb_TAPWIRE_OH | 52.800000000000004 | OPEN | node_8104304_200859664 | node_1375510_1_15303456_106 | AN | 8104304
oh_line_TAP_OH_904854 |  | unb_TAPWIRE_OH | 52.800000000000004 | OPEN | node_8104304_200859667 | node_1375468_127_15303811_391 | AN | 8104304
oh_line_TAP_OH_904855 |  | unb_TAPWIRE_OH | 52.800000000000004 | OPEN | node_8104304_200859673 | node_1375462_225_15303134_612 | AN | 8104304
oh_line_TAP_OH_904856 |  | unb_TAPWIRE_OH | 52.800000000000004 | OPEN | node_8104304_200859683 | node_1374984_478_15302983_115 | AN | 8104304
oh_line_TAP_OH_904857 |  | unb_TAPWIRE_OH | 52.800000000000004 | OPEN | node_8104304_200859686 | node_1374569_119_15302972_911 | AN | 8104304
oh_line_TAP_OH_904858 |  | unb_TAPWIRE_OH | 52.800000000000004 | OPEN | node_8104304_200859692 | node_1375616_998_15301825_44 | ABCN | 8104304
oh_line_TAP_OH_904860 |  | unb_TAPWIRE_OH | 52.800000000000004 | OPEN | node_8104304_200859698 | node_1375725_342_15301005_368 | ABN | 8104304
oh_line_TAP_OH_904864 |  | unb_TAPWIRE_OH | 52.800000000000004 | OPEN | node_8104304_200859710 | node_1375315_13_15301107_097 | ABCN | 8104304
oh_line_TAP_OH_904865 |  | unb_TAPWIRE_OH | 52.800000000000004 | OPEN | node_8104304_200859714 | node_1375289_586_15301632_259 | ABCN | 8104304
oh_line_TAP_OH_904867 |  | unb_TAPWIRE_OH | 52.800000000000004 | OPEN | node_8104304_200859720 | node_1375258_954_15302222_143 | ABCN | 8104304
oh_line_TAP_OH_904868 |  | unb_TAPWIRE_OH | 52.800000000000004 | OPEN | node_8104304_200859723 | node_1375236_279_15302651_485 | ABCN | 8104304
oh_line_TAP_OH_904869 |  | unb_TAPWIRE_OH | 52.800000000000004 | OPEN | node_8104304_200859724 | node_1375229_821_15302751_643 | ABCN | 8104304
oh_line_TAP_OH_904871 |  | unb_TAPWIRE_OH | 52.800000000000004 | OPEN | node_8104304_200859730 | node_1375198_639_15303279_534 | ABCN | 8104304
oh_line_TAP_OH_904872 |  | unb_TAPWIRE_OH | 52.800000000000004 | OPEN | node_8104304_200859735 | node_1375367_268_15304012_741 | ABCN | 8104304
oh_line_TAP_OH_904874 |  | unb_TAPWIRE_OH | 0 | OPEN | node_8104304_200859741 | node_1375362_455_15304690_316 | ABCN | 8104304
oh_line_TAP_OH_904875 |  | unb_TAPWIRE_OH | 52.800000000000004 | OPEN | node_8104304_200859744 | node_1375441_488_15305030_57 | ABCN | 8104304
oh_line_TAP_OH_904876 |  | unb_TAPWIRE_OH | 52.800000000000004 | OPEN | node_8104304_200859750 | node_1375514_049_15305545_495 | ABCN | 8104304
oh_line_TAP_OH_904877 |  | unb_TAPWIRE_OH | 52.800000000000004 | OPEN | node_8104304_200859752 | node_1375536_981_15305795_533 | ABCN | 8104304
oh_line_TAP_OH_904888 |  | unb_TAPWIRE_OH | 52.800000000000004 | OPEN | node_8104304_200859788 | node_1374923_875_15303660_392 | ABCN | 8104304
oh_line_TAP_OH_904889 |  | unb_TAPWIRE_OH | 52.800000000000004 | OPEN | node_8104304_200859791 | node_1374312_68_15304003_708 | ABCN | 8104304
oh_line_TAP_OH_904890 |  | unb_TAPWIRE_OH | 52.800000000000004 | OPEN | node_8104304_200859792 | node_1374180_717_15304093_101 | ABCN | 8104304
oh_line_TAP_OH_904891 |  | unb_TAPWIRE_OH | 0 | OPEN | node_8104304_200859793 | node_1375349_26_15304312_179 | AN | 8104304
oh_line_TAP_OH_904892 |  | unb_TAPWIRE_OH | 52.800000000000004 | OPEN | node_8104304_200859804 | node_1375092_894_15304904_671 | AN | 8104304
oh_line_TAP_OH_922657 |  | unb_TAPWIRE_OH | 52.800000000000004 | OPEN | node_8104304_200962896 | node_1375003_847_15304302_32 | AN | 8104304
oh_line_TAP_OH_932229 |  | unb_TAPWIRE_OH | 52.800000000000004 | OPEN | node_8104304_201027260 | node_1373401_481_15301039_228 | AN | 8104304
oh_line_TAP_OH_1747655 |  | unb_TAPWIRE_OH | 0 | OPEN | node_8104304_201053636 | node_1375655_686_15301469_519 | ABCN | 8104304
oh_line_TAP_OH_2222943 |  | unb_TAPWIRE_OH | 105.60000000000001 | OPEN | node_8104304_200851682 | node_1371303_251_15301702_015 | ABCN | 8104304
oh_line_TAP_OH_2222944 |  | unb_TAPWIRE_OH | 105.60000000000001 | OPEN | node_8104304_200851682 | node_1371285_374_15301690_339 | ABCN | 8104304
oh_line_TAP_OH_2222953 |  | unb_TAPWIRE_OH | 0 | OPEN | node_8104304_200858470 | node_1375430_102_15302041_689 | ABCN | 8104304
oh_line_TAP_OH_2222954 |  | unb_TAPWIRE_OH | 0 | OPEN | node_8104304_200858470 | node_1375436_577_15302041_445 | ABCN | 8104304
oh_line_TAP_OH_2222965 |  | unb_TAPWIRE_OH | 105.60000000000001 | OPEN | node_8104304_200858480 | node_1374524_623_15301273_951 | ABCN | 8104304
oh_line_TAP_OH_2222966 |  | unb_TAPWIRE_OH | 105.60000000000001 | OPEN | node_8104304_200858480 | node_1374505_091_15301278_332 | ABCN | 8104304
oh_line_TAP_OH_2222967 |  | unb_TAPWIRE_OH | 105.60000000000001 | OPEN | node_8104304_200858480 | node_1374542_611_15301262_922 | ABCN | 8104304
oh_line_TAP_OH_2293720 |  | unb_TAPWIRE_OH | 105.60000000000001 | OPEN | node_8104304_200859147 | node_1374965_604_15302243_48 | ABCN | 8104304
oh_line_TAP_OH_2293721 |  | unb_TAPWIRE_OH | 105.60000000000001 | OPEN | node_8104304_200859147 | node_1374945_851_15302241_045 | ABCN | 8104304
oh_line_TAP_OH_2293722 |  | unb_TAPWIRE_OH | 105.60000000000001 | OPEN | node_8104304_200859147 | node_1374985_118_15302238_968 | ABCN | 8104304
oh_line_TAP_OH_2293723 |  | unb_TAPWIRE_OH | 105.60000000000001 | OPEN | node_8104304_200852833 | node_1371616_057_15300403_55 | ABCN | 8104304
oh_line_TAP_OH_2293724 |  | unb_TAPWIRE_OH | 52.800000000000004 | OPEN | node_8104304_200852833 | node_1371611_941_15300385_945 | ABCN | 8104304
oh_line_TAP_OH_2293725 |  | unb_TAPWIRE_OH | 105.60000000000001 | OPEN | node_8104304_200852833 | node_1371633_082_15300417_352 | ABCN | 8104304
oh_line_TAP_OH_2293726 |  | unb_TAPWIRE_OH | 52.800000000000004 | OPEN | node_8104304_200858471 | node_1375234_528_15301847_482 | ABCN | 8104304
oh_line_TAP_OH_2293727 |  | unb_TAPWIRE_OH | 52.800000000000004 | OPEN | node_8104304_200858471 | node_1375240_388_15301855_556 | ABCN | 8104304
oh_line_TAP_OH_2293728 |  | unb_TAPWIRE_OH | 0 | OPEN | node_8104304_200858471 | node_1375230_825_15301837_376 | ABCN | 8104304
oh_line_TAP_OH_2293729 |  | unb_TAPWIRE_OH | 52.800000000000004 | OPEN | node_8104304_200852848 | node_1372925_667_15300406_815 | ABCN | 8104304
oh_line_TAP_OH_2293730 |  | unb_TAPWIRE_OH | 52.800000000000004 | OPEN | node_8104304_200852848 | node_1372912_185_15300413_406 | ABCN | 8104304
oh_line_TAP_OH_2293731 |  | unb_TAPWIRE_OH | 52.800000000000004 | OPEN | node_8104304_200852848 | node_1372935_279_15300396_081 | ABCN | 8104304
oh_line_TAP_OH_2293732 |  | unb_TAPWIRE_OH | 52.800000000000004 | OPEN | node_8104304_200848767 | node_1374303_982_15300662_12 | ABCN | 8104304
oh_line_TAP_OH_2293733 |  | unb_TAPWIRE_OH | 52.800000000000004 | OPEN | node_8104304_200848767 | node_1374318_044_15300667_931 | ABCN | 8104304
oh_line_TAP_OH_2293734 |  | unb_TAPWIRE_OH | 52.800000000000004 | OPEN | node_8104304_200858475 | node_1374929_697_15301530_53 | ABCN | 8104304
oh_line_TAP_OH_2293735 |  | unb_TAPWIRE_OH | 52.800000000000004 | OPEN | node_8104304_200858475 | node_1374922_2_15301513_075 | ABCN | 8104304
oh_line_TAP_OH_2293736 |  | unb_TAPWIRE_OH | 52.800000000000004 | OPEN | node_8104304_200858475 | node_1374939_568_15301547_181 | ABCN | 8104304
oh_line_TAP_OH_2293737 |  | unb_TAPWIRE_OH | 105.60000000000001 | OPEN | node_8104304_200858483 | node_1374765_595_15301032_465 | ABCN | 8104304
oh_line_TAP_OH_2293738 |  | unb_TAPWIRE_OH | 105.60000000000001 | OPEN | node_8104304_200858483 | node_1374784_465_15301040_804 | ABCN | 8104304
oh_line_TAP_OH_2293739 |  | unb_TAPWIRE_OH | 105.60000000000001 | OPEN | node_8104304_200858483 | node_1374745_794_15301030_956 | ABCN | 8104304
oh_line_TAP_OH_2293740 |  | unb_TAPWIRE_OH | 52.800000000000004 | OPEN | node_8104304_200859715 | node_1375239_503_15301731_087 | ABCN | 8104304
oh_line_TAP_OH_2293741 |  | unb_TAPWIRE_OH | 52.800000000000004 | OPEN | node_8104304_200859715 | node_1375242_995_15301704_908 | ABCN | 8104304
oh_line_TAP_OH_2293742 |  | unb_TAPWIRE_OH | 52.800000000000004 | OPEN | node_8104304_200859715 | node_1375241_182_15301757_635 | ABCN | 8104304
oh_line_TAP_OH_2293743 |  | unb_TAPWIRE_OH | 0 | OPEN | node_8104304_200852860 | node_1372871_348_15300483_807 | ABCN | 8104304
oh_line_TAP_OH_2293744 |  | unb_TAPWIRE_OH | 0 | OPEN | node_8104304_200852860 | node_1372872_91_15300490_096 | ABCN | 8104304
oh_line_TAP_OH_2293745 |  | unb_TAPWIRE_OH | 0 | OPEN | node_8104304_200852860 | node_1372867_983_15300479_041 | ABCN | 8104304
oh_line_TAP_OH_2293746 |  | unb_TAPWIRE_OH | 105.60000000000001 | OPEN | node_8104304_200858464 | node_1375797_365_15302154_631 | ABCN | 8104304
oh_line_TAP_OH_2293747 |  | unb_TAPWIRE_OH | 105.60000000000001 | OPEN | node_8104304_200858464 | node_1375778_013_15302148_675 | ABCN | 8104304
oh_line_TAP_OH_2293748 |  | unb_TAPWIRE_OH | 105.60000000000001 | OPEN | node_8104304_200858464 | node_1375817_171_15302153_667 | ABCN | 8104304
oh_line_TAP_OH_2293749 |  | unb_TAPWIRE_OH | 52.800000000000004 | OPEN | node_8104304_200953083 | node_1375262_469_15302091_846 | ABCN | 8104304
oh_line_TAP_OH_2293750 |  | unb_TAPWIRE_OH | 52.800000000000004 | OPEN | node_8104304_200953083 | node_1375233_409_15302096_942 | ABCN | 8104304
oh_line_TAP_OH_5410815 |  | unb_TAPWIRE_OH | 52.800000000000004 | OPEN | node_8104304_200858489 | node_1374560_77_15300872_806 | ABCN | 8104304
oh_line_TAP_OH_5410816 |  | unb_TAPWIRE_OH | 52.800000000000004 | OPEN | node_8104304_200858489 | node_1374574_977_15300873_51 | ABCN | 8104304
oh_line_TAP_OH_5410817 |  | unb_TAPWIRE_OH | 52.800000000000004 | OPEN | node_8104304_200858489 | node_1374543_704_15300876_036 | ABCN | 8104304
oh_line_TAP_OH_5462828 |  | unb_TAPWIRE_OH | 52.800000000000004 | OPEN | node_8104304_200851671 | node_1371201_348_15300381_316 | AN | 8104304

## UndergroundLine
Name | GroupId | Configuration | NumParallelCables | Length | Status | From | To | Phases | Feeder | Comments
und_line_8104304_200856521 |  | und_3P_750ALURD_750AL(N) | 0 | 211.20000000000002 | OPEN | node_8104304_200856522 | node_8104304_200856521 | ABCN | 8104304
und_line_8104304_200856522 |  | und_3P_750ALURD_750AL(N) | 0 | 211.20000000000002 | OPEN | node_8104304_200856523 | node_8104304_200856522 | ABCN | 8104304
und_line_8104304_200856523 |  | und_3P_750ALURD_750AL(N) | 0 | 264 | OPEN | node_8104304_200856524 | node_intto1_8104304_200856523 | ABCN | 8104304
und_line_8104304_200856524 |  | und_3P_750ALURD_750AL(N) | 0 | 264 | OPEN | node_8104304_200856525 | node_intto1_8104304_200856524 | ABCN | 8104304
und_line_8104304_200856525-1 |  | und_3P_750ALURD_750AL(N) | 0 | 0 | OPEN | node_8104304_200856526 | node_intto1_OM-79-220416652 | ABCN | 8104304
und_line_8104304_200856525-2 |  | und_3P_750ALURD_750AL(N) | 0 | 792 | OPEN | node_OM-79-220416652 | node_intto1_OM-66-220416666 | ABCN | 8104304
und_line_8104304_200856525-3 |  | und_3P_750ALURD_750AL(N) | 0 | 0 | OPEN | node_OM-66-220416666 | node_8104304_200856525 | ABCN | 8104304
und_line_8104304_200856526 |  | und_3P_750ALURD_750AL(N) | 0 | 369.6 | OPEN | node_8104304_200976258 | node_intto1_8104304_200856526 | ABCN | 8104304
und_line_8104304_200856527 |  | und_3P_500CUURD_500CU(N) | 0 | 316.8 | OPEN | node_8104304_200856524 | node_intto1_8104304_200856527 | ABCN | 8104304
und_line_8104304_200856532 |  | und_3P_1/0ALURD_1/0AL(N) | 0 | 369.6 | OPEN | node_8104304_200856525 | node_intto1_8104304_200856532 | ABCN | 8104304
und_line_8104304_200856533 |  | und_3P_750ALURD_750AL(N) | 0 | 158.4 | OPEN | node_8104304_200856526 | node_intto1_8104304_200856533 | ABCN | 8104304
und_line_8104304_200856636 |  | und_1P_2ALURD_2AL(N) | 0 | 211.20000000000002 | OPEN | node_8104304_200859789 | node_intto1_8104304_200856636 | AN | 8104304
und_line_8104304_200914694 |  | und_3P_750ALURD_750AL(N) | 0 | 264 | OPEN | node_8104304_200976258 | node_intto1_8104304_200914694 | ABCN | 8104304
und_line_8104304_200914695 |  | und_3P_750ALURD_750AL(N) | 0 | 211.20000000000002 | OPEN | node_8104304_200914694 | node_8104304_200914695 | ABCN | 8104304
und_line_8104304_200954479 |  | und_3P_750ALURD_750AL(N) | 0 | 52.800000000000004 | OPEN | node_8104304_200856521 | node_8104304_200954479 | ABCN | 8104304
und_line_8104304_200968112 |  | und_3P_DELTACUST | 0 | 52.800000000000004 | OPEN | node_8104304_200964384 | node_intto1_8104304_200968112 | ABCN | 8104304
und_line_8104304_200970676 |  | und_3P_DELTACUST | 0 | 0 | OPEN | node_8104304_200968112 | node_8104304_200970676 | ABCN | 8104304
und_line_8104304_200976258-1 |  | und_3P_750ALURD_750AL(N) | 0 | 0 | OPEN | node_8104304_200859614 | node_intto1_220386461 | ABCN | 8104304
und_line_8104304_200976258-2 |  | und_3P_750ALURD_750AL(N) | 0 | 211.20000000000002 | OPEN | node_220386461 | node_intto1_OM-59-310033817 | ABCN | 8104304
und_line_8104304_200976258-3 |  | und_3P_750ALURD_750AL(N) | 0 | 0 | OPEN | node_OM-59-310033817 | node_8104304_200976258 | ABCN | 8104304
und_line_8104304_201004620 |  | und_3P_WYECUST | 0 | 422.40000000000003 | OPEN | node_8104304_200858485 | node_8104304_201004620 | ABCN | 8104304
und_line_8104304_201027230 |  | und_3P_WYECUST | 0 | 211.20000000000002 | OPEN | node_8104304_200851692 | node_intto1_8104304_201027230 | ABCN | 8104304
und_line_8104304_201027347 |  | und_3P_WYECUST | 0 | 105.60000000000001 | OPEN | node_8104304_200858467 | node_intto1_8104304_201027347 | ABCN | 8104304
und_line_8104304_310030832 |  | und_3P_WYECUST | 0 | 158.4 | OPEN | node_8104304_200859809 | node_intto1_8104304_310030832 | ABCN | 8104304
und_line_8104304_311894236 |  | und_3P_WYECUST | 0 | 52.800000000000004 | OPEN | node_8104304_201008999 | node_8104304_311894236 | ABCN | 8104304
und_line_TAP_UG_59457 |  | und_TAPWIRE_UG | 0 | 52.800000000000004 | OPEN | node_8104304_200856527 | node_1376114_124_15302609_118 | ABCN | 8104304
und_line_TAP_UG_59459 |  | und_TAPWIRE_UG | 0 | 52.800000000000004 | OPEN | node_8104304_200856532 | node_1376087_954_15303144_27 | ABCN | 8104304
und_line_TAP_UG_59460 |  | und_TAPWIRE_UG | 0 | 52.800000000000004 | OPEN | node_8104304_200856533 | node_1375884_434_15303726_105 | ABCN | 8104304
und_line_TAP_UG_59489 |  | und_TAPWIRE_UG | 0 | 52.800000000000004 | OPEN | node_8104304_200856636 | node_1374422_463_15303687_527 | AN | 8104304
und_line_TAP_UG_60856 |  | und_TAPWIRE_UG | 0 | 52.800000000000004 | OPEN | node_8104304_200970676 | node_1370856_031_15301647_676 | ABCN | 8104304
und_line_TAP_UG_63405 |  | und_TAPWIRE_UG | 0 | 52.800000000000004 | OPEN | node_8104304_201004620 | node_1375048_169_15301022_831 | ABCN | 8104304
und_line_TAP_UG_65319 |  | und_TAPWIRE_UG | 0 | 0 | OPEN | node_8104304_201027230 | node_1370711_584_15300609_039 | ABCN | 8104304
und_line_TAP_UG_65350 |  | und_TAPWIRE_UG | 0 | 52.800000000000004 | OPEN | node_8104304_201027347 | node_1375505_939_15302182_861 | ABCN | 8104304
und_line_TAP_UG_445000 |  | und_TAPWIRE_UG | 0 | 0 | OPEN | node_8104304_200976258 | node_1375831_369_15304073_253 | ABCN | 8104304
und_line_TAP_UG_654219 |  | und_TAPWIRE_UG | 0 | 52.800000000000004 | OPEN | node_8104304_310030832 | node_1375984_694_15301318_208 | ABCN | 8104304
und_line_TAP_UG_1374229 |  | und_TAPWIRE_UG | 0 | 0 | OPEN | node_8104304_311894236 | node_1375878_453_15301872_526 | ABCN | 8104304