## Feeder
Name | Description | Comments
8101201

## Node
Name | GroupId | Latitude | Longitude | BusType | NominalVoltage | ConsistentPath | DistToSlack | Phases | Feeder | Comments
node_1364088_828_15291739_1 |  | 42.09687029416179 | -76.02216198052575 | PQ | 2771.281 | False | -1 | ABCN | 8101201
node_1364222_618_15292042_203 |  | 42.097700495234875 | -76.02165296988038 | PQ | 2771.281 | False | -1 | ABCN | 8101201
node_1364634_807_15292098_651 |  | 42.09785510667117 | -76.0200847765258 | PQ | 2771.281 | False | -1 | ABCN | 8101201
node_1364650_001_15292115_91 |  | 42.09790237918355 | -76.02002697020437 | PQ | 2771.281 | False | -1 | ABCN | 8101201
node_1364667_977_15292127_332 |  | 42.09793366411526 | -76.01995857962689 | PQ | 2771.281 | False | -1 | ABCN | 8101201
node_1364806_507_15291847_264 |  | 42.09716655605583 | -76.01943153541802 | PQ | 2771.281 | False | -1 | ABCN | 8101201
node_1364909_295_15292423_676 |  | 42.09874535224373 | -76.01904047340878 | PQ | 2771.281 | False | -1 | AN | 8101201
node_1364932_31_15292218_223 |  | 42.098182615150826 | -76.01895291170759 | PQ | 2771.281 | False | -1 | ABCN | 8101201
node_1364949_362_15292231_983 |  | 42.09822030387963 | -76.01888803653362 | PQ | 2771.281 | False | -1 | ABCN | 8101201
node_1365065_495_15292741_973 |  | 42.09961716978088 | -76.01844620281452 | PQ | 2771.281 | False | -1 | ABCN | 8101201
node_1365076_151_15292719_617 |  | 42.099555936552605 | -76.0184056615376 | PQ | 2771.281 | False | -1 | ABCN | 8101201
node_1365082_114_15292694_279 |  | 42.09948653560708 | -76.01838297501037 | PQ | 2771.281 | False | -1 | ABCN | 8101201
node_1365123_576_15292464_84 |  | 42.098858100705385 | -76.018225230789 | PQ | 2771.281 | False | -1 | ABCN | 8101201
node_1365128_491_15292412_502 |  | 42.09871474658562 | -76.01820653142939 | PQ | 2771.281 | False | -1 | ABCN | 8101201
node_1365128_602_15292439_13 |  | 42.09878768084947 | -76.01820610912442 | PQ | 2771.281 | False | -1 | ABCN | 8101201
node_1365145_778_15292906_816 |  | 42.1000686758217 | -76.01814076218635 | PQ | 2771.281 | False | -1 | AN | 8101201
node_1365184_35_15292305_426 |  | 42.098421464730606 | -76.01799401311231 | PQ | 2771.281 | False | -1 | ABCN | 8101201
node_1365201_024_15292320_002 |  | 42.098461388488666 | -76.01793057605798 | PQ | 2771.281 | False | -1 | ABCN | 8101201
node_1365219_909_15292328_314 |  | 42.098484155110306 | -76.01785872714521 | PQ | 2771.281 | False | -1 | ABCN | 8101201
node_1365323_335_15291129_679 |  | 42.09520108610985 | -76.01746523783355 | PQ | 7199.558 | False | -1 | ABCN | 8101201
node_1365369_548_15292654_156 |  | 42.09937663845115 | -76.01728941819863 | PQ | 2771.281 | False | -1 | AN | 8101201
node_1365566_343_15291216_77 |  | 42.0954396289209 | -76.01654070192718 | PQ | 7199.558 | False | -1 | ABCN | 8101201
node_1365601_906_15292464_341 |  | 42.09885673394117 | -76.01640540074189 | PQ | 2771.281 | False | -1 | ABCN | 8101201
node_1365620_201_15292474_797 |  | 42.09888537299265 | -76.01633579651319 | PQ | 2771.281 | False | -1 | ABCN | 8101201
node_1365639_854_15292478_558 |  | 42.09889567439592 | -76.0162610257066 | PQ | 2771.281 | False | -1 | ABCN | 8101201
node_1365799_208_15291240_161 |  | 42.09550369702086 | -76.01565475556397 | PQ | 7199.558 | False | -1 | ABCN | 8101201
node_1365893_38_15292584_459 |  | 42.099185737918354 | -76.01529647355115 | PQ | 2771.281 | False | -1 | ABCN | 8101201
node_1365904_547_15292606_571 |  | 42.09924630282906 | -76.01525398814957 | PQ | 2771.281 | False | -1 | ABCN | 8101201
node_1366004_212_15292662_896 |  | 42.09940057736755 | -76.01487480774766 | PQ | 2771.281 | False | -1 | ABCN | 8101201
node_1366017_297_15292683_03 |  | 42.09945572452349 | -76.0148250252206 | PQ | 2771.281 | False | -1 | ABCN | 8101201
node_1366033_793_15292697_967 |  | 42.099496637062884 | -76.01476226537602 | PQ | 2771.281 | False | -1 | ABCN | 8101201
node_1366069_727_15292284_216 |  | 42.09836337040372 | -76.01462555270295 | PQ | 7199.558 | False | -1 | ABCN | 8101201
node_1366153_864_15292763_664 |  | 42.09967658156987 | -76.01430544934193 | PQ | 2771.281 | False | -1 | ABCN | 8101201
node_1366167_949_15292775_461 |  | 42.09970889362899 | -76.01425186226562 | PQ | 2771.281 | False | -1 | ABCN | 8101201
node_1366181_991_15292783_617 |  | 42.09973123296563 | -76.01419843878493 | PQ | 2771.281 | False | -1 | ABCN | 8101201
node_1366185_377_15291635_167 |  | 42.096585621004046 | -76.01418555658113 | PQ | 7199.558 | False | -1 | ABCN | 8101201
node_1366247_13_15292818_198 |  | 42.0998259505478 | -76.01395061425073 | PQ | 7199.558 | False | -1 | ABCN | 8101201
node_1366260_782_15292837_643 |  | 42.099879210528286 | -76.01389867454425 | PQ | 7199.558 | False | -1 | ABCN | 8101201
node_1366277_691_15292851_717 |  | 42.099917759305114 | -76.01383434342083 | PQ | 7199.558 | False | -1 | ABCN | 8101201
node_1366323_264_15291380_776 |  | 42.09588884241332 | -76.01366095869744 | PQ | 7199.558 | False | -1 | ABCN | 8101201
node_1366341_742_15291390_629 |  | 42.09591582984391 | -76.01359065823624 | PQ | 7199.558 | False | -1 | ABCN | 8101201
node_1366360_286_15294066_28 |  | 42.10324445520036 | -76.01352010667478 | PQ | 7199.558 | False | -1 | AN | 8101201
node_1366361_455_15291393_743 |  | 42.09592435911001 | -76.0135156591567 | PQ | 7199.558 | False | -1 | ABCN | 8101201
node_1366364_182_15292538_003 |  | 42.09905849463455 | -76.01350528415085 | PQ | 7199.558 | False | -1 | ABCN | 8101201
node_1366402_536_15292496_603 |  | 42.09894509976737 | -76.01335936446857 | PQ | 7199.558 | False | -1 | ABCN | 8101201
node_1366527_348_15295245_844 |  | 42.106475288608735 | -76.01288451106645 | PQ | 7199.558 | False | -1 | AN | 8101201
node_1366584_054_15294266_271 |  | 42.10379223184001 | -76.01266877029616 | PQ | 7199.558 | False | -1 | ABCN | 8101201
node_1366585_868_15294239_772 |  | 42.103719650908 | -76.01266186884381 | PQ | 7199.558 | False | -1 | ABCN | 8101201
node_1366587_414_15294292_545 |  | 42.10386419649557 | -76.01265598701065 | PQ | 7199.558 | False | -1 | ABCN | 8101201
node_1366625_244_15293229_779 |  | 42.10095327356296 | -76.01251206091219 | PQ | 7199.558 | False | -1 | ABCN | 8101201
node_1366634_453_15293253_449 |  | 42.10101810584571 | -76.01247702481805 | PQ | 7199.558 | False | -1 | ABCN | 8101201
node_1366647_894_15293273_155 |  | 42.101072080706885 | -76.01242588787146 | PQ | 7199.558 | False | -1 | ABCN | 8101201
node_1366744_917_15291556_556 |  | 42.09637030496773 | -76.0120567590887 | PQ | 7199.558 | False | -1 | ABCN | 8101201
node_1366822_545_15292707_553 |  | 42.099522893178744 | -76.01176141953881 | PQ | 7199.558 | False | -1 | ABCN | 8101201
node_1366826_138_15292777_637 |  | 42.09971485370704 | -76.01174774979333 | PQ | 7199.558 | False | -1 | ABCN | 8101201
node_1366860_535_15291463_049 |  | 42.09611418869128 | -76.01161688471245 | PQ | 7199.558 | False | -1 | ABCN | 8101201
node_1366879_387_15291471_503 |  | 42.09613734425184 | -76.01154516134983 | PQ | 7199.558 | False | -1 | ABCN | 8101201
node_1366899_191_15291473_133 |  | 42.09614180883236 | -76.01146981605629 | PQ | 7199.558 | False | -1 | ABCN | 8101201
node_1366923_433_15293805_982 |  | 42.102531497298514 | -76.01137758617315 | PQ | 7199.558 | False | -1 | ABCN | 8101201
node_1366934_684_15293196_305 |  | 42.10086158806093 | -76.01133478118945 | PQ | 7199.558 | False | -1 | ABCN | 8101201
node_1366940_727_15293196_862 |  | 42.100863113687524 | -76.01131179029827 | PQ | 7199.558 | False | -1 | ABCN | 8101201
node_1366947_245_15293196_655 |  | 42.10086254671319 | -76.0112869922462 | PQ | 7199.558 | False | -1 | ABCN | 8101201
node_1367051_982_15291486_181 |  | 42.096177547388564 | -76.01088851517045 | PQ | 7199.558 | False | -1 | ABCN | 8101201
node_1367070_193_15291496_903 |  | 42.096206915015756 | -76.0108192305239 | PQ | 7199.558 | False | -1 | ABCN | 8101201
node_1367089_817_15291500_951 |  | 42.09621800251388 | -76.01074457004923 | PQ | 7199.558 | False | -1 | ABCN | 8101201
node_1367103_657_15293258_98 |  | 42.10103325529041 | -76.01069191508749 | PQ | 7199.558 | False | -1 | ABCN | 8101201
node_1367151_886_15292018_692 |  | 42.097636098454146 | -76.01050842548128 | PQ | 7199.558 | False | -1 | ABCN | 8101201
node_1367212_538_15291458_225 |  | 42.09610097572414 | -76.01027767195961 | PQ | 7199.558 | False | -1 | ABCN | 8101201
node_1367327_457_15291541_735 |  | 42.09632971015308 | -76.0098404569633 | PQ | 7199.558 | False | -1 | ABCN | 8101201
node_1367346_293_15291550_252 |  | 42.09635303827105 | -76.00976879447346 | PQ | 7199.558 | False | -1 | ABCN | 8101201
node_1367357_626_15293050_383 |  | 42.10046190676122 | -76.0097256775167 | PQ | 7199.558 | False | -1 | ABCN | 8101201
node_1367366_095_15291551_949 |  | 42.096357686364996 | -76.00969345678902 | PQ | 7199.558 | False | -1 | ABCN | 8101201
node_1367460_302_15292588_448 |  | 42.0991966638151 | -76.00933504161698 | PQ | 7199.558 | False | -1 | ABCN | 8101201
node_1367465_111_15291875_204 |  | 42.09724308389614 | -76.00931674553959 | PQ | 7199.558 | False | -1 | ABCN | 8101201
node_1367483_682_15291884_725 |  | 42.097269161976584 | -76.00924609125529 | PQ | 7199.558 | False | -1 | ABCN | 8101201
node_1367492_898_15291881_197 |  | 42.097259498761815 | -76.00921102852932 | PQ | 7199.558 | False | -1 | ABCN | 8101201
node_1367503_423_15291887_485 |  | 42.097276721634394 | -76.00917098564837 | PQ | 7199.558 | False | -1 | ABCN | 8101201
node_1367508_199_15291581_163 |  | 42.096437703699536 | -76.00915281512111 | PQ | 7199.558 | False | -1 | ABCN | 8101201
node_1367511_636_15291890_103 |  | 42.097283892353296 | -76.00913973888531 | PQ | 7199.558 | False | -1 | ABCN | 8101201
node_1367531_417_15291892_211 |  | 42.097289666178895 | -76.00906448109642 | PQ | 7199.558 | False | -1 | ABCN | 8101201
node_1367564_81_15292848_783 |  | 42.09990972306018 | -76.00893743578301 | PQ | 7199.558 | False | -1 | ABCN | 8101201
node_1367567_233_15292401_649 |  | 42.09868502014858 | -76.00892821736015 | PQ | 7199.558 | False | -1 | ABCN | 8101201
node_1367576_444_15292378_155 |  | 42.09862066993096 | -76.00889317365693 | PQ | 7199.558 | False | -1 | ABCN | 8101201
node_1367592_566_15293445_316 |  | 42.10154363079694 | -76.00883183671377 | PQ | 7199.558 | False | -1 | ABCN | 8101201
node_1367642_078_15291480_287 |  | 42.096161403684526 | -76.00864346587085 | PQ | 7199.558 | False | -1 | ABCN | 8101201
node_1367656_388_15291664_376 |  | 42.09666562464355 | -76.00858902277096 | PQ | 7199.558 | False | -1 | ABCN | 8101201
node_1367660_8_15291489_256 |  | 42.09618596983341 | -76.00857223709963 | PQ | 7199.558 | False | -1 | ABCN | 8101201
node_1367680_578_15291491_43 |  | 42.096191924433434 | -76.00849699072438 | PQ | 7199.558 | False | -1 | ABCN | 8101201
node_1367720_527_15292279_53 |  | 42.09835053541948 | -76.00834500278603 | PQ | 7199.558 | False | -1 | ABCN | 8101201
node_1367734_373_15292081_07 |  | 42.09780695219871 | -76.00829232499699 | PQ | 7199.558 | False | -1 | ABCN | 8101201
node_1367737_897_15292292_545 |  | 42.098386183588474 | -76.0082789177654 | PQ | 7199.558 | False | -1 | ABCN | 8101201
node_1367743_355_15292057_414 |  | 42.097742158262044 | -76.00825815253555 | PQ | 7199.558 | False | -1 | ABCN | 8101201
node_1367757_153_15292299_104 |  | 42.0984041487318 | -76.00820565736487 | PQ | 7199.558 | False | -1 | ABCN | 8101201
node_1367787_733_15293007_043 |  | 42.10034319822152 | -76.00808931424852 | PQ | 7199.558 | False | -1 | ABCN | 8101201
node_1367793_625_15291618_915 |  | 42.09654110667116 | -76.00806689784429 | PQ | 7199.558 | False | -1 | ABCN | 8101201
node_1367806_841_15293014_355 |  | 42.10036322583671 | -76.00801661692128 | PQ | 7199.558 | False | -1 | ABCN | 8101201
node_1367823_923_15293028_045 |  | 42.10040072283506 | -76.00795162761084 | PQ | 7199.558 | False | -1 | ABCN | 8101201
node_1367959_889_15291280_971 |  | 42.09561547587423 | -76.00743433826626 | PQ | 7199.558 | False | -1 | ABCN | 8101201
node_1367965_105_15291255_33 |  | 42.09554524500975 | -76.00741449373733 | PQ | 7199.558 | False | -1 | ABCN | 8101201
node_1368039_774_15292357_825 |  | 42.098564985929755 | -76.0071304118487 | PQ | 7199.558 | False | -1 | ABN | 8101201
node_1368049_719_15293838_947 |  | 42.10262178864626 | -76.00709257560632 | PQ | 7199.558 | False | -1 | ABCN | 8101201
node_1368057_695_15292369_401 |  | 42.098596692668465 | -76.00706223052144 | PQ | 7199.558 | False | -1 | ABN | 8101201
node_1368065_692_15293854_88 |  | 42.10266542923608 | -76.007031805541 | PQ | 7199.558 | False | -1 | ABCN | 8101201
node_1368074_5_15294100_168 |  | 42.10333727465106 | -76.00699829507114 | PQ | 7199.558 | False | -1 | ABCN | 8101201
node_1368084_163_15293864_747 |  | 42.10269245501276 | -76.00696153171164 | PQ | 7199.558 | False | -1 | ABCN | 8101201
node_1368084_672_15294123_121 |  | 42.10340014306618 | -76.00695959519607 | PQ | 7199.558 | False | -1 | ABCN | 8101201
node_1368087_318_15293233_75 |  | 42.10096415015759 | -76.00694952835873 | PQ | 7199.558 | False | -1 | ABCN | 8101201
node_1368089_12_15293260_284 |  | 42.101036826954825 | -76.00694267256097 | PQ | 7199.558 | False | -1 | ABCN | 8101201
node_1368090_69_15293207_542 |  | 42.10089236627645 | -76.00693669941863 | PQ | 7199.558 | False | -1 | ABCN | 8101201
node_1368098_904_15294141_799 |  | 42.10345130222873 | -76.00690544885101 | PQ | 7199.558 | False | -1 | ABCN | 8101201
node_1368227_611_15292306_34 |  | 42.0984239681825 | -76.00641577672953 | PQ | 7199.558 | False | -1 | ABN | 8101201
node_1368318_786_15293851_456 |  | 42.10265605087798 | -76.00606889695082 | PQ | 7199.558 | False | -1 | ABCN | 8101201
node_1368372_702_15290127_439 |  | 42.09245594428185 | -76.00586377087298 | PQ | 7199.558 | False | -1 | ABCN | 8101201
node_1368656_118_15293399_47 |  | 42.10141805830707 | -76.00478550074016 | PQ | 7199.558 | False | -1 | ABCN | 8101201
node_1368666_956_15294346_261 |  | 42.10401132496623 | -76.00474426703529 | PQ | 7199.558 | False | -1 | ABCN | 8101201
node_1368675_247_15293392_62 |  | 42.10139929611286 | -76.00471272351739 | PQ | 7199.558 | False | -1 | ABCN | 8101201
node_1368676_959_15294369_348 |  | 42.10407456040822 | -76.00470621012904 | PQ | 7199.558 | False | -1 | ABCN | 8101201
node_1368691_053_15294388_212 |  | 42.104126229025965 | -76.0046525888118 | PQ | 7199.558 | False | -1 | ABCN | 8101201
node_1368692_368_15293379_343 |  | 42.10136293032418 | -76.00464758582952 | PQ | 7199.558 | False | -1 | ABCN | 8101201
node_1368853_731_15294526_751 |  | 42.104505688241034 | -76.00403367234742 | PQ | 7199.558 | False | -1 | ABCN | 8101201
node_1368864_555_15294549_164 |  | 42.10456707759268 | -76.00399249190623 | PQ | 7199.558 | False | -1 | ABCN | 8101201
node_1368879_31_15294567_094 |  | 42.104616187978394 | -76.00393635578192 | PQ | 7199.558 | False | -1 | ABCN | 8101201
node_1369102_065_15294669_876 |  | 42.104897708539696 | -76.00308887341171 | PQ | 7199.558 | False | -1 | ABCN | 8101201
node_1369189_242_15295073_274 |  | 42.106002618265045 | -76.00275720422096 | PQ | 7199.558 | False | -1 | AN | 8101201
node_1369243_067_15294367_265 |  | 42.10406885505778 | -76.00255242435708 | PQ | 7199.558 | False | -1 | ABCN | 8101201
node_1369249_237_15294342_017 |  | 42.10399970062284 | -76.00252895028815 | PQ | 7199.558 | False | -1 | ABCN | 8101201
node_1369260_075_15294319_82 |  | 42.103938902896594 | -76.00248771658327 | PQ | 7199.558 | False | -1 | ABCN | 8101201
node_1369284_445_15293234_505 |  | 42.10096621810746 | -76.00239499971784 | PQ | 7199.558 | False | -1 | ABCN | 8101201
node_1369292_73_15293258_775 |  | 42.10103269379409 | -76.00236347902722 | PQ | 7199.558 | False | -1 | ABCN | 8101201
node_1369296_069_15293285_054 |  | 42.10110467214468 | -76.00235077563725 | PQ | 7199.558 | False | -1 | ABCN | 8101201
node_1369304_955_15294744_822 |  | 42.105102986117366 | -76.00231696841253 | PQ | 7199.558 | False | -1 | ABCN | 8101201
node_1369313_043_15293519_156 |  | 42.101745879033466 | -76.00228619721813 | PQ | 7199.558 | False | -1 | ABCN | 8101201
node_1369319_359_15293544_456 |  | 42.101815175896746 | -76.002262167685 | PQ | 7199.558 | False | -1 | ABCN | 8101201
node_1369375_908_15295083_676 |  | 42.10603110941018 | -76.00204702422894 | PQ | 2771.281 | False | -1 | ABCN | 8101201
node_1369380_583_15295097_373 |  | 42.10606862558157 | -76.00202923796117 | PQ | 2771.281 | False | -1 | ABCN | 8101201
node_1369415_023_15293679_181 |  | 42.102184188541194 | -76.00189820928468 | PQ | 7199.558 | False | -1 | ABCN | 8101201
node_1369425_706_15293701_714 |  | 42.102245906573614 | -76.00185756528495 | PQ | 7199.558 | False | -1 | ABCN | 8101201
node_1369431_701_15293727_153 |  | 42.10231558415879 | -76.00183475701213 | PQ | 7199.558 | False | -1 | ABCN | 8101201
node_1369442_474_15296021_122 |  | 42.10859878005403 | -76.00179377060297 | PQ | 2771.281 | False | -1 | ABCN | 8101201
node_1369446_566_15296006_016 |  | 42.108557404622545 | -76.0017782023874 | PQ | 2771.281 | False | -1 | ABCN | 8101201
node_1369447_461_15296038_861 |  | 42.108647367289514 | -76.00177479731582 | PQ | 2771.281 | False | -1 | ABCN | 8101201
node_1369487_468_15295138_185 |  | 42.10618040991295 | -76.0016225887136 | PQ | 2771.281 | False | -1 | ABCN | 8101201
node_1369497_987_15295159_619 |  | 42.10623911777728 | -76.00158256865996 | PQ | 2771.281 | False | -1 | ABCN | 8101201
node_1369507_318_15295184_65 |  | 42.106307677847816 | -76.00154706841082 | PQ | 2771.281 | False | -1 | ABCN | 8101201
node_1369565_354_15294753_529 |  | 42.105126834646555 | -76.00132626759002 | PQ | 7199.558 | False | -1 | ABCN | 8101201
node_1369576_958_15294554_601 |  | 42.104581969570766 | -76.0012821196004 | PQ | 7199.558 | False | -1 | ABCN | 8101201
node_1369606_233_15295638_011 |  | 42.1075494365526 | -76.00117074142085 | PQ | 2771.281 | False | -1 | ABCN | 8101201
node_1369607_106_15295690_805 |  | 42.107694039659314 | -76.00116742004934 | PQ | 2771.281 | False | -1 | ABCN | 8101201
node_1369609_257_15295664_355 |  | 42.10762159293862 | -76.00115923646389 | PQ | 2771.281 | False | -1 | ABCN | 8101201
node_1369681_884_15296284_975 |  | 42.10932147512382 | -76.00088292346484 | PQ | 2771.281 | False | -1 | ABCN | 8101201
node_1369697_807_15295993_815 |  | 42.108523986004805 | -76.000822343627 | PQ | 2771.281 | False | -1 | ABCN | 8101201
node_1369698_636_15296046_61 |  | 42.10866859185052 | -76.00081918965566 | PQ | 2771.281 | False | -1 | ABCN | 8101201
node_1369700_809_15296020_164 |  | 42.10859615608585 | -76.00081092237012 | PQ | 2771.281 | False | -1 | ABCN | 8101201
node_1369783_895_15294148_339 |  | 42.10346921533093 | -76.00049481759038 | PQ | 7199.558 | False | -1 | ABCN | 8101201
node_1369802_399_15294158_091 |  | 42.103495926121866 | -76.00042441821088 | PQ | 7199.558 | False | -1 | ABCN | 8101201
node_1369808_669_15294951_149 |  | 42.10566811710191 | -76.00040056368704 | PQ | 7199.558 | False | -1 | ABCN | 8101201
node_1369857_122_15296993_333 |  | 42.11126167225725 | -76.00021622186178 | PQ | 2771.281 | False | -1 | ABCN | 8101201
node_1369871_967_15297011_125 |  | 42.11131040466007 | -76.00015974332803 | PQ | 2771.281 | False | -1 | ABCN | 8101201
node_1369889_708_15297023_184 |  | 42.11134343433889 | -76.00009224681962 | PQ | 2771.281 | False | -1 | ABCN | 8101201
node_1369942_242_15294463_941 |  | 42.10433365124568 | -75.99989237862884 | PQ | 7199.558 | False | -1 | ABCN | 8101201
node_1369960_454_15294453_575 |  | 42.104305258704784 | -75.99982309017774 | PQ | 7199.558 | False | -1 | ABCN | 8101201
node_1369980_077_15294449_91 |  | 42.10429522024614 | -75.99974843350763 | PQ | 7199.558 | False | -1 | ABCN | 8101201
node_1370078_008_15296678_57 |  | 42.11039953436891 | -75.99937585019414 | PQ | 2771.281 | False | -1 | ABCN | 8101201
node_1370086_097_15296702_957 |  | 42.11046633051929 | -75.99934507519518 | PQ | 2771.281 | False | -1 | ABCN | 8101201
node_1370096_453_15294047_068 |  | 42.103191833408374 | -75.99930567528305 | PQ | 7199.558 | False | -1 | ABCN | 8101201
node_1370122_88_15294053_67 |  | 42.10320991632898 | -75.99920513245978 | PQ | 7199.558 | False | -1 | ABCN | 8101201
node_1370145_466_15294058_15 |  | 42.1032221870779 | -75.99911920291022 | PQ | 7199.558 | False | -1 | ABCN | 8101201
node_1370146_428_15295409_171 |  | 42.10692264231577 | -75.99911554293382 | PQ | 2771.281 | False | -1 | ABCN | 8101201
node_1370165_144_15295418_151 |  | 42.10694723859373 | -75.9990443369899 | PQ | 2771.281 | False | -1 | ABCN | 8101201
node_1370429_726_15297371_548 |  | 42.11229760558307 | -75.99803772173783 | PQ | 2771.281 | False | -1 | ABCN | 8101201
node_1370436_223_15297396_766 |  | 42.112366677847824 | -75.99801300358129 | PQ | 2771.281 | False | -1 | ABCN | 8101201
node_1370437_651_15297423_338 |  | 42.1124394587273 | -75.99800757068495 | PQ | 2771.281 | False | -1 | ABCN | 8101201
node_1370486_013_15297737_637 |  | 42.11330032571665 | -75.99782357507368 | PQ | 2771.281 | False | -1 | AN | 8101201
node_1370495_438_15296829_832 |  | 42.110813841963086 | -75.99778771719691 | PQ | 2771.281 | False | -1 | ABCN | 8101201
node_1370501_025_15294349_359 |  | 42.104019810408225 | -75.9977664611802 | PQ | 7199.558 | False | -1 | ABCN | 8101201
node_1370507_875_15294551_579 |  | 42.104573692293265 | -75.99774040001778 | PQ | 7199.558 | False | -1 | ABCN | 8101201
node_1370515_244_15296831_319 |  | 42.11081791486568 | -75.99771236429429 | PQ | 2771.281 | False | -1 | ABCN | 8101201
node_1370527_671_15294553_365 |  | 42.10457858415879 | -75.99766508516065 | PQ | 7199.558 | False | -1 | ABCN | 8101201
node_1370534_123_15296839_637 |  | 42.11084069792136 | -75.99764053820883 | PQ | 2771.281 | False | -1 | ABCN | 8101201
node_1370547_1_15294548_214 |  | 42.10456447553654 | -75.99759116657309 | PQ | 7199.558 | False | -1 | ABCN | 8101201
node_1370656_788_15294443_474 |  | 42.1042775920006 | -75.99717385317396 | PQ | 7199.558 | False | -1 | ABCN | 8101201
node_1370670_755_15294445_392 |  | 42.10428284541498 | -75.99712071503446 | PQ | 7199.558 | False | -1 | ABCN | 8101201
node_1370683_624_15294441_775 |  | 42.104272938428636 | -75.99707175429003 | PQ | 7199.558 | False | -1 | ABCN | 8101201
node_1370774_816_15297120_943 |  | 42.11161119687078 | -75.996724809834 | PQ | 2771.281 | False | -1 | ABCN | 8101201
node_1370777_808_15297068_325 |  | 42.11146707582921 | -75.99671342662262 | PQ | 2771.281 | False | -1 | ABCN | 8101201
node_1370778_893_15297094_923 |  | 42.11153992792286 | -75.99670929868667 | PQ | 2771.281 | False | -1 | ABCN | 8101201
node_1370813_4_15295702_436 |  | 42.10772589704338 | -75.99657801510538 | PQ | 2771.281 | False | -1 | ABCN | 8101201
node_1370819_574_15295677_19 |  | 42.10765674808645 | -75.99655452581827 | PQ | 2771.281 | False | -1 | ABCN | 8101201
node_1370820_66_15295650_613 |  | 42.107583953511934 | -75.99655039407777 | PQ | 2771.281 | False | -1 | ABCN | 8101201
node_1370899_789_15294369_451 |  | 42.10407484252589 | -75.99624934389945 | PQ | 7199.558 | False | -1 | ABCN | 8101201
node_1370965_466_15294221_851 |  | 42.103670565173346 | -75.99599947251775 | PQ | 7199.558 | False | -1 | ABCN | 8101201
node_1370983_037_15294209_669 |  | 42.10363719859673 | -75.99593262278272 | PQ | 7199.558 | False | -1 | ABCN | 8101201
node_1371002_389_15294204_03 |  | 42.10362175333933 | -75.99585899714546 | PQ | 7199.558 | False | -1 | ABCN | 8101201
node_1371126_56_15294280_288 |  | 42.103830624493476 | -75.9953865824594 | PQ | 7199.558 | False | -1 | ABCN | 8101201
node_1371479_845_15294139_758 |  | 42.10344571191655 | -75.9940424922744 | PQ | 7199.558 | False | -1 | ABCN | 8101201
node_1371604_384_15294389_876 |  | 42.1041307867327 | -75.99356867751423 | PQ | 7199.558 | False | -1 | ABCN | 8101201
node_1371635_308_15295070_933 |  | 42.10599620625094 | -75.99345102563294 | PQ | 7199.558 | False | -1 | ABCN | 8101201
node_1371637_592_15295097_404 |  | 42.10606871049077 | -75.99344233604243 | PQ | 7199.558 | False | -1 | ABCN | 8101201
node_1371638_199_15295044_617 |  | 42.105924126557106 | -75.99344002668103 | PQ | 7199.558 | False | -1 | ABCN | 8101201
node_1371704_386_15294012_244 |  | 42.10309645024764 | -75.99318821497923 | PQ | 7199.558 | False | -1 | ABCN | 8101201
node_1371720_19_15293996_306 |  | 42.10305279596278 | -75.99312808788274 | PQ | 7199.558 | False | -1 | ABCN | 8101201
node_1371738_556_15293986_431 |  | 42.10302574827405 | -75.99305821353104 | PQ | 7199.558 | False | -1 | ABCN | 8101201
node_1371750_65_15294817_209 |  | 42.10530125457752 | -75.9930122013123 | PQ | 7199.558 | False | -1 | ABCN | 8101201
node_1371845_06_15294513_573 |  | 42.10446959361399 | -75.99265301381675 | PQ | 7199.558 | False | -1 | ABCN | 8101201
node_1371978_544_15295052_589 |  | 42.105945961916554 | -75.99214516736345 | PQ | 7199.558 | False | -1 | ABCN | 8101201
node_1372034_096_15295433_963 |  | 42.10699054776377 | -75.991933817043 | PQ | 7199.558 | False | -1 | ABCN | 8101201
node_1372041_738_15293941_092 |  | 42.10290156446045 | -75.99190474267756 | PQ | 7199.558 | False | -1 | ABCN | 8101201
node_1372042_584_15295458_107 |  | 42.10705667833559 | -75.99190152402889 | PQ | 7199.558 | False | -1 | ABCN | 8101201
node_1372055_421_15295478_521 |  | 42.10711259241333 | -75.99185268503005 | PQ | 7199.558 | False | -1 | ABCN | 8101201
node_1372176_873_15294948_671 |  | 42.10566132984392 | -75.99139061491344 | PQ | 7199.558 | False | -1 | ABCN | 8101201
node_1372183_477_15294973_84 |  | 42.10573026789734 | -75.99136548967013 | PQ | 7199.558 | False | -1 | ABCN | 8101201
node_1372185_016_15295000_402 |  | 42.10580302138676 | -75.99135963446882 | PQ | 7199.558 | False | -1 | ABCN | 8101201
node_1372236_008_15295202_102 |  | 42.10635547898845 | -75.991165632893 | PQ | 7199.558 | False | -1 | ABCN | 8101201
node_1372252_838_15295216_34 |  | 42.10639447696233 | -75.99110160232897 | PQ | 7199.558 | False | -1 | ABCN | 8101201
node_1372266_38_15295235_918 |  | 42.106448101230676 | -75.9910500811229 | PQ | 7199.558 | False | -1 | ABCN | 8101201
node_1372356_19_15295571_124 |  | 42.107366232627946 | -75.99070839455395 | PQ | 7199.558 | False | -1 | ABCN | 8101201
node_1372372_16_15295587_056 |  | 42.10740987047876 | -75.99064763590228 | PQ | 7199.558 | False | -1 | ABCN | 8101201
node_1372390_629_15295596_924 |  | 42.10743689899445 | -75.99057736968201 | PQ | 7199.558 | False | -1 | ABCN | 8101201
node_1372577_461_15295697_435 |  | 42.1077121992721 | -75.98986655813484 | PQ | 7199.558 | False | -1 | ABCN | 8101201
node_1372591_083_15295716_913 |  | 42.10776554963981 | -75.98981473256482 | PQ | 7199.558 | False | -1 | ABCN | 8101201
node_1372607_97_15295731_028 |  | 42.1078042107159 | -75.98975048514149 | PQ | 7199.558 | False | -1 | ABCN | 8101201
node_1372813_172_15295846_307 |  | 42.108119960640856 | -75.98896978402442 | PQ | 7199.558 | False | -1 | ABCN | 8101201
node_1372828_225_15295863_779 |  | 42.10816781656161 | -75.98891251414443 | PQ | 7199.558 | False | -1 | ABCN | 8101201
node_1372889_673_15296028_343 |  | 42.108618558419636 | -75.98867873220155 | PQ | 7199.558 | False | -1 | ABCN | 8101201
node_1372903_972_15296046_924 |  | 42.10866945189855 | -75.9886243309517 | PQ | 7199.558 | False | -1 | ABCN | 8101201
node_1372921_339_15296059_936 |  | 42.108705091850524 | -75.98855825734472 | PQ | 7199.558 | False | -1 | ABCN | 8101201
node_1373508_178_15295644_225 |  | 42.10756645673871 | -75.98632559946205 | PQ | 7199.558 | False | -1 | ABCN | 8101201
node_1373527_744_15295640_08 |  | 42.10755510355696 | -75.98625115965125 | PQ | 7199.558 | False | -1 | ABCN | 8101201
node_1373547_478_15295642_883 |  | 42.10756278099205 | -75.98617608067617 | PQ | 7199.558 | False | -1 | ABCN | 8101201
node_1373606_234_15296210_748 |  | 42.10911816689179 | -75.9859525405799 | PQ | 7199.558 | False | -1 | ABCN | 8101201
node_1373669_924_15296390_784 |  | 42.10961128665767 | -75.98571022883759 | PQ | 7199.558 | False | -1 | ABCN | 8101201
node_1373688_287_15296380_907 |  | 42.10958423349092 | -75.98564036589954 | PQ | 7199.558 | False | -1 | ABCN | 8101201
node_1373704_089_15296364_967 |  | 42.109540573728054 | -75.98558024641216 | PQ | 7199.558 | False | -1 | ABCN | 8101201
node_1373876_834_15295982_59 |  | 42.10849324065736 | -75.98492302955039 | PQ | 7199.558 | False | -1 | ABCN | 8101201
node_1373892_217_15295965_928 |  | 42.10844760333183 | -75.98486450416914 | PQ | 7199.558 | False | -1 | ABCN | 8101201
node_1373910_313_15295955_211 |  | 42.10841824939967 | -75.98479565704575 | PQ | 7199.558 | False | -1 | ABCN | 8101201
node_1374087_058_15296247_773 |  | 42.10921957860574 | -75.98412322198695 | PQ | 7199.558 | False | -1 | ABCN | 8101201
node_1374103_204_15296253_673 |  | 42.10923573874381 | -75.98406179373461 | PQ | 7199.558 | False | -1 | ABCN | 8101201
node_1374120_434_15296254_9 |  | 42.109239099504734 | -75.98399624135088 | PQ | 7199.558 | False | -1 | ABCN | 8101201
node_8101201_200859868 |  | 42.09998034834159 | -76.00893195342752 | PQ | 7199.558 | False | -1 | ABCN | 8101201
node_8101201_200859874 |  | 42.09768464460453 | -76.01040735382566 | PQ | 7199.558 | False | -1 | ABCN | 8101201
node_8101201_200859892 |  | 42.09627712122917 | -76.01208624434545 | PQ | 7199.558 | False | -1 | ABCN | 8101201
node_8101201_200859893 |  | 42.09652274711091 | -76.01417615173537 | PQ | 7199.558 | False | -1 | ABCN | 8101201
node_8101201_200860296 |  | 42.10009765724899 | -76.01127243604074 | PQ | 7199.558 | False | -1 | ABCN | 8101201
node_8101201_200860297 |  | 42.099621174208316 | -76.01169558181388 | PQ | 7199.558 | False | -1 | ABCN | 8101201
node_8101201_200860298 |  | 42.09963480350443 | -76.01170306916683 | PQ | 7199.558 | False | -1 | ABCN | 8101201
node_8101201_200860299 |  | 42.099616068700286 | -76.01176240491706 | PQ | 7199.558 | False | -1 | ABCN | 8101201
node_8101201_200860300 |  | 42.09963461451298 | -76.01255102710569 | PQ | 7199.558 | False | -1 | ABCN | 8101201
node_8101201_200860301 |  | 42.09906237580669 | -76.01345060897346 | PQ | 7199.558 | False | -1 | ABCN | 8101201
node_8101201_200860302 |  | 42.09902576898544 | -76.01342056825251 | PQ | 7199.558 | False | -1 | ABCN | 8101201
node_8101201_200860303 |  | 42.09848804997748 | -76.01463197097755 | PQ | 7199.558 | False | -1 | ABCN | 8101201
node_8101201_200861049 |  | 42.10760325802942 | -75.99683855824775 | PQ | 2771.281 | False | -1 | ABCN | 8101201
node_8101201_200861051 |  | 42.10719571030317 | -75.99917467704296 | PQ | 2771.281 | False | -1 | ABCN | 8101201
node_8101201_200861052 |  | 42.10711442480864 | -75.99989895288996 | PQ | 2771.281 | False | -1 | ABCD | 8101201
node_8101201_200861053 |  | 42.10703280515534 | -76.00058307171955 | PQ | 2771.281 | False | -1 | ABCD | 8101201
node_8101201_200862027 |  | 42.09600256322227 | -76.00767437488813 | PQ | 7199.558 | False | -1 | ABCN | 8101201
node_8101201_200862028 |  | 42.095896982740506 | -76.00853625367273 | PQ | 7199.558 | False | -1 | ABCN | 8101201
node_8101201_200862653 |  | 42.1034203103707 | -75.99923606724981 | PQ | 7199.558 | False | -1 | ABCN | 8101201
node_8101201_200862654 |  | 42.10419655849467 | -75.99842476614305 | PQ | 7199.558 | False | -1 | ABCN | 8101201
node_8101201_200862655 |  | 42.101319256866276 | -76.00388311491959 | PQ | 7199.558 | False | -1 | ABCN | 8101201
node_8101201_200862658 |  | 42.1009794776377 | -76.00572156823532 | PQ | 7199.558 | False | -1 | ABCN | 8101201
node_8101201_200862659 |  | 42.10089310033018 | -76.00653035453502 | PQ | 7199.558 | False | -1 | ABCN | 8101201
node_8101201_200862660 |  | 42.100980554067235 | -76.00665978149625 | PQ | 7199.558 | False | -1 | ABCN | 8101201
node_8101201_200862662 |  | 42.10078395092301 | -76.00738206375945 | PQ | 7199.558 | False | -1 | ABCN | 8101201
node_8101201_200862663 |  | 42.10057686560108 | -76.00815818039466 | PQ | 7199.558 | False | -1 | ABCN | 8101201
node_8101201_200862664 |  | 42.10044325412727 | -76.00888979521719 | PQ | 7199.558 | False | -1 | ABCN | 8101201
node_8101201_200862665 |  | 42.10032067537146 | -76.0095993740904 | PQ | 7199.558 | False | -1 | ABCN | 8101201
node_8101201_200862666 |  | 42.10406927412577 | -75.9993577747806 | PQ | 7199.558 | False | -1 | ABCN | 8101201
node_8101201_200862667 |  | 42.104019531029564 | -75.99971056682885 | PQ | 7199.558 | False | -1 | ABCN | 8101201
node_8101201_200862668 |  | 42.10382762802041 | -76.00024706153808 | PQ | 7199.558 | False | -1 | ABCN | 8101201
node_8101201_200862669 |  | 42.1037530969158 | -76.00054345114356 | PQ | 7199.558 | False | -1 | ABCN | 8101201
node_8101201_200862671 |  | 42.1037312779904 | -76.00093235216882 | PQ | 7199.558 | False | -1 | ABCN | 8101201
node_8101201_200862673 |  | 42.10326621112862 | -76.00134008190837 | PQ | 7199.558 | False | -1 | ABCN | 8101201
node_8101201_200862674 |  | 42.10281051166891 | -76.00173718554184 | PQ | 7199.558 | False | -1 | ABCN | 8101201
node_8101201_200862675 |  | 42.10236870444995 | -76.00212405874235 | PQ | 7199.558 | False | -1 | ABCN | 8101201
node_8101201_200862676 |  | 42.10191704776377 | -76.00254593379604 | PQ | 7199.558 | False | -1 | ABCN | 8101201
node_8101201_200862677 |  | 42.10147852187453 | -76.00293328256521 | PQ | 7199.558 | False | -1 | ABCN | 8101201
node_8101201_200862678 |  | 42.10126968358848 | -76.00305031430497 | PQ | 7199.558 | False | -1 | ABCN | 8101201
node_8101201_200862679 |  | 42.101117194882185 | -76.0026527236892 | PQ | 7199.558 | False | -1 | ABCN | 8101201
node_8101201_200862680 |  | 42.101278796262946 | -76.00345793751714 | PQ | 7199.558 | False | -1 | ABCN | 8101201
node_8101201_200863051 |  | 42.0979851190905 | -76.00892227084965 | PQ | 7199.558 | False | -1 | ABCN | 8101201
node_8101201_200863052 |  | 42.098193231539845 | -76.00777429756987 | PQ | 7199.558 | False | -1 | ABCN | 8101201
node_8101201_200863053 |  | 42.098124246923305 | -76.00818764662867 | PQ | 7199.558 | False | -1 | ABCN | 8101201
node_8101201_200863054 |  | 42.09826268452649 | -76.00736572322039 | PQ | 7199.558 | False | -1 | ABN | 8101201
node_8101201_200863055 |  | 42.09832908352094 | -76.00699153058255 | PQ | 7199.558 | False | -1 | ABN | 8101201
node_8101201_200863057 |  | 42.098396956100856 | -76.00656551237472 | PQ | 7199.558 | False | -1 | ABN | 8101201
node_8101201_200863090 |  | 42.092825003489416 | -76.0059224636544 | PQ | 7199.558 | False | -1 | ABCN | 8101201
node_8101201_200863092 |  | 42.092559612937116 | -76.00589095818198 | PQ | 7199.558 | False | -1 | ABCN | 8101201
node_8101201_200863649 |  | 42.10458448397869 | -75.9927629158312 | PQ | 7199.558 | False | -1 | ABCN | 8101201
node_8101201_200863650 |  | 42.10358619829657 | -75.993633073315 | PQ | 7199.558 | False | -1 | ABCN | 8101201
node_8101201_200863651 |  | 42.104105083896144 | -75.99345189307017 | PQ | 7199.558 | False | -1 | ABCN | 8101201
node_8101201_200863652 |  | 42.10467687066637 | -75.99321412776423 | PQ | 7199.558 | False | -1 | ABCN | 8101201
node_8101201_200863653 |  | 42.105211196045325 | -75.99299825383471 | PQ | 7199.558 | False | -1 | ABCN | 8101201
node_8101201_200863654 |  | 42.10530325953024 | -75.99275547413285 | PQ | 7199.558 | False | -1 | ABCN | 8101201
node_8101201_200863655 |  | 42.10576898923158 | -75.9927721380586 | PQ | 7199.558 | False | -1 | ABCN | 8101201
node_8101201_200863657 |  | 42.10600688289809 | -75.99245981119627 | PQ | 7199.558 | False | -1 | ABCN | 8101201
node_8101201_200863658 |  | 42.10587851388264 | -75.99221927617846 | PQ | 7199.558 | False | -1 | ABCN | 8101201
node_8101201_200863659 |  | 42.10600572429836 | -75.9931505765734 | PQ | 7199.558 | False | -1 | ABCN | 8101201
node_8101201_200863660 |  | 42.105758003076694 | -75.99169093842285 | PQ | 7199.558 | False | -1 | ABCN | 8101201
node_8101201_200863661 |  | 42.10629325697884 | -75.99214111932304 | PQ | 7199.558 | False | -1 | ABCN | 8101201
node_8101201_200863662 |  | 42.10892525592826 | -75.98455861840871 | PQ | 7199.558 | False | -1 | ABCN | 8101201
node_8101201_200863663 |  | 42.10903506543599 | -75.98402195629932 | PQ | 7199.558 | False | -1 | ABCN | 8101201
node_8101201_200863664 |  | 42.10913999403422 | -75.98354025090397 | PQ | 7199.558 | False | -1 | ABCN | 8101201
node_8101201_200863665 |  | 42.10674239377908 | -75.9914128867448 | PQ | 7199.558 | False | -1 | ABCN | 8101201
node_8101201_200863666 |  | 42.10657463511181 | -75.99131512885158 | PQ | 7199.558 | False | -1 | ABCN | 8101201
node_8101201_200863667 |  | 42.10686157616689 | -75.99166693552158 | PQ | 7199.558 | False | -1 | ABCN | 8101201
node_8101201_200863668 |  | 42.10715089741858 | -75.99050881931346 | PQ | 7199.558 | False | -1 | ABCN | 8101201
node_8101201_200863670 |  | 42.10754799857422 | -75.98965566055575 | PQ | 7199.558 | False | -1 | ABCN | 8101201
node_8101201_200863672 |  | 42.10792463113463 | -75.98874608794164 | PQ | 7199.558 | False | -1 | ABCN | 8101201
node_8101201_200863674 |  | 42.10808438368603 | -75.98817779100516 | PQ | 7199.558 | False | -1 | ABCN | 8101201
node_8101201_200863675 |  | 42.10842886578868 | -75.9884312348586 | PQ | 7199.558 | False | -1 | ABCN | 8101201
node_8101201_200863677 |  | 42.10833008078193 | -75.98720187846561 | PQ | 7199.558 | False | -1 | ABCN | 8101201
node_8101201_200863678 |  | 42.10853690315924 | -75.9862157354931 | PQ | 7199.558 | False | -1 | ABCN | 8101201
node_8101201_200863679 |  | 42.107779458314575 | -75.98624587893688 | PQ | 7199.558 | False | -1 | ABCN | 8101201
node_8101201_200863680 |  | 42.10901564861924 | -75.98596469991934 | PQ | 7199.558 | False | -1 | ABCN | 8101201
node_8101201_200863681 |  | 42.109331998386615 | -75.98576962926518 | PQ | 7199.558 | False | -1 | ABCN | 8101201
node_8101201_200863682 |  | 42.10877026103107 | -75.98528332797433 | PQ | 7199.558 | False | -1 | ABCN | 8101201
node_8101201_200863738 |  | 42.09629847178448 | -76.00777395135589 | PQ | 7199.558 | False | -1 | ABCN | 8101201
node_8101201_200863739 |  | 42.09622901058082 | -76.00835769095781 | PQ | 7199.558 | False | -1 | ABCN | 8101201
node_8101201_200863740 |  | 42.09614656922557 | -76.00911242983072 | PQ | 7199.558 | False | -1 | ABCN | 8101201
node_8101201_200863741 |  | 42.0960743881885 | -76.00973017449392 | PQ | 7199.558 | False | -1 | ABCN | 8101201
node_8101201_200863742 |  | 42.09601256333483 | -76.01027742085935 | PQ | 7199.558 | False | -1 | ABCN | 8101201
node_8101201_200863743 |  | 42.095956668430134 | -76.01075312648052 | PQ | 7199.558 | False | -1 | ABCN | 8101201
node_8101201_200863744 |  | 42.09586859841663 | -76.0115042243998 | PQ | 7199.558 | False | -1 | ABCN | 8101201
node_8101201_200863746 |  | 42.095794467206964 | -76.01225848009496 | PQ | 7199.558 | False | -1 | ABCN | 8101201
node_8101201_200863747 |  | 42.095740002063636 | -76.01276932453308 | PQ | 7199.558 | False | -1 | ABCN | 8101201
node_8101201_200863748 |  | 42.09563453662014 | -76.01351680432602 | PQ | 7199.558 | False | -1 | ABCN | 8101201
node_8101201_200863749 |  | 42.09557065477262 | -76.01421379775029 | PQ | 7199.558 | False | -1 | ABCN | 8101201
node_8101201_200863750 |  | 42.09548100435239 | -76.01471642055745 | PQ | 7199.558 | False | -1 | ABCN | 8101201
node_8101201_200863751 |  | 42.09539127997899 | -76.01563779868792 | PQ | 7199.558 | False | -1 | ABCN | 8101201
node_8101201_200863752 |  | 42.09528862749512 | -76.01652261129546 | PQ | 7199.558 | False | -1 | ABCN | 8101201
node_8101201_200863753 |  | 42.09520410175596 | -76.01739524173628 | PQ | 7199.558 | False | -1 | ABCN | 8101201
node_8101201_200865064 |  | 42.10552785258142 | -76.00050043690963 | PQ | 7199.558 | False | -1 | ABCN | 8101201
node_8101201_200865065 |  | 42.1037910814573 | -76.01238208990038 | PQ | 7199.558 | False | -1 | ABCN | 8101201
node_8101201_200865067 |  | 42.09687414520486 | -76.02222626979913 | PQ | 2771.281 | False | -1 | ABCN | 8101201
node_8101201_200865083 |  | 42.103144232215215 | -75.99254651687389 | PQ | 7199.558 | False | -1 | ABCN | 8101201
node_8101201_200865084 |  | 42.10329607725499 | -75.99300257580268 | PQ | 7199.558 | False | -1 | ABCN | 8101201
node_8101201_200865085 |  | 42.10340921739457 | -75.99338351390634 | PQ | 7199.558 | False | -1 | ABCN | 8101201
node_8101201_200865086 |  | 42.10351792034369 | -75.9937955085456 | PQ | 7199.558 | False | -1 | ABCN | 8101201
node_8101201_200865088 |  | 42.10355456825004 | -75.99400555390565 | PQ | 7199.558 | False | -1 | ABCN | 8101201
node_8101201_200865089 |  | 42.10363519638301 | -75.99448179596826 | PQ | 7199.558 | False | -1 | ABCN | 8101201
node_8101201_200865091 |  | 42.10372426887288 | -75.99495241490706 | PQ | 7199.558 | False | -1 | ABCN | 8101201
node_8101201_200865092 |  | 42.103822125356444 | -75.99534497971327 | PQ | 7199.558 | False | -1 | ABCN | 8101201
node_8101201_200865093 |  | 42.10391873833108 | -75.99581785094523 | PQ | 7199.558 | False | -1 | ABCN | 8101201
node_8101201_200865094 |  | 42.10399802982891 | -75.99627234239972 | PQ | 7199.558 | False | -1 | ABCN | 8101201
node_8101201_200865096 |  | 42.10408911274951 | -75.99672167108086 | PQ | 7199.558 | False | -1 | ABCN | 8101201
node_8101201_200865098 |  | 42.10418146383011 | -75.9971236064919 | PQ | 7199.558 | False | -1 | ABCN | 8101201
node_8101201_200865101 |  | 42.1043199507354 | -75.99770107619663 | PQ | 7199.558 | False | -1 | ABCN | 8101201
node_8101201_200865103 |  | 42.10480413038421 | -75.9996772427819 | PQ | 7199.558 | False | -1 | ABCN | 8101201
node_8101201_200865105 |  | 42.10511989674321 | -76.00093347451086 | PQ | 7199.558 | False | -1 | ABCN | 8101201
node_8101201_200865107 |  | 42.10521787922107 | -76.00130723343007 | PQ | 7199.558 | False | -1 | ABCN | 8101201
node_8101201_200865108 |  | 42.10531196135375 | -76.00169255817903 | PQ | 7199.558 | False | -1 | ABCN | 8101201
node_8101201_200865109 |  | 42.10540413165991 | -76.0020830038513 | PQ | 7199.558 | False | -1 | ABCN | 8101201
node_8101201_200865110 |  | 42.105195874043226 | -76.00244338597531 | PQ | 7199.558 | False | -1 | ABCN | 8101201
node_8101201_200865111 |  | 42.10483636849017 | -76.00301921591932 | PQ | 7199.558 | False | -1 | ABCN | 8101201
node_8101201_200865112 |  | 42.10463916550353 | -76.00296073619266 | PQ | 7199.558 | False | -1 | ABCN | 8101201
node_8101201_200865113 |  | 42.104631438766326 | -76.0023358047359 | PQ | 7199.558 | False | -1 | ABCN | 8101201
node_8101201_200865115 |  | 42.10441186083596 | -76.00168771498782 | PQ | 7199.558 | False | -1 | ABCN | 8101201
node_8101201_200865116 |  | 42.10455388379859 | -76.00139022586761 | PQ | 7199.558 | False | -1 | ABCN | 8101201
node_8101201_200865119 |  | 42.10415371221672 | -76.00415607991528 | PQ | 7199.558 | False | -1 | ABCN | 8101201
node_8101201_200865121 |  | 42.10392793317575 | -76.00451334230891 | PQ | 7199.558 | False | -1 | ABCN | 8101201
node_8101201_200865123 |  | 42.10371266370254 | -76.0047896515034 | PQ | 7199.558 | False | -1 | ABCN | 8101201
node_8101201_200865127 |  | 42.103469796000304 | -76.00515154022892 | PQ | 7199.558 | False | -1 | ABCN | 8101201
node_8101201_200865128 |  | 42.103236062884584 | -76.00547983097994 | PQ | 7199.558 | False | -1 | ABCN | 8101201
node_8101201_200865129 |  | 42.102994238743804 | -76.00582834291028 | PQ | 7199.558 | False | -1 | ABCN | 8101201
node_8101201_200865130 |  | 42.10275020148582 | -76.0061853503991 | PQ | 7199.558 | False | -1 | ABCN | 8101201
node_8101201_200865131 |  | 42.102990625994295 | -76.00642675285414 | PQ | 7199.558 | False | -1 | ABCN | 8101201
node_8101201_200865132 |  | 42.103252255890744 | -76.00675181734738 | PQ | 7199.558 | False | -1 | ABCN | 8101201
node_8101201_200865133 |  | 42.10251838841363 | -76.00650989747365 | PQ | 7199.558 | False | -1 | ABCN | 8101201
node_8101201_200865136 |  | 42.10244701812247 | -76.00692702064532 | PQ | 7199.558 | False | -1 | ABCN | 8101201
node_8101201_200865137 |  | 42.10228868985442 | -76.00727900993367 | PQ | 7199.558 | False | -1 | ABCN | 8101201
node_8101201_200865138 |  | 42.10209772632448 | -76.0077322915415 | PQ | 7199.558 | False | -1 | ABCN | 8101201
node_8101201_200865140 |  | 42.101867449834906 | -76.00829646434659 | PQ | 7199.558 | False | -1 | ABCN | 8101201
node_8101201_200865142 |  | 42.10162821405523 | -76.00890207249765 | PQ | 7199.558 | False | -1 | ABCN | 8101201
node_8101201_200865143 |  | 42.10139346476812 | -76.009526433272 | PQ | 7199.558 | False | -1 | ABCN | 8101201
node_8101201_200865144 |  | 42.101165730076545 | -76.01010810319913 | PQ | 7199.558 | False | -1 | ABCN | 8101201
node_8101201_200865145 |  | 42.100955368902895 | -76.01062395442408 | PQ | 7199.558 | False | -1 | ABCN | 8101201
node_8101201_200865146 |  | 42.100686466944325 | -76.0113064791475 | PQ | 7199.558 | False | -1 | ABCN | 8101201
node_8101201_200865148 |  | 42.100505758254535 | -76.01173213211861 | PQ | 7199.558 | False | -1 | ABCN | 8101201
node_8101201_200865149 |  | 42.100888441280205 | -76.01220386579035 | PQ | 7199.558 | False | -1 | ABCN | 8101201
node_8101201_200865151 |  | 42.10029297032118 | -76.01224851598046 | PQ | 7199.558 | False | -1 | ABCN | 8101201
node_8101201_200865153 |  | 42.10009343917905 | -76.01276474005122 | PQ | 7199.558 | False | -1 | ABCN | 8101201
node_8101201_200865154 |  | 42.09986750675371 | -76.01327214517681 | PQ | 7199.558 | False | -1 | ABCN | 8101201
node_8101201_200865155 |  | 42.099669928523184 | -76.01370057166433 | PQ | 7199.558 | False | -1 | ABCN | 8101201
node_8101201_200865157 |  | 42.099486357571664 | -76.01411379136846 | PQ | 2771.281 | False | -1 | ABCN | 8101201
node_8101201_200865158 |  | 42.09924712727 | -76.0146134390181 | PQ | 2771.281 | False | -1 | ABCN | 8101201
node_8101201_200865159 |  | 42.099070275101305 | -76.01502378628754 | PQ | 2771.281 | False | -1 | ABCN | 8101201
node_8101201_200865160 |  | 42.098775043073694 | -76.01565259457999 | PQ | 2771.281 | False | -1 | ABCD | 8101201
node_8101201_200865163 |  | 42.09862406355995 | -76.0162407664818 | PQ | 2771.281 | False | -1 | ABCN | 8101201
node_8101201_200865164 |  | 42.09845870700135 | -76.01676701173531 | PQ | 2771.281 | False | -1 | ABCD | 8101201
node_8101201_200865165 |  | 42.098659728162986 | -76.01672547366651 | PQ | 2771.281 | False | -1 | AD | 8101201
node_8101201_200865166 |  | 42.09932689261594 | -76.01737982189813 | PQ | 2771.281 | False | -1 | AN | 8101201
node_8101201_200865167 |  | 42.099994908899895 | -76.01801963294703 | PQ | 2771.281 | False | -1 | AN | 8101201
node_8101201_200865168 |  | 42.098355588886385 | -76.01716936945131 | PQ | 2771.281 | False | -1 | ABCD | 8101201
node_8101201_200865169 |  | 42.09820028174246 | -76.01778721303279 | PQ | 2771.281 | False | -1 | ABCN | 8101201
node_8101201_200865170 |  | 42.098099185014256 | -76.01833016025756 | PQ | 2771.281 | False | -1 | ABCD | 8101201
node_8101201_200865171 |  | 42.0987618492796 | -76.01851519070622 | PQ | 2771.281 | False | -1 | ABCN | 8101201
node_8101201_200865172 |  | 42.09944900574065 | -76.01866308114502 | PQ | 2771.281 | False | -1 | ABCN | 8101201
node_8101201_200865176 |  | 42.09796718681525 | -76.0187879388426 | PQ | 2771.281 | False | -1 | ABCN | 8101201
node_8101201_200865177 |  | 42.097836078793335 | -76.01925723379827 | PQ | 2771.281 | False | -1 | ABCD | 8101201
node_8101201_200865178 |  | 42.09767408847366 | -76.0198771128136 | PQ | 2771.281 | False | -1 | ABCN | 8101201
node_8101201_200865179 |  | 42.09743966512832 | -76.02034920030842 | PQ | 2771.281 | False | -1 | ABCD | 8101201
node_8101201_200865180 |  | 42.097227430474256 | -76.0195015010789 | PQ | 2771.281 | False | -1 | ABCN | 8101201
node_8101201_200865182 |  | 42.097570636199904 | -76.02099544104557 | PQ | 2771.281 | False | -1 | ABCD | 8101201
node_8101201_200865183 |  | 42.09761259230076 | -76.02167149423072 | PQ | 2771.281 | False | -1 | ABCN | 8101201
node_8101201_200865184 |  | 42.097676435802185 | -76.02235719194823 | PQ | 2771.281 | False | -1 | ABCD | 8101201
node_8101201_200865185 |  | 42.097519792023114 | -76.02223316364238 | PQ | 2771.281 | False | -1 | ABCN | 8101201
node_8101201_200865513 |  | 42.102911906948826 | -75.99193487090315 | PQ | 7199.558 | False | -1 | ABCN | 8101201
node_8101201_200867145 |  | 42.111080629408676 | -75.99774989997728 | PQ | 2771.281 | False | -1 | ABCN | 8101201
node_8101201_200867146 |  | 42.1115142278253 | -75.99700253432081 | PQ | 2771.281 | False | -1 | ABCN | 8101201
node_8101201_200867147 |  | 42.11321996874531 | -75.9978807079899 | PQ | 2771.281 | False | -1 | AN | 8101201
node_8101201_200867148 |  | 42.10721578174246 | -76.00148889304809 | PQ | 2771.281 | False | -1 | ABCD | 8101201
node_8101201_200867149 |  | 42.10860009477713 | -76.00109985505905 | PQ | 2771.281 | False | -1 | ABCN | 8101201
node_8101201_200867152 |  | 42.10859014122768 | -76.00133426475256 | PQ | 2771.281 | False | -1 | ABCD | 8101201
node_8101201_200867153 |  | 42.10861933081945 | -76.00144599295065 | PQ | 2771.281 | False | -1 | ABCN | 8101201
node_8101201_200867154 |  | 42.10898953219271 | -76.00117623138543 | PQ | 2771.281 | False | -1 | ABCD | 8101201
node_8101201_200867155 |  | 42.10936684950473 | -76.00099980682718 | PQ | 2771.281 | False | -1 | ABCN | 8101201
node_8101201_200867157 |  | 42.10970316936815 | -76.0006192149375 | PQ | 2771.281 | False | -1 | ABCD | 8101201
node_8101201_200867158 |  | 42.110150553204264 | -76.00009129948685 | PQ | 2771.281 | False | -1 | ABCD | 8101201
node_8101201_200867159 |  | 42.11054196270449 | -75.99962351493726 | PQ | 2771.281 | False | -1 | ABCN | 8101201
node_8101201_200867160 |  | 42.111058435239386 | -76.00003594329515 | PQ | 2771.281 | False | -1 | ABCN | 8101201
node_8101201_200867161 |  | 42.11095515278404 | -75.9991708572755 | PQ | 2771.281 | False | -1 | ABCD | 8101201
node_8101201_200867162 |  | 42.1060043794462 | -76.00195170124726 | PQ | 2771.281 | False | -1 | ABCN | 8101201
node_8101201_200867163 |  | 42.11138864711842 | -75.9986864430411 | PQ | 2771.281 | False | -1 | ABCD | 8101201
node_8101201_200867164 |  | 42.11242822606184 | -75.99833077475361 | PQ | 2771.281 | False | -1 | ABCN | 8101201
node_8101201_200867165 |  | 42.10632978436891 | -76.00178953613964 | PQ | 2771.281 | False | -1 | ABCN | 8101201
node_8101201_200867166 |  | 42.10676621765722 | -76.00157215180408 | PQ | 2771.281 | False | -1 | ABCD | 8101201
node_8101201_200867168 |  | 42.107272175146335 | -76.00150147088794 | PQ | 2771.281 | False | -1 | ABCD | 8101201
node_8101201_200867169 |  | 42.10764158768573 | -76.0014639085731 | PQ | 2771.281 | False | -1 | ABCN | 8101201
node_8101201_200867170 |  | 42.108227414603036 | -76.00139219281957 | PQ | 2771.281 | False | -1 | ABCD | 8101201
node_8101201_200867378 |  | 42.09722506397268 | -76.00826331530888 | PQ | 7199.558 | False | -1 | ABCN | 8101201
node_8101201_200867379 |  | 42.097100833595974 | -76.008302985344 | PQ | 7199.558 | False | -1 | ABCN | 8101201
node_8101201_200867380 |  | 42.097040079693826 | -76.0091000231956 | PQ | 7199.558 | False | -1 | ABCN | 8101201
node_8101201_200867381 |  | 42.0970003832733 | -76.00920078668273 | PQ | 7199.558 | False | -1 | ABCN | 8101201
node_8101201_200867385 |  | 42.09680173683026 | -76.00796088407918 | PQ | 7199.558 | False | -1 | ABCN | 8101201
node_8101201_200867387 |  | 42.096419965893745 | -76.0077089278045 | PQ | 7199.558 | False | -1 | ABCN | 8101201
node_8101201_200867388 |  | 42.10064394386913 | -76.0100918501647 | PQ | 7199.558 | False | -1 | ABCN | 8101201
node_8101201_200867389 |  | 42.100505993809094 | -76.00981352075455 | PQ | 7199.558 | False | -1 | ABCN | 8101201
node_8101201_200867390 |  | 42.10025108817349 | -76.00991533429728 | PQ | 7199.558 | False | -1 | ABCN | 8101201
node_8101201_200867391 |  | 42.100263725949276 | -76.01039552928655 | PQ | 7199.558 | False | -1 | ABCN | 8101201
node_8101201_200867392 |  | 42.09967598172745 | -76.00964499444056 | PQ | 7199.558 | False | -1 | ABCN | 8101201
node_8101201_200867393 |  | 42.09915985978538 | -76.00945811498096 | PQ | 7199.558 | False | -1 | ABCN | 8101201
node_8101201_200867394 |  | 42.098518496773224 | -76.00915669576136 | PQ | 7199.558 | False | -1 | ABCN | 8101201
node_8101201_200867395 |  | 42.09797121315473 | -76.0087819286366 | PQ | 7199.558 | False | -1 | ABCN | 8101201
node_8101201_200867396 |  | 42.09764161481315 | -76.00855866627242 | PQ | 7199.558 | False | -1 | ABCN | 8101201
node_8101201_200917373 |  | 42.11282210340688 | -75.99810963152338 | PQ | 2771.281 | False | -1 | AD | 8101201
node_8101201_200917417 |  | 42.11144958453399 | -75.99783128309048 | PQ | 2771.281 | False | -1 | ABCD | 8101201
node_8101201_200917418 |  | 42.104174383498425 | -75.99483084434003 | PQ | 7199.558 | False | -1 | AN | 8101201
node_8101201_200936881 |  | 42.106887153009154 | -76.00154282253384 | PQ | 2771.281 | False | -1 | ABCD | 8101201
node_8101201_200949194 |  | 42.104186843238786 | -76.00436902814641 | PQ | 7199.558 | False | -1 | ABCN | 8101201
node_8101201_200959306 |  | 42.10324323086448 | -76.01341018944213 | PQ | 7199.558 | False | -1 | AN | 8101201
node_8101201_200962536 |  | 42.105696161788984 | -76.00211418593702 | PQ | 7199.558 | False | -1 | ABCN | 8101201
node_8101201_200962537 |  | 42.10584091006304 | -76.0020372731692 | PQ | 2771.281 | False | -1 | ABCN | 8101201
node_8101201_200962538 |  | 42.1057953959928 | -76.00206647308477 | PQ | 2771.281 | False | -1 | ABCN | 8101201
node_8101201_200970504 |  | 42.10411506483566 | -76.00226776037242 | PQ | 7199.558 | False | -1 | ABCN | 8101201
node_8101201_200974831 |  | 42.09565508738556 | -76.0071479203844 | PQ | 7199.558 | False | -1 | ABCN | 8101201
node_8101201_200977872 |  | 42.103209549302115 | -76.01228734901474 | PQ | 7199.558 | False | -1 | ABCN | 8101201
node_8101201_200983422 |  | 42.10868512175447 | -75.98478594022694 | PQ | 7199.558 | False | -1 | ABCN | 8101201
node_8101201_201013501 |  | 42.10453021604383 | -76.00032029911131 | PQ | 7199.558 | False | -1 | ABCN | 8101201
node_8101201_201015285 |  | 42.09584165207114 | -76.00903898300729 | PQ | 7199.558 | False | -1 | ABCN | 8101201
node_8101201_201020654 |  | 42.10442620501276 | -76.00380615649718 | PQ | 7199.558 | False | -1 | ABCN | 8101201
node_8101201_201040464 |  | 42.10113203481915 | -76.00485394458133 | PQ | 7199.558 | False | -1 | ABCN | 8101201
node_8101201_201044664 |  | 42.10476041858022 | -76.0052638695458 | PQ | 7199.558 | False | -1 | ABCN | 8101201
node_8101201_201061066 |  | 42.1045745989044 | -75.99974434742172 | PQ | 7199.558 | False | -1 | ABCN | 8101201
node_8101201_201061071 |  | 42.10595283956176 | -76.00265333241708 | PQ | 7199.558 | False | -1 | AN | 8101201
node_8101201_310014574 |  | 42.096020298289055 | -76.00757810076912 | PQ | 7199.558 | False | -1 | ABCN | 8101201
node_8101201_310014689 |  | 42.106140858659764 | -76.01261164879358 | PQ | 7199.558 | False | -1 | AN | 8101201
node_8101201_310014690 |  | 42.106406008179505 | -76.01251887866445 | PQ | 7199.558 | False | -1 | AN | 8101201
node_8101201_310044979 |  | 42.09325626279453 | -76.00600214613408 | PQ | 7199.558 | False | -1 | ABCN | 8101201
node_8101201_310044991 |  | 42.09366812993396 | -76.0060798160072 | PQ | 7199.558 | False | -1 | ABCN | 8101201
node_8101201_310044995 |  | 42.094054464055226 | -76.00627740907753 | PQ | 7199.558 | False | -1 | ABCN | 8101201
node_8101201_310044998 |  | 42.09434064640552 | -76.00642504841608 | PQ | 7199.558 | False | -1 | ABCN | 8101201
node_8101201_310045003 |  | 42.09478197977637 | -76.00666841401852 | PQ | 7199.558 | False | -1 | ABCN | 8101201
node_8101201_310045006 |  | 42.095271023900644 | -76.00693801959723 | PQ | 7199.558 | False | -1 | ABCN | 8101201
node_8101201_311875784 |  | 42.10127365240882 | -76.01171786125434 | PQ | 7199.558 | False | -1 | ABCN | 8101201
node_8101201_311928288 |  | 42.09655078631997 | -76.00911780565883 | PQ | 7199.558 | False | -1 | ABCN | 8101201
node_8101201_311928290 |  | 42.09673280699384 | -76.0086714445261 | PQ | 7199.558 | False | -1 | ABCN | 8101201
node_8101201_311929464 |  | 42.09702095868978 | -76.0089882721702 | PQ | 7199.558 | False | -1 | ABCN | 8101201
node_8101201_312005097 |  | 42.09799193647756 | -76.01923517121712 | PQ | 2771.281 | False | -1 | AD | 8101201
node_8101201_312005099 |  | 42.098594646630644 | -76.01907685631335 | PQ | 2771.281 | False | -1 | AN | 8101201
node_8101201_312088396 |  | 42.101330125243884 | -76.01028569955854 | PQ | 7199.558 | False | -1 | ABCN | 8101201
node_8101201_312088400 |  | 42.102073932575415 | -76.0108318197774 | PQ | 7199.558 | False | -1 | ABCN | 8101201
node_8101201_312106094 |  | 42.10248059286357 | -76.01132499588876 | PQ | 7199.558 | False | -1 | ABCN | 8101201
node_8101201_312118272 |  | 42.10077872215969 | -76.01130717918457 | PQ | 7199.558 | False | -1 | ABCN | 8101201
node_220386526 |  | 42.1057129327255 | -76.00210612409714 | PQ | 7199.558 | False | -1 | ABCN | 8101201
node_220386774 |  | 42.09951855185352 | -76.01404091903194 | PQ | 7199.558 | False | -1 | ABCN | 8101201
node_220416192 |  | 42.09949640424733 | -76.014091047773 | PQ | 2771.281 | False | -1 | ABCN | 8101201
node_220463630 |  | 42.099508253189256 | -76.01406422950527 | PQ | 2771.281 | False | -1 | ABCN | 8101201
node_220511101 |  | 42.105789608472165 | -76.00206925801481 | PQ | 2771.281 | False | -1 | ABCN | 8101201
node_311908255 |  | 42.10578329780129 | -76.00207229024058 | PQ | 7199.558 | False | -1 | ABCN | 8101201
node_SOURCE_8101201 |  | 42.09288626684676 | -76.00647799632812 | SWING | 7199.558 | False | -1 | ABCN | 8101201
node_intto1_1365323_335_15291129_679 |  | 42.09520108610985 | -76.01746523783355 | PQ | 7199.558 | False | -1 | ABCN | 8101201
node_intto1_1366364_182_15292538_003 |  | 42.09905849463455 | -76.01350528415085 | PQ | 7199.558 | False | -1 | ABCN | 8101201
node_intto1_1368372_702_15290127_439 |  | 42.09245594428185 | -76.00586377087298 | PQ | 7199.558 | False | -1 | ABCN | 8101201
node_intto1_1370501_025_15294349_359 |  | 42.104019810408225 | -75.9977664611802 | PQ | 7199.558 | False | -1 | ABCN | 8101201
node_intto1_1372041_738_15293941_092 |  | 42.10290156446045 | -75.99190474267756 | PQ | 7199.558 | False | -1 | ABCN | 8101201
node_intto1_8101201_200859868 |  | 42.09998034834159 | -76.00893195342752 | PQ | 7199.558 | False | -1 | ABCN | 8101201
node_intto1_8101201_200859892 |  | 42.09627712122917 | -76.01208624434545 | PQ | 7199.558 | False | -1 | ABCN | 8101201
node_intto1_8101201_200859893 |  | 42.09652274711091 | -76.01417615173537 | PQ | 7199.558 | False | -1 | ABCN | 8101201
node_intto1_8101201_200860296 |  | 42.10009765724899 | -76.01127243604074 | PQ | 7199.558 | False | -1 | ABCN | 8101201
node_intto1_8101201_200860298 |  | 42.09963480350443 | -76.01170306916683 | PQ | 7199.558 | False | -1 | ABCN | 8101201
node_intto1_8101201_200860299 |  | 42.099616068700286 | -76.01176240491706 | PQ | 7199.558 | False | -1 | ABCN | 8101201
node_intto1_8101201_200860302 |  | 42.09902576898544 | -76.01342056825251 | PQ | 7199.558 | False | -1 | ABCN | 8101201
node_intto1_8101201_200860303 |  | 42.09848804997748 | -76.01463197097755 | PQ | 7199.558 | False | -1 | ABCN | 8101201
node_intto1_8101201_200862653 |  | 42.1034203103707 | -75.99923606724981 | PQ | 7199.558 | False | -1 | ABCN | 8101201
node_intto1_8101201_200862660 |  | 42.100980554067235 | -76.00665978149625 | PQ | 7199.558 | False | -1 | ABCN | 8101201
node_intto1_8101201_200862664 |  | 42.10044325412727 | -76.00888979521719 | PQ | 7199.558 | False | -1 | ABCN | 8101201
node_intto1_8101201_200863051 |  | 42.0979851190905 | -76.00892227084965 | PQ | 7199.558 | False | -1 | ABCN | 8101201
node_intto1_8101201_200863053 |  | 42.098124246923305 | -76.00818764662867 | PQ | 7199.558 | False | -1 | ABCN | 8101201
node_intto1_8101201_200863651 |  | 42.104105083896144 | -75.99345189307017 | PQ | 7199.558 | False | -1 | ABCN | 8101201
node_intto1_8101201_200863739 |  | 42.09622901058082 | -76.00835769095781 | PQ | 7199.558 | False | -1 | ABCN | 8101201
node_intto1_8101201_200865064 |  | 42.10552785258142 | -76.00050043690963 | PQ | 7199.558 | False | -1 | ABCN | 8101201
node_intto1_8101201_200865067 |  | 42.09687414520486 | -76.02222626979913 | PQ | 2771.281 | False | -1 | ABCN | 8101201
node_intto1_8101201_200865088 |  | 42.10355456825004 | -75.99400555390565 | PQ | 7199.558 | False | -1 | ABCN | 8101201
node_intto1_8101201_200865094 |  | 42.10399802982891 | -75.99627234239972 | PQ | 7199.558 | False | -1 | ABCN | 8101201
node_intto1_8101201_200865101 |  | 42.1043199507354 | -75.99770107619663 | PQ | 7199.558 | False | -1 | ABCN | 8101201
node_intto1_8101201_200865116 |  | 42.10455388379859 | -76.00139022586761 | PQ | 7199.558 | False | -1 | ABCN | 8101201
node_intto1_8101201_200865130 |  | 42.10275020148582 | -76.0061853503991 | PQ | 7199.558 | False | -1 | ABCN | 8101201
node_intto1_8101201_200865142 |  | 42.10162821405523 | -76.00890207249765 | PQ | 7199.558 | False | -1 | ABCN | 8101201
node_intto1_8101201_200865144 |  | 42.101165730076545 | -76.01010810319913 | PQ | 7199.558 | False | -1 | ABCN | 8101201
node_intto1_8101201_200865148 |  | 42.100505758254535 | -76.01173213211861 | PQ | 7199.558 | False | -1 | ABCN | 8101201
node_intto1_8101201_200865149 |  | 42.100888441280205 | -76.01220386579035 | PQ | 7199.558 | False | -1 | ABCN | 8101201
node_intto1_8101201_200867146 |  | 42.1115142278253 | -75.99700253432081 | PQ | 2771.281 | False | -1 | ABCD | 8101201
node_intto1_8101201_200867149 |  | 42.10860009477713 | -76.00109985505905 | PQ | 2771.281 | False | -1 | ABCD | 8101201
node_intto1_8101201_200867165 |  | 42.10632978436891 | -76.00178953613964 | PQ | 2771.281 | False | -1 | ABCD | 8101201
node_intto1_8101201_200867385 |  | 42.09680173683026 | -76.00796088407918 | PQ | 7199.558 | False | -1 | ABCN | 8101201
node_intto1_8101201_200867391 |  | 42.100263725949276 | -76.01039552928655 | PQ | 7199.558 | False | -1 | ABCN | 8101201
node_intto1_8101201_200917417 |  | 42.11144958453399 | -75.99783128309048 | PQ | 2771.281 | False | -1 | ABCD | 8101201
node_intto1_8101201_201061066 |  | 42.1045745989044 | -75.99974434742172 | PQ | 7199.558 | False | -1 | ABCN | 8101201
node_intto1_8101201_201061071 |  | 42.10595283956176 | -76.00265333241708 | PQ | 7199.558 | False | -1 | AN | 8101201
node_intto1_8101201_312106094 |  | 42.10248059286357 | -76.01132499588876 | PQ | 7199.558 | False | -1 | ABCN | 8101201
node_intto1_220386526 |  | 42.1057129327255 | -76.00210612409714 | PQ | 7199.558 | False | -1 | ABCN | 8101201
node_intto1_220386774 |  | 42.09951855185352 | -76.01404091903194 | PQ | 7199.558 | False | -1 | ABCN | 8101201
node_intto1_220416192 |  | 42.09949640424733 | -76.014091047773 | PQ | 2771.281 | False | -1 | ABCN | 8101201
node_intto1_220463630 |  | 42.099508253189256 | -76.01406422950527 | PQ | 7199.558 | False | -1 | ABCN | 8101201
node_intto1_220511101 |  | 42.105789608472165 | -76.00206925801481 | PQ | 7199.558 | False | -1 | ABCN | 8101201
node_intto1_311908255 |  | 42.10578329780129 | -76.00207229024058 | PQ | 7199.558 | False | -1 | ABCN | 8101201

## Capacitor
Name | GroupId | NominalVoltage | RemoteSense | RemoteSenseB | ParticipatingPhases | PhasesConnected | SwitchA | SwitchB | SwitchC | Control | ControlLevel | VoltageSetHigh | VoltageSetLow | ReactivePowerSetHigh | ReactivePowerSetLow | CapacitorA | CapacitorB | CapacitorC | TimeDelay | DwellTime | LockoutTime | CurrentSetHigh | CurrentSetLow | Status | ParentNode | Phases | Feeder | Comments
cap_220563411 |  | 0 |  |  |  |  | CLOSED | CLOSED | CLOSED | MANUAL | BANK | 0 | 0 | 0 | 0 | 200000 | 200000 | 200000 | 0 | 0 | 0 | 0 | 0 | OPEN | node_1371126_56_15294280_288 | ABCN | 8101201

## EVChargingStation
Name | GroupId | ServiceCharge | ServiceDischarge | ChargeEfficiency | DischargeEfficiency | CommitmentStatus | ConstructionTime | CalendarLife | YearOfInstallation | DepthOfDischarge | ReactivePower | ReactivePowerA | ReactivePowerB | ReactivePowerC | ActivePower | ActivePowerA | ActivePowerB | ActivePowerC | Energy | MaxEnergy | PowerCharge | PowerDischarge | RampUpLimit | RampDownLimit | CapitalCost | FixedOperatingCost | VariableOperatingCost | MaxReactivePower | MaxActivePower | OutputSchedule | PlanningStatus | UnitType | UnitSubtype | ParentNode | Phases | Feeder | Comments
evchargingstation_load_220347748 |  | 0 | 0 | 0.92 | 0 | False | 0 | 0 | 0 | 0 | 0 | 0 | 0 | 0 | 0 | 0 | 0 | 0 | 0 | 28833.2466930511 | 0 | 0 | 0 | 0 | 0 | 0 | 0.001 | 2047.1519548688177 | 4805.541115508517 | OPTIMIZED | INSTALLED |  |  | node_1367564_81_15292848_783 | ABCN | 8101201
evchargingstation_load_220347749 |  | 0 | 0 | 0.92 | 0 | False | 0 | 0 | 0 | 0 | 0 | 0 | 0 | 0 | 0 | 0 | 0 | 0 | 0 | 5942.730223104559 | 0 | 0 | 0 | 0 | 0 | 0 | 0.001 | 421.93208503146866 | 990.4550371840932 | OPTIMIZED | INSTALLED |  |  | node_1367151_886_15292018_692 | ABCN | 8101201
evchargingstation_load_220347752 |  | 0 | 0 | 0.92 | 0 | False | 0 | 0 | 0 | 0 | 0 | 0 | 0 | 0 | 0 | 0 | 0 | 0 | 0 | 2476.137592960233 | 0 | 0 | 0 | 0 | 0 | 0 | 0.001 | 175.80502625889866 | 412.68959882670555 | OPTIMIZED | INSTALLED |  |  | node_1366744_917_15291556_556 | ABCN | 8101201
evchargingstation_load_220347753 |  | 0 | 0 | 0.92 | 0 | False | 0 | 0 | 0 | 0 | 0 | 0 | 0 | 0 | 0 | 0 | 0 | 0 | 0 | 5557.553319224915 | 0 | 0 | 0 | 0 | 0 | 0 | 0.001 | 394.5846309997787 | 926.2588865374858 | OPTIMIZED | INSTALLED |  |  | node_1366185_377_15291635_167 | ABCN | 8101201
evchargingstation_load_220347850 |  | 0 | 0 | 0.92 | 0 | False | 0 | 0 | 0 | 0 | 0 | 0 | 0 | 0 | 0 | 0 | 0 | 0 | 0 | 34886.02736579223 | 0 | 0 | 0 | 0 | 0 | 0 | 0.001 | 2476.8975746127926 | 5814.337894298705 | OPTIMIZED | INSTALLED |  |  | node_1366826_138_15292777_637 | ABCN | 8101201
evchargingstation_load_220347851 |  | 0 | 0 | 0.92 | 0 | False | 0 | 0 | 0 | 0 | 0 | 0 | 0 | 0 | 0 | 0 | 0 | 0 | 0 | 6272.881902165924 | 0 | 0 | 0 | 0 | 0 | 0 | 0.001 | 445.3727441942659 | 1045.4803170276539 | OPTIMIZED | INSTALLED |  |  | node_1366822_545_15292707_553 | ABCN | 8101201
evchargingstation_load_220347852 |  | 0 | 0 | 0.92 | 0 | False | 0 | 0 | 0 | 0 | 0 | 0 | 0 | 0 | 0 | 0 | 0 | 0 | 0 | 23935.99673194892 | 0 | 0 | 0 | 0 | 0 | 0 | 0.001 | 1699.4486421946335 | 3989.3327886581533 | OPTIMIZED | INSTALLED |  |  | node_1366402_536_15292496_603 | ABCN | 8101201
evchargingstation_load_220347853 |  | 0 | 0 | 0.92 | 0 | False | 0 | 0 | 0 | 0 | 0 | 0 | 0 | 0 | 0 | 0 | 0 | 0 | 0 | 10014.600986553332 | 0 | 0 | 0 | 0 | 0 | 0 | 0.001 | 711.0336947733803 | 1669.1001644255555 | OPTIMIZED | INSTALLED |  |  | node_1366069_727_15292284_216 | ABCN | 8101201
evchargingstation_load_220347927 |  | 0 | 0 | 0.92 | 0 | False | 0 | 0 | 0 | 0 | 0 | 0 | 0 | 0 | 0 | 0 | 0 | 0 | 0 | 18.34174160609363 | 0 | 0 | 0 | 0 | 0 | 0 | 0.001 | 1.30225578541763 | 3.0569569343489387 | OPTIMIZED | INSTALLED |  |  | node_1370819_574_15295677_19 | AN | 8101201
evchargingstation_load_220347928 |  | 0 | 0 | 0.92 | 0 | False | 0 | 0 | 0 | 0 | 0 | 0 | 0 | 0 | 0 | 0 | 0 | 0 | 0 | 18.34174160609363 | 0 | 0 | 0 | 0 | 0 | 0 | 0.001 | 1.30225578541763 | 3.0569569343489387 | OPTIMIZED | INSTALLED |  |  | node_1370813_4_15295702_436 | BN | 8101201
evchargingstation_load_220347929 |  | 0 | 0 | 0.92 | 0 | False | 0 | 0 | 0 | 0 | 0 | 0 | 0 | 0 | 0 | 0 | 0 | 0 | 0 | 18.34174160609363 | 0 | 0 | 0 | 0 | 0 | 0 | 0.001 | 1.30225578541763 | 3.0569569343489387 | OPTIMIZED | INSTALLED |  |  | node_1370820_66_15295650_613 | CN | 8101201
evchargingstation_load_220347930 |  | 0 | 0 | 0.92 | 0 | False | 0 | 0 | 0 | 0 | 0 | 0 | 0 | 0 | 0 | 0 | 0 | 0 | 0 | 0 | 0 | 0 | 0 | 0 | 0 | 0 | 0.001 | 0 | 0 | OPTIMIZED | INSTALLED |  |  | node_1370165_144_15295418_151 | AN | 8101201
evchargingstation_load_220347931 |  | 0 | 0 | 0.92 | 0 | False | 0 | 0 | 0 | 0 | 0 | 0 | 0 | 0 | 0 | 0 | 0 | 0 | 0 | 0 | 0 | 0 | 0 | 0 | 0 | 0 | 0.001 | 0 | 0 | OPTIMIZED | INSTALLED |  |  | node_1370146_428_15295409_171 | AN | 8101201
evchargingstation_load_220347932 |  | 0 | 0 | 0.92 | 0 | False | 0 | 0 | 0 | 0 | 0 | 0 | 0 | 0 | 0 | 0 | 0 | 0 | 0 | 0 | 0 | 0 | 0 | 0 | 0 | 0 | 0.001 | 0 | 0 | OPTIMIZED | INSTALLED |  |  | node_1369497_987_15295159_619 | BN | 8101201
evchargingstation_load_220347932-L-1 |  | 0 | 0 | 0.92 | 0 | False | 0 | 0 | 0 | 0 | 0 | 0 | 0 | 0 | 0 | 0 | 0 | 0 | 0 | 0 | 0 | 0 | 0 | 0 | 0 | 0 | 0.001 | 0 | 0 | OPTIMIZED | INSTALLED |  |  | node_1369497_987_15295159_619 | BN | 8101201
evchargingstation_load_220347933 |  | 0 | 0 | 0.92 | 0 | False | 0 | 0 | 0 | 0 | 0 | 0 | 0 | 0 | 0 | 0 | 0 | 0 | 0 | 0 | 0 | 0 | 0 | 0 | 0 | 0 | 0.001 | 0 | 0 | OPTIMIZED | INSTALLED |  |  | node_1369507_318_15295184_65 | AN | 8101201
evchargingstation_load_220347933-L1-1 |  | 0 | 0 | 0.92 | 0 | False | 0 | 0 | 0 | 0 | 0 | 0 | 0 | 0 | 0 | 0 | 0 | 0 | 0 | 0 | 0 | 0 | 0 | 0 | 0 | 0 | 0.001 | 0 | 0 | OPTIMIZED | INSTALLED |  |  | node_1369507_318_15295184_65 | AN | 8101201
evchargingstation_load_220347934 |  | 0 | 0 | 0.92 | 0 | False | 0 | 0 | 0 | 0 | 0 | 0 | 0 | 0 | 0 | 0 | 0 | 0 | 0 | 0 | 0 | 0 | 0 | 0 | 0 | 0 | 0.001 | 0 | 0 | OPTIMIZED | INSTALLED |  |  | node_1369487_468_15295138_185 | CN | 8101201
evchargingstation_load_220347934-L-1 |  | 0 | 0 | 0.92 | 0 | False | 0 | 0 | 0 | 0 | 0 | 0 | 0 | 0 | 0 | 0 | 0 | 0 | 0 | 0 | 0 | 0 | 0 | 0 | 0 | 0 | 0.001 | 0 | 0 | OPTIMIZED | INSTALLED |  |  | node_1369487_468_15295138_185 | CN | 8101201
evchargingstation_load_220348358 |  | 0 | 0 | 0.92 | 0 | False | 0 | 0 | 0 | 0 | 0 | 0 | 0 | 0 | 0 | 0 | 0 | 0 | 0 | 1247.2396947958032 | 0 | 0 | 0 | 0 | 0 | 0 | 0.001 | 88.55365019303811 | 207.8732824659672 | OPTIMIZED | INSTALLED |  |  | node_1367660_8_15291489_256 | AN | 8101201
evchargingstation_load_220348359 |  | 0 | 0 | 0.92 | 0 | False | 0 | 0 | 0 | 0 | 0 | 0 | 0 | 0 | 0 | 0 | 0 | 0 | 0 | 1247.2396947958032 | 0 | 0 | 0 | 0 | 0 | 0 | 0.001 | 88.55365019303811 | 207.8732824659672 | OPTIMIZED | INSTALLED |  |  | node_1367642_078_15291480_287 | BN | 8101201
evchargingstation_load_220348360 |  | 0 | 0 | 0.92 | 0 | False | 0 | 0 | 0 | 0 | 0 | 0 | 0 | 0 | 0 | 0 | 0 | 0 | 0 | 1247.2396947958032 | 0 | 0 | 0 | 0 | 0 | 0 | 0.001 | 88.55365019303811 | 207.8732824659672 | OPTIMIZED | INSTALLED |  |  | node_1367680_578_15291491_43 | CN | 8101201
evchargingstation_load_220348609 |  | 0 | 0 | 0.92 | 0 | False | 0 | 0 | 0 | 0 | 0 | 0 | 0 | 0 | 0 | 0 | 0 | 0 | 0 | 1815.8342348375043 | 0 | 0 | 0 | 0 | 0 | 0 | 0.001 | 128.92368959154433 | 302.63903913958404 | OPTIMIZED | INSTALLED |  |  | node_1368087_318_15293233_75 | AN | 8101201
evchargingstation_load_220348610 |  | 0 | 0 | 0.92 | 0 | False | 0 | 0 | 0 | 0 | 0 | 0 | 0 | 0 | 0 | 0 | 0 | 0 | 0 | 1815.8342348375043 | 0 | 0 | 0 | 0 | 0 | 0 | 0.001 | 128.92368959154433 | 302.63903913958404 | OPTIMIZED | INSTALLED |  |  | node_1368090_69_15293207_542 | BN | 8101201
evchargingstation_load_220348611 |  | 0 | 0 | 0.92 | 0 | False | 0 | 0 | 0 | 0 | 0 | 0 | 0 | 0 | 0 | 0 | 0 | 0 | 0 | 1815.8342348375043 | 0 | 0 | 0 | 0 | 0 | 0 | 0.001 | 128.92368959154433 | 302.63903913958404 | OPTIMIZED | INSTALLED |  |  | node_1368089_12_15293260_284 | CN | 8101201
evchargingstation_load_220348612 |  | 0 | 0 | 0.92 | 0 | False | 0 | 0 | 0 | 0 | 0 | 0 | 0 | 0 | 0 | 0 | 0 | 0 | 0 | 3558.301448225354 | 0 | 0 | 0 | 0 | 0 | 0 | 0.001 | 252.63834687053816 | 593.0502413708923 | OPTIMIZED | INSTALLED |  |  | node_1367806_841_15293014_355 | AN | 8101201
evchargingstation_load_220348613 |  | 0 | 0 | 0.92 | 0 | False | 0 | 0 | 0 | 0 | 0 | 0 | 0 | 0 | 0 | 0 | 0 | 0 | 0 | 3558.301448225354 | 0 | 0 | 0 | 0 | 0 | 0 | 0.001 | 252.63834687053816 | 593.0502413708923 | OPTIMIZED | INSTALLED |  |  | node_1367787_733_15293007_043 | BN | 8101201
evchargingstation_load_220348614 |  | 0 | 0 | 0.92 | 0 | False | 0 | 0 | 0 | 0 | 0 | 0 | 0 | 0 | 0 | 0 | 0 | 0 | 0 | 3558.301448225354 | 0 | 0 | 0 | 0 | 0 | 0 | 0.001 | 252.63834687053816 | 593.0502413708923 | OPTIMIZED | INSTALLED |  |  | node_1367823_923_15293028_045 | CN | 8101201
evchargingstation_load_220348615 |  | 0 | 0 | 0.92 | 0 | False | 0 | 0 | 0 | 0 | 0 | 0 | 0 | 0 | 0 | 0 | 0 | 0 | 0 | 412.68959882670543 | 0 | 0 | 0 | 0 | 0 | 0 | 0.001 | 29.30084229525643 | 68.7815998044509 | OPTIMIZED | INSTALLED |  |  | node_1369783_895_15294148_339 | AN | 8101201
evchargingstation_load_220348616 |  | 0 | 0 | 0.92 | 0 | False | 0 | 0 | 0 | 0 | 0 | 0 | 0 | 0 | 0 | 0 | 0 | 0 | 0 | 412.68959882670543 | 0 | 0 | 0 | 0 | 0 | 0 | 0.001 | 29.30084229525643 | 68.7815998044509 | OPTIMIZED | INSTALLED |  |  | node_1369802_399_15294158_091 | AN | 8101201
evchargingstation_load_220348620 |  | 0 | 0 | 0.92 | 0 | False | 0 | 0 | 0 | 0 | 0 | 0 | 0 | 0 | 0 | 0 | 0 | 0 | 0 | 275.1263992178037 | 0 | 0 | 0 | 0 | 0 | 0 | 0.001 | 19.533891806544293 | 45.854399869633944 | OPTIMIZED | INSTALLED |  |  | node_1369319_359_15293544_456 | AN | 8101201
evchargingstation_load_220348621 |  | 0 | 0 | 0.92 | 0 | False | 0 | 0 | 0 | 0 | 0 | 0 | 0 | 0 | 0 | 0 | 0 | 0 | 0 | 275.1263992178037 | 0 | 0 | 0 | 0 | 0 | 0 | 0.001 | 19.533891806544293 | 45.854399869633944 | OPTIMIZED | INSTALLED |  |  | node_1369313_043_15293519_156 | AN | 8101201
evchargingstation_load_220348622 |  | 0 | 0 | 0.92 | 0 | False | 0 | 0 | 0 | 0 | 0 | 0 | 0 | 0 | 0 | 0 | 0 | 0 | 0 | 348.493420667458 | 0 | 0 | 0 | 0 | 0 | 0 | 0.001 | 24.742933289974765 | 58.082236777909664 | OPTIMIZED | INSTALLED |  |  | node_1369292_73_15293258_775 | AN | 8101201
evchargingstation_load_220348623 |  | 0 | 0 | 0.92 | 0 | False | 0 | 0 | 0 | 0 | 0 | 0 | 0 | 0 | 0 | 0 | 0 | 0 | 0 | 348.493420667458 | 0 | 0 | 0 | 0 | 0 | 0 | 0.001 | 24.742933289974765 | 58.082236777909664 | OPTIMIZED | INSTALLED |  |  | node_1369296_069_15293285_054 | BN | 8101201
evchargingstation_load_220348624 |  | 0 | 0 | 0.92 | 0 | False | 0 | 0 | 0 | 0 | 0 | 0 | 0 | 0 | 0 | 0 | 0 | 0 | 0 | 348.493420667458 | 0 | 0 | 0 | 0 | 0 | 0 | 0.001 | 24.742933289974765 | 58.082236777909664 | OPTIMIZED | INSTALLED |  |  | node_1369284_445_15293234_505 | CN | 8101201
evchargingstation_load_220348724 |  | 0 | 0 | 0.92 | 0 | False | 0 | 0 | 0 | 0 | 0 | 0 | 0 | 0 | 0 | 0 | 0 | 0 | 0 | 434.2154883015064 | 0 | 0 | 0 | 0 | 0 | 0 | 0.001 | 30.82916944291133 | 72.36924805025107 | OPTIMIZED | INSTALLED |  |  | node_1368227_611_15292306_34 | AN | 8101201
evchargingstation_load_220348959 |  | 0 | 0 | 0.92 | 0 | False | 0 | 0 | 0 | 0 | 0 | 0 | 0 | 0 | 0 | 0 | 0 | 0 | 0 | 220.10111937424296 | 0 | 0 | 0 | 0 | 0 | 0 | 0.001 | 15.62711527941143 | 36.68351989570716 | OPTIMIZED | INSTALLED |  |  | node_1371604_384_15294389_876 | AN | 8101201
evchargingstation_load_220348964 |  | 0 | 0 | 0.92 | 0 | False | 0 | 0 | 0 | 0 | 0 | 0 | 0 | 0 | 0 | 0 | 0 | 0 | 0 | 275.1263992178037 | 0 | 0 | 0 | 0 | 0 | 0 | 0.001 | 19.533891806544293 | 45.854399869633944 | OPTIMIZED | INSTALLED |  |  | node_1371638_199_15295044_617 | BN | 8101201
evchargingstation_load_220348965 |  | 0 | 0 | 0.92 | 0 | False | 0 | 0 | 0 | 0 | 0 | 0 | 0 | 0 | 0 | 0 | 0 | 0 | 0 | 275.1263992178037 | 0 | 0 | 0 | 0 | 0 | 0 | 0.001 | 19.533891806544293 | 45.854399869633944 | OPTIMIZED | INSTALLED |  |  | node_1371637_592_15295097_404 | CN | 8101201
evchargingstation_load_220348966 |  | 0 | 0 | 0.92 | 0 | False | 0 | 0 | 0 | 0 | 0 | 0 | 0 | 0 | 0 | 0 | 0 | 0 | 0 | 0 | 0 | 0 | 0 | 0 | 0 | 0 | 0.001 | 0 | 0 | OPTIMIZED | INSTALLED |  |  | node_1372183_477_15294973_84 | BN | 8101201
evchargingstation_load_220348967 |  | 0 | 0 | 0.92 | 0 | False | 0 | 0 | 0 | 0 | 0 | 0 | 0 | 0 | 0 | 0 | 0 | 0 | 0 | 0 | 0 | 0 | 0 | 0 | 0 | 0 | 0.001 | 0 | 0 | OPTIMIZED | INSTALLED |  |  | node_1372185_016_15295000_402 | AN | 8101201
evchargingstation_load_220348968 |  | 0 | 0 | 0.92 | 0 | False | 0 | 0 | 0 | 0 | 0 | 0 | 0 | 0 | 0 | 0 | 0 | 0 | 0 | 0 | 0 | 0 | 0 | 0 | 0 | 0 | 0.001 | 0 | 0 | OPTIMIZED | INSTALLED |  |  | node_1372176_873_15294948_671 | CN | 8101201
evchargingstation_load_220348969 |  | 0 | 0 | 0.92 | 0 | False | 0 | 0 | 0 | 0 | 0 | 0 | 0 | 0 | 0 | 0 | 0 | 0 | 0 | 678.6450997288225 | 0 | 0 | 0 | 0 | 0 | 0 | 0.001 | 48.183601623651924 | 113.10751662147041 | OPTIMIZED | INSTALLED |  |  | node_1374087_058_15296247_773 | AN | 8101201
evchargingstation_load_220348970 |  | 0 | 0 | 0.92 | 0 | False | 0 | 0 | 0 | 0 | 0 | 0 | 0 | 0 | 0 | 0 | 0 | 0 | 0 | 678.6450997288225 | 0 | 0 | 0 | 0 | 0 | 0 | 0.001 | 48.183601623651924 | 113.10751662147041 | OPTIMIZED | INSTALLED |  |  | node_1374120_434_15296254_9 | BN | 8101201
evchargingstation_load_220348971 |  | 0 | 0 | 0.92 | 0 | False | 0 | 0 | 0 | 0 | 0 | 0 | 0 | 0 | 0 | 0 | 0 | 0 | 0 | 678.6450997288225 | 0 | 0 | 0 | 0 | 0 | 0 | 0.001 | 48.183601623651924 | 113.10751662147041 | OPTIMIZED | INSTALLED |  |  | node_1374103_204_15296253_673 | CN | 8101201
evchargingstation_load_220348972 |  | 0 | 0 | 0.92 | 0 | False | 0 | 0 | 0 | 0 | 0 | 0 | 0 | 0 | 0 | 0 | 0 | 0 | 0 | 385.1769589049252 | 0 | 0 | 0 | 0 | 0 | 0 | 0.001 | 27.347454031689995 | 64.19615981748753 | OPTIMIZED | INSTALLED |  |  | node_1372252_838_15295216_34 | AN | 8101201
evchargingstation_load_220348973 |  | 0 | 0 | 0.92 | 0 | False | 0 | 0 | 0 | 0 | 0 | 0 | 0 | 0 | 0 | 0 | 0 | 0 | 0 | 385.1769589049252 | 0 | 0 | 0 | 0 | 0 | 0 | 0.001 | 27.347454031689995 | 64.19615981748753 | OPTIMIZED | INSTALLED |  |  | node_1372266_38_15295235_918 | BN | 8101201
evchargingstation_load_220348974 |  | 0 | 0 | 0.92 | 0 | False | 0 | 0 | 0 | 0 | 0 | 0 | 0 | 0 | 0 | 0 | 0 | 0 | 0 | 385.1769589049252 | 0 | 0 | 0 | 0 | 0 | 0 | 0.001 | 27.347454031689995 | 64.19615981748753 | OPTIMIZED | INSTALLED |  |  | node_1372236_008_15295202_102 | CN | 8101201
evchargingstation_load_220348975 |  | 0 | 0 | 0.92 | 0 | False | 0 | 0 | 0 | 0 | 0 | 0 | 0 | 0 | 0 | 0 | 0 | 0 | 0 | 623.6198198852617 | 0 | 0 | 0 | 0 | 0 | 0 | 0.001 | 44.276825096519055 | 103.93663664754362 | OPTIMIZED | INSTALLED |  |  | node_1372042_584_15295458_107 | AN | 8101201
evchargingstation_load_220348976 |  | 0 | 0 | 0.92 | 0 | False | 0 | 0 | 0 | 0 | 0 | 0 | 0 | 0 | 0 | 0 | 0 | 0 | 0 | 623.6198198852617 | 0 | 0 | 0 | 0 | 0 | 0 | 0.001 | 44.276825096519055 | 103.93663664754362 | OPTIMIZED | INSTALLED |  |  | node_1372034_096_15295433_963 | BN | 8101201
evchargingstation_load_220348977 |  | 0 | 0 | 0.92 | 0 | False | 0 | 0 | 0 | 0 | 0 | 0 | 0 | 0 | 0 | 0 | 0 | 0 | 0 | 623.6198198852617 | 0 | 0 | 0 | 0 | 0 | 0 | 0.001 | 44.276825096519055 | 103.93663664754362 | OPTIMIZED | INSTALLED |  |  | node_1372055_421_15295478_521 | CN | 8101201
evchargingstation_load_220348978 |  | 0 | 0 | 0.92 | 0 | False | 0 | 0 | 0 | 0 | 0 | 0 | 0 | 0 | 0 | 0 | 0 | 0 | 0 | 752.0121762037567 | 0 | 0 | 0 | 0 | 0 | 0 | 0.001 | 53.392643107082385 | 125.3353627006261 | OPTIMIZED | INSTALLED |  |  | node_1372356_19_15295571_124 | AN | 8101201
evchargingstation_load_220348979 |  | 0 | 0 | 0.92 | 0 | False | 0 | 0 | 0 | 0 | 0 | 0 | 0 | 0 | 0 | 0 | 0 | 0 | 0 | 752.0121762037567 | 0 | 0 | 0 | 0 | 0 | 0 | 0.001 | 53.392643107082385 | 125.3353627006261 | OPTIMIZED | INSTALLED |  |  | node_1372372_16_15295587_056 | BN | 8101201
evchargingstation_load_220348980 |  | 0 | 0 | 0.92 | 0 | False | 0 | 0 | 0 | 0 | 0 | 0 | 0 | 0 | 0 | 0 | 0 | 0 | 0 | 752.0121762037567 | 0 | 0 | 0 | 0 | 0 | 0 | 0.001 | 53.392643107082385 | 125.3353627006261 | OPTIMIZED | INSTALLED |  |  | node_1372390_629_15295596_924 | CN | 8101201
evchargingstation_load_220348981 |  | 0 | 0 | 0.92 | 0 | False | 0 | 0 | 0 | 0 | 0 | 0 | 0 | 0 | 0 | 0 | 0 | 0 | 0 | 843.7209392595046 | 0 | 0 | 0 | 0 | 0 | 0 | 0.001 | 59.90394037593049 | 140.62015654325077 | OPTIMIZED | INSTALLED |  |  | node_1372577_461_15295697_435 | AN | 8101201
evchargingstation_load_220348982 |  | 0 | 0 | 0.92 | 0 | False | 0 | 0 | 0 | 0 | 0 | 0 | 0 | 0 | 0 | 0 | 0 | 0 | 0 | 843.7209392595046 | 0 | 0 | 0 | 0 | 0 | 0 | 0.001 | 59.90394037593049 | 140.62015654325077 | OPTIMIZED | INSTALLED |  |  | node_1372607_97_15295731_028 | BN | 8101201
evchargingstation_load_220348983 |  | 0 | 0 | 0.92 | 0 | False | 0 | 0 | 0 | 0 | 0 | 0 | 0 | 0 | 0 | 0 | 0 | 0 | 0 | 843.7209392595046 | 0 | 0 | 0 | 0 | 0 | 0 | 0.001 | 59.90394037593049 | 140.62015654325077 | OPTIMIZED | INSTALLED |  |  | node_1372591_083_15295716_913 | CN | 8101201
evchargingstation_load_220348984 |  | 0 | 0 | 0.92 | 0 | False | 0 | 0 | 0 | 0 | 0 | 0 | 0 | 0 | 0 | 0 | 0 | 0 | 0 | 2173.498553820649 | 0 | 0 | 0 | 0 | 0 | 0 | 0.001 | 154.3177553596679 | 362.24975897010813 | OPTIMIZED | INSTALLED |  |  | node_1372828_225_15295863_779 | AN | 8101201
evchargingstation_load_220348985 |  | 0 | 0 | 0.92 | 0 | False | 0 | 0 | 0 | 0 | 0 | 0 | 0 | 0 | 0 | 0 | 0 | 0 | 0 | 2173.498553820649 | 0 | 0 | 0 | 0 | 0 | 0 | 0.001 | 154.3177553596679 | 362.24975897010813 | OPTIMIZED | INSTALLED |  |  | node_1372813_172_15295846_307 | AN | 8101201
evchargingstation_load_220348986 |  | 0 | 0 | 0.92 | 0 | False | 0 | 0 | 0 | 0 | 0 | 0 | 0 | 0 | 0 | 0 | 0 | 0 | 0 | 1045.4803170276539 | 0 | 0 | 0 | 0 | 0 | 0 | 0.001 | 74.22879069904431 | 174.246719504609 | OPTIMIZED | INSTALLED |  |  | node_1372903_972_15296046_924 | AN | 8101201
evchargingstation_load_220348987 |  | 0 | 0 | 0.92 | 0 | False | 0 | 0 | 0 | 0 | 0 | 0 | 0 | 0 | 0 | 0 | 0 | 0 | 0 | 1045.4803170276539 | 0 | 0 | 0 | 0 | 0 | 0 | 0.001 | 74.22879069904431 | 174.246719504609 | OPTIMIZED | INSTALLED |  |  | node_1372889_673_15296028_343 | BN | 8101201
evchargingstation_load_220348988 |  | 0 | 0 | 0.92 | 0 | False | 0 | 0 | 0 | 0 | 0 | 0 | 0 | 0 | 0 | 0 | 0 | 0 | 0 | 1045.4803170276539 | 0 | 0 | 0 | 0 | 0 | 0 | 0.001 | 74.22879069904431 | 174.246719504609 | OPTIMIZED | INSTALLED |  |  | node_1372921_339_15296059_936 | CN | 8101201
evchargingstation_load_220348989 |  | 0 | 0 | 0.92 | 0 | False | 0 | 0 | 0 | 0 | 0 | 0 | 0 | 0 | 0 | 0 | 0 | 0 | 0 | 1393.9737376951118 | 0 | 0 | 0 | 0 | 0 | 0 | 0.001 | 98.97172398901908 | 232.32895628251865 | OPTIMIZED | INSTALLED |  |  | node_1373527_744_15295640_08 | AN | 8101201
evchargingstation_load_220348990 |  | 0 | 0 | 0.92 | 0 | False | 0 | 0 | 0 | 0 | 0 | 0 | 0 | 0 | 0 | 0 | 0 | 0 | 0 | 1393.9737376951118 | 0 | 0 | 0 | 0 | 0 | 0 | 0.001 | 98.97172398901908 | 232.32895628251865 | OPTIMIZED | INSTALLED |  |  | node_1373547_478_15295642_883 | BN | 8101201
evchargingstation_load_220348991 |  | 0 | 0 | 0.92 | 0 | False | 0 | 0 | 0 | 0 | 0 | 0 | 0 | 0 | 0 | 0 | 0 | 0 | 0 | 1393.9737376951118 | 0 | 0 | 0 | 0 | 0 | 0 | 0.001 | 98.97172398901908 | 232.32895628251865 | OPTIMIZED | INSTALLED |  |  | node_1373508_178_15295644_225 | CN | 8101201
evchargingstation_load_220348992 |  | 0 | 0 | 0.92 | 0 | False | 0 | 0 | 0 | 0 | 0 | 0 | 0 | 0 | 0 | 0 | 0 | 0 | 0 | 311.8099374552708 | 0 | 0 | 0 | 0 | 0 | 0 | 0.001 | 22.138412548259527 | 51.9683229092118 | OPTIMIZED | INSTALLED |  |  | node_1373688_287_15296380_907 | AN | 8101201
evchargingstation_load_220348993 |  | 0 | 0 | 0.92 | 0 | False | 0 | 0 | 0 | 0 | 0 | 0 | 0 | 0 | 0 | 0 | 0 | 0 | 0 | 311.8099374552708 | 0 | 0 | 0 | 0 | 0 | 0 | 0.001 | 22.138412548259527 | 51.9683229092118 | OPTIMIZED | INSTALLED |  |  | node_1373669_924_15296390_784 | BN | 8101201
evchargingstation_load_220348994 |  | 0 | 0 | 0.92 | 0 | False | 0 | 0 | 0 | 0 | 0 | 0 | 0 | 0 | 0 | 0 | 0 | 0 | 0 | 311.8099374552708 | 0 | 0 | 0 | 0 | 0 | 0 | 0.001 | 22.138412548259527 | 51.9683229092118 | OPTIMIZED | INSTALLED |  |  | node_1373704_089_15296364_967 | CN | 8101201
evchargingstation_load_220349002 |  | 0 | 0 | 0.92 | 0 | False | 0 | 0 | 0 | 0 | 0 | 0 | 0 | 0 | 0 | 0 | 0 | 0 | 0 | 183.41758113677585 | 0 | 0 | 0 | 0 | 0 | 0 | 0.001 | 13.022594537696197 | 30.56959685612931 | OPTIMIZED | INSTALLED |  |  | node_1367346_293_15291550_252 | AN | 8101201
evchargingstation_load_220349003 |  | 0 | 0 | 0.92 | 0 | False | 0 | 0 | 0 | 0 | 0 | 0 | 0 | 0 | 0 | 0 | 0 | 0 | 0 | 183.41758113677585 | 0 | 0 | 0 | 0 | 0 | 0 | 0.001 | 13.022594537696197 | 30.56959685612931 | OPTIMIZED | INSTALLED |  |  | node_1367327_457_15291541_735 | BN | 8101201
evchargingstation_load_220349004 |  | 0 | 0 | 0.92 | 0 | False | 0 | 0 | 0 | 0 | 0 | 0 | 0 | 0 | 0 | 0 | 0 | 0 | 0 | 183.41758113677585 | 0 | 0 | 0 | 0 | 0 | 0 | 0.001 | 13.022594537696197 | 30.56959685612931 | OPTIMIZED | INSTALLED |  |  | node_1367366_095_15291551_949 | CN | 8101201
evchargingstation_load_220349005 |  | 0 | 0 | 0.92 | 0 | False | 0 | 0 | 0 | 0 | 0 | 0 | 0 | 0 | 0 | 0 | 0 | 0 | 0 | 0 | 0 | 0 | 0 | 0 | 0 | 0 | 0.001 | 0 | 0 | OPTIMIZED | INSTALLED |  |  | node_1367212_538_15291458_225 | AN | 8101201
evchargingstation_load_220349006 |  | 0 | 0 | 0.92 | 0 | False | 0 | 0 | 0 | 0 | 0 | 0 | 0 | 0 | 0 | 0 | 0 | 0 | 0 | 513.5692601981402 | 0 | 0 | 0 | 0 | 0 | 0 | 0.001 | 36.46326287137336 | 85.59487669969005 | OPTIMIZED | INSTALLED |  |  | node_1367070_193_15291496_903 | AN | 8101201
evchargingstation_load_220349007 |  | 0 | 0 | 0.92 | 0 | False | 0 | 0 | 0 | 0 | 0 | 0 | 0 | 0 | 0 | 0 | 0 | 0 | 0 | 513.5692601981402 | 0 | 0 | 0 | 0 | 0 | 0 | 0.001 | 36.46326287137336 | 85.59487669969005 | OPTIMIZED | INSTALLED |  |  | node_1367051_982_15291486_181 | BN | 8101201
evchargingstation_load_220349008 |  | 0 | 0 | 0.92 | 0 | False | 0 | 0 | 0 | 0 | 0 | 0 | 0 | 0 | 0 | 0 | 0 | 0 | 0 | 513.5692601981402 | 0 | 0 | 0 | 0 | 0 | 0 | 0.001 | 36.46326287137336 | 85.59487669969005 | OPTIMIZED | INSTALLED |  |  | node_1367089_817_15291500_951 | CN | 8101201
evchargingstation_load_220349009 |  | 0 | 0 | 0.92 | 0 | False | 0 | 0 | 0 | 0 | 0 | 0 | 0 | 0 | 0 | 0 | 0 | 0 | 0 | 696.9868963601958 | 0 | 0 | 0 | 0 | 0 | 0 | 0.001 | 49.48586657994953 | 116.1644827266993 | OPTIMIZED | INSTALLED |  |  | node_1366879_387_15291471_503 | AN | 8101201
evchargingstation_load_220349010 |  | 0 | 0 | 0.92 | 0 | False | 0 | 0 | 0 | 0 | 0 | 0 | 0 | 0 | 0 | 0 | 0 | 0 | 0 | 696.9868963601958 | 0 | 0 | 0 | 0 | 0 | 0 | 0.001 | 49.48586657994953 | 116.1644827266993 | OPTIMIZED | INSTALLED |  |  | node_1366860_535_15291463_049 | BN | 8101201
evchargingstation_load_220349011 |  | 0 | 0 | 0.92 | 0 | False | 0 | 0 | 0 | 0 | 0 | 0 | 0 | 0 | 0 | 0 | 0 | 0 | 0 | 696.9868963601958 | 0 | 0 | 0 | 0 | 0 | 0 | 0.001 | 49.48586657994953 | 116.1644827266993 | OPTIMIZED | INSTALLED |  |  | node_1366899_191_15291473_133 | CN | 8101201
evchargingstation_load_220349012 |  | 0 | 0 | 0.92 | 0 | False | 0 | 0 | 0 | 0 | 0 | 0 | 0 | 0 | 0 | 0 | 0 | 0 | 0 | 1283.9231780079904 | 0 | 0 | 0 | 0 | 0 | 0 | 0.001 | 91.15816176387338 | 213.98719633466507 | OPTIMIZED | INSTALLED |  |  | node_1366341_742_15291390_629 | BN | 8101201
evchargingstation_load_220349013 |  | 0 | 0 | 0.92 | 0 | False | 0 | 0 | 0 | 0 | 0 | 0 | 0 | 0 | 0 | 0 | 0 | 0 | 0 | 1283.9231780079904 | 0 | 0 | 0 | 0 | 0 | 0 | 0.001 | 91.15816176387338 | 213.98719633466507 | OPTIMIZED | INSTALLED |  |  | node_1366323_264_15291380_776 | AN | 8101201
evchargingstation_load_220349014 |  | 0 | 0 | 0.92 | 0 | False | 0 | 0 | 0 | 0 | 0 | 0 | 0 | 0 | 0 | 0 | 0 | 0 | 0 | 1283.9231780079904 | 0 | 0 | 0 | 0 | 0 | 0 | 0.001 | 91.15816176387338 | 213.98719633466507 | OPTIMIZED | INSTALLED |  |  | node_1366361_455_15291393_743 | CN | 8101201
evchargingstation_load_220349015 |  | 0 | 0 | 0.92 | 0 | False | 0 | 0 | 0 | 0 | 0 | 0 | 0 | 0 | 0 | 0 | 0 | 0 | 0 | 53.48457200794103 | 0 | 0 | 0 | 0 | 0 | 0 | 0.001 | 3.7973862708038655 | 8.914095334656839 | OPTIMIZED | INSTALLED |  |  | node_1365799_208_15291240_161 | AN | 8101201
evchargingstation_load_220349476 |  | 0 | 0 | 0.92 | 0 | False | 0 | 0 | 0 | 0 | 0 | 0 | 0 | 0 | 0 | 0 | 0 | 0 | 0 | 146.73409792458858 | 0 | 0 | 0 | 0 | 0 | 0 | 0.001 | 10.41807379598096 | 24.45568298743143 | OPTIMIZED | INSTALLED |  |  | node_1366587_414_15294292_545 | AN | 8101201
evchargingstation_load_220349477 |  | 0 | 0 | 0.92 | 0 | False | 0 | 0 | 0 | 0 | 0 | 0 | 0 | 0 | 0 | 0 | 0 | 0 | 0 | 146.73409792458858 | 0 | 0 | 0 | 0 | 0 | 0 | 0.001 | 10.41807379598096 | 24.45568298743143 | OPTIMIZED | INSTALLED |  |  | node_1366585_868_15294239_772 | BN | 8101201
evchargingstation_load_220349478 |  | 0 | 0 | 0.92 | 0 | False | 0 | 0 | 0 | 0 | 0 | 0 | 0 | 0 | 0 | 0 | 0 | 0 | 0 | 146.73409792458858 | 0 | 0 | 0 | 0 | 0 | 0 | 0.001 | 10.41807379598096 | 24.45568298743143 | OPTIMIZED | INSTALLED |  |  | node_1366584_054_15294266_271 | CN | 8101201
evchargingstation_load_220349503 |  | 0 | 0 | 0.92 | 0 | False | 0 | 0 | 0 | 0 | 0 | 0 | 0 | 0 | 0 | 0 | 0 | 0 | 0 | 124.66527401357119 | 0 | 0 | 0 | 0 | 0 | 0 | 0.001 | 8.851201439795648 | 20.777545668928532 | OPTIMIZED | INSTALLED |  |  | node_1371720_19_15293996_306 | AN | 8101201
evchargingstation_load_220349504 |  | 0 | 0 | 0.92 | 0 | False | 0 | 0 | 0 | 0 | 0 | 0 | 0 | 0 | 0 | 0 | 0 | 0 | 0 | 403.5187005110188 | 0 | 0 | 0 | 0 | 0 | 0 | 0.001 | 28.64970981710763 | 67.25311675183646 | OPTIMIZED | INSTALLED |  |  | node_1371738_556_15293986_431 | BN | 8101201
evchargingstation_load_220349505 |  | 0 | 0 | 0.92 | 0 | False | 0 | 0 | 0 | 0 | 0 | 0 | 0 | 0 | 0 | 0 | 0 | 0 | 0 | 403.5187005110188 | 0 | 0 | 0 | 0 | 0 | 0 | 0.001 | 28.64970981710763 | 67.25311675183646 | OPTIMIZED | INSTALLED |  |  | node_1371704_386_15294012_244 | CN | 8101201
evchargingstation_load_220349506 |  | 0 | 0 | 0.92 | 0 | False | 0 | 0 | 0 | 0 | 0 | 0 | 0 | 0 | 0 | 0 | 0 | 0 | 0 | 125.19351670006935 | 0 | 0 | 0 | 0 | 0 | 0 | 0.001 | 8.888701168009035 | 20.865586116678227 | OPTIMIZED | INSTALLED |  |  | node_1371479_845_15294139_758 | AN | 8101201
evchargingstation_load_220349507 |  | 0 | 0 | 0.92 | 0 | False | 0 | 0 | 0 | 0 | 0 | 0 | 0 | 0 | 0 | 0 | 0 | 0 | 0 | 1045.4803170276539 | 0 | 0 | 0 | 0 | 0 | 0 | 0.001 | 74.22879069904431 | 174.246719504609 | OPTIMIZED | INSTALLED |  |  | node_1370983_037_15294209_669 | AN | 8101201
evchargingstation_load_220349508 |  | 0 | 0 | 0.92 | 0 | False | 0 | 0 | 0 | 0 | 0 | 0 | 0 | 0 | 0 | 0 | 0 | 0 | 0 | 1045.4803170276539 | 0 | 0 | 0 | 0 | 0 | 0 | 0.001 | 74.22879069904431 | 174.246719504609 | OPTIMIZED | INSTALLED |  |  | node_1371002_389_15294204_03 | BN | 8101201
evchargingstation_load_220349509 |  | 0 | 0 | 0.92 | 0 | False | 0 | 0 | 0 | 0 | 0 | 0 | 0 | 0 | 0 | 0 | 0 | 0 | 0 | 1045.4803170276539 | 0 | 0 | 0 | 0 | 0 | 0 | 0.001 | 74.22879069904431 | 174.246719504609 | OPTIMIZED | INSTALLED |  |  | node_1370965_466_15294221_851 | CN | 8101201
evchargingstation_load_220349510 |  | 0 | 0 | 0.92 | 0 | False | 0 | 0 | 0 | 0 | 0 | 0 | 0 | 0 | 0 | 0 | 0 | 0 | 0 | 612.8935770095168 | 0 | 0 | 0 | 0 | 0 | 0 | 0.001 | 43.515266052604204 | 102.14892950158614 | OPTIMIZED | INSTALLED |  |  | node_1370899_789_15294369_451 | AN | 8101201
evchargingstation_load_220349514 |  | 0 | 0 | 0.92 | 0 | False | 0 | 0 | 0 | 0 | 0 | 0 | 0 | 0 | 0 | 0 | 0 | 0 | 0 | 385.1769589049252 | 0 | 0 | 0 | 0 | 0 | 0 | 0.001 | 27.347454031689995 | 64.19615981748753 | OPTIMIZED | INSTALLED |  |  | node_1370527_671_15294553_365 | AN | 8101201
evchargingstation_load_220349515 |  | 0 | 0 | 0.92 | 0 | False | 0 | 0 | 0 | 0 | 0 | 0 | 0 | 0 | 0 | 0 | 0 | 0 | 0 | 385.1769589049252 | 0 | 0 | 0 | 0 | 0 | 0 | 0.001 | 27.347454031689995 | 64.19615981748753 | OPTIMIZED | INSTALLED |  |  | node_1370507_875_15294551_579 | BN | 8101201
evchargingstation_load_220349516 |  | 0 | 0 | 0.92 | 0 | False | 0 | 0 | 0 | 0 | 0 | 0 | 0 | 0 | 0 | 0 | 0 | 0 | 0 | 385.1769589049252 | 0 | 0 | 0 | 0 | 0 | 0 | 0.001 | 27.347454031689995 | 64.19615981748753 | OPTIMIZED | INSTALLED |  |  | node_1370547_1_15294548_214 | CN | 8101201
evchargingstation_load_220349517 |  | 0 | 0 | 0.92 | 0 | False | 0 | 0 | 0 | 0 | 0 | 0 | 0 | 0 | 0 | 0 | 0 | 0 | 0 | 110.05055968712148 | 0 | 0 | 0 | 0 | 0 | 0 | 0.001 | 7.813553054265728 | 18.34175994785358 | OPTIMIZED | INSTALLED |  |  | node_1369565_354_15294753_529 | AN | 8101201
evchargingstation_load_220349518 |  | 0 | 0 | 0.92 | 0 | False | 0 | 0 | 0 | 0 | 0 | 0 | 0 | 0 | 0 | 0 | 0 | 0 | 0 | 285.6472327238925 | 0 | 0 | 0 | 0 | 0 | 0 | 0.001 | 20.280869151300607 | 47.60787212064875 | OPTIMIZED | INSTALLED |  |  | node_1369304_955_15294744_822 | AN | 8101201
evchargingstation_load_220349519 |  | 0 | 0 | 0.92 | 0 | False | 0 | 0 | 0 | 0 | 0 | 0 | 0 | 0 | 0 | 0 | 0 | 0 | 0 | 0 | 0 | 0 | 0 | 0 | 0 | 0 | 0.001 | 0 | 0 | OPTIMIZED | INSTALLED |  |  | node_1369102_065_15294669_876 | AN | 8101201
evchargingstation_load_220349520 |  | 0 | 0 | 0.92 | 0 | False | 0 | 0 | 0 | 0 | 0 | 0 | 0 | 0 | 0 | 0 | 0 | 0 | 0 | 0 | 0 | 0 | 0 | 0 | 0 | 0 | 0.001 | 0 | 0 | OPTIMIZED | INSTALLED |  |  | node_1369576_958_15294554_601 | AN | 8101201
evchargingstation_load_220349524 |  | 0 | 0 | 0.92 | 0 | False | 0 | 0 | 0 | 0 | 0 | 0 | 0 | 0 | 0 | 0 | 0 | 0 | 0 | 1137.189135108682 | 0 | 0 | 0 | 0 | 0 | 0 | 0.001 | 80.7400879678924 | 189.53152251811366 | OPTIMIZED | INSTALLED |  |  | node_1368666_956_15294346_261 | AN | 8101201
evchargingstation_load_220349526 |  | 0 | 0 | 0.92 | 0 | False | 0 | 0 | 0 | 0 | 0 | 0 | 0 | 0 | 0 | 0 | 0 | 0 | 0 | 75.93488618411381 | 0 | 0 | 0 | 0 | 0 | 0 | 0.001 | 5.3913585773121335 | 12.655814364018967 | OPTIMIZED | INSTALLED |  |  | node_1368691_053_15294388_212 | BN | 8101201
evchargingstation_load_220349528 |  | 0 | 0 | 0.92 | 0 | False | 0 | 0 | 0 | 0 | 0 | 0 | 0 | 0 | 0 | 0 | 0 | 0 | 0 | 0 | 0 | 0 | 0 | 0 | 0 | 0 | 0.001 | 0 | 0 | OPTIMIZED | INSTALLED |  |  | node_1368318_786_15293851_456 | AN | 8101201
evchargingstation_load_220349529 |  | 0 | 0 | 0.92 | 0 | False | 0 | 0 | 0 | 0 | 0 | 0 | 0 | 0 | 0 | 0 | 0 | 0 | 0 | 256.78465761171003 | 0 | 0 | 0 | 0 | 0 | 0 | 0.001 | 18.231636021126665 | 42.797442935285005 | OPTIMIZED | INSTALLED |  |  | node_1368084_672_15294123_121 | AN | 8101201
evchargingstation_load_220349530 |  | 0 | 0 | 0.92 | 0 | False | 0 | 0 | 0 | 0 | 0 | 0 | 0 | 0 | 0 | 0 | 0 | 0 | 0 | 256.78465761171003 | 0 | 0 | 0 | 0 | 0 | 0 | 0.001 | 18.231636021126665 | 42.797442935285005 | OPTIMIZED | INSTALLED |  |  | node_1368074_5_15294100_168 | BN | 8101201
evchargingstation_load_220349531 |  | 0 | 0 | 0.92 | 0 | False | 0 | 0 | 0 | 0 | 0 | 0 | 0 | 0 | 0 | 0 | 0 | 0 | 0 | 256.78465761171003 | 0 | 0 | 0 | 0 | 0 | 0 | 0.001 | 18.231636021126665 | 42.797442935285005 | OPTIMIZED | INSTALLED |  |  | node_1368098_904_15294141_799 | CN | 8101201
evchargingstation_load_220349537 |  | 0 | 0 | 0.92 | 0 | False | 0 | 0 | 0 | 0 | 0 | 0 | 0 | 0 | 0 | 0 | 0 | 0 | 0 | 207.99555780865958 | 0 | 0 | 0 | 0 | 0 | 0 | 0.001 | 14.767620408255011 | 34.665926301443264 | OPTIMIZED | INSTALLED |  |  | node_1367592_566_15293445_316 | AN | 8101201
evchargingstation_load_220349541 |  | 0 | 0 | 0.92 | 0 | False | 0 | 0 | 0 | 0 | 0 | 0 | 0 | 0 | 0 | 0 | 0 | 0 | 0 | 513.5692601981402 | 0 | 0 | 0 | 0 | 0 | 0 | 0.001 | 36.46326287137336 | 85.59487669969005 | OPTIMIZED | INSTALLED |  |  | node_1366634_453_15293253_449 | AN | 8101201
evchargingstation_load_220349542 |  | 0 | 0 | 0.92 | 0 | False | 0 | 0 | 0 | 0 | 0 | 0 | 0 | 0 | 0 | 0 | 0 | 0 | 0 | 513.5692601981402 | 0 | 0 | 0 | 0 | 0 | 0 | 0.001 | 36.46326287137336 | 85.59487669969005 | OPTIMIZED | INSTALLED |  |  | node_1366625_244_15293229_779 | BN | 8101201
evchargingstation_load_220349543 |  | 0 | 0 | 0.92 | 0 | False | 0 | 0 | 0 | 0 | 0 | 0 | 0 | 0 | 0 | 0 | 0 | 0 | 0 | 513.5692601981402 | 0 | 0 | 0 | 0 | 0 | 0 | 0.001 | 36.46326287137336 | 85.59487669969005 | OPTIMIZED | INSTALLED |  |  | node_1366647_894_15293273_155 | CN | 8101201
evchargingstation_load_220349544 |  | 0 | 0 | 0.92 | 0 | False | 0 | 0 | 0 | 0 | 0 | 0 | 0 | 0 | 0 | 0 | 0 | 0 | 0 | 0 | 0 | 0 | 0 | 0 | 0 | 0 | 0.001 | 0 | 0 | OPTIMIZED | INSTALLED |  |  | node_1366247_13_15292818_198 | AN | 8101201
evchargingstation_load_220349546 |  | 0 | 0 | 0.92 | 0 | False | 0 | 0 | 0 | 0 | 0 | 0 | 0 | 0 | 0 | 0 | 0 | 0 | 0 | 0 | 0 | 0 | 0 | 0 | 0 | 0 | 0.001 | 0 | 0 | OPTIMIZED | INSTALLED |  |  | node_1366277_691_15292851_717 | BN | 8101201
evchargingstation_load_220349550 |  | 0 | 0 | 0.92 | 0 | False | 0 | 0 | 0 | 0 | 0 | 0 | 0 | 0 | 0 | 0 | 0 | 0 | 0 | 623.6198198852617 | 0 | 0 | 0 | 0 | 0 | 0 | 0.001 | 44.276825096519055 | 103.93663664754362 | OPTIMIZED | INSTALLED |  |  | node_1366017_297_15292683_03 | AN | 8101201
evchargingstation_load_220349551 |  | 0 | 0 | 0.92 | 0 | False | 0 | 0 | 0 | 0 | 0 | 0 | 0 | 0 | 0 | 0 | 0 | 0 | 0 | 623.6198198852617 | 0 | 0 | 0 | 0 | 0 | 0 | 0.001 | 44.276825096519055 | 103.93663664754362 | OPTIMIZED | INSTALLED |  |  | node_1366004_212_15292662_896 | BN | 8101201
evchargingstation_load_220349552 |  | 0 | 0 | 0.92 | 0 | False | 0 | 0 | 0 | 0 | 0 | 0 | 0 | 0 | 0 | 0 | 0 | 0 | 0 | 623.6198198852617 | 0 | 0 | 0 | 0 | 0 | 0 | 0.001 | 44.276825096519055 | 103.93663664754362 | OPTIMIZED | INSTALLED |  |  | node_1366033_793_15292697_967 | CN | 8101201
evchargingstation_load_220349553 |  | 0 | 0 | 0.92 | 0 | False | 0 | 0 | 0 | 0 | 0 | 0 | 0 | 0 | 0 | 0 | 0 | 0 | 0 | 110.05055968712148 | 0 | 0 | 0 | 0 | 0 | 0 | 0.001 | 7.813553054265728 | 18.34175994785358 | OPTIMIZED | INSTALLED |  |  | node_1365904_547_15292606_571 | AN | 8101201
evchargingstation_load_220349554 |  | 0 | 0 | 0.92 | 0 | False | 0 | 0 | 0 | 0 | 0 | 0 | 0 | 0 | 0 | 0 | 0 | 0 | 0 | 110.05055968712148 | 0 | 0 | 0 | 0 | 0 | 0 | 0.001 | 7.813553054265728 | 18.34175994785358 | OPTIMIZED | INSTALLED |  |  | node_1365893_38_15292584_459 | AN | 8101201
evchargingstation_load_220349556 |  | 0 | 0 | 0.92 | 0 | False | 0 | 0 | 0 | 0 | 0 | 0 | 0 | 0 | 0 | 0 | 0 | 0 | 0 | 513.5692601981402 | 0 | 0 | 0 | 0 | 0 | 0 | 0.001 | 36.46326287137336 | 85.59487669969005 | OPTIMIZED | INSTALLED |  |  | node_1365601_906_15292464_341 | AN | 8101201
evchargingstation_load_220349557 |  | 0 | 0 | 0.92 | 0 | False | 0 | 0 | 0 | 0 | 0 | 0 | 0 | 0 | 0 | 0 | 0 | 0 | 0 | 513.5692601981402 | 0 | 0 | 0 | 0 | 0 | 0 | 0.001 | 36.46326287137336 | 85.59487669969005 | OPTIMIZED | INSTALLED |  |  | node_1365620_201_15292474_797 | BN | 8101201
evchargingstation_load_220349558 |  | 0 | 0 | 0.92 | 0 | False | 0 | 0 | 0 | 0 | 0 | 0 | 0 | 0 | 0 | 0 | 0 | 0 | 0 | 513.5692601981402 | 0 | 0 | 0 | 0 | 0 | 0 | 0.001 | 36.46326287137336 | 85.59487669969005 | OPTIMIZED | INSTALLED |  |  | node_1365639_854_15292478_558 | CN | 8101201
evchargingstation_load_220349559 |  | 0 | 0 | 0.92 | 0 | False | 0 | 0 | 0 | 0 | 0 | 0 | 0 | 0 | 0 | 0 | 0 | 0 | 0 | 275.1263992178037 | 0 | 0 | 0 | 0 | 0 | 0 | 0.001 | 19.533891806544293 | 45.854399869633944 | OPTIMIZED | INSTALLED |  |  | node_1365369_548_15292654_156 | AN | 8101201
evchargingstation_load_220349560 |  | 0 | 0 | 0.92 | 0 | False | 0 | 0 | 0 | 0 | 0 | 0 | 0 | 0 | 0 | 0 | 0 | 0 | 0 | 0 | 0 | 0 | 0 | 0 | 0 | 0 | 0.001 | 0 | 0 | OPTIMIZED | INSTALLED |  |  | node_1365145_778_15292906_816 | AN | 8101201
evchargingstation_load_220349561 |  | 0 | 0 | 0.92 | 0 | False | 0 | 0 | 0 | 0 | 0 | 0 | 0 | 0 | 0 | 0 | 0 | 0 | 0 | 146.73409792458858 | 0 | 0 | 0 | 0 | 0 | 0 | 0.001 | 10.41807379598096 | 24.45568298743143 | OPTIMIZED | INSTALLED |  |  | node_1365201_024_15292320_002 | AN | 8101201
evchargingstation_load_220349562 |  | 0 | 0 | 0.92 | 0 | False | 0 | 0 | 0 | 0 | 0 | 0 | 0 | 0 | 0 | 0 | 0 | 0 | 0 | 146.73409792458858 | 0 | 0 | 0 | 0 | 0 | 0 | 0.001 | 10.41807379598096 | 24.45568298743143 | OPTIMIZED | INSTALLED |  |  | node_1365184_35_15292305_426 | BN | 8101201
evchargingstation_load_220349563 |  | 0 | 0 | 0.92 | 0 | False | 0 | 0 | 0 | 0 | 0 | 0 | 0 | 0 | 0 | 0 | 0 | 0 | 0 | 146.73409792458858 | 0 | 0 | 0 | 0 | 0 | 0 | 0.001 | 10.41807379598096 | 24.45568298743143 | OPTIMIZED | INSTALLED |  |  | node_1365219_909_15292328_314 | CN | 8101201
evchargingstation_load_220349569 |  | 0 | 0 | 0.92 | 0 | False | 0 | 0 | 0 | 0 | 0 | 0 | 0 | 0 | 0 | 0 | 0 | 0 | 0 | 962.9423972623129 | 0 | 0 | 0 | 0 | 0 | 0 | 0.001 | 68.36862590834502 | 160.4903995437188 | OPTIMIZED | INSTALLED |  |  | node_1364949_362_15292231_983 | AN | 8101201
evchargingstation_load_220349570 |  | 0 | 0 | 0.92 | 0 | False | 0 | 0 | 0 | 0 | 0 | 0 | 0 | 0 | 0 | 0 | 0 | 0 | 0 | 898.7462191030654 | 0 | 0 | 0 | 0 | 0 | 0 | 0.001 | 63.81071690306335 | 149.79103651717756 | OPTIMIZED | INSTALLED |  |  | node_1364667_977_15292127_332 | AN | 8101201
evchargingstation_load_220349571 |  | 0 | 0 | 0.92 | 0 | False | 0 | 0 | 0 | 0 | 0 | 0 | 0 | 0 | 0 | 0 | 0 | 0 | 0 | 898.7462191030654 | 0 | 0 | 0 | 0 | 0 | 0 | 0.001 | 63.81071690306335 | 149.79103651717756 | OPTIMIZED | INSTALLED |  |  | node_1364634_807_15292098_651 | BN | 8101201
evchargingstation_load_220349572 |  | 0 | 0 | 0.92 | 0 | False | 0 | 0 | 0 | 0 | 0 | 0 | 0 | 0 | 0 | 0 | 0 | 0 | 0 | 898.7462191030654 | 0 | 0 | 0 | 0 | 0 | 0 | 0.001 | 63.81071690306335 | 149.79103651717756 | OPTIMIZED | INSTALLED |  |  | node_1364650_001_15292115_91 | CN | 8101201
evchargingstation_load_220349573 |  | 0 | 0 | 0.92 | 0 | False | 0 | 0 | 0 | 0 | 0 | 0 | 0 | 0 | 0 | 0 | 0 | 0 | 0 | 880.4044774969718 | 0 | 0 | 0 | 0 | 0 | 0 | 0.001 | 62.50845194676574 | 146.73407958282863 | OPTIMIZED | INSTALLED |  |  | node_1364806_507_15291847_264 | AN | 8101201
evchargingstation_load_220349574 |  | 0 | 0 | 0.92 | 0 | False | 0 | 0 | 0 | 0 | 0 | 0 | 0 | 0 | 0 | 0 | 0 | 0 | 0 | 1809.3632619279015 | 0 | 0 | 0 | 0 | 0 | 0 | 0.001 | 128.4642560174905 | 301.56054365465025 | OPTIMIZED | INSTALLED |  |  | node_1364222_618_15292042_203 | AN | 8101201
evchargingstation_load_220350328 |  | 0 | 0 | 0.92 | 0 | False | 0 | 0 | 0 | 0 | 0 | 0 | 0 | 0 | 0 | 0 | 0 | 0 | 0 | 990.4550371840933 | 0 | 0 | 0 | 0 | 0 | 0 | 0.001 | 70.32201417191145 | 165.0758395306822 | OPTIMIZED | INSTALLED |  |  | node_1369442_474_15296021_122 | AN | 8101201
evchargingstation_load_220350329 |  | 0 | 0 | 0.92 | 0 | False | 0 | 0 | 0 | 0 | 0 | 0 | 0 | 0 | 0 | 0 | 0 | 0 | 0 | 990.4550371840933 | 0 | 0 | 0 | 0 | 0 | 0 | 0.001 | 70.32201417191145 | 165.0758395306822 | OPTIMIZED | INSTALLED |  |  | node_1369446_566_15296006_016 | BN | 8101201
evchargingstation_load_220350330 |  | 0 | 0 | 0.92 | 0 | False | 0 | 0 | 0 | 0 | 0 | 0 | 0 | 0 | 0 | 0 | 0 | 0 | 0 | 990.4550371840933 | 0 | 0 | 0 | 0 | 0 | 0 | 0.001 | 70.32201417191145 | 165.0758395306822 | OPTIMIZED | INSTALLED |  |  | node_1369447_461_15296038_861 | CN | 8101201
evchargingstation_load_220350331 |  | 0 | 0 | 0.92 | 0 | False | 0 | 0 | 0 | 0 | 0 | 0 | 0 | 0 | 0 | 0 | 0 | 0 | 0 | 0 | 0 | 0 | 0 | 0 | 0 | 0 | 0.001 | 0 | 0 | OPTIMIZED | INSTALLED |  |  | node_1369681_884_15296284_975 | AN | 8101201
evchargingstation_load_220350332 |  | 0 | 0 | 0.92 | 0 | False | 0 | 0 | 0 | 0 | 0 | 0 | 0 | 0 | 0 | 0 | 0 | 0 | 0 | 110.05055968712148 | 0 | 0 | 0 | 0 | 0 | 0 | 0.001 | 7.813553054265728 | 18.34175994785358 | OPTIMIZED | INSTALLED |  |  | node_1370078_008_15296678_57 | AN | 8101201
evchargingstation_load_220350333 |  | 0 | 0 | 0.92 | 0 | False | 0 | 0 | 0 | 0 | 0 | 0 | 0 | 0 | 0 | 0 | 0 | 0 | 0 | 110.05055968712148 | 0 | 0 | 0 | 0 | 0 | 0 | 0.001 | 7.813553054265728 | 18.34175994785358 | OPTIMIZED | INSTALLED |  |  | node_1370086_097_15296702_957 | BN | 8101201
evchargingstation_load_220350337 |  | 0 | 0 | 0.92 | 0 | False | 0 | 0 | 0 | 0 | 0 | 0 | 0 | 0 | 0 | 0 | 0 | 0 | 0 | 143.02170736938305 | 0 | 0 | 0 | 0 | 0 | 0 | 0.001 | 10.154502705530307 | 23.836951228230507 | OPTIMIZED | INSTALLED |  |  | node_1369375_908_15295083_676 | AN | 8101201
evchargingstation_load_220350338 |  | 0 | 0 | 0.92 | 0 | False | 0 | 0 | 0 | 0 | 0 | 0 | 0 | 0 | 0 | 0 | 0 | 0 | 0 | 143.02170736938305 | 0 | 0 | 0 | 0 | 0 | 0 | 0.001 | 10.154502705530307 | 23.836951228230507 | OPTIMIZED | INSTALLED |  |  | node_1369380_583_15295097_373 | AN | 8101201
evchargingstation_load_220350339 |  | 0 | 0 | 0.92 | 0 | False | 0 | 0 | 0 | 0 | 0 | 0 | 0 | 0 | 0 | 0 | 0 | 0 | 0 | 1504.0242973822335 | 0 | 0 | 0 | 0 | 0 | 0 | 0.001 | 106.7852770432848 | 250.67071623037225 | OPTIMIZED | INSTALLED |  |  | node_1370437_651_15297423_338 | AN | 8101201
evchargingstation_load_220350340 |  | 0 | 0 | 0.92 | 0 | False | 0 | 0 | 0 | 0 | 0 | 0 | 0 | 0 | 0 | 0 | 0 | 0 | 0 | 1504.0242973822335 | 0 | 0 | 0 | 0 | 0 | 0 | 0.001 | 106.7852770432848 | 250.67071623037225 | OPTIMIZED | INSTALLED |  |  | node_1370429_726_15297371_548 | BN | 8101201
evchargingstation_load_220350342 |  | 0 | 0 | 0.92 | 0 | False | 0 | 0 | 0 | 0 | 0 | 0 | 0 | 0 | 0 | 0 | 0 | 0 | 0 | 2127.644172292775 | 0 | 0 | 0 | 0 | 0 | 0 | 0.001 | 151.06210213980387 | 354.60736204879584 | OPTIMIZED | INSTALLED |  |  | node_1369606_233_15295638_011 | AN | 8101201
evchargingstation_load_220350343 |  | 0 | 0 | 0.92 | 0 | False | 0 | 0 | 0 | 0 | 0 | 0 | 0 | 0 | 0 | 0 | 0 | 0 | 0 | 2127.644172292775 | 0 | 0 | 0 | 0 | 0 | 0 | 0.001 | 151.06210213980387 | 354.60736204879584 | OPTIMIZED | INSTALLED |  |  | node_1369609_257_15295664_355 | BN | 8101201
evchargingstation_load_220350344 |  | 0 | 0 | 0.92 | 0 | False | 0 | 0 | 0 | 0 | 0 | 0 | 0 | 0 | 0 | 0 | 0 | 0 | 0 | 2127.644172292775 | 0 | 0 | 0 | 0 | 0 | 0 | 0.001 | 151.06210213980387 | 354.60736204879584 | OPTIMIZED | INSTALLED |  |  | node_1369607_106_15295690_805 | CN | 8101201
evchargingstation_load_220350432 |  | 0 | 0 | 0.92 | 0 | False | 0 | 0 | 0 | 0 | 0 | 0 | 0 | 0 | 0 | 0 | 0 | 0 | 0 | 843.7209392595046 | 0 | 0 | 0 | 0 | 0 | 0 | 0.001 | 59.90394037593049 | 140.62015654325077 | OPTIMIZED | INSTALLED |  |  | node_1367511_636_15291890_103 | AN | 8101201
evchargingstation_load_220350433 |  | 0 | 0 | 0.92 | 0 | False | 0 | 0 | 0 | 0 | 0 | 0 | 0 | 0 | 0 | 0 | 0 | 0 | 0 | 843.7209392595046 | 0 | 0 | 0 | 0 | 0 | 0 | 0.001 | 59.90394037593049 | 140.62015654325077 | OPTIMIZED | INSTALLED |  |  | node_1367492_898_15291881_197 | BN | 8101201
evchargingstation_load_220350434 |  | 0 | 0 | 0.92 | 0 | False | 0 | 0 | 0 | 0 | 0 | 0 | 0 | 0 | 0 | 0 | 0 | 0 | 0 | 843.7209392595046 | 0 | 0 | 0 | 0 | 0 | 0 | 0.001 | 59.90394037593049 | 140.62015654325077 | OPTIMIZED | INSTALLED |  |  | node_1367531_417_15291892_211 | CN | 8101201
evchargingstation_load_220350435 |  | 0 | 0 | 0.92 | 0 | False | 0 | 0 | 0 | 0 | 0 | 0 | 0 | 0 | 0 | 0 | 0 | 0 | 0 | 2751.2639921780365 | 0 | 0 | 0 | 0 | 0 | 0 | 0.001 | 195.33892723632292 | 458.5439986963394 | OPTIMIZED | INSTALLED |  |  | node_1367483_682_15291884_725 | AN | 8101201
evchargingstation_load_220350436 |  | 0 | 0 | 0.92 | 0 | False | 0 | 0 | 0 | 0 | 0 | 0 | 0 | 0 | 0 | 0 | 0 | 0 | 0 | 2751.2639921780365 | 0 | 0 | 0 | 0 | 0 | 0 | 0.001 | 195.33892723632292 | 458.5439986963394 | OPTIMIZED | INSTALLED |  |  | node_1367503_423_15291887_485 | BN | 8101201
evchargingstation_load_220350437 |  | 0 | 0 | 0.92 | 0 | False | 0 | 0 | 0 | 0 | 0 | 0 | 0 | 0 | 0 | 0 | 0 | 0 | 0 | 2751.2639921780365 | 0 | 0 | 0 | 0 | 0 | 0 | 0.001 | 195.33892723632292 | 458.5439986963394 | OPTIMIZED | INSTALLED |  |  | node_1367465_111_15291875_204 | CN | 8101201
evchargingstation_load_220350438 |  | 0 | 0 | 0.92 | 0 | False | 0 | 0 | 0 | 0 | 0 | 0 | 0 | 0 | 0 | 0 | 0 | 0 | 0 | 3576.6431898314477 | 0 | 0 | 0 | 0 | 0 | 0 | 0.001 | 253.94060265595581 | 596.1071983052412 | OPTIMIZED | INSTALLED |  |  | node_1367793_625_15291618_915 | AN | 8101201
evchargingstation_load_220350442 |  | 0 | 0 | 0.92 | 0 | False | 0 | 0 | 0 | 0 | 0 | 0 | 0 | 0 | 0 | 0 | 0 | 0 | 0 | 71.31276267725471 | 0 | 0 | 0 | 0 | 0 | 0 | 0.001 | 5.063187808325137 | 11.885460446209118 | OPTIMIZED | INSTALLED |  |  | node_1367357_626_15293050_383 | AN | 8101201
evchargingstation_load_220350444 |  | 0 | 0 | 0.92 | 0 | False | 0 | 0 | 0 | 0 | 0 | 0 | 0 | 0 | 0 | 0 | 0 | 0 | 0 | 0 | 0 | 0 | 0 | 0 | 0 | 0 | 0.001 | 0 | 0 | OPTIMIZED | INSTALLED |  |  | node_1367460_302_15292588_448 | AN | 8101201
evchargingstation_load_220350445 |  | 0 | 0 | 0.92 | 0 | False | 0 | 0 | 0 | 0 | 0 | 0 | 0 | 0 | 0 | 0 | 0 | 0 | 0 | 82.5379197653411 | 0 | 0 | 0 | 0 | 0 | 0 | 0.001 | 5.8601647906992955 | 13.756319960890183 | OPTIMIZED | INSTALLED |  |  | node_1367576_444_15292378_155 | AN | 8101201
evchargingstation_load_220350446 |  | 0 | 0 | 0.92 | 0 | False | 0 | 0 | 0 | 0 | 0 | 0 | 0 | 0 | 0 | 0 | 0 | 0 | 0 | 82.5379197653411 | 0 | 0 | 0 | 0 | 0 | 0 | 0.001 | 5.8601647906992955 | 13.756319960890183 | OPTIMIZED | INSTALLED |  |  | node_1367567_233_15292401_649 | AN | 8101201
evchargingstation_load_220350447 |  | 0 | 0 | 0.92 | 0 | False | 0 | 0 | 0 | 0 | 0 | 0 | 0 | 0 | 0 | 0 | 0 | 0 | 0 | 0 | 0 | 0 | 0 | 0 | 0 | 0 | 0.001 | 0 | 0 | OPTIMIZED | INSTALLED |  |  | node_1367743_355_15292057_414 | AN | 8101201
evchargingstation_load_220350448 |  | 0 | 0 | 0.92 | 0 | False | 0 | 0 | 0 | 0 | 0 | 0 | 0 | 0 | 0 | 0 | 0 | 0 | 0 | 0 | 0 | 0 | 0 | 0 | 0 | 0 | 0.001 | 0 | 0 | OPTIMIZED | INSTALLED |  |  | node_1367734_373_15292081_07 | AN | 8101201
evchargingstation_load_220423776 |  | 0 | 0 | 0.92 | 0 | False | 0 | 0 | 0 | 0 | 0 | 0 | 0 | 0 | 0 | 0 | 0 | 0 | 0 | 962.9423972623129 | 0 | 0 | 0 | 0 | 0 | 0 | 0.001 | 68.36862590834502 | 160.4903995437188 | OPTIMIZED | INSTALLED |  |  | node_1364932_31_15292218_223 | AN | 8101201
evchargingstation_load_220430127 |  | 0 | 0 | 0.92 | 0 | False | 0 | 0 | 0 | 0 | 0 | 0 | 0 | 0 | 0 | 0 | 0 | 0 | 0 | 5814.337921811344 | 0 | 0 | 0 | 0 | 0 | 0 | 0.001 | 412.8162670209054 | 969.0563203018907 | OPTIMIZED | INSTALLED |  |  | node_1370778_893_15297094_923 | AN | 8101201
evchargingstation_load_220430814 |  | 0 | 0 | 0.92 | 0 | False | 0 | 0 | 0 | 0 | 0 | 0 | 0 | 0 | 0 | 0 | 0 | 0 | 0 | 5814.337921811344 | 0 | 0 | 0 | 0 | 0 | 0 | 0.001 | 412.8162670209054 | 969.0563203018907 | OPTIMIZED | INSTALLED |  |  | node_1370774_816_15297120_943 | BN | 8101201
evchargingstation_load_220431926 |  | 0 | 0 | 0.92 | 0 | False | 0 | 0 | 0 | 0 | 0 | 0 | 0 | 0 | 0 | 0 | 0 | 0 | 0 | 1008.7967787901866 | 0 | 0 | 0 | 0 | 0 | 0 | 0.001 | 71.62426995732908 | 168.1327964650311 | OPTIMIZED | INSTALLED |  |  | node_1370495_438_15296829_832 | AN | 8101201
evchargingstation_load_220431959 |  | 0 | 0 | 0.92 | 0 | False | 0 | 0 | 0 | 0 | 0 | 0 | 0 | 0 | 0 | 0 | 0 | 0 | 0 | 1008.7967787901866 | 0 | 0 | 0 | 0 | 0 | 0 | 0.001 | 71.62426995732908 | 168.1327964650311 | OPTIMIZED | INSTALLED |  |  | node_1370534_123_15296839_637 | BN | 8101201
evchargingstation_load_220432088 |  | 0 | 0 | 0.92 | 0 | False | 0 | 0 | 0 | 0 | 0 | 0 | 0 | 0 | 0 | 0 | 0 | 0 | 0 | 439.3658544948638 | 0 | 0 | 0 | 0 | 0 | 0 | 0.001 | 31.194849110991687 | 73.22764241581064 | OPTIMIZED | INSTALLED |  |  | node_1370486_013_15297737_637 | AN | 8101201
evchargingstation_load_220432166 |  | 0 | 0 | 0.92 | 0 | False | 0 | 0 | 0 | 0 | 0 | 0 | 0 | 0 | 0 | 0 | 0 | 0 | 0 | 1797.4924932314107 | 0 | 0 | 0 | 0 | 0 | 0 | 0.001 | 127.6214338061267 | 299.5820822052351 | OPTIMIZED | INSTALLED |  |  | node_1369700_809_15296020_164 | AN | 8101201
evchargingstation_load_220432167 |  | 0 | 0 | 0.92 | 0 | False | 0 | 0 | 0 | 0 | 0 | 0 | 0 | 0 | 0 | 0 | 0 | 0 | 0 | 1797.4924932314107 | 0 | 0 | 0 | 0 | 0 | 0 | 0.001 | 127.6214338061267 | 299.5820822052351 | OPTIMIZED | INSTALLED |  |  | node_1369698_636_15296046_61 | BN | 8101201
evchargingstation_load_220432168 |  | 0 | 0 | 0.92 | 0 | False | 0 | 0 | 0 | 0 | 0 | 0 | 0 | 0 | 0 | 0 | 0 | 0 | 0 | 1797.4924932314107 | 0 | 0 | 0 | 0 | 0 | 0 | 0.001 | 127.6214338061267 | 299.5820822052351 | OPTIMIZED | INSTALLED |  |  | node_1369697_807_15295993_815 | CN | 8101201
evchargingstation_load_220432315 |  | 0 | 0 | 0.92 | 0 | False | 0 | 0 | 0 | 0 | 0 | 0 | 0 | 0 | 0 | 0 | 0 | 0 | 0 | 0 | 0 | 0 | 0 | 0 | 0 | 0 | 0.001 | 0 | 0 | OPTIMIZED | INSTALLED |  |  | node_1369960_454_15294453_575 | AN | 8101201
evchargingstation_load_220432324 |  | 0 | 0 | 0.92 | 0 | False | 0 | 0 | 0 | 0 | 0 | 0 | 0 | 0 | 0 | 0 | 0 | 0 | 0 | 0 | 0 | 0 | 0 | 0 | 0 | 0 | 0.001 | 0 | 0 | OPTIMIZED | INSTALLED |  |  | node_1369980_077_15294449_91 | BN | 8101201
evchargingstation_load_220432561 |  | 0 | 0 | 0.92 | 0 | False | 0 | 0 | 0 | 0 | 0 | 0 | 0 | 0 | 0 | 0 | 0 | 0 | 0 | 0 | 0 | 0 | 0 | 0 | 0 | 0 | 0.001 | 0 | 0 | OPTIMIZED | INSTALLED |  |  | node_1369942_242_15294463_941 | CN | 8101201
evchargingstation_load_220432720 |  | 0 | 0 | 0.92 | 0 | False | 0 | 0 | 0 | 0 | 0 | 0 | 0 | 0 | 0 | 0 | 0 | 0 | 0 | 1815.8342348375043 | 0 | 0 | 0 | 0 | 0 | 0 | 0.001 | 128.92368959154433 | 302.63903913958404 | OPTIMIZED | INSTALLED |  |  | node_1370096_453_15294047_068 | AN | 8101201
evchargingstation_load_220432721 |  | 0 | 0 | 0.92 | 0 | False | 0 | 0 | 0 | 0 | 0 | 0 | 0 | 0 | 0 | 0 | 0 | 0 | 0 | 1815.8342348375043 | 0 | 0 | 0 | 0 | 0 | 0 | 0.001 | 128.92368959154433 | 302.63903913958404 | OPTIMIZED | INSTALLED |  |  | node_1370145_466_15294058_15 | BN | 8101201
evchargingstation_load_220432722 |  | 0 | 0 | 0.92 | 0 | False | 0 | 0 | 0 | 0 | 0 | 0 | 0 | 0 | 0 | 0 | 0 | 0 | 0 | 1815.8342348375043 | 0 | 0 | 0 | 0 | 0 | 0 | 0.001 | 128.92368959154433 | 302.63903913958404 | OPTIMIZED | INSTALLED |  |  | node_1370122_88_15294053_67 | CN | 8101201
evchargingstation_load_220435038 |  | 0 | 0 | 0.92 | 0 | False | 0 | 0 | 0 | 0 | 0 | 0 | 0 | 0 | 0 | 0 | 0 | 0 | 0 | 1008.7967787901866 | 0 | 0 | 0 | 0 | 0 | 0 | 0.001 | 71.62426995732908 | 168.1327964650311 | OPTIMIZED | INSTALLED |  |  | node_1370515_244_15296831_319 | CN | 8101201
evchargingstation_load_220491723 |  | 0 | 0 | 0.92 | 0 | False | 0 | 0 | 0 | 0 | 0 | 0 | 0 | 0 | 0 | 0 | 0 | 0 | 0 | 5814.337921811344 | 0 | 0 | 0 | 0 | 0 | 0 | 0.001 | 412.8162670209054 | 969.0563203018907 | OPTIMIZED | INSTALLED |  |  | node_1370777_808_15297068_325 | CN | 8101201
evchargingstation_load_220497467 |  | 0 | 0 | 0.92 | 0 | False | 0 | 0 | 0 | 0 | 0 | 0 | 0 | 0 | 0 | 0 | 0 | 0 | 0 | 0 | 0 | 0 | 0 | 0 | 0 | 0 | 0.001 | 0 | 0 | OPTIMIZED | INSTALLED |  |  | node_1366360_286_15294066_28 | AN | 8101201
evchargingstation_load_220505416 |  | 0 | 0 | 0.92 | 0 | False | 0 | 0 | 0 | 0 | 0 | 0 | 0 | 0 | 0 | 0 | 0 | 0 | 0 | 220.10111937424296 | 0 | 0 | 0 | 0 | 0 | 0 | 0.001 | 15.62711527941143 | 36.68351989570716 | OPTIMIZED | INSTALLED |  |  | node_1367103_657_15293258_98 | AN | 8101201
evchargingstation_load_220505416-L-1 |  | 0 | 0 | 0.92 | 0 | False | 0 | 0 | 0 | 0 | 0 | 0 | 0 | 0 | 0 | 0 | 0 | 0 | 0 | 0 | 0 | 0 | 0 | 0 | 0 | 0 | 0.001 | 0 | 0 | OPTIMIZED | INSTALLED |  |  | node_1367103_657_15293258_98 | AN | 8101201
evchargingstation_load_220505832 |  | 0 | 0 | 0.92 | 0 | False | 0 | 0 | 0 | 0 | 0 | 0 | 0 | 0 | 0 | 0 | 0 | 0 | 0 | 0 | 0 | 0 | 0 | 0 | 0 | 0 | 0.001 | 0 | 0 | OPTIMIZED | INSTALLED |  |  | node_1368065_692_15293854_88 | AN | 8101201
evchargingstation_load_220505833 |  | 0 | 0 | 0.92 | 0 | False | 0 | 0 | 0 | 0 | 0 | 0 | 0 | 0 | 0 | 0 | 0 | 0 | 0 | 0 | 0 | 0 | 0 | 0 | 0 | 0 | 0.001 | 0 | 0 | OPTIMIZED | INSTALLED |  |  | node_1368049_719_15293838_947 | BN | 8101201
evchargingstation_load_220505834 |  | 0 | 0 | 0.92 | 0 | False | 0 | 0 | 0 | 0 | 0 | 0 | 0 | 0 | 0 | 0 | 0 | 0 | 0 | 0 | 0 | 0 | 0 | 0 | 0 | 0 | 0.001 | 0 | 0 | OPTIMIZED | INSTALLED |  |  | node_1368084_163_15293864_747 | CN | 8101201
evchargingstation_load_220522217 |  | 0 | 0 | 0.92 | 0 | False | 0 | 0 | 0 | 0 | 0 | 0 | 0 | 0 | 0 | 0 | 0 | 0 | 0 | 1504.0242973822335 | 0 | 0 | 0 | 0 | 0 | 0 | 0.001 | 106.7852770432848 | 250.67071623037225 | OPTIMIZED | INSTALLED |  |  | node_1370436_223_15297396_766 | CN | 8101201
evchargingstation_load_220524397 |  | 0 | 0 | 0.92 | 0 | False | 0 | 0 | 0 | 0 | 0 | 0 | 0 | 0 | 0 | 0 | 0 | 0 | 0 | 568.594540041701 | 0 | 0 | 0 | 0 | 0 | 0 | 0.001 | 40.370039398506215 | 94.76575667361682 | OPTIMIZED | INSTALLED |  |  | node_1369249_237_15294342_017 | AN | 8101201
evchargingstation_load_220524399 |  | 0 | 0 | 0.92 | 0 | False | 0 | 0 | 0 | 0 | 0 | 0 | 0 | 0 | 0 | 0 | 0 | 0 | 0 | 568.594540041701 | 0 | 0 | 0 | 0 | 0 | 0 | 0.001 | 40.370039398506215 | 94.76575667361682 | OPTIMIZED | INSTALLED |  |  | node_1369260_075_15294319_82 | BN | 8101201
evchargingstation_load_220524403 |  | 0 | 0 | 0.92 | 0 | False | 0 | 0 | 0 | 0 | 0 | 0 | 0 | 0 | 0 | 0 | 0 | 0 | 0 | 568.594540041701 | 0 | 0 | 0 | 0 | 0 | 0 | 0.001 | 40.370039398506215 | 94.76575667361682 | OPTIMIZED | INSTALLED |  |  | node_1369243_067_15294367_265 | CN | 8101201
evchargingstation_load_220527019 |  | 0 | 0 | 0.92 | 0 | False | 0 | 0 | 0 | 0 | 0 | 0 | 0 | 0 | 0 | 0 | 0 | 0 | 0 | 1210.5561015330563 | 0 | 0 | 0 | 0 | 0 | 0 | 0.001 | 85.94912945132288 | 201.7593502555094 | OPTIMIZED | INSTALLED |  |  | node_1364088_828_15291739_1 | ABCN | 8101201
evchargingstation_load_220530169 |  | 0 | 0 | 0.92 | 0 | False | 0 | 0 | 0 | 0 | 0 | 0 | 0 | 0 | 0 | 0 | 0 | 0 | 0 | 27842.791655867008 | 0 | 0 | 0 | 0 | 0 | 0 | 0.001 | 1976.8299223551462 | 4640.465275977835 | OPTIMIZED | INSTALLED |  |  | node_1369808_669_15294951_149 | ABCN | 8101201
evchargingstation_load_220542347 |  | 0 | 0 | 0.92 | 0 | False | 0 | 0 | 0 | 0 | 0 | 0 | 0 | 0 | 0 | 0 | 0 | 0 | 0 | 275.1263992178037 | 0 | 0 | 0 | 0 | 0 | 0 | 0.001 | 19.533891806544293 | 45.854399869633944 | OPTIMIZED | INSTALLED |  |  | node_1367965_105_15291255_33 | AN | 8101201
evchargingstation_load_220542386 |  | 0 | 0 | 0.92 | 0 | False | 0 | 0 | 0 | 0 | 0 | 0 | 0 | 0 | 0 | 0 | 0 | 0 | 0 | 275.1263992178037 | 0 | 0 | 0 | 0 | 0 | 0 | 0.001 | 19.533891806544293 | 45.854399869633944 | OPTIMIZED | INSTALLED |  |  | node_1367959_889_15291280_971 | AN | 8101201
evchargingstation_load_220543391 |  | 0 | 0 | 0.92 | 0 | False | 0 | 0 | 0 | 0 | 0 | 0 | 0 | 0 | 0 | 0 | 0 | 0 | 0 | 0 | 0 | 0 | 0 | 0 | 0 | 0 | 0.001 | 0 | 0 | OPTIMIZED | INSTALLED |  |  | node_1373606_234_15296210_748 | AN | 8101201
evchargingstation_load_220551778 |  | 0 | 0 | 0.92 | 0 | False | 0 | 0 | 0 | 0 | 0 | 0 | 0 | 0 | 0 | 0 | 0 | 0 | 0 | 513.5692601981402 | 0 | 0 | 0 | 0 | 0 | 0 | 0.001 | 36.46326287137336 | 85.59487669969005 | OPTIMIZED | INSTALLED |  |  | node_1373892_217_15295965_928 | AN | 8101201
evchargingstation_load_220551779 |  | 0 | 0 | 0.92 | 0 | False | 0 | 0 | 0 | 0 | 0 | 0 | 0 | 0 | 0 | 0 | 0 | 0 | 0 | 513.5692601981402 | 0 | 0 | 0 | 0 | 0 | 0 | 0.001 | 36.46326287137336 | 85.59487669969005 | OPTIMIZED | INSTALLED |  |  | node_1373910_313_15295955_211 | BN | 8101201
evchargingstation_load_220551812 |  | 0 | 0 | 0.92 | 0 | False | 0 | 0 | 0 | 0 | 0 | 0 | 0 | 0 | 0 | 0 | 0 | 0 | 0 | 513.5692601981402 | 0 | 0 | 0 | 0 | 0 | 0 | 0.001 | 36.46326287137336 | 85.59487669969005 | OPTIMIZED | INSTALLED |  |  | node_1373876_834_15295982_59 | CN | 8101201
evchargingstation_load_220553969 |  | 0 | 0 | 0.92 | 0 | False | 0 | 0 | 0 | 0 | 0 | 0 | 0 | 0 | 0 | 0 | 0 | 0 | 0 | 990.4550371840933 | 0 | 0 | 0 | 0 | 0 | 0 | 0.001 | 70.32201417191145 | 165.0758395306822 | OPTIMIZED | INSTALLED |  |  | node_1369871_967_15297011_125 | AN | 8101201
evchargingstation_load_220553970 |  | 0 | 0 | 0.92 | 0 | False | 0 | 0 | 0 | 0 | 0 | 0 | 0 | 0 | 0 | 0 | 0 | 0 | 0 | 990.4550371840933 | 0 | 0 | 0 | 0 | 0 | 0 | 0.001 | 70.32201417191145 | 165.0758395306822 | OPTIMIZED | INSTALLED |  |  | node_1369857_122_15296993_333 | BN | 8101201
evchargingstation_load_220553972 |  | 0 | 0 | 0.92 | 0 | False | 0 | 0 | 0 | 0 | 0 | 0 | 0 | 0 | 0 | 0 | 0 | 0 | 0 | 990.4550371840933 | 0 | 0 | 0 | 0 | 0 | 0 | 0.001 | 70.32201417191145 | 165.0758395306822 | OPTIMIZED | INSTALLED |  |  | node_1369889_708_15297023_184 | CN | 8101201
evchargingstation_load_220577686 |  | 0 | 0 | 0.92 | 0 | False | 0 | 0 | 0 | 0 | 0 | 0 | 0 | 0 | 0 | 0 | 0 | 0 | 0 | 385.1769589049252 | 0 | 0 | 0 | 0 | 0 | 0 | 0.001 | 27.347454031689995 | 64.19615981748753 | OPTIMIZED | INSTALLED |  |  | node_1368057_695_15292369_401 | AN | 8101201
evchargingstation_load_220577688 |  | 0 | 0 | 0.92 | 0 | False | 0 | 0 | 0 | 0 | 0 | 0 | 0 | 0 | 0 | 0 | 0 | 0 | 0 | 385.1769589049252 | 0 | 0 | 0 | 0 | 0 | 0 | 0.001 | 27.347454031689995 | 64.19615981748753 | OPTIMIZED | INSTALLED |  |  | node_1368039_774_15292357_825 | BN | 8101201
evchargingstation_load_220579674 |  | 0 | 0 | 0.92 | 0 | False | 0 | 0 | 0 | 0 | 0 | 0 | 0 | 0 | 0 | 0 | 0 | 0 | 0 | 862.0627358908782 | 0 | 0 | 0 | 0 | 0 | 0 | 0.001 | 61.20619616134811 | 143.6771226484797 | OPTIMIZED | INSTALLED |  |  | node_1367737_897_15292292_545 | AN | 8101201
evchargingstation_load_220579703 |  | 0 | 0 | 0.92 | 0 | False | 0 | 0 | 0 | 0 | 0 | 0 | 0 | 0 | 0 | 0 | 0 | 0 | 0 | 862.0627358908782 | 0 | 0 | 0 | 0 | 0 | 0 | 0.001 | 61.20619616134811 | 143.6771226484797 | OPTIMIZED | INSTALLED |  |  | node_1367720_527_15292279_53 | BN | 8101201
evchargingstation_load_220579897 |  | 0 | 0 | 0.92 | 0 | False | 0 | 0 | 0 | 0 | 0 | 0 | 0 | 0 | 0 | 0 | 0 | 0 | 0 | 862.0627358908782 | 0 | 0 | 0 | 0 | 0 | 0 | 0.001 | 61.20619616134811 | 143.6771226484797 | OPTIMIZED | INSTALLED |  |  | node_1367757_153_15292299_104 | CN | 8101201
evchargingstation_load_220606738 |  | 0 | 0 | 0.92 | 0 | False | 0 | 0 | 0 | 0 | 0 | 0 | 0 | 0 | 0 | 0 | 0 | 0 | 0 | 1779.150696600037 | 0 | 0 | 0 | 0 | 0 | 0 | 0.001 | 126.3191688498291 | 296.5251161000062 | OPTIMIZED | INSTALLED |  |  | node_1368864_555_15294549_164 | AN | 8101201
evchargingstation_load_220606739 |  | 0 | 0 | 0.92 | 0 | False | 0 | 0 | 0 | 0 | 0 | 0 | 0 | 0 | 0 | 0 | 0 | 0 | 0 | 1779.150696600037 | 0 | 0 | 0 | 0 | 0 | 0 | 0.001 | 126.3191688498291 | 296.5251161000062 | OPTIMIZED | INSTALLED |  |  | node_1368853_731_15294526_751 | BN | 8101201
evchargingstation_load_220606740 |  | 0 | 0 | 0.92 | 0 | False | 0 | 0 | 0 | 0 | 0 | 0 | 0 | 0 | 0 | 0 | 0 | 0 | 0 | 1779.150696600037 | 0 | 0 | 0 | 0 | 0 | 0 | 0.001 | 126.3191688498291 | 296.5251161000062 | OPTIMIZED | INSTALLED |  |  | node_1368879_31_15294567_094 | CN | 8101201
evchargingstation_load_220606741 |  | 0 | 0 | 0.92 | 0 | False | 0 | 0 | 0 | 0 | 0 | 0 | 0 | 0 | 0 | 0 | 0 | 0 | 0 | 0 | 0 | 0 | 0 | 0 | 0 | 0 | 0.001 | 0 | 0 | OPTIMIZED | INSTALLED |  |  | node_1369189_242_15295073_274 | AN | 8101201
evchargingstation_load_220613542 |  | 0 | 0 | 0.92 | 0 | False | 0 | 0 | 0 | 0 | 0 | 0 | 0 | 0 | 0 | 0 | 0 | 0 | 0 | 1137.189135108682 | 0 | 0 | 0 | 0 | 0 | 0 | 0.001 | 80.7400879678924 | 189.53152251811366 | OPTIMIZED | INSTALLED |  |  | node_1368676_959_15294369_348 | CN | 8101201
evchargingstation_load_220617453 |  | 0 | 0 | 0.92 | 0 | False | 0 | 0 | 0 | 0 | 0 | 0 | 0 | 0 | 0 | 0 | 0 | 0 | 0 | 0 | 0 | 0 | 0 | 0 | 0 | 0 | 0.001 | 0 | 0 | OPTIMIZED | INSTALLED |  |  | node_1366260_782_15292837_643 | CN | 8101201
evchargingstation_load_220623384 |  | 0 | 0 | 0.92 | 0 | False | 0 | 0 | 0 | 0 | 0 | 0 | 0 | 0 | 0 | 0 | 0 | 0 | 0 | 788.695659415944 | 0 | 0 | 0 | 0 | 0 | 0 | 0.001 | 55.99715467791765 | 131.44927656932398 | OPTIMIZED | INSTALLED |  |  | node_1365128_602_15292439_13 | AN | 8101201
evchargingstation_load_220623385 |  | 0 | 0 | 0.92 | 0 | False | 0 | 0 | 0 | 0 | 0 | 0 | 0 | 0 | 0 | 0 | 0 | 0 | 0 | 788.695659415944 | 0 | 0 | 0 | 0 | 0 | 0 | 0.001 | 55.99715467791765 | 131.44927656932398 | OPTIMIZED | INSTALLED |  |  | node_1365123_576_15292464_84 | BN | 8101201
evchargingstation_load_220623386 |  | 0 | 0 | 0.92 | 0 | False | 0 | 0 | 0 | 0 | 0 | 0 | 0 | 0 | 0 | 0 | 0 | 0 | 0 | 788.695659415944 | 0 | 0 | 0 | 0 | 0 | 0 | 0.001 | 55.99715467791765 | 131.44927656932398 | OPTIMIZED | INSTALLED |  |  | node_1365128_491_15292412_502 | CN | 8101201
evchargingstation_load_220624272 |  | 0 | 0 | 0.92 | 0 | False | 0 | 0 | 0 | 0 | 0 | 0 | 0 | 0 | 0 | 0 | 0 | 0 | 0 | 3191.4662309265227 | 0 | 0 | 0 | 0 | 0 | 0 | 0.001 | 226.5931577951458 | 531.9110384877538 | OPTIMIZED | INSTALLED |  |  | node_1368675_247_15293392_62 | AN | 8101201
evchargingstation_load_220624279 |  | 0 | 0 | 0.92 | 0 | False | 0 | 0 | 0 | 0 | 0 | 0 | 0 | 0 | 0 | 0 | 0 | 0 | 0 | 3191.4662309265227 | 0 | 0 | 0 | 0 | 0 | 0 | 0.001 | 226.5931577951458 | 531.9110384877538 | OPTIMIZED | INSTALLED |  |  | node_1368656_118_15293399_47 | BN | 8101201
evchargingstation_load_220624280 |  | 0 | 0 | 0.92 | 0 | False | 0 | 0 | 0 | 0 | 0 | 0 | 0 | 0 | 0 | 0 | 0 | 0 | 0 | 3191.4662309265227 | 0 | 0 | 0 | 0 | 0 | 0 | 0.001 | 226.5931577951458 | 531.9110384877538 | OPTIMIZED | INSTALLED |  |  | node_1368692_368_15293379_343 | CN | 8101201
evchargingstation_load_220642663 |  | 0 | 0 | 0.92 | 0 | False | 0 | 0 | 0 | 0 | 0 | 0 | 0 | 0 | 0 | 0 | 0 | 0 | 0 | 458.5439803545795 | 0 | 0 | 0 | 0 | 0 | 0 | 0.001 | 32.5564863442405 | 76.42399672576325 | OPTIMIZED | INSTALLED |  |  | node_1369431_701_15293727_153 | AN | 8101201
evchargingstation_load_220642664 |  | 0 | 0 | 0.92 | 0 | False | 0 | 0 | 0 | 0 | 0 | 0 | 0 | 0 | 0 | 0 | 0 | 0 | 0 | 458.5439803545795 | 0 | 0 | 0 | 0 | 0 | 0 | 0.001 | 32.5564863442405 | 76.42399672576325 | OPTIMIZED | INSTALLED |  |  | node_1369415_023_15293679_181 | BN | 8101201
evchargingstation_load_220642665 |  | 0 | 0 | 0.92 | 0 | False | 0 | 0 | 0 | 0 | 0 | 0 | 0 | 0 | 0 | 0 | 0 | 0 | 0 | 458.5439803545795 | 0 | 0 | 0 | 0 | 0 | 0 | 0.001 | 32.5564863442405 | 76.42399672576325 | OPTIMIZED | INSTALLED |  |  | node_1369425_706_15293701_714 | CN | 8101201
evchargingstation_load_310008395 |  | 0 | 0 | 0.92 | 0 | False | 0 | 0 | 0 | 0 | 0 | 0 | 0 | 0 | 0 | 0 | 0 | 0 | 0 | 275.1263992178037 | 0 | 0 | 0 | 0 | 0 | 0 | 0.001 | 19.533891806544293 | 45.854399869633944 | OPTIMIZED | INSTALLED |  |  | node_1371635_308_15295070_933 | AN | 8101201
evchargingstation_load_310014691 |  | 0 | 0 | 0.92 | 0 | False | 0 | 0 | 0 | 0 | 0 | 0 | 0 | 0 | 0 | 0 | 0 | 0 | 0 | 213.93828803176413 | 0 | 0 | 0 | 0 | 0 | 0 | 0.001 | 15.189554254095434 | 35.656381338627355 | OPTIMIZED | INSTALLED |  |  | node_1366527_348_15295245_844 | AN | 8101201
evchargingstation_load_310029223 |  | 0 | 0 | 0.92 | 0 | False | 0 | 0 | 0 | 0 | 0 | 0 | 0 | 0 | 0 | 0 | 0 | 0 | 0 | 0 | 0 | 0 | 0 | 0 | 0 | 0 | 0.001 | 0 | 0 | OPTIMIZED | INSTALLED |  |  | node_1365082_114_15292694_279 | CN | 8101201
evchargingstation_load_310029223-L-1 |  | 0 | 0 | 0.92 | 0 | False | 0 | 0 | 0 | 0 | 0 | 0 | 0 | 0 | 0 | 0 | 0 | 0 | 0 | 0 | 0 | 0 | 0 | 0 | 0 | 0 | 0.001 | 0 | 0 | OPTIMIZED | INSTALLED |  |  | node_1365082_114_15292694_279 | CN | 8101201
evchargingstation_load_310029224 |  | 0 | 0 | 0.92 | 0 | False | 0 | 0 | 0 | 0 | 0 | 0 | 0 | 0 | 0 | 0 | 0 | 0 | 0 | 0 | 0 | 0 | 0 | 0 | 0 | 0 | 0.001 | 0 | 0 | OPTIMIZED | INSTALLED |  |  | node_1365076_151_15292719_617 | AN | 8101201
evchargingstation_load_310029224-L-1 |  | 0 | 0 | 0.92 | 0 | False | 0 | 0 | 0 | 0 | 0 | 0 | 0 | 0 | 0 | 0 | 0 | 0 | 0 | 0 | 0 | 0 | 0 | 0 | 0 | 0 | 0.001 | 0 | 0 | OPTIMIZED | INSTALLED |  |  | node_1365076_151_15292719_617 | AN | 8101201
evchargingstation_load_310029225 |  | 0 | 0 | 0.92 | 0 | False | 0 | 0 | 0 | 0 | 0 | 0 | 0 | 0 | 0 | 0 | 0 | 0 | 0 | 0 | 0 | 0 | 0 | 0 | 0 | 0 | 0.001 | 0 | 0 | OPTIMIZED | INSTALLED |  |  | node_1365065_495_15292741_973 | BN | 8101201
evchargingstation_load_310029225-L-1 |  | 0 | 0 | 0.92 | 0 | False | 0 | 0 | 0 | 0 | 0 | 0 | 0 | 0 | 0 | 0 | 0 | 0 | 0 | 0 | 0 | 0 | 0 | 0 | 0 | 0 | 0.001 | 0 | 0 | OPTIMIZED | INSTALLED |  |  | node_1365065_495_15292741_973 | BN | 8101201
evchargingstation_load_310035799 |  | 0 | 0 | 0.92 | 0 | False | 0 | 0 | 0 | 0 | 0 | 0 | 0 | 0 | 0 | 0 | 0 | 0 | 0 | 0 | 0 | 0 | 0 | 0 | 0 | 0 | 0.001 | 0 | 0 | OPTIMIZED | INSTALLED |  |  | node_1371750_65_15294817_209 | AN | 8101201
evchargingstation_load_310047975 |  | 0 | 0 | 0.92 | 0 | False | 0 | 0 | 0 | 0 | 0 | 0 | 0 | 0 | 0 | 0 | 0 | 0 | 0 | 60.615848275666494 | 0 | 0 | 0 | 0 | 0 | 0 | 0.001 | 4.303710554164363 | 10.102641379277749 | OPTIMIZED | INSTALLED |  |  | node_1371978_544_15295052_589 | AN | 8101201
evchargingstation_load_310050370 |  | 0 | 0 | 0.92 | 0 | False | 0 | 0 | 0 | 0 | 0 | 0 | 0 | 0 | 0 | 0 | 0 | 0 | 0 | 568.594540041701 | 0 | 0 | 0 | 0 | 0 | 0 | 0.001 | 40.370039398506215 | 94.76575667361682 | OPTIMIZED | INSTALLED |  |  | node_1370656_788_15294443_474 | AN | 8101201
evchargingstation_load_310050371 |  | 0 | 0 | 0.92 | 0 | False | 0 | 0 | 0 | 0 | 0 | 0 | 0 | 0 | 0 | 0 | 0 | 0 | 0 | 568.594540041701 | 0 | 0 | 0 | 0 | 0 | 0 | 0.001 | 40.370039398506215 | 94.76575667361682 | OPTIMIZED | INSTALLED |  |  | node_1370670_755_15294445_392 | BN | 8101201
evchargingstation_load_310050372 |  | 0 | 0 | 0.92 | 0 | False | 0 | 0 | 0 | 0 | 0 | 0 | 0 | 0 | 0 | 0 | 0 | 0 | 0 | 568.594540041701 | 0 | 0 | 0 | 0 | 0 | 0 | 0.001 | 40.370039398506215 | 94.76575667361682 | OPTIMIZED | INSTALLED |  |  | node_1370683_624_15294441_775 | CN | 8101201
evchargingstation_load_310060814 |  | 0 | 0 | 0.92 | 0 | False | 0 | 0 | 0 | 0 | 0 | 0 | 0 | 0 | 0 | 0 | 0 | 0 | 0 | 4567.09822701554 | 0 | 0 | 0 | 0 | 0 | 0 | 0.001 | 324.26261682786725 | 761.1830378359234 | OPTIMIZED | INSTALLED |  |  | node_1371845_06_15294513_573 | AN | 8101201
evchargingstation_load_311926169 |  | 0 | 0 | 0.92 | 0 | False | 0 | 0 | 0 | 0 | 0 | 0 | 0 | 0 | 0 | 0 | 0 | 0 | 0 | 0 | 0 | 0 | 0 | 0 | 0 | 0 | 0.001 | 0 | 0 | OPTIMIZED | INSTALLED |  |  | node_1365566_343_15291216_77 | AN | 8101201
evchargingstation_load_311928289 |  | 0 | 0 | 0.92 | 0 | False | 0 | 0 | 0 | 0 | 0 | 0 | 0 | 0 | 0 | 0 | 0 | 0 | 0 | 0 | 0 | 0 | 0 | 0 | 0 | 0 | 0.001 | 0 | 0 | OPTIMIZED | INSTALLED |  |  | node_1367508_199_15291581_163 | ABCN | 8101201
evchargingstation_load_311928291 |  | 0 | 0 | 0.92 | 0 | False | 0 | 0 | 0 | 0 | 0 | 0 | 0 | 0 | 0 | 0 | 0 | 0 | 0 | 0 | 0 | 0 | 0 | 0 | 0 | 0 | 0.001 | 0 | 0 | OPTIMIZED | INSTALLED |  |  | node_1367656_388_15291664_376 | ABCN | 8101201
evchargingstation_load_312005105 |  | 0 | 0 | 0.92 | 0 | False | 0 | 0 | 0 | 0 | 0 | 0 | 0 | 0 | 0 | 0 | 0 | 0 | 0 | 0 | 0 | 0 | 0 | 0 | 0 | 0 | 0.001 | 0 | 0 | OPTIMIZED | INSTALLED |  |  | node_1364909_295_15292423_676 | AN | 8101201
evchargingstation_load_312101939 |  | 0 | 0 | 0.92 | 0 | False | 0 | 0 | 0 | 0 | 0 | 0 | 0 | 0 | 0 | 0 | 0 | 0 | 0 | 0 | 0 | 0 | 0 | 0 | 0 | 0 | 0.001 | 0 | 0 | OPTIMIZED | INSTALLED |  |  | node_1366153_864_15292763_664 | AN | 8101201
evchargingstation_load_312101940 |  | 0 | 0 | 0.92 | 0 | False | 0 | 0 | 0 | 0 | 0 | 0 | 0 | 0 | 0 | 0 | 0 | 0 | 0 | 0 | 0 | 0 | 0 | 0 | 0 | 0 | 0.001 | 0 | 0 | OPTIMIZED | INSTALLED |  |  | node_1366167_949_15292775_461 | BN | 8101201
evchargingstation_load_312101941 |  | 0 | 0 | 0.92 | 0 | False | 0 | 0 | 0 | 0 | 0 | 0 | 0 | 0 | 0 | 0 | 0 | 0 | 0 | 0 | 0 | 0 | 0 | 0 | 0 | 0 | 0.001 | 0 | 0 | OPTIMIZED | INSTALLED |  |  | node_1366181_991_15292783_617 | CN | 8101201
evchargingstation_load_312107962 |  | 0 | 0 | 0.92 | 0 | False | 0 | 0 | 0 | 0 | 0 | 0 | 0 | 0 | 0 | 0 | 0 | 0 | 0 | 0 | 0 | 0 | 0 | 0 | 0 | 0 | 0.001 | 0 | 0 | OPTIMIZED | INSTALLED |  |  | node_1366923_433_15293805_982 | AN | 8101201
evchargingstation_load_312107962-L-1 |  | 0 | 0 | 0.92 | 0 | False | 0 | 0 | 0 | 0 | 0 | 0 | 0 | 0 | 0 | 0 | 0 | 0 | 0 | 0 | 0 | 0 | 0 | 0 | 0 | 0 | 0.001 | 0 | 0 | OPTIMIZED | INSTALLED |  |  | node_1366923_433_15293805_982 | AN | 8101201
evchargingstation_load_312118273 |  | 0 | 0 | 0.92 | 0 | False | 0 | 0 | 0 | 0 | 0 | 0 | 0 | 0 | 0 | 0 | 0 | 0 | 0 | 0 | 0 | 0 | 0 | 0 | 0 | 0 | 0.001 | 0 | 0 | OPTIMIZED | INSTALLED |  |  | node_1366934_684_15293196_305 | AN | 8101201
evchargingstation_load_312118273-L-1 |  | 0 | 0 | 0.92 | 0 | False | 0 | 0 | 0 | 0 | 0 | 0 | 0 | 0 | 0 | 0 | 0 | 0 | 0 | 0 | 0 | 0 | 0 | 0 | 0 | 0 | 0.001 | 0 | 0 | OPTIMIZED | INSTALLED |  |  | node_1366934_684_15293196_305 | AN | 8101201
evchargingstation_load_312118275 |  | 0 | 0 | 0.92 | 0 | False | 0 | 0 | 0 | 0 | 0 | 0 | 0 | 0 | 0 | 0 | 0 | 0 | 0 | 0 | 0 | 0 | 0 | 0 | 0 | 0 | 0.001 | 0 | 0 | OPTIMIZED | INSTALLED |  |  | node_1366947_245_15293196_655 | CN | 8101201
evchargingstation_load_312118275-L-1 |  | 0 | 0 | 0.92 | 0 | False | 0 | 0 | 0 | 0 | 0 | 0 | 0 | 0 | 0 | 0 | 0 | 0 | 0 | 0 | 0 | 0 | 0 | 0 | 0 | 0 | 0.001 | 0 | 0 | OPTIMIZED | INSTALLED |  |  | node_1366947_245_15293196_655 | CN | 8101201
evchargingstation_load_312118276 |  | 0 | 0 | 0.92 | 0 | False | 0 | 0 | 0 | 0 | 0 | 0 | 0 | 0 | 0 | 0 | 0 | 0 | 0 | 0 | 0 | 0 | 0 | 0 | 0 | 0 | 0.001 | 0 | 0 | OPTIMIZED | INSTALLED |  |  | node_1366940_727_15293196_862 | BN | 8101201
evchargingstation_load_312118276-L-1 |  | 0 | 0 | 0.92 | 0 | False | 0 | 0 | 0 | 0 | 0 | 0 | 0 | 0 | 0 | 0 | 0 | 0 | 0 | 0 | 0 | 0 | 0 | 0 | 0 | 0 | 0.001 | 0 | 0 | OPTIMIZED | INSTALLED |  |  | node_1366940_727_15293196_862 | BN | 8101201

## Fuse
Name | GroupId | MeanReplacementTime | PhaseAStatus | PhaseBStatus | PhaseCStatus | RepairDistributionType | CurrentLimit | CurrentInAReal | CurrentInAImag | CurrentInA | CurrentInBReal | CurrentInBImag | CurrentInB | CurrentInCReal | CurrentInCImag | CurrentInC | CurrentOutAReal | CurrentOutAImag | CurrentOutA | CurrentOutBReal | CurrentOutBImag | CurrentOutB | CurrentOutCReal | CurrentOutCImag | CurrentOutC | ActivePowerInA | ReactivePowerInA | PowerInA | ActivePowerInB | ReactivePowerInB | PowerInB | ActivePowerInC | ReactivePowerInC | PowerInC | ActivePowerOutA | ReactivePowerOutA | PowerOutA | ActivePowerOutB | ReactivePowerOutB | PowerOutB | ActivePowerOutC | ReactivePowerOutC | PowerOutC | Status | From | To | Length | Phases | Feeder | Comments
fuse_220386276 |  | 0 | GOOD | GOOD | GOOD | NONE | 100 | 0 | 0 | 0+0j | 0 | 0 | 0+0j | 0 | 0 | 0+0j | 0 | 0 | 0+0j | 0 | 0 | 0+0j | 0 | 0 | 0+0j | 0 | 0 | 0+0j | 0 | 0 | 0+0j | 0 | 0 | 0+0j | 0 | 0 | 0+0j | 0 | 0 | 0+0j | 0 | 0 | 0+0j | OPEN | node_intto1_8101201_200863651 | node_8101201_200863651 | 0 | ABCN | 8101201
fuse_220386364 |  | 0 | GOOD | GOOD | GOOD | NONE | 15 | 0 | 0 | 0+0j | 0 | 0 | 0+0j | 0 | 0 | 0+0j | 0 | 0 | 0+0j | 0 | 0 | 0+0j | 0 | 0 | 0+0j | 0 | 0 | 0+0j | 0 | 0 | 0+0j | 0 | 0 | 0+0j | 0 | 0 | 0+0j | 0 | 0 | 0+0j | 0 | 0 | 0+0j | OPEN | node_intto1_8101201_200862660 | node_8101201_200862660 | 0 | ABCN | 8101201
fuse_220386383 |  | 0 | GOOD | GOOD | GOOD | NONE | 20 | 0 | 0 | 0+0j | 0 | 0 | 0+0j | 0 | 0 | 0+0j | 0 | 0 | 0+0j | 0 | 0 | 0+0j | 0 | 0 | 0+0j | 0 | 0 | 0+0j | 0 | 0 | 0+0j | 0 | 0 | 0+0j | 0 | 0 | 0+0j | 0 | 0 | 0+0j | 0 | 0 | 0+0j | OPEN | node_intto1_8101201_200863051 | node_8101201_200863051 | 0 | ABCN | 8101201
fuse_220386388 |  | 0 | GOOD | GOOD | GOOD | NONE | 75 | 0 | 0 | 0+0j | 0 | 0 | 0+0j | 0 | 0 | 0+0j | 0 | 0 | 0+0j | 0 | 0 | 0+0j | 0 | 0 | 0+0j | 0 | 0 | 0+0j | 0 | 0 | 0+0j | 0 | 0 | 0+0j | 0 | 0 | 0+0j | 0 | 0 | 0+0j | 0 | 0 | 0+0j | OPEN | node_intto1_8101201_200859868 | node_8101201_200859868 | 0 | ABCN | 8101201
fuse_220386389 |  | 0 | GOOD | GOOD | GOOD | NONE | 85 | 0 | 0 | 0+0j | 0 | 0 | 0+0j | 0 | 0 | 0+0j | 0 | 0 | 0+0j | 0 | 0 | 0+0j | 0 | 0 | 0+0j | 0 | 0 | 0+0j | 0 | 0 | 0+0j | 0 | 0 | 0+0j | 0 | 0 | 0+0j | 0 | 0 | 0+0j | 0 | 0 | 0+0j | OPEN | node_intto1_8101201_200862653 | node_8101201_200862653 | 0 | ABCN | 8101201
fuse_220386526 |  | 0 | GOOD | GOOD | GOOD | NONE | 85 | 0 | 0 | 0+0j | 0 | 0 | 0+0j | 0 | 0 | 0+0j | 0 | 0 | 0+0j | 0 | 0 | 0+0j | 0 | 0 | 0+0j | 0 | 0 | 0+0j | 0 | 0 | 0+0j | 0 | 0 | 0+0j | 0 | 0 | 0+0j | 0 | 0 | 0+0j | 0 | 0 | 0+0j | OPEN | node_intto1_220386526 | node_220386526 | 0 | ABCN | 8101201
fuse_220386546 |  | 0 | GOOD | GOOD | GOOD | NONE | 250 | 0 | 0 | 0+0j | 0 | 0 | 0+0j | 0 | 0 | 0+0j | 0 | 0 | 0+0j | 0 | 0 | 0+0j | 0 | 0 | 0+0j | 0 | 0 | 0+0j | 0 | 0 | 0+0j | 0 | 0 | 0+0j | 0 | 0 | 0+0j | 0 | 0 | 0+0j | 0 | 0 | 0+0j | OPEN | node_intto1_8101201_200860296 | node_8101201_200860296 | 0 | ABCN | 8101201
fuse_220386547 |  | 0 | GOOD | GOOD | GOOD | NONE | 30 | 0 | 0 | 0+0j | 0 | 0 | 0+0j | 0 | 0 | 0+0j | 0 | 0 | 0+0j | 0 | 0 | 0+0j | 0 | 0 | 0+0j | 0 | 0 | 0+0j | 0 | 0 | 0+0j | 0 | 0 | 0+0j | 0 | 0 | 0+0j | 0 | 0 | 0+0j | 0 | 0 | 0+0j | OPEN | node_intto1_8101201_200867149 | node_8101201_200867149 | 0 | ABCD | 8101201
fuse_220386715 |  | 0 | GOOD | GOOD | GOOD | NONE | 30 | 0 | 0 | 0+0j | 0 | 0 | 0+0j | 0 | 0 | 0+0j | 0 | 0 | 0+0j | 0 | 0 | 0+0j | 0 | 0 | 0+0j | 0 | 0 | 0+0j | 0 | 0 | 0+0j | 0 | 0 | 0+0j | 0 | 0 | 0+0j | 0 | 0 | 0+0j | 0 | 0 | 0+0j | OPEN | node_intto1_8101201_200859893 | node_8101201_200859893 | 0 | ABCN | 8101201
fuse_220386716 |  | 0 | GOOD | GOOD | GOOD | NONE | 40 | 0 | 0 | 0+0j | 0 | 0 | 0+0j | 0 | 0 | 0+0j | 0 | 0 | 0+0j | 0 | 0 | 0+0j | 0 | 0 | 0+0j | 0 | 0 | 0+0j | 0 | 0 | 0+0j | 0 | 0 | 0+0j | 0 | 0 | 0+0j | 0 | 0 | 0+0j | 0 | 0 | 0+0j | OPEN | node_intto1_8101201_200859892 | node_8101201_200859892 | 0 | ABCN | 8101201
fuse_220386773 |  | 0 | GOOD | GOOD | GOOD | NONE | 40 | 0 | 0 | 0+0j | 0 | 0 | 0+0j | 0 | 0 | 0+0j | 0 | 0 | 0+0j | 0 | 0 | 0+0j | 0 | 0 | 0+0j | 0 | 0 | 0+0j | 0 | 0 | 0+0j | 0 | 0 | 0+0j | 0 | 0 | 0+0j | 0 | 0 | 0+0j | 0 | 0 | 0+0j | OPEN | node_intto1_8101201_201061066 | node_8101201_201061066 | 0 | ABCN | 8101201
fuse_220386774 |  | 0 | GOOD | GOOD | GOOD | NONE | 30 | 0 | 0 | 0+0j | 0 | 0 | 0+0j | 0 | 0 | 0+0j | 0 | 0 | 0+0j | 0 | 0 | 0+0j | 0 | 0 | 0+0j | 0 | 0 | 0+0j | 0 | 0 | 0+0j | 0 | 0 | 0+0j | 0 | 0 | 0+0j | 0 | 0 | 0+0j | 0 | 0 | 0+0j | OPEN | node_intto1_220386774 | node_220386774 | 0 | ABCN | 8101201
fuse_220386775 |  | 0 | GOOD | GOOD | GOOD | NONE | 10 | 0 | 0 | 0+0j | 0 | 0 | 0+0j | 0 | 0 | 0+0j | 0 | 0 | 0+0j | 0 | 0 | 0+0j | 0 | 0 | 0+0j | 0 | 0 | 0+0j | 0 | 0 | 0+0j | 0 | 0 | 0+0j | 0 | 0 | 0+0j | 0 | 0 | 0+0j | 0 | 0 | 0+0j | OPEN | node_intto1_8101201_200865149 | node_8101201_200865149 | 0 | ABCN | 8101201
fuse_220386777 |  | 0 | GOOD | GOOD | GOOD | NONE | 100 | 0 | 0 | 0+0j | 0 | 0 | 0+0j | 0 | 0 | 0+0j | 0 | 0 | 0+0j | 0 | 0 | 0+0j | 0 | 0 | 0+0j | 0 | 0 | 0+0j | 0 | 0 | 0+0j | 0 | 0 | 0+0j | 0 | 0 | 0+0j | 0 | 0 | 0+0j | 0 | 0 | 0+0j | OPEN | node_intto1_8101201_200865148 | node_8101201_200865148 | 0 | ABCN | 8101201
fuse_220386778 |  | 0 | GOOD | GOOD | GOOD | NONE | 150 | 0 | 0 | 0+0j | 0 | 0 | 0+0j | 0 | 0 | 0+0j | 0 | 0 | 0+0j | 0 | 0 | 0+0j | 0 | 0 | 0+0j | 0 | 0 | 0+0j | 0 | 0 | 0+0j | 0 | 0 | 0+0j | 0 | 0 | 0+0j | 0 | 0 | 0+0j | 0 | 0 | 0+0j | OPEN | node_intto1_8101201_200865142 | node_8101201_200865142 | 0 | ABCN | 8101201
fuse_220386779 |  | 0 | GOOD | GOOD | GOOD | NONE | 100 | 0 | 0 | 0+0j | 0 | 0 | 0+0j | 0 | 0 | 0+0j | 0 | 0 | 0+0j | 0 | 0 | 0+0j | 0 | 0 | 0+0j | 0 | 0 | 0+0j | 0 | 0 | 0+0j | 0 | 0 | 0+0j | 0 | 0 | 0+0j | 0 | 0 | 0+0j | 0 | 0 | 0+0j | OPEN | node_intto1_8101201_200865130 | node_8101201_200865130 | 0 | ABCN | 8101201
fuse_220386781 |  | 0 | GOOD | GOOD | GOOD | NONE | 50 | 0 | 0 | 0+0j | 0 | 0 | 0+0j | 0 | 0 | 0+0j | 0 | 0 | 0+0j | 0 | 0 | 0+0j | 0 | 0 | 0+0j | 0 | 0 | 0+0j | 0 | 0 | 0+0j | 0 | 0 | 0+0j | 0 | 0 | 0+0j | 0 | 0 | 0+0j | 0 | 0 | 0+0j | OPEN | node_intto1_8101201_200865064 | node_8101201_200865064 | 0 | ABCN | 8101201
fuse_220386788 |  | 0 | GOOD | GOOD | GOOD | NONE | 40 | 0 | 0 | 0+0j | 0 | 0 | 0+0j | 0 | 0 | 0+0j | 0 | 0 | 0+0j | 0 | 0 | 0+0j | 0 | 0 | 0+0j | 0 | 0 | 0+0j | 0 | 0 | 0+0j | 0 | 0 | 0+0j | 0 | 0 | 0+0j | 0 | 0 | 0+0j | 0 | 0 | 0+0j | OPEN | node_intto1_8101201_200865116 | node_8101201_200865116 | 0 | ABCN | 8101201
fuse_220386797 |  | 0 | GOOD | GOOD | GOOD | NONE | 50 | 0 | 0 | 0+0j | 0 | 0 | 0+0j | 0 | 0 | 0+0j | 0 | 0 | 0+0j | 0 | 0 | 0+0j | 0 | 0 | 0+0j | 0 | 0 | 0+0j | 0 | 0 | 0+0j | 0 | 0 | 0+0j | 0 | 0 | 0+0j | 0 | 0 | 0+0j | 0 | 0 | 0+0j | OPEN | node_intto1_8101201_200865067 | node_8101201_200865067 | 0 | ABCN | 8101201
fuse_220579716 |  | 0 | GOOD | GOOD | GOOD | NONE | 100 | 0 | 0 | 0+0j | 0 | 0 | 0+0j | 0 | 0 | 0+0j | 0 | 0 | 0+0j | 0 | 0 | 0+0j | 0 | 0 | 0+0j | 0 | 0 | 0+0j | 0 | 0 | 0+0j | 0 | 0 | 0+0j | 0 | 0 | 0+0j | 0 | 0 | 0+0j | 0 | 0 | 0+0j | OPEN | node_intto1_8101201_200863053 | node_8101201_200863053 | 0 | ABCN | 8101201
fuse_220603476 |  | 0 | GOOD | GOOD | GOOD | NONE | 300 | 0 | 0 | 0+0j | 0 | 0 | 0+0j | 0 | 0 | 0+0j | 0 | 0 | 0+0j | 0 | 0 | 0+0j | 0 | 0 | 0+0j | 0 | 0 | 0+0j | 0 | 0 | 0+0j | 0 | 0 | 0+0j | 0 | 0 | 0+0j | 0 | 0 | 0+0j | 0 | 0 | 0+0j | OPEN | node_intto1_8101201_200862664 | node_8101201_200862664 | 0 | ABCN | 8101201
fuse_220606743 |  | 0 | GOOD | GOOD | GOOD | NONE | 80 | 0 | 0 | 0+0j | 0 | 0 | 0+0j | 0 | 0 | 0+0j | 0 | 0 | 0+0j | 0 | 0 | 0+0j | 0 | 0 | 0+0j | 0 | 0 | 0+0j | 0 | 0 | 0+0j | 0 | 0 | 0+0j | 0 | 0 | 0+0j | 0 | 0 | 0+0j | 0 | 0 | 0+0j | OPEN | node_intto1_8101201_201061071 | node_8101201_201061071 | 0 | AN | 8101201
fuse_310008784 |  | 0 | GOOD | GOOD | GOOD | NONE | 100 | 0 | 0 | 0+0j | 0 | 0 | 0+0j | 0 | 0 | 0+0j | 0 | 0 | 0+0j | 0 | 0 | 0+0j | 0 | 0 | 0+0j | 0 | 0 | 0+0j | 0 | 0 | 0+0j | 0 | 0 | 0+0j | 0 | 0 | 0+0j | 0 | 0 | 0+0j | 0 | 0 | 0+0j | OPEN | node_intto1_8101201_200860298 | node_8101201_200860298 | 0 | ABCN | 8101201
fuse_310008786 |  | 0 | GOOD | GOOD | GOOD | NONE | 100 | 0 | 0 | 0+0j | 0 | 0 | 0+0j | 0 | 0 | 0+0j | 0 | 0 | 0+0j | 0 | 0 | 0+0j | 0 | 0 | 0+0j | 0 | 0 | 0+0j | 0 | 0 | 0+0j | 0 | 0 | 0+0j | 0 | 0 | 0+0j | 0 | 0 | 0+0j | 0 | 0 | 0+0j | OPEN | node_intto1_8101201_200860299 | node_8101201_200860299 | 0 | ABCN | 8101201
fuse_310008787 |  | 0 | GOOD | GOOD | GOOD | NONE | 100 | 0 | 0 | 0+0j | 0 | 0 | 0+0j | 0 | 0 | 0+0j | 0 | 0 | 0+0j | 0 | 0 | 0+0j | 0 | 0 | 0+0j | 0 | 0 | 0+0j | 0 | 0 | 0+0j | 0 | 0 | 0+0j | 0 | 0 | 0+0j | 0 | 0 | 0+0j | 0 | 0 | 0+0j | OPEN | node_intto1_8101201_200860303 | node_8101201_200860303 | 0 | ABCN | 8101201
fuse_310008788 |  | 0 | GOOD | GOOD | GOOD | NONE | 100 | 0 | 0 | 0+0j | 0 | 0 | 0+0j | 0 | 0 | 0+0j | 0 | 0 | 0+0j | 0 | 0 | 0+0j | 0 | 0 | 0+0j | 0 | 0 | 0+0j | 0 | 0 | 0+0j | 0 | 0 | 0+0j | 0 | 0 | 0+0j | 0 | 0 | 0+0j | 0 | 0 | 0+0j | OPEN | node_intto1_8101201_200860302 | node_8101201_200860302 | 0 | ABCN | 8101201
fuse_310019474 |  | 0 | GOOD | GOOD | GOOD | NONE | 100 | 0 | 0 | 0+0j | 0 | 0 | 0+0j | 0 | 0 | 0+0j | 0 | 0 | 0+0j | 0 | 0 | 0+0j | 0 | 0 | 0+0j | 0 | 0 | 0+0j | 0 | 0 | 0+0j | 0 | 0 | 0+0j | 0 | 0 | 0+0j | 0 | 0 | 0+0j | 0 | 0 | 0+0j | OPEN | node_intto1_8101201_200867146 | node_8101201_200867146 | 0 | ABCD | 8101201
fuse_311908255 |  | 0 | GOOD | GOOD | GOOD | NONE | 100 | 0 | 0 | 0+0j | 0 | 0 | 0+0j | 0 | 0 | 0+0j | 0 | 0 | 0+0j | 0 | 0 | 0+0j | 0 | 0 | 0+0j | 0 | 0 | 0+0j | 0 | 0 | 0+0j | 0 | 0 | 0+0j | 0 | 0 | 0+0j | 0 | 0 | 0+0j | 0 | 0 | 0+0j | OPEN | node_intto1_311908255 | node_311908255 | 0 | ABCN | 8101201
fuse_311908261 |  | 0 | GOOD | GOOD | GOOD | NONE | 100 | 0 | 0 | 0+0j | 0 | 0 | 0+0j | 0 | 0 | 0+0j | 0 | 0 | 0+0j | 0 | 0 | 0+0j | 0 | 0 | 0+0j | 0 | 0 | 0+0j | 0 | 0 | 0+0j | 0 | 0 | 0+0j | 0 | 0 | 0+0j | 0 | 0 | 0+0j | 0 | 0 | 0+0j | OPEN | node_intto1_8101201_200867165 | node_8101201_200867165 | 0 | ABCD | 8101201
fuse_312088397 |  | 0 | GOOD | GOOD | GOOD | NONE | 140 | 0 | 0 | 0+0j | 0 | 0 | 0+0j | 0 | 0 | 0+0j | 0 | 0 | 0+0j | 0 | 0 | 0+0j | 0 | 0 | 0+0j | 0 | 0 | 0+0j | 0 | 0 | 0+0j | 0 | 0 | 0+0j | 0 | 0 | 0+0j | 0 | 0 | 0+0j | 0 | 0 | 0+0j | OPEN | node_intto1_8101201_312106094 | node_8101201_312106094 | 0 | ABCN | 8101201

## Generator
Name | GroupId | ColdStartupCost | ColdStartupTime | HotStartupCost | HotStartupStatus | ShutdownCost | CommitmentStatus | ConstructionTime | CalendarLife | YearOfInstallation | ReactivePower | ActivePower | MaxPowerOutput | MinPowerOutput | MinimumDowntime | MinimumUptime | NoLoadCost | NonSpinningReserve | SpinningReserve | OperatingReserve | RampUpLimit | RampDownLimit | StartupCapability | ShutdownCapability | ShutdownStatus | StartupStatus | CapitalCost | FixedOperatingCost | VariableOperatingCost | MaxReactivePower | MaxActivePower | OutputSchedule | PlanningStatus | UnitType | UnitSubtype | ParentNode | Phases | Feeder | Comments

## HeatPump
Name | GroupId | YearOfInstallation | ReactivePower | ActivePower | MaxPowerOutput | MinPowerOutput | RampUpLimit | RampDownLimit | CapitalCost | FixedOperatingCost | VariableOperatingCost | MaxReactivePower | MaxActivePower | OutputSchedule | PlanningStatus | UnitType | UnitSubtype | ParentNode | Phases | Feeder | Comments
heatpump_load_220347748 |  | 0 | 0 | 0 | 0 | 0 | 0 | 0 | 0 | 0 | 0.19 | 10687.66105643058 | 25088.51114503003 | OPTIMIZED | INSTALLED |  |  | node_1367564_81_15292848_783 | ABCN | 8101201
heatpump_load_220347749 |  | 0 | 0 | 0 | 0 | 0 | 0 | 0 | 0 | 0 | 0.19 | 2202.8003846633615 | 5170.914500939559 | OPTIMIZED | INSTALLED |  |  | node_1367151_886_15292018_692 | ABCN | 8101201
heatpump_load_220347752 |  | 0 | 0 | 0 | 0 | 0 | 0 | 0 | 0 | 0 | 0.19 | 917.8334457308961 | 2154.547708724816 | OPTIMIZED | INSTALLED |  |  | node_1366744_917_15291556_556 | ABCN | 8101201
heatpump_load_220347753 |  | 0 | 0 | 0 | 0 | 0 | 0 | 0 | 0 | 0 | 0.19 | 2060.0262643779192 | 4835.762683016759 | OPTIMIZED | INSTALLED |  |  | node_1366185_377_15291635_167 | ABCN | 8101201
heatpump_load_220347850 |  | 0 | 0 | 0 | 0 | 0 | 0 | 0 | 0 | 0 | 0.19 | 12931.25392377277 | 30355.18322615524 | OPTIMIZED | INSTALLED |  |  | node_1366826_138_15292777_637 | ABCN | 8101201
heatpump_load_220347851 |  | 0 | 0 | 0 | 0 | 0 | 0 | 0 | 0 | 0 | 0.19 | 2325.1781199728757 | 5458.187528769534 | OPTIMIZED | INSTALLED |  |  | node_1366822_545_15292707_553 | ABCN | 8101201
heatpump_load_220347852 |  | 0 | 0 | 0 | 0 | 0 | 0 | 0 | 0 | 0 | 0.19 | 8872.39026267169 | 20827.294517673225 | OPTIMIZED | INSTALLED |  |  | node_1366402_536_15292496_603 | ABCN | 8101201
heatpump_load_220347853 |  | 0 | 0 | 0 | 0 | 0 | 0 | 0 | 0 | 0 | 0.19 | 3712.1265528754407 | 8713.948558721428 | OPTIMIZED | INSTALLED |  |  | node_1366069_727_15292284_216 | ABCN | 8101201
heatpump_load_220347927 |  | 0 | 0 | 0 | 0 | 0 | 0 | 0 | 0 | 0 | 0.19 | 6.7987471131381145 | 15.959596697608204 | OPTIMIZED | INSTALLED |  |  | node_1370819_574_15295677_19 | AN | 8101201
heatpump_load_220347928 |  | 0 | 0 | 0 | 0 | 0 | 0 | 0 | 0 | 0 | 0.19 | 6.7987471131381145 | 15.959596697608204 | OPTIMIZED | INSTALLED |  |  | node_1370813_4_15295702_436 | BN | 8101201
heatpump_load_220347929 |  | 0 | 0 | 0 | 0 | 0 | 0 | 0 | 0 | 0 | 0.19 | 6.7987471131381145 | 15.959596697608204 | OPTIMIZED | INSTALLED |  |  | node_1370820_66_15295650_613 | CN | 8101201
heatpump_load_220347930 |  | 0 | 0 | 0 | 0 | 0 | 0 | 0 | 0 | 0 | 0.19 | 0 | 0 | OPTIMIZED | INSTALLED |  |  | node_1370165_144_15295418_151 | AN | 8101201
heatpump_load_220347931 |  | 0 | 0 | 0 | 0 | 0 | 0 | 0 | 0 | 0 | 0.19 | 0 | 0 | OPTIMIZED | INSTALLED |  |  | node_1370146_428_15295409_171 | AN | 8101201
heatpump_load_220347932 |  | 0 | 0 | 0 | 0 | 0 | 0 | 0 | 0 | 0 | 0.19 | 0 | 0 | OPTIMIZED | INSTALLED |  |  | node_1369497_987_15295159_619 | BN | 8101201
heatpump_load_220347932-L-1 |  | 0 | 0 | 0 | 0 | 0 | 0 | 0 | 0 | 0 | 0.19 | 0 | 0 | OPTIMIZED | INSTALLED |  |  | node_1369497_987_15295159_619 | BN | 8101201
heatpump_load_220347933 |  | 0 | 0 | 0 | 0 | 0 | 0 | 0 | 0 | 0 | 0.19 | 0 | 0 | OPTIMIZED | INSTALLED |  |  | node_1369507_318_15295184_65 | AN | 8101201
heatpump_load_220347933-L1-1 |  | 0 | 0 | 0 | 0 | 0 | 0 | 0 | 0 | 0 | 0.19 | 0 | 0 | OPTIMIZED | INSTALLED |  |  | node_1369507_318_15295184_65 | AN | 8101201
heatpump_load_220347934 |  | 0 | 0 | 0 | 0 | 0 | 0 | 0 | 0 | 0 | 0.19 | 0 | 0 | OPTIMIZED | INSTALLED |  |  | node_1369487_468_15295138_185 | CN | 8101201
heatpump_load_220347934-L-1 |  | 0 | 0 | 0 | 0 | 0 | 0 | 0 | 0 | 0 | 0.19 | 0 | 0 | OPTIMIZED | INSTALLED |  |  | node_1369487_468_15295138_185 | CN | 8101201
heatpump_load_220348358 |  | 0 | 0 | 0 | 0 | 0 | 0 | 0 | 0 | 0 | 0.19 | 462.31614430085494 | 1085.2536766506312 | OPTIMIZED | INSTALLED |  |  | node_1367660_8_15291489_256 | AN | 8101201
heatpump_load_220348359 |  | 0 | 0 | 0 | 0 | 0 | 0 | 0 | 0 | 0 | 0.19 | 462.31614430085494 | 1085.2536766506312 | OPTIMIZED | INSTALLED |  |  | node_1367642_078_15291480_287 | BN | 8101201
heatpump_load_220348360 |  | 0 | 0 | 0 | 0 | 0 | 0 | 0 | 0 | 0 | 0.19 | 462.31614430085494 | 1085.2536766506312 | OPTIMIZED | INSTALLED |  |  | node_1367680_578_15291491_43 | CN | 8101201
heatpump_load_220348609 |  | 0 | 0 | 0 | 0 | 0 | 0 | 0 | 0 | 0 | 0.19 | 673.0778793541923 | 1580.0016530648652 | OPTIMIZED | INSTALLED |  |  | node_1368087_318_15293233_75 | AN | 8101201
heatpump_load_220348610 |  | 0 | 0 | 0 | 0 | 0 | 0 | 0 | 0 | 0 | 0.19 | 673.0778793541923 | 1580.0016530648652 | OPTIMIZED | INSTALLED |  |  | node_1368090_69_15293207_542 | BN | 8101201
heatpump_load_220348611 |  | 0 | 0 | 0 | 0 | 0 | 0 | 0 | 0 | 0 | 0.19 | 673.0778793541923 | 1580.0016530648652 | OPTIMIZED | INSTALLED |  |  | node_1368089_12_15293260_284 | CN | 8101201
heatpump_load_220348612 |  | 0 | 0 | 0 | 0 | 0 | 0 | 0 | 0 | 0 | 0.19 | 1318.960722376994 | 3096.16487146046 | OPTIMIZED | INSTALLED |  |  | node_1367806_841_15293014_355 | AN | 8101201
heatpump_load_220348613 |  | 0 | 0 | 0 | 0 | 0 | 0 | 0 | 0 | 0 | 0.19 | 1318.960722376994 | 3096.16487146046 | OPTIMIZED | INSTALLED |  |  | node_1367787_733_15293007_043 | BN | 8101201
heatpump_load_220348614 |  | 0 | 0 | 0 | 0 | 0 | 0 | 0 | 0 | 0 | 0.19 | 1318.960722376994 | 3096.16487146046 | OPTIMIZED | INSTALLED |  |  | node_1367823_923_15293028_045 | CN | 8101201
heatpump_load_220348615 |  | 0 | 0 | 0 | 0 | 0 | 0 | 0 | 0 | 0 | 0.19 | 152.97226489456833 | 359.09128478746936 | OPTIMIZED | INSTALLED |  |  | node_1369783_895_15294148_339 | AN | 8101201
heatpump_load_220348616 |  | 0 | 0 | 0 | 0 | 0 | 0 | 0 | 0 | 0 | 0.19 | 152.97226489456833 | 359.09128478746936 | OPTIMIZED | INSTALLED |  |  | node_1369802_399_15294158_091 | AN | 8101201
heatpump_load_220348620 |  | 0 | 0 | 0 | 0 | 0 | 0 | 0 | 0 | 0 | 0.19 | 101.98149397009955 | 239.3941898583129 | OPTIMIZED | INSTALLED |  |  | node_1369319_359_15293544_456 | AN | 8101201
heatpump_load_220348621 |  | 0 | 0 | 0 | 0 | 0 | 0 | 0 | 0 | 0 | 0.19 | 101.98149397009955 | 239.3941898583129 | OPTIMIZED | INSTALLED |  |  | node_1369313_043_15293519_156 | AN | 8101201
heatpump_load_220348622 |  | 0 | 0 | 0 | 0 | 0 | 0 | 0 | 0 | 0 | 0.19 | 129.17657818032797 | 303.23262452758365 | OPTIMIZED | INSTALLED |  |  | node_1369292_73_15293258_775 | AN | 8101201
heatpump_load_220348623 |  | 0 | 0 | 0 | 0 | 0 | 0 | 0 | 0 | 0 | 0.19 | 129.17657818032797 | 303.23262452758365 | OPTIMIZED | INSTALLED |  |  | node_1369296_069_15293285_054 | BN | 8101201
heatpump_load_220348624 |  | 0 | 0 | 0 | 0 | 0 | 0 | 0 | 0 | 0 | 0.19 | 129.17657818032797 | 303.23262452758365 | OPTIMIZED | INSTALLED |  |  | node_1369284_445_15293234_505 | CN | 8101201
heatpump_load_220348724 |  | 0 | 0 | 0 | 0 | 0 | 0 | 0 | 0 | 0 | 0.19 | 160.95127324254588 | 377.82148620198376 | OPTIMIZED | INSTALLED |  |  | node_1368227_611_15292306_34 | AN | 8101201
heatpump_load_220348959 |  | 0 | 0 | 0 | 0 | 0 | 0 | 0 | 0 | 0 | 0.19 | 81.58520475184723 | 191.5153518866503 | OPTIMIZED | INSTALLED |  |  | node_1371604_384_15294389_876 | AN | 8101201
heatpump_load_220348964 |  | 0 | 0 | 0 | 0 | 0 | 0 | 0 | 0 | 0 | 0.19 | 101.98149397009955 | 239.3941898583129 | OPTIMIZED | INSTALLED |  |  | node_1371638_199_15295044_617 | BN | 8101201
heatpump_load_220348965 |  | 0 | 0 | 0 | 0 | 0 | 0 | 0 | 0 | 0 | 0.19 | 101.98149397009955 | 239.3941898583129 | OPTIMIZED | INSTALLED |  |  | node_1371637_592_15295097_404 | CN | 8101201
heatpump_load_220348966 |  | 0 | 0 | 0 | 0 | 0 | 0 | 0 | 0 | 0 | 0.19 | 0 | 0 | OPTIMIZED | INSTALLED |  |  | node_1372183_477_15294973_84 | BN | 8101201
heatpump_load_220348967 |  | 0 | 0 | 0 | 0 | 0 | 0 | 0 | 0 | 0 | 0.19 | 0 | 0 | OPTIMIZED | INSTALLED |  |  | node_1372185_016_15295000_402 | AN | 8101201
heatpump_load_220348968 |  | 0 | 0 | 0 | 0 | 0 | 0 | 0 | 0 | 0 | 0.19 | 0 | 0 | OPTIMIZED | INSTALLED |  |  | node_1372176_873_15294948_671 | CN | 8101201
heatpump_load_220348969 |  | 0 | 0 | 0 | 0 | 0 | 0 | 0 | 0 | 0 | 0.19 | 251.55436136867982 | 590.5056523575593 | OPTIMIZED | INSTALLED |  |  | node_1374087_058_15296247_773 | AN | 8101201
heatpump_load_220348970 |  | 0 | 0 | 0 | 0 | 0 | 0 | 0 | 0 | 0 | 0.19 | 251.55436136867982 | 590.5056523575593 | OPTIMIZED | INSTALLED |  |  | node_1374120_434_15296254_9 | BN | 8101201
heatpump_load_220348971 |  | 0 | 0 | 0 | 0 | 0 | 0 | 0 | 0 | 0 | 0.19 | 251.55436136867982 | 590.5056523575593 | OPTIMIZED | INSTALLED |  |  | node_1374103_204_15296253_673 | CN | 8101201
heatpump_load_220348972 |  | 0 | 0 | 0 | 0 | 0 | 0 | 0 | 0 | 0 | 0.19 | 142.77412028544214 | 335.1518658016381 | OPTIMIZED | INSTALLED |  |  | node_1372252_838_15295216_34 | AN | 8101201
heatpump_load_220348973 |  | 0 | 0 | 0 | 0 | 0 | 0 | 0 | 0 | 0 | 0.19 | 142.77412028544214 | 335.1518658016381 | OPTIMIZED | INSTALLED |  |  | node_1372266_38_15295235_918 | BN | 8101201
heatpump_load_220348974 |  | 0 | 0 | 0 | 0 | 0 | 0 | 0 | 0 | 0 | 0.19 | 142.77412028544214 | 335.1518658016381 | OPTIMIZED | INSTALLED |  |  | node_1372236_008_15295202_102 | CN | 8101201
heatpump_load_220348975 |  | 0 | 0 | 0 | 0 | 0 | 0 | 0 | 0 | 0 | 0.19 | 231.15807215042747 | 542.6268143858966 | OPTIMIZED | INSTALLED |  |  | node_1372042_584_15295458_107 | AN | 8101201
heatpump_load_220348976 |  | 0 | 0 | 0 | 0 | 0 | 0 | 0 | 0 | 0 | 0.19 | 231.15807215042747 | 542.6268143858966 | OPTIMIZED | INSTALLED |  |  | node_1372034_096_15295433_963 | BN | 8101201
heatpump_load_220348977 |  | 0 | 0 | 0 | 0 | 0 | 0 | 0 | 0 | 0 | 0.19 | 231.15807215042747 | 542.6268143858966 | OPTIMIZED | INSTALLED |  |  | node_1372055_421_15295478_521 | CN | 8101201
heatpump_load_220348978 |  | 0 | 0 | 0 | 0 | 0 | 0 | 0 | 0 | 0 | 0.19 | 278.7494455789082 | 654.3441349056679 | OPTIMIZED | INSTALLED |  |  | node_1372356_19_15295571_124 | AN | 8101201
heatpump_load_220348979 |  | 0 | 0 | 0 | 0 | 0 | 0 | 0 | 0 | 0 | 0.19 | 278.7494455789082 | 654.3441349056679 | OPTIMIZED | INSTALLED |  |  | node_1372372_16_15295587_056 | BN | 8101201
heatpump_load_220348980 |  | 0 | 0 | 0 | 0 | 0 | 0 | 0 | 0 | 0 | 0.19 | 278.7494455789082 | 654.3441349056679 | OPTIMIZED | INSTALLED |  |  | node_1372390_629_15295596_924 | CN | 8101201
heatpump_load_220348981 |  | 0 | 0 | 0 | 0 | 0 | 0 | 0 | 0 | 0 | 0.19 | 312.7432769022748 | 734.142166272547 | OPTIMIZED | INSTALLED |  |  | node_1372577_461_15295697_435 | AN | 8101201
heatpump_load_220348982 |  | 0 | 0 | 0 | 0 | 0 | 0 | 0 | 0 | 0 | 0.19 | 312.7432769022748 | 734.142166272547 | OPTIMIZED | INSTALLED |  |  | node_1372607_97_15295731_028 | BN | 8101201
heatpump_load_220348983 |  | 0 | 0 | 0 | 0 | 0 | 0 | 0 | 0 | 0 | 0.19 | 312.7432769022748 | 734.142166272547 | OPTIMIZED | INSTALLED |  |  | node_1372591_083_15295716_913 | CN | 8101201
heatpump_load_220348984 |  | 0 | 0 | 0 | 0 | 0 | 0 | 0 | 0 | 0 | 0.19 | 805.6538550305082 | 1891.214099880672 | OPTIMIZED | INSTALLED |  |  | node_1372828_225_15295863_779 | AN | 8101201
heatpump_load_220348985 |  | 0 | 0 | 0 | 0 | 0 | 0 | 0 | 0 | 0 | 0.19 | 805.6538550305082 | 1891.214099880672 | OPTIMIZED | INSTALLED |  |  | node_1372813_172_15295846_307 | AN | 8101201
heatpump_load_220348986 |  | 0 | 0 | 0 | 0 | 0 | 0 | 0 | 0 | 0 | 0.19 | 387.52968666214593 | 909.6979214615891 | OPTIMIZED | INSTALLED |  |  | node_1372903_972_15296046_924 | AN | 8101201
heatpump_load_220348987 |  | 0 | 0 | 0 | 0 | 0 | 0 | 0 | 0 | 0 | 0.19 | 387.52968666214593 | 909.6979214615891 | OPTIMIZED | INSTALLED |  |  | node_1372889_673_15296028_343 | BN | 8101201
heatpump_load_220348988 |  | 0 | 0 | 0 | 0 | 0 | 0 | 0 | 0 | 0 | 0.19 | 387.52968666214593 | 909.6979214615891 | OPTIMIZED | INSTALLED |  |  | node_1372921_339_15296059_936 | CN | 8101201
heatpump_load_220348989 |  | 0 | 0 | 0 | 0 | 0 | 0 | 0 | 0 | 0 | 0.19 | 516.7062648424738 | 1212.9305459891727 | OPTIMIZED | INSTALLED |  |  | node_1373527_744_15295640_08 | AN | 8101201
heatpump_load_220348990 |  | 0 | 0 | 0 | 0 | 0 | 0 | 0 | 0 | 0 | 0.19 | 516.7062648424738 | 1212.9305459891727 | OPTIMIZED | INSTALLED |  |  | node_1373547_478_15295642_883 | BN | 8101201
heatpump_load_220348991 |  | 0 | 0 | 0 | 0 | 0 | 0 | 0 | 0 | 0 | 0.19 | 516.7062648424738 | 1212.9305459891727 | OPTIMIZED | INSTALLED |  |  | node_1373508_178_15295644_225 | CN | 8101201
heatpump_load_220348992 |  | 0 | 0 | 0 | 0 | 0 | 0 | 0 | 0 | 0 | 0.19 | 115.57903607521374 | 271.3134311323673 | OPTIMIZED | INSTALLED |  |  | node_1373688_287_15296380_907 | AN | 8101201
heatpump_load_220348993 |  | 0 | 0 | 0 | 0 | 0 | 0 | 0 | 0 | 0 | 0.19 | 115.57903607521374 | 271.3134311323673 | OPTIMIZED | INSTALLED |  |  | node_1373669_924_15296390_784 | BN | 8101201
heatpump_load_220348994 |  | 0 | 0 | 0 | 0 | 0 | 0 | 0 | 0 | 0 | 0.19 | 115.57903607521374 | 271.3134311323673 | OPTIMIZED | INSTALLED |  |  | node_1373704_089_15296364_967 | CN | 8101201
heatpump_load_220349002 |  | 0 | 0 | 0 | 0 | 0 | 0 | 0 | 0 | 0 | 0.19 | 67.98766264673304 | 159.59611061259594 | OPTIMIZED | INSTALLED |  |  | node_1367346_293_15291550_252 | AN | 8101201
heatpump_load_220349003 |  | 0 | 0 | 0 | 0 | 0 | 0 | 0 | 0 | 0 | 0.19 | 67.98766264673304 | 159.59611061259594 | OPTIMIZED | INSTALLED |  |  | node_1367327_457_15291541_735 | BN | 8101201
heatpump_load_220349004 |  | 0 | 0 | 0 | 0 | 0 | 0 | 0 | 0 | 0 | 0.19 | 67.98766264673304 | 159.59611061259594 | OPTIMIZED | INSTALLED |  |  | node_1367366_095_15291551_949 | CN | 8101201
heatpump_load_220349005 |  | 0 | 0 | 0 | 0 | 0 | 0 | 0 | 0 | 0 | 0.19 | 0 | 0 | OPTIMIZED | INSTALLED |  |  | node_1367212_538_15291458_225 | AN | 8101201
heatpump_load_220349006 |  | 0 | 0 | 0 | 0 | 0 | 0 | 0 | 0 | 0 | 0.19 | 190.36544583508493 | 446.86913844257145 | OPTIMIZED | INSTALLED |  |  | node_1367070_193_15291496_903 | AN | 8101201
heatpump_load_220349007 |  | 0 | 0 | 0 | 0 | 0 | 0 | 0 | 0 | 0 | 0.19 | 190.36544583508493 | 446.86913844257145 | OPTIMIZED | INSTALLED |  |  | node_1367051_982_15291486_181 | BN | 8101201
heatpump_load_220349008 |  | 0 | 0 | 0 | 0 | 0 | 0 | 0 | 0 | 0 | 0.19 | 190.36544583508493 | 446.86913844257145 | OPTIMIZED | INSTALLED |  |  | node_1367089_817_15291500_951 | CN | 8101201
heatpump_load_220349009 |  | 0 | 0 | 0 | 0 | 0 | 0 | 0 | 0 | 0 | 0.19 | 258.35315636065593 | 606.4652969340053 | OPTIMIZED | INSTALLED |  |  | node_1366879_387_15291471_503 | AN | 8101201
heatpump_load_220349010 |  | 0 | 0 | 0 | 0 | 0 | 0 | 0 | 0 | 0 | 0.19 | 258.35315636065593 | 606.4652969340053 | OPTIMIZED | INSTALLED |  |  | node_1366860_535_15291463_049 | BN | 8101201
heatpump_load_220349011 |  | 0 | 0 | 0 | 0 | 0 | 0 | 0 | 0 | 0 | 0.19 | 258.35315636065593 | 606.4652969340053 | OPTIMIZED | INSTALLED |  |  | node_1366899_191_15291473_133 | CN | 8101201
heatpump_load_220349012 |  | 0 | 0 | 0 | 0 | 0 | 0 | 0 | 0 | 0 | 0.19 | 475.9136385271313 | 1117.1728700458475 | OPTIMIZED | INSTALLED |  |  | node_1366341_742_15291390_629 | BN | 8101201
heatpump_load_220349013 |  | 0 | 0 | 0 | 0 | 0 | 0 | 0 | 0 | 0 | 0.19 | 475.9136385271313 | 1117.1728700458475 | OPTIMIZED | INSTALLED |  |  | node_1366323_264_15291380_776 | AN | 8101201
heatpump_load_220349014 |  | 0 | 0 | 0 | 0 | 0 | 0 | 0 | 0 | 0 | 0.19 | 475.9136385271313 | 1117.1728700458475 | OPTIMIZED | INSTALLED |  |  | node_1366361_455_15291393_743 | CN | 8101201
heatpump_load_220349015 |  | 0 | 0 | 0 | 0 | 0 | 0 | 0 | 0 | 0 | 0.19 | 19.825190438926324 | 46.53823050845603 | OPTIMIZED | INSTALLED |  |  | node_1365799_208_15291240_161 | AN | 8101201
heatpump_load_220349476 |  | 0 | 0 | 0 | 0 | 0 | 0 | 0 | 0 | 0 | 0.19 | 54.390120541618835 | 127.67691721737953 | OPTIMIZED | INSTALLED |  |  | node_1366587_414_15294292_545 | AN | 8101201
heatpump_load_220349477 |  | 0 | 0 | 0 | 0 | 0 | 0 | 0 | 0 | 0 | 0.19 | 54.390120541618835 | 127.67691721737953 | OPTIMIZED | INSTALLED |  |  | node_1366585_868_15294239_772 | BN | 8101201
heatpump_load_220349478 |  | 0 | 0 | 0 | 0 | 0 | 0 | 0 | 0 | 0 | 0.19 | 54.390120541618835 | 127.67691721737953 | OPTIMIZED | INSTALLED |  |  | node_1366584_054_15294266_271 | CN | 8101201
heatpump_load_220349503 |  | 0 | 0 | 0 | 0 | 0 | 0 | 0 | 0 | 0 | 0.19 | 46.20987743764638 | 108.47429530859876 | OPTIMIZED | INSTALLED |  |  | node_1371720_19_15293996_306 | AN | 8101201
heatpump_load_220349504 |  | 0 | 0 | 0 | 0 | 0 | 0 | 0 | 0 | 0 | 0.19 | 149.57286739858029 | 351.1114624992463 | OPTIMIZED | INSTALLED |  |  | node_1371738_556_15293986_431 | BN | 8101201
heatpump_load_220349505 |  | 0 | 0 | 0 | 0 | 0 | 0 | 0 | 0 | 0 | 0.19 | 149.57286739858029 | 351.1114624992463 | OPTIMIZED | INSTALLED |  |  | node_1371704_386_15294012_244 | CN | 8101201
heatpump_load_220349506 |  | 0 | 0 | 0 | 0 | 0 | 0 | 0 | 0 | 0 | 0.19 | 46.4056540061125 | 108.93393215312669 | OPTIMIZED | INSTALLED |  |  | node_1371479_845_15294139_758 | AN | 8101201
heatpump_load_220349507 |  | 0 | 0 | 0 | 0 | 0 | 0 | 0 | 0 | 0 | 0.19 | 387.52968666214593 | 909.6979214615891 | OPTIMIZED | INSTALLED |  |  | node_1370983_037_15294209_669 | AN | 8101201
heatpump_load_220349508 |  | 0 | 0 | 0 | 0 | 0 | 0 | 0 | 0 | 0 | 0.19 | 387.52968666214593 | 909.6979214615891 | OPTIMIZED | INSTALLED |  |  | node_1371002_389_15294204_03 | BN | 8101201
heatpump_load_220349509 |  | 0 | 0 | 0 | 0 | 0 | 0 | 0 | 0 | 0 | 0.19 | 387.52968666214593 | 909.6979214615891 | OPTIMIZED | INSTALLED |  |  | node_1370965_466_15294221_851 | CN | 8101201
heatpump_load_220349510 |  | 0 | 0 | 0 | 0 | 0 | 0 | 0 | 0 | 0 | 0.19 | 227.18216556642267 | 533.2936488635665 | OPTIMIZED | INSTALLED |  |  | node_1370899_789_15294369_451 | AN | 8101201
heatpump_load_220349514 |  | 0 | 0 | 0 | 0 | 0 | 0 | 0 | 0 | 0 | 0.19 | 142.77412028544214 | 335.1518658016381 | OPTIMIZED | INSTALLED |  |  | node_1370527_671_15294553_365 | AN | 8101201
heatpump_load_220349515 |  | 0 | 0 | 0 | 0 | 0 | 0 | 0 | 0 | 0 | 0.19 | 142.77412028544214 | 335.1518658016381 | OPTIMIZED | INSTALLED |  |  | node_1370507_875_15294551_579 | BN | 8101201
heatpump_load_220349516 |  | 0 | 0 | 0 | 0 | 0 | 0 | 0 | 0 | 0 | 0.19 | 142.77412028544214 | 335.1518658016381 | OPTIMIZED | INSTALLED |  |  | node_1370547_1_15294548_214 | CN | 8101201
heatpump_load_220349517 |  | 0 | 0 | 0 | 0 | 0 | 0 | 0 | 0 | 0 | 0.19 | 40.792578436504634 | 95.75767594332515 | OPTIMIZED | INSTALLED |  |  | node_1369565_354_15294753_529 | AN | 8101201
heatpump_load_220349518 |  | 0 | 0 | 0 | 0 | 0 | 0 | 0 | 0 | 0 | 0.19 | 105.88127320172944 | 248.54862367849478 | OPTIMIZED | INSTALLED |  |  | node_1369304_955_15294744_822 | AN | 8101201
heatpump_load_220349519 |  | 0 | 0 | 0 | 0 | 0 | 0 | 0 | 0 | 0 | 0.19 | 0 | 0 | OPTIMIZED | INSTALLED |  |  | node_1369102_065_15294669_876 | AN | 8101201
heatpump_load_220349520 |  | 0 | 0 | 0 | 0 | 0 | 0 | 0 | 0 | 0 | 0.19 | 0 | 0 | OPTIMIZED | INSTALLED |  |  | node_1369576_958_15294554_601 | AN | 8101201
heatpump_load_220349524 |  | 0 | 0 | 0 | 0 | 0 | 0 | 0 | 0 | 0 | 0.19 | 421.5235179855124 | 989.496000707306 | OPTIMIZED | INSTALLED |  |  | node_1368666_956_15294346_261 | AN | 8101201
heatpump_load_220349526 |  | 0 | 0 | 0 | 0 | 0 | 0 | 0 | 0 | 0 | 0.19 | 28.146915509105057 | 66.07279640089436 | OPTIMIZED | INSTALLED |  |  | node_1368691_053_15294388_212 | BN | 8101201
heatpump_load_220349528 |  | 0 | 0 | 0 | 0 | 0 | 0 | 0 | 0 | 0 | 0.19 | 0 | 0 | OPTIMIZED | INSTALLED |  |  | node_1368318_786_15293851_456 | AN | 8101201
heatpump_load_220349529 |  | 0 | 0 | 0 | 0 | 0 | 0 | 0 | 0 | 0 | 0.19 | 95.18274685696144 | 223.43459316070474 | OPTIMIZED | INSTALLED |  |  | node_1368084_672_15294123_121 | AN | 8101201
heatpump_load_220349530 |  | 0 | 0 | 0 | 0 | 0 | 0 | 0 | 0 | 0 | 0.19 | 95.18274685696144 | 223.43459316070474 | OPTIMIZED | INSTALLED |  |  | node_1368074_5_15294100_168 | BN | 8101201
heatpump_load_220349531 |  | 0 | 0 | 0 | 0 | 0 | 0 | 0 | 0 | 0 | 0.19 | 95.18274685696144 | 223.43459316070474 | OPTIMIZED | INSTALLED |  |  | node_1368098_904_15294141_799 | CN | 8101201
heatpump_load_220349537 |  | 0 | 0 | 0 | 0 | 0 | 0 | 0 | 0 | 0 | 0.19 | 77.09800005714301 | 180.98200753288455 | OPTIMIZED | INSTALLED |  |  | node_1367592_566_15293445_316 | AN | 8101201
heatpump_load_220349541 |  | 0 | 0 | 0 | 0 | 0 | 0 | 0 | 0 | 0 | 0.19 | 190.36544583508493 | 446.86913844257145 | OPTIMIZED | INSTALLED |  |  | node_1366634_453_15293253_449 | AN | 8101201
heatpump_load_220349542 |  | 0 | 0 | 0 | 0 | 0 | 0 | 0 | 0 | 0 | 0.19 | 190.36544583508493 | 446.86913844257145 | OPTIMIZED | INSTALLED |  |  | node_1366625_244_15293229_779 | BN | 8101201
heatpump_load_220349543 |  | 0 | 0 | 0 | 0 | 0 | 0 | 0 | 0 | 0 | 0.19 | 190.36544583508493 | 446.86913844257145 | OPTIMIZED | INSTALLED |  |  | node_1366647_894_15293273_155 | CN | 8101201
heatpump_load_220349544 |  | 0 | 0 | 0 | 0 | 0 | 0 | 0 | 0 | 0 | 0.19 | 0 | 0 | OPTIMIZED | INSTALLED |  |  | node_1366247_13_15292818_198 | AN | 8101201
heatpump_load_220349546 |  | 0 | 0 | 0 | 0 | 0 | 0 | 0 | 0 | 0 | 0.19 | 0 | 0 | OPTIMIZED | INSTALLED |  |  | node_1366277_691_15292851_717 | BN | 8101201
heatpump_load_220349550 |  | 0 | 0 | 0 | 0 | 0 | 0 | 0 | 0 | 0 | 0.19 | 231.15807215042747 | 542.6268143858966 | OPTIMIZED | INSTALLED |  |  | node_1366017_297_15292683_03 | AN | 8101201
heatpump_load_220349551 |  | 0 | 0 | 0 | 0 | 0 | 0 | 0 | 0 | 0 | 0.19 | 231.15807215042747 | 542.6268143858966 | OPTIMIZED | INSTALLED |  |  | node_1366004_212_15292662_896 | BN | 8101201
heatpump_load_220349552 |  | 0 | 0 | 0 | 0 | 0 | 0 | 0 | 0 | 0 | 0.19 | 231.15807215042747 | 542.6268143858966 | OPTIMIZED | INSTALLED |  |  | node_1366033_793_15292697_967 | CN | 8101201
heatpump_load_220349553 |  | 0 | 0 | 0 | 0 | 0 | 0 | 0 | 0 | 0 | 0.19 | 40.792578436504634 | 95.75767594332515 | OPTIMIZED | INSTALLED |  |  | node_1365904_547_15292606_571 | AN | 8101201
heatpump_load_220349554 |  | 0 | 0 | 0 | 0 | 0 | 0 | 0 | 0 | 0 | 0.19 | 40.792578436504634 | 95.75767594332515 | OPTIMIZED | INSTALLED |  |  | node_1365893_38_15292584_459 | AN | 8101201
heatpump_load_220349556 |  | 0 | 0 | 0 | 0 | 0 | 0 | 0 | 0 | 0 | 0.19 | 190.36544583508493 | 446.86913844257145 | OPTIMIZED | INSTALLED |  |  | node_1365601_906_15292464_341 | AN | 8101201
heatpump_load_220349557 |  | 0 | 0 | 0 | 0 | 0 | 0 | 0 | 0 | 0 | 0.19 | 190.36544583508493 | 446.86913844257145 | OPTIMIZED | INSTALLED |  |  | node_1365620_201_15292474_797 | BN | 8101201
heatpump_load_220349558 |  | 0 | 0 | 0 | 0 | 0 | 0 | 0 | 0 | 0 | 0.19 | 190.36544583508493 | 446.86913844257145 | OPTIMIZED | INSTALLED |  |  | node_1365639_854_15292478_558 | CN | 8101201
heatpump_load_220349559 |  | 0 | 0 | 0 | 0 | 0 | 0 | 0 | 0 | 0 | 0.19 | 101.98149397009955 | 239.3941898583129 | OPTIMIZED | INSTALLED |  |  | node_1365369_548_15292654_156 | AN | 8101201
heatpump_load_220349560 |  | 0 | 0 | 0 | 0 | 0 | 0 | 0 | 0 | 0 | 0.19 | 0 | 0 | OPTIMIZED | INSTALLED |  |  | node_1365145_778_15292906_816 | AN | 8101201
heatpump_load_220349561 |  | 0 | 0 | 0 | 0 | 0 | 0 | 0 | 0 | 0 | 0.19 | 54.390120541618835 | 127.67691721737953 | OPTIMIZED | INSTALLED |  |  | node_1365201_024_15292320_002 | AN | 8101201
heatpump_load_220349562 |  | 0 | 0 | 0 | 0 | 0 | 0 | 0 | 0 | 0 | 0.19 | 54.390120541618835 | 127.67691721737953 | OPTIMIZED | INSTALLED |  |  | node_1365184_35_15292305_426 | BN | 8101201
heatpump_load_220349563 |  | 0 | 0 | 0 | 0 | 0 | 0 | 0 | 0 | 0 | 0.19 | 54.390120541618835 | 127.67691721737953 | OPTIMIZED | INSTALLED |  |  | node_1365219_909_15292328_314 | CN | 8101201
heatpump_load_220349569 |  | 0 | 0 | 0 | 0 | 0 | 0 | 0 | 0 | 0 | 0.19 | 356.9352528347674 | 837.8796645040952 | OPTIMIZED | INSTALLED |  |  | node_1364949_362_15292231_983 | AN | 8101201
heatpump_load_220349570 |  | 0 | 0 | 0 | 0 | 0 | 0 | 0 | 0 | 0 | 0.19 | 333.13956612052704 | 782.0210042442095 | OPTIMIZED | INSTALLED |  |  | node_1364667_977_15292127_332 | AN | 8101201
heatpump_load_220349571 |  | 0 | 0 | 0 | 0 | 0 | 0 | 0 | 0 | 0 | 0.19 | 333.13956612052704 | 782.0210042442095 | OPTIMIZED | INSTALLED |  |  | node_1364634_807_15292098_651 | BN | 8101201
heatpump_load_220349572 |  | 0 | 0 | 0 | 0 | 0 | 0 | 0 | 0 | 0 | 0.19 | 333.13956612052704 | 782.0210042442095 | OPTIMIZED | INSTALLED |  |  | node_1364650_001_15292115_91 | CN | 8101201
heatpump_load_220349573 |  | 0 | 0 | 0 | 0 | 0 | 0 | 0 | 0 | 0 | 0.19 | 326.34077112855095 | 766.0614075466012 | OPTIMIZED | INSTALLED |  |  | node_1364806_507_15291847_264 | AN | 8101201
heatpump_load_220349574 |  | 0 | 0 | 0 | 0 | 0 | 0 | 0 | 0 | 0 | 0.19 | 670.6792932083258 | 1574.3711017193975 | OPTIMIZED | INSTALLED |  |  | node_1364222_618_15292042_203 | AN | 8101201
heatpump_load_220350328 |  | 0 | 0 | 0 | 0 | 0 | 0 | 0 | 0 | 0 | 0.19 | 367.1333974438936 | 861.8190834899265 | OPTIMIZED | INSTALLED |  |  | node_1369442_474_15296021_122 | AN | 8101201
heatpump_load_220350329 |  | 0 | 0 | 0 | 0 | 0 | 0 | 0 | 0 | 0 | 0.19 | 367.1333974438936 | 861.8190834899265 | OPTIMIZED | INSTALLED |  |  | node_1369446_566_15296006_016 | BN | 8101201
heatpump_load_220350330 |  | 0 | 0 | 0 | 0 | 0 | 0 | 0 | 0 | 0 | 0.19 | 367.1333974438936 | 861.8190834899265 | OPTIMIZED | INSTALLED |  |  | node_1369447_461_15296038_861 | CN | 8101201
heatpump_load_220350331 |  | 0 | 0 | 0 | 0 | 0 | 0 | 0 | 0 | 0 | 0.19 | 0 | 0 | OPTIMIZED | INSTALLED |  |  | node_1369681_884_15296284_975 | AN | 8101201
heatpump_load_220350332 |  | 0 | 0 | 0 | 0 | 0 | 0 | 0 | 0 | 0 | 0.19 | 40.792578436504634 | 95.75767594332515 | OPTIMIZED | INSTALLED |  |  | node_1370078_008_15296678_57 | AN | 8101201
heatpump_load_220350333 |  | 0 | 0 | 0 | 0 | 0 | 0 | 0 | 0 | 0 | 0.19 | 40.792578436504634 | 95.75767594332515 | OPTIMIZED | INSTALLED |  |  | node_1370086_097_15296702_957 | BN | 8101201
heatpump_load_220350337 |  | 0 | 0 | 0 | 0 | 0 | 0 | 0 | 0 | 0 | 0.19 | 53.01408273831326 | 124.44667565594538 | OPTIMIZED | INSTALLED |  |  | node_1369375_908_15295083_676 | AN | 8101201
heatpump_load_220350338 |  | 0 | 0 | 0 | 0 | 0 | 0 | 0 | 0 | 0 | 0.19 | 53.01408273831326 | 124.44667565594538 | OPTIMIZED | INSTALLED |  |  | node_1369380_583_15295097_373 | AN | 8101201
heatpump_load_220350339 |  | 0 | 0 | 0 | 0 | 0 | 0 | 0 | 0 | 0 | 0.19 | 557.4988432789785 | 1308.6882219324978 | OPTIMIZED | INSTALLED |  |  | node_1370437_651_15297423_338 | AN | 8101201
heatpump_load_220350340 |  | 0 | 0 | 0 | 0 | 0 | 0 | 0 | 0 | 0 | 0.19 | 557.4988432789785 | 1308.6882219324978 | OPTIMIZED | INSTALLED |  |  | node_1370429_726_15297371_548 | BN | 8101201
heatpump_load_220350342 |  | 0 | 0 | 0 | 0 | 0 | 0 | 0 | 0 | 0 | 0.19 | 788.656915429406 | 1851.3150841972326 | OPTIMIZED | INSTALLED |  |  | node_1369606_233_15295638_011 | AN | 8101201
heatpump_load_220350343 |  | 0 | 0 | 0 | 0 | 0 | 0 | 0 | 0 | 0 | 0.19 | 788.656915429406 | 1851.3150841972326 | OPTIMIZED | INSTALLED |  |  | node_1369609_257_15295664_355 | BN | 8101201
heatpump_load_220350344 |  | 0 | 0 | 0 | 0 | 0 | 0 | 0 | 0 | 0 | 0.19 | 788.656915429406 | 1851.3150841972326 | OPTIMIZED | INSTALLED |  |  | node_1369607_106_15295690_805 | CN | 8101201
heatpump_load_220350432 |  | 0 | 0 | 0 | 0 | 0 | 0 | 0 | 0 | 0 | 0.19 | 312.7432769022748 | 734.142166272547 | OPTIMIZED | INSTALLED |  |  | node_1367511_636_15291890_103 | AN | 8101201
heatpump_load_220350433 |  | 0 | 0 | 0 | 0 | 0 | 0 | 0 | 0 | 0 | 0.19 | 312.7432769022748 | 734.142166272547 | OPTIMIZED | INSTALLED |  |  | node_1367492_898_15291881_197 | BN | 8101201
heatpump_load_220350434 |  | 0 | 0 | 0 | 0 | 0 | 0 | 0 | 0 | 0 | 0.19 | 312.7432769022748 | 734.142166272547 | OPTIMIZED | INSTALLED |  |  | node_1367531_417_15291892_211 | CN | 8101201
heatpump_load_220350435 |  | 0 | 0 | 0 | 0 | 0 | 0 | 0 | 0 | 0 | 0.19 | 1019.8149875798334 | 2393.9418985831294 | OPTIMIZED | INSTALLED |  |  | node_1367483_682_15291884_725 | AN | 8101201
heatpump_load_220350436 |  | 0 | 0 | 0 | 0 | 0 | 0 | 0 | 0 | 0 | 0.19 | 1019.8149875798334 | 2393.9418985831294 | OPTIMIZED | INSTALLED |  |  | node_1367503_423_15291887_485 | BN | 8101201
heatpump_load_220350437 |  | 0 | 0 | 0 | 0 | 0 | 0 | 0 | 0 | 0 | 0.19 | 1019.8149875798334 | 2393.9418985831294 | OPTIMIZED | INSTALLED |  |  | node_1367465_111_15291875_204 | CN | 8101201
heatpump_load_220350438 |  | 0 | 0 | 0 | 0 | 0 | 0 | 0 | 0 | 0 | 0.19 | 1325.7594694901322 | 3112.124468158068 | OPTIMIZED | INSTALLED |  |  | node_1367793_625_15291618_915 | AN | 8101201
heatpump_load_220350442 |  | 0 | 0 | 0 | 0 | 0 | 0 | 0 | 0 | 0 | 0.19 | 26.433619171127084 | 62.050974011274704 | OPTIMIZED | INSTALLED |  |  | node_1367357_626_15293050_383 | AN | 8101201
heatpump_load_220350444 |  | 0 | 0 | 0 | 0 | 0 | 0 | 0 | 0 | 0 | 0.19 | 0 | 0 | OPTIMIZED | INSTALLED |  |  | node_1367460_302_15292588_448 | AN | 8101201
heatpump_load_220350445 |  | 0 | 0 | 0 | 0 | 0 | 0 | 0 | 0 | 0 | 0.19 | 30.59443382737847 | 71.81825695749387 | OPTIMIZED | INSTALLED |  |  | node_1367576_444_15292378_155 | AN | 8101201
heatpump_load_220350446 |  | 0 | 0 | 0 | 0 | 0 | 0 | 0 | 0 | 0 | 0.19 | 30.59443382737847 | 71.81825695749387 | OPTIMIZED | INSTALLED |  |  | node_1367567_233_15292401_649 | AN | 8101201
heatpump_load_220350447 |  | 0 | 0 | 0 | 0 | 0 | 0 | 0 | 0 | 0 | 0.19 | 0 | 0 | OPTIMIZED | INSTALLED |  |  | node_1367743_355_15292057_414 | AN | 8101201
heatpump_load_220350448 |  | 0 | 0 | 0 | 0 | 0 | 0 | 0 | 0 | 0 | 0.19 | 0 | 0 | OPTIMIZED | INSTALLED |  |  | node_1367734_373_15292081_07 | AN | 8101201
heatpump_load_220423776 |  | 0 | 0 | 0 | 0 | 0 | 0 | 0 | 0 | 0 | 0.19 | 356.9352528347674 | 837.8796645040952 | OPTIMIZED | INSTALLED |  |  | node_1364932_31_15292218_223 | AN | 8101201
heatpump_load_220430127 |  | 0 | 0 | 0 | 0 | 0 | 0 | 0 | 0 | 0 | 0.19 | 2155.2090112348806 | 5059.197228298625 | OPTIMIZED | INSTALLED |  |  | node_1370778_893_15297094_923 | AN | 8101201
heatpump_load_220430814 |  | 0 | 0 | 0 | 0 | 0 | 0 | 0 | 0 | 0 | 0.19 | 2155.2090112348806 | 5059.197228298625 | OPTIMIZED | INSTALLED |  |  | node_1370774_816_15297120_943 | BN | 8101201
heatpump_load_220431926 |  | 0 | 0 | 0 | 0 | 0 | 0 | 0 | 0 | 0 | 0.19 | 373.9321445570317 | 877.7786801875346 | OPTIMIZED | INSTALLED |  |  | node_1370495_438_15296829_832 | AN | 8101201
heatpump_load_220431959 |  | 0 | 0 | 0 | 0 | 0 | 0 | 0 | 0 | 0 | 0.19 | 373.9321445570317 | 877.7786801875346 | OPTIMIZED | INSTALLED |  |  | node_1370534_123_15296839_637 | BN | 8101201
heatpump_load_220432088 |  | 0 | 0 | 0 | 0 | 0 | 0 | 0 | 0 | 0 | 0.19 | 162.86039402782797 | 382.3029454361314 | OPTIMIZED | INSTALLED |  |  | node_1370486_013_15297737_637 | AN | 8101201
heatpump_load_220432166 |  | 0 | 0 | 0 | 0 | 0 | 0 | 0 | 0 | 0 | 0.19 | 666.2791322410541 | 1564.0420563672571 | OPTIMIZED | INSTALLED |  |  | node_1369700_809_15296020_164 | AN | 8101201
heatpump_load_220432167 |  | 0 | 0 | 0 | 0 | 0 | 0 | 0 | 0 | 0 | 0.19 | 666.2791322410541 | 1564.0420563672571 | OPTIMIZED | INSTALLED |  |  | node_1369698_636_15296046_61 | BN | 8101201
heatpump_load_220432168 |  | 0 | 0 | 0 | 0 | 0 | 0 | 0 | 0 | 0 | 0.19 | 666.2791322410541 | 1564.0420563672571 | OPTIMIZED | INSTALLED |  |  | node_1369697_807_15295993_815 | CN | 8101201
heatpump_load_220432315 |  | 0 | 0 | 0 | 0 | 0 | 0 | 0 | 0 | 0 | 0.19 | 0 | 0 | OPTIMIZED | INSTALLED |  |  | node_1369960_454_15294453_575 | AN | 8101201
heatpump_load_220432324 |  | 0 | 0 | 0 | 0 | 0 | 0 | 0 | 0 | 0 | 0.19 | 0 | 0 | OPTIMIZED | INSTALLED |  |  | node_1369980_077_15294449_91 | BN | 8101201
heatpump_load_220432561 |  | 0 | 0 | 0 | 0 | 0 | 0 | 0 | 0 | 0 | 0.19 | 0 | 0 | OPTIMIZED | INSTALLED |  |  | node_1369942_242_15294463_941 | CN | 8101201
heatpump_load_220432720 |  | 0 | 0 | 0 | 0 | 0 | 0 | 0 | 0 | 0 | 0.19 | 673.0778793541923 | 1580.0016530648652 | OPTIMIZED | INSTALLED |  |  | node_1370096_453_15294047_068 | AN | 8101201
heatpump_load_220432721 |  | 0 | 0 | 0 | 0 | 0 | 0 | 0 | 0 | 0 | 0.19 | 673.0778793541923 | 1580.0016530648652 | OPTIMIZED | INSTALLED |  |  | node_1370145_466_15294058_15 | BN | 8101201
heatpump_load_220432722 |  | 0 | 0 | 0 | 0 | 0 | 0 | 0 | 0 | 0 | 0.19 | 673.0778793541923 | 1580.0016530648652 | OPTIMIZED | INSTALLED |  |  | node_1370122_88_15294053_67 | CN | 8101201
heatpump_load_220435038 |  | 0 | 0 | 0 | 0 | 0 | 0 | 0 | 0 | 0 | 0.19 | 373.9321445570317 | 877.7786801875346 | OPTIMIZED | INSTALLED |  |  | node_1370515_244_15296831_319 | CN | 8101201
heatpump_load_220491723 |  | 0 | 0 | 0 | 0 | 0 | 0 | 0 | 0 | 0 | 0.19 | 2155.2090112348806 | 5059.197228298625 | OPTIMIZED | INSTALLED |  |  | node_1370777_808_15297068_325 | CN | 8101201
heatpump_load_220497467 |  | 0 | 0 | 0 | 0 | 0 | 0 | 0 | 0 | 0 | 0.19 | 0 | 0 | OPTIMIZED | INSTALLED |  |  | node_1366360_286_15294066_28 | AN | 8101201
heatpump_load_220505416 |  | 0 | 0 | 0 | 0 | 0 | 0 | 0 | 0 | 0 | 0.19 | 81.58520475184723 | 191.5153518866503 | OPTIMIZED | INSTALLED |  |  | node_1367103_657_15293258_98 | AN | 8101201
heatpump_load_220505416-L-1 |  | 0 | 0 | 0 | 0 | 0 | 0 | 0 | 0 | 0 | 0.19 | 0 | 0 | OPTIMIZED | INSTALLED |  |  | node_1367103_657_15293258_98 | AN | 8101201
heatpump_load_220505832 |  | 0 | 0 | 0 | 0 | 0 | 0 | 0 | 0 | 0 | 0.19 | 0 | 0 | OPTIMIZED | INSTALLED |  |  | node_1368065_692_15293854_88 | AN | 8101201
heatpump_load_220505833 |  | 0 | 0 | 0 | 0 | 0 | 0 | 0 | 0 | 0 | 0.19 | 0 | 0 | OPTIMIZED | INSTALLED |  |  | node_1368049_719_15293838_947 | BN | 8101201
heatpump_load_220505834 |  | 0 | 0 | 0 | 0 | 0 | 0 | 0 | 0 | 0 | 0.19 | 0 | 0 | OPTIMIZED | INSTALLED |  |  | node_1368084_163_15293864_747 | CN | 8101201
heatpump_load_220522217 |  | 0 | 0 | 0 | 0 | 0 | 0 | 0 | 0 | 0 | 0.19 | 557.4988432789785 | 1308.6882219324978 | OPTIMIZED | INSTALLED |  |  | node_1370436_223_15297396_766 | CN | 8101201
heatpump_load_220524397 |  | 0 | 0 | 0 | 0 | 0 | 0 | 0 | 0 | 0 | 0.19 | 210.76173505333722 | 494.747976414234 | OPTIMIZED | INSTALLED |  |  | node_1369249_237_15294342_017 | AN | 8101201
heatpump_load_220524399 |  | 0 | 0 | 0 | 0 | 0 | 0 | 0 | 0 | 0 | 0.19 | 210.76173505333722 | 494.747976414234 | OPTIMIZED | INSTALLED |  |  | node_1369260_075_15294319_82 | BN | 8101201
heatpump_load_220524403 |  | 0 | 0 | 0 | 0 | 0 | 0 | 0 | 0 | 0 | 0.19 | 210.76173505333722 | 494.747976414234 | OPTIMIZED | INSTALLED |  |  | node_1369243_067_15294367_265 | CN | 8101201
heatpump_load_220527019 |  | 0 | 0 | 0 | 0 | 0 | 0 | 0 | 0 | 0 | 0.19 | 448.7186021957408 | 1053.3343874977388 | OPTIMIZED | INSTALLED |  |  | node_1364088_828_15291739_1 | ABCN | 8101201
heatpump_load_220530169 |  | 0 | 0 | 0 | 0 | 0 | 0 | 0 | 0 | 0 | 0.19 | 10320.52756322901 | 24226.6920615401 | OPTIMIZED | INSTALLED |  |  | node_1369808_669_15294951_149 | ABCN | 8101201
heatpump_load_220542347 |  | 0 | 0 | 0 | 0 | 0 | 0 | 0 | 0 | 0 | 0.19 | 101.98149397009955 | 239.3941898583129 | OPTIMIZED | INSTALLED |  |  | node_1367965_105_15291255_33 | AN | 8101201
heatpump_load_220542386 |  | 0 | 0 | 0 | 0 | 0 | 0 | 0 | 0 | 0 | 0.19 | 101.98149397009955 | 239.3941898583129 | OPTIMIZED | INSTALLED |  |  | node_1367959_889_15291280_971 | AN | 8101201
heatpump_load_220543391 |  | 0 | 0 | 0 | 0 | 0 | 0 | 0 | 0 | 0 | 0.19 | 0 | 0 | OPTIMIZED | INSTALLED |  |  | node_1373606_234_15296210_748 | AN | 8101201
heatpump_load_220551778 |  | 0 | 0 | 0 | 0 | 0 | 0 | 0 | 0 | 0 | 0.19 | 190.36544583508493 | 446.86913844257145 | OPTIMIZED | INSTALLED |  |  | node_1373892_217_15295965_928 | AN | 8101201
heatpump_load_220551779 |  | 0 | 0 | 0 | 0 | 0 | 0 | 0 | 0 | 0 | 0.19 | 190.36544583508493 | 446.86913844257145 | OPTIMIZED | INSTALLED |  |  | node_1373910_313_15295955_211 | BN | 8101201
heatpump_load_220551812 |  | 0 | 0 | 0 | 0 | 0 | 0 | 0 | 0 | 0 | 0.19 | 190.36544583508493 | 446.86913844257145 | OPTIMIZED | INSTALLED |  |  | node_1373876_834_15295982_59 | CN | 8101201
heatpump_load_220553969 |  | 0 | 0 | 0 | 0 | 0 | 0 | 0 | 0 | 0 | 0.19 | 367.1333974438936 | 861.8190834899265 | OPTIMIZED | INSTALLED |  |  | node_1369871_967_15297011_125 | AN | 8101201
heatpump_load_220553970 |  | 0 | 0 | 0 | 0 | 0 | 0 | 0 | 0 | 0 | 0.19 | 367.1333974438936 | 861.8190834899265 | OPTIMIZED | INSTALLED |  |  | node_1369857_122_15296993_333 | BN | 8101201
heatpump_load_220553972 |  | 0 | 0 | 0 | 0 | 0 | 0 | 0 | 0 | 0 | 0.19 | 367.1333974438936 | 861.8190834899265 | OPTIMIZED | INSTALLED |  |  | node_1369889_708_15297023_184 | CN | 8101201
heatpump_load_220577686 |  | 0 | 0 | 0 | 0 | 0 | 0 | 0 | 0 | 0 | 0.19 | 142.77412028544214 | 335.1518658016381 | OPTIMIZED | INSTALLED |  |  | node_1368057_695_15292369_401 | AN | 8101201
heatpump_load_220577688 |  | 0 | 0 | 0 | 0 | 0 | 0 | 0 | 0 | 0 | 0.19 | 142.77412028544214 | 335.1518658016381 | OPTIMIZED | INSTALLED |  |  | node_1368039_774_15292357_825 | BN | 8101201
heatpump_load_220579674 |  | 0 | 0 | 0 | 0 | 0 | 0 | 0 | 0 | 0 | 0.19 | 319.54202401541284 | 750.1018108489931 | OPTIMIZED | INSTALLED |  |  | node_1367737_897_15292292_545 | AN | 8101201
heatpump_load_220579703 |  | 0 | 0 | 0 | 0 | 0 | 0 | 0 | 0 | 0 | 0.19 | 319.54202401541284 | 750.1018108489931 | OPTIMIZED | INSTALLED |  |  | node_1367720_527_15292279_53 | BN | 8101201
heatpump_load_220579897 |  | 0 | 0 | 0 | 0 | 0 | 0 | 0 | 0 | 0 | 0.19 | 319.54202401541284 | 750.1018108489931 | OPTIMIZED | INSTALLED |  |  | node_1367757_153_15292299_104 | CN | 8101201
heatpump_load_220606738 |  | 0 | 0 | 0 | 0 | 0 | 0 | 0 | 0 | 0 | 0.19 | 659.480337249078 | 1548.0824117908107 | OPTIMIZED | INSTALLED |  |  | node_1368864_555_15294549_164 | AN | 8101201
heatpump_load_220606739 |  | 0 | 0 | 0 | 0 | 0 | 0 | 0 | 0 | 0 | 0.19 | 659.480337249078 | 1548.0824117908107 | OPTIMIZED | INSTALLED |  |  | node_1368853_731_15294526_751 | BN | 8101201
heatpump_load_220606740 |  | 0 | 0 | 0 | 0 | 0 | 0 | 0 | 0 | 0 | 0.19 | 659.480337249078 | 1548.0824117908107 | OPTIMIZED | INSTALLED |  |  | node_1368879_31_15294567_094 | CN | 8101201
heatpump_load_220606741 |  | 0 | 0 | 0 | 0 | 0 | 0 | 0 | 0 | 0 | 0.19 | 0 | 0 | OPTIMIZED | INSTALLED |  |  | node_1369189_242_15295073_274 | AN | 8101201
heatpump_load_220613542 |  | 0 | 0 | 0 | 0 | 0 | 0 | 0 | 0 | 0 | 0.19 | 421.5235179855124 | 989.496000707306 | OPTIMIZED | INSTALLED |  |  | node_1368676_959_15294369_348 | CN | 8101201
heatpump_load_220617453 |  | 0 | 0 | 0 | 0 | 0 | 0 | 0 | 0 | 0 | 0.19 | 0 | 0 | OPTIMIZED | INSTALLED |  |  | node_1366260_782_15292837_643 | CN | 8101201
heatpump_load_220623384 |  | 0 | 0 | 0 | 0 | 0 | 0 | 0 | 0 | 0 | 0.19 | 292.34693980518443 | 686.2633283008844 | OPTIMIZED | INSTALLED |  |  | node_1365128_602_15292439_13 | AN | 8101201
heatpump_load_220623385 |  | 0 | 0 | 0 | 0 | 0 | 0 | 0 | 0 | 0 | 0.19 | 292.34693980518443 | 686.2633283008844 | OPTIMIZED | INSTALLED |  |  | node_1365123_576_15292464_84 | BN | 8101201
heatpump_load_220623386 |  | 0 | 0 | 0 | 0 | 0 | 0 | 0 | 0 | 0 | 0.19 | 292.34693980518443 | 686.2633283008844 | OPTIMIZED | INSTALLED |  |  | node_1365128_491_15292412_502 | CN | 8101201
heatpump_load_220624272 |  | 0 | 0 | 0 | 0 | 0 | 0 | 0 | 0 | 0 | 0.19 | 1182.985397083528 | 2776.97260235643 | OPTIMIZED | INSTALLED |  |  | node_1368675_247_15293392_62 | AN | 8101201
heatpump_load_220624279 |  | 0 | 0 | 0 | 0 | 0 | 0 | 0 | 0 | 0 | 0.19 | 1182.985397083528 | 2776.97260235643 | OPTIMIZED | INSTALLED |  |  | node_1368656_118_15293399_47 | BN | 8101201
heatpump_load_220624280 |  | 0 | 0 | 0 | 0 | 0 | 0 | 0 | 0 | 0 | 0.19 | 1182.985397083528 | 2776.97260235643 | OPTIMIZED | INSTALLED |  |  | node_1368692_368_15293379_343 | CN | 8101201
heatpump_load_220642663 |  | 0 | 0 | 0 | 0 | 0 | 0 | 0 | 0 | 0 | 0.19 | 169.9691566168326 | 398.99030047090883 | OPTIMIZED | INSTALLED |  |  | node_1369431_701_15293727_153 | AN | 8101201
heatpump_load_220642664 |  | 0 | 0 | 0 | 0 | 0 | 0 | 0 | 0 | 0 | 0.19 | 169.9691566168326 | 398.99030047090883 | OPTIMIZED | INSTALLED |  |  | node_1369415_023_15293679_181 | BN | 8101201
heatpump_load_220642665 |  | 0 | 0 | 0 | 0 | 0 | 0 | 0 | 0 | 0 | 0.19 | 169.9691566168326 | 398.99030047090883 | OPTIMIZED | INSTALLED |  |  | node_1369425_706_15293701_714 | CN | 8101201
heatpump_load_310008395 |  | 0 | 0 | 0 | 0 | 0 | 0 | 0 | 0 | 0 | 0.19 | 101.98149397009955 | 239.3941898583129 | OPTIMIZED | INSTALLED |  |  | node_1371635_308_15295070_933 | AN | 8101201
heatpump_load_310014691 |  | 0 | 0 | 0 | 0 | 0 | 0 | 0 | 0 | 0 | 0.19 | 79.30080963454327 | 186.15292203382413 | OPTIMIZED | INSTALLED |  |  | node_1366527_348_15295245_844 | AN | 8101201
heatpump_load_310029223 |  | 0 | 0 | 0 | 0 | 0 | 0 | 0 | 0 | 0 | 0.19 | 0 | 0 | OPTIMIZED | INSTALLED |  |  | node_1365082_114_15292694_279 | CN | 8101201
heatpump_load_310029223-L-1 |  | 0 | 0 | 0 | 0 | 0 | 0 | 0 | 0 | 0 | 0.19 | 0 | 0 | OPTIMIZED | INSTALLED |  |  | node_1365082_114_15292694_279 | CN | 8101201
heatpump_load_310029224 |  | 0 | 0 | 0 | 0 | 0 | 0 | 0 | 0 | 0 | 0.19 | 0 | 0 | OPTIMIZED | INSTALLED |  |  | node_1365076_151_15292719_617 | AN | 8101201
heatpump_load_310029224-L-1 |  | 0 | 0 | 0 | 0 | 0 | 0 | 0 | 0 | 0 | 0.19 | 0 | 0 | OPTIMIZED | INSTALLED |  |  | node_1365076_151_15292719_617 | AN | 8101201
heatpump_load_310029225 |  | 0 | 0 | 0 | 0 | 0 | 0 | 0 | 0 | 0 | 0.19 | 0 | 0 | OPTIMIZED | INSTALLED |  |  | node_1365065_495_15292741_973 | BN | 8101201
heatpump_load_310029225-L-1 |  | 0 | 0 | 0 | 0 | 0 | 0 | 0 | 0 | 0 | 0.19 | 0 | 0 | OPTIMIZED | INSTALLED |  |  | node_1365065_495_15292741_973 | BN | 8101201
heatpump_load_310035799 |  | 0 | 0 | 0 | 0 | 0 | 0 | 0 | 0 | 0 | 0.19 | 0 | 0 | OPTIMIZED | INSTALLED |  |  | node_1371750_65_15294817_209 | AN | 8101201
heatpump_load_310047975 |  | 0 | 0 | 0 | 0 | 0 | 0 | 0 | 0 | 0 | 0.19 | 22.468581083341814 | 52.7433279095835 | OPTIMIZED | INSTALLED |  |  | node_1371978_544_15295052_589 | AN | 8101201
heatpump_load_310050370 |  | 0 | 0 | 0 | 0 | 0 | 0 | 0 | 0 | 0 | 0.19 | 210.76173505333722 | 494.747976414234 | OPTIMIZED | INSTALLED |  |  | node_1370656_788_15294443_474 | AN | 8101201
heatpump_load_310050371 |  | 0 | 0 | 0 | 0 | 0 | 0 | 0 | 0 | 0 | 0.19 | 210.76173505333722 | 494.747976414234 | OPTIMIZED | INSTALLED |  |  | node_1370670_755_15294445_392 | BN | 8101201
heatpump_load_310050372 |  | 0 | 0 | 0 | 0 | 0 | 0 | 0 | 0 | 0 | 0.19 | 210.76173505333722 | 494.747976414234 | OPTIMIZED | INSTALLED |  |  | node_1370683_624_15294441_775 | CN | 8101201
heatpump_load_310060814 |  | 0 | 0 | 0 | 0 | 0 | 0 | 0 | 0 | 0 | 0.19 | 1692.8928669340257 | 3973.9435516479944 | OPTIMIZED | INSTALLED |  |  | node_1371845_06_15294513_573 | AN | 8101201
heatpump_load_311926169 |  | 0 | 0 | 0 | 0 | 0 | 0 | 0 | 0 | 0 | 0.19 | 0 | 0 | OPTIMIZED | INSTALLED |  |  | node_1365566_343_15291216_77 | AN | 8101201
heatpump_load_311928289 |  | 0 | 0 | 0 | 0 | 0 | 0 | 0 | 0 | 0 | 0.19 | 0 | 0 | OPTIMIZED | INSTALLED |  |  | node_1367508_199_15291581_163 | ABCN | 8101201
heatpump_load_311928291 |  | 0 | 0 | 0 | 0 | 0 | 0 | 0 | 0 | 0 | 0.19 | 0 | 0 | OPTIMIZED | INSTALLED |  |  | node_1367656_388_15291664_376 | ABCN | 8101201
heatpump_load_312005105 |  | 0 | 0 | 0 | 0 | 0 | 0 | 0 | 0 | 0 | 0.19 | 0 | 0 | OPTIMIZED | INSTALLED |  |  | node_1364909_295_15292423_676 | AN | 8101201
heatpump_load_312101939 |  | 0 | 0 | 0 | 0 | 0 | 0 | 0 | 0 | 0 | 0.19 | 0 | 0 | OPTIMIZED | INSTALLED |  |  | node_1366153_864_15292763_664 | AN | 8101201
heatpump_load_312101940 |  | 0 | 0 | 0 | 0 | 0 | 0 | 0 | 0 | 0 | 0.19 | 0 | 0 | OPTIMIZED | INSTALLED |  |  | node_1366167_949_15292775_461 | BN | 8101201
heatpump_load_312101941 |  | 0 | 0 | 0 | 0 | 0 | 0 | 0 | 0 | 0 | 0.19 | 0 | 0 | OPTIMIZED | INSTALLED |  |  | node_1366181_991_15292783_617 | CN | 8101201
heatpump_load_312107962 |  | 0 | 0 | 0 | 0 | 0 | 0 | 0 | 0 | 0 | 0.19 | 0 | 0 | OPTIMIZED | INSTALLED |  |  | node_1366923_433_15293805_982 | AN | 8101201
heatpump_load_312107962-L-1 |  | 0 | 0 | 0 | 0 | 0 | 0 | 0 | 0 | 0 | 0.19 | 0 | 0 | OPTIMIZED | INSTALLED |  |  | node_1366923_433_15293805_982 | AN | 8101201
heatpump_load_312118273 |  | 0 | 0 | 0 | 0 | 0 | 0 | 0 | 0 | 0 | 0.19 | 0 | 0 | OPTIMIZED | INSTALLED |  |  | node_1366934_684_15293196_305 | AN | 8101201
heatpump_load_312118273-L-1 |  | 0 | 0 | 0 | 0 | 0 | 0 | 0 | 0 | 0 | 0.19 | 0 | 0 | OPTIMIZED | INSTALLED |  |  | node_1366934_684_15293196_305 | AN | 8101201
heatpump_load_312118275 |  | 0 | 0 | 0 | 0 | 0 | 0 | 0 | 0 | 0 | 0.19 | 0 | 0 | OPTIMIZED | INSTALLED |  |  | node_1366947_245_15293196_655 | CN | 8101201
heatpump_load_312118275-L-1 |  | 0 | 0 | 0 | 0 | 0 | 0 | 0 | 0 | 0 | 0.19 | 0 | 0 | OPTIMIZED | INSTALLED |  |  | node_1366947_245_15293196_655 | CN | 8101201
heatpump_load_312118276 |  | 0 | 0 | 0 | 0 | 0 | 0 | 0 | 0 | 0 | 0.19 | 0 | 0 | OPTIMIZED | INSTALLED |  |  | node_1366940_727_15293196_862 | BN | 8101201
heatpump_load_312118276-L-1 |  | 0 | 0 | 0 | 0 | 0 | 0 | 0 | 0 | 0 | 0.19 | 0 | 0 | OPTIMIZED | INSTALLED |  |  | node_1366940_727_15293196_862 | BN | 8101201

## LineSpacing
Name | DistanceAB | DistanceAC | DistanceAE | DistanceAN | DistanceBC | DistanceBE | DistanceBN | DistanceCE | DistanceCN | DistanceNE | Feeder | Comments

## Load
Name | GroupId | PriorityLevel | LoadClass | BaseReactivePowerA | BaseReactivePowerB | BaseReactivePowerC | BaseActivePowerA | BaseActivePowerB | BaseActivePowerC | BasePowerA | BasePowerB | BasePowerC | ConstantCurrentAReal | ConstantCurrentAImag | ConstantCurrentA | ConstantCurrentBReal | ConstantCurrentBImag | ConstantCurrentB | ConstantCurrentCReal | ConstantCurrentCImag | ConstantCurrentC | ConstantResistanceA | ConstantReactanceA | ConstantImpedanceA | ConstantResistanceB | ConstantReactanceB | ConstantImpedanceB | ConstantResistanceC | ConstantReactanceC | ConstantImpedanceC | ConstantActivePowerA | ConstantReactivePowerA | ConstantPowerA | ConstantActivePowerB | ConstantReactivePowerB | ConstantPowerB | ConstantActivePowerC | ConstantReactivePowerC | ConstantPowerC | CurrentFractionA | CurrentFractionB | CurrentFractionC | CurrentPfA | CurrentPfB | CurrentPfC | ImpedanceFractionA | ImpedanceFractionB | ImpedanceFractionC | ImpedancePfA | ImpedancePfB | ImpedancePfC | PowerFractionA | PowerFractionB | PowerFractionC | PowerPfA | PowerPfB | PowerPfC | DemandResponseLowerBound | DemandResponseShortageCost | DemandResponseSurplusCost | DemandResponseUpperBound | ActivePowerA | ActivePowerB | ActivePowerC | ReactivePowerA | ReactivePowerB | ReactivePowerC | NominalVoltage | Status | ParentNode | Phases | Feeder | Comments
load_220347748 |  | 0 | C | 0 | 0 | 0 | 0 | 0 | 0 | 0 | 0 | 0 | 0 | 0 | 0+0j | 0 | 0 | 0+0j | 0 | 0 | 0+0j | 0 | 0 | 0+0j | 0 | 0 | 0+0j | 0 | 0 | 0+0j | 174666.667 | 74407.689 | 174666.667+74407.689j | 174666.667 | 74407.689 | 174666.667+74407.689j | 174666.667 | 74407.689 | 174666.667+74407.689j | 0 | 0 | 0 | 0 | 0 | 0 | 0 | 0 | 0 | 0 | 0 | 0 | 0 | 0 | 0 | 0 | 0 | 0 | 1 | 0 | 0 | 1 | 0 | 0 | 0 | 0 | 0 | 0 | 0 | OPEN | node_1367564_81_15292848_783 | ABCN | 8101201
load_220347749 |  | 0 | C | 0 | 0 | 0 | 0 | 0 | 0 | 0 | 0 | 0 | 0 | 0 | 0+0j | 0 | 0 | 0+0j | 0 | 0 | 0+0j | 0 | 0 | 0+0j | 0 | 0 | 0+0j | 0 | 0 | 0+0j | 36000 | 15335.936 | 36000+15335.936j | 36000 | 15335.936 | 36000+15335.936j | 36000 | 15335.936 | 36000+15335.936j | 0 | 0 | 0 | 0 | 0 | 0 | 0 | 0 | 0 | 0 | 0 | 0 | 0 | 0 | 0 | 0 | 0 | 0 | 1 | 0 | 0 | 1 | 0 | 0 | 0 | 0 | 0 | 0 | 0 | OPEN | node_1367151_886_15292018_692 | ABCN | 8101201
load_220347752 |  | 0 | C | 0 | 0 | 0 | 0 | 0 | 0 | 0 | 0 | 0 | 0 | 0 | 0+0j | 0 | 0 | 0+0j | 0 | 0 | 0+0j | 0 | 0 | 0+0j | 0 | 0 | 0+0j | 0 | 0 | 0+0j | 15000 | 6389.973 | 15000+6389.973j | 15000 | 6389.973 | 15000+6389.973j | 15000 | 6389.973 | 15000+6389.973j | 0 | 0 | 0 | 0 | 0 | 0 | 0 | 0 | 0 | 0 | 0 | 0 | 0 | 0 | 0 | 0 | 0 | 0 | 1 | 0 | 0 | 1 | 0 | 0 | 0 | 0 | 0 | 0 | 0 | OPEN | node_1366744_917_15291556_556 | ABCN | 8101201
load_220347753 |  | 0 | C | 0 | 0 | 0 | 0 | 0 | 0 | 0 | 0 | 0 | 0 | 0 | 0+0j | 0 | 0 | 0+0j | 0 | 0 | 0+0j | 0 | 0 | 0+0j | 0 | 0 | 0+0j | 0 | 0 | 0+0j | 33666.667 | 14341.94 | 33666.667+14341.94j | 33666.667 | 14341.94 | 33666.667+14341.94j | 33666.667 | 14341.94 | 33666.667+14341.94j | 0 | 0 | 0 | 0 | 0 | 0 | 0 | 0 | 0 | 0 | 0 | 0 | 0 | 0 | 0 | 0 | 0 | 0 | 1 | 0 | 0 | 1 | 0 | 0 | 0 | 0 | 0 | 0 | 0 | OPEN | node_1366185_377_15291635_167 | ABCN | 8101201
load_220347850 |  | 0 | C | 0 | 0 | 0 | 0 | 0 | 0 | 0 | 0 | 0 | 0 | 0 | 0+0j | 0 | 0 | 0+0j | 0 | 0 | 0+0j | 0 | 0 | 0+0j | 0 | 0 | 0+0j | 0 | 0 | 0+0j | 211333.333 | 90027.623 | 211333.333+90027.623j | 211333.333 | 90027.623 | 211333.333+90027.623j | 211333.333 | 90027.623 | 211333.333+90027.623j | 0 | 0 | 0 | 0 | 0 | 0 | 0 | 0 | 0 | 0 | 0 | 0 | 0 | 0 | 0 | 0 | 0 | 0 | 1 | 0 | 0 | 1 | 0 | 0 | 0 | 0 | 0 | 0 | 0 | OPEN | node_1366826_138_15292777_637 | ABCN | 8101201
load_220347851 |  | 0 | C | 0 | 0 | 0 | 0 | 0 | 0 | 0 | 0 | 0 | 0 | 0 | 0+0j | 0 | 0 | 0+0j | 0 | 0 | 0+0j | 0 | 0 | 0+0j | 0 | 0 | 0+0j | 0 | 0 | 0+0j | 38000 | 16187.932 | 38000+16187.932j | 38000 | 16187.932 | 38000+16187.932j | 38000 | 16187.932 | 38000+16187.932j | 0 | 0 | 0 | 0 | 0 | 0 | 0 | 0 | 0 | 0 | 0 | 0 | 0 | 0 | 0 | 0 | 0 | 0 | 1 | 0 | 0 | 1 | 0 | 0 | 0 | 0 | 0 | 0 | 0 | OPEN | node_1366822_545_15292707_553 | ABCN | 8101201
load_220347852 |  | 0 | C | 0 | 0 | 0 | 0 | 0 | 0 | 0 | 0 | 0 | 0 | 0 | 0+0j | 0 | 0 | 0+0j | 0 | 0 | 0+0j | 0 | 0 | 0+0j | 0 | 0 | 0+0j | 0 | 0 | 0+0j | 145000 | 61769.741 | 145000+61769.741j | 145000 | 61769.741 | 145000+61769.741j | 145000 | 61769.741 | 145000+61769.741j | 0 | 0 | 0 | 0 | 0 | 0 | 0 | 0 | 0 | 0 | 0 | 0 | 0 | 0 | 0 | 0 | 0 | 0 | 1 | 0 | 0 | 1 | 0 | 0 | 0 | 0 | 0 | 0 | 0 | OPEN | node_1366402_536_15292496_603 | ABCN | 8101201
load_220347853 |  | 0 | C | 0 | 0 | 0 | 0 | 0 | 0 | 0 | 0 | 0 | 0 | 0 | 0+0j | 0 | 0 | 0+0j | 0 | 0 | 0+0j | 0 | 0 | 0+0j | 0 | 0 | 0+0j | 0 | 0 | 0+0j | 60666.667 | 25843.892 | 60666.667+25843.892j | 60666.667 | 25843.892 | 60666.667+25843.892j | 60666.667 | 25843.892 | 60666.667+25843.892j | 0 | 0 | 0 | 0 | 0 | 0 | 0 | 0 | 0 | 0 | 0 | 0 | 0 | 0 | 0 | 0 | 0 | 0 | 1 | 0 | 0 | 1 | 0 | 0 | 0 | 0 | 0 | 0 | 0 | OPEN | node_1366069_727_15292284_216 | ABCN | 8101201
load_220347927 |  | 0 | C | 0 | 0 | 0 | 0 | 0 | 0 | 0 | 0 | 0 | 0 | 0 | 0+0j | 0 | 0 | 0+0j | 0 | 0 | 0+0j | 0 | 0 | 0+0j | 0 | 0 | 0+0j | 0 | 0 | 0+0j | 333.333 | 141.999 | 333.333+141.999j | 0 | 0 | 0+0j | 0 | 0 | 0+0j | 0 | 0 | 0 | 0 | 0 | 0 | 0 | 0 | 0 | 0 | 0 | 0 | 0 | 0 | 0 | 0 | 0 | 0 | 1 | 0 | 0 | 1 | 0 | 0 | 0 | 0 | 0 | 0 | 0 | OPEN | node_1370819_574_15295677_19 | AN | 8101201
load_220347928 |  | 0 | C | 0 | 0 | 0 | 0 | 0 | 0 | 0 | 0 | 0 | 0 | 0 | 0+0j | 0 | 0 | 0+0j | 0 | 0 | 0+0j | 0 | 0 | 0+0j | 0 | 0 | 0+0j | 0 | 0 | 0+0j | 0 | 0 | 0+0j | 333.333 | 141.999 | 333.333+141.999j | 0 | 0 | 0+0j | 0 | 0 | 0 | 0 | 0 | 0 | 0 | 0 | 0 | 0 | 0 | 0 | 0 | 0 | 0 | 0 | 0 | 0 | 1 | 0 | 0 | 1 | 0 | 0 | 0 | 0 | 0 | 0 | 0 | OPEN | node_1370813_4_15295702_436 | BN | 8101201
load_220347929 |  | 0 | C | 0 | 0 | 0 | 0 | 0 | 0 | 0 | 0 | 0 | 0 | 0 | 0+0j | 0 | 0 | 0+0j | 0 | 0 | 0+0j | 0 | 0 | 0+0j | 0 | 0 | 0+0j | 0 | 0 | 0+0j | 0 | 0 | 0+0j | 0 | 0 | 0+0j | 333.333 | 141.999 | 333.333+141.999j | 0 | 0 | 0 | 0 | 0 | 0 | 0 | 0 | 0 | 0 | 0 | 0 | 0 | 0 | 0 | 0 | 0 | 0 | 1 | 0 | 0 | 1 | 0 | 0 | 0 | 0 | 0 | 0 | 0 | OPEN | node_1370820_66_15295650_613 | CN | 8101201
load_220347930 |  | 0 | C | 0 | 0 | 0 | 0 | 0 | 0 | 0 | 0 | 0 | 0 | 0 | 0+0j | 0 | 0 | 0+0j | 0 | 0 | 0+0j | 0 | 0 | 0+0j | 0 | 0 | 0+0j | 0 | 0 | 0+0j | 0 | 0 | 0+0j | 0 | 0 | 0+0j | 0 | 0 | 0+0j | 0 | 0 | 0 | 0 | 0 | 0 | 0 | 0 | 0 | 0 | 0 | 0 | 0 | 0 | 0 | 0 | 0 | 0 | 1 | 0 | 0 | 1 | 0 | 0 | 0 | 0 | 0 | 0 | 0 | OPEN | node_1370165_144_15295418_151 | AN | 8101201
load_220347931 |  | 0 | C | 0 | 0 | 0 | 0 | 0 | 0 | 0 | 0 | 0 | 0 | 0 | 0+0j | 0 | 0 | 0+0j | 0 | 0 | 0+0j | 0 | 0 | 0+0j | 0 | 0 | 0+0j | 0 | 0 | 0+0j | 0 | 0 | 0+0j | 0 | 0 | 0+0j | 0 | 0 | 0+0j | 0 | 0 | 0 | 0 | 0 | 0 | 0 | 0 | 0 | 0 | 0 | 0 | 0 | 0 | 0 | 0 | 0 | 0 | 1 | 0 | 0 | 1 | 0 | 0 | 0 | 0 | 0 | 0 | 0 | OPEN | node_1370146_428_15295409_171 | AN | 8101201
load_220347932 |  | 0 | U | 0 | 0 | 0 | 0 | 0 | 0 | 0 | 0 | 0 | 0 | 0 | 0+0j | 0 | 0 | 0+0j | 0 | 0 | 0+0j | 0 | 0 | 0+0j | 0 | 0 | 0+0j | 0 | 0 | 0+0j | 0 | 0 | 0+0j | 0 | 0 | 0+0j | 0 | 0 | 0+0j | 0 | 0 | 0 | 0 | 0 | 0 | 0 | 0 | 0 | 0 | 0 | 0 | 0 | 0 | 0 | 0 | 0 | 0 | 1 | 0 | 0 | 1 | 0 | 0 | 0 | 0 | 0 | 0 | 0 | OPEN | node_1369497_987_15295159_619 | BN | 8101201
load_220347932-L-1 |  | 0 | C | 0 | 0 | 0 | 0 | 0 | 0 | 0 | 0 | 0 | 0 | 0 | 0+0j | 0 | 0 | 0+0j | 0 | 0 | 0+0j | 0 | 0 | 0+0j | 0 | 0 | 0+0j | 0 | 0 | 0+0j | 0 | 0 | 0+0j | 0 | 0 | 0+0j | 0 | 0 | 0+0j | 0 | 0 | 0 | 0 | 0 | 0 | 0 | 0 | 0 | 0 | 0 | 0 | 0 | 0 | 0 | 0 | 0 | 0 | 1 | 0 | 0 | 1 | 0 | 0 | 0 | 0 | 0 | 0 | 0 | OPEN | node_1369497_987_15295159_619 | BN | 8101201
load_220347933 |  | 0 | U | 0 | 0 | 0 | 0 | 0 | 0 | 0 | 0 | 0 | 0 | 0 | 0+0j | 0 | 0 | 0+0j | 0 | 0 | 0+0j | 0 | 0 | 0+0j | 0 | 0 | 0+0j | 0 | 0 | 0+0j | 0 | 0 | 0+0j | 0 | 0 | 0+0j | 0 | 0 | 0+0j | 0 | 0 | 0 | 0 | 0 | 0 | 0 | 0 | 0 | 0 | 0 | 0 | 0 | 0 | 0 | 0 | 0 | 0 | 1 | 0 | 0 | 1 | 0 | 0 | 0 | 0 | 0 | 0 | 0 | OPEN | node_1369507_318_15295184_65 | AN | 8101201
load_220347933-L1-1 |  | 0 | C | 0 | 0 | 0 | 0 | 0 | 0 | 0 | 0 | 0 | 0 | 0 | 0+0j | 0 | 0 | 0+0j | 0 | 0 | 0+0j | 0 | 0 | 0+0j | 0 | 0 | 0+0j | 0 | 0 | 0+0j | 0 | 0 | 0+0j | 0 | 0 | 0+0j | 0 | 0 | 0+0j | 0 | 0 | 0 | 0 | 0 | 0 | 0 | 0 | 0 | 0 | 0 | 0 | 0 | 0 | 0 | 0 | 0 | 0 | 1 | 0 | 0 | 1 | 0 | 0 | 0 | 0 | 0 | 0 | 0 | OPEN | node_1369507_318_15295184_65 | AN | 8101201
load_220347934 |  | 0 | U | 0 | 0 | 0 | 0 | 0 | 0 | 0 | 0 | 0 | 0 | 0 | 0+0j | 0 | 0 | 0+0j | 0 | 0 | 0+0j | 0 | 0 | 0+0j | 0 | 0 | 0+0j | 0 | 0 | 0+0j | 0 | 0 | 0+0j | 0 | 0 | 0+0j | 0 | 0 | 0+0j | 0 | 0 | 0 | 0 | 0 | 0 | 0 | 0 | 0 | 0 | 0 | 0 | 0 | 0 | 0 | 0 | 0 | 0 | 1 | 0 | 0 | 1 | 0 | 0 | 0 | 0 | 0 | 0 | 0 | OPEN | node_1369487_468_15295138_185 | CN | 8101201
load_220347934-L-1 |  | 0 | C | 0 | 0 | 0 | 0 | 0 | 0 | 0 | 0 | 0 | 0 | 0 | 0+0j | 0 | 0 | 0+0j | 0 | 0 | 0+0j | 0 | 0 | 0+0j | 0 | 0 | 0+0j | 0 | 0 | 0+0j | 0 | 0 | 0+0j | 0 | 0 | 0+0j | 0 | 0 | 0+0j | 0 | 0 | 0 | 0 | 0 | 0 | 0 | 0 | 0 | 0 | 0 | 0 | 0 | 0 | 0 | 0 | 0 | 0 | 1 | 0 | 0 | 1 | 0 | 0 | 0 | 0 | 0 | 0 | 0 | OPEN | node_1369487_468_15295138_185 | CN | 8101201
load_220348358 |  | 0 | C | 0 | 0 | 0 | 0 | 0 | 0 | 0 | 0 | 0 | 0 | 0 | 0+0j | 0 | 0 | 0+0j | 0 | 0 | 0+0j | 0 | 0 | 0+0j | 0 | 0 | 0+0j | 0 | 0 | 0+0j | 22666.667 | 9655.96 | 22666.667+9655.96j | 0 | 0 | 0+0j | 0 | 0 | 0+0j | 0 | 0 | 0 | 0 | 0 | 0 | 0 | 0 | 0 | 0 | 0 | 0 | 0 | 0 | 0 | 0 | 0 | 0 | 1 | 0 | 0 | 1 | 0 | 0 | 0 | 0 | 0 | 0 | 0 | OPEN | node_1367660_8_15291489_256 | AN | 8101201
load_220348359 |  | 0 | C | 0 | 0 | 0 | 0 | 0 | 0 | 0 | 0 | 0 | 0 | 0 | 0+0j | 0 | 0 | 0+0j | 0 | 0 | 0+0j | 0 | 0 | 0+0j | 0 | 0 | 0+0j | 0 | 0 | 0+0j | 0 | 0 | 0+0j | 22666.667 | 9655.96 | 22666.667+9655.96j | 0 | 0 | 0+0j | 0 | 0 | 0 | 0 | 0 | 0 | 0 | 0 | 0 | 0 | 0 | 0 | 0 | 0 | 0 | 0 | 0 | 0 | 1 | 0 | 0 | 1 | 0 | 0 | 0 | 0 | 0 | 0 | 0 | OPEN | node_1367642_078_15291480_287 | BN | 8101201
load_220348360 |  | 0 | C | 0 | 0 | 0 | 0 | 0 | 0 | 0 | 0 | 0 | 0 | 0 | 0+0j | 0 | 0 | 0+0j | 0 | 0 | 0+0j | 0 | 0 | 0+0j | 0 | 0 | 0+0j | 0 | 0 | 0+0j | 0 | 0 | 0+0j | 0 | 0 | 0+0j | 22666.667 | 9655.96 | 22666.667+9655.96j | 0 | 0 | 0 | 0 | 0 | 0 | 0 | 0 | 0 | 0 | 0 | 0 | 0 | 0 | 0 | 0 | 0 | 0 | 1 | 0 | 0 | 1 | 0 | 0 | 0 | 0 | 0 | 0 | 0 | OPEN | node_1367680_578_15291491_43 | CN | 8101201
load_220348609 |  | 0 | C | 0 | 0 | 0 | 0 | 0 | 0 | 0 | 0 | 0 | 0 | 0 | 0+0j | 0 | 0 | 0+0j | 0 | 0 | 0+0j | 0 | 0 | 0+0j | 0 | 0 | 0+0j | 0 | 0 | 0+0j | 33000 | 14057.941 | 33000+14057.941j | 0 | 0 | 0+0j | 0 | 0 | 0+0j | 0 | 0 | 0 | 0 | 0 | 0 | 0 | 0 | 0 | 0 | 0 | 0 | 0 | 0 | 0 | 0 | 0 | 0 | 1 | 0 | 0 | 1 | 0 | 0 | 0 | 0 | 0 | 0 | 0 | OPEN | node_1368087_318_15293233_75 | AN | 8101201
load_220348610 |  | 0 | C | 0 | 0 | 0 | 0 | 0 | 0 | 0 | 0 | 0 | 0 | 0 | 0+0j | 0 | 0 | 0+0j | 0 | 0 | 0+0j | 0 | 0 | 0+0j | 0 | 0 | 0+0j | 0 | 0 | 0+0j | 0 | 0 | 0+0j | 33000 | 14057.941 | 33000+14057.941j | 0 | 0 | 0+0j | 0 | 0 | 0 | 0 | 0 | 0 | 0 | 0 | 0 | 0 | 0 | 0 | 0 | 0 | 0 | 0 | 0 | 0 | 1 | 0 | 0 | 1 | 0 | 0 | 0 | 0 | 0 | 0 | 0 | OPEN | node_1368090_69_15293207_542 | BN | 8101201
load_220348611 |  | 0 | C | 0 | 0 | 0 | 0 | 0 | 0 | 0 | 0 | 0 | 0 | 0 | 0+0j | 0 | 0 | 0+0j | 0 | 0 | 0+0j | 0 | 0 | 0+0j | 0 | 0 | 0+0j | 0 | 0 | 0+0j | 0 | 0 | 0+0j | 0 | 0 | 0+0j | 33000 | 14057.941 | 33000+14057.941j | 0 | 0 | 0 | 0 | 0 | 0 | 0 | 0 | 0 | 0 | 0 | 0 | 0 | 0 | 0 | 0 | 0 | 0 | 1 | 0 | 0 | 1 | 0 | 0 | 0 | 0 | 0 | 0 | 0 | OPEN | node_1368089_12_15293260_284 | CN | 8101201
load_220348612 |  | 0 | C | 0 | 0 | 0 | 0 | 0 | 0 | 0 | 0 | 0 | 0 | 0 | 0+0j | 0 | 0 | 0+0j | 0 | 0 | 0+0j | 0 | 0 | 0+0j | 0 | 0 | 0+0j | 0 | 0 | 0+0j | 64666.667 | 27547.885 | 64666.667+27547.885j | 0 | 0 | 0+0j | 0 | 0 | 0+0j | 0 | 0 | 0 | 0 | 0 | 0 | 0 | 0 | 0 | 0 | 0 | 0 | 0 | 0 | 0 | 0 | 0 | 0 | 1 | 0 | 0 | 1 | 0 | 0 | 0 | 0 | 0 | 0 | 0 | OPEN | node_1367806_841_15293014_355 | AN | 8101201
load_220348613 |  | 0 | C | 0 | 0 | 0 | 0 | 0 | 0 | 0 | 0 | 0 | 0 | 0 | 0+0j | 0 | 0 | 0+0j | 0 | 0 | 0+0j | 0 | 0 | 0+0j | 0 | 0 | 0+0j | 0 | 0 | 0+0j | 0 | 0 | 0+0j | 64666.667 | 27547.885 | 64666.667+27547.885j | 0 | 0 | 0+0j | 0 | 0 | 0 | 0 | 0 | 0 | 0 | 0 | 0 | 0 | 0 | 0 | 0 | 0 | 0 | 0 | 0 | 0 | 1 | 0 | 0 | 1 | 0 | 0 | 0 | 0 | 0 | 0 | 0 | OPEN | node_1367787_733_15293007_043 | BN | 8101201
load_220348614 |  | 0 | C | 0 | 0 | 0 | 0 | 0 | 0 | 0 | 0 | 0 | 0 | 0 | 0+0j | 0 | 0 | 0+0j | 0 | 0 | 0+0j | 0 | 0 | 0+0j | 0 | 0 | 0+0j | 0 | 0 | 0+0j | 0 | 0 | 0+0j | 0 | 0 | 0+0j | 64666.667 | 27547.885 | 64666.667+27547.885j | 0 | 0 | 0 | 0 | 0 | 0 | 0 | 0 | 0 | 0 | 0 | 0 | 0 | 0 | 0 | 0 | 0 | 0 | 1 | 0 | 0 | 1 | 0 | 0 | 0 | 0 | 0 | 0 | 0 | OPEN | node_1367823_923_15293028_045 | CN | 8101201
load_220348615 |  | 0 | C | 0 | 0 | 0 | 0 | 0 | 0 | 0 | 0 | 0 | 0 | 0 | 0+0j | 0 | 0 | 0+0j | 0 | 0 | 0+0j | 0 | 0 | 0+0j | 0 | 0 | 0+0j | 0 | 0 | 0+0j | 7500 | 3194.987 | 7500+3194.987j | 0 | 0 | 0+0j | 0 | 0 | 0+0j | 0 | 0 | 0 | 0 | 0 | 0 | 0 | 0 | 0 | 0 | 0 | 0 | 0 | 0 | 0 | 0 | 0 | 0 | 1 | 0 | 0 | 1 | 0 | 0 | 0 | 0 | 0 | 0 | 0 | OPEN | node_1369783_895_15294148_339 | AN | 8101201
load_220348616 |  | 0 | C | 0 | 0 | 0 | 0 | 0 | 0 | 0 | 0 | 0 | 0 | 0 | 0+0j | 0 | 0 | 0+0j | 0 | 0 | 0+0j | 0 | 0 | 0+0j | 0 | 0 | 0+0j | 0 | 0 | 0+0j | 7500 | 3194.987 | 7500+3194.987j | 0 | 0 | 0+0j | 0 | 0 | 0+0j | 0 | 0 | 0 | 0 | 0 | 0 | 0 | 0 | 0 | 0 | 0 | 0 | 0 | 0 | 0 | 0 | 0 | 0 | 1 | 0 | 0 | 1 | 0 | 0 | 0 | 0 | 0 | 0 | 0 | OPEN | node_1369802_399_15294158_091 | AN | 8101201
load_220348620 |  | 0 | C | 0 | 0 | 0 | 0 | 0 | 0 | 0 | 0 | 0 | 0 | 0 | 0+0j | 0 | 0 | 0+0j | 0 | 0 | 0+0j | 0 | 0 | 0+0j | 0 | 0 | 0+0j | 0 | 0 | 0+0j | 5000 | 2129.991 | 5000+2129.991j | 0 | 0 | 0+0j | 0 | 0 | 0+0j | 0 | 0 | 0 | 0 | 0 | 0 | 0 | 0 | 0 | 0 | 0 | 0 | 0 | 0 | 0 | 0 | 0 | 0 | 1 | 0 | 0 | 1 | 0 | 0 | 0 | 0 | 0 | 0 | 0 | OPEN | node_1369319_359_15293544_456 | AN | 8101201
load_220348621 |  | 0 | C | 0 | 0 | 0 | 0 | 0 | 0 | 0 | 0 | 0 | 0 | 0 | 0+0j | 0 | 0 | 0+0j | 0 | 0 | 0+0j | 0 | 0 | 0+0j | 0 | 0 | 0+0j | 0 | 0 | 0+0j | 5000 | 2129.991 | 5000+2129.991j | 0 | 0 | 0+0j | 0 | 0 | 0+0j | 0 | 0 | 0 | 0 | 0 | 0 | 0 | 0 | 0 | 0 | 0 | 0 | 0 | 0 | 0 | 0 | 0 | 0 | 1 | 0 | 0 | 1 | 0 | 0 | 0 | 0 | 0 | 0 | 0 | OPEN | node_1369313_043_15293519_156 | AN | 8101201
load_220348622 |  | 0 | C | 0 | 0 | 0 | 0 | 0 | 0 | 0 | 0 | 0 | 0 | 0 | 0+0j | 0 | 0 | 0+0j | 0 | 0 | 0+0j | 0 | 0 | 0+0j | 0 | 0 | 0+0j | 0 | 0 | 0+0j | 6333.333 | 2697.989 | 6333.333+2697.989j | 0 | 0 | 0+0j | 0 | 0 | 0+0j | 0 | 0 | 0 | 0 | 0 | 0 | 0 | 0 | 0 | 0 | 0 | 0 | 0 | 0 | 0 | 0 | 0 | 0 | 1 | 0 | 0 | 1 | 0 | 0 | 0 | 0 | 0 | 0 | 0 | OPEN | node_1369292_73_15293258_775 | AN | 8101201
load_220348623 |  | 0 | C | 0 | 0 | 0 | 0 | 0 | 0 | 0 | 0 | 0 | 0 | 0 | 0+0j | 0 | 0 | 0+0j | 0 | 0 | 0+0j | 0 | 0 | 0+0j | 0 | 0 | 0+0j | 0 | 0 | 0+0j | 0 | 0 | 0+0j | 6333.333 | 2697.989 | 6333.333+2697.989j | 0 | 0 | 0+0j | 0 | 0 | 0 | 0 | 0 | 0 | 0 | 0 | 0 | 0 | 0 | 0 | 0 | 0 | 0 | 0 | 0 | 0 | 1 | 0 | 0 | 1 | 0 | 0 | 0 | 0 | 0 | 0 | 0 | OPEN | node_1369296_069_15293285_054 | BN | 8101201
load_220348624 |  | 0 | C | 0 | 0 | 0 | 0 | 0 | 0 | 0 | 0 | 0 | 0 | 0 | 0+0j | 0 | 0 | 0+0j | 0 | 0 | 0+0j | 0 | 0 | 0+0j | 0 | 0 | 0+0j | 0 | 0 | 0+0j | 0 | 0 | 0+0j | 0 | 0 | 0+0j | 6333.333 | 2697.989 | 6333.333+2697.989j | 0 | 0 | 0 | 0 | 0 | 0 | 0 | 0 | 0 | 0 | 0 | 0 | 0 | 0 | 0 | 0 | 0 | 0 | 1 | 0 | 0 | 1 | 0 | 0 | 0 | 0 | 0 | 0 | 0 | OPEN | node_1369284_445_15293234_505 | CN | 8101201
load_220348724 |  | 0 | R | 0 | 0 | 0 | 0 | 0 | 0 | 0 | 0 | 0 | 0 | 0 | 0+0j | 0 | 0 | 0+0j | 0 | 0 | 0+0j | 0 | 0 | 0+0j | 0 | 0 | 0+0j | 0 | 0 | 0+0j | 7891.2 | 3361.637 | 7891.2+3361.637j | 0 | 0 | 0+0j | 0 | 0 | 0+0j | 0 | 0 | 0 | 0 | 0 | 0 | 0 | 0 | 0 | 0 | 0 | 0 | 0 | 0 | 0 | 0 | 0 | 0 | 1 | 0 | 0 | 1 | 0 | 0 | 0 | 0 | 0 | 0 | 0 | OPEN | node_1368227_611_15292306_34 | AN | 8101201
load_220348959 |  | 0 | C | 0 | 0 | 0 | 0 | 0 | 0 | 0 | 0 | 0 | 0 | 0 | 0+0j | 0 | 0 | 0+0j | 0 | 0 | 0+0j | 0 | 0 | 0+0j | 0 | 0 | 0+0j | 0 | 0 | 0+0j | 4000 | 1703.993 | 4000+1703.993j | 0 | 0 | 0+0j | 0 | 0 | 0+0j | 0 | 0 | 0 | 0 | 0 | 0 | 0 | 0 | 0 | 0 | 0 | 0 | 0 | 0 | 0 | 0 | 0 | 0 | 1 | 0 | 0 | 1 | 0 | 0 | 0 | 0 | 0 | 0 | 0 | OPEN | node_1371604_384_15294389_876 | AN | 8101201
load_220348964 |  | 0 | C | 0 | 0 | 0 | 0 | 0 | 0 | 0 | 0 | 0 | 0 | 0 | 0+0j | 0 | 0 | 0+0j | 0 | 0 | 0+0j | 0 | 0 | 0+0j | 0 | 0 | 0+0j | 0 | 0 | 0+0j | 0 | 0 | 0+0j | 5000 | 2129.991 | 5000+2129.991j | 0 | 0 | 0+0j | 0 | 0 | 0 | 0 | 0 | 0 | 0 | 0 | 0 | 0 | 0 | 0 | 0 | 0 | 0 | 0 | 0 | 0 | 1 | 0 | 0 | 1 | 0 | 0 | 0 | 0 | 0 | 0 | 0 | OPEN | node_1371638_199_15295044_617 | BN | 8101201
load_220348965 |  | 0 | C | 0 | 0 | 0 | 0 | 0 | 0 | 0 | 0 | 0 | 0 | 0 | 0+0j | 0 | 0 | 0+0j | 0 | 0 | 0+0j | 0 | 0 | 0+0j | 0 | 0 | 0+0j | 0 | 0 | 0+0j | 0 | 0 | 0+0j | 0 | 0 | 0+0j | 5000 | 2129.991 | 5000+2129.991j | 0 | 0 | 0 | 0 | 0 | 0 | 0 | 0 | 0 | 0 | 0 | 0 | 0 | 0 | 0 | 0 | 0 | 0 | 1 | 0 | 0 | 1 | 0 | 0 | 0 | 0 | 0 | 0 | 0 | OPEN | node_1371637_592_15295097_404 | CN | 8101201
load_220348966 |  | 0 | C | 0 | 0 | 0 | 0 | 0 | 0 | 0 | 0 | 0 | 0 | 0 | 0+0j | 0 | 0 | 0+0j | 0 | 0 | 0+0j | 0 | 0 | 0+0j | 0 | 0 | 0+0j | 0 | 0 | 0+0j | 0 | 0 | 0+0j | 0 | 0 | 0+0j | 0 | 0 | 0+0j | 0 | 0 | 0 | 0 | 0 | 0 | 0 | 0 | 0 | 0 | 0 | 0 | 0 | 0 | 0 | 0 | 0 | 0 | 1 | 0 | 0 | 1 | 0 | 0 | 0 | 0 | 0 | 0 | 0 | OPEN | node_1372183_477_15294973_84 | BN | 8101201
load_220348967 |  | 0 | C | 0 | 0 | 0 | 0 | 0 | 0 | 0 | 0 | 0 | 0 | 0 | 0+0j | 0 | 0 | 0+0j | 0 | 0 | 0+0j | 0 | 0 | 0+0j | 0 | 0 | 0+0j | 0 | 0 | 0+0j | 0 | 0 | 0+0j | 0 | 0 | 0+0j | 0 | 0 | 0+0j | 0 | 0 | 0 | 0 | 0 | 0 | 0 | 0 | 0 | 0 | 0 | 0 | 0 | 0 | 0 | 0 | 0 | 0 | 1 | 0 | 0 | 1 | 0 | 0 | 0 | 0 | 0 | 0 | 0 | OPEN | node_1372185_016_15295000_402 | AN | 8101201
load_220348968 |  | 0 | C | 0 | 0 | 0 | 0 | 0 | 0 | 0 | 0 | 0 | 0 | 0 | 0+0j | 0 | 0 | 0+0j | 0 | 0 | 0+0j | 0 | 0 | 0+0j | 0 | 0 | 0+0j | 0 | 0 | 0+0j | 0 | 0 | 0+0j | 0 | 0 | 0+0j | 0 | 0 | 0+0j | 0 | 0 | 0 | 0 | 0 | 0 | 0 | 0 | 0 | 0 | 0 | 0 | 0 | 0 | 0 | 0 | 0 | 0 | 1 | 0 | 0 | 1 | 0 | 0 | 0 | 0 | 0 | 0 | 0 | OPEN | node_1372176_873_15294948_671 | CN | 8101201
load_220348969 |  | 0 | C | 0 | 0 | 0 | 0 | 0 | 0 | 0 | 0 | 0 | 0 | 0 | 0+0j | 0 | 0 | 0+0j | 0 | 0 | 0+0j | 0 | 0 | 0+0j | 0 | 0 | 0+0j | 0 | 0 | 0+0j | 12333.333 | 5253.978 | 12333.333+5253.978j | 0 | 0 | 0+0j | 0 | 0 | 0+0j | 0 | 0 | 0 | 0 | 0 | 0 | 0 | 0 | 0 | 0 | 0 | 0 | 0 | 0 | 0 | 0 | 0 | 0 | 1 | 0 | 0 | 1 | 0 | 0 | 0 | 0 | 0 | 0 | 0 | OPEN | node_1374087_058_15296247_773 | AN | 8101201
load_220348970 |  | 0 | C | 0 | 0 | 0 | 0 | 0 | 0 | 0 | 0 | 0 | 0 | 0 | 0+0j | 0 | 0 | 0+0j | 0 | 0 | 0+0j | 0 | 0 | 0+0j | 0 | 0 | 0+0j | 0 | 0 | 0+0j | 0 | 0 | 0+0j | 12333.333 | 5253.978 | 12333.333+5253.978j | 0 | 0 | 0+0j | 0 | 0 | 0 | 0 | 0 | 0 | 0 | 0 | 0 | 0 | 0 | 0 | 0 | 0 | 0 | 0 | 0 | 0 | 1 | 0 | 0 | 1 | 0 | 0 | 0 | 0 | 0 | 0 | 0 | OPEN | node_1374120_434_15296254_9 | BN | 8101201
load_220348971 |  | 0 | C | 0 | 0 | 0 | 0 | 0 | 0 | 0 | 0 | 0 | 0 | 0 | 0+0j | 0 | 0 | 0+0j | 0 | 0 | 0+0j | 0 | 0 | 0+0j | 0 | 0 | 0+0j | 0 | 0 | 0+0j | 0 | 0 | 0+0j | 0 | 0 | 0+0j | 12333.333 | 5253.978 | 12333.333+5253.978j | 0 | 0 | 0 | 0 | 0 | 0 | 0 | 0 | 0 | 0 | 0 | 0 | 0 | 0 | 0 | 0 | 0 | 0 | 1 | 0 | 0 | 1 | 0 | 0 | 0 | 0 | 0 | 0 | 0 | OPEN | node_1374103_204_15296253_673 | CN | 8101201
load_220348972 |  | 0 | C | 0 | 0 | 0 | 0 | 0 | 0 | 0 | 0 | 0 | 0 | 0 | 0+0j | 0 | 0 | 0+0j | 0 | 0 | 0+0j | 0 | 0 | 0+0j | 0 | 0 | 0+0j | 0 | 0 | 0+0j | 7000 | 2981.988 | 7000+2981.988j | 0 | 0 | 0+0j | 0 | 0 | 0+0j | 0 | 0 | 0 | 0 | 0 | 0 | 0 | 0 | 0 | 0 | 0 | 0 | 0 | 0 | 0 | 0 | 0 | 0 | 1 | 0 | 0 | 1 | 0 | 0 | 0 | 0 | 0 | 0 | 0 | OPEN | node_1372252_838_15295216_34 | AN | 8101201
load_220348973 |  | 0 | C | 0 | 0 | 0 | 0 | 0 | 0 | 0 | 0 | 0 | 0 | 0 | 0+0j | 0 | 0 | 0+0j | 0 | 0 | 0+0j | 0 | 0 | 0+0j | 0 | 0 | 0+0j | 0 | 0 | 0+0j | 0 | 0 | 0+0j | 7000 | 2981.988 | 7000+2981.988j | 0 | 0 | 0+0j | 0 | 0 | 0 | 0 | 0 | 0 | 0 | 0 | 0 | 0 | 0 | 0 | 0 | 0 | 0 | 0 | 0 | 0 | 1 | 0 | 0 | 1 | 0 | 0 | 0 | 0 | 0 | 0 | 0 | OPEN | node_1372266_38_15295235_918 | BN | 8101201
load_220348974 |  | 0 | C | 0 | 0 | 0 | 0 | 0 | 0 | 0 | 0 | 0 | 0 | 0 | 0+0j | 0 | 0 | 0+0j | 0 | 0 | 0+0j | 0 | 0 | 0+0j | 0 | 0 | 0+0j | 0 | 0 | 0+0j | 0 | 0 | 0+0j | 0 | 0 | 0+0j | 7000 | 2981.988 | 7000+2981.988j | 0 | 0 | 0 | 0 | 0 | 0 | 0 | 0 | 0 | 0 | 0 | 0 | 0 | 0 | 0 | 0 | 0 | 0 | 1 | 0 | 0 | 1 | 0 | 0 | 0 | 0 | 0 | 0 | 0 | OPEN | node_1372236_008_15295202_102 | CN | 8101201
load_220348975 |  | 0 | C | 0 | 0 | 0 | 0 | 0 | 0 | 0 | 0 | 0 | 0 | 0 | 0+0j | 0 | 0 | 0+0j | 0 | 0 | 0+0j | 0 | 0 | 0+0j | 0 | 0 | 0+0j | 0 | 0 | 0+0j | 11333.333 | 4827.98 | 11333.333+4827.98j | 0 | 0 | 0+0j | 0 | 0 | 0+0j | 0 | 0 | 0 | 0 | 0 | 0 | 0 | 0 | 0 | 0 | 0 | 0 | 0 | 0 | 0 | 0 | 0 | 0 | 1 | 0 | 0 | 1 | 0 | 0 | 0 | 0 | 0 | 0 | 0 | OPEN | node_1372042_584_15295458_107 | AN | 8101201
load_220348976 |  | 0 | C | 0 | 0 | 0 | 0 | 0 | 0 | 0 | 0 | 0 | 0 | 0 | 0+0j | 0 | 0 | 0+0j | 0 | 0 | 0+0j | 0 | 0 | 0+0j | 0 | 0 | 0+0j | 0 | 0 | 0+0j | 0 | 0 | 0+0j | 11333.333 | 4827.98 | 11333.333+4827.98j | 0 | 0 | 0+0j | 0 | 0 | 0 | 0 | 0 | 0 | 0 | 0 | 0 | 0 | 0 | 0 | 0 | 0 | 0 | 0 | 0 | 0 | 1 | 0 | 0 | 1 | 0 | 0 | 0 | 0 | 0 | 0 | 0 | OPEN | node_1372034_096_15295433_963 | BN | 8101201
load_220348977 |  | 0 | C | 0 | 0 | 0 | 0 | 0 | 0 | 0 | 0 | 0 | 0 | 0 | 0+0j | 0 | 0 | 0+0j | 0 | 0 | 0+0j | 0 | 0 | 0+0j | 0 | 0 | 0+0j | 0 | 0 | 0+0j | 0 | 0 | 0+0j | 0 | 0 | 0+0j | 11333.333 | 4827.98 | 11333.333+4827.98j | 0 | 0 | 0 | 0 | 0 | 0 | 0 | 0 | 0 | 0 | 0 | 0 | 0 | 0 | 0 | 0 | 0 | 0 | 1 | 0 | 0 | 1 | 0 | 0 | 0 | 0 | 0 | 0 | 0 | OPEN | node_1372055_421_15295478_521 | CN | 8101201
load_220348978 |  | 0 | C | 0 | 0 | 0 | 0 | 0 | 0 | 0 | 0 | 0 | 0 | 0 | 0+0j | 0 | 0 | 0+0j | 0 | 0 | 0+0j | 0 | 0 | 0+0j | 0 | 0 | 0+0j | 0 | 0 | 0+0j | 13666.667 | 5821.976 | 13666.667+5821.976j | 0 | 0 | 0+0j | 0 | 0 | 0+0j | 0 | 0 | 0 | 0 | 0 | 0 | 0 | 0 | 0 | 0 | 0 | 0 | 0 | 0 | 0 | 0 | 0 | 0 | 1 | 0 | 0 | 1 | 0 | 0 | 0 | 0 | 0 | 0 | 0 | OPEN | node_1372356_19_15295571_124 | AN | 8101201
load_220348979 |  | 0 | C | 0 | 0 | 0 | 0 | 0 | 0 | 0 | 0 | 0 | 0 | 0 | 0+0j | 0 | 0 | 0+0j | 0 | 0 | 0+0j | 0 | 0 | 0+0j | 0 | 0 | 0+0j | 0 | 0 | 0+0j | 0 | 0 | 0+0j | 13666.667 | 5821.976 | 13666.667+5821.976j | 0 | 0 | 0+0j | 0 | 0 | 0 | 0 | 0 | 0 | 0 | 0 | 0 | 0 | 0 | 0 | 0 | 0 | 0 | 0 | 0 | 0 | 1 | 0 | 0 | 1 | 0 | 0 | 0 | 0 | 0 | 0 | 0 | OPEN | node_1372372_16_15295587_056 | BN | 8101201
load_220348980 |  | 0 | C | 0 | 0 | 0 | 0 | 0 | 0 | 0 | 0 | 0 | 0 | 0 | 0+0j | 0 | 0 | 0+0j | 0 | 0 | 0+0j | 0 | 0 | 0+0j | 0 | 0 | 0+0j | 0 | 0 | 0+0j | 0 | 0 | 0+0j | 0 | 0 | 0+0j | 13666.667 | 5821.976 | 13666.667+5821.976j | 0 | 0 | 0 | 0 | 0 | 0 | 0 | 0 | 0 | 0 | 0 | 0 | 0 | 0 | 0 | 0 | 0 | 0 | 1 | 0 | 0 | 1 | 0 | 0 | 0 | 0 | 0 | 0 | 0 | OPEN | node_1372390_629_15295596_924 | CN | 8101201
load_220348981 |  | 0 | C | 0 | 0 | 0 | 0 | 0 | 0 | 0 | 0 | 0 | 0 | 0 | 0+0j | 0 | 0 | 0+0j | 0 | 0 | 0+0j | 0 | 0 | 0+0j | 0 | 0 | 0+0j | 0 | 0 | 0+0j | 15333.333 | 6531.973 | 15333.333+6531.973j | 0 | 0 | 0+0j | 0 | 0 | 0+0j | 0 | 0 | 0 | 0 | 0 | 0 | 0 | 0 | 0 | 0 | 0 | 0 | 0 | 0 | 0 | 0 | 0 | 0 | 1 | 0 | 0 | 1 | 0 | 0 | 0 | 0 | 0 | 0 | 0 | OPEN | node_1372577_461_15295697_435 | AN | 8101201
load_220348982 |  | 0 | C | 0 | 0 | 0 | 0 | 0 | 0 | 0 | 0 | 0 | 0 | 0 | 0+0j | 0 | 0 | 0+0j | 0 | 0 | 0+0j | 0 | 0 | 0+0j | 0 | 0 | 0+0j | 0 | 0 | 0+0j | 0 | 0 | 0+0j | 15333.333 | 6531.973 | 15333.333+6531.973j | 0 | 0 | 0+0j | 0 | 0 | 0 | 0 | 0 | 0 | 0 | 0 | 0 | 0 | 0 | 0 | 0 | 0 | 0 | 0 | 0 | 0 | 1 | 0 | 0 | 1 | 0 | 0 | 0 | 0 | 0 | 0 | 0 | OPEN | node_1372607_97_15295731_028 | BN | 8101201
load_220348983 |  | 0 | C | 0 | 0 | 0 | 0 | 0 | 0 | 0 | 0 | 0 | 0 | 0 | 0+0j | 0 | 0 | 0+0j | 0 | 0 | 0+0j | 0 | 0 | 0+0j | 0 | 0 | 0+0j | 0 | 0 | 0+0j | 0 | 0 | 0+0j | 0 | 0 | 0+0j | 15333.333 | 6531.973 | 15333.333+6531.973j | 0 | 0 | 0 | 0 | 0 | 0 | 0 | 0 | 0 | 0 | 0 | 0 | 0 | 0 | 0 | 0 | 0 | 0 | 1 | 0 | 0 | 1 | 0 | 0 | 0 | 0 | 0 | 0 | 0 | OPEN | node_1372591_083_15295716_913 | CN | 8101201
load_220348984 |  | 0 | C | 0 | 0 | 0 | 0 | 0 | 0 | 0 | 0 | 0 | 0 | 0 | 0+0j | 0 | 0 | 0+0j | 0 | 0 | 0+0j | 0 | 0 | 0+0j | 0 | 0 | 0+0j | 0 | 0 | 0+0j | 39500 | 16826.93 | 39500+16826.93j | 0 | 0 | 0+0j | 0 | 0 | 0+0j | 0 | 0 | 0 | 0 | 0 | 0 | 0 | 0 | 0 | 0 | 0 | 0 | 0 | 0 | 0 | 0 | 0 | 0 | 1 | 0 | 0 | 1 | 0 | 0 | 0 | 0 | 0 | 0 | 0 | OPEN | node_1372828_225_15295863_779 | AN | 8101201
load_220348985 |  | 0 | C | 0 | 0 | 0 | 0 | 0 | 0 | 0 | 0 | 0 | 0 | 0 | 0+0j | 0 | 0 | 0+0j | 0 | 0 | 0+0j | 0 | 0 | 0+0j | 0 | 0 | 0+0j | 0 | 0 | 0+0j | 39500 | 16826.93 | 39500+16826.93j | 0 | 0 | 0+0j | 0 | 0 | 0+0j | 0 | 0 | 0 | 0 | 0 | 0 | 0 | 0 | 0 | 0 | 0 | 0 | 0 | 0 | 0 | 0 | 0 | 0 | 1 | 0 | 0 | 1 | 0 | 0 | 0 | 0 | 0 | 0 | 0 | OPEN | node_1372813_172_15295846_307 | AN | 8101201
load_220348986 |  | 0 | C | 0 | 0 | 0 | 0 | 0 | 0 | 0 | 0 | 0 | 0 | 0 | 0+0j | 0 | 0 | 0+0j | 0 | 0 | 0+0j | 0 | 0 | 0+0j | 0 | 0 | 0+0j | 0 | 0 | 0+0j | 19000 | 8093.966 | 19000+8093.966j | 0 | 0 | 0+0j | 0 | 0 | 0+0j | 0 | 0 | 0 | 0 | 0 | 0 | 0 | 0 | 0 | 0 | 0 | 0 | 0 | 0 | 0 | 0 | 0 | 0 | 1 | 0 | 0 | 1 | 0 | 0 | 0 | 0 | 0 | 0 | 0 | OPEN | node_1372903_972_15296046_924 | AN | 8101201
load_220348987 |  | 0 | C | 0 | 0 | 0 | 0 | 0 | 0 | 0 | 0 | 0 | 0 | 0 | 0+0j | 0 | 0 | 0+0j | 0 | 0 | 0+0j | 0 | 0 | 0+0j | 0 | 0 | 0+0j | 0 | 0 | 0+0j | 0 | 0 | 0+0j | 19000 | 8093.966 | 19000+8093.966j | 0 | 0 | 0+0j | 0 | 0 | 0 | 0 | 0 | 0 | 0 | 0 | 0 | 0 | 0 | 0 | 0 | 0 | 0 | 0 | 0 | 0 | 1 | 0 | 0 | 1 | 0 | 0 | 0 | 0 | 0 | 0 | 0 | OPEN | node_1372889_673_15296028_343 | BN | 8101201
load_220348988 |  | 0 | C | 0 | 0 | 0 | 0 | 0 | 0 | 0 | 0 | 0 | 0 | 0 | 0+0j | 0 | 0 | 0+0j | 0 | 0 | 0+0j | 0 | 0 | 0+0j | 0 | 0 | 0+0j | 0 | 0 | 0+0j | 0 | 0 | 0+0j | 0 | 0 | 0+0j | 19000 | 8093.966 | 19000+8093.966j | 0 | 0 | 0 | 0 | 0 | 0 | 0 | 0 | 0 | 0 | 0 | 0 | 0 | 0 | 0 | 0 | 0 | 0 | 1 | 0 | 0 | 1 | 0 | 0 | 0 | 0 | 0 | 0 | 0 | OPEN | node_1372921_339_15296059_936 | CN | 8101201
load_220348989 |  | 0 | C | 0 | 0 | 0 | 0 | 0 | 0 | 0 | 0 | 0 | 0 | 0 | 0+0j | 0 | 0 | 0+0j | 0 | 0 | 0+0j | 0 | 0 | 0+0j | 0 | 0 | 0+0j | 0 | 0 | 0+0j | 25333.333 | 10791.955 | 25333.333+10791.955j | 0 | 0 | 0+0j | 0 | 0 | 0+0j | 0 | 0 | 0 | 0 | 0 | 0 | 0 | 0 | 0 | 0 | 0 | 0 | 0 | 0 | 0 | 0 | 0 | 0 | 1 | 0 | 0 | 1 | 0 | 0 | 0 | 0 | 0 | 0 | 0 | OPEN | node_1373527_744_15295640_08 | AN | 8101201
load_220348990 |  | 0 | C | 0 | 0 | 0 | 0 | 0 | 0 | 0 | 0 | 0 | 0 | 0 | 0+0j | 0 | 0 | 0+0j | 0 | 0 | 0+0j | 0 | 0 | 0+0j | 0 | 0 | 0+0j | 0 | 0 | 0+0j | 0 | 0 | 0+0j | 25333.333 | 10791.955 | 25333.333+10791.955j | 0 | 0 | 0+0j | 0 | 0 | 0 | 0 | 0 | 0 | 0 | 0 | 0 | 0 | 0 | 0 | 0 | 0 | 0 | 0 | 0 | 0 | 1 | 0 | 0 | 1 | 0 | 0 | 0 | 0 | 0 | 0 | 0 | OPEN | node_1373547_478_15295642_883 | BN | 8101201
load_220348991 |  | 0 | C | 0 | 0 | 0 | 0 | 0 | 0 | 0 | 0 | 0 | 0 | 0 | 0+0j | 0 | 0 | 0+0j | 0 | 0 | 0+0j | 0 | 0 | 0+0j | 0 | 0 | 0+0j | 0 | 0 | 0+0j | 0 | 0 | 0+0j | 0 | 0 | 0+0j | 25333.333 | 10791.955 | 25333.333+10791.955j | 0 | 0 | 0 | 0 | 0 | 0 | 0 | 0 | 0 | 0 | 0 | 0 | 0 | 0 | 0 | 0 | 0 | 0 | 1 | 0 | 0 | 1 | 0 | 0 | 0 | 0 | 0 | 0 | 0 | OPEN | node_1373508_178_15295644_225 | CN | 8101201
load_220348992 |  | 0 | C | 0 | 0 | 0 | 0 | 0 | 0 | 0 | 0 | 0 | 0 | 0 | 0+0j | 0 | 0 | 0+0j | 0 | 0 | 0+0j | 0 | 0 | 0+0j | 0 | 0 | 0+0j | 0 | 0 | 0+0j | 5666.667 | 2413.99 | 5666.667+2413.99j | 0 | 0 | 0+0j | 0 | 0 | 0+0j | 0 | 0 | 0 | 0 | 0 | 0 | 0 | 0 | 0 | 0 | 0 | 0 | 0 | 0 | 0 | 0 | 0 | 0 | 1 | 0 | 0 | 1 | 0 | 0 | 0 | 0 | 0 | 0 | 0 | OPEN | node_1373688_287_15296380_907 | AN | 8101201
load_220348993 |  | 0 | C | 0 | 0 | 0 | 0 | 0 | 0 | 0 | 0 | 0 | 0 | 0 | 0+0j | 0 | 0 | 0+0j | 0 | 0 | 0+0j | 0 | 0 | 0+0j | 0 | 0 | 0+0j | 0 | 0 | 0+0j | 0 | 0 | 0+0j | 5666.667 | 2413.99 | 5666.667+2413.99j | 0 | 0 | 0+0j | 0 | 0 | 0 | 0 | 0 | 0 | 0 | 0 | 0 | 0 | 0 | 0 | 0 | 0 | 0 | 0 | 0 | 0 | 1 | 0 | 0 | 1 | 0 | 0 | 0 | 0 | 0 | 0 | 0 | OPEN | node_1373669_924_15296390_784 | BN | 8101201
load_220348994 |  | 0 | C | 0 | 0 | 0 | 0 | 0 | 0 | 0 | 0 | 0 | 0 | 0 | 0+0j | 0 | 0 | 0+0j | 0 | 0 | 0+0j | 0 | 0 | 0+0j | 0 | 0 | 0+0j | 0 | 0 | 0+0j | 0 | 0 | 0+0j | 0 | 0 | 0+0j | 5666.667 | 2413.99 | 5666.667+2413.99j | 0 | 0 | 0 | 0 | 0 | 0 | 0 | 0 | 0 | 0 | 0 | 0 | 0 | 0 | 0 | 0 | 0 | 0 | 1 | 0 | 0 | 1 | 0 | 0 | 0 | 0 | 0 | 0 | 0 | OPEN | node_1373704_089_15296364_967 | CN | 8101201
load_220349002 |  | 0 | C | 0 | 0 | 0 | 0 | 0 | 0 | 0 | 0 | 0 | 0 | 0 | 0+0j | 0 | 0 | 0+0j | 0 | 0 | 0+0j | 0 | 0 | 0+0j | 0 | 0 | 0+0j | 0 | 0 | 0+0j | 3333.333 | 1419.994 | 3333.333+1419.994j | 0 | 0 | 0+0j | 0 | 0 | 0+0j | 0 | 0 | 0 | 0 | 0 | 0 | 0 | 0 | 0 | 0 | 0 | 0 | 0 | 0 | 0 | 0 | 0 | 0 | 1 | 0 | 0 | 1 | 0 | 0 | 0 | 0 | 0 | 0 | 0 | OPEN | node_1367346_293_15291550_252 | AN | 8101201
load_220349003 |  | 0 | C | 0 | 0 | 0 | 0 | 0 | 0 | 0 | 0 | 0 | 0 | 0 | 0+0j | 0 | 0 | 0+0j | 0 | 0 | 0+0j | 0 | 0 | 0+0j | 0 | 0 | 0+0j | 0 | 0 | 0+0j | 0 | 0 | 0+0j | 3333.333 | 1419.994 | 3333.333+1419.994j | 0 | 0 | 0+0j | 0 | 0 | 0 | 0 | 0 | 0 | 0 | 0 | 0 | 0 | 0 | 0 | 0 | 0 | 0 | 0 | 0 | 0 | 1 | 0 | 0 | 1 | 0 | 0 | 0 | 0 | 0 | 0 | 0 | OPEN | node_1367327_457_15291541_735 | BN | 8101201
load_220349004 |  | 0 | C | 0 | 0 | 0 | 0 | 0 | 0 | 0 | 0 | 0 | 0 | 0 | 0+0j | 0 | 0 | 0+0j | 0 | 0 | 0+0j | 0 | 0 | 0+0j | 0 | 0 | 0+0j | 0 | 0 | 0+0j | 0 | 0 | 0+0j | 0 | 0 | 0+0j | 3333.333 | 1419.994 | 3333.333+1419.994j | 0 | 0 | 0 | 0 | 0 | 0 | 0 | 0 | 0 | 0 | 0 | 0 | 0 | 0 | 0 | 0 | 0 | 0 | 1 | 0 | 0 | 1 | 0 | 0 | 0 | 0 | 0 | 0 | 0 | OPEN | node_1367366_095_15291551_949 | CN | 8101201
load_220349005 |  | 0 | C | 0 | 0 | 0 | 0 | 0 | 0 | 0 | 0 | 0 | 0 | 0 | 0+0j | 0 | 0 | 0+0j | 0 | 0 | 0+0j | 0 | 0 | 0+0j | 0 | 0 | 0+0j | 0 | 0 | 0+0j | 0 | 0 | 0+0j | 0 | 0 | 0+0j | 0 | 0 | 0+0j | 0 | 0 | 0 | 0 | 0 | 0 | 0 | 0 | 0 | 0 | 0 | 0 | 0 | 0 | 0 | 0 | 0 | 0 | 1 | 0 | 0 | 1 | 0 | 0 | 0 | 0 | 0 | 0 | 0 | OPEN | node_1367212_538_15291458_225 | AN | 8101201
load_220349006 |  | 0 | C | 0 | 0 | 0 | 0 | 0 | 0 | 0 | 0 | 0 | 0 | 0 | 0+0j | 0 | 0 | 0+0j | 0 | 0 | 0+0j | 0 | 0 | 0+0j | 0 | 0 | 0+0j | 0 | 0 | 0+0j | 9333.333 | 3975.983 | 9333.333+3975.983j | 0 | 0 | 0+0j | 0 | 0 | 0+0j | 0 | 0 | 0 | 0 | 0 | 0 | 0 | 0 | 0 | 0 | 0 | 0 | 0 | 0 | 0 | 0 | 0 | 0 | 1 | 0 | 0 | 1 | 0 | 0 | 0 | 0 | 0 | 0 | 0 | OPEN | node_1367070_193_15291496_903 | AN | 8101201
load_220349007 |  | 0 | C | 0 | 0 | 0 | 0 | 0 | 0 | 0 | 0 | 0 | 0 | 0 | 0+0j | 0 | 0 | 0+0j | 0 | 0 | 0+0j | 0 | 0 | 0+0j | 0 | 0 | 0+0j | 0 | 0 | 0+0j | 0 | 0 | 0+0j | 9333.333 | 3975.983 | 9333.333+3975.983j | 0 | 0 | 0+0j | 0 | 0 | 0 | 0 | 0 | 0 | 0 | 0 | 0 | 0 | 0 | 0 | 0 | 0 | 0 | 0 | 0 | 0 | 1 | 0 | 0 | 1 | 0 | 0 | 0 | 0 | 0 | 0 | 0 | OPEN | node_1367051_982_15291486_181 | BN | 8101201
load_220349008 |  | 0 | C | 0 | 0 | 0 | 0 | 0 | 0 | 0 | 0 | 0 | 0 | 0 | 0+0j | 0 | 0 | 0+0j | 0 | 0 | 0+0j | 0 | 0 | 0+0j | 0 | 0 | 0+0j | 0 | 0 | 0+0j | 0 | 0 | 0+0j | 0 | 0 | 0+0j | 9333.333 | 3975.983 | 9333.333+3975.983j | 0 | 0 | 0 | 0 | 0 | 0 | 0 | 0 | 0 | 0 | 0 | 0 | 0 | 0 | 0 | 0 | 0 | 0 | 1 | 0 | 0 | 1 | 0 | 0 | 0 | 0 | 0 | 0 | 0 | OPEN | node_1367089_817_15291500_951 | CN | 8101201
load_220349009 |  | 0 | C | 0 | 0 | 0 | 0 | 0 | 0 | 0 | 0 | 0 | 0 | 0 | 0+0j | 0 | 0 | 0+0j | 0 | 0 | 0+0j | 0 | 0 | 0+0j | 0 | 0 | 0+0j | 0 | 0 | 0+0j | 12666.667 | 5395.978 | 12666.667+5395.978j | 0 | 0 | 0+0j | 0 | 0 | 0+0j | 0 | 0 | 0 | 0 | 0 | 0 | 0 | 0 | 0 | 0 | 0 | 0 | 0 | 0 | 0 | 0 | 0 | 0 | 1 | 0 | 0 | 1 | 0 | 0 | 0 | 0 | 0 | 0 | 0 | OPEN | node_1366879_387_15291471_503 | AN | 8101201
load_220349010 |  | 0 | C | 0 | 0 | 0 | 0 | 0 | 0 | 0 | 0 | 0 | 0 | 0 | 0+0j | 0 | 0 | 0+0j | 0 | 0 | 0+0j | 0 | 0 | 0+0j | 0 | 0 | 0+0j | 0 | 0 | 0+0j | 0 | 0 | 0+0j | 12666.667 | 5395.978 | 12666.667+5395.978j | 0 | 0 | 0+0j | 0 | 0 | 0 | 0 | 0 | 0 | 0 | 0 | 0 | 0 | 0 | 0 | 0 | 0 | 0 | 0 | 0 | 0 | 1 | 0 | 0 | 1 | 0 | 0 | 0 | 0 | 0 | 0 | 0 | OPEN | node_1366860_535_15291463_049 | BN | 8101201
load_220349011 |  | 0 | C | 0 | 0 | 0 | 0 | 0 | 0 | 0 | 0 | 0 | 0 | 0 | 0+0j | 0 | 0 | 0+0j | 0 | 0 | 0+0j | 0 | 0 | 0+0j | 0 | 0 | 0+0j | 0 | 0 | 0+0j | 0 | 0 | 0+0j | 0 | 0 | 0+0j | 12666.667 | 5395.978 | 12666.667+5395.978j | 0 | 0 | 0 | 0 | 0 | 0 | 0 | 0 | 0 | 0 | 0 | 0 | 0 | 0 | 0 | 0 | 0 | 0 | 1 | 0 | 0 | 1 | 0 | 0 | 0 | 0 | 0 | 0 | 0 | OPEN | node_1366899_191_15291473_133 | CN | 8101201
load_220349012 |  | 0 | C | 0 | 0 | 0 | 0 | 0 | 0 | 0 | 0 | 0 | 0 | 0 | 0+0j | 0 | 0 | 0+0j | 0 | 0 | 0+0j | 0 | 0 | 0+0j | 0 | 0 | 0+0j | 0 | 0 | 0+0j | 0 | 0 | 0+0j | 23333.333 | 9939.958 | 23333.333+9939.958j | 0 | 0 | 0+0j | 0 | 0 | 0 | 0 | 0 | 0 | 0 | 0 | 0 | 0 | 0 | 0 | 0 | 0 | 0 | 0 | 0 | 0 | 1 | 0 | 0 | 1 | 0 | 0 | 0 | 0 | 0 | 0 | 0 | OPEN | node_1366341_742_15291390_629 | BN | 8101201
load_220349013 |  | 0 | C | 0 | 0 | 0 | 0 | 0 | 0 | 0 | 0 | 0 | 0 | 0 | 0+0j | 0 | 0 | 0+0j | 0 | 0 | 0+0j | 0 | 0 | 0+0j | 0 | 0 | 0+0j | 0 | 0 | 0+0j | 23333.333 | 9939.958 | 23333.333+9939.958j | 0 | 0 | 0+0j | 0 | 0 | 0+0j | 0 | 0 | 0 | 0 | 0 | 0 | 0 | 0 | 0 | 0 | 0 | 0 | 0 | 0 | 0 | 0 | 0 | 0 | 1 | 0 | 0 | 1 | 0 | 0 | 0 | 0 | 0 | 0 | 0 | OPEN | node_1366323_264_15291380_776 | AN | 8101201
load_220349014 |  | 0 | C | 0 | 0 | 0 | 0 | 0 | 0 | 0 | 0 | 0 | 0 | 0 | 0+0j | 0 | 0 | 0+0j | 0 | 0 | 0+0j | 0 | 0 | 0+0j | 0 | 0 | 0+0j | 0 | 0 | 0+0j | 0 | 0 | 0+0j | 0 | 0 | 0+0j | 23333.333 | 9939.958 | 23333.333+9939.958j | 0 | 0 | 0 | 0 | 0 | 0 | 0 | 0 | 0 | 0 | 0 | 0 | 0 | 0 | 0 | 0 | 0 | 0 | 1 | 0 | 0 | 1 | 0 | 0 | 0 | 0 | 0 | 0 | 0 | OPEN | node_1366361_455_15291393_743 | CN | 8101201
load_220349015 |  | 0 | C | 0 | 0 | 0 | 0 | 0 | 0 | 0 | 0 | 0 | 0 | 0 | 0+0j | 0 | 0 | 0+0j | 0 | 0 | 0+0j | 0 | 0 | 0+0j | 0 | 0 | 0+0j | 0 | 0 | 0+0j | 972 | 414.07 | 972+414.07j | 0 | 0 | 0+0j | 0 | 0 | 0+0j | 0 | 0 | 0 | 0 | 0 | 0 | 0 | 0 | 0 | 0 | 0 | 0 | 0 | 0 | 0 | 0 | 0 | 0 | 1 | 0 | 0 | 1 | 0 | 0 | 0 | 0 | 0 | 0 | 0 | OPEN | node_1365799_208_15291240_161 | AN | 8101201
load_220349476 |  | 0 | C | 0 | 0 | 0 | 0 | 0 | 0 | 0 | 0 | 0 | 0 | 0 | 0+0j | 0 | 0 | 0+0j | 0 | 0 | 0+0j | 0 | 0 | 0+0j | 0 | 0 | 0+0j | 0 | 0 | 0+0j | 2666.667 | 1135.995 | 2666.667+1135.995j | 0 | 0 | 0+0j | 0 | 0 | 0+0j | 0 | 0 | 0 | 0 | 0 | 0 | 0 | 0 | 0 | 0 | 0 | 0 | 0 | 0 | 0 | 0 | 0 | 0 | 1 | 0 | 0 | 1 | 0 | 0 | 0 | 0 | 0 | 0 | 0 | OPEN | node_1366587_414_15294292_545 | AN | 8101201
load_220349477 |  | 0 | C | 0 | 0 | 0 | 0 | 0 | 0 | 0 | 0 | 0 | 0 | 0 | 0+0j | 0 | 0 | 0+0j | 0 | 0 | 0+0j | 0 | 0 | 0+0j | 0 | 0 | 0+0j | 0 | 0 | 0+0j | 0 | 0 | 0+0j | 2666.667 | 1135.995 | 2666.667+1135.995j | 0 | 0 | 0+0j | 0 | 0 | 0 | 0 | 0 | 0 | 0 | 0 | 0 | 0 | 0 | 0 | 0 | 0 | 0 | 0 | 0 | 0 | 1 | 0 | 0 | 1 | 0 | 0 | 0 | 0 | 0 | 0 | 0 | OPEN | node_1366585_868_15294239_772 | BN | 8101201
load_220349478 |  | 0 | C | 0 | 0 | 0 | 0 | 0 | 0 | 0 | 0 | 0 | 0 | 0 | 0+0j | 0 | 0 | 0+0j | 0 | 0 | 0+0j | 0 | 0 | 0+0j | 0 | 0 | 0+0j | 0 | 0 | 0+0j | 0 | 0 | 0+0j | 0 | 0 | 0+0j | 2666.667 | 1135.995 | 2666.667+1135.995j | 0 | 0 | 0 | 0 | 0 | 0 | 0 | 0 | 0 | 0 | 0 | 0 | 0 | 0 | 0 | 0 | 0 | 0 | 1 | 0 | 0 | 1 | 0 | 0 | 0 | 0 | 0 | 0 | 0 | OPEN | node_1366584_054_15294266_271 | CN | 8101201
load_220349503 |  | 0 | R | 0 | 0 | 0 | 0 | 0 | 0 | 0 | 0 | 0 | 0 | 0 | 0+0j | 0 | 0 | 0+0j | 0 | 0 | 0+0j | 0 | 0 | 0+0j | 0 | 0 | 0+0j | 0 | 0 | 0+0j | 2265.6 | 965.142 | 2265.6+965.142j | 0 | 0 | 0+0j | 0 | 0 | 0+0j | 0 | 0 | 0 | 0 | 0 | 0 | 0 | 0 | 0 | 0 | 0 | 0 | 0 | 0 | 0 | 0 | 0 | 0 | 1 | 0 | 0 | 1 | 0 | 0 | 0 | 0 | 0 | 0 | 0 | OPEN | node_1371720_19_15293996_306 | AN | 8101201
load_220349504 |  | 0 | C | 0 | 0 | 0 | 0 | 0 | 0 | 0 | 0 | 0 | 0 | 0 | 0+0j | 0 | 0 | 0+0j | 0 | 0 | 0+0j | 0 | 0 | 0+0j | 0 | 0 | 0+0j | 0 | 0 | 0+0j | 0 | 0 | 0+0j | 7333.333 | 3123.987 | 7333.333+3123.987j | 0 | 0 | 0+0j | 0 | 0 | 0 | 0 | 0 | 0 | 0 | 0 | 0 | 0 | 0 | 0 | 0 | 0 | 0 | 0 | 0 | 0 | 1 | 0 | 0 | 1 | 0 | 0 | 0 | 0 | 0 | 0 | 0 | OPEN | node_1371738_556_15293986_431 | BN | 8101201
load_220349505 |  | 0 | C | 0 | 0 | 0 | 0 | 0 | 0 | 0 | 0 | 0 | 0 | 0 | 0+0j | 0 | 0 | 0+0j | 0 | 0 | 0+0j | 0 | 0 | 0+0j | 0 | 0 | 0+0j | 0 | 0 | 0+0j | 0 | 0 | 0+0j | 0 | 0 | 0+0j | 7333.333 | 3123.987 | 7333.333+3123.987j | 0 | 0 | 0 | 0 | 0 | 0 | 0 | 0 | 0 | 0 | 0 | 0 | 0 | 0 | 0 | 0 | 0 | 0 | 1 | 0 | 0 | 1 | 0 | 0 | 0 | 0 | 0 | 0 | 0 | OPEN | node_1371704_386_15294012_244 | CN | 8101201
load_220349506 |  | 0 | R | 0 | 0 | 0 | 0 | 0 | 0 | 0 | 0 | 0 | 0 | 0 | 0+0j | 0 | 0 | 0+0j | 0 | 0 | 0+0j | 0 | 0 | 0+0j | 0 | 0 | 0+0j | 0 | 0 | 0+0j | 2275.2 | 969.231 | 2275.2+969.231j | 0 | 0 | 0+0j | 0 | 0 | 0+0j | 0 | 0 | 0 | 0 | 0 | 0 | 0 | 0 | 0 | 0 | 0 | 0 | 0 | 0 | 0 | 0 | 0 | 0 | 1 | 0 | 0 | 1 | 0 | 0 | 0 | 0 | 0 | 0 | 0 | OPEN | node_1371479_845_15294139_758 | AN | 8101201
load_220349507 |  | 0 | C | 0 | 0 | 0 | 0 | 0 | 0 | 0 | 0 | 0 | 0 | 0 | 0+0j | 0 | 0 | 0+0j | 0 | 0 | 0+0j | 0 | 0 | 0+0j | 0 | 0 | 0+0j | 0 | 0 | 0+0j | 19000 | 8093.966 | 19000+8093.966j | 0 | 0 | 0+0j | 0 | 0 | 0+0j | 0 | 0 | 0 | 0 | 0 | 0 | 0 | 0 | 0 | 0 | 0 | 0 | 0 | 0 | 0 | 0 | 0 | 0 | 1 | 0 | 0 | 1 | 0 | 0 | 0 | 0 | 0 | 0 | 0 | OPEN | node_1370983_037_15294209_669 | AN | 8101201
load_220349508 |  | 0 | C | 0 | 0 | 0 | 0 | 0 | 0 | 0 | 0 | 0 | 0 | 0 | 0+0j | 0 | 0 | 0+0j | 0 | 0 | 0+0j | 0 | 0 | 0+0j | 0 | 0 | 0+0j | 0 | 0 | 0+0j | 0 | 0 | 0+0j | 19000 | 8093.966 | 19000+8093.966j | 0 | 0 | 0+0j | 0 | 0 | 0 | 0 | 0 | 0 | 0 | 0 | 0 | 0 | 0 | 0 | 0 | 0 | 0 | 0 | 0 | 0 | 1 | 0 | 0 | 1 | 0 | 0 | 0 | 0 | 0 | 0 | 0 | OPEN | node_1371002_389_15294204_03 | BN | 8101201
load_220349509 |  | 0 | C | 0 | 0 | 0 | 0 | 0 | 0 | 0 | 0 | 0 | 0 | 0 | 0+0j | 0 | 0 | 0+0j | 0 | 0 | 0+0j | 0 | 0 | 0+0j | 0 | 0 | 0+0j | 0 | 0 | 0+0j | 0 | 0 | 0+0j | 0 | 0 | 0+0j | 19000 | 8093.966 | 19000+8093.966j | 0 | 0 | 0 | 0 | 0 | 0 | 0 | 0 | 0 | 0 | 0 | 0 | 0 | 0 | 0 | 0 | 0 | 0 | 1 | 0 | 0 | 1 | 0 | 0 | 0 | 0 | 0 | 0 | 0 | OPEN | node_1370965_466_15294221_851 | CN | 8101201
load_220349510 |  | 0 | R | 0 | 0 | 0 | 0 | 0 | 0 | 0 | 0 | 0 | 0 | 0 | 0+0j | 0 | 0 | 0+0j | 0 | 0 | 0+0j | 0 | 0 | 0+0j | 0 | 0 | 0+0j | 0 | 0 | 0+0j | 11138.4 | 4744.939 | 11138.4+4744.939j | 0 | 0 | 0+0j | 0 | 0 | 0+0j | 0 | 0 | 0 | 0 | 0 | 0 | 0 | 0 | 0 | 0 | 0 | 0 | 0 | 0 | 0 | 0 | 0 | 0 | 1 | 0 | 0 | 1 | 0 | 0 | 0 | 0 | 0 | 0 | 0 | OPEN | node_1370899_789_15294369_451 | AN | 8101201
load_220349514 |  | 0 | C | 0 | 0 | 0 | 0 | 0 | 0 | 0 | 0 | 0 | 0 | 0 | 0+0j | 0 | 0 | 0+0j | 0 | 0 | 0+0j | 0 | 0 | 0+0j | 0 | 0 | 0+0j | 0 | 0 | 0+0j | 7000 | 2981.988 | 7000+2981.988j | 0 | 0 | 0+0j | 0 | 0 | 0+0j | 0 | 0 | 0 | 0 | 0 | 0 | 0 | 0 | 0 | 0 | 0 | 0 | 0 | 0 | 0 | 0 | 0 | 0 | 1 | 0 | 0 | 1 | 0 | 0 | 0 | 0 | 0 | 0 | 0 | OPEN | node_1370527_671_15294553_365 | AN | 8101201
load_220349515 |  | 0 | C | 0 | 0 | 0 | 0 | 0 | 0 | 0 | 0 | 0 | 0 | 0 | 0+0j | 0 | 0 | 0+0j | 0 | 0 | 0+0j | 0 | 0 | 0+0j | 0 | 0 | 0+0j | 0 | 0 | 0+0j | 0 | 0 | 0+0j | 7000 | 2981.988 | 7000+2981.988j | 0 | 0 | 0+0j | 0 | 0 | 0 | 0 | 0 | 0 | 0 | 0 | 0 | 0 | 0 | 0 | 0 | 0 | 0 | 0 | 0 | 0 | 1 | 0 | 0 | 1 | 0 | 0 | 0 | 0 | 0 | 0 | 0 | OPEN | node_1370507_875_15294551_579 | BN | 8101201
load_220349516 |  | 0 | C | 0 | 0 | 0 | 0 | 0 | 0 | 0 | 0 | 0 | 0 | 0 | 0+0j | 0 | 0 | 0+0j | 0 | 0 | 0+0j | 0 | 0 | 0+0j | 0 | 0 | 0+0j | 0 | 0 | 0+0j | 0 | 0 | 0+0j | 0 | 0 | 0+0j | 7000 | 2981.988 | 7000+2981.988j | 0 | 0 | 0 | 0 | 0 | 0 | 0 | 0 | 0 | 0 | 0 | 0 | 0 | 0 | 0 | 0 | 0 | 0 | 1 | 0 | 0 | 1 | 0 | 0 | 0 | 0 | 0 | 0 | 0 | OPEN | node_1370547_1_15294548_214 | CN | 8101201
load_220349517 |  | 0 | C | 0 | 0 | 0 | 0 | 0 | 0 | 0 | 0 | 0 | 0 | 0 | 0+0j | 0 | 0 | 0+0j | 0 | 0 | 0+0j | 0 | 0 | 0+0j | 0 | 0 | 0+0j | 0 | 0 | 0+0j | 2000 | 851.996 | 2000+851.996j | 0 | 0 | 0+0j | 0 | 0 | 0+0j | 0 | 0 | 0 | 0 | 0 | 0 | 0 | 0 | 0 | 0 | 0 | 0 | 0 | 0 | 0 | 0 | 0 | 0 | 1 | 0 | 0 | 1 | 0 | 0 | 0 | 0 | 0 | 0 | 0 | OPEN | node_1369565_354_15294753_529 | AN | 8101201
load_220349518 |  | 0 | R | 0 | 0 | 0 | 0 | 0 | 0 | 0 | 0 | 0 | 0 | 0 | 0+0j | 0 | 0 | 0+0j | 0 | 0 | 0+0j | 0 | 0 | 0+0j | 0 | 0 | 0+0j | 0 | 0 | 0+0j | 5191.2 | 2211.442 | 5191.2+2211.442j | 0 | 0 | 0+0j | 0 | 0 | 0+0j | 0 | 0 | 0 | 0 | 0 | 0 | 0 | 0 | 0 | 0 | 0 | 0 | 0 | 0 | 0 | 0 | 0 | 0 | 1 | 0 | 0 | 1 | 0 | 0 | 0 | 0 | 0 | 0 | 0 | OPEN | node_1369304_955_15294744_822 | AN | 8101201
load_220349519 |  | 0 | C | 0 | 0 | 0 | 0 | 0 | 0 | 0 | 0 | 0 | 0 | 0 | 0+0j | 0 | 0 | 0+0j | 0 | 0 | 0+0j | 0 | 0 | 0+0j | 0 | 0 | 0+0j | 0 | 0 | 0+0j | 0 | 0 | 0+0j | 0 | 0 | 0+0j | 0 | 0 | 0+0j | 0 | 0 | 0 | 0 | 0 | 0 | 0 | 0 | 0 | 0 | 0 | 0 | 0 | 0 | 0 | 0 | 0 | 0 | 1 | 0 | 0 | 1 | 0 | 0 | 0 | 0 | 0 | 0 | 0 | OPEN | node_1369102_065_15294669_876 | AN | 8101201
load_220349520 |  | 0 | C | 0 | 0 | 0 | 0 | 0 | 0 | 0 | 0 | 0 | 0 | 0 | 0+0j | 0 | 0 | 0+0j | 0 | 0 | 0+0j | 0 | 0 | 0+0j | 0 | 0 | 0+0j | 0 | 0 | 0+0j | 0 | 0 | 0+0j | 0 | 0 | 0+0j | 0 | 0 | 0+0j | 0 | 0 | 0 | 0 | 0 | 0 | 0 | 0 | 0 | 0 | 0 | 0 | 0 | 0 | 0 | 0 | 0 | 0 | 1 | 0 | 0 | 1 | 0 | 0 | 0 | 0 | 0 | 0 | 0 | OPEN | node_1369576_958_15294554_601 | AN | 8101201
load_220349524 |  | 0 | C | 0 | 0 | 0 | 0 | 0 | 0 | 0 | 0 | 0 | 0 | 0 | 0+0j | 0 | 0 | 0+0j | 0 | 0 | 0+0j | 0 | 0 | 0+0j | 0 | 0 | 0+0j | 0 | 0 | 0+0j | 20666.667 | 8803.963 | 20666.667+8803.963j | 0 | 0 | 0+0j | 0 | 0 | 0+0j | 0 | 0 | 0 | 0 | 0 | 0 | 0 | 0 | 0 | 0 | 0 | 0 | 0 | 0 | 0 | 0 | 0 | 0 | 1 | 0 | 0 | 1 | 0 | 0 | 0 | 0 | 0 | 0 | 0 | OPEN | node_1368666_956_15294346_261 | AN | 8101201
load_220349526 |  | 0 | R | 0 | 0 | 0 | 0 | 0 | 0 | 0 | 0 | 0 | 0 | 0 | 0+0j | 0 | 0 | 0+0j | 0 | 0 | 0+0j | 0 | 0 | 0+0j | 0 | 0 | 0+0j | 0 | 0 | 0+0j | 0 | 0 | 0+0j | 1380 | 587.878 | 1380+587.878j | 0 | 0 | 0+0j | 0 | 0 | 0 | 0 | 0 | 0 | 0 | 0 | 0 | 0 | 0 | 0 | 0 | 0 | 0 | 0 | 0 | 0 | 1 | 0 | 0 | 1 | 0 | 0 | 0 | 0 | 0 | 0 | 0 | OPEN | node_1368691_053_15294388_212 | BN | 8101201
load_220349528 |  | 0 | C | 0 | 0 | 0 | 0 | 0 | 0 | 0 | 0 | 0 | 0 | 0 | 0+0j | 0 | 0 | 0+0j | 0 | 0 | 0+0j | 0 | 0 | 0+0j | 0 | 0 | 0+0j | 0 | 0 | 0+0j | 0 | 0 | 0+0j | 0 | 0 | 0+0j | 0 | 0 | 0+0j | 0 | 0 | 0 | 0 | 0 | 0 | 0 | 0 | 0 | 0 | 0 | 0 | 0 | 0 | 0 | 0 | 0 | 0 | 1 | 0 | 0 | 1 | 0 | 0 | 0 | 0 | 0 | 0 | 0 | OPEN | node_1368318_786_15293851_456 | AN | 8101201
load_220349529 |  | 0 | C | 0 | 0 | 0 | 0 | 0 | 0 | 0 | 0 | 0 | 0 | 0 | 0+0j | 0 | 0 | 0+0j | 0 | 0 | 0+0j | 0 | 0 | 0+0j | 0 | 0 | 0+0j | 0 | 0 | 0+0j | 4666.667 | 1987.992 | 4666.667+1987.992j | 0 | 0 | 0+0j | 0 | 0 | 0+0j | 0 | 0 | 0 | 0 | 0 | 0 | 0 | 0 | 0 | 0 | 0 | 0 | 0 | 0 | 0 | 0 | 0 | 0 | 1 | 0 | 0 | 1 | 0 | 0 | 0 | 0 | 0 | 0 | 0 | OPEN | node_1368084_672_15294123_121 | AN | 8101201
load_220349530 |  | 0 | C | 0 | 0 | 0 | 0 | 0 | 0 | 0 | 0 | 0 | 0 | 0 | 0+0j | 0 | 0 | 0+0j | 0 | 0 | 0+0j | 0 | 0 | 0+0j | 0 | 0 | 0+0j | 0 | 0 | 0+0j | 0 | 0 | 0+0j | 4666.667 | 1987.992 | 4666.667+1987.992j | 0 | 0 | 0+0j | 0 | 0 | 0 | 0 | 0 | 0 | 0 | 0 | 0 | 0 | 0 | 0 | 0 | 0 | 0 | 0 | 0 | 0 | 1 | 0 | 0 | 1 | 0 | 0 | 0 | 0 | 0 | 0 | 0 | OPEN | node_1368074_5_15294100_168 | BN | 8101201
load_220349531 |  | 0 | C | 0 | 0 | 0 | 0 | 0 | 0 | 0 | 0 | 0 | 0 | 0 | 0+0j | 0 | 0 | 0+0j | 0 | 0 | 0+0j | 0 | 0 | 0+0j | 0 | 0 | 0+0j | 0 | 0 | 0+0j | 0 | 0 | 0+0j | 0 | 0 | 0+0j | 4666.667 | 1987.992 | 4666.667+1987.992j | 0 | 0 | 0 | 0 | 0 | 0 | 0 | 0 | 0 | 0 | 0 | 0 | 0 | 0 | 0 | 0 | 0 | 0 | 1 | 0 | 0 | 1 | 0 | 0 | 0 | 0 | 0 | 0 | 0 | OPEN | node_1368098_904_15294141_799 | CN | 8101201
load_220349537 |  | 0 | C | 0 | 0 | 0 | 0 | 0 | 0 | 0 | 0 | 0 | 0 | 0 | 0+0j | 0 | 0 | 0+0j | 0 | 0 | 0+0j | 0 | 0 | 0+0j | 0 | 0 | 0+0j | 0 | 0 | 0+0j | 3780 | 1610.273 | 3780+1610.273j | 0 | 0 | 0+0j | 0 | 0 | 0+0j | 0 | 0 | 0 | 0 | 0 | 0 | 0 | 0 | 0 | 0 | 0 | 0 | 0 | 0 | 0 | 0 | 0 | 0 | 1 | 0 | 0 | 1 | 0 | 0 | 0 | 0 | 0 | 0 | 0 | OPEN | node_1367592_566_15293445_316 | AN | 8101201
load_220349541 |  | 0 | C | 0 | 0 | 0 | 0 | 0 | 0 | 0 | 0 | 0 | 0 | 0 | 0+0j | 0 | 0 | 0+0j | 0 | 0 | 0+0j | 0 | 0 | 0+0j | 0 | 0 | 0+0j | 0 | 0 | 0+0j | 9333.333 | 3975.983 | 9333.333+3975.983j | 0 | 0 | 0+0j | 0 | 0 | 0+0j | 0 | 0 | 0 | 0 | 0 | 0 | 0 | 0 | 0 | 0 | 0 | 0 | 0 | 0 | 0 | 0 | 0 | 0 | 1 | 0 | 0 | 1 | 0 | 0 | 0 | 0 | 0 | 0 | 0 | OPEN | node_1366634_453_15293253_449 | AN | 8101201
load_220349542 |  | 0 | C | 0 | 0 | 0 | 0 | 0 | 0 | 0 | 0 | 0 | 0 | 0 | 0+0j | 0 | 0 | 0+0j | 0 | 0 | 0+0j | 0 | 0 | 0+0j | 0 | 0 | 0+0j | 0 | 0 | 0+0j | 0 | 0 | 0+0j | 9333.333 | 3975.983 | 9333.333+3975.983j | 0 | 0 | 0+0j | 0 | 0 | 0 | 0 | 0 | 0 | 0 | 0 | 0 | 0 | 0 | 0 | 0 | 0 | 0 | 0 | 0 | 0 | 1 | 0 | 0 | 1 | 0 | 0 | 0 | 0 | 0 | 0 | 0 | OPEN | node_1366625_244_15293229_779 | BN | 8101201
load_220349543 |  | 0 | C | 0 | 0 | 0 | 0 | 0 | 0 | 0 | 0 | 0 | 0 | 0 | 0+0j | 0 | 0 | 0+0j | 0 | 0 | 0+0j | 0 | 0 | 0+0j | 0 | 0 | 0+0j | 0 | 0 | 0+0j | 0 | 0 | 0+0j | 0 | 0 | 0+0j | 9333.333 | 3975.983 | 9333.333+3975.983j | 0 | 0 | 0 | 0 | 0 | 0 | 0 | 0 | 0 | 0 | 0 | 0 | 0 | 0 | 0 | 0 | 0 | 0 | 1 | 0 | 0 | 1 | 0 | 0 | 0 | 0 | 0 | 0 | 0 | OPEN | node_1366647_894_15293273_155 | CN | 8101201
load_220349544 |  | 0 | C | 0 | 0 | 0 | 0 | 0 | 0 | 0 | 0 | 0 | 0 | 0 | 0+0j | 0 | 0 | 0+0j | 0 | 0 | 0+0j | 0 | 0 | 0+0j | 0 | 0 | 0+0j | 0 | 0 | 0+0j | 0 | 0 | 0+0j | 0 | 0 | 0+0j | 0 | 0 | 0+0j | 0 | 0 | 0 | 0 | 0 | 0 | 0 | 0 | 0 | 0 | 0 | 0 | 0 | 0 | 0 | 0 | 0 | 0 | 1 | 0 | 0 | 1 | 0 | 0 | 0 | 0 | 0 | 0 | 0 | OPEN | node_1366247_13_15292818_198 | AN | 8101201
load_220349546 |  | 0 | C | 0 | 0 | 0 | 0 | 0 | 0 | 0 | 0 | 0 | 0 | 0 | 0+0j | 0 | 0 | 0+0j | 0 | 0 | 0+0j | 0 | 0 | 0+0j | 0 | 0 | 0+0j | 0 | 0 | 0+0j | 0 | 0 | 0+0j | 0 | 0 | 0+0j | 0 | 0 | 0+0j | 0 | 0 | 0 | 0 | 0 | 0 | 0 | 0 | 0 | 0 | 0 | 0 | 0 | 0 | 0 | 0 | 0 | 0 | 1 | 0 | 0 | 1 | 0 | 0 | 0 | 0 | 0 | 0 | 0 | OPEN | node_1366277_691_15292851_717 | BN | 8101201
load_220349550 |  | 0 | C | 0 | 0 | 0 | 0 | 0 | 0 | 0 | 0 | 0 | 0 | 0 | 0+0j | 0 | 0 | 0+0j | 0 | 0 | 0+0j | 0 | 0 | 0+0j | 0 | 0 | 0+0j | 0 | 0 | 0+0j | 11333.333 | 4827.98 | 11333.333+4827.98j | 0 | 0 | 0+0j | 0 | 0 | 0+0j | 0 | 0 | 0 | 0 | 0 | 0 | 0 | 0 | 0 | 0 | 0 | 0 | 0 | 0 | 0 | 0 | 0 | 0 | 1 | 0 | 0 | 1 | 0 | 0 | 0 | 0 | 0 | 0 | 0 | OPEN | node_1366017_297_15292683_03 | AN | 8101201
load_220349551 |  | 0 | C | 0 | 0 | 0 | 0 | 0 | 0 | 0 | 0 | 0 | 0 | 0 | 0+0j | 0 | 0 | 0+0j | 0 | 0 | 0+0j | 0 | 0 | 0+0j | 0 | 0 | 0+0j | 0 | 0 | 0+0j | 0 | 0 | 0+0j | 11333.333 | 4827.98 | 11333.333+4827.98j | 0 | 0 | 0+0j | 0 | 0 | 0 | 0 | 0 | 0 | 0 | 0 | 0 | 0 | 0 | 0 | 0 | 0 | 0 | 0 | 0 | 0 | 1 | 0 | 0 | 1 | 0 | 0 | 0 | 0 | 0 | 0 | 0 | OPEN | node_1366004_212_15292662_896 | BN | 8101201
load_220349552 |  | 0 | C | 0 | 0 | 0 | 0 | 0 | 0 | 0 | 0 | 0 | 0 | 0 | 0+0j | 0 | 0 | 0+0j | 0 | 0 | 0+0j | 0 | 0 | 0+0j | 0 | 0 | 0+0j | 0 | 0 | 0+0j | 0 | 0 | 0+0j | 0 | 0 | 0+0j | 11333.333 | 4827.98 | 11333.333+4827.98j | 0 | 0 | 0 | 0 | 0 | 0 | 0 | 0 | 0 | 0 | 0 | 0 | 0 | 0 | 0 | 0 | 0 | 0 | 1 | 0 | 0 | 1 | 0 | 0 | 0 | 0 | 0 | 0 | 0 | OPEN | node_1366033_793_15292697_967 | CN | 8101201
load_220349553 |  | 0 | C | 0 | 0 | 0 | 0 | 0 | 0 | 0 | 0 | 0 | 0 | 0 | 0+0j | 0 | 0 | 0+0j | 0 | 0 | 0+0j | 0 | 0 | 0+0j | 0 | 0 | 0+0j | 0 | 0 | 0+0j | 2000 | 851.996 | 2000+851.996j | 0 | 0 | 0+0j | 0 | 0 | 0+0j | 0 | 0 | 0 | 0 | 0 | 0 | 0 | 0 | 0 | 0 | 0 | 0 | 0 | 0 | 0 | 0 | 0 | 0 | 1 | 0 | 0 | 1 | 0 | 0 | 0 | 0 | 0 | 0 | 0 | OPEN | node_1365904_547_15292606_571 | AN | 8101201
load_220349554 |  | 0 | C | 0 | 0 | 0 | 0 | 0 | 0 | 0 | 0 | 0 | 0 | 0 | 0+0j | 0 | 0 | 0+0j | 0 | 0 | 0+0j | 0 | 0 | 0+0j | 0 | 0 | 0+0j | 0 | 0 | 0+0j | 2000 | 851.996 | 2000+851.996j | 0 | 0 | 0+0j | 0 | 0 | 0+0j | 0 | 0 | 0 | 0 | 0 | 0 | 0 | 0 | 0 | 0 | 0 | 0 | 0 | 0 | 0 | 0 | 0 | 0 | 1 | 0 | 0 | 1 | 0 | 0 | 0 | 0 | 0 | 0 | 0 | OPEN | node_1365893_38_15292584_459 | AN | 8101201
load_220349556 |  | 0 | C | 0 | 0 | 0 | 0 | 0 | 0 | 0 | 0 | 0 | 0 | 0 | 0+0j | 0 | 0 | 0+0j | 0 | 0 | 0+0j | 0 | 0 | 0+0j | 0 | 0 | 0+0j | 0 | 0 | 0+0j | 9333.333 | 3975.983 | 9333.333+3975.983j | 0 | 0 | 0+0j | 0 | 0 | 0+0j | 0 | 0 | 0 | 0 | 0 | 0 | 0 | 0 | 0 | 0 | 0 | 0 | 0 | 0 | 0 | 0 | 0 | 0 | 1 | 0 | 0 | 1 | 0 | 0 | 0 | 0 | 0 | 0 | 0 | OPEN | node_1365601_906_15292464_341 | AN | 8101201
load_220349557 |  | 0 | C | 0 | 0 | 0 | 0 | 0 | 0 | 0 | 0 | 0 | 0 | 0 | 0+0j | 0 | 0 | 0+0j | 0 | 0 | 0+0j | 0 | 0 | 0+0j | 0 | 0 | 0+0j | 0 | 0 | 0+0j | 0 | 0 | 0+0j | 9333.333 | 3975.983 | 9333.333+3975.983j | 0 | 0 | 0+0j | 0 | 0 | 0 | 0 | 0 | 0 | 0 | 0 | 0 | 0 | 0 | 0 | 0 | 0 | 0 | 0 | 0 | 0 | 1 | 0 | 0 | 1 | 0 | 0 | 0 | 0 | 0 | 0 | 0 | OPEN | node_1365620_201_15292474_797 | BN | 8101201
load_220349558 |  | 0 | C | 0 | 0 | 0 | 0 | 0 | 0 | 0 | 0 | 0 | 0 | 0 | 0+0j | 0 | 0 | 0+0j | 0 | 0 | 0+0j | 0 | 0 | 0+0j | 0 | 0 | 0+0j | 0 | 0 | 0+0j | 0 | 0 | 0+0j | 0 | 0 | 0+0j | 9333.333 | 3975.983 | 9333.333+3975.983j | 0 | 0 | 0 | 0 | 0 | 0 | 0 | 0 | 0 | 0 | 0 | 0 | 0 | 0 | 0 | 0 | 0 | 0 | 1 | 0 | 0 | 1 | 0 | 0 | 0 | 0 | 0 | 0 | 0 | OPEN | node_1365639_854_15292478_558 | CN | 8101201
load_220349559 |  | 0 | C | 0 | 0 | 0 | 0 | 0 | 0 | 0 | 0 | 0 | 0 | 0 | 0+0j | 0 | 0 | 0+0j | 0 | 0 | 0+0j | 0 | 0 | 0+0j | 0 | 0 | 0+0j | 0 | 0 | 0+0j | 5000 | 2129.991 | 5000+2129.991j | 0 | 0 | 0+0j | 0 | 0 | 0+0j | 0 | 0 | 0 | 0 | 0 | 0 | 0 | 0 | 0 | 0 | 0 | 0 | 0 | 0 | 0 | 0 | 0 | 0 | 1 | 0 | 0 | 1 | 0 | 0 | 0 | 0 | 0 | 0 | 0 | OPEN | node_1365369_548_15292654_156 | AN | 8101201
load_220349560 |  | 0 | C | 0 | 0 | 0 | 0 | 0 | 0 | 0 | 0 | 0 | 0 | 0 | 0+0j | 0 | 0 | 0+0j | 0 | 0 | 0+0j | 0 | 0 | 0+0j | 0 | 0 | 0+0j | 0 | 0 | 0+0j | 0 | 0 | 0+0j | 0 | 0 | 0+0j | 0 | 0 | 0+0j | 0 | 0 | 0 | 0 | 0 | 0 | 0 | 0 | 0 | 0 | 0 | 0 | 0 | 0 | 0 | 0 | 0 | 0 | 1 | 0 | 0 | 1 | 0 | 0 | 0 | 0 | 0 | 0 | 0 | OPEN | node_1365145_778_15292906_816 | AN | 8101201
load_220349561 |  | 0 | C | 0 | 0 | 0 | 0 | 0 | 0 | 0 | 0 | 0 | 0 | 0 | 0+0j | 0 | 0 | 0+0j | 0 | 0 | 0+0j | 0 | 0 | 0+0j | 0 | 0 | 0+0j | 0 | 0 | 0+0j | 2666.667 | 1135.995 | 2666.667+1135.995j | 0 | 0 | 0+0j | 0 | 0 | 0+0j | 0 | 0 | 0 | 0 | 0 | 0 | 0 | 0 | 0 | 0 | 0 | 0 | 0 | 0 | 0 | 0 | 0 | 0 | 1 | 0 | 0 | 1 | 0 | 0 | 0 | 0 | 0 | 0 | 0 | OPEN | node_1365201_024_15292320_002 | AN | 8101201
load_220349562 |  | 0 | C | 0 | 0 | 0 | 0 | 0 | 0 | 0 | 0 | 0 | 0 | 0 | 0+0j | 0 | 0 | 0+0j | 0 | 0 | 0+0j | 0 | 0 | 0+0j | 0 | 0 | 0+0j | 0 | 0 | 0+0j | 0 | 0 | 0+0j | 2666.667 | 1135.995 | 2666.667+1135.995j | 0 | 0 | 0+0j | 0 | 0 | 0 | 0 | 0 | 0 | 0 | 0 | 0 | 0 | 0 | 0 | 0 | 0 | 0 | 0 | 0 | 0 | 1 | 0 | 0 | 1 | 0 | 0 | 0 | 0 | 0 | 0 | 0 | OPEN | node_1365184_35_15292305_426 | BN | 8101201
load_220349563 |  | 0 | C | 0 | 0 | 0 | 0 | 0 | 0 | 0 | 0 | 0 | 0 | 0 | 0+0j | 0 | 0 | 0+0j | 0 | 0 | 0+0j | 0 | 0 | 0+0j | 0 | 0 | 0+0j | 0 | 0 | 0+0j | 0 | 0 | 0+0j | 0 | 0 | 0+0j | 2666.667 | 1135.995 | 2666.667+1135.995j | 0 | 0 | 0 | 0 | 0 | 0 | 0 | 0 | 0 | 0 | 0 | 0 | 0 | 0 | 0 | 0 | 0 | 0 | 1 | 0 | 0 | 1 | 0 | 0 | 0 | 0 | 0 | 0 | 0 | OPEN | node_1365219_909_15292328_314 | CN | 8101201
load_220349569 |  | 0 | C | 0 | 0 | 0 | 0 | 0 | 0 | 0 | 0 | 0 | 0 | 0 | 0+0j | 0 | 0 | 0+0j | 0 | 0 | 0+0j | 0 | 0 | 0+0j | 0 | 0 | 0+0j | 0 | 0 | 0+0j | 17500 | 7454.969 | 17500+7454.969j | 0 | 0 | 0+0j | 0 | 0 | 0+0j | 0 | 0 | 0 | 0 | 0 | 0 | 0 | 0 | 0 | 0 | 0 | 0 | 0 | 0 | 0 | 0 | 0 | 0 | 1 | 0 | 0 | 1 | 0 | 0 | 0 | 0 | 0 | 0 | 0 | OPEN | node_1364949_362_15292231_983 | AN | 8101201
load_220349570 |  | 0 | C | 0 | 0 | 0 | 0 | 0 | 0 | 0 | 0 | 0 | 0 | 0 | 0+0j | 0 | 0 | 0+0j | 0 | 0 | 0+0j | 0 | 0 | 0+0j | 0 | 0 | 0+0j | 0 | 0 | 0+0j | 16333.333 | 6957.971 | 16333.333+6957.971j | 0 | 0 | 0+0j | 0 | 0 | 0+0j | 0 | 0 | 0 | 0 | 0 | 0 | 0 | 0 | 0 | 0 | 0 | 0 | 0 | 0 | 0 | 0 | 0 | 0 | 1 | 0 | 0 | 1 | 0 | 0 | 0 | 0 | 0 | 0 | 0 | OPEN | node_1364667_977_15292127_332 | AN | 8101201
load_220349571 |  | 0 | C | 0 | 0 | 0 | 0 | 0 | 0 | 0 | 0 | 0 | 0 | 0 | 0+0j | 0 | 0 | 0+0j | 0 | 0 | 0+0j | 0 | 0 | 0+0j | 0 | 0 | 0+0j | 0 | 0 | 0+0j | 0 | 0 | 0+0j | 16333.333 | 6957.971 | 16333.333+6957.971j | 0 | 0 | 0+0j | 0 | 0 | 0 | 0 | 0 | 0 | 0 | 0 | 0 | 0 | 0 | 0 | 0 | 0 | 0 | 0 | 0 | 0 | 1 | 0 | 0 | 1 | 0 | 0 | 0 | 0 | 0 | 0 | 0 | OPEN | node_1364634_807_15292098_651 | BN | 8101201
load_220349572 |  | 0 | C | 0 | 0 | 0 | 0 | 0 | 0 | 0 | 0 | 0 | 0 | 0 | 0+0j | 0 | 0 | 0+0j | 0 | 0 | 0+0j | 0 | 0 | 0+0j | 0 | 0 | 0+0j | 0 | 0 | 0+0j | 0 | 0 | 0+0j | 0 | 0 | 0+0j | 16333.333 | 6957.971 | 16333.333+6957.971j | 0 | 0 | 0 | 0 | 0 | 0 | 0 | 0 | 0 | 0 | 0 | 0 | 0 | 0 | 0 | 0 | 0 | 0 | 1 | 0 | 0 | 1 | 0 | 0 | 0 | 0 | 0 | 0 | 0 | OPEN | node_1364650_001_15292115_91 | CN | 8101201
load_220349573 |  | 0 | C | 0 | 0 | 0 | 0 | 0 | 0 | 0 | 0 | 0 | 0 | 0 | 0+0j | 0 | 0 | 0+0j | 0 | 0 | 0+0j | 0 | 0 | 0+0j | 0 | 0 | 0+0j | 0 | 0 | 0+0j | 16000 | 6815.971 | 16000+6815.971j | 0 | 0 | 0+0j | 0 | 0 | 0+0j | 0 | 0 | 0 | 0 | 0 | 0 | 0 | 0 | 0 | 0 | 0 | 0 | 0 | 0 | 0 | 0 | 0 | 0 | 1 | 0 | 0 | 1 | 0 | 0 | 0 | 0 | 0 | 0 | 0 | OPEN | node_1364806_507_15291847_264 | AN | 8101201
load_220349574 |  | 0 | R | 0 | 0 | 0 | 0 | 0 | 0 | 0 | 0 | 0 | 0 | 0 | 0+0j | 0 | 0 | 0+0j | 0 | 0 | 0+0j | 0 | 0 | 0+0j | 0 | 0 | 0+0j | 0 | 0 | 0+0j | 32882.4 | 14007.844 | 32882.4+14007.844j | 0 | 0 | 0+0j | 0 | 0 | 0+0j | 0 | 0 | 0 | 0 | 0 | 0 | 0 | 0 | 0 | 0 | 0 | 0 | 0 | 0 | 0 | 0 | 0 | 0 | 1 | 0 | 0 | 1 | 0 | 0 | 0 | 0 | 0 | 0 | 0 | OPEN | node_1364222_618_15292042_203 | AN | 8101201
load_220350328 |  | 0 | C | 0 | 0 | 0 | 0 | 0 | 0 | 0 | 0 | 0 | 0 | 0 | 0+0j | 0 | 0 | 0+0j | 0 | 0 | 0+0j | 0 | 0 | 0+0j | 0 | 0 | 0+0j | 0 | 0 | 0+0j | 18000 | 7667.968 | 18000+7667.968j | 0 | 0 | 0+0j | 0 | 0 | 0+0j | 0 | 0 | 0 | 0 | 0 | 0 | 0 | 0 | 0 | 0 | 0 | 0 | 0 | 0 | 0 | 0 | 0 | 0 | 1 | 0 | 0 | 1 | 0 | 0 | 0 | 0 | 0 | 0 | 0 | OPEN | node_1369442_474_15296021_122 | AN | 8101201
load_220350329 |  | 0 | C | 0 | 0 | 0 | 0 | 0 | 0 | 0 | 0 | 0 | 0 | 0 | 0+0j | 0 | 0 | 0+0j | 0 | 0 | 0+0j | 0 | 0 | 0+0j | 0 | 0 | 0+0j | 0 | 0 | 0+0j | 0 | 0 | 0+0j | 18000 | 7667.968 | 18000+7667.968j | 0 | 0 | 0+0j | 0 | 0 | 0 | 0 | 0 | 0 | 0 | 0 | 0 | 0 | 0 | 0 | 0 | 0 | 0 | 0 | 0 | 0 | 1 | 0 | 0 | 1 | 0 | 0 | 0 | 0 | 0 | 0 | 0 | OPEN | node_1369446_566_15296006_016 | BN | 8101201
load_220350330 |  | 0 | C | 0 | 0 | 0 | 0 | 0 | 0 | 0 | 0 | 0 | 0 | 0 | 0+0j | 0 | 0 | 0+0j | 0 | 0 | 0+0j | 0 | 0 | 0+0j | 0 | 0 | 0+0j | 0 | 0 | 0+0j | 0 | 0 | 0+0j | 0 | 0 | 0+0j | 18000 | 7667.968 | 18000+7667.968j | 0 | 0 | 0 | 0 | 0 | 0 | 0 | 0 | 0 | 0 | 0 | 0 | 0 | 0 | 0 | 0 | 0 | 0 | 1 | 0 | 0 | 1 | 0 | 0 | 0 | 0 | 0 | 0 | 0 | OPEN | node_1369447_461_15296038_861 | CN | 8101201
load_220350331 |  | 0 | C | 0 | 0 | 0 | 0 | 0 | 0 | 0 | 0 | 0 | 0 | 0 | 0+0j | 0 | 0 | 0+0j | 0 | 0 | 0+0j | 0 | 0 | 0+0j | 0 | 0 | 0+0j | 0 | 0 | 0+0j | 0 | 0 | 0+0j | 0 | 0 | 0+0j | 0 | 0 | 0+0j | 0 | 0 | 0 | 0 | 0 | 0 | 0 | 0 | 0 | 0 | 0 | 0 | 0 | 0 | 0 | 0 | 0 | 0 | 1 | 0 | 0 | 1 | 0 | 0 | 0 | 0 | 0 | 0 | 0 | OPEN | node_1369681_884_15296284_975 | AN | 8101201
load_220350332 |  | 0 | C | 0 | 0 | 0 | 0 | 0 | 0 | 0 | 0 | 0 | 0 | 0 | 0+0j | 0 | 0 | 0+0j | 0 | 0 | 0+0j | 0 | 0 | 0+0j | 0 | 0 | 0+0j | 0 | 0 | 0+0j | 2000 | 851.996 | 2000+851.996j | 0 | 0 | 0+0j | 0 | 0 | 0+0j | 0 | 0 | 0 | 0 | 0 | 0 | 0 | 0 | 0 | 0 | 0 | 0 | 0 | 0 | 0 | 0 | 0 | 0 | 1 | 0 | 0 | 1 | 0 | 0 | 0 | 0 | 0 | 0 | 0 | OPEN | node_1370078_008_15296678_57 | AN | 8101201
load_220350333 |  | 0 | C | 0 | 0 | 0 | 0 | 0 | 0 | 0 | 0 | 0 | 0 | 0 | 0+0j | 0 | 0 | 0+0j | 0 | 0 | 0+0j | 0 | 0 | 0+0j | 0 | 0 | 0+0j | 0 | 0 | 0+0j | 0 | 0 | 0+0j | 2000 | 851.996 | 2000+851.996j | 0 | 0 | 0+0j | 0 | 0 | 0 | 0 | 0 | 0 | 0 | 0 | 0 | 0 | 0 | 0 | 0 | 0 | 0 | 0 | 0 | 0 | 1 | 0 | 0 | 1 | 0 | 0 | 0 | 0 | 0 | 0 | 0 | OPEN | node_1370086_097_15296702_957 | BN | 8101201
load_220350337 |  | 0 | R | 0 | 0 | 0 | 0 | 0 | 0 | 0 | 0 | 0 | 0 | 0 | 0+0j | 0 | 0 | 0+0j | 0 | 0 | 0+0j | 0 | 0 | 0+0j | 0 | 0 | 0+0j | 0 | 0 | 0+0j | 2599.2 | 1107.255 | 2599.2+1107.255j | 0 | 0 | 0+0j | 0 | 0 | 0+0j | 0 | 0 | 0 | 0 | 0 | 0 | 0 | 0 | 0 | 0 | 0 | 0 | 0 | 0 | 0 | 0 | 0 | 0 | 1 | 0 | 0 | 1 | 0 | 0 | 0 | 0 | 0 | 0 | 0 | OPEN | node_1369375_908_15295083_676 | AN | 8101201
load_220350338 |  | 0 | R | 0 | 0 | 0 | 0 | 0 | 0 | 0 | 0 | 0 | 0 | 0 | 0+0j | 0 | 0 | 0+0j | 0 | 0 | 0+0j | 0 | 0 | 0+0j | 0 | 0 | 0+0j | 0 | 0 | 0+0j | 2599.2 | 1107.255 | 2599.2+1107.255j | 0 | 0 | 0+0j | 0 | 0 | 0+0j | 0 | 0 | 0 | 0 | 0 | 0 | 0 | 0 | 0 | 0 | 0 | 0 | 0 | 0 | 0 | 0 | 0 | 0 | 1 | 0 | 0 | 1 | 0 | 0 | 0 | 0 | 0 | 0 | 0 | OPEN | node_1369380_583_15295097_373 | AN | 8101201
load_220350339 |  | 0 | C | 0 | 0 | 0 | 0 | 0 | 0 | 0 | 0 | 0 | 0 | 0 | 0+0j | 0 | 0 | 0+0j | 0 | 0 | 0+0j | 0 | 0 | 0+0j | 0 | 0 | 0+0j | 0 | 0 | 0+0j | 27333.333 | 11643.951 | 27333.333+11643.951j | 0 | 0 | 0+0j | 0 | 0 | 0+0j | 0 | 0 | 0 | 0 | 0 | 0 | 0 | 0 | 0 | 0 | 0 | 0 | 0 | 0 | 0 | 0 | 0 | 0 | 1 | 0 | 0 | 1 | 0 | 0 | 0 | 0 | 0 | 0 | 0 | OPEN | node_1370437_651_15297423_338 | AN | 8101201
load_220350340 |  | 0 | C | 0 | 0 | 0 | 0 | 0 | 0 | 0 | 0 | 0 | 0 | 0 | 0+0j | 0 | 0 | 0+0j | 0 | 0 | 0+0j | 0 | 0 | 0+0j | 0 | 0 | 0+0j | 0 | 0 | 0+0j | 0 | 0 | 0+0j | 27333.333 | 11643.951 | 27333.333+11643.951j | 0 | 0 | 0+0j | 0 | 0 | 0 | 0 | 0 | 0 | 0 | 0 | 0 | 0 | 0 | 0 | 0 | 0 | 0 | 0 | 0 | 0 | 1 | 0 | 0 | 1 | 0 | 0 | 0 | 0 | 0 | 0 | 0 | OPEN | node_1370429_726_15297371_548 | BN | 8101201
load_220350342 |  | 0 | C | 0 | 0 | 0 | 0 | 0 | 0 | 0 | 0 | 0 | 0 | 0 | 0+0j | 0 | 0 | 0+0j | 0 | 0 | 0+0j | 0 | 0 | 0+0j | 0 | 0 | 0+0j | 0 | 0 | 0+0j | 38666.667 | 16471.931 | 38666.667+16471.931j | 0 | 0 | 0+0j | 0 | 0 | 0+0j | 0 | 0 | 0 | 0 | 0 | 0 | 0 | 0 | 0 | 0 | 0 | 0 | 0 | 0 | 0 | 0 | 0 | 0 | 1 | 0 | 0 | 1 | 0 | 0 | 0 | 0 | 0 | 0 | 0 | OPEN | node_1369606_233_15295638_011 | AN | 8101201
load_220350343 |  | 0 | C | 0 | 0 | 0 | 0 | 0 | 0 | 0 | 0 | 0 | 0 | 0 | 0+0j | 0 | 0 | 0+0j | 0 | 0 | 0+0j | 0 | 0 | 0+0j | 0 | 0 | 0+0j | 0 | 0 | 0+0j | 0 | 0 | 0+0j | 38666.667 | 16471.931 | 38666.667+16471.931j | 0 | 0 | 0+0j | 0 | 0 | 0 | 0 | 0 | 0 | 0 | 0 | 0 | 0 | 0 | 0 | 0 | 0 | 0 | 0 | 0 | 0 | 1 | 0 | 0 | 1 | 0 | 0 | 0 | 0 | 0 | 0 | 0 | OPEN | node_1369609_257_15295664_355 | BN | 8101201
load_220350344 |  | 0 | C | 0 | 0 | 0 | 0 | 0 | 0 | 0 | 0 | 0 | 0 | 0 | 0+0j | 0 | 0 | 0+0j | 0 | 0 | 0+0j | 0 | 0 | 0+0j | 0 | 0 | 0+0j | 0 | 0 | 0+0j | 0 | 0 | 0+0j | 0 | 0 | 0+0j | 38666.667 | 16471.931 | 38666.667+16471.931j | 0 | 0 | 0 | 0 | 0 | 0 | 0 | 0 | 0 | 0 | 0 | 0 | 0 | 0 | 0 | 0 | 0 | 0 | 1 | 0 | 0 | 1 | 0 | 0 | 0 | 0 | 0 | 0 | 0 | OPEN | node_1369607_106_15295690_805 | CN | 8101201
load_220350432 |  | 0 | C | 0 | 0 | 0 | 0 | 0 | 0 | 0 | 0 | 0 | 0 | 0 | 0+0j | 0 | 0 | 0+0j | 0 | 0 | 0+0j | 0 | 0 | 0+0j | 0 | 0 | 0+0j | 0 | 0 | 0+0j | 15333.333 | 6531.973 | 15333.333+6531.973j | 0 | 0 | 0+0j | 0 | 0 | 0+0j | 0 | 0 | 0 | 0 | 0 | 0 | 0 | 0 | 0 | 0 | 0 | 0 | 0 | 0 | 0 | 0 | 0 | 0 | 1 | 0 | 0 | 1 | 0 | 0 | 0 | 0 | 0 | 0 | 0 | OPEN | node_1367511_636_15291890_103 | AN | 8101201
load_220350433 |  | 0 | C | 0 | 0 | 0 | 0 | 0 | 0 | 0 | 0 | 0 | 0 | 0 | 0+0j | 0 | 0 | 0+0j | 0 | 0 | 0+0j | 0 | 0 | 0+0j | 0 | 0 | 0+0j | 0 | 0 | 0+0j | 0 | 0 | 0+0j | 15333.333 | 6531.973 | 15333.333+6531.973j | 0 | 0 | 0+0j | 0 | 0 | 0 | 0 | 0 | 0 | 0 | 0 | 0 | 0 | 0 | 0 | 0 | 0 | 0 | 0 | 0 | 0 | 1 | 0 | 0 | 1 | 0 | 0 | 0 | 0 | 0 | 0 | 0 | OPEN | node_1367492_898_15291881_197 | BN | 8101201
load_220350434 |  | 0 | C | 0 | 0 | 0 | 0 | 0 | 0 | 0 | 0 | 0 | 0 | 0 | 0+0j | 0 | 0 | 0+0j | 0 | 0 | 0+0j | 0 | 0 | 0+0j | 0 | 0 | 0+0j | 0 | 0 | 0+0j | 0 | 0 | 0+0j | 0 | 0 | 0+0j | 15333.333 | 6531.973 | 15333.333+6531.973j | 0 | 0 | 0 | 0 | 0 | 0 | 0 | 0 | 0 | 0 | 0 | 0 | 0 | 0 | 0 | 0 | 0 | 0 | 1 | 0 | 0 | 1 | 0 | 0 | 0 | 0 | 0 | 0 | 0 | OPEN | node_1367531_417_15291892_211 | CN | 8101201
load_220350435 |  | 0 | C | 0 | 0 | 0 | 0 | 0 | 0 | 0 | 0 | 0 | 0 | 0 | 0+0j | 0 | 0 | 0+0j | 0 | 0 | 0+0j | 0 | 0 | 0+0j | 0 | 0 | 0+0j | 0 | 0 | 0+0j | 50000 | 21299.911 | 50000+21299.911j | 0 | 0 | 0+0j | 0 | 0 | 0+0j | 0 | 0 | 0 | 0 | 0 | 0 | 0 | 0 | 0 | 0 | 0 | 0 | 0 | 0 | 0 | 0 | 0 | 0 | 1 | 0 | 0 | 1 | 0 | 0 | 0 | 0 | 0 | 0 | 0 | OPEN | node_1367483_682_15291884_725 | AN | 8101201
load_220350436 |  | 0 | C | 0 | 0 | 0 | 0 | 0 | 0 | 0 | 0 | 0 | 0 | 0 | 0+0j | 0 | 0 | 0+0j | 0 | 0 | 0+0j | 0 | 0 | 0+0j | 0 | 0 | 0+0j | 0 | 0 | 0+0j | 0 | 0 | 0+0j | 50000 | 21299.911 | 50000+21299.911j | 0 | 0 | 0+0j | 0 | 0 | 0 | 0 | 0 | 0 | 0 | 0 | 0 | 0 | 0 | 0 | 0 | 0 | 0 | 0 | 0 | 0 | 1 | 0 | 0 | 1 | 0 | 0 | 0 | 0 | 0 | 0 | 0 | OPEN | node_1367503_423_15291887_485 | BN | 8101201
load_220350437 |  | 0 | C | 0 | 0 | 0 | 0 | 0 | 0 | 0 | 0 | 0 | 0 | 0 | 0+0j | 0 | 0 | 0+0j | 0 | 0 | 0+0j | 0 | 0 | 0+0j | 0 | 0 | 0+0j | 0 | 0 | 0+0j | 0 | 0 | 0+0j | 0 | 0 | 0+0j | 50000 | 21299.911 | 50000+21299.911j | 0 | 0 | 0 | 0 | 0 | 0 | 0 | 0 | 0 | 0 | 0 | 0 | 0 | 0 | 0 | 0 | 0 | 0 | 1 | 0 | 0 | 1 | 0 | 0 | 0 | 0 | 0 | 0 | 0 | OPEN | node_1367465_111_15291875_204 | CN | 8101201
load_220350438 |  | 0 | C | 0 | 0 | 0 | 0 | 0 | 0 | 0 | 0 | 0 | 0 | 0 | 0+0j | 0 | 0 | 0+0j | 0 | 0 | 0+0j | 0 | 0 | 0+0j | 0 | 0 | 0+0j | 0 | 0 | 0+0j | 65000 | 27689.884 | 65000+27689.884j | 0 | 0 | 0+0j | 0 | 0 | 0+0j | 0 | 0 | 0 | 0 | 0 | 0 | 0 | 0 | 0 | 0 | 0 | 0 | 0 | 0 | 0 | 0 | 0 | 0 | 1 | 0 | 0 | 1 | 0 | 0 | 0 | 0 | 0 | 0 | 0 | OPEN | node_1367793_625_15291618_915 | AN | 8101201
load_220350442 |  | 0 | C | 0 | 0 | 0 | 0 | 0 | 0 | 0 | 0 | 0 | 0 | 0 | 0+0j | 0 | 0 | 0+0j | 0 | 0 | 0+0j | 0 | 0 | 0+0j | 0 | 0 | 0+0j | 0 | 0 | 0+0j | 1296 | 552.094 | 1296+552.094j | 0 | 0 | 0+0j | 0 | 0 | 0+0j | 0 | 0 | 0 | 0 | 0 | 0 | 0 | 0 | 0 | 0 | 0 | 0 | 0 | 0 | 0 | 0 | 0 | 0 | 1 | 0 | 0 | 1 | 0 | 0 | 0 | 0 | 0 | 0 | 0 | OPEN | node_1367357_626_15293050_383 | AN | 8101201
load_220350444 |  | 0 | C | 0 | 0 | 0 | 0 | 0 | 0 | 0 | 0 | 0 | 0 | 0 | 0+0j | 0 | 0 | 0+0j | 0 | 0 | 0+0j | 0 | 0 | 0+0j | 0 | 0 | 0+0j | 0 | 0 | 0+0j | 0 | 0 | 0+0j | 0 | 0 | 0+0j | 0 | 0 | 0+0j | 0 | 0 | 0 | 0 | 0 | 0 | 0 | 0 | 0 | 0 | 0 | 0 | 0 | 0 | 0 | 0 | 0 | 0 | 1 | 0 | 0 | 1 | 0 | 0 | 0 | 0 | 0 | 0 | 0 | OPEN | node_1367460_302_15292588_448 | AN | 8101201
load_220350445 |  | 0 | C | 0 | 0 | 0 | 0 | 0 | 0 | 0 | 0 | 0 | 0 | 0 | 0+0j | 0 | 0 | 0+0j | 0 | 0 | 0+0j | 0 | 0 | 0+0j | 0 | 0 | 0+0j | 0 | 0 | 0+0j | 1500 | 638.997 | 1500+638.997j | 0 | 0 | 0+0j | 0 | 0 | 0+0j | 0 | 0 | 0 | 0 | 0 | 0 | 0 | 0 | 0 | 0 | 0 | 0 | 0 | 0 | 0 | 0 | 0 | 0 | 1 | 0 | 0 | 1 | 0 | 0 | 0 | 0 | 0 | 0 | 0 | OPEN | node_1367576_444_15292378_155 | AN | 8101201
load_220350446 |  | 0 | C | 0 | 0 | 0 | 0 | 0 | 0 | 0 | 0 | 0 | 0 | 0 | 0+0j | 0 | 0 | 0+0j | 0 | 0 | 0+0j | 0 | 0 | 0+0j | 0 | 0 | 0+0j | 0 | 0 | 0+0j | 1500 | 638.997 | 1500+638.997j | 0 | 0 | 0+0j | 0 | 0 | 0+0j | 0 | 0 | 0 | 0 | 0 | 0 | 0 | 0 | 0 | 0 | 0 | 0 | 0 | 0 | 0 | 0 | 0 | 0 | 1 | 0 | 0 | 1 | 0 | 0 | 0 | 0 | 0 | 0 | 0 | OPEN | node_1367567_233_15292401_649 | AN | 8101201
load_220350447 |  | 0 | C | 0 | 0 | 0 | 0 | 0 | 0 | 0 | 0 | 0 | 0 | 0 | 0+0j | 0 | 0 | 0+0j | 0 | 0 | 0+0j | 0 | 0 | 0+0j | 0 | 0 | 0+0j | 0 | 0 | 0+0j | 0 | 0 | 0+0j | 0 | 0 | 0+0j | 0 | 0 | 0+0j | 0 | 0 | 0 | 0 | 0 | 0 | 0 | 0 | 0 | 0 | 0 | 0 | 0 | 0 | 0 | 0 | 0 | 0 | 1 | 0 | 0 | 1 | 0 | 0 | 0 | 0 | 0 | 0 | 0 | OPEN | node_1367743_355_15292057_414 | AN | 8101201
load_220350448 |  | 0 | C | 0 | 0 | 0 | 0 | 0 | 0 | 0 | 0 | 0 | 0 | 0 | 0+0j | 0 | 0 | 0+0j | 0 | 0 | 0+0j | 0 | 0 | 0+0j | 0 | 0 | 0+0j | 0 | 0 | 0+0j | 0 | 0 | 0+0j | 0 | 0 | 0+0j | 0 | 0 | 0+0j | 0 | 0 | 0 | 0 | 0 | 0 | 0 | 0 | 0 | 0 | 0 | 0 | 0 | 0 | 0 | 0 | 0 | 0 | 1 | 0 | 0 | 1 | 0 | 0 | 0 | 0 | 0 | 0 | 0 | OPEN | node_1367734_373_15292081_07 | AN | 8101201
load_220423776 |  | 0 | C | 0 | 0 | 0 | 0 | 0 | 0 | 0 | 0 | 0 | 0 | 0 | 0+0j | 0 | 0 | 0+0j | 0 | 0 | 0+0j | 0 | 0 | 0+0j | 0 | 0 | 0+0j | 0 | 0 | 0+0j | 17500 | 7454.969 | 17500+7454.969j | 0 | 0 | 0+0j | 0 | 0 | 0+0j | 0 | 0 | 0 | 0 | 0 | 0 | 0 | 0 | 0 | 0 | 0 | 0 | 0 | 0 | 0 | 0 | 0 | 0 | 1 | 0 | 0 | 1 | 0 | 0 | 0 | 0 | 0 | 0 | 0 | OPEN | node_1364932_31_15292218_223 | AN | 8101201
load_220430127 |  | 0 | C | 0 | 0 | 0 | 0 | 0 | 0 | 0 | 0 | 0 | 0 | 0 | 0+0j | 0 | 0 | 0+0j | 0 | 0 | 0+0j | 0 | 0 | 0+0j | 0 | 0 | 0+0j | 0 | 0 | 0+0j | 105666.667 | 45013.812 | 105666.667+45013.812j | 0 | 0 | 0+0j | 0 | 0 | 0+0j | 0 | 0 | 0 | 0 | 0 | 0 | 0 | 0 | 0 | 0 | 0 | 0 | 0 | 0 | 0 | 0 | 0 | 0 | 1 | 0 | 0 | 1 | 0 | 0 | 0 | 0 | 0 | 0 | 0 | OPEN | node_1370778_893_15297094_923 | AN | 8101201
load_220430814 |  | 0 | C | 0 | 0 | 0 | 0 | 0 | 0 | 0 | 0 | 0 | 0 | 0 | 0+0j | 0 | 0 | 0+0j | 0 | 0 | 0+0j | 0 | 0 | 0+0j | 0 | 0 | 0+0j | 0 | 0 | 0+0j | 0 | 0 | 0+0j | 105666.667 | 45013.812 | 105666.667+45013.812j | 0 | 0 | 0+0j | 0 | 0 | 0 | 0 | 0 | 0 | 0 | 0 | 0 | 0 | 0 | 0 | 0 | 0 | 0 | 0 | 0 | 0 | 1 | 0 | 0 | 1 | 0 | 0 | 0 | 0 | 0 | 0 | 0 | OPEN | node_1370774_816_15297120_943 | BN | 8101201
load_220431926 |  | 0 | C | 0 | 0 | 0 | 0 | 0 | 0 | 0 | 0 | 0 | 0 | 0 | 0+0j | 0 | 0 | 0+0j | 0 | 0 | 0+0j | 0 | 0 | 0+0j | 0 | 0 | 0+0j | 0 | 0 | 0+0j | 18333.333 | 7809.967 | 18333.333+7809.967j | 0 | 0 | 0+0j | 0 | 0 | 0+0j | 0 | 0 | 0 | 0 | 0 | 0 | 0 | 0 | 0 | 0 | 0 | 0 | 0 | 0 | 0 | 0 | 0 | 0 | 1 | 0 | 0 | 1 | 0 | 0 | 0 | 0 | 0 | 0 | 0 | OPEN | node_1370495_438_15296829_832 | AN | 8101201
load_220431959 |  | 0 | C | 0 | 0 | 0 | 0 | 0 | 0 | 0 | 0 | 0 | 0 | 0 | 0+0j | 0 | 0 | 0+0j | 0 | 0 | 0+0j | 0 | 0 | 0+0j | 0 | 0 | 0+0j | 0 | 0 | 0+0j | 0 | 0 | 0+0j | 18333.333 | 7809.967 | 18333.333+7809.967j | 0 | 0 | 0+0j | 0 | 0 | 0 | 0 | 0 | 0 | 0 | 0 | 0 | 0 | 0 | 0 | 0 | 0 | 0 | 0 | 0 | 0 | 1 | 0 | 0 | 1 | 0 | 0 | 0 | 0 | 0 | 0 | 0 | OPEN | node_1370534_123_15296839_637 | BN | 8101201
load_220432088 |  | 0 | R | 0 | 0 | 0 | 0 | 0 | 0 | 0 | 0 | 0 | 0 | 0 | 0+0j | 0 | 0 | 0+0j | 0 | 0 | 0+0j | 0 | 0 | 0+0j | 0 | 0 | 0+0j | 0 | 0 | 0+0j | 7984.8 | 3401.511 | 7984.8+3401.511j | 0 | 0 | 0+0j | 0 | 0 | 0+0j | 0 | 0 | 0 | 0 | 0 | 0 | 0 | 0 | 0 | 0 | 0 | 0 | 0 | 0 | 0 | 0 | 0 | 0 | 1 | 0 | 0 | 1 | 0 | 0 | 0 | 0 | 0 | 0 | 0 | OPEN | node_1370486_013_15297737_637 | AN | 8101201
load_220432166 |  | 0 | C | 0 | 0 | 0 | 0 | 0 | 0 | 0 | 0 | 0 | 0 | 0 | 0+0j | 0 | 0 | 0+0j | 0 | 0 | 0+0j | 0 | 0 | 0+0j | 0 | 0 | 0+0j | 0 | 0 | 0+0j | 32666.667 | 13915.942 | 32666.667+13915.942j | 0 | 0 | 0+0j | 0 | 0 | 0+0j | 0 | 0 | 0 | 0 | 0 | 0 | 0 | 0 | 0 | 0 | 0 | 0 | 0 | 0 | 0 | 0 | 0 | 0 | 1 | 0 | 0 | 1 | 0 | 0 | 0 | 0 | 0 | 0 | 0 | OPEN | node_1369700_809_15296020_164 | AN | 8101201
load_220432167 |  | 0 | C | 0 | 0 | 0 | 0 | 0 | 0 | 0 | 0 | 0 | 0 | 0 | 0+0j | 0 | 0 | 0+0j | 0 | 0 | 0+0j | 0 | 0 | 0+0j | 0 | 0 | 0+0j | 0 | 0 | 0+0j | 0 | 0 | 0+0j | 32666.667 | 13915.942 | 32666.667+13915.942j | 0 | 0 | 0+0j | 0 | 0 | 0 | 0 | 0 | 0 | 0 | 0 | 0 | 0 | 0 | 0 | 0 | 0 | 0 | 0 | 0 | 0 | 1 | 0 | 0 | 1 | 0 | 0 | 0 | 0 | 0 | 0 | 0 | OPEN | node_1369698_636_15296046_61 | BN | 8101201
load_220432168 |  | 0 | C | 0 | 0 | 0 | 0 | 0 | 0 | 0 | 0 | 0 | 0 | 0 | 0+0j | 0 | 0 | 0+0j | 0 | 0 | 0+0j | 0 | 0 | 0+0j | 0 | 0 | 0+0j | 0 | 0 | 0+0j | 0 | 0 | 0+0j | 0 | 0 | 0+0j | 32666.667 | 13915.942 | 32666.667+13915.942j | 0 | 0 | 0 | 0 | 0 | 0 | 0 | 0 | 0 | 0 | 0 | 0 | 0 | 0 | 0 | 0 | 0 | 0 | 1 | 0 | 0 | 1 | 0 | 0 | 0 | 0 | 0 | 0 | 0 | OPEN | node_1369697_807_15295993_815 | CN | 8101201
load_220432315 |  | 0 | C | 0 | 0 | 0 | 0 | 0 | 0 | 0 | 0 | 0 | 0 | 0 | 0+0j | 0 | 0 | 0+0j | 0 | 0 | 0+0j | 0 | 0 | 0+0j | 0 | 0 | 0+0j | 0 | 0 | 0+0j | 0 | 0 | 0+0j | 0 | 0 | 0+0j | 0 | 0 | 0+0j | 0 | 0 | 0 | 0 | 0 | 0 | 0 | 0 | 0 | 0 | 0 | 0 | 0 | 0 | 0 | 0 | 0 | 0 | 1 | 0 | 0 | 1 | 0 | 0 | 0 | 0 | 0 | 0 | 0 | OPEN | node_1369960_454_15294453_575 | AN | 8101201
load_220432324 |  | 0 | C | 0 | 0 | 0 | 0 | 0 | 0 | 0 | 0 | 0 | 0 | 0 | 0+0j | 0 | 0 | 0+0j | 0 | 0 | 0+0j | 0 | 0 | 0+0j | 0 | 0 | 0+0j | 0 | 0 | 0+0j | 0 | 0 | 0+0j | 0 | 0 | 0+0j | 0 | 0 | 0+0j | 0 | 0 | 0 | 0 | 0 | 0 | 0 | 0 | 0 | 0 | 0 | 0 | 0 | 0 | 0 | 0 | 0 | 0 | 1 | 0 | 0 | 1 | 0 | 0 | 0 | 0 | 0 | 0 | 0 | OPEN | node_1369980_077_15294449_91 | BN | 8101201
load_220432561 |  | 0 | C | 0 | 0 | 0 | 0 | 0 | 0 | 0 | 0 | 0 | 0 | 0 | 0+0j | 0 | 0 | 0+0j | 0 | 0 | 0+0j | 0 | 0 | 0+0j | 0 | 0 | 0+0j | 0 | 0 | 0+0j | 0 | 0 | 0+0j | 0 | 0 | 0+0j | 0 | 0 | 0+0j | 0 | 0 | 0 | 0 | 0 | 0 | 0 | 0 | 0 | 0 | 0 | 0 | 0 | 0 | 0 | 0 | 0 | 0 | 1 | 0 | 0 | 1 | 0 | 0 | 0 | 0 | 0 | 0 | 0 | OPEN | node_1369942_242_15294463_941 | CN | 8101201
load_220432720 |  | 0 | C | 0 | 0 | 0 | 0 | 0 | 0 | 0 | 0 | 0 | 0 | 0 | 0+0j | 0 | 0 | 0+0j | 0 | 0 | 0+0j | 0 | 0 | 0+0j | 0 | 0 | 0+0j | 0 | 0 | 0+0j | 33000 | 14057.941 | 33000+14057.941j | 0 | 0 | 0+0j | 0 | 0 | 0+0j | 0 | 0 | 0 | 0 | 0 | 0 | 0 | 0 | 0 | 0 | 0 | 0 | 0 | 0 | 0 | 0 | 0 | 0 | 1 | 0 | 0 | 1 | 0 | 0 | 0 | 0 | 0 | 0 | 0 | OPEN | node_1370096_453_15294047_068 | AN | 8101201
load_220432721 |  | 0 | C | 0 | 0 | 0 | 0 | 0 | 0 | 0 | 0 | 0 | 0 | 0 | 0+0j | 0 | 0 | 0+0j | 0 | 0 | 0+0j | 0 | 0 | 0+0j | 0 | 0 | 0+0j | 0 | 0 | 0+0j | 0 | 0 | 0+0j | 33000 | 14057.941 | 33000+14057.941j | 0 | 0 | 0+0j | 0 | 0 | 0 | 0 | 0 | 0 | 0 | 0 | 0 | 0 | 0 | 0 | 0 | 0 | 0 | 0 | 0 | 0 | 1 | 0 | 0 | 1 | 0 | 0 | 0 | 0 | 0 | 0 | 0 | OPEN | node_1370145_466_15294058_15 | BN | 8101201
load_220432722 |  | 0 | C | 0 | 0 | 0 | 0 | 0 | 0 | 0 | 0 | 0 | 0 | 0 | 0+0j | 0 | 0 | 0+0j | 0 | 0 | 0+0j | 0 | 0 | 0+0j | 0 | 0 | 0+0j | 0 | 0 | 0+0j | 0 | 0 | 0+0j | 0 | 0 | 0+0j | 33000 | 14057.941 | 33000+14057.941j | 0 | 0 | 0 | 0 | 0 | 0 | 0 | 0 | 0 | 0 | 0 | 0 | 0 | 0 | 0 | 0 | 0 | 0 | 1 | 0 | 0 | 1 | 0 | 0 | 0 | 0 | 0 | 0 | 0 | OPEN | node_1370122_88_15294053_67 | CN | 8101201
load_220435038 |  | 0 | C | 0 | 0 | 0 | 0 | 0 | 0 | 0 | 0 | 0 | 0 | 0 | 0+0j | 0 | 0 | 0+0j | 0 | 0 | 0+0j | 0 | 0 | 0+0j | 0 | 0 | 0+0j | 0 | 0 | 0+0j | 0 | 0 | 0+0j | 0 | 0 | 0+0j | 18333.333 | 7809.967 | 18333.333+7809.967j | 0 | 0 | 0 | 0 | 0 | 0 | 0 | 0 | 0 | 0 | 0 | 0 | 0 | 0 | 0 | 0 | 0 | 0 | 1 | 0 | 0 | 1 | 0 | 0 | 0 | 0 | 0 | 0 | 0 | OPEN | node_1370515_244_15296831_319 | CN | 8101201
load_220491723 |  | 0 | C | 0 | 0 | 0 | 0 | 0 | 0 | 0 | 0 | 0 | 0 | 0 | 0+0j | 0 | 0 | 0+0j | 0 | 0 | 0+0j | 0 | 0 | 0+0j | 0 | 0 | 0+0j | 0 | 0 | 0+0j | 0 | 0 | 0+0j | 0 | 0 | 0+0j | 105666.667 | 45013.812 | 105666.667+45013.812j | 0 | 0 | 0 | 0 | 0 | 0 | 0 | 0 | 0 | 0 | 0 | 0 | 0 | 0 | 0 | 0 | 0 | 0 | 1 | 0 | 0 | 1 | 0 | 0 | 0 | 0 | 0 | 0 | 0 | OPEN | node_1370777_808_15297068_325 | CN | 8101201
load_220497467 |  | 0 | C | 0 | 0 | 0 | 0 | 0 | 0 | 0 | 0 | 0 | 0 | 0 | 0+0j | 0 | 0 | 0+0j | 0 | 0 | 0+0j | 0 | 0 | 0+0j | 0 | 0 | 0+0j | 0 | 0 | 0+0j | 0 | 0 | 0+0j | 0 | 0 | 0+0j | 0 | 0 | 0+0j | 0 | 0 | 0 | 0 | 0 | 0 | 0 | 0 | 0 | 0 | 0 | 0 | 0 | 0 | 0 | 0 | 0 | 0 | 1 | 0 | 0 | 1 | 0 | 0 | 0 | 0 | 0 | 0 | 0 | OPEN | node_1366360_286_15294066_28 | AN | 8101201
load_220505416 |  | 0 | C | 0 | 0 | 0 | 0 | 0 | 0 | 0 | 0 | 0 | 0 | 0 | 0+0j | 0 | 0 | 0+0j | 0 | 0 | 0+0j | 0 | 0 | 0+0j | 0 | 0 | 0+0j | 0 | 0 | 0+0j | 4000 | 1703.993 | 4000+1703.993j | 0 | 0 | 0+0j | 0 | 0 | 0+0j | 0 | 0 | 0 | 0 | 0 | 0 | 0 | 0 | 0 | 0 | 0 | 0 | 0 | 0 | 0 | 0 | 0 | 0 | 1 | 0 | 0 | 1 | 0 | 0 | 0 | 0 | 0 | 0 | 0 | OPEN | node_1367103_657_15293258_98 | AN | 8101201
load_220505416-L-1 |  | 0 | C | 0 | 0 | 0 | 0 | 0 | 0 | 0 | 0 | 0 | 0 | 0 | 0+0j | 0 | 0 | 0+0j | 0 | 0 | 0+0j | 0 | 0 | 0+0j | 0 | 0 | 0+0j | 0 | 0 | 0+0j | 0 | 0 | 0+0j | 0 | 0 | 0+0j | 0 | 0 | 0+0j | 0 | 0 | 0 | 0 | 0 | 0 | 0 | 0 | 0 | 0 | 0 | 0 | 0 | 0 | 0 | 0 | 0 | 0 | 1 | 0 | 0 | 1 | 0 | 0 | 0 | 0 | 0 | 0 | 0 | OPEN | node_1367103_657_15293258_98 | AN | 8101201
load_220505832 |  | 0 | C | 0 | 0 | 0 | 0 | 0 | 0 | 0 | 0 | 0 | 0 | 0 | 0+0j | 0 | 0 | 0+0j | 0 | 0 | 0+0j | 0 | 0 | 0+0j | 0 | 0 | 0+0j | 0 | 0 | 0+0j | 0 | 0 | 0+0j | 0 | 0 | 0+0j | 0 | 0 | 0+0j | 0 | 0 | 0 | 0 | 0 | 0 | 0 | 0 | 0 | 0 | 0 | 0 | 0 | 0 | 0 | 0 | 0 | 0 | 1 | 0 | 0 | 1 | 0 | 0 | 0 | 0 | 0 | 0 | 0 | OPEN | node_1368065_692_15293854_88 | AN | 8101201
load_220505833 |  | 0 | C | 0 | 0 | 0 | 0 | 0 | 0 | 0 | 0 | 0 | 0 | 0 | 0+0j | 0 | 0 | 0+0j | 0 | 0 | 0+0j | 0 | 0 | 0+0j | 0 | 0 | 0+0j | 0 | 0 | 0+0j | 0 | 0 | 0+0j | 0 | 0 | 0+0j | 0 | 0 | 0+0j | 0 | 0 | 0 | 0 | 0 | 0 | 0 | 0 | 0 | 0 | 0 | 0 | 0 | 0 | 0 | 0 | 0 | 0 | 1 | 0 | 0 | 1 | 0 | 0 | 0 | 0 | 0 | 0 | 0 | OPEN | node_1368049_719_15293838_947 | BN | 8101201
load_220505834 |  | 0 | C | 0 | 0 | 0 | 0 | 0 | 0 | 0 | 0 | 0 | 0 | 0 | 0+0j | 0 | 0 | 0+0j | 0 | 0 | 0+0j | 0 | 0 | 0+0j | 0 | 0 | 0+0j | 0 | 0 | 0+0j | 0 | 0 | 0+0j | 0 | 0 | 0+0j | 0 | 0 | 0+0j | 0 | 0 | 0 | 0 | 0 | 0 | 0 | 0 | 0 | 0 | 0 | 0 | 0 | 0 | 0 | 0 | 0 | 0 | 1 | 0 | 0 | 1 | 0 | 0 | 0 | 0 | 0 | 0 | 0 | OPEN | node_1368084_163_15293864_747 | CN | 8101201
load_220522217 |  | 0 | C | 0 | 0 | 0 | 0 | 0 | 0 | 0 | 0 | 0 | 0 | 0 | 0+0j | 0 | 0 | 0+0j | 0 | 0 | 0+0j | 0 | 0 | 0+0j | 0 | 0 | 0+0j | 0 | 0 | 0+0j | 0 | 0 | 0+0j | 0 | 0 | 0+0j | 27333.333 | 11643.951 | 27333.333+11643.951j | 0 | 0 | 0 | 0 | 0 | 0 | 0 | 0 | 0 | 0 | 0 | 0 | 0 | 0 | 0 | 0 | 0 | 0 | 1 | 0 | 0 | 1 | 0 | 0 | 0 | 0 | 0 | 0 | 0 | OPEN | node_1370436_223_15297396_766 | CN | 8101201
load_220524397 |  | 0 | C | 0 | 0 | 0 | 0 | 0 | 0 | 0 | 0 | 0 | 0 | 0 | 0+0j | 0 | 0 | 0+0j | 0 | 0 | 0+0j | 0 | 0 | 0+0j | 0 | 0 | 0+0j | 0 | 0 | 0+0j | 10333.333 | 4401.981 | 10333.333+4401.981j | 0 | 0 | 0+0j | 0 | 0 | 0+0j | 0 | 0 | 0 | 0 | 0 | 0 | 0 | 0 | 0 | 0 | 0 | 0 | 0 | 0 | 0 | 0 | 0 | 0 | 1 | 0 | 0 | 1 | 0 | 0 | 0 | 0 | 0 | 0 | 0 | OPEN | node_1369249_237_15294342_017 | AN | 8101201
load_220524399 |  | 0 | C | 0 | 0 | 0 | 0 | 0 | 0 | 0 | 0 | 0 | 0 | 0 | 0+0j | 0 | 0 | 0+0j | 0 | 0 | 0+0j | 0 | 0 | 0+0j | 0 | 0 | 0+0j | 0 | 0 | 0+0j | 0 | 0 | 0+0j | 10333.333 | 4401.981 | 10333.333+4401.981j | 0 | 0 | 0+0j | 0 | 0 | 0 | 0 | 0 | 0 | 0 | 0 | 0 | 0 | 0 | 0 | 0 | 0 | 0 | 0 | 0 | 0 | 1 | 0 | 0 | 1 | 0 | 0 | 0 | 0 | 0 | 0 | 0 | OPEN | node_1369260_075_15294319_82 | BN | 8101201
load_220524403 |  | 0 | C | 0 | 0 | 0 | 0 | 0 | 0 | 0 | 0 | 0 | 0 | 0 | 0+0j | 0 | 0 | 0+0j | 0 | 0 | 0+0j | 0 | 0 | 0+0j | 0 | 0 | 0+0j | 0 | 0 | 0+0j | 0 | 0 | 0+0j | 0 | 0 | 0+0j | 10333.333 | 4401.981 | 10333.333+4401.981j | 0 | 0 | 0 | 0 | 0 | 0 | 0 | 0 | 0 | 0 | 0 | 0 | 0 | 0 | 0 | 0 | 0 | 0 | 1 | 0 | 0 | 1 | 0 | 0 | 0 | 0 | 0 | 0 | 0 | OPEN | node_1369243_067_15294367_265 | CN | 8101201
load_220527019 |  | 0 | C | 0 | 0 | 0 | 0 | 0 | 0 | 0 | 0 | 0 | 0 | 0 | 0+0j | 0 | 0 | 0+0j | 0 | 0 | 0+0j | 0 | 0 | 0+0j | 0 | 0 | 0+0j | 0 | 0 | 0+0j | 7333.333 | 3123.987 | 7333.333+3123.987j | 7333.333 | 3123.987 | 7333.333+3123.987j | 7333.333 | 3123.987 | 7333.333+3123.987j | 0 | 0 | 0 | 0 | 0 | 0 | 0 | 0 | 0 | 0 | 0 | 0 | 0 | 0 | 0 | 0 | 0 | 0 | 1 | 0 | 0 | 1 | 0 | 0 | 0 | 0 | 0 | 0 | 0 | OPEN | node_1364088_828_15291739_1 | ABCN | 8101201
load_220530169 |  | 0 | C | 0 | 0 | 0 | 0 | 0 | 0 | 0 | 0 | 0 | 0 | 0 | 0+0j | 0 | 0 | 0+0j | 0 | 0 | 0+0j | 0 | 0 | 0+0j | 0 | 0 | 0+0j | 0 | 0 | 0+0j | 168666.667 | 71851.699 | 168666.667+71851.699j | 168666.667 | 71851.699 | 168666.667+71851.699j | 168666.667 | 71851.699 | 168666.667+71851.699j | 0 | 0 | 0 | 0 | 0 | 0 | 0 | 0 | 0 | 0 | 0 | 0 | 0 | 0 | 0 | 0 | 0 | 0 | 1 | 0 | 0 | 1 | 0 | 0 | 0 | 0 | 0 | 0 | 0 | OPEN | node_1369808_669_15294951_149 | ABCN | 8101201
load_220542347 |  | 0 | C | 0 | 0 | 0 | 0 | 0 | 0 | 0 | 0 | 0 | 0 | 0 | 0+0j | 0 | 0 | 0+0j | 0 | 0 | 0+0j | 0 | 0 | 0+0j | 0 | 0 | 0+0j | 0 | 0 | 0+0j | 5000 | 2129.991 | 5000+2129.991j | 0 | 0 | 0+0j | 0 | 0 | 0+0j | 0 | 0 | 0 | 0 | 0 | 0 | 0 | 0 | 0 | 0 | 0 | 0 | 0 | 0 | 0 | 0 | 0 | 0 | 1 | 0 | 0 | 1 | 0 | 0 | 0 | 0 | 0 | 0 | 0 | OPEN | node_1367965_105_15291255_33 | AN | 8101201
load_220542386 |  | 0 | C | 0 | 0 | 0 | 0 | 0 | 0 | 0 | 0 | 0 | 0 | 0 | 0+0j | 0 | 0 | 0+0j | 0 | 0 | 0+0j | 0 | 0 | 0+0j | 0 | 0 | 0+0j | 0 | 0 | 0+0j | 5000 | 2129.991 | 5000+2129.991j | 0 | 0 | 0+0j | 0 | 0 | 0+0j | 0 | 0 | 0 | 0 | 0 | 0 | 0 | 0 | 0 | 0 | 0 | 0 | 0 | 0 | 0 | 0 | 0 | 0 | 1 | 0 | 0 | 1 | 0 | 0 | 0 | 0 | 0 | 0 | 0 | OPEN | node_1367959_889_15291280_971 | AN | 8101201
load_220543391 |  | 0 | C | 0 | 0 | 0 | 0 | 0 | 0 | 0 | 0 | 0 | 0 | 0 | 0+0j | 0 | 0 | 0+0j | 0 | 0 | 0+0j | 0 | 0 | 0+0j | 0 | 0 | 0+0j | 0 | 0 | 0+0j | 0 | 0 | 0+0j | 0 | 0 | 0+0j | 0 | 0 | 0+0j | 0 | 0 | 0 | 0 | 0 | 0 | 0 | 0 | 0 | 0 | 0 | 0 | 0 | 0 | 0 | 0 | 0 | 0 | 1 | 0 | 0 | 1 | 0 | 0 | 0 | 0 | 0 | 0 | 0 | OPEN | node_1373606_234_15296210_748 | AN | 8101201
load_220551778 |  | 0 | C | 0 | 0 | 0 | 0 | 0 | 0 | 0 | 0 | 0 | 0 | 0 | 0+0j | 0 | 0 | 0+0j | 0 | 0 | 0+0j | 0 | 0 | 0+0j | 0 | 0 | 0+0j | 0 | 0 | 0+0j | 9333.333 | 3975.983 | 9333.333+3975.983j | 0 | 0 | 0+0j | 0 | 0 | 0+0j | 0 | 0 | 0 | 0 | 0 | 0 | 0 | 0 | 0 | 0 | 0 | 0 | 0 | 0 | 0 | 0 | 0 | 0 | 1 | 0 | 0 | 1 | 0 | 0 | 0 | 0 | 0 | 0 | 0 | OPEN | node_1373892_217_15295965_928 | AN | 8101201
load_220551779 |  | 0 | C | 0 | 0 | 0 | 0 | 0 | 0 | 0 | 0 | 0 | 0 | 0 | 0+0j | 0 | 0 | 0+0j | 0 | 0 | 0+0j | 0 | 0 | 0+0j | 0 | 0 | 0+0j | 0 | 0 | 0+0j | 0 | 0 | 0+0j | 9333.333 | 3975.983 | 9333.333+3975.983j | 0 | 0 | 0+0j | 0 | 0 | 0 | 0 | 0 | 0 | 0 | 0 | 0 | 0 | 0 | 0 | 0 | 0 | 0 | 0 | 0 | 0 | 1 | 0 | 0 | 1 | 0 | 0 | 0 | 0 | 0 | 0 | 0 | OPEN | node_1373910_313_15295955_211 | BN | 8101201
load_220551812 |  | 0 | C | 0 | 0 | 0 | 0 | 0 | 0 | 0 | 0 | 0 | 0 | 0 | 0+0j | 0 | 0 | 0+0j | 0 | 0 | 0+0j | 0 | 0 | 0+0j | 0 | 0 | 0+0j | 0 | 0 | 0+0j | 0 | 0 | 0+0j | 0 | 0 | 0+0j | 9333.333 | 3975.983 | 9333.333+3975.983j | 0 | 0 | 0 | 0 | 0 | 0 | 0 | 0 | 0 | 0 | 0 | 0 | 0 | 0 | 0 | 0 | 0 | 0 | 1 | 0 | 0 | 1 | 0 | 0 | 0 | 0 | 0 | 0 | 0 | OPEN | node_1373876_834_15295982_59 | CN | 8101201
load_220553969 |  | 0 | C | 0 | 0 | 0 | 0 | 0 | 0 | 0 | 0 | 0 | 0 | 0 | 0+0j | 0 | 0 | 0+0j | 0 | 0 | 0+0j | 0 | 0 | 0+0j | 0 | 0 | 0+0j | 0 | 0 | 0+0j | 18000 | 7667.968 | 18000+7667.968j | 0 | 0 | 0+0j | 0 | 0 | 0+0j | 0 | 0 | 0 | 0 | 0 | 0 | 0 | 0 | 0 | 0 | 0 | 0 | 0 | 0 | 0 | 0 | 0 | 0 | 1 | 0 | 0 | 1 | 0 | 0 | 0 | 0 | 0 | 0 | 0 | OPEN | node_1369871_967_15297011_125 | AN | 8101201
load_220553970 |  | 0 | C | 0 | 0 | 0 | 0 | 0 | 0 | 0 | 0 | 0 | 0 | 0 | 0+0j | 0 | 0 | 0+0j | 0 | 0 | 0+0j | 0 | 0 | 0+0j | 0 | 0 | 0+0j | 0 | 0 | 0+0j | 0 | 0 | 0+0j | 18000 | 7667.968 | 18000+7667.968j | 0 | 0 | 0+0j | 0 | 0 | 0 | 0 | 0 | 0 | 0 | 0 | 0 | 0 | 0 | 0 | 0 | 0 | 0 | 0 | 0 | 0 | 1 | 0 | 0 | 1 | 0 | 0 | 0 | 0 | 0 | 0 | 0 | OPEN | node_1369857_122_15296993_333 | BN | 8101201
load_220553972 |  | 0 | C | 0 | 0 | 0 | 0 | 0 | 0 | 0 | 0 | 0 | 0 | 0 | 0+0j | 0 | 0 | 0+0j | 0 | 0 | 0+0j | 0 | 0 | 0+0j | 0 | 0 | 0+0j | 0 | 0 | 0+0j | 0 | 0 | 0+0j | 0 | 0 | 0+0j | 18000 | 7667.968 | 18000+7667.968j | 0 | 0 | 0 | 0 | 0 | 0 | 0 | 0 | 0 | 0 | 0 | 0 | 0 | 0 | 0 | 0 | 0 | 0 | 1 | 0 | 0 | 1 | 0 | 0 | 0 | 0 | 0 | 0 | 0 | OPEN | node_1369889_708_15297023_184 | CN | 8101201
load_220577686 |  | 0 | C | 0 | 0 | 0 | 0 | 0 | 0 | 0 | 0 | 0 | 0 | 0 | 0+0j | 0 | 0 | 0+0j | 0 | 0 | 0+0j | 0 | 0 | 0+0j | 0 | 0 | 0+0j | 0 | 0 | 0+0j | 7000 | 2981.988 | 7000+2981.988j | 0 | 0 | 0+0j | 0 | 0 | 0+0j | 0 | 0 | 0 | 0 | 0 | 0 | 0 | 0 | 0 | 0 | 0 | 0 | 0 | 0 | 0 | 0 | 0 | 0 | 1 | 0 | 0 | 1 | 0 | 0 | 0 | 0 | 0 | 0 | 0 | OPEN | node_1368057_695_15292369_401 | AN | 8101201
load_220577688 |  | 0 | C | 0 | 0 | 0 | 0 | 0 | 0 | 0 | 0 | 0 | 0 | 0 | 0+0j | 0 | 0 | 0+0j | 0 | 0 | 0+0j | 0 | 0 | 0+0j | 0 | 0 | 0+0j | 0 | 0 | 0+0j | 0 | 0 | 0+0j | 7000 | 2981.988 | 7000+2981.988j | 0 | 0 | 0+0j | 0 | 0 | 0 | 0 | 0 | 0 | 0 | 0 | 0 | 0 | 0 | 0 | 0 | 0 | 0 | 0 | 0 | 0 | 1 | 0 | 0 | 1 | 0 | 0 | 0 | 0 | 0 | 0 | 0 | OPEN | node_1368039_774_15292357_825 | BN | 8101201
load_220579674 |  | 0 | C | 0 | 0 | 0 | 0 | 0 | 0 | 0 | 0 | 0 | 0 | 0 | 0+0j | 0 | 0 | 0+0j | 0 | 0 | 0+0j | 0 | 0 | 0+0j | 0 | 0 | 0+0j | 0 | 0 | 0+0j | 15666.667 | 6673.972 | 15666.667+6673.972j | 0 | 0 | 0+0j | 0 | 0 | 0+0j | 0 | 0 | 0 | 0 | 0 | 0 | 0 | 0 | 0 | 0 | 0 | 0 | 0 | 0 | 0 | 0 | 0 | 0 | 1 | 0 | 0 | 1 | 0 | 0 | 0 | 0 | 0 | 0 | 0 | OPEN | node_1367737_897_15292292_545 | AN | 8101201
load_220579703 |  | 0 | C | 0 | 0 | 0 | 0 | 0 | 0 | 0 | 0 | 0 | 0 | 0 | 0+0j | 0 | 0 | 0+0j | 0 | 0 | 0+0j | 0 | 0 | 0+0j | 0 | 0 | 0+0j | 0 | 0 | 0+0j | 0 | 0 | 0+0j | 15666.667 | 6673.972 | 15666.667+6673.972j | 0 | 0 | 0+0j | 0 | 0 | 0 | 0 | 0 | 0 | 0 | 0 | 0 | 0 | 0 | 0 | 0 | 0 | 0 | 0 | 0 | 0 | 1 | 0 | 0 | 1 | 0 | 0 | 0 | 0 | 0 | 0 | 0 | OPEN | node_1367720_527_15292279_53 | BN | 8101201
load_220579897 |  | 0 | C | 0 | 0 | 0 | 0 | 0 | 0 | 0 | 0 | 0 | 0 | 0 | 0+0j | 0 | 0 | 0+0j | 0 | 0 | 0+0j | 0 | 0 | 0+0j | 0 | 0 | 0+0j | 0 | 0 | 0+0j | 0 | 0 | 0+0j | 0 | 0 | 0+0j | 15666.667 | 6673.972 | 15666.667+6673.972j | 0 | 0 | 0 | 0 | 0 | 0 | 0 | 0 | 0 | 0 | 0 | 0 | 0 | 0 | 0 | 0 | 0 | 0 | 1 | 0 | 0 | 1 | 0 | 0 | 0 | 0 | 0 | 0 | 0 | OPEN | node_1367757_153_15292299_104 | CN | 8101201
load_220606738 |  | 0 | C | 0 | 0 | 0 | 0 | 0 | 0 | 0 | 0 | 0 | 0 | 0 | 0+0j | 0 | 0 | 0+0j | 0 | 0 | 0+0j | 0 | 0 | 0+0j | 0 | 0 | 0+0j | 0 | 0 | 0+0j | 32333.333 | 13773.942 | 32333.333+13773.942j | 0 | 0 | 0+0j | 0 | 0 | 0+0j | 0 | 0 | 0 | 0 | 0 | 0 | 0 | 0 | 0 | 0 | 0 | 0 | 0 | 0 | 0 | 0 | 0 | 0 | 1 | 0 | 0 | 1 | 0 | 0 | 0 | 0 | 0 | 0 | 0 | OPEN | node_1368864_555_15294549_164 | AN | 8101201
load_220606739 |  | 0 | C | 0 | 0 | 0 | 0 | 0 | 0 | 0 | 0 | 0 | 0 | 0 | 0+0j | 0 | 0 | 0+0j | 0 | 0 | 0+0j | 0 | 0 | 0+0j | 0 | 0 | 0+0j | 0 | 0 | 0+0j | 0 | 0 | 0+0j | 32333.333 | 13773.942 | 32333.333+13773.942j | 0 | 0 | 0+0j | 0 | 0 | 0 | 0 | 0 | 0 | 0 | 0 | 0 | 0 | 0 | 0 | 0 | 0 | 0 | 0 | 0 | 0 | 1 | 0 | 0 | 1 | 0 | 0 | 0 | 0 | 0 | 0 | 0 | OPEN | node_1368853_731_15294526_751 | BN | 8101201
load_220606740 |  | 0 | C | 0 | 0 | 0 | 0 | 0 | 0 | 0 | 0 | 0 | 0 | 0 | 0+0j | 0 | 0 | 0+0j | 0 | 0 | 0+0j | 0 | 0 | 0+0j | 0 | 0 | 0+0j | 0 | 0 | 0+0j | 0 | 0 | 0+0j | 0 | 0 | 0+0j | 32333.333 | 13773.942 | 32333.333+13773.942j | 0 | 0 | 0 | 0 | 0 | 0 | 0 | 0 | 0 | 0 | 0 | 0 | 0 | 0 | 0 | 0 | 0 | 0 | 1 | 0 | 0 | 1 | 0 | 0 | 0 | 0 | 0 | 0 | 0 | OPEN | node_1368879_31_15294567_094 | CN | 8101201
load_220606741 |  | 0 | C | 0 | 0 | 0 | 0 | 0 | 0 | 0 | 0 | 0 | 0 | 0 | 0+0j | 0 | 0 | 0+0j | 0 | 0 | 0+0j | 0 | 0 | 0+0j | 0 | 0 | 0+0j | 0 | 0 | 0+0j | 0 | 0 | 0+0j | 0 | 0 | 0+0j | 0 | 0 | 0+0j | 0 | 0 | 0 | 0 | 0 | 0 | 0 | 0 | 0 | 0 | 0 | 0 | 0 | 0 | 0 | 0 | 0 | 0 | 1 | 0 | 0 | 1 | 0 | 0 | 0 | 0 | 0 | 0 | 0 | OPEN | node_1369189_242_15295073_274 | AN | 8101201
load_220613542 |  | 0 | C | 0 | 0 | 0 | 0 | 0 | 0 | 0 | 0 | 0 | 0 | 0 | 0+0j | 0 | 0 | 0+0j | 0 | 0 | 0+0j | 0 | 0 | 0+0j | 0 | 0 | 0+0j | 0 | 0 | 0+0j | 0 | 0 | 0+0j | 0 | 0 | 0+0j | 20666.667 | 8803.963 | 20666.667+8803.963j | 0 | 0 | 0 | 0 | 0 | 0 | 0 | 0 | 0 | 0 | 0 | 0 | 0 | 0 | 0 | 0 | 0 | 0 | 1 | 0 | 0 | 1 | 0 | 0 | 0 | 0 | 0 | 0 | 0 | OPEN | node_1368676_959_15294369_348 | CN | 8101201
load_220617453 |  | 0 | C | 0 | 0 | 0 | 0 | 0 | 0 | 0 | 0 | 0 | 0 | 0 | 0+0j | 0 | 0 | 0+0j | 0 | 0 | 0+0j | 0 | 0 | 0+0j | 0 | 0 | 0+0j | 0 | 0 | 0+0j | 0 | 0 | 0+0j | 0 | 0 | 0+0j | 0 | 0 | 0+0j | 0 | 0 | 0 | 0 | 0 | 0 | 0 | 0 | 0 | 0 | 0 | 0 | 0 | 0 | 0 | 0 | 0 | 0 | 1 | 0 | 0 | 1 | 0 | 0 | 0 | 0 | 0 | 0 | 0 | OPEN | node_1366260_782_15292837_643 | CN | 8101201
load_220623384 |  | 0 | C | 0 | 0 | 0 | 0 | 0 | 0 | 0 | 0 | 0 | 0 | 0 | 0+0j | 0 | 0 | 0+0j | 0 | 0 | 0+0j | 0 | 0 | 0+0j | 0 | 0 | 0+0j | 0 | 0 | 0+0j | 14333.333 | 6105.974 | 14333.333+6105.974j | 0 | 0 | 0+0j | 0 | 0 | 0+0j | 0 | 0 | 0 | 0 | 0 | 0 | 0 | 0 | 0 | 0 | 0 | 0 | 0 | 0 | 0 | 0 | 0 | 0 | 1 | 0 | 0 | 1 | 0 | 0 | 0 | 0 | 0 | 0 | 0 | OPEN | node_1365128_602_15292439_13 | AN | 8101201
load_220623385 |  | 0 | C | 0 | 0 | 0 | 0 | 0 | 0 | 0 | 0 | 0 | 0 | 0 | 0+0j | 0 | 0 | 0+0j | 0 | 0 | 0+0j | 0 | 0 | 0+0j | 0 | 0 | 0+0j | 0 | 0 | 0+0j | 0 | 0 | 0+0j | 14333.333 | 6105.974 | 14333.333+6105.974j | 0 | 0 | 0+0j | 0 | 0 | 0 | 0 | 0 | 0 | 0 | 0 | 0 | 0 | 0 | 0 | 0 | 0 | 0 | 0 | 0 | 0 | 1 | 0 | 0 | 1 | 0 | 0 | 0 | 0 | 0 | 0 | 0 | OPEN | node_1365123_576_15292464_84 | BN | 8101201
load_220623386 |  | 0 | C | 0 | 0 | 0 | 0 | 0 | 0 | 0 | 0 | 0 | 0 | 0 | 0+0j | 0 | 0 | 0+0j | 0 | 0 | 0+0j | 0 | 0 | 0+0j | 0 | 0 | 0+0j | 0 | 0 | 0+0j | 0 | 0 | 0+0j | 0 | 0 | 0+0j | 14333.333 | 6105.974 | 14333.333+6105.974j | 0 | 0 | 0 | 0 | 0 | 0 | 0 | 0 | 0 | 0 | 0 | 0 | 0 | 0 | 0 | 0 | 0 | 0 | 1 | 0 | 0 | 1 | 0 | 0 | 0 | 0 | 0 | 0 | 0 | OPEN | node_1365128_491_15292412_502 | CN | 8101201
load_220624272 |  | 0 | C | 0 | 0 | 0 | 0 | 0 | 0 | 0 | 0 | 0 | 0 | 0 | 0+0j | 0 | 0 | 0+0j | 0 | 0 | 0+0j | 0 | 0 | 0+0j | 0 | 0 | 0+0j | 0 | 0 | 0+0j | 58000 | 24707.897 | 58000+24707.897j | 0 | 0 | 0+0j | 0 | 0 | 0+0j | 0 | 0 | 0 | 0 | 0 | 0 | 0 | 0 | 0 | 0 | 0 | 0 | 0 | 0 | 0 | 0 | 0 | 0 | 1 | 0 | 0 | 1 | 0 | 0 | 0 | 0 | 0 | 0 | 0 | OPEN | node_1368675_247_15293392_62 | AN | 8101201
load_220624279 |  | 0 | C | 0 | 0 | 0 | 0 | 0 | 0 | 0 | 0 | 0 | 0 | 0 | 0+0j | 0 | 0 | 0+0j | 0 | 0 | 0+0j | 0 | 0 | 0+0j | 0 | 0 | 0+0j | 0 | 0 | 0+0j | 0 | 0 | 0+0j | 58000 | 24707.897 | 58000+24707.897j | 0 | 0 | 0+0j | 0 | 0 | 0 | 0 | 0 | 0 | 0 | 0 | 0 | 0 | 0 | 0 | 0 | 0 | 0 | 0 | 0 | 0 | 1 | 0 | 0 | 1 | 0 | 0 | 0 | 0 | 0 | 0 | 0 | OPEN | node_1368656_118_15293399_47 | BN | 8101201
load_220624280 |  | 0 | C | 0 | 0 | 0 | 0 | 0 | 0 | 0 | 0 | 0 | 0 | 0 | 0+0j | 0 | 0 | 0+0j | 0 | 0 | 0+0j | 0 | 0 | 0+0j | 0 | 0 | 0+0j | 0 | 0 | 0+0j | 0 | 0 | 0+0j | 0 | 0 | 0+0j | 58000 | 24707.897 | 58000+24707.897j | 0 | 0 | 0 | 0 | 0 | 0 | 0 | 0 | 0 | 0 | 0 | 0 | 0 | 0 | 0 | 0 | 0 | 0 | 1 | 0 | 0 | 1 | 0 | 0 | 0 | 0 | 0 | 0 | 0 | OPEN | node_1368692_368_15293379_343 | CN | 8101201
load_220642663 |  | 0 | C | 0 | 0 | 0 | 0 | 0 | 0 | 0 | 0 | 0 | 0 | 0 | 0+0j | 0 | 0 | 0+0j | 0 | 0 | 0+0j | 0 | 0 | 0+0j | 0 | 0 | 0+0j | 0 | 0 | 0+0j | 8333.333 | 3549.985 | 8333.333+3549.985j | 0 | 0 | 0+0j | 0 | 0 | 0+0j | 0 | 0 | 0 | 0 | 0 | 0 | 0 | 0 | 0 | 0 | 0 | 0 | 0 | 0 | 0 | 0 | 0 | 0 | 1 | 0 | 0 | 1 | 0 | 0 | 0 | 0 | 0 | 0 | 0 | OPEN | node_1369431_701_15293727_153 | AN | 8101201
load_220642664 |  | 0 | C | 0 | 0 | 0 | 0 | 0 | 0 | 0 | 0 | 0 | 0 | 0 | 0+0j | 0 | 0 | 0+0j | 0 | 0 | 0+0j | 0 | 0 | 0+0j | 0 | 0 | 0+0j | 0 | 0 | 0+0j | 0 | 0 | 0+0j | 8333.333 | 3549.985 | 8333.333+3549.985j | 0 | 0 | 0+0j | 0 | 0 | 0 | 0 | 0 | 0 | 0 | 0 | 0 | 0 | 0 | 0 | 0 | 0 | 0 | 0 | 0 | 0 | 1 | 0 | 0 | 1 | 0 | 0 | 0 | 0 | 0 | 0 | 0 | OPEN | node_1369415_023_15293679_181 | BN | 8101201
load_220642665 |  | 0 | C | 0 | 0 | 0 | 0 | 0 | 0 | 0 | 0 | 0 | 0 | 0 | 0+0j | 0 | 0 | 0+0j | 0 | 0 | 0+0j | 0 | 0 | 0+0j | 0 | 0 | 0+0j | 0 | 0 | 0+0j | 0 | 0 | 0+0j | 0 | 0 | 0+0j | 8333.333 | 3549.985 | 8333.333+3549.985j | 0 | 0 | 0 | 0 | 0 | 0 | 0 | 0 | 0 | 0 | 0 | 0 | 0 | 0 | 0 | 0 | 0 | 0 | 1 | 0 | 0 | 1 | 0 | 0 | 0 | 0 | 0 | 0 | 0 | OPEN | node_1369425_706_15293701_714 | CN | 8101201
load_310008395 |  | 0 | C | 0 | 0 | 0 | 0 | 0 | 0 | 0 | 0 | 0 | 0 | 0 | 0+0j | 0 | 0 | 0+0j | 0 | 0 | 0+0j | 0 | 0 | 0+0j | 0 | 0 | 0+0j | 0 | 0 | 0+0j | 5000 | 2129.991 | 5000+2129.991j | 0 | 0 | 0+0j | 0 | 0 | 0+0j | 0 | 0 | 0 | 0 | 0 | 0 | 0 | 0 | 0 | 0 | 0 | 0 | 0 | 0 | 0 | 0 | 0 | 0 | 1 | 0 | 0 | 1 | 0 | 0 | 0 | 0 | 0 | 0 | 0 | OPEN | node_1371635_308_15295070_933 | AN | 8101201
load_310014691 |  | 0 | C | 0 | 0 | 0 | 0 | 0 | 0 | 0 | 0 | 0 | 0 | 0 | 0+0j | 0 | 0 | 0+0j | 0 | 0 | 0+0j | 0 | 0 | 0+0j | 0 | 0 | 0+0j | 0 | 0 | 0+0j | 3888 | 1656.281 | 3888+1656.281j | 0 | 0 | 0+0j | 0 | 0 | 0+0j | 0 | 0 | 0 | 0 | 0 | 0 | 0 | 0 | 0 | 0 | 0 | 0 | 0 | 0 | 0 | 0 | 0 | 0 | 1 | 0 | 0 | 1 | 0 | 0 | 0 | 0 | 0 | 0 | 0 | OPEN | node_1366527_348_15295245_844 | AN | 8101201
load_310029223 |  | 0 | U | 0 | 0 | 0 | 0 | 0 | 0 | 0 | 0 | 0 | 0 | 0 | 0+0j | 0 | 0 | 0+0j | 0 | 0 | 0+0j | 0 | 0 | 0+0j | 0 | 0 | 0+0j | 0 | 0 | 0+0j | 0 | 0 | 0+0j | 0 | 0 | 0+0j | 0 | 0 | 0+0j | 0 | 0 | 0 | 0 | 0 | 0 | 0 | 0 | 0 | 0 | 0 | 0 | 0 | 0 | 0 | 0 | 0 | 0 | 1 | 0 | 0 | 1 | 0 | 0 | 0 | 0 | 0 | 0 | 0 | OPEN | node_1365082_114_15292694_279 | CN | 8101201
load_310029223-L-1 |  | 0 | C | 0 | 0 | 0 | 0 | 0 | 0 | 0 | 0 | 0 | 0 | 0 | 0+0j | 0 | 0 | 0+0j | 0 | 0 | 0+0j | 0 | 0 | 0+0j | 0 | 0 | 0+0j | 0 | 0 | 0+0j | 0 | 0 | 0+0j | 0 | 0 | 0+0j | 0 | 0 | 0+0j | 0 | 0 | 0 | 0 | 0 | 0 | 0 | 0 | 0 | 0 | 0 | 0 | 0 | 0 | 0 | 0 | 0 | 0 | 1 | 0 | 0 | 1 | 0 | 0 | 0 | 0 | 0 | 0 | 0 | OPEN | node_1365082_114_15292694_279 | CN | 8101201
load_310029224 |  | 0 | U | 0 | 0 | 0 | 0 | 0 | 0 | 0 | 0 | 0 | 0 | 0 | 0+0j | 0 | 0 | 0+0j | 0 | 0 | 0+0j | 0 | 0 | 0+0j | 0 | 0 | 0+0j | 0 | 0 | 0+0j | 0 | 0 | 0+0j | 0 | 0 | 0+0j | 0 | 0 | 0+0j | 0 | 0 | 0 | 0 | 0 | 0 | 0 | 0 | 0 | 0 | 0 | 0 | 0 | 0 | 0 | 0 | 0 | 0 | 1 | 0 | 0 | 1 | 0 | 0 | 0 | 0 | 0 | 0 | 0 | OPEN | node_1365076_151_15292719_617 | AN | 8101201
load_310029224-L-1 |  | 0 | C | 0 | 0 | 0 | 0 | 0 | 0 | 0 | 0 | 0 | 0 | 0 | 0+0j | 0 | 0 | 0+0j | 0 | 0 | 0+0j | 0 | 0 | 0+0j | 0 | 0 | 0+0j | 0 | 0 | 0+0j | 0 | 0 | 0+0j | 0 | 0 | 0+0j | 0 | 0 | 0+0j | 0 | 0 | 0 | 0 | 0 | 0 | 0 | 0 | 0 | 0 | 0 | 0 | 0 | 0 | 0 | 0 | 0 | 0 | 1 | 0 | 0 | 1 | 0 | 0 | 0 | 0 | 0 | 0 | 0 | OPEN | node_1365076_151_15292719_617 | AN | 8101201
load_310029225 |  | 0 | U | 0 | 0 | 0 | 0 | 0 | 0 | 0 | 0 | 0 | 0 | 0 | 0+0j | 0 | 0 | 0+0j | 0 | 0 | 0+0j | 0 | 0 | 0+0j | 0 | 0 | 0+0j | 0 | 0 | 0+0j | 0 | 0 | 0+0j | 0 | 0 | 0+0j | 0 | 0 | 0+0j | 0 | 0 | 0 | 0 | 0 | 0 | 0 | 0 | 0 | 0 | 0 | 0 | 0 | 0 | 0 | 0 | 0 | 0 | 1 | 0 | 0 | 1 | 0 | 0 | 0 | 0 | 0 | 0 | 0 | OPEN | node_1365065_495_15292741_973 | BN | 8101201
load_310029225-L-1 |  | 0 | C | 0 | 0 | 0 | 0 | 0 | 0 | 0 | 0 | 0 | 0 | 0 | 0+0j | 0 | 0 | 0+0j | 0 | 0 | 0+0j | 0 | 0 | 0+0j | 0 | 0 | 0+0j | 0 | 0 | 0+0j | 0 | 0 | 0+0j | 0 | 0 | 0+0j | 0 | 0 | 0+0j | 0 | 0 | 0 | 0 | 0 | 0 | 0 | 0 | 0 | 0 | 0 | 0 | 0 | 0 | 0 | 0 | 0 | 0 | 1 | 0 | 0 | 1 | 0 | 0 | 0 | 0 | 0 | 0 | 0 | OPEN | node_1365065_495_15292741_973 | BN | 8101201
load_310035799 |  | 0 | C | 0 | 0 | 0 | 0 | 0 | 0 | 0 | 0 | 0 | 0 | 0 | 0+0j | 0 | 0 | 0+0j | 0 | 0 | 0+0j | 0 | 0 | 0+0j | 0 | 0 | 0+0j | 0 | 0 | 0+0j | 0 | 0 | 0+0j | 0 | 0 | 0+0j | 0 | 0 | 0+0j | 0 | 0 | 0 | 0 | 0 | 0 | 0 | 0 | 0 | 0 | 0 | 0 | 0 | 0 | 0 | 0 | 0 | 0 | 1 | 0 | 0 | 1 | 0 | 0 | 0 | 0 | 0 | 0 | 0 | OPEN | node_1371750_65_15294817_209 | AN | 8101201
load_310047975 |  | 0 | C | 0 | 0 | 0 | 0 | 0 | 0 | 0 | 0 | 0 | 0 | 0 | 0+0j | 0 | 0 | 0+0j | 0 | 0 | 0+0j | 0 | 0 | 0+0j | 0 | 0 | 0+0j | 0 | 0 | 0+0j | 1101.6 | 469.28 | 1101.6+469.28j | 0 | 0 | 0+0j | 0 | 0 | 0+0j | 0 | 0 | 0 | 0 | 0 | 0 | 0 | 0 | 0 | 0 | 0 | 0 | 0 | 0 | 0 | 0 | 0 | 0 | 1 | 0 | 0 | 1 | 0 | 0 | 0 | 0 | 0 | 0 | 0 | OPEN | node_1371978_544_15295052_589 | AN | 8101201
load_310050370 |  | 0 | C | 0 | 0 | 0 | 0 | 0 | 0 | 0 | 0 | 0 | 0 | 0 | 0+0j | 0 | 0 | 0+0j | 0 | 0 | 0+0j | 0 | 0 | 0+0j | 0 | 0 | 0+0j | 0 | 0 | 0+0j | 10333.333 | 4401.981 | 10333.333+4401.981j | 0 | 0 | 0+0j | 0 | 0 | 0+0j | 0 | 0 | 0 | 0 | 0 | 0 | 0 | 0 | 0 | 0 | 0 | 0 | 0 | 0 | 0 | 0 | 0 | 0 | 1 | 0 | 0 | 1 | 0 | 0 | 0 | 0 | 0 | 0 | 0 | OPEN | node_1370656_788_15294443_474 | AN | 8101201
load_310050371 |  | 0 | C | 0 | 0 | 0 | 0 | 0 | 0 | 0 | 0 | 0 | 0 | 0 | 0+0j | 0 | 0 | 0+0j | 0 | 0 | 0+0j | 0 | 0 | 0+0j | 0 | 0 | 0+0j | 0 | 0 | 0+0j | 0 | 0 | 0+0j | 10333.333 | 4401.981 | 10333.333+4401.981j | 0 | 0 | 0+0j | 0 | 0 | 0 | 0 | 0 | 0 | 0 | 0 | 0 | 0 | 0 | 0 | 0 | 0 | 0 | 0 | 0 | 0 | 1 | 0 | 0 | 1 | 0 | 0 | 0 | 0 | 0 | 0 | 0 | OPEN | node_1370670_755_15294445_392 | BN | 8101201
load_310050372 |  | 0 | C | 0 | 0 | 0 | 0 | 0 | 0 | 0 | 0 | 0 | 0 | 0 | 0+0j | 0 | 0 | 0+0j | 0 | 0 | 0+0j | 0 | 0 | 0+0j | 0 | 0 | 0+0j | 0 | 0 | 0+0j | 0 | 0 | 0+0j | 0 | 0 | 0+0j | 10333.333 | 4401.981 | 10333.333+4401.981j | 0 | 0 | 0 | 0 | 0 | 0 | 0 | 0 | 0 | 0 | 0 | 0 | 0 | 0 | 0 | 0 | 0 | 0 | 1 | 0 | 0 | 1 | 0 | 0 | 0 | 0 | 0 | 0 | 0 | OPEN | node_1370683_624_15294441_775 | CN | 8101201
load_310060814 |  | 0 | C | 0 | 0 | 0 | 0 | 0 | 0 | 0 | 0 | 0 | 0 | 0 | 0+0j | 0 | 0 | 0+0j | 0 | 0 | 0+0j | 0 | 0 | 0+0j | 0 | 0 | 0+0j | 0 | 0 | 0+0j | 83000 | 35357.852 | 83000+35357.852j | 0 | 0 | 0+0j | 0 | 0 | 0+0j | 0 | 0 | 0 | 0 | 0 | 0 | 0 | 0 | 0 | 0 | 0 | 0 | 0 | 0 | 0 | 0 | 0 | 0 | 1 | 0 | 0 | 1 | 0 | 0 | 0 | 0 | 0 | 0 | 0 | OPEN | node_1371845_06_15294513_573 | AN | 8101201
load_311926169 |  | 0 | C | 0 | 0 | 0 | 0 | 0 | 0 | 0 | 0 | 0 | 0 | 0 | 0+0j | 0 | 0 | 0+0j | 0 | 0 | 0+0j | 0 | 0 | 0+0j | 0 | 0 | 0+0j | 0 | 0 | 0+0j | 0 | 0 | 0+0j | 0 | 0 | 0+0j | 0 | 0 | 0+0j | 0 | 0 | 0 | 0 | 0 | 0 | 0 | 0 | 0 | 0 | 0 | 0 | 0 | 0 | 0 | 0 | 0 | 0 | 1 | 0 | 0 | 1 | 0 | 0 | 0 | 0 | 0 | 0 | 0 | OPEN | node_1365566_343_15291216_77 | AN | 8101201
load_311928289 |  | 0 | C | 0 | 0 | 0 | 0 | 0 | 0 | 0 | 0 | 0 | 0 | 0 | 0+0j | 0 | 0 | 0+0j | 0 | 0 | 0+0j | 0 | 0 | 0+0j | 0 | 0 | 0+0j | 0 | 0 | 0+0j | 0 | 0 | 0+0j | 0 | 0 | 0+0j | 0 | 0 | 0+0j | 0 | 0 | 0 | 0 | 0 | 0 | 0 | 0 | 0 | 0 | 0 | 0 | 0 | 0 | 0 | 0 | 0 | 0 | 1 | 0 | 0 | 1 | 0 | 0 | 0 | 0 | 0 | 0 | 0 | OPEN | node_1367508_199_15291581_163 | ABCN | 8101201
load_311928291 |  | 0 | C | 0 | 0 | 0 | 0 | 0 | 0 | 0 | 0 | 0 | 0 | 0 | 0+0j | 0 | 0 | 0+0j | 0 | 0 | 0+0j | 0 | 0 | 0+0j | 0 | 0 | 0+0j | 0 | 0 | 0+0j | 0 | 0 | 0+0j | 0 | 0 | 0+0j | 0 | 0 | 0+0j | 0 | 0 | 0 | 0 | 0 | 0 | 0 | 0 | 0 | 0 | 0 | 0 | 0 | 0 | 0 | 0 | 0 | 0 | 1 | 0 | 0 | 1 | 0 | 0 | 0 | 0 | 0 | 0 | 0 | OPEN | node_1367656_388_15291664_376 | ABCN | 8101201
load_312005105 |  | 0 | C | 0 | 0 | 0 | 0 | 0 | 0 | 0 | 0 | 0 | 0 | 0 | 0+0j | 0 | 0 | 0+0j | 0 | 0 | 0+0j | 0 | 0 | 0+0j | 0 | 0 | 0+0j | 0 | 0 | 0+0j | 0 | 0 | 0+0j | 0 | 0 | 0+0j | 0 | 0 | 0+0j | 0 | 0 | 0 | 0 | 0 | 0 | 0 | 0 | 0 | 0 | 0 | 0 | 0 | 0 | 0 | 0 | 0 | 0 | 1 | 0 | 0 | 1 | 0 | 0 | 0 | 0 | 0 | 0 | 0 | OPEN | node_1364909_295_15292423_676 | AN | 8101201
load_312101939 |  | 0 | C | 0 | 0 | 0 | 0 | 0 | 0 | 0 | 0 | 0 | 0 | 0 | 0+0j | 0 | 0 | 0+0j | 0 | 0 | 0+0j | 0 | 0 | 0+0j | 0 | 0 | 0+0j | 0 | 0 | 0+0j | 0 | 0 | 0+0j | 0 | 0 | 0+0j | 0 | 0 | 0+0j | 0 | 0 | 0 | 0 | 0 | 0 | 0 | 0 | 0 | 0 | 0 | 0 | 0 | 0 | 0 | 0 | 0 | 0 | 1 | 0 | 0 | 1 | 0 | 0 | 0 | 0 | 0 | 0 | 0 | OPEN | node_1366153_864_15292763_664 | AN | 8101201
load_312101940 |  | 0 | C | 0 | 0 | 0 | 0 | 0 | 0 | 0 | 0 | 0 | 0 | 0 | 0+0j | 0 | 0 | 0+0j | 0 | 0 | 0+0j | 0 | 0 | 0+0j | 0 | 0 | 0+0j | 0 | 0 | 0+0j | 0 | 0 | 0+0j | 0 | 0 | 0+0j | 0 | 0 | 0+0j | 0 | 0 | 0 | 0 | 0 | 0 | 0 | 0 | 0 | 0 | 0 | 0 | 0 | 0 | 0 | 0 | 0 | 0 | 1 | 0 | 0 | 1 | 0 | 0 | 0 | 0 | 0 | 0 | 0 | OPEN | node_1366167_949_15292775_461 | BN | 8101201
load_312101941 |  | 0 | C | 0 | 0 | 0 | 0 | 0 | 0 | 0 | 0 | 0 | 0 | 0 | 0+0j | 0 | 0 | 0+0j | 0 | 0 | 0+0j | 0 | 0 | 0+0j | 0 | 0 | 0+0j | 0 | 0 | 0+0j | 0 | 0 | 0+0j | 0 | 0 | 0+0j | 0 | 0 | 0+0j | 0 | 0 | 0 | 0 | 0 | 0 | 0 | 0 | 0 | 0 | 0 | 0 | 0 | 0 | 0 | 0 | 0 | 0 | 1 | 0 | 0 | 1 | 0 | 0 | 0 | 0 | 0 | 0 | 0 | OPEN | node_1366181_991_15292783_617 | CN | 8101201
load_312107962 |  | 0 | U | 0 | 0 | 0 | 0 | 0 | 0 | 0 | 0 | 0 | 0 | 0 | 0+0j | 0 | 0 | 0+0j | 0 | 0 | 0+0j | 0 | 0 | 0+0j | 0 | 0 | 0+0j | 0 | 0 | 0+0j | 0 | 0 | 0+0j | 0 | 0 | 0+0j | 0 | 0 | 0+0j | 0 | 0 | 0 | 0 | 0 | 0 | 0 | 0 | 0 | 0 | 0 | 0 | 0 | 0 | 0 | 0 | 0 | 0 | 1 | 0 | 0 | 1 | 0 | 0 | 0 | 0 | 0 | 0 | 0 | OPEN | node_1366923_433_15293805_982 | AN | 8101201
load_312107962-L-1 |  | 0 | C | 0 | 0 | 0 | 0 | 0 | 0 | 0 | 0 | 0 | 0 | 0 | 0+0j | 0 | 0 | 0+0j | 0 | 0 | 0+0j | 0 | 0 | 0+0j | 0 | 0 | 0+0j | 0 | 0 | 0+0j | 0 | 0 | 0+0j | 0 | 0 | 0+0j | 0 | 0 | 0+0j | 0 | 0 | 0 | 0 | 0 | 0 | 0 | 0 | 0 | 0 | 0 | 0 | 0 | 0 | 0 | 0 | 0 | 0 | 1 | 0 | 0 | 1 | 0 | 0 | 0 | 0 | 0 | 0 | 0 | OPEN | node_1366923_433_15293805_982 | AN | 8101201
load_312118273 |  | 0 | U | 0 | 0 | 0 | 0 | 0 | 0 | 0 | 0 | 0 | 0 | 0 | 0+0j | 0 | 0 | 0+0j | 0 | 0 | 0+0j | 0 | 0 | 0+0j | 0 | 0 | 0+0j | 0 | 0 | 0+0j | 0 | 0 | 0+0j | 0 | 0 | 0+0j | 0 | 0 | 0+0j | 0 | 0 | 0 | 0 | 0 | 0 | 0 | 0 | 0 | 0 | 0 | 0 | 0 | 0 | 0 | 0 | 0 | 0 | 1 | 0 | 0 | 1 | 0 | 0 | 0 | 0 | 0 | 0 | 0 | OPEN | node_1366934_684_15293196_305 | AN | 8101201
load_312118273-L-1 |  | 0 | C | 0 | 0 | 0 | 0 | 0 | 0 | 0 | 0 | 0 | 0 | 0 | 0+0j | 0 | 0 | 0+0j | 0 | 0 | 0+0j | 0 | 0 | 0+0j | 0 | 0 | 0+0j | 0 | 0 | 0+0j | 0 | 0 | 0+0j | 0 | 0 | 0+0j | 0 | 0 | 0+0j | 0 | 0 | 0 | 0 | 0 | 0 | 0 | 0 | 0 | 0 | 0 | 0 | 0 | 0 | 0 | 0 | 0 | 0 | 1 | 0 | 0 | 1 | 0 | 0 | 0 | 0 | 0 | 0 | 0 | OPEN | node_1366934_684_15293196_305 | AN | 8101201
load_312118275 |  | 0 | U | 0 | 0 | 0 | 0 | 0 | 0 | 0 | 0 | 0 | 0 | 0 | 0+0j | 0 | 0 | 0+0j | 0 | 0 | 0+0j | 0 | 0 | 0+0j | 0 | 0 | 0+0j | 0 | 0 | 0+0j | 0 | 0 | 0+0j | 0 | 0 | 0+0j | 0 | 0 | 0+0j | 0 | 0 | 0 | 0 | 0 | 0 | 0 | 0 | 0 | 0 | 0 | 0 | 0 | 0 | 0 | 0 | 0 | 0 | 1 | 0 | 0 | 1 | 0 | 0 | 0 | 0 | 0 | 0 | 0 | OPEN | node_1366947_245_15293196_655 | CN | 8101201
load_312118275-L-1 |  | 0 | C | 0 | 0 | 0 | 0 | 0 | 0 | 0 | 0 | 0 | 0 | 0 | 0+0j | 0 | 0 | 0+0j | 0 | 0 | 0+0j | 0 | 0 | 0+0j | 0 | 0 | 0+0j | 0 | 0 | 0+0j | 0 | 0 | 0+0j | 0 | 0 | 0+0j | 0 | 0 | 0+0j | 0 | 0 | 0 | 0 | 0 | 0 | 0 | 0 | 0 | 0 | 0 | 0 | 0 | 0 | 0 | 0 | 0 | 0 | 1 | 0 | 0 | 1 | 0 | 0 | 0 | 0 | 0 | 0 | 0 | OPEN | node_1366947_245_15293196_655 | CN | 8101201
load_312118276 |  | 0 | U | 0 | 0 | 0 | 0 | 0 | 0 | 0 | 0 | 0 | 0 | 0 | 0+0j | 0 | 0 | 0+0j | 0 | 0 | 0+0j | 0 | 0 | 0+0j | 0 | 0 | 0+0j | 0 | 0 | 0+0j | 0 | 0 | 0+0j | 0 | 0 | 0+0j | 0 | 0 | 0+0j | 0 | 0 | 0 | 0 | 0 | 0 | 0 | 0 | 0 | 0 | 0 | 0 | 0 | 0 | 0 | 0 | 0 | 0 | 1 | 0 | 0 | 1 | 0 | 0 | 0 | 0 | 0 | 0 | 0 | OPEN | node_1366940_727_15293196_862 | BN | 8101201
load_312118276-L-1 |  | 0 | C | 0 | 0 | 0 | 0 | 0 | 0 | 0 | 0 | 0 | 0 | 0 | 0+0j | 0 | 0 | 0+0j | 0 | 0 | 0+0j | 0 | 0 | 0+0j | 0 | 0 | 0+0j | 0 | 0 | 0+0j | 0 | 0 | 0+0j | 0 | 0 | 0+0j | 0 | 0 | 0+0j | 0 | 0 | 0 | 0 | 0 | 0 | 0 | 0 | 0 | 0 | 0 | 0 | 0 | 0 | 0 | 0 | 0 | 0 | 1 | 0 | 0 | 1 | 0 | 0 | 0 | 0 | 0 | 0 | 0 | OPEN | node_1366940_727_15293196_862 | BN | 8101201

## OverheadLineConductor
Name | Diameter | GeometricMeanRadius | RatingSummerContinuous | RatingSummerEmergency | RatingWinterContinuous | RatingWinterEmergency | Feeder | Comments
oh_cond_1/0_AAAC | 0.398 | 0.012 | 235 | 235 | 310 | 310 | 8101201
oh_cond_1/0_ACSR | 0.398 | 0.012 | 265 | 265 | 330 | 330 | 8101201
oh_cond_1/0_AL | 0.368 | 0.011 | 235 | 235 | 310 | 310 | 8101201
oh_cond_2/0_CU | 0.414 | 0.013 | 295 | 295 | 425 | 425 | 8101201
oh_cond_3_#7_CWD_30% | 0.311 | 0.005 | 125 | 125 | 195 | 195 | 8101201
oh_cond_4/0_AAAC | 0.563 | 0.017 | 365 | 365 | 480 | 480 | 8101201
oh_cond_4/0_ACSR | 0.563 | 0.017 | 410 | 410 | 515 | 515 | 8101201
oh_cond_4/0_AL | 0.522 | 0.016 | 365 | 365 | 480 | 480 | 8101201
oh_cond_336_5_MCM_AL | 0.666 | 0.021 | 490 | 490 | 644 | 644 | 8101201
oh_cond_477_MCM_AL | 0.792 | 0.025 | 605 | 605 | 810 | 810 | 8101201
oh_cond_WP-4/0-CU | 0.81 | 0.015 | 340 | 340 | 390 | 390 | 8101201

## OverheadLineConfiguration
Name | ConductorA | ConductorB | ConductorC | ConductorN | LineSpacing | Capacitance11 | Capacitance12 | Capacitance13 | Capacitance21 | Capacitance22 | Capacitance23 | Capacitance31 | Capacitance32 | Capacitance33 | Impedance11 | Impedance12 | Impedance13 | Impedance21 | Impedance22 | Impedance23 | Impedance31 | Impedance32 | Impedance33 | Feeder | Comments
bal_1P_1/0AA | oh_cond_1/0_AAAC | oh_cond_1/0_AAAC | oh_cond_1/0_AAAC |  |  | 12.796 | -3.172 | -3.172 | -3.172 | 12.796 | -3.172 | -3.172 | -3.172 | 12.796 | 0.972+1.499j | 0.095+0.781j | 0.095+0.781j | 0.095+0.781j | 0.972+1.499j | 0.095+0.781j | 0.095+0.781j | 0.095+0.781j | 0.972+1.499j | 8101201
bal_1P_1/0AC | oh_cond_1/0_ACSR | oh_cond_1/0_ACSR | oh_cond_1/0_ACSR |  |  | 12.796 | -3.172 | -3.172 | -3.172 | 12.796 | -3.172 | -3.172 | -3.172 | 12.796 | 0.983+1.218j | 0.095+0.781j | 0.095+0.781j | 0.095+0.781j | 0.983+1.218j | 0.095+0.781j | 0.095+0.781j | 0.095+0.781j | 0.983+1.218j | 8101201
bal_1P_477AL_4/0AA(N) | oh_cond_477_MCM_AL | oh_cond_477_MCM_AL | oh_cond_477_MCM_AL | oh_cond_4/0_AAAC |  | 14.927 | -3.279 | -3.279 | -3.279 | 14.927 | -3.279 | -3.279 | -3.279 | 14.927 | 0.332+1.031j | 0.134+0.402j | 0.134+0.402j | 0.134+0.402j | 0.332+1.031j | 0.134+0.402j | 0.134+0.402j | 0.134+0.402j | 0.332+1.031j | 8101201
bal_1P_WYECUST | oh_cond_2/0_CU | oh_cond_2/0_CU | oh_cond_2/0_CU | oh_cond_3_#7_CWD_30% |  | 13.24 | -2.712 | -2.712 | -2.712 | 13.24 | -2.712 | -2.712 | -2.712 | 13.24 | 0.66+1.378j | 0.22+0.666j | 0.22+0.666j | 0.22+0.666j | 0.66+1.378j | 0.22+0.666j | 0.22+0.666j | 0.22+0.666j | 0.66+1.378j | 8101201
bal_2P_1/0AC_4/0AC(N) | oh_cond_1/0_ACSR | oh_cond_1/0_ACSR | oh_cond_1/0_ACSR | oh_cond_4/0_ACSR |  | 13.267 | -2.702 | -2.702 | -2.702 | 13.267 | -2.702 | -2.702 | -2.702 | 13.267 | 1.024+1.119j | 0.136+0.403j | 0.136+0.403j | 0.136+0.403j | 1.024+1.119j | 0.136+0.403j | 0.136+0.403j | 0.136+0.403j | 1.024+1.119j | 8101201
bal_3P_1/0AA | oh_cond_1/0_AAAC | oh_cond_1/0_AAAC | oh_cond_1/0_AAAC |  |  | 12.796 | -3.172 | -3.172 | -3.172 | 12.796 | -3.172 | -3.172 | -3.172 | 12.796 | 0.972+1.499j | 0.095+0.781j | 0.095+0.781j | 0.095+0.781j | 0.972+1.499j | 0.095+0.781j | 0.095+0.781j | 0.095+0.781j | 0.972+1.499j | 8101201
bal_3P_1/0AA_1/0AA(N) | oh_cond_1/0_AAAC | oh_cond_1/0_AAAC | oh_cond_1/0_AAAC | oh_cond_1/0_AAAC |  | 13.243 | -2.726 | -2.726 | -2.726 | 13.243 | -2.726 | -2.726 | -2.726 | 13.243 | 1.078+1.186j | 0.201+0.467j | 0.201+0.467j | 0.201+0.467j | 1.078+1.186j | 0.201+0.467j | 0.201+0.467j | 0.201+0.467j | 1.078+1.186j | 8101201
bal_3P_1/0AC | oh_cond_1/0_ACSR | oh_cond_1/0_ACSR | oh_cond_1/0_ACSR |  |  | 12.796 | -3.172 | -3.172 | -3.172 | 12.796 | -3.172 | -3.172 | -3.172 | 12.796 | 0.983+1.497j | 0.095+0.781j | 0.095+0.781j | 0.095+0.781j | 0.983+1.497j | 0.095+0.781j | 0.095+0.781j | 0.095+0.781j | 0.983+1.497j | 8101201
bal_3P_1/0AC_1/0AA(N) | oh_cond_1/0_ACSR | oh_cond_1/0_ACSR | oh_cond_1/0_ACSR | oh_cond_1/0_AAAC |  | 13.243 | -2.726 | -2.726 | -2.726 | 13.243 | -2.726 | -2.726 | -2.726 | 13.243 | 1.089+1.184j | 0.201+0.467j | 0.201+0.467j | 0.201+0.467j | 1.089+1.184j | 0.201+0.467j | 0.201+0.467j | 0.201+0.467j | 1.089+1.184j | 8101201
bal_3P_1/0AC_1/0AC(N) | oh_cond_1/0_ACSR | oh_cond_1/0_ACSR | oh_cond_1/0_ACSR | oh_cond_1/0_ACSR |  | 13.243 | -2.726 | -2.726 | -2.726 | 13.243 | -2.726 | -2.726 | -2.726 | 13.243 | 1.091+1.185j | 0.203+0.469j | 0.203+0.469j | 0.203+0.469j | 1.091+1.185j | 0.203+0.469j | 0.203+0.469j | 0.203+0.469j | 1.091+1.185j | 8101201
bal_3P_1/0AC_4/0AL(N) | oh_cond_1/0_ACSR | oh_cond_1/0_ACSR | oh_cond_1/0_ACSR | oh_cond_4/0_AL |  | 13.261 | -2.707 | -2.707 | -2.707 | 13.261 | -2.707 | -2.707 | -2.707 | 13.261 | 1.022+1.12j | 0.134+0.404j | 0.134+0.404j | 0.134+0.404j | 1.022+1.12j | 0.134+0.404j | 0.134+0.404j | 0.134+0.404j | 1.022+1.12j | 8101201
bal_3P_1/0AL_1/0AL(N) | oh_cond_1/0_AL | oh_cond_1/0_AL | oh_cond_1/0_AL | oh_cond_1/0_AL |  | 13.073 | -2.675 | -2.675 | -2.675 | 13.073 | -2.675 | -2.675 | -2.675 | 13.073 | 1.086+1.198j | 0.201+0.47j | 0.201+0.47j | 0.201+0.47j | 1.086+1.198j | 0.201+0.47j | 0.201+0.47j | 0.201+0.47j | 1.086+1.198j | 8101201
bal_3P_2/0CU | oh_cond_2/0_CU | oh_cond_2/0_CU | oh_cond_2/0_CU |  |  | 12.878 | -3.204 | -3.204 | -3.204 | 12.878 | -3.204 | -3.204 | -3.204 | 12.878 | 0.535+1.487j | 0.095+0.781j | 0.095+0.781j | 0.095+0.781j | 0.535+1.487j | 0.095+0.781j | 0.095+0.781j | 0.095+0.781j | 0.535+1.487j | 8101201
bal_3P_2/0CU_1/0AA(N) | oh_cond_2/0_CU | oh_cond_2/0_CU | oh_cond_2/0_CU | oh_cond_1/0_AAAC |  | 13.327 | -2.754 | -2.754 | -2.754 | 13.327 | -2.754 | -2.754 | -2.754 | 13.327 | 0.641+1.174j | 0.201+0.467j | 0.201+0.467j | 0.201+0.467j | 0.641+1.174j | 0.201+0.467j | 0.201+0.467j | 0.201+0.467j | 0.641+1.174j | 8101201
bal_3P_4/0AA_1/0AA(N) | oh_cond_4/0_AAAC | oh_cond_4/0_AAAC | oh_cond_4/0_AAAC | oh_cond_1/0_AAAC |  | 14.027 | -2.996 | -2.996 | -2.996 | 14.027 | -2.996 | -2.996 | -2.996 | 14.027 | 0.64+1.144j | 0.201+0.467j | 0.201+0.467j | 0.201+0.467j | 0.64+1.144j | 0.201+0.467j | 0.201+0.467j | 0.201+0.467j | 0.64+1.144j | 8101201
bal_3P_4/0AA_4/0AA(N) | oh_cond_4/0_AAAC | oh_cond_4/0_AAAC | oh_cond_4/0_AAAC | oh_cond_4/0_AAAC |  | 14.052 | -2.971 | -2.971 | -2.971 | 14.052 | -2.971 | -2.971 | -2.971 | 14.052 | 0.573+1.078j | 0.134+0.402j | 0.134+0.402j | 0.134+0.402j | 0.573+1.078j | 0.134+0.402j | 0.134+0.402j | 0.134+0.402j | 0.573+1.078j | 8101201
bal_3P_4/0AC | oh_cond_4/0_ACSR | oh_cond_4/0_ACSR | oh_cond_4/0_ACSR |  |  | 13.554 | -3.469 | -3.469 | -3.469 | 13.554 | -3.469 | -3.469 | -3.469 | 13.554 | 0.54+1.457j | 0.095+0.781j | 0.095+0.781j | 0.095+0.781j | 0.54+1.457j | 0.095+0.781j | 0.095+0.781j | 0.095+0.781j | 0.54+1.457j | 8101201
bal_3P_4/0AC_1/0AA(N) | oh_cond_4/0_ACSR | oh_cond_4/0_ACSR | oh_cond_4/0_ACSR | oh_cond_1/0_AAAC |  | 14.027 | -2.996 | -2.996 | -2.996 | 14.027 | -2.996 | -2.996 | -2.996 | 14.027 | 0.646+1.144j | 0.201+0.467j | 0.201+0.467j | 0.201+0.467j | 0.646+1.144j | 0.201+0.467j | 0.201+0.467j | 0.201+0.467j | 0.646+1.144j | 8101201
bal_3P_4/0AC_1/0AC(N) | oh_cond_4/0_ACSR | oh_cond_4/0_ACSR | oh_cond_4/0_ACSR | oh_cond_1/0_ACSR |  | 14.027 | -2.996 | -2.996 | -2.996 | 14.027 | -2.996 | -2.996 | -2.996 | 14.027 | 0.648+1.145j | 0.203+0.469j | 0.203+0.469j | 0.203+0.469j | 0.648+1.145j | 0.203+0.469j | 0.203+0.469j | 0.203+0.469j | 0.648+1.145j | 8101201
bal_3P_4/0AC_4/0AA(N) | oh_cond_4/0_ACSR | oh_cond_4/0_ACSR | oh_cond_4/0_ACSR | oh_cond_4/0_AAAC |  | 14.052 | -2.971 | -2.971 | -2.971 | 14.052 | -2.971 | -2.971 | -2.971 | 14.052 | 0.579+1.078j | 0.134+0.402j | 0.134+0.402j | 0.134+0.402j | 0.579+1.078j | 0.134+0.402j | 0.134+0.402j | 0.134+0.402j | 0.579+1.078j | 8101201
bal_3P_4/0AC_4/0AC(N) | oh_cond_4/0_ACSR | oh_cond_4/0_ACSR | oh_cond_4/0_ACSR | oh_cond_4/0_ACSR |  | 14.052 | -2.971 | -2.971 | -2.971 | 14.052 | -2.971 | -2.971 | -2.971 | 14.052 | 0.581+1.079j | 0.136+0.403j | 0.136+0.403j | 0.136+0.403j | 0.581+1.079j | 0.136+0.403j | 0.136+0.403j | 0.136+0.403j | 0.581+1.079j | 8101201
bal_3P_4/0AC_4/0AL(N) | oh_cond_4/0_ACSR | oh_cond_4/0_ACSR | oh_cond_4/0_ACSR | oh_cond_4/0_AL |  | 14.046 | -2.976 | -2.976 | -2.976 | 14.046 | -2.976 | -2.976 | -2.976 | 14.046 | 0.579+1.081j | 0.134+0.404j | 0.134+0.404j | 0.134+0.404j | 0.579+1.081j | 0.134+0.404j | 0.134+0.404j | 0.134+0.404j | 0.579+1.081j | 8101201
bal_3P_4/0AL | oh_cond_4/0_AL | oh_cond_4/0_AL | oh_cond_4/0_AL |  |  | 13.381 | -3.4 | -3.4 | -3.4 | 13.381 | -3.4 | -3.4 | -3.4 | 13.381 | 0.537+1.466j | 0.095+0.781j | 0.095+0.781j | 0.095+0.781j | 0.537+1.466j | 0.095+0.781j | 0.095+0.781j | 0.095+0.781j | 0.537+1.466j | 8101201
bal_3P_4/0AL_1/0AA(N) | oh_cond_4/0_AL | oh_cond_4/0_AL | oh_cond_4/0_AL | oh_cond_1/0_AAAC |  | 13.848 | -2.934 | -2.934 | -2.934 | 13.848 | -2.934 | -2.934 | -2.934 | 13.848 | 0.643+1.153j | 0.201+0.467j | 0.201+0.467j | 0.201+0.467j | 0.643+1.153j | 0.201+0.467j | 0.201+0.467j | 0.201+0.467j | 0.643+1.153j | 8101201
bal_3P_4/0AL_4/0AA(N) | oh_cond_4/0_AL | oh_cond_4/0_AL | oh_cond_4/0_AL | oh_cond_4/0_AAAC |  | 13.873 | -2.909 | -2.909 | -2.909 | 13.873 | -2.909 | -2.909 | -2.909 | 13.873 | 0.576+1.087j | 0.134+0.402j | 0.134+0.402j | 0.134+0.402j | 0.576+1.087j | 0.134+0.402j | 0.134+0.402j | 0.134+0.402j | 0.576+1.087j | 8101201
bal_3P_4/0AL_4/0AC(N) | oh_cond_4/0_AL | oh_cond_4/0_AL | oh_cond_4/0_AL | oh_cond_4/0_ACSR |  | 13.873 | -2.909 | -2.909 | -2.909 | 13.873 | -2.909 | -2.909 | -2.909 | 13.873 | 0.578+1.088j | 0.136+0.403j | 0.136+0.403j | 0.136+0.403j | 0.578+1.088j | 0.136+0.403j | 0.136+0.403j | 0.136+0.403j | 0.578+1.088j | 8101201
bal_3P_4/0AL_4/0AL(N) | oh_cond_4/0_AL | oh_cond_4/0_AL | oh_cond_4/0_AL | oh_cond_4/0_AL |  | 13.867 | -2.914 | -2.914 | -2.914 | 13.867 | -2.914 | -2.914 | -2.914 | 13.867 | 0.576+1.089j | 0.134+0.404j | 0.134+0.404j | 0.134+0.404j | 0.576+1.089j | 0.134+0.404j | 0.134+0.404j | 0.134+0.404j | 0.576+1.089j | 8101201
bal_3P_336AL_4/0AA(N) | oh_cond_336_5_MCM_AL | oh_cond_336_5_MCM_AL | oh_cond_336_5_MCM_AL | oh_cond_4/0_AAAC |  | 14.469 | -3.116 | -3.116 | -3.116 | 14.469 | -3.116 | -3.116 | -3.116 | 14.469 | 0.413+1.053j | 0.134+0.402j | 0.134+0.402j | 0.134+0.402j | 0.413+1.053j | 0.134+0.402j | 0.134+0.402j | 0.134+0.402j | 0.413+1.053j | 8101201
bal_3P_336AL_4/0AL(N) | oh_cond_336_5_MCM_AL | oh_cond_336_5_MCM_AL | oh_cond_336_5_MCM_AL | oh_cond_4/0_AL |  | 14.463 | -3.122 | -3.122 | -3.122 | 14.463 | -3.122 | -3.122 | -3.122 | 14.463 | 0.413+1.055j | 0.134+0.404j | 0.134+0.404j | 0.134+0.404j | 0.413+1.055j | 0.134+0.404j | 0.134+0.404j | 0.134+0.404j | 0.413+1.055j | 8101201
bal_3P_477AL_1/0AA(N) | oh_cond_477_MCM_AL | oh_cond_477_MCM_AL | oh_cond_477_MCM_AL | oh_cond_1/0_AAAC |  | 14.9 | -3.306 | -3.306 | -3.306 | 14.9 | -3.306 | -3.306 | -3.306 | 14.9 | 0.399+1.097j | 0.201+0.467j | 0.201+0.467j | 0.201+0.467j | 0.399+1.097j | 0.201+0.467j | 0.201+0.467j | 0.201+0.467j | 0.399+1.097j | 8101201
bal_3P_477AL_1/0AC(N) | oh_cond_477_MCM_AL | oh_cond_477_MCM_AL | oh_cond_477_MCM_AL | oh_cond_1/0_ACSR |  | 14.9 | -3.306 | -3.306 | -3.306 | 14.9 | -3.306 | -3.306 | -3.306 | 14.9 | 0.401+1.098j | 0.203+0.469j | 0.203+0.469j | 0.203+0.469j | 0.401+1.098j | 0.203+0.469j | 0.203+0.469j | 0.203+0.469j | 0.401+1.098j | 8101201
bal_3P_477AL_4/0AA(N) | oh_cond_477_MCM_AL | oh_cond_477_MCM_AL | oh_cond_477_MCM_AL | oh_cond_4/0_AAAC |  | 14.927 | -3.279 | -3.279 | -3.279 | 14.927 | -3.279 | -3.279 | -3.279 | 14.927 | 0.332+1.031j | 0.134+0.402j | 0.134+0.402j | 0.134+0.402j | 0.332+1.031j | 0.134+0.402j | 0.134+0.402j | 0.134+0.402j | 0.332+1.031j | 8101201
bal_3P_477AL_4/0AC(N) | oh_cond_477_MCM_AL | oh_cond_477_MCM_AL | oh_cond_477_MCM_AL | oh_cond_4/0_ACSR |  | 14.927 | -3.279 | -3.279 | -3.279 | 14.927 | -3.279 | -3.279 | -3.279 | 14.927 | 0.334+1.032j | 0.136+0.403j | 0.136+0.403j | 0.136+0.403j | 0.334+1.032j | 0.136+0.403j | 0.136+0.403j | 0.136+0.403j | 0.334+1.032j | 8101201
bal_3P_477AL_4/0AL(N) | oh_cond_477_MCM_AL | oh_cond_477_MCM_AL | oh_cond_477_MCM_AL | oh_cond_4/0_AL |  | 14.921 | -3.285 | -3.285 | -3.285 | 14.921 | -3.285 | -3.285 | -3.285 | 14.921 | 0.332+1.034j | 0.134+0.404j | 0.134+0.404j | 0.134+0.404j | 0.332+1.034j | 0.134+0.404j | 0.134+0.404j | 0.134+0.404j | 0.332+1.034j | 8101201
bal_3P_WYECUST | oh_cond_2/0_CU | oh_cond_2/0_CU | oh_cond_2/0_CU | oh_cond_3_#7_CWD_30% |  | 13.24 | -2.712 | -2.712 | -2.712 | 13.24 | -2.712 | -2.712 | -2.712 | 13.24 | 0.66+1.378j | 0.22+0.666j | 0.22+0.666j | 0.22+0.666j | 0.66+1.378j | 0.22+0.666j | 0.22+0.666j | 0.22+0.666j | 0.66+1.378j | 8101201
unb_TAPWIRE_OH | oh_cond_WP-4/0-CU | oh_cond_WP-4/0-CU | oh_cond_WP-4/0-CU | oh_cond_WP-4/0-CU |  | 14.911 | -4.341 | -1.953 | -4.341 | 15.781 | -3.724 | -1.953 | -3.724 | 14.818 | 0.365+1.097j | 0.093+0.433j | 0.094+0.34j | 0.093+0.433j | 0.368+1.078j | 0.095+0.401j | 0.094+0.34j | 0.095+0.401j | 0.368+1.077j | 8101201

## Recloser
Name | GroupId | RetryTime | MaximumNumberOfTries | Status | From | To | Length | Phases | Feeder | Comments

## RegulatorConfiguration
Name | CurrentTransducerPhase | PowerTransducerPhase | Regulation | Control | Type | CompensatorResistiveSettingA | CompensatorResistiveSettingB | CompensatorResistiveSettingC | CompensatorReactiveSettingA | CompensatorReactiveSettingB | CompensatorReactiveSettingC | BandCenter | BandWidth | CurrentTransducerRatio | PowerTransducerRatio | ConnectType | ControlLevel | DwellTime | TimeDelay | LowerTaps | RaiseTaps | TapPositionA | TapPositionB | TapPositionC | Feeder | Comments

## Sectionalizer
Name | GroupId | OperatingMode | PhaseAState | PhaseBState | PhaseCState | CurrentInAReal | CurrentInAImag | CurrentInA | CurrentInBReal | CurrentInBImag | CurrentInB | CurrentInCReal | CurrentInCImag | CurrentInC | CurrentOutAReal | CurrentOutAImag | CurrentOutA | CurrentOutBReal | CurrentOutBImag | CurrentOutB | CurrentOutCReal | CurrentOutCImag | CurrentOutC | ActivePowerInA | ReactivePowerInA | PowerInA | ActivePowerInB | ReactivePowerInB | PowerInB | ActivePowerInC | ReactivePowerInC | PowerInC | ActivePowerOutA | ReactivePowerOutA | PowerOutA | ActivePowerOutB | ReactivePowerOutB | PowerOutB | ActivePowerOutC | ReactivePowerOutC | PowerOutC | Status | From | To | Length | Phases | Feeder | Comments

## Solar
Name | GroupId | SpillageCost | CapitalCost | FixedOperatingCost | VariableOperatingCost | MaxReactivePower | MaxActivePower | OutputSchedule | PlanningStatus | UnitType | UnitSubtype | ParentNode | Phases | Feeder | Comments
solar_load_220347748 |  | 0 | 0 | 0 | 0.001 | 72555.10508223706 | 170317.86027582592 | OPTIMIZED | INSTALLED | solar_pv |  | node_1367564_81_15292848_783 | ABCN | 8101201
solar_load_220347749 |  | 0 | 0 | 0 | 0.001 | 14954.105724402518 | 35103.68105856015 | OPTIMIZED | INSTALLED | solar_pv |  | node_1367151_886_15292018_692 | ABCN | 8101201
solar_load_220347752 |  | 0 | 0 | 0 | 0.001 | 6230.877060133634 | 14626.533774400063 | OPTIMIZED | INSTALLED | solar_pv |  | node_1366744_917_15291556_556 | ABCN | 8101201
solar_load_220347753 |  | 0 | 0 | 0 | 0.001 | 13984.857986694617 | 32828.44279646534 | OPTIMIZED | INSTALLED | solar_pv |  | node_1366185_377_15291635_167 | ABCN | 8101201
solar_load_220347850 |  | 0 | 0 | 0 | 0.001 | 87786.13789589706 | 206071.60885206904 | OPTIMIZED | INSTALLED | solar_pv |  | node_1366826_138_15292777_637 | ABCN | 8101201
solar_load_220347851 |  | 0 | 0 | 0 | 0.001 | 15784.888942379439 | 37053.88556181349 | OPTIMIZED | INSTALLED | solar_pv |  | node_1366822_545_15292707_553 | ABCN | 8101201
solar_load_220347852 |  | 0 | 0 | 0 | 0.001 | 60231.813531496286 | 141389.8264858673 | OPTIMIZED | INSTALLED | solar_pv |  | node_1366402_536_15292496_603 | ABCN | 8101201
solar_load_220347853 |  | 0 | 0 | 0 | 0.001 | 25200.43727999651 | 59156.20359038545 | OPTIMIZED | INSTALLED | solar_pv |  | node_1366069_727_15292284_216 | ABCN | 8101201
solar_load_220347927 |  | 0 | 0 | 0 | 0.001 | 46.154514876245216 | 108.34458628049104 | OPTIMIZED | INSTALLED | solar_pv |  | node_1370819_574_15295677_19 | AN | 8101201
solar_load_220347928 |  | 0 | 0 | 0 | 0.001 | 46.154514876245216 | 108.34458628049104 | OPTIMIZED | INSTALLED | solar_pv |  | node_1370813_4_15295702_436 | BN | 8101201
solar_load_220347929 |  | 0 | 0 | 0 | 0.001 | 46.154514876245216 | 108.34458628049104 | OPTIMIZED | INSTALLED | solar_pv |  | node_1370820_66_15295650_613 | CN | 8101201
solar_load_220347930 |  | 0 | 0 | 0 | 0.001 | 0 | 0 | OPTIMIZED | INSTALLED | solar_pv |  | node_1370165_144_15295418_151 | AN | 8101201
solar_load_220347931 |  | 0 | 0 | 0 | 0.001 | 0 | 0 | OPTIMIZED | INSTALLED | solar_pv |  | node_1370146_428_15295409_171 | AN | 8101201
solar_load_220347932 |  | 0 | 0 | 0 | 0.001 | 0 | 0 | OPTIMIZED | INSTALLED | solar_pv |  | node_1369497_987_15295159_619 | BN | 8101201
solar_load_220347932-L-1 |  | 0 | 0 | 0 | 0.001 | 0 | 0 | OPTIMIZED | INSTALLED | solar_pv |  | node_1369497_987_15295159_619 | BN | 8101201
solar_load_220347933 |  | 0 | 0 | 0 | 0.001 | 0 | 0 | OPTIMIZED | INSTALLED | solar_pv |  | node_1369507_318_15295184_65 | AN | 8101201
solar_load_220347933-L1-1 |  | 0 | 0 | 0 | 0.001 | 0 | 0 | OPTIMIZED | INSTALLED | solar_pv |  | node_1369507_318_15295184_65 | AN | 8101201
solar_load_220347934 |  | 0 | 0 | 0 | 0.001 | 0 | 0 | OPTIMIZED | INSTALLED | solar_pv |  | node_1369487_468_15295138_185 | CN | 8101201
solar_load_220347934-L-1 |  | 0 | 0 | 0 | 0.001 | 0 | 0 | OPTIMIZED | INSTALLED | solar_pv |  | node_1369487_468_15295138_185 | CN | 8101201
solar_load_220348358 |  | 0 | 0 | 0 | 0.001 | 3138.5161125390227 | 7367.439342857319 | OPTIMIZED | INSTALLED | solar_pv |  | node_1367660_8_15291489_256 | AN | 8101201
solar_load_220348359 |  | 0 | 0 | 0 | 0.001 | 3138.5161125390227 | 7367.439342857319 | OPTIMIZED | INSTALLED | solar_pv |  | node_1367642_078_15291480_287 | BN | 8101201
solar_load_220348360 |  | 0 | 0 | 0 | 0.001 | 3138.5161125390227 | 7367.439342857319 | OPTIMIZED | INSTALLED | solar_pv |  | node_1367680_578_15291491_43 | CN | 8101201
solar_load_220348609 |  | 0 | 0 | 0 | 0.001 | 4569.309974111631 | 10726.12476789338 | OPTIMIZED | INSTALLED | solar_pv |  | node_1368087_318_15293233_75 | AN | 8101201
solar_load_220348610 |  | 0 | 0 | 0 | 0.001 | 4569.309974111631 | 10726.12476789338 | OPTIMIZED | INSTALLED | solar_pv |  | node_1368090_69_15293207_542 | BN | 8101201
solar_load_220348611 |  | 0 | 0 | 0 | 0.001 | 4569.309974111631 | 10726.12476789338 | OPTIMIZED | INSTALLED | solar_pv |  | node_1368089_12_15293260_284 | CN | 8101201
solar_load_220348612 |  | 0 | 0 | 0 | 0.001 | 8954.001563684198 | 21018.87086563071 | OPTIMIZED | INSTALLED | solar_pv |  | node_1367806_841_15293014_355 | AN | 8101201
solar_load_220348613 |  | 0 | 0 | 0 | 0.001 | 8954.001563684198 | 21018.87086563071 | OPTIMIZED | INSTALLED | solar_pv |  | node_1367787_733_15293007_043 | BN | 8101201
solar_load_220348614 |  | 0 | 0 | 0 | 0.001 | 8954.001563684198 | 21018.87086563071 | OPTIMIZED | INSTALLED | solar_pv |  | node_1367823_923_15293028_045 | CN | 8101201
solar_load_220348615 |  | 0 | 0 | 0 | 0.001 | 1038.4796725393142 | 2437.755629066677 | OPTIMIZED | INSTALLED | solar_pv |  | node_1369783_895_15294148_339 | AN | 8101201
solar_load_220348616 |  | 0 | 0 | 0 | 0.001 | 1038.4796725393142 | 2437.755629066677 | OPTIMIZED | INSTALLED | solar_pv |  | node_1369802_399_15294158_091 | AN | 8101201
solar_load_220348620 |  | 0 | 0 | 0 | 0.001 | 692.3196733481814 | 1625.1704193777848 | OPTIMIZED | INSTALLED | solar_pv |  | node_1369319_359_15293544_456 | AN | 8101201
solar_load_220348621 |  | 0 | 0 | 0 | 0.001 | 692.3196733481814 | 1625.1704193777848 | OPTIMIZED | INSTALLED | solar_pv |  | node_1369313_043_15293519_156 | AN | 8101201
solar_load_220348622 |  | 0 | 0 | 0 | 0.001 | 876.93838292133 | 2058.5490895338326 | OPTIMIZED | INSTALLED | solar_pv |  | node_1369292_73_15293258_775 | AN | 8101201
solar_load_220348623 |  | 0 | 0 | 0 | 0.001 | 876.93838292133 | 2058.5490895338326 | OPTIMIZED | INSTALLED | solar_pv |  | node_1369296_069_15293285_054 | BN | 8101201
solar_load_220348624 |  | 0 | 0 | 0 | 0.001 | 876.93838292133 | 2058.5490895338326 | OPTIMIZED | INSTALLED | solar_pv |  | node_1369284_445_15293234_505 | CN | 8101201
solar_load_220348724 |  | 0 | 0 | 0 | 0.001 | 1092.6466026171756 | 2564.908962678795 | OPTIMIZED | INSTALLED | solar_pv |  | node_1368227_611_15292306_34 | AN | 8101201
solar_load_220348959 |  | 0 | 0 | 0 | 0.001 | 553.8558036853618 | 1300.1363355022277 | OPTIMIZED | INSTALLED | solar_pv |  | node_1371604_384_15294389_876 | AN | 8101201
solar_load_220348964 |  | 0 | 0 | 0 | 0.001 | 692.3196733481814 | 1625.1704193777848 | OPTIMIZED | INSTALLED | solar_pv |  | node_1371638_199_15295044_617 | BN | 8101201
solar_load_220348965 |  | 0 | 0 | 0 | 0.001 | 692.3196733481814 | 1625.1704193777848 | OPTIMIZED | INSTALLED | solar_pv |  | node_1371637_592_15295097_404 | CN | 8101201
solar_load_220348966 |  | 0 | 0 | 0 | 0.001 | 0 | 0 | OPTIMIZED | INSTALLED | solar_pv |  | node_1372183_477_15294973_84 | BN | 8101201
solar_load_220348967 |  | 0 | 0 | 0 | 0.001 | 0 | 0 | OPTIMIZED | INSTALLED | solar_pv |  | node_1372185_016_15295000_402 | AN | 8101201
solar_load_220348968 |  | 0 | 0 | 0 | 0.001 | 0 | 0 | OPTIMIZED | INSTALLED | solar_pv |  | node_1372176_873_15294948_671 | CN | 8101201
solar_load_220348969 |  | 0 | 0 | 0 | 0.001 | 1707.721925932331 | 4008.7535927871745 | OPTIMIZED | INSTALLED | solar_pv |  | node_1374087_058_15296247_773 | AN | 8101201
solar_load_220348970 |  | 0 | 0 | 0 | 0.001 | 1707.721925932331 | 4008.7535927871745 | OPTIMIZED | INSTALLED | solar_pv |  | node_1374120_434_15296254_9 | BN | 8101201
solar_load_220348971 |  | 0 | 0 | 0 | 0.001 | 1707.721925932331 | 4008.7535927871745 | OPTIMIZED | INSTALLED | solar_pv |  | node_1374103_204_15296253_673 | CN | 8101201
solar_load_220348972 |  | 0 | 0 | 0 | 0.001 | 969.2477377079042 | 2275.238587128899 | OPTIMIZED | INSTALLED | solar_pv |  | node_1372252_838_15295216_34 | AN | 8101201
solar_load_220348973 |  | 0 | 0 | 0 | 0.001 | 969.2477377079042 | 2275.238587128899 | OPTIMIZED | INSTALLED | solar_pv |  | node_1372266_38_15295235_918 | BN | 8101201
solar_load_220348974 |  | 0 | 0 | 0 | 0.001 | 969.2477377079042 | 2275.238587128899 | OPTIMIZED | INSTALLED | solar_pv |  | node_1372236_008_15295202_102 | CN | 8101201
solar_load_220348975 |  | 0 | 0 | 0 | 0.001 | 1569.2580562695114 | 3683.7195089116176 | OPTIMIZED | INSTALLED | solar_pv |  | node_1372042_584_15295458_107 | AN | 8101201
solar_load_220348976 |  | 0 | 0 | 0 | 0.001 | 1569.2580562695114 | 3683.7195089116176 | OPTIMIZED | INSTALLED | solar_pv |  | node_1372034_096_15295433_963 | BN | 8101201
solar_load_220348977 |  | 0 | 0 | 0 | 0.001 | 1569.2580562695114 | 3683.7195089116176 | OPTIMIZED | INSTALLED | solar_pv |  | node_1372055_421_15295478_521 | CN | 8101201
solar_load_220348978 |  | 0 | 0 | 0 | 0.001 | 1892.3406355054794 | 4442.132587977306 | OPTIMIZED | INSTALLED | solar_pv |  | node_1372356_19_15295571_124 | AN | 8101201
solar_load_220348979 |  | 0 | 0 | 0 | 0.001 | 1892.3406355054794 | 4442.132587977306 | OPTIMIZED | INSTALLED | solar_pv |  | node_1372372_16_15295587_056 | BN | 8101201
solar_load_220348980 |  | 0 | 0 | 0 | 0.001 | 1892.3406355054794 | 4442.132587977306 | OPTIMIZED | INSTALLED | solar_pv |  | node_1372390_629_15295596_924 | CN | 8101201
solar_load_220348981 |  | 0 | 0 | 0 | 0.001 | 2123.1138599548735 | 4983.855844413845 | OPTIMIZED | INSTALLED | solar_pv |  | node_1372577_461_15295697_435 | AN | 8101201
solar_load_220348982 |  | 0 | 0 | 0 | 0.001 | 2123.1138599548735 | 4983.855844413845 | OPTIMIZED | INSTALLED | solar_pv |  | node_1372607_97_15295731_028 | BN | 8101201
solar_load_220348983 |  | 0 | 0 | 0 | 0.001 | 2123.1138599548735 | 4983.855844413845 | OPTIMIZED | INSTALLED | solar_pv |  | node_1372591_083_15295716_913 | CN | 8101201
solar_load_220348984 |  | 0 | 0 | 0 | 0.001 | 5469.325776988126 | 12838.8463130845 | OPTIMIZED | INSTALLED | solar_pv |  | node_1372828_225_15295863_779 | AN | 8101201
solar_load_220348985 |  | 0 | 0 | 0 | 0.001 | 5469.325776988126 | 12838.8463130845 | OPTIMIZED | INSTALLED | solar_pv |  | node_1372813_172_15295846_307 | AN | 8101201
solar_load_220348986 |  | 0 | 0 | 0 | 0.001 | 2630.8148237299065 | 6175.647593635583 | OPTIMIZED | INSTALLED | solar_pv |  | node_1372903_972_15296046_924 | AN | 8101201
solar_load_220348987 |  | 0 | 0 | 0 | 0.001 | 2630.8148237299065 | 6175.647593635583 | OPTIMIZED | INSTALLED | solar_pv |  | node_1372889_673_15296028_343 | BN | 8101201
solar_load_220348988 |  | 0 | 0 | 0 | 0.001 | 2630.8148237299065 | 6175.647593635583 | OPTIMIZED | INSTALLED | solar_pv |  | node_1372921_339_15296059_936 | CN | 8101201
solar_load_220348989 |  | 0 | 0 | 0 | 0.001 | 3507.7532066512363 | 8234.196683169414 | OPTIMIZED | INSTALLED | solar_pv |  | node_1373527_744_15295640_08 | AN | 8101201
solar_load_220348990 |  | 0 | 0 | 0 | 0.001 | 3507.7532066512363 | 8234.196683169414 | OPTIMIZED | INSTALLED | solar_pv |  | node_1373547_478_15295642_883 | BN | 8101201
solar_load_220348991 |  | 0 | 0 | 0 | 0.001 | 3507.7532066512363 | 8234.196683169414 | OPTIMIZED | INSTALLED | solar_pv |  | node_1373508_178_15295644_225 | CN | 8101201
solar_load_220348992 |  | 0 | 0 | 0 | 0.001 | 784.6290281347557 | 1841.859916972851 | OPTIMIZED | INSTALLED | solar_pv |  | node_1373688_287_15296380_907 | AN | 8101201
solar_load_220348993 |  | 0 | 0 | 0 | 0.001 | 784.6290281347557 | 1841.859916972851 | OPTIMIZED | INSTALLED | solar_pv |  | node_1373669_924_15296390_784 | BN | 8101201
solar_load_220348994 |  | 0 | 0 | 0 | 0.001 | 784.6290281347557 | 1841.859916972851 | OPTIMIZED | INSTALLED | solar_pv |  | node_1373704_089_15296364_967 | CN | 8101201
solar_load_220349002 |  | 0 | 0 | 0 | 0.001 | 461.5464488987876 | 1083.4468379071618 | OPTIMIZED | INSTALLED | solar_pv |  | node_1367346_293_15291550_252 | AN | 8101201
solar_load_220349003 |  | 0 | 0 | 0 | 0.001 | 461.5464488987876 | 1083.4468379071618 | OPTIMIZED | INSTALLED | solar_pv |  | node_1367327_457_15291541_735 | BN | 8101201
solar_load_220349004 |  | 0 | 0 | 0 | 0.001 | 461.5464488987876 | 1083.4468379071618 | OPTIMIZED | INSTALLED | solar_pv |  | node_1367366_095_15291551_949 | CN | 8101201
solar_load_220349005 |  | 0 | 0 | 0 | 0.001 | 0 | 0 | OPTIMIZED | INSTALLED | solar_pv |  | node_1367212_538_15291458_225 | AN | 8101201
solar_load_220349006 |  | 0 | 0 | 0 | 0.001 | 1292.3299919097885 | 3033.651341160504 | OPTIMIZED | INSTALLED | solar_pv |  | node_1367070_193_15291496_903 | AN | 8101201
solar_load_220349007 |  | 0 | 0 | 0 | 0.001 | 1292.3299919097885 | 3033.651341160504 | OPTIMIZED | INSTALLED | solar_pv |  | node_1367051_982_15291486_181 | BN | 8101201
solar_load_220349008 |  | 0 | 0 | 0 | 0.001 | 1292.3299919097885 | 3033.651341160504 | OPTIMIZED | INSTALLED | solar_pv |  | node_1367089_817_15291500_951 | CN | 8101201
solar_load_220349009 |  | 0 | 0 | 0 | 0.001 | 1753.87676584266 | 4117.098504101749 | OPTIMIZED | INSTALLED | solar_pv |  | node_1366879_387_15291471_503 | AN | 8101201
solar_load_220349010 |  | 0 | 0 | 0 | 0.001 | 1753.87676584266 | 4117.098504101749 | OPTIMIZED | INSTALLED | solar_pv |  | node_1366860_535_15291463_049 | BN | 8101201
solar_load_220349011 |  | 0 | 0 | 0 | 0.001 | 1753.87676584266 | 4117.098504101749 | OPTIMIZED | INSTALLED | solar_pv |  | node_1366899_191_15291473_133 | CN | 8101201
solar_load_220349012 |  | 0 | 0 | 0 | 0.001 | 3230.8251422915137 | 7584.128515418301 | OPTIMIZED | INSTALLED | solar_pv |  | node_1366341_742_15291390_629 | BN | 8101201
solar_load_220349013 |  | 0 | 0 | 0 | 0.001 | 3230.8251422915137 | 7584.128515418301 | OPTIMIZED | INSTALLED | solar_pv |  | node_1366323_264_15291380_776 | AN | 8101201
solar_load_220349014 |  | 0 | 0 | 0 | 0.001 | 3230.8251422915137 | 7584.128515418301 | OPTIMIZED | INSTALLED | solar_pv |  | node_1366361_455_15291393_743 | CN | 8101201
solar_load_220349015 |  | 0 | 0 | 0 | 0.001 | 134.58686311035186 | 315.93312952704133 | OPTIMIZED | INSTALLED | solar_pv |  | node_1365799_208_15291240_161 | AN | 8101201
solar_load_220349476 |  | 0 | 0 | 0 | 0.001 | 369.2370941122133 | 866.7576653461797 | OPTIMIZED | INSTALLED | solar_pv |  | node_1366587_414_15294292_545 | AN | 8101201
solar_load_220349477 |  | 0 | 0 | 0 | 0.001 | 369.2370941122133 | 866.7576653461797 | OPTIMIZED | INSTALLED | solar_pv |  | node_1366585_868_15294239_772 | BN | 8101201
solar_load_220349478 |  | 0 | 0 | 0 | 0.001 | 369.2370941122133 | 866.7576653461797 | OPTIMIZED | INSTALLED | solar_pv |  | node_1366584_054_15294266_271 | CN | 8101201
solar_load_220349503 |  | 0 | 0 | 0 | 0.001 | 313.7040457798228 | 736.3972204284618 | OPTIMIZED | INSTALLED | solar_pv |  | node_1371720_19_15293996_306 | AN | 8101201
solar_load_220349504 |  | 0 | 0 | 0 | 0.001 | 1015.4022525841496 | 2383.5831734093895 | OPTIMIZED | INSTALLED | solar_pv |  | node_1371738_556_15293986_431 | BN | 8101201
solar_load_220349505 |  | 0 | 0 | 0 | 0.001 | 1015.4022525841496 | 2383.5831734093895 | OPTIMIZED | INSTALLED | solar_pv |  | node_1371704_386_15294012_244 | CN | 8101201
solar_load_220349506 |  | 0 | 0 | 0 | 0.001 | 315.03311014878994 | 739.5175476336672 | OPTIMIZED | INSTALLED | solar_pv |  | node_1371479_845_15294139_758 | AN | 8101201
solar_load_220349507 |  | 0 | 0 | 0 | 0.001 | 2630.8148237299065 | 6175.647593635583 | OPTIMIZED | INSTALLED | solar_pv |  | node_1370983_037_15294209_669 | AN | 8101201
solar_load_220349508 |  | 0 | 0 | 0 | 0.001 | 2630.8148237299065 | 6175.647593635583 | OPTIMIZED | INSTALLED | solar_pv |  | node_1371002_389_15294204_03 | BN | 8101201
solar_load_220349509 |  | 0 | 0 | 0 | 0.001 | 2630.8148237299065 | 6175.647593635583 | OPTIMIZED | INSTALLED | solar_pv |  | node_1370965_466_15294221_851 | CN | 8101201
solar_load_220349510 |  | 0 | 0 | 0 | 0.001 | 1542.2669009104015 | 3620.3596398395034 | OPTIMIZED | INSTALLED | solar_pv |  | node_1370899_789_15294369_451 | AN | 8101201
solar_load_220349514 |  | 0 | 0 | 0 | 0.001 | 969.2477377079042 | 2275.238587128899 | OPTIMIZED | INSTALLED | solar_pv |  | node_1370527_671_15294553_365 | AN | 8101201
solar_load_220349515 |  | 0 | 0 | 0 | 0.001 | 969.2477377079042 | 2275.238587128899 | OPTIMIZED | INSTALLED | solar_pv |  | node_1370507_875_15294551_579 | BN | 8101201
solar_load_220349516 |  | 0 | 0 | 0 | 0.001 | 969.2477377079042 | 2275.238587128899 | OPTIMIZED | INSTALLED | solar_pv |  | node_1370547_1_15294548_214 | CN | 8101201
solar_load_220349517 |  | 0 | 0 | 0 | 0.001 | 276.927739325639 | 650.0681677511138 | OPTIMIZED | INSTALLED | solar_pv |  | node_1369565_354_15294753_529 | AN | 8101201
solar_load_220349518 |  | 0 | 0 | 0 | 0.001 | 718.7940245139295 | 1687.3169362147912 | OPTIMIZED | INSTALLED | solar_pv |  | node_1369304_955_15294744_822 | AN | 8101201
solar_load_220349519 |  | 0 | 0 | 0 | 0.001 | 0 | 0 | OPTIMIZED | INSTALLED | solar_pv |  | node_1369102_065_15294669_876 | AN | 8101201
solar_load_220349520 |  | 0 | 0 | 0 | 0.001 | 0 | 0 | OPTIMIZED | INSTALLED | solar_pv |  | node_1369576_958_15294554_601 | AN | 8101201
solar_load_220349524 |  | 0 | 0 | 0 | 0.001 | 2861.5880481793 | 6717.371175106206 | OPTIMIZED | INSTALLED | solar_pv |  | node_1368666_956_15294346_261 | AN | 8101201
solar_load_220349526 |  | 0 | 0 | 0 | 0.001 | 191.08038716059468 | 448.54703574826857 | OPTIMIZED | INSTALLED | solar_pv |  | node_1368691_053_15294388_212 | BN | 8101201
solar_load_220349528 |  | 0 | 0 | 0 | 0.001 | 0 | 0 | OPTIMIZED | INSTALLED | solar_pv |  | node_1368318_786_15293851_456 | AN | 8101201
solar_load_220349529 |  | 0 | 0 | 0 | 0.001 | 646.1651584719363 | 1516.8258330972938 | OPTIMIZED | INSTALLED | solar_pv |  | node_1368084_672_15294123_121 | AN | 8101201
solar_load_220349530 |  | 0 | 0 | 0 | 0.001 | 646.1651584719363 | 1516.8258330972938 | OPTIMIZED | INSTALLED | solar_pv |  | node_1368074_5_15294100_168 | BN | 8101201
solar_load_220349531 |  | 0 | 0 | 0 | 0.001 | 646.1651584719363 | 1516.8258330972938 | OPTIMIZED | INSTALLED | solar_pv |  | node_1368098_904_15294141_799 | CN | 8101201
solar_load_220349537 |  | 0 | 0 | 0 | 0.001 | 523.3936093445446 | 1228.6288370496052 | OPTIMIZED | INSTALLED | solar_pv |  | node_1367592_566_15293445_316 | AN | 8101201
solar_load_220349541 |  | 0 | 0 | 0 | 0.001 | 1292.3299919097885 | 3033.651341160504 | OPTIMIZED | INSTALLED | solar_pv |  | node_1366634_453_15293253_449 | AN | 8101201
solar_load_220349542 |  | 0 | 0 | 0 | 0.001 | 1292.3299919097885 | 3033.651341160504 | OPTIMIZED | INSTALLED | solar_pv |  | node_1366625_244_15293229_779 | BN | 8101201
solar_load_220349543 |  | 0 | 0 | 0 | 0.001 | 1292.3299919097885 | 3033.651341160504 | OPTIMIZED | INSTALLED | solar_pv |  | node_1366647_894_15293273_155 | CN | 8101201
solar_load_220349544 |  | 0 | 0 | 0 | 0.001 | 0 | 0 | OPTIMIZED | INSTALLED | solar_pv |  | node_1366247_13_15292818_198 | AN | 8101201
solar_load_220349546 |  | 0 | 0 | 0 | 0.001 | 0 | 0 | OPTIMIZED | INSTALLED | solar_pv |  | node_1366277_691_15292851_717 | BN | 8101201
solar_load_220349550 |  | 0 | 0 | 0 | 0.001 | 1569.2580562695114 | 3683.7195089116176 | OPTIMIZED | INSTALLED | solar_pv |  | node_1366017_297_15292683_03 | AN | 8101201
solar_load_220349551 |  | 0 | 0 | 0 | 0.001 | 1569.2580562695114 | 3683.7195089116176 | OPTIMIZED | INSTALLED | solar_pv |  | node_1366004_212_15292662_896 | BN | 8101201
solar_load_220349552 |  | 0 | 0 | 0 | 0.001 | 1569.2580562695114 | 3683.7195089116176 | OPTIMIZED | INSTALLED | solar_pv |  | node_1366033_793_15292697_967 | CN | 8101201
solar_load_220349553 |  | 0 | 0 | 0 | 0.001 | 276.927739325639 | 650.0681677511138 | OPTIMIZED | INSTALLED | solar_pv |  | node_1365904_547_15292606_571 | AN | 8101201
solar_load_220349554 |  | 0 | 0 | 0 | 0.001 | 276.927739325639 | 650.0681677511138 | OPTIMIZED | INSTALLED | solar_pv |  | node_1365893_38_15292584_459 | AN | 8101201
solar_load_220349556 |  | 0 | 0 | 0 | 0.001 | 1292.3299919097885 | 3033.651341160504 | OPTIMIZED | INSTALLED | solar_pv |  | node_1365601_906_15292464_341 | AN | 8101201
solar_load_220349557 |  | 0 | 0 | 0 | 0.001 | 1292.3299919097885 | 3033.651341160504 | OPTIMIZED | INSTALLED | solar_pv |  | node_1365620_201_15292474_797 | BN | 8101201
solar_load_220349558 |  | 0 | 0 | 0 | 0.001 | 1292.3299919097885 | 3033.651341160504 | OPTIMIZED | INSTALLED | solar_pv |  | node_1365639_854_15292478_558 | CN | 8101201
solar_load_220349559 |  | 0 | 0 | 0 | 0.001 | 692.3196733481814 | 1625.1704193777848 | OPTIMIZED | INSTALLED | solar_pv |  | node_1365369_548_15292654_156 | AN | 8101201
solar_load_220349560 |  | 0 | 0 | 0 | 0.001 | 0 | 0 | OPTIMIZED | INSTALLED | solar_pv |  | node_1365145_778_15292906_816 | AN | 8101201
solar_load_220349561 |  | 0 | 0 | 0 | 0.001 | 369.2370941122133 | 866.7576653461797 | OPTIMIZED | INSTALLED | solar_pv |  | node_1365201_024_15292320_002 | AN | 8101201
solar_load_220349562 |  | 0 | 0 | 0 | 0.001 | 369.2370941122133 | 866.7576653461797 | OPTIMIZED | INSTALLED | solar_pv |  | node_1365184_35_15292305_426 | BN | 8101201
solar_load_220349563 |  | 0 | 0 | 0 | 0.001 | 369.2370941122133 | 866.7576653461797 | OPTIMIZED | INSTALLED | solar_pv |  | node_1365219_909_15292328_314 | CN | 8101201
solar_load_220349569 |  | 0 | 0 | 0 | 0.001 | 2423.119019235677 | 5688.096467822247 | OPTIMIZED | INSTALLED | solar_pv |  | node_1364949_362_15292231_983 | AN | 8101201
solar_load_220349570 |  | 0 | 0 | 0 | 0.001 | 2261.5777296176925 | 5308.889928289403 | OPTIMIZED | INSTALLED | solar_pv |  | node_1364667_977_15292127_332 | AN | 8101201
solar_load_220349571 |  | 0 | 0 | 0 | 0.001 | 2261.5777296176925 | 5308.889928289403 | OPTIMIZED | INSTALLED | solar_pv |  | node_1364634_807_15292098_651 | BN | 8101201
solar_load_220349572 |  | 0 | 0 | 0 | 0.001 | 2261.5777296176925 | 5308.889928289403 | OPTIMIZED | INSTALLED | solar_pv |  | node_1364650_001_15292115_91 | CN | 8101201
solar_load_220349573 |  | 0 | 0 | 0 | 0.001 | 2215.4228897073635 | 5200.545342008911 | OPTIMIZED | INSTALLED | solar_pv |  | node_1364806_507_15291847_264 | AN | 8101201
solar_load_220349574 |  | 0 | 0 | 0 | 0.001 | 4553.026741611717 | 10687.900759629614 | OPTIMIZED | INSTALLED | solar_pv |  | node_1364222_618_15292042_203 | AN | 8101201
solar_load_220350328 |  | 0 | 0 | 0 | 0.001 | 2492.3509540670866 | 5850.613509760025 | OPTIMIZED | INSTALLED | solar_pv |  | node_1369442_474_15296021_122 | AN | 8101201
solar_load_220350329 |  | 0 | 0 | 0 | 0.001 | 2492.3509540670866 | 5850.613509760025 | OPTIMIZED | INSTALLED | solar_pv |  | node_1369446_566_15296006_016 | BN | 8101201
solar_load_220350330 |  | 0 | 0 | 0 | 0.001 | 2492.3509540670866 | 5850.613509760025 | OPTIMIZED | INSTALLED | solar_pv |  | node_1369447_461_15296038_861 | CN | 8101201
solar_load_220350331 |  | 0 | 0 | 0 | 0.001 | 0 | 0 | OPTIMIZED | INSTALLED | solar_pv |  | node_1369681_884_15296284_975 | AN | 8101201
solar_load_220350332 |  | 0 | 0 | 0 | 0.001 | 276.927739325639 | 650.0681677511138 | OPTIMIZED | INSTALLED | solar_pv |  | node_1370078_008_15296678_57 | AN | 8101201
solar_load_220350333 |  | 0 | 0 | 0 | 0.001 | 276.927739325639 | 650.0681677511138 | OPTIMIZED | INSTALLED | solar_pv |  | node_1370086_097_15296702_957 | BN | 8101201
solar_load_220350337 |  | 0 | 0 | 0 | 0.001 | 359.89561454162987 | 844.8285908093475 | OPTIMIZED | INSTALLED | solar_pv |  | node_1369375_908_15295083_676 | AN | 8101201
solar_load_220350338 |  | 0 | 0 | 0 | 0.001 | 359.89561454162987 | 844.8285908093475 | OPTIMIZED | INSTALLED | solar_pv |  | node_1369380_583_15295097_373 | AN | 8101201
solar_load_220350339 |  | 0 | 0 | 0 | 0.001 | 3784.6809459768747 | 8884.264850920528 | OPTIMIZED | INSTALLED | solar_pv |  | node_1370437_651_15297423_338 | AN | 8101201
solar_load_220350340 |  | 0 | 0 | 0 | 0.001 | 3784.6809459768747 | 8884.264850920528 | OPTIMIZED | INSTALLED | solar_pv |  | node_1370429_726_15297371_548 | BN | 8101201
solar_load_220350342 |  | 0 | 0 | 0 | 0.001 | 5353.939002246387 | 12567.984684866231 | OPTIMIZED | INSTALLED | solar_pv |  | node_1369606_233_15295638_011 | AN | 8101201
solar_load_220350343 |  | 0 | 0 | 0 | 0.001 | 5353.939002246387 | 12567.984684866231 | OPTIMIZED | INSTALLED | solar_pv |  | node_1369609_257_15295664_355 | BN | 8101201
solar_load_220350344 |  | 0 | 0 | 0 | 0.001 | 5353.939002246387 | 12567.984684866231 | OPTIMIZED | INSTALLED | solar_pv |  | node_1369607_106_15295690_805 | CN | 8101201
solar_load_220350432 |  | 0 | 0 | 0 | 0.001 | 2123.1138599548735 | 4983.855844413845 | OPTIMIZED | INSTALLED | solar_pv |  | node_1367511_636_15291890_103 | AN | 8101201
solar_load_220350433 |  | 0 | 0 | 0 | 0.001 | 2123.1138599548735 | 4983.855844413845 | OPTIMIZED | INSTALLED | solar_pv |  | node_1367492_898_15291881_197 | BN | 8101201
solar_load_220350434 |  | 0 | 0 | 0 | 0.001 | 2123.1138599548735 | 4983.855844413845 | OPTIMIZED | INSTALLED | solar_pv |  | node_1367531_417_15291892_211 | CN | 8101201
solar_load_220350435 |  | 0 | 0 | 0 | 0.001 | 6923.197058515899 | 16251.704193777847 | OPTIMIZED | INSTALLED | solar_pv |  | node_1367483_682_15291884_725 | AN | 8101201
solar_load_220350436 |  | 0 | 0 | 0 | 0.001 | 6923.197058515899 | 16251.704193777847 | OPTIMIZED | INSTALLED | solar_pv |  | node_1367503_423_15291887_485 | BN | 8101201
solar_load_220350437 |  | 0 | 0 | 0 | 0.001 | 6923.197058515899 | 16251.704193777847 | OPTIMIZED | INSTALLED | solar_pv |  | node_1367465_111_15291875_204 | CN | 8101201
solar_load_220350438 |  | 0 | 0 | 0 | 0.001 | 9000.156078560443 | 21127.2154519112 | OPTIMIZED | INSTALLED | solar_pv |  | node_1367793_625_15291618_915 | AN | 8101201
solar_load_220350442 |  | 0 | 0 | 0 | 0.001 | 179.44936750319175 | 421.24417270272187 | OPTIMIZED | INSTALLED | solar_pv |  | node_1367357_626_15293050_383 | AN | 8101201
solar_load_220350444 |  | 0 | 0 | 0 | 0.001 | 0 | 0 | OPTIMIZED | INSTALLED | solar_pv |  | node_1367460_302_15292588_448 | AN | 8101201
solar_load_220350445 |  | 0 | 0 | 0 | 0.001 | 207.69580449422924 | 487.55112581333543 | OPTIMIZED | INSTALLED | solar_pv |  | node_1367576_444_15292378_155 | AN | 8101201
solar_load_220350446 |  | 0 | 0 | 0 | 0.001 | 207.69580449422924 | 487.55112581333543 | OPTIMIZED | INSTALLED | solar_pv |  | node_1367567_233_15292401_649 | AN | 8101201
solar_load_220350447 |  | 0 | 0 | 0 | 0.001 | 0 | 0 | OPTIMIZED | INSTALLED | solar_pv |  | node_1367743_355_15292057_414 | AN | 8101201
solar_load_220350448 |  | 0 | 0 | 0 | 0.001 | 0 | 0 | OPTIMIZED | INSTALLED | solar_pv |  | node_1367734_373_15292081_07 | AN | 8101201
solar_load_220423776 |  | 0 | 0 | 0 | 0.001 | 2423.119019235677 | 5688.096467822247 | OPTIMIZED | INSTALLED | solar_pv |  | node_1364932_31_15292218_223 | AN | 8101201
solar_load_220430127 |  | 0 | 0 | 0 | 0.001 | 14631.02314516655 | 34345.268304528545 | OPTIMIZED | INSTALLED | solar_pv |  | node_1370778_893_15297094_923 | AN | 8101201
solar_load_220430814 |  | 0 | 0 | 0 | 0.001 | 14631.02314516655 | 34345.268304528545 | OPTIMIZED | INSTALLED | solar_pv |  | node_1370774_816_15297120_943 | BN | 8101201
solar_load_220431926 |  | 0 | 0 | 0 | 0.001 | 2538.505468943332 | 5958.958096040516 | OPTIMIZED | INSTALLED | solar_pv |  | node_1370495_438_15296829_832 | AN | 8101201
solar_load_220431959 |  | 0 | 0 | 0 | 0.001 | 2538.505468943332 | 5958.958096040516 | OPTIMIZED | INSTALLED | solar_pv |  | node_1370534_123_15296839_637 | BN | 8101201
solar_load_220432088 |  | 0 | 0 | 0 | 0.001 | 1105.6070116776295 | 2595.332152929547 | OPTIMIZED | INSTALLED | solar_pv |  | node_1370486_013_15297737_637 | AN | 8101201
solar_load_220432166 |  | 0 | 0 | 0 | 0.001 | 4523.155459235385 | 10617.780181612889 | OPTIMIZED | INSTALLED | solar_pv |  | node_1369700_809_15296020_164 | AN | 8101201
solar_load_220432167 |  | 0 | 0 | 0 | 0.001 | 4523.155459235385 | 10617.780181612889 | OPTIMIZED | INSTALLED | solar_pv |  | node_1369698_636_15296046_61 | BN | 8101201
solar_load_220432168 |  | 0 | 0 | 0 | 0.001 | 4523.155459235385 | 10617.780181612889 | OPTIMIZED | INSTALLED | solar_pv |  | node_1369697_807_15295993_815 | CN | 8101201
solar_load_220432315 |  | 0 | 0 | 0 | 0.001 | 0 | 0 | OPTIMIZED | INSTALLED | solar_pv |  | node_1369960_454_15294453_575 | AN | 8101201
solar_load_220432324 |  | 0 | 0 | 0 | 0.001 | 0 | 0 | OPTIMIZED | INSTALLED | solar_pv |  | node_1369980_077_15294449_91 | BN | 8101201
solar_load_220432561 |  | 0 | 0 | 0 | 0.001 | 0 | 0 | OPTIMIZED | INSTALLED | solar_pv |  | node_1369942_242_15294463_941 | CN | 8101201
solar_load_220432720 |  | 0 | 0 | 0 | 0.001 | 4569.309974111631 | 10726.12476789338 | OPTIMIZED | INSTALLED | solar_pv |  | node_1370096_453_15294047_068 | AN | 8101201
solar_load_220432721 |  | 0 | 0 | 0 | 0.001 | 4569.309974111631 | 10726.12476789338 | OPTIMIZED | INSTALLED | solar_pv |  | node_1370145_466_15294058_15 | BN | 8101201
solar_load_220432722 |  | 0 | 0 | 0 | 0.001 | 4569.309974111631 | 10726.12476789338 | OPTIMIZED | INSTALLED | solar_pv |  | node_1370122_88_15294053_67 | CN | 8101201
solar_load_220435038 |  | 0 | 0 | 0 | 0.001 | 2538.505468943332 | 5958.958096040516 | OPTIMIZED | INSTALLED | solar_pv |  | node_1370515_244_15296831_319 | CN | 8101201
solar_load_220491723 |  | 0 | 0 | 0 | 0.001 | 14631.02314516655 | 34345.268304528545 | OPTIMIZED | INSTALLED | solar_pv |  | node_1370777_808_15297068_325 | CN | 8101201
solar_load_220497467 |  | 0 | 0 | 0 | 0.001 | 0 | 0 | OPTIMIZED | INSTALLED | solar_pv |  | node_1366360_286_15294066_28 | AN | 8101201
solar_load_220505416 |  | 0 | 0 | 0 | 0.001 | 553.8558036853618 | 1300.1363355022277 | OPTIMIZED | INSTALLED | solar_pv |  | node_1367103_657_15293258_98 | AN | 8101201
solar_load_220505416-L-1 |  | 0 | 0 | 0 | 0.001 | 0 | 0 | OPTIMIZED | INSTALLED | solar_pv |  | node_1367103_657_15293258_98 | AN | 8101201
solar_load_220505832 |  | 0 | 0 | 0 | 0.001 | 0 | 0 | OPTIMIZED | INSTALLED | solar_pv |  | node_1368065_692_15293854_88 | AN | 8101201
solar_load_220505833 |  | 0 | 0 | 0 | 0.001 | 0 | 0 | OPTIMIZED | INSTALLED | solar_pv |  | node_1368049_719_15293838_947 | BN | 8101201
solar_load_220505834 |  | 0 | 0 | 0 | 0.001 | 0 | 0 | OPTIMIZED | INSTALLED | solar_pv |  | node_1368084_163_15293864_747 | CN | 8101201
solar_load_220522217 |  | 0 | 0 | 0 | 0.001 | 3784.6809459768747 | 8884.264850920528 | OPTIMIZED | INSTALLED | solar_pv |  | node_1370436_223_15297396_766 | CN | 8101201
solar_load_220524397 |  | 0 | 0 | 0 | 0.001 | 1430.793861572608 | 3358.6854250360607 | OPTIMIZED | INSTALLED | solar_pv |  | node_1369249_237_15294342_017 | AN | 8101201
solar_load_220524399 |  | 0 | 0 | 0 | 0.001 | 1430.793861572608 | 3358.6854250360607 | OPTIMIZED | INSTALLED | solar_pv |  | node_1369260_075_15294319_82 | BN | 8101201
solar_load_220524403 |  | 0 | 0 | 0 | 0.001 | 1430.793861572608 | 3358.6854250360607 | OPTIMIZED | INSTALLED | solar_pv |  | node_1369243_067_15294367_265 | CN | 8101201
solar_load_220527019 |  | 0 | 0 | 0 | 0.001 | 3046.2067577524485 | 7150.74952022817 | OPTIMIZED | INSTALLED | solar_pv |  | node_1364088_828_15291739_1 | ABCN | 8101201
solar_load_220530169 |  | 0 | 0 | 0 | 0.001 | 70062.7534781018 | 164467.2467660659 | OPTIMIZED | INSTALLED | solar_pv |  | node_1369808_669_15294951_149 | ABCN | 8101201
solar_load_220542347 |  | 0 | 0 | 0 | 0.001 | 692.3196733481814 | 1625.1704193777848 | OPTIMIZED | INSTALLED | solar_pv |  | node_1367965_105_15291255_33 | AN | 8101201
solar_load_220542386 |  | 0 | 0 | 0 | 0.001 | 692.3196733481814 | 1625.1704193777848 | OPTIMIZED | INSTALLED | solar_pv |  | node_1367959_889_15291280_971 | AN | 8101201
solar_load_220543391 |  | 0 | 0 | 0 | 0.001 | 0 | 0 | OPTIMIZED | INSTALLED | solar_pv |  | node_1373606_234_15296210_748 | AN | 8101201
solar_load_220551778 |  | 0 | 0 | 0 | 0.001 | 1292.3299919097885 | 3033.651341160504 | OPTIMIZED | INSTALLED | solar_pv |  | node_1373892_217_15295965_928 | AN | 8101201
solar_load_220551779 |  | 0 | 0 | 0 | 0.001 | 1292.3299919097885 | 3033.651341160504 | OPTIMIZED | INSTALLED | solar_pv |  | node_1373910_313_15295955_211 | BN | 8101201
solar_load_220551812 |  | 0 | 0 | 0 | 0.001 | 1292.3299919097885 | 3033.651341160504 | OPTIMIZED | INSTALLED | solar_pv |  | node_1373876_834_15295982_59 | CN | 8101201
solar_load_220553969 |  | 0 | 0 | 0 | 0.001 | 2492.3509540670866 | 5850.613509760025 | OPTIMIZED | INSTALLED | solar_pv |  | node_1369871_967_15297011_125 | AN | 8101201
solar_load_220553970 |  | 0 | 0 | 0 | 0.001 | 2492.3509540670866 | 5850.613509760025 | OPTIMIZED | INSTALLED | solar_pv |  | node_1369857_122_15296993_333 | BN | 8101201
solar_load_220553972 |  | 0 | 0 | 0 | 0.001 | 2492.3509540670866 | 5850.613509760025 | OPTIMIZED | INSTALLED | solar_pv |  | node_1369889_708_15297023_184 | CN | 8101201
solar_load_220577686 |  | 0 | 0 | 0 | 0.001 | 969.2477377079042 | 2275.238587128899 | OPTIMIZED | INSTALLED | solar_pv |  | node_1368057_695_15292369_401 | AN | 8101201
solar_load_220577688 |  | 0 | 0 | 0 | 0.001 | 969.2477377079042 | 2275.238587128899 | OPTIMIZED | INSTALLED | solar_pv |  | node_1368039_774_15292357_825 | BN | 8101201
solar_load_220579674 |  | 0 | 0 | 0 | 0.001 | 2169.2683748311183 | 5092.2007557284205 | OPTIMIZED | INSTALLED | solar_pv |  | node_1367737_897_15292292_545 | AN | 8101201
solar_load_220579703 |  | 0 | 0 | 0 | 0.001 | 2169.2683748311183 | 5092.2007557284205 | OPTIMIZED | INSTALLED | solar_pv |  | node_1367720_527_15292279_53 | BN | 8101201
solar_load_220579897 |  | 0 | 0 | 0 | 0.001 | 2169.2683748311183 | 5092.2007557284205 | OPTIMIZED | INSTALLED | solar_pv |  | node_1367757_153_15292299_104 | CN | 8101201
solar_load_220606738 |  | 0 | 0 | 0 | 0.001 | 4477.0006193250565 | 10509.435270298314 | OPTIMIZED | INSTALLED | solar_pv |  | node_1368864_555_15294549_164 | AN | 8101201
solar_load_220606739 |  | 0 | 0 | 0 | 0.001 | 4477.0006193250565 | 10509.435270298314 | OPTIMIZED | INSTALLED | solar_pv |  | node_1368853_731_15294526_751 | BN | 8101201
solar_load_220606740 |  | 0 | 0 | 0 | 0.001 | 4477.0006193250565 | 10509.435270298314 | OPTIMIZED | INSTALLED | solar_pv |  | node_1368879_31_15294567_094 | CN | 8101201
solar_load_220606741 |  | 0 | 0 | 0 | 0.001 | 0 | 0 | OPTIMIZED | INSTALLED | solar_pv |  | node_1369189_242_15295073_274 | AN | 8101201
solar_load_220613542 |  | 0 | 0 | 0 | 0.001 | 2861.5880481793 | 6717.371175106206 | OPTIMIZED | INSTALLED | solar_pv |  | node_1368676_959_15294369_348 | CN | 8101201
solar_load_220617453 |  | 0 | 0 | 0 | 0.001 | 0 | 0 | OPTIMIZED | INSTALLED | solar_pv |  | node_1366260_782_15292837_643 | CN | 8101201
solar_load_220623384 |  | 0 | 0 | 0 | 0.001 | 1984.6496652579701 | 4658.821760538288 | OPTIMIZED | INSTALLED | solar_pv |  | node_1365128_602_15292439_13 | AN | 8101201
solar_load_220623385 |  | 0 | 0 | 0 | 0.001 | 1984.6496652579701 | 4658.821760538288 | OPTIMIZED | INSTALLED | solar_pv |  | node_1365123_576_15292464_84 | BN | 8101201
solar_load_220623386 |  | 0 | 0 | 0 | 0.001 | 1984.6496652579701 | 4658.821760538288 | OPTIMIZED | INSTALLED | solar_pv |  | node_1365128_491_15292412_502 | CN | 8101201
solar_load_220624272 |  | 0 | 0 | 0 | 0.001 | 8030.908665886623 | 18851.976864782304 | OPTIMIZED | INSTALLED | solar_pv |  | node_1368675_247_15293392_62 | AN | 8101201
solar_load_220624279 |  | 0 | 0 | 0 | 0.001 | 8030.908665886623 | 18851.976864782304 | OPTIMIZED | INSTALLED | solar_pv |  | node_1368656_118_15293399_47 | BN | 8101201
solar_load_220624280 |  | 0 | 0 | 0 | 0.001 | 8030.908665886623 | 18851.976864782304 | OPTIMIZED | INSTALLED | solar_pv |  | node_1368692_368_15293379_343 | CN | 8101201
solar_load_220642663 |  | 0 | 0 | 0 | 0.001 | 1153.866122246969 | 2708.617257284947 | OPTIMIZED | INSTALLED | solar_pv |  | node_1369431_701_15293727_153 | AN | 8101201
solar_load_220642664 |  | 0 | 0 | 0 | 0.001 | 1153.866122246969 | 2708.617257284947 | OPTIMIZED | INSTALLED | solar_pv |  | node_1369415_023_15293679_181 | BN | 8101201
solar_load_220642665 |  | 0 | 0 | 0 | 0.001 | 1153.866122246969 | 2708.617257284947 | OPTIMIZED | INSTALLED | solar_pv |  | node_1369425_706_15293701_714 | CN | 8101201
solar_load_310008395 |  | 0 | 0 | 0 | 0.001 | 692.3196733481814 | 1625.1704193777848 | OPTIMIZED | INSTALLED | solar_pv |  | node_1371635_308_15295070_933 | AN | 8101201
solar_load_310014691 |  | 0 | 0 | 0 | 0.001 | 538.3477774754914 | 1263.7325181081653 | OPTIMIZED | INSTALLED | solar_pv |  | node_1366527_348_15295245_844 | AN | 8101201
solar_load_310029223 |  | 0 | 0 | 0 | 0.001 | 0 | 0 | OPTIMIZED | INSTALLED | solar_pv |  | node_1365082_114_15292694_279 | CN | 8101201
solar_load_310029223-L-1 |  | 0 | 0 | 0 | 0.001 | 0 | 0 | OPTIMIZED | INSTALLED | solar_pv |  | node_1365082_114_15292694_279 | CN | 8101201
solar_load_310029224 |  | 0 | 0 | 0 | 0.001 | 0 | 0 | OPTIMIZED | INSTALLED | solar_pv |  | node_1365076_151_15292719_617 | AN | 8101201
solar_load_310029224-L-1 |  | 0 | 0 | 0 | 0.001 | 0 | 0 | OPTIMIZED | INSTALLED | solar_pv |  | node_1365076_151_15292719_617 | AN | 8101201
solar_load_310029225 |  | 0 | 0 | 0 | 0.001 | 0 | 0 | OPTIMIZED | INSTALLED | solar_pv |  | node_1365065_495_15292741_973 | BN | 8101201
solar_load_310029225-L-1 |  | 0 | 0 | 0 | 0.001 | 0 | 0 | OPTIMIZED | INSTALLED | solar_pv |  | node_1365065_495_15292741_973 | BN | 8101201
solar_load_310035799 |  | 0 | 0 | 0 | 0.001 | 0 | 0 | OPTIMIZED | INSTALLED | solar_pv |  | node_1371750_65_15294817_209 | AN | 8101201
solar_load_310047975 |  | 0 | 0 | 0 | 0.001 | 152.53199488112136 | 358.05754679731353 | OPTIMIZED | INSTALLED | solar_pv |  | node_1371978_544_15295052_589 | AN | 8101201
solar_load_310050370 |  | 0 | 0 | 0 | 0.001 | 1430.793861572608 | 3358.6854250360607 | OPTIMIZED | INSTALLED | solar_pv |  | node_1370656_788_15294443_474 | AN | 8101201
solar_load_310050371 |  | 0 | 0 | 0 | 0.001 | 1430.793861572608 | 3358.6854250360607 | OPTIMIZED | INSTALLED | solar_pv |  | node_1370670_755_15294445_392 | BN | 8101201
solar_load_310050372 |  | 0 | 0 | 0 | 0.001 | 1430.793861572608 | 3358.6854250360607 | OPTIMIZED | INSTALLED | solar_pv |  | node_1370683_624_15294441_775 | CN | 8101201
solar_load_310060814 |  | 0 | 0 | 0 | 0.001 | 11492.507032627529 | 26977.828961671225 | OPTIMIZED | INSTALLED | solar_pv |  | node_1371845_06_15294513_573 | AN | 8101201
solar_load_311926169 |  | 0 | 0 | 0 | 0.001 | 0 | 0 | OPTIMIZED | INSTALLED | solar_pv |  | node_1365566_343_15291216_77 | AN | 8101201
solar_load_311928289 |  | 0 | 0 | 0 | 0.001 | 0 | 0 | OPTIMIZED | INSTALLED | solar_pv |  | node_1367508_199_15291581_163 | ABCN | 8101201
solar_load_311928291 |  | 0 | 0 | 0 | 0.001 | 0 | 0 | OPTIMIZED | INSTALLED | solar_pv |  | node_1367656_388_15291664_376 | ABCN | 8101201
solar_load_312005105 |  | 0 | 0 | 0 | 0.001 | 0 | 0 | OPTIMIZED | INSTALLED | solar_pv |  | node_1364909_295_15292423_676 | AN | 8101201
solar_load_312101939 |  | 0 | 0 | 0 | 0.001 | 0 | 0 | OPTIMIZED | INSTALLED | solar_pv |  | node_1366153_864_15292763_664 | AN | 8101201
solar_load_312101940 |  | 0 | 0 | 0 | 0.001 | 0 | 0 | OPTIMIZED | INSTALLED | solar_pv |  | node_1366167_949_15292775_461 | BN | 8101201
solar_load_312101941 |  | 0 | 0 | 0 | 0.001 | 0 | 0 | OPTIMIZED | INSTALLED | solar_pv |  | node_1366181_991_15292783_617 | CN | 8101201
solar_load_312107962 |  | 0 | 0 | 0 | 0.001 | 0 | 0 | OPTIMIZED | INSTALLED | solar_pv |  | node_1366923_433_15293805_982 | AN | 8101201
solar_load_312107962-L-1 |  | 0 | 0 | 0 | 0.001 | 0 | 0 | OPTIMIZED | INSTALLED | solar_pv |  | node_1366923_433_15293805_982 | AN | 8101201
solar_load_312118273 |  | 0 | 0 | 0 | 0.001 | 0 | 0 | OPTIMIZED | INSTALLED | solar_pv |  | node_1366934_684_15293196_305 | AN | 8101201
solar_load_312118273-L-1 |  | 0 | 0 | 0 | 0.001 | 0 | 0 | OPTIMIZED | INSTALLED | solar_pv |  | node_1366934_684_15293196_305 | AN | 8101201
solar_load_312118275 |  | 0 | 0 | 0 | 0.001 | 0 | 0 | OPTIMIZED | INSTALLED | solar_pv |  | node_1366947_245_15293196_655 | CN | 8101201
solar_load_312118275-L-1 |  | 0 | 0 | 0 | 0.001 | 0 | 0 | OPTIMIZED | INSTALLED | solar_pv |  | node_1366947_245_15293196_655 | CN | 8101201
solar_load_312118276 |  | 0 | 0 | 0 | 0.001 | 0 | 0 | OPTIMIZED | INSTALLED | solar_pv |  | node_1366940_727_15293196_862 | BN | 8101201
solar_load_312118276-L-1 |  | 0 | 0 | 0 | 0.001 | 0 | 0 | OPTIMIZED | INSTALLED | solar_pv |  | node_1366940_727_15293196_862 | BN | 8101201

## Storage
Name | GroupId | InitStateOfCharge | SpinningReserveCharge | SpinningReserveDischarge | NonSpinningReserveCharge | NonSpinningReserveDischarge | RegulationUpCharge | RegulationUpDischarge | RegulationDownCharge | RegulationDownDischarge | ChargeEfficiency | DischargeEfficiency | CommitmentStatus | ConstructionTime | CalendarLife | YearOfInstallation | DepthOfDischarge | ReactivePower | ReactivePowerA | ReactivePowerB | ReactivePowerC | ActivePower | ActivePowerA | ActivePowerB | ActivePowerC | Energy | MaxEnergy | PowerCharge | PowerDischarge | RampUpLimit | RampDownLimit | CapitalCost | FixedOperatingCost | VariableOperatingCost | MaxReactivePower | MaxActivePower | OutputSchedule | PlanningStatus | UnitType | UnitSubtype | ParentNode | Phases | Feeder | Comments

## Switch
Name | GroupId | OperatingMode | PhaseAState | PhaseBState | PhaseCState | CurrentInAReal | CurrentInAImag | CurrentInA | CurrentInBReal | CurrentInBImag | CurrentInB | CurrentInCReal | CurrentInCImag | CurrentInC | CurrentOutAReal | CurrentOutAImag | CurrentOutA | CurrentOutBReal | CurrentOutBImag | CurrentOutB | CurrentOutCReal | CurrentOutCImag | CurrentOutC | ActivePowerInA | ReactivePowerInA | PowerInA | ActivePowerInB | ReactivePowerInB | PowerInB | ActivePowerInC | ReactivePowerInC | PowerInC | ActivePowerOutA | ReactivePowerOutA | PowerOutA | ActivePowerOutB | ReactivePowerOutB | PowerOutB | ActivePowerOutC | ReactivePowerOutC | PowerOutC | Status | From | To | Length | Phases | Feeder | Comments
switch_615T693_NO-220416493 |  | INDIVIDUAL | CLOSED | CLOSED | CLOSED | 0 | 0 | 0+0j | 0 | 0 | 0+0j | 0 | 0 | 0+0j | 0 | 0 | 0+0j | 0 | 0 | 0+0j | 0 | 0 | 0+0j | 0 | 0 | 0+0j | 0 | 0 | 0+0j | 0 | 0 | 0+0j | 0 | 0 | 0+0j | 0 | 0 | 0+0j | 0 | 0 | 0+0j | OPEN | node_intto1_1370501_025_15294349_359 | node_1370501_025_15294349_359 | 0 | ABCN | 8101201
switch_615T693_NO-220416788 |  | INDIVIDUAL | CLOSED | CLOSED | CLOSED | 0 | 0 | 0+0j | 0 | 0 | 0+0j | 0 | 0 | 0+0j | 0 | 0 | 0+0j | 0 | 0 | 0+0j | 0 | 0 | 0+0j | 0 | 0 | 0+0j | 0 | 0 | 0+0j | 0 | 0 | 0+0j | 0 | 0 | 0+0j | 0 | 0 | 0+0j | 0 | 0 | 0+0j | OPEN | node_intto1_1368372_702_15290127_439 | node_1368372_702_15290127_439 | 0 | ABCN | 8101201
switch_616T693-312086722 |  | INDIVIDUAL | CLOSED | CLOSED | CLOSED | 0 | 0 | 0+0j | 0 | 0 | 0+0j | 0 | 0 | 0+0j | 0 | 0 | 0+0j | 0 | 0 | 0+0j | 0 | 0 | 0+0j | 0 | 0 | 0+0j | 0 | 0 | 0+0j | 0 | 0 | 0+0j | 0 | 0 | 0+0j | 0 | 0 | 0+0j | 0 | 0 | 0+0j | OPEN | node_intto1_1372041_738_15293941_092 | node_1372041_738_15293941_092 | 0 | ABCN | 8101201
switch_220416192 |  | INDIVIDUAL | CLOSED | CLOSED | CLOSED | 0 | 0 | 0+0j | 0 | 0 | 0+0j | 0 | 0 | 0+0j | 0 | 0 | 0+0j | 0 | 0 | 0+0j | 0 | 0 | 0+0j | 0 | 0 | 0+0j | 0 | 0 | 0+0j | 0 | 0 | 0+0j | 0 | 0 | 0+0j | 0 | 0 | 0+0j | 0 | 0 | 0+0j | OPEN | node_intto1_220416192 | node_220416192 | 0 | ABCN | 8101201
switch_220416313 |  | INDIVIDUAL | CLOSED | CLOSED | CLOSED | 0 | 0 | 0+0j | 0 | 0 | 0+0j | 0 | 0 | 0+0j | 0 | 0 | 0+0j | 0 | 0 | 0+0j | 0 | 0 | 0+0j | 0 | 0 | 0+0j | 0 | 0 | 0+0j | 0 | 0 | 0+0j | 0 | 0 | 0+0j | 0 | 0 | 0+0j | 0 | 0 | 0+0j | OPEN | node_intto1_8101201_200865088 | node_8101201_200865088 | 0 | ABCN | 8101201
switch_220416327 |  | INDIVIDUAL | CLOSED | CLOSED | CLOSED | 0 | 0 | 0+0j | 0 | 0 | 0+0j | 0 | 0 | 0+0j | 0 | 0 | 0+0j | 0 | 0 | 0+0j | 0 | 0 | 0+0j | 0 | 0 | 0+0j | 0 | 0 | 0+0j | 0 | 0 | 0+0j | 0 | 0 | 0+0j | 0 | 0 | 0+0j | 0 | 0 | 0+0j | OPEN | node_intto1_8101201_200865094 | node_8101201_200865094 | 0 | ABCN | 8101201
switch_220416333 |  | INDIVIDUAL | CLOSED | CLOSED | CLOSED | 0 | 0 | 0+0j | 0 | 0 | 0+0j | 0 | 0 | 0+0j | 0 | 0 | 0+0j | 0 | 0 | 0+0j | 0 | 0 | 0+0j | 0 | 0 | 0+0j | 0 | 0 | 0+0j | 0 | 0 | 0+0j | 0 | 0 | 0+0j | 0 | 0 | 0+0j | 0 | 0 | 0+0j | OPEN | node_intto1_8101201_200865144 | node_8101201_200865144 | 0 | ABCN | 8101201
switch_220416460 |  | INDIVIDUAL | CLOSED | CLOSED | CLOSED | 0 | 0 | 0+0j | 0 | 0 | 0+0j | 0 | 0 | 0+0j | 0 | 0 | 0+0j | 0 | 0 | 0+0j | 0 | 0 | 0+0j | 0 | 0 | 0+0j | 0 | 0 | 0+0j | 0 | 0 | 0+0j | 0 | 0 | 0+0j | 0 | 0 | 0+0j | 0 | 0 | 0+0j | OPEN | node_intto1_8101201_200867391 | node_8101201_200867391 | 0 | ABCN | 8101201
switch_220416486 |  | INDIVIDUAL | CLOSED | CLOSED | CLOSED | 0 | 0 | 0+0j | 0 | 0 | 0+0j | 0 | 0 | 0+0j | 0 | 0 | 0+0j | 0 | 0 | 0+0j | 0 | 0 | 0+0j | 0 | 0 | 0+0j | 0 | 0 | 0+0j | 0 | 0 | 0+0j | 0 | 0 | 0+0j | 0 | 0 | 0+0j | 0 | 0 | 0+0j | OPEN | node_intto1_8101201_200917417 | node_8101201_200917417 | 0 | ABCD | 8101201
switch_220416717 |  | INDIVIDUAL | CLOSED | CLOSED | CLOSED | 0 | 0 | 0+0j | 0 | 0 | 0+0j | 0 | 0 | 0+0j | 0 | 0 | 0+0j | 0 | 0 | 0+0j | 0 | 0 | 0+0j | 0 | 0 | 0+0j | 0 | 0 | 0+0j | 0 | 0 | 0+0j | 0 | 0 | 0+0j | 0 | 0 | 0+0j | 0 | 0 | 0+0j | OPEN | node_intto1_8101201_200865101 | node_8101201_200865101 | 0 | ABCN | 8101201
switch_220625778 |  | INDIVIDUAL | CLOSED | CLOSED | CLOSED | 0 | 0 | 0+0j | 0 | 0 | 0+0j | 0 | 0 | 0+0j | 0 | 0 | 0+0j | 0 | 0 | 0+0j | 0 | 0 | 0+0j | 0 | 0 | 0+0j | 0 | 0 | 0+0j | 0 | 0 | 0+0j | 0 | 0 | 0+0j | 0 | 0 | 0+0j | 0 | 0 | 0+0j | OPEN | node_intto1_1365323_335_15291129_679 | node_1365323_335_15291129_679 | 0 | ABCN | 8101201
switch_310016330 |  | INDIVIDUAL | CLOSED | CLOSED | CLOSED | 0 | 0 | 0+0j | 0 | 0 | 0+0j | 0 | 0 | 0+0j | 0 | 0 | 0+0j | 0 | 0 | 0+0j | 0 | 0 | 0+0j | 0 | 0 | 0+0j | 0 | 0 | 0+0j | 0 | 0 | 0+0j | 0 | 0 | 0+0j | 0 | 0 | 0+0j | 0 | 0 | 0+0j | OPEN | node_intto1_8101201_200863739 | node_8101201_200863739 | 0 | ABCN | 8101201
switch_310016336 |  | INDIVIDUAL | CLOSED | CLOSED | CLOSED | 0 | 0 | 0+0j | 0 | 0 | 0+0j | 0 | 0 | 0+0j | 0 | 0 | 0+0j | 0 | 0 | 0+0j | 0 | 0 | 0+0j | 0 | 0 | 0+0j | 0 | 0 | 0+0j | 0 | 0 | 0+0j | 0 | 0 | 0+0j | 0 | 0 | 0+0j | 0 | 0 | 0+0j | OPEN | node_intto1_8101201_200867385 | node_8101201_200867385 | 0 | ABCN | 8101201
switch_310064254 |  | INDIVIDUAL | CLOSED | CLOSED | CLOSED | 0 | 0 | 0+0j | 0 | 0 | 0+0j | 0 | 0 | 0+0j | 0 | 0 | 0+0j | 0 | 0 | 0+0j | 0 | 0 | 0+0j | 0 | 0 | 0+0j | 0 | 0 | 0+0j | 0 | 0 | 0+0j | 0 | 0 | 0+0j | 0 | 0 | 0+0j | 0 | 0 | 0+0j | OPEN | node_intto1_1366364_182_15292538_003 | node_1366364_182_15292538_003 | 0 | ABCN | 8101201

## TransformerConfiguration
Name | ConnectType | NoLoadLoss | PowerRating | ReactanceResistanceRatio | FullLoadLoss | PowerARating | PowerBRating | PowerCRating | ShuntResistance | ShuntReactance | ShuntImpedance | Impedance | PrimaryVoltage | SecondaryVoltage | CoreCoilWeight | InstalledInsulationLife | InstallType | CoolantType | CoolingType | Feeder | Comments
config_transformer_220463630 | UNKNOWN | 0 | 501 | 10 | 0 | 0 | 0 | 0 | 0 | 0 | 0+0j | 0.004+0.04j | 4800 | 12470 | 0 | 0 | UNKNOWN | UNKNOWN | UNKNOWN | 8101201
config_transformer_220511101 | UNKNOWN | 0 | 999 | 10 | 0 | 0 | 0 | 0 | 0 | 0 | 0+0j | 0.005+0.047j | 4800 | 12470 | 0 | 0 | UNKNOWN | UNKNOWN | UNKNOWN | 8101201

## UndergroundLineConductor
Name | OuterDiameter | ConductorGMR | ConductorDiameter | ConductorResistance | NeutralGMR | NeutralDiameter | NeutralResistance | NeutralStrands | InsulationRelativePermittivity | ShieldGMR | ShieldResitance | RatingSummerContinuous | RatingSummerEmergency | RatingWinterContinuous | RatingWinterEmergency | Feeder | Comments
und_cond_1P_WYECUST | 0 | 0 | 0 | 0 | 0 | 0 | 0 | 0 | 0 | 0 | 0 | 685 | 685 | 685 | 685 | 8101201
und_cond_3P_1/0ALURD | 0 | 0 | 0 | 0 | 0 | 0 | 0 | 0 | 0 | 0 | 0 | 160 | 160 | 180 | 180 | 8101201
und_cond_3P_1/0ALURD_1/0AL(N) | 0 | 0 | 0 | 0 | 0 | 0 | 0 | 0 | 0 | 0 | 0 | 160 | 160 | 180 | 180 | 8101201
und_cond_3P_2ALURD_2AL(N) | 0 | 0 | 0 | 0 | 0 | 0 | 0 | 0 | 0 | 0 | 0 | 125 | 125 | 140 | 140 | 8101201
und_cond_3P_4/0ALURD_4/0AL(N) | 0 | 0 | 0 | 0 | 0 | 0 | 0 | 0 | 0 | 0 | 0 | 297 | 297 | 312 | 312 | 8101201
und_cond_3P_WYECUST | 0 | 0 | 0 | 0 | 0 | 0 | 0 | 0 | 0 | 0 | 0 | 685 | 685 | 685 | 685 | 8101201
und_cond_TAPWIRE_UG | 0 | 0 | 0 | 0 | 0 | 0 | 0 | 0 | 0 | 0 | 0 | 99999999 | 99999999 | 99999999 | 99999999 | 8101201

## UndergroundLineConfiguration
Name | ConductorA | ConductorB | ConductorC | ConductorN | LineSpacing | Capacitance11 | Capacitance12 | Capacitance13 | Capacitance21 | Capacitance22 | Capacitance23 | Capacitance31 | Capacitance32 | Capacitance33 | Impedance11 | Impedance12 | Impedance13 | Impedance21 | Impedance22 | Impedance23 | Impedance31 | Impedance32 | Impedance33 | Feeder | Comments
und_1P_WYECUST | und_cond_1P_WYECUST | und_cond_1P_WYECUST | und_cond_1P_WYECUST |  |  | 324.124 | 0 | 0 | 0 | 324.124 | 0 | 0 | 0 | 324.124 | 0.179+0.233j | 0.061+-0.024j | 0.061+-0.024j | 0.061+-0.024j | 0.179+0.233j | 0.061+-0.024j | 0.061+-0.024j | 0.061+-0.024j | 0.179+0.233j | 8101201
und_3P_1/0ALURD | und_cond_3P_1/0ALURD | und_cond_3P_1/0ALURD | und_cond_3P_1/0ALURD |  |  | 530.19 | 0 | 0 | 0 | 530.19 | 0 | 0 | 0 | 530.19 | 1.61+0.653j | 0.525+0.251j | 0.525+0.251j | 0.525+0.251j | 1.61+0.653j | 0.525+0.251j | 0.525+0.251j | 0.525+0.251j | 1.61+0.653j | 8101201
und_3P_1/0ALURD_1/0AL(N) | und_cond_3P_1/0ALURD_1/0AL(N) | und_cond_3P_1/0ALURD_1/0AL(N) | und_cond_3P_1/0ALURD_1/0AL(N) |  |  | 530.19 | 0 | 0 | 0 | 530.19 | 0 | 0 | 0 | 530.19 | 1.489+0.467j | 0.385+0.07j | 0.385+0.07j | 0.385+0.07j | 1.489+0.467j | 0.385+0.07j | 0.385+0.07j | 0.385+0.07j | 1.489+0.467j | 8101201
und_3P_2ALURD_2AL(N) | und_cond_3P_2ALURD_2AL(N) | und_cond_3P_2ALURD_2AL(N) | und_cond_3P_2ALURD_2AL(N) |  |  | 401.497 | 0 | 0 | 0 | 401.497 | 0 | 0 | 0 | 401.497 | 2.125+0.49j | 0.384+0.067j | 0.384+0.067j | 0.384+0.067j | 2.125+0.49j | 0.384+0.067j | 0.384+0.067j | 0.384+0.067j | 2.125+0.49j | 8101201
und_3P_4/0ALURD_4/0AL(N) | und_cond_3P_4/0ALURD_4/0AL(N) | und_cond_3P_4/0ALURD_4/0AL(N) | und_cond_3P_4/0ALURD_4/0AL(N) |  |  | 617.704 | 0 | 0 | 0 | 617.704 | 0 | 0 | 0 | 617.704 | 0.54+0.256j | 0.113+-0.045j | 0.113+-0.045j | 0.113+-0.045j | 0.54+0.256j | 0.113+-0.045j | 0.113+-0.045j | 0.113+-0.045j | 0.54+0.256j | 8101201
und_3P_WYECUST | und_cond_3P_WYECUST | und_cond_3P_WYECUST | und_cond_3P_WYECUST |  |  | 324.124 | 0 | 0 | 0 | 324.124 | 0 | 0 | 0 | 324.124 | 0.179+0.233j | 0.061+-0.024j | 0.061+-0.024j | 0.061+-0.024j | 0.179+0.233j | 0.061+-0.024j | 0.061+-0.024j | 0.061+-0.024j | 0.179+0.233j | 8101201
und_TAPWIRE_UG | und_cond_TAPWIRE_UG | und_cond_TAPWIRE_UG | und_cond_TAPWIRE_UG |  |  | 0 | 0 | 0 | 0 | 0 | 0 | 0 | 0 | 0 | 0.001+0.001j | 0+0j | 0+0j | 0+0j | 0.001+0.001j | 0+0j | 0+0j | 0+0j | 0.001+0.001j | 8101201

## Regulator
Name | GroupId | Configuration | SenseNode | Status | From | To | Length | Phases | Feeder | Comments

## Transformer
Name | GroupId | Configuration | AgingConstant | AgingGranularity | Climate | UseThermalModel | Status | From | To | Length | Phases | Feeder | Comments
transformer_220463630 |  | config_transformer_220463630 | 0 | 0 |  | False | OPEN | node_220463630 | node_intto1_220463630 | 0 | ABCN | 8101201
transformer_220511101 |  | config_transformer_220511101 | 0 | 0 |  | False | OPEN | node_220511101 | node_intto1_220511101 | 0 | ABCN | 8101201

## OverheadLine
Name | GroupId | Configuration | Length | Status | From | To | Phases | Feeder | Comments
oh_line_8101201_200861049 |  | bal_3P_4/0AC | 633.6 | OPEN | node_8101201_200861051 | node_8101201_200861049 | ABCD | 8101201
oh_line_8101201_200861051 |  | bal_3P_2/0CU | 211.20000000000002 | OPEN | node_8101201_200861052 | node_8101201_200861051 | ABCD | 8101201
oh_line_8101201_200861052 |  | bal_3P_2/0CU | 211.20000000000002 | OPEN | node_8101201_200861053 | node_8101201_200861052 | ABCD | 8101201
oh_line_8101201_200861053 |  | bal_3P_2/0CU | 264 | OPEN | node_8101201_200936881 | node_8101201_200861053 | ABCD | 8101201
oh_line_8101201_200862027 |  | bal_3P_477AL_4/0AA(N) | 52.800000000000004 | OPEN | node_8101201_310014574 | node_8101201_200862027 | ABCN | 8101201
oh_line_8101201_200862028 |  | bal_3P_477AL_4/0AL(N) | 211.20000000000002 | OPEN | node_8101201_200862027 | node_8101201_200862028 | ABCN | 8101201
oh_line_8101201_200862653 |  | bal_3P_1/0AC_1/0AA(N) | 264 | OPEN | node_8101201_200862666 | node_intto1_8101201_200862653 | ABCN | 8101201
oh_line_8101201_200862654 |  | bal_3P_4/0AL_1/0AA(N) | 264 | OPEN | node_8101201_200862666 | node_8101201_200862654 | ABCN | 8101201
oh_line_8101201_200862655 |  | bal_3P_4/0AC_4/0AA(N) | 264 | OPEN | node_8101201_201040464 | node_8101201_200862655 | ABCN | 8101201
oh_line_8101201_200862658 |  | bal_3P_4/0AC_4/0AA(N) | 211.20000000000002 | OPEN | node_8101201_200862659 | node_8101201_200862658 | ABCN | 8101201
oh_line_8101201_200862659 |  | bal_3P_4/0AC_1/0AA(N) | 211.20000000000002 | OPEN | node_8101201_200862662 | node_8101201_200862659 | ABCN | 8101201
oh_line_8101201_200862660 |  | bal_3P_1/0AC_1/0AA(N) | 52.800000000000004 | OPEN | node_8101201_200862659 | node_intto1_8101201_200862660 | ABCN | 8101201
oh_line_8101201_200862662 |  | bal_3P_4/0AC_1/0AA(N) | 211.20000000000002 | OPEN | node_8101201_200862663 | node_8101201_200862662 | ABCN | 8101201
oh_line_8101201_200862663 |  | bal_3P_4/0AC_1/0AA(N) | 211.20000000000002 | OPEN | node_8101201_200862664 | node_8101201_200862663 | ABCN | 8101201
oh_line_8101201_200862664 |  | bal_3P_4/0AC_1/0AA(N) | 211.20000000000002 | OPEN | node_8101201_200862665 | node_intto1_8101201_200862664 | ABCN | 8101201
oh_line_8101201_200862665 |  | bal_3P_4/0AC_1/0AA(N) | 105.60000000000001 | OPEN | node_8101201_200867390 | node_8101201_200862665 | ABCN | 8101201
oh_line_8101201_200862666 |  | bal_3P_477AL_1/0AC(N) | 105.60000000000001 | OPEN | node_8101201_200862667 | node_8101201_200862666 | ABCN | 8101201
oh_line_8101201_200862667 |  | bal_3P_477AL_1/0AC(N) | 158.4 | OPEN | node_8101201_200862668 | node_8101201_200862667 | ABCN | 8101201
oh_line_8101201_200862668 |  | bal_3P_477AL_1/0AC(N) | 105.60000000000001 | OPEN | node_8101201_200862669 | node_8101201_200862668 | ABCN | 8101201
oh_line_8101201_200862669 |  | bal_3P_4/0AL_1/0AA(N) | 105.60000000000001 | OPEN | node_8101201_200862671 | node_8101201_200862669 | ABCN | 8101201
oh_line_8101201_200862671 |  | bal_3P_4/0AL_1/0AA(N) | 211.20000000000002 | OPEN | node_8101201_200862673 | node_8101201_200862671 | ABCN | 8101201
oh_line_8101201_200862673 |  | bal_3P_4/0AL_1/0AA(N) | 211.20000000000002 | OPEN | node_8101201_200862674 | node_8101201_200862673 | ABCN | 8101201
oh_line_8101201_200862674 |  | bal_3P_4/0AL_1/0AA(N) | 211.20000000000002 | OPEN | node_8101201_200862675 | node_8101201_200862674 | ABCN | 8101201
oh_line_8101201_200862675 |  | bal_3P_4/0AL_1/0AA(N) | 211.20000000000002 | OPEN | node_8101201_200862676 | node_8101201_200862675 | ABCN | 8101201
oh_line_8101201_200862676 |  | bal_3P_4/0AL_4/0AA(N) | 211.20000000000002 | OPEN | node_8101201_200862677 | node_8101201_200862676 | ABCN | 8101201
oh_line_8101201_200862677 |  | bal_3P_4/0AC_4/0AA(N) | 158.4 | OPEN | node_8101201_200862680 | node_8101201_200862677 | ABCN | 8101201
oh_line_8101201_200862678 |  | bal_3P_1/0AA_1/0AA(N) | 105.60000000000001 | OPEN | node_8101201_200862677 | node_8101201_200862678 | ABCN | 8101201
oh_line_8101201_200862679 |  | bal_3P_1/0AA_1/0AA(N) | 105.60000000000001 | OPEN | node_8101201_200862678 | node_8101201_200862679 | ABCN | 8101201
oh_line_8101201_200862680 |  | bal_3P_4/0AC_4/0AA(N) | 105.60000000000001 | OPEN | node_8101201_200862655 | node_8101201_200862680 | ABCN | 8101201
oh_line_8101201_200863051 |  | bal_3P_477AL_4/0AA(N) | 52.800000000000004 | OPEN | node_8101201_200867395 | node_intto1_8101201_200863051 | ABCN | 8101201
oh_line_8101201_200863052 |  | bal_3P_1/0AA_1/0AA(N) | 105.60000000000001 | OPEN | node_8101201_200863053 | node_8101201_200863052 | ABCN | 8101201
oh_line_8101201_200863053 |  | bal_3P_477AL_4/0AA(N) | 158.4 | OPEN | node_8101201_200867395 | node_intto1_8101201_200863053 | ABCN | 8101201
oh_line_8101201_200863054 |  | bal_2P_1/0AC_4/0AC(N) | 105.60000000000001 | OPEN | node_8101201_200863052 | node_8101201_200863054 | ABN | 8101201
oh_line_8101201_200863055 |  | bal_2P_1/0AC_4/0AC(N) | 105.60000000000001 | OPEN | node_8101201_200863054 | node_8101201_200863055 | ABN | 8101201
oh_line_8101201_200863057 |  | bal_2P_1/0AC_4/0AC(N) | 105.60000000000001 | OPEN | node_8101201_200863055 | node_8101201_200863057 | ABN | 8101201
oh_line_8101201_200863060 |  | bal_3P_477AL_4/0AL(N) | 52.800000000000004 | OPEN | node_8101201_200863092 | node_intto1_1368372_702_15290127_439 | ABCN | 8101201
oh_line_8101201_200863090 |  | bal_3P_477AL_4/0AL(N) | 158.4 | OPEN | node_SOURCE_8101201 | node_8101201_200863090 | ABCN | 8101201
oh_line_8101201_200863092 |  | bal_3P_477AL_4/0AL(N) | 105.60000000000001 | OPEN | node_8101201_200863090 | node_8101201_200863092 | ABCN | 8101201
oh_line_8101201_200863650 |  | bal_3P_477AL_1/0AC(N) | 52.800000000000004 | OPEN | node_8101201_200865086 | node_8101201_200863650 | ABCN | 8101201
oh_line_8101201_200863651 |  | bal_3P_477AL_1/0AA(N) | 211.20000000000002 | OPEN | node_8101201_200863650 | node_intto1_8101201_200863651 | ABCN | 8101201
oh_line_8101201_200863652 |  | bal_3P_477AL_1/0AC(N) | 211.20000000000002 | OPEN | node_8101201_200863651 | node_8101201_200863652 | ABCN | 8101201
oh_line_8101201_200863653 |  | bal_3P_477AL_1/0AC(N) | 211.20000000000002 | OPEN | node_8101201_200863652 | node_8101201_200863653 | ABCN | 8101201
oh_line_8101201_200863654 |  | bal_3P_1/0AC_1/0AC(N) | 52.800000000000004 | OPEN | node_8101201_200863653 | node_8101201_200863654 | ABCN | 8101201
oh_line_8101201_200863655 |  | bal_3P_477AL_1/0AC(N) | 211.20000000000002 | OPEN | node_8101201_200863653 | node_8101201_200863655 | ABCN | 8101201
oh_line_8101201_200863657 |  | bal_3P_1/0AC_1/0AC(N) | 105.60000000000001 | OPEN | node_8101201_200863655 | node_8101201_200863657 | ABCN | 8101201
oh_line_8101201_200863658 |  | bal_3P_1/0AA_1/0AA(N) | 105.60000000000001 | OPEN | node_8101201_200863657 | node_8101201_200863658 | ABCN | 8101201
oh_line_8101201_200863659 |  | bal_3P_1/0AC_1/0AA(N) | 211.20000000000002 | OPEN | node_8101201_200863657 | node_8101201_200863659 | ABCN | 8101201
oh_line_8101201_200863660 |  | bal_3P_1/0AA_1/0AA(N) | 158.4 | OPEN | node_8101201_200863658 | node_8101201_200863660 | ABCN | 8101201
oh_line_8101201_200863661 |  | bal_3P_1/0AC_1/0AC(N) | 158.4 | OPEN | node_8101201_200863657 | node_8101201_200863661 | ABCN | 8101201
oh_line_8101201_200863662 |  | bal_3P_1/0AA_1/0AA(N) | 211.20000000000002 | OPEN | node_8101201_200863682 | node_8101201_200863662 | ABCN | 8101201
oh_line_8101201_200863663 |  | bal_3P_1/0AA_1/0AA(N) | 158.4 | OPEN | node_8101201_200863662 | node_8101201_200863663 | ABCN | 8101201
oh_line_8101201_200863664 |  | bal_3P_1/0AA_1/0AA(N) | 158.4 | OPEN | node_8101201_200863663 | node_8101201_200863664 | ABCN | 8101201
oh_line_8101201_200863665 |  | bal_3P_1/0AC_1/0AC(N) | 264 | OPEN | node_8101201_200863661 | node_8101201_200863665 | ABCN | 8101201
oh_line_8101201_200863666 |  | bal_3P_1/0AC_1/0AA(N) | 52.800000000000004 | OPEN | node_8101201_200863665 | node_8101201_200863666 | ABCN | 8101201
oh_line_8101201_200863667 |  | bal_3P_1/0AA_1/0AA(N) | 105.60000000000001 | OPEN | node_8101201_200863665 | node_8101201_200863667 | ABCN | 8101201
oh_line_8101201_200863668 |  | bal_3P_1/0AC_1/0AA(N) | 264 | OPEN | node_8101201_200863665 | node_8101201_200863668 | ABCN | 8101201
oh_line_8101201_200863670 |  | bal_3P_1/0AC_1/0AA(N) | 264 | OPEN | node_8101201_200863668 | node_8101201_200863670 | ABCN | 8101201
oh_line_8101201_200863672 |  | bal_3P_1/0AC_1/0AA(N) | 264 | OPEN | node_8101201_200863670 | node_8101201_200863672 | ABCN | 8101201
oh_line_8101201_200863674 |  | bal_3P_4/0AA_1/0AA(N) | 158.4 | OPEN | node_8101201_200863672 | node_8101201_200863674 | ABCN | 8101201
oh_line_8101201_200863675 |  | bal_3P_1/0AA_1/0AA(N) | 158.4 | OPEN | node_8101201_200863674 | node_8101201_200863675 | ABCN | 8101201
oh_line_8101201_200863677 |  | bal_3P_4/0AA_1/0AA(N) | 264 | OPEN | node_8101201_200863674 | node_8101201_200863677 | ABCN | 8101201
oh_line_8101201_200863678 |  | bal_3P_4/0AA_1/0AA(N) | 264 | OPEN | node_8101201_200863677 | node_8101201_200863678 | ABCN | 8101201
oh_line_8101201_200863679 |  | bal_3P_1/0AA_1/0AA(N) | 264 | OPEN | node_8101201_200863678 | node_8101201_200863679 | ABCN | 8101201
oh_line_8101201_200863680 |  | bal_3P_4/0AA_1/0AA(N) | 211.20000000000002 | OPEN | node_8101201_200863678 | node_8101201_200863680 | ABCN | 8101201
oh_line_8101201_200863681 |  | bal_3P_1/0AC_1/0AA(N) | 316.8 | OPEN | node_8101201_200863678 | node_8101201_200863681 | ABCN | 8101201
oh_line_8101201_200863682 |  | bal_3P_1/0AA_1/0AA(N) | 264 | OPEN | node_8101201_200863678 | node_8101201_200863682 | ABCN | 8101201
oh_line_8101201_200863738 |  | bal_3P_477AL_4/0AA(N) | 105.60000000000001 | OPEN | node_8101201_310014574 | node_8101201_200863738 | ABCN | 8101201
oh_line_8101201_200863739 |  | bal_3P_477AL_4/0AL(N) | 158.4 | OPEN | node_8101201_200863738 | node_intto1_8101201_200863739 | ABCN | 8101201
oh_line_8101201_200863740 |  | bal_3P_477AL_4/0AL(N) | 211.20000000000002 | OPEN | node_8101201_200863739 | node_8101201_200863740 | ABCN | 8101201
oh_line_8101201_200863741 |  | bal_3P_477AL_4/0AL(N) | 158.4 | OPEN | node_8101201_200863740 | node_8101201_200863741 | ABCN | 8101201
oh_line_8101201_200863742 |  | bal_3P_477AL_4/0AL(N) | 158.4 | OPEN | node_8101201_200863741 | node_8101201_200863742 | ABCN | 8101201
oh_line_8101201_200863743 |  | bal_3P_477AL_4/0AL(N) | 105.60000000000001 | OPEN | node_8101201_200863742 | node_8101201_200863743 | ABCN | 8101201
oh_line_8101201_200863744 |  | bal_3P_477AL_4/0AL(N) | 211.20000000000002 | OPEN | node_8101201_200863743 | node_8101201_200863744 | ABCN | 8101201
oh_line_8101201_200863746 |  | bal_3P_477AL_4/0AL(N) | 211.20000000000002 | OPEN | node_8101201_200863744 | node_8101201_200863746 | ABCN | 8101201
oh_line_8101201_200863747 |  | bal_3P_477AL_4/0AA(N) | 158.4 | OPEN | node_8101201_200863746 | node_8101201_200863747 | ABCN | 8101201
oh_line_8101201_200863748 |  | bal_3P_477AL_4/0AA(N) | 211.20000000000002 | OPEN | node_8101201_200863747 | node_8101201_200863748 | ABCN | 8101201
oh_line_8101201_200863749 |  | bal_3P_477AL_4/0AC(N) | 211.20000000000002 | OPEN | node_8101201_200863748 | node_8101201_200863749 | ABCN | 8101201
oh_line_8101201_200863750 |  | bal_3P_477AL_4/0AC(N) | 158.4 | OPEN | node_8101201_200863749 | node_8101201_200863750 | ABCN | 8101201
oh_line_8101201_200863751 |  | bal_3P_477AL_4/0AC(N) | 264 | OPEN | node_8101201_200863750 | node_8101201_200863751 | ABCN | 8101201
oh_line_8101201_200863752 |  | bal_3P_477AL_4/0AC(N) | 264 | OPEN | node_8101201_200863751 | node_8101201_200863752 | ABCN | 8101201
oh_line_8101201_200863753 |  | bal_3P_477AL_4/0AA(N) | 264 | OPEN | node_8101201_200863752 | node_8101201_200863753 | ABCN | 8101201
oh_line_8101201_200863754 |  | bal_3P_477AL_4/0AA(N) | 0 | OPEN | node_8101201_200863753 | node_intto1_1365323_335_15291129_679 | ABCN | 8101201
oh_line_8101201_200865065 |  | bal_3P_1/0AA_1/0AA(N) | 211.20000000000002 | OPEN | node_8101201_200977872 | node_8101201_200865065 | ABCN | 8101201
oh_line_8101201_200865083 |  | bal_3P_477AL_1/0AC(N) | 158.4 | OPEN | node_8101201_200865084 | node_8101201_200865083 | ABCN | 8101201
oh_line_8101201_200865084 |  | bal_3P_477AL_4/0AL(N) | 105.60000000000001 | OPEN | node_8101201_200865085 | node_8101201_200865084 | ABCN | 8101201
oh_line_8101201_200865085 |  | bal_3P_477AL_4/0AL(N) | 105.60000000000001 | OPEN | node_8101201_200865086 | node_8101201_200865085 | ABCN | 8101201
oh_line_8101201_200865086 |  | bal_3P_477AL_4/0AL(N) | 52.800000000000004 | OPEN | node_8101201_200865088 | node_8101201_200865086 | ABCN | 8101201
oh_line_8101201_200865088 |  | bal_3P_477AL_4/0AC(N) | 158.4 | OPEN | node_8101201_200865089 | node_intto1_8101201_200865088 | ABCN | 8101201
oh_line_8101201_200865089 |  | bal_3P_477AL_4/0AC(N) | 105.60000000000001 | OPEN | node_8101201_200865091 | node_8101201_200865089 | ABCN | 8101201
oh_line_8101201_200865091 |  | bal_3P_477AL_4/0AL(N) | 105.60000000000001 | OPEN | node_8101201_200865092 | node_8101201_200865091 | ABCN | 8101201
oh_line_8101201_200865092-1 |  | bal_3P_477AL_4/0AL(N) | 0 | OPEN | node_1371126_56_15294280_288 | node_8101201_200865092 | ABCN | 8101201
oh_line_8101201_200865092-2 |  | bal_3P_477AL_4/0AL(N) | 105.60000000000001 | OPEN | node_8101201_200865093 | node_1371126_56_15294280_288 | ABCN | 8101201
oh_line_8101201_200865093 |  | bal_3P_477AL_4/0AL(N) | 105.60000000000001 | OPEN | node_8101201_200865094 | node_8101201_200865093 | ABCN | 8101201
oh_line_8101201_200865094 |  | bal_3P_477AL_4/0AA(N) | 105.60000000000001 | OPEN | node_8101201_200865096 | node_intto1_8101201_200865094 | ABCN | 8101201
oh_line_8101201_200865096 |  | bal_3P_477AL_4/0AA(N) | 105.60000000000001 | OPEN | node_8101201_200865098 | node_8101201_200865096 | ABCN | 8101201
oh_line_8101201_200865098 |  | bal_3P_477AL_4/0AA(N) | 158.4 | OPEN | node_8101201_200865101 | node_8101201_200865098 | ABCN | 8101201
oh_line_8101201_200865101 |  | bal_3P_4/0AL_1/0AA(N) | 211.20000000000002 | OPEN | node_8101201_200862654 | node_intto1_8101201_200865101 | ABCN | 8101201
oh_line_8101201_200865103 |  | bal_3P_4/0AA_4/0AA(N) | 211.20000000000002 | OPEN | node_8101201_201013501 | node_8101201_200865103 | ABCN | 8101201
oh_line_8101201_200865105 |  | bal_3P_336AL_4/0AA(N) | 105.60000000000001 | OPEN | node_8101201_200865107 | node_8101201_200865105 | ABCN | 8101201
oh_line_8101201_200865107 |  | bal_3P_336AL_4/0AA(N) | 105.60000000000001 | OPEN | node_8101201_200865108 | node_8101201_200865107 | ABCN | 8101201
oh_line_8101201_200865108 |  | bal_3P_336AL_4/0AA(N) | 105.60000000000001 | OPEN | node_8101201_200865109 | node_8101201_200865108 | ABCN | 8101201
oh_line_8101201_200865109 |  | bal_3P_4/0AC_1/0AA(N) | 105.60000000000001 | OPEN | node_8101201_200865110 | node_8101201_200865109 | ABCN | 8101201
oh_line_8101201_200865110 |  | bal_3P_4/0AC_1/0AA(N) | 211.20000000000002 | OPEN | node_8101201_200865111 | node_8101201_200865110 | ABCN | 8101201
oh_line_8101201_200865111 |  | bal_3P_4/0AC_1/0AA(N) | 264 | OPEN | node_8101201_201020654 | node_8101201_200865111 | ABCN | 8101201
oh_line_8101201_200865112 |  | bal_3P_1/0AC_1/0AC(N) | 52.800000000000004 | OPEN | node_8101201_200865111 | node_8101201_200865112 | ABCN | 8101201
oh_line_8101201_200865113 |  | bal_3P_1/0AC_1/0AC(N) | 158.4 | OPEN | node_8101201_200865112 | node_8101201_200865113 | ABCN | 8101201
oh_line_8101201_200865115 |  | bal_3P_1/0AC_1/0AC(N) | 211.20000000000002 | OPEN | node_8101201_200865113 | node_8101201_200865115 | ABCN | 8101201
oh_line_8101201_200865116 |  | bal_3P_1/0AC_4/0AL(N) | 105.60000000000001 | OPEN | node_8101201_200865115 | node_intto1_8101201_200865116 | ABCN | 8101201
oh_line_8101201_200865119 |  | bal_3P_4/0AC_1/0AC(N) | 105.60000000000001 | OPEN | node_8101201_200865121 | node_8101201_200865119 | ABCN | 8101201
oh_line_8101201_200865121 |  | bal_3P_4/0AC_4/0AL(N) | 105.60000000000001 | OPEN | node_8101201_200865123 | node_8101201_200865121 | ABCN | 8101201
oh_line_8101201_200865123 |  | bal_3P_336AL_4/0AL(N) | 158.4 | OPEN | node_8101201_200865127 | node_8101201_200865123 | ABCN | 8101201
oh_line_8101201_200865127 |  | bal_3P_336AL_4/0AL(N) | 105.60000000000001 | OPEN | node_8101201_200865128 | node_8101201_200865127 | ABCN | 8101201
oh_line_8101201_200865128 |  | bal_3P_336AL_4/0AL(N) | 105.60000000000001 | OPEN | node_8101201_200865129 | node_8101201_200865128 | ABCN | 8101201
oh_line_8101201_200865129 |  | bal_3P_336AL_4/0AL(N) | 105.60000000000001 | OPEN | node_8101201_200865130 | node_8101201_200865129 | ABCN | 8101201
oh_line_8101201_200865130 |  | bal_3P_336AL_4/0AL(N) | 105.60000000000001 | OPEN | node_8101201_200865133 | node_intto1_8101201_200865130 | ABCN | 8101201
oh_line_8101201_200865131 |  | bal_3P_1/0AA_1/0AA(N) | 105.60000000000001 | OPEN | node_8101201_200865130 | node_8101201_200865131 | ABCN | 8101201
oh_line_8101201_200865132 |  | bal_3P_1/0AA_1/0AA(N) | 105.60000000000001 | OPEN | node_8101201_200865131 | node_8101201_200865132 | ABCN | 8101201
oh_line_8101201_200865133 |  | bal_3P_336AL_4/0AL(N) | 105.60000000000001 | OPEN | node_8101201_200865136 | node_8101201_200865133 | ABCN | 8101201
oh_line_8101201_200865136 |  | bal_3P_336AL_4/0AL(N) | 105.60000000000001 | OPEN | node_8101201_200865137 | node_8101201_200865136 | ABCN | 8101201
oh_line_8101201_200865137 |  | bal_3P_336AL_4/0AL(N) | 158.4 | OPEN | node_8101201_200865138 | node_8101201_200865137 | ABCN | 8101201
oh_line_8101201_200865138 |  | bal_3P_4/0AA_1/0AA(N) | 158.4 | OPEN | node_8101201_200865140 | node_8101201_200865138 | ABCN | 8101201
oh_line_8101201_200865140 |  | bal_3P_4/0AA_1/0AA(N) | 211.20000000000002 | OPEN | node_8101201_200865142 | node_8101201_200865140 | ABCN | 8101201
oh_line_8101201_200865142 |  | bal_3P_4/0AA_1/0AA(N) | 211.20000000000002 | OPEN | node_8101201_200865143 | node_intto1_8101201_200865142 | ABCN | 8101201
oh_line_8101201_200865143 |  | bal_3P_4/0AA_1/0AA(N) | 158.4 | OPEN | node_8101201_200865144 | node_8101201_200865143 | ABCN | 8101201
oh_line_8101201_200865144 |  | bal_3P_477AL_4/0AA(N) | 211.20000000000002 | OPEN | node_8101201_200867388 | node_intto1_8101201_200865144 | ABCN | 8101201
oh_line_8101201_200865145 |  | bal_3P_4/0AA_1/0AA(N) | 158.4 | OPEN | node_8101201_200865144 | node_8101201_200865145 | ABCN | 8101201
oh_line_8101201_200865146 |  | bal_3P_4/0AA_1/0AA(N) | 211.20000000000002 | OPEN | node_8101201_200865145 | node_8101201_200865146 | ABCN | 8101201
oh_line_8101201_200865148 |  | bal_3P_4/0AL_4/0AL(N) | 158.4 | OPEN | node_8101201_200865146 | node_intto1_8101201_200865148 | ABCN | 8101201
oh_line_8101201_200865149 |  | bal_3P_1/0AA_1/0AA(N) | 211.20000000000002 | OPEN | node_8101201_200865148 | node_intto1_8101201_200865149 | ABCN | 8101201
oh_line_8101201_200865151 |  | bal_3P_4/0AL_4/0AL(N) | 158.4 | OPEN | node_8101201_200865148 | node_8101201_200865151 | ABCN | 8101201
oh_line_8101201_200865153 |  | bal_3P_4/0AL_4/0AL(N) | 158.4 | OPEN | node_8101201_200865151 | node_8101201_200865153 | ABCN | 8101201
oh_line_8101201_200865154 |  | bal_3P_4/0AL_4/0AL(N) | 158.4 | OPEN | node_8101201_200865153 | node_8101201_200865154 | ABCN | 8101201
oh_line_8101201_200865155 |  | bal_3P_4/0AL_4/0AL(N) | 158.4 | OPEN | node_8101201_200865154 | node_8101201_200865155 | ABCN | 8101201
oh_line_8101201_200865157-1 |  | bal_3P_4/0AL_4/0AC(N) | 105.60000000000001 | OPEN | node_8101201_200865155 | node_intto1_220386774 | ABCN | 8101201
oh_line_8101201_200865157-2 |  | bal_3P_4/0AL_4/0AC(N) | 0 | OPEN | node_220386774 | node_intto1_220463630 | ABCN | 8101201
oh_line_8101201_200865157-3 |  | bal_3P_4/0AL_4/0AC(N) | 0 | OPEN | node_220463630 | node_intto1_220416192 | ABCN | 8101201
oh_line_8101201_200865157-4 |  | bal_3P_4/0AL_4/0AC(N) | 0 | OPEN | node_220416192 | node_8101201_200865157 | ABCN | 8101201
oh_line_8101201_200865158 |  | bal_3P_4/0AL | 158.4 | OPEN | node_8101201_200865157 | node_8101201_200865158 | ABCD | 8101201
oh_line_8101201_200865159 |  | bal_3P_4/0AL | 105.60000000000001 | OPEN | node_8101201_200865158 | node_8101201_200865159 | ABCD | 8101201
oh_line_8101201_200865160 |  | bal_3P_4/0AL | 211.20000000000002 | OPEN | node_8101201_200865159 | node_8101201_200865160 | ABCD | 8101201
oh_line_8101201_200865163 |  | bal_3P_4/0AL | 158.4 | OPEN | node_8101201_200865160 | node_8101201_200865163 | ABCD | 8101201
oh_line_8101201_200865164 |  | bal_3P_4/0AL | 158.4 | OPEN | node_8101201_200865163 | node_8101201_200865164 | ABCD | 8101201
oh_line_8101201_200865165 |  | bal_1P_1/0AC | 52.800000000000004 | OPEN | node_8101201_200865164 | node_8101201_200865165 | AD | 8101201
oh_line_8101201_200865166 |  | bal_1P_1/0AC | 316.8 | OPEN | node_8101201_200865165 | node_8101201_200865166 | AD | 8101201
oh_line_8101201_200865167 |  | bal_1P_1/0AC | 316.8 | OPEN | node_8101201_200865166 | node_8101201_200865167 | AD | 8101201
oh_line_8101201_200865168 |  | bal_3P_4/0AL | 105.60000000000001 | OPEN | node_8101201_200865164 | node_8101201_200865168 | ABCD | 8101201
oh_line_8101201_200865169 |  | bal_3P_4/0AL | 158.4 | OPEN | node_8101201_200865168 | node_8101201_200865169 | ABCD | 8101201
oh_line_8101201_200865170 |  | bal_3P_1/0AC | 158.4 | OPEN | node_8101201_200865169 | node_8101201_200865170 | ABCD | 8101201
oh_line_8101201_200865171 |  | bal_3P_1/0AC | 264 | OPEN | node_8101201_200865170 | node_8101201_200865171 | ABCD | 8101201
oh_line_8101201_200865172 |  | bal_3P_1/0AC | 264 | OPEN | node_8101201_200865171 | node_8101201_200865172 | ABCD | 8101201
oh_line_8101201_200865176 |  | bal_3P_1/0AC | 158.4 | OPEN | node_8101201_200865170 | node_8101201_200865176 | ABCD | 8101201
oh_line_8101201_200865177 |  | bal_3P_1/0AC | 158.4 | OPEN | node_8101201_200865176 | node_8101201_200865177 | ABCD | 8101201
oh_line_8101201_200865178 |  | bal_3P_1/0AC | 158.4 | OPEN | node_8101201_200865177 | node_8101201_200865178 | ABCD | 8101201
oh_line_8101201_200865179 |  | bal_3P_1/0AC | 158.4 | OPEN | node_8101201_200865178 | node_8101201_200865179 | ABCD | 8101201
oh_line_8101201_200865180 |  | bal_3P_1/0AA | 264 | OPEN | node_8101201_200865179 | node_8101201_200865180 | ABCD | 8101201
oh_line_8101201_200865182 |  | bal_3P_4/0AL | 158.4 | OPEN | node_8101201_200865179 | node_8101201_200865182 | ABCD | 8101201
oh_line_8101201_200865183 |  | bal_3P_4/0AL | 158.4 | OPEN | node_8101201_200865182 | node_8101201_200865183 | ABCD | 8101201
oh_line_8101201_200865184 |  | bal_3P_4/0AL | 211.20000000000002 | OPEN | node_8101201_200865183 | node_8101201_200865184 | ABCD | 8101201
oh_line_8101201_200865185 |  | bal_3P_1/0AC | 52.800000000000004 | OPEN | node_8101201_200865184 | node_8101201_200865185 | ABCD | 8101201
oh_line_8101201_200865512 |  | bal_3P_477AL_1/0AC(N) | 0 | OPEN | node_8101201_200865513 | node_intto1_1372041_738_15293941_092 | ABCN | 8101201
oh_line_8101201_200865513 |  | bal_3P_477AL_1/0AC(N) | 211.20000000000002 | OPEN | node_8101201_200865083 | node_8101201_200865513 | ABCN | 8101201
oh_line_8101201_200867145 |  | bal_3P_1/0AC | 158.4 | OPEN | node_8101201_200917417 | node_8101201_200867145 | ABCD | 8101201
oh_line_8101201_200867146 |  | bal_3P_4/0AC | 211.20000000000002 | OPEN | node_8101201_200917417 | node_intto1_8101201_200867146 | ABCD | 8101201
oh_line_8101201_200867147 |  | bal_1P_1/0AA | 158.4 | OPEN | node_8101201_200917373 | node_8101201_200867147 | AD | 8101201
oh_line_8101201_200867148 |  | bal_3P_2/0CU | 105.60000000000001 | OPEN | node_8101201_200936881 | node_8101201_200867148 | ABCD | 8101201
oh_line_8101201_200867149 |  | bal_3P_1/0AA | 52.800000000000004 | OPEN | node_8101201_200867152 | node_intto1_8101201_200867149 | ABCD | 8101201
oh_line_8101201_200867152 |  | bal_3P_4/0AL | 158.4 | OPEN | node_8101201_200867170 | node_8101201_200867152 | ABCD | 8101201
oh_line_8101201_200867153 |  | bal_3P_1/0AA | 52.800000000000004 | OPEN | node_8101201_200867152 | node_8101201_200867153 | ABCD | 8101201
oh_line_8101201_200867154 |  | bal_3P_1/0AC | 158.4 | OPEN | node_8101201_200867152 | node_8101201_200867154 | ABCD | 8101201
oh_line_8101201_200867155 |  | bal_3P_1/0AC | 158.4 | OPEN | node_8101201_200867154 | node_8101201_200867155 | ABCD | 8101201
oh_line_8101201_200867157 |  | bal_3P_1/0AC | 158.4 | OPEN | node_8101201_200867155 | node_8101201_200867157 | ABCD | 8101201
oh_line_8101201_200867158 |  | bal_3P_1/0AC | 211.20000000000002 | OPEN | node_8101201_200867157 | node_8101201_200867158 | ABCD | 8101201
oh_line_8101201_200867159 |  | bal_3P_1/0AC | 211.20000000000002 | OPEN | node_8101201_200867158 | node_8101201_200867159 | ABCD | 8101201
oh_line_8101201_200867160 |  | bal_3P_1/0AC | 211.20000000000002 | OPEN | node_8101201_200867159 | node_8101201_200867160 | ABCD | 8101201
oh_line_8101201_200867161 |  | bal_3P_1/0AC | 211.20000000000002 | OPEN | node_8101201_200867159 | node_8101201_200867161 | ABCD | 8101201
oh_line_8101201_200867162 |  | bal_3P_2/0CU_1/0AA(N) | 52.800000000000004 | OPEN | node_8101201_200962537 | node_8101201_200867162 | ABCN | 8101201
oh_line_8101201_200867163 |  | bal_3P_1/0AC | 211.20000000000002 | OPEN | node_8101201_200867161 | node_8101201_200867163 | ABCD | 8101201
oh_line_8101201_200867164 |  | bal_3P_1/0AA | 369.6 | OPEN | node_8101201_200867163 | node_8101201_200867164 | ABCD | 8101201
oh_line_8101201_200867165 |  | bal_3P_2/0CU | 105.60000000000001 | OPEN | node_8101201_200867162 | node_intto1_8101201_200867165 | ABCD | 8101201
oh_line_8101201_200867166 |  | bal_3P_2/0CU | 158.4 | OPEN | node_8101201_200867165 | node_8101201_200867166 | ABCD | 8101201
oh_line_8101201_200867168 |  | bal_3P_4/0AL | 0 | OPEN | node_8101201_200867148 | node_8101201_200867168 | ABCD | 8101201
oh_line_8101201_200867169 |  | bal_3P_4/0AL | 158.4 | OPEN | node_8101201_200867168 | node_8101201_200867169 | ABCD | 8101201
oh_line_8101201_200867170 |  | bal_3P_4/0AL | 211.20000000000002 | OPEN | node_8101201_200867169 | node_8101201_200867170 | ABCD | 8101201
oh_line_8101201_200867239 |  | bal_3P_477AL_4/0AA(N) | 105.60000000000001 | OPEN | node_8101201_200865101 | node_intto1_1370501_025_15294349_359 | ABCN | 8101201
oh_line_8101201_200867378 |  | bal_3P_477AL_4/0AA(N) | 158.4 | OPEN | node_8101201_200867385 | node_8101201_200867378 | ABCN | 8101201
oh_line_8101201_200867379 |  | bal_3P_1/0AC_1/0AA(N) | 52.800000000000004 | OPEN | node_8101201_200867378 | node_8101201_200867379 | ABCN | 8101201
oh_line_8101201_200867380 |  | bal_3P_1/0AC_1/0AA(N) | 52.800000000000004 | OPEN | node_8101201_311929464 | node_8101201_200867380 | ABCN | 8101201
oh_line_8101201_200867381 |  | bal_3P_1/0AC_1/0AA(N) | 52.800000000000004 | OPEN | node_8101201_200867380 | node_8101201_200867381 | ABCN | 8101201
oh_line_8101201_200867385 |  | bal_3P_477AL_4/0AA(N) | 158.4 | OPEN | node_8101201_200867387 | node_intto1_8101201_200867385 | ABCN | 8101201
oh_line_8101201_200867387 |  | bal_3P_477AL_4/0AA(N) | 52.800000000000004 | OPEN | node_8101201_200863738 | node_8101201_200867387 | ABCN | 8101201
oh_line_8101201_200867388 |  | bal_3P_477AL_4/0AA(N) | 158.4 | OPEN | node_8101201_200867390 | node_8101201_200867388 | ABCN | 8101201
oh_line_8101201_200867389 |  | bal_3P_1/0AA_1/0AA(N) | 105.60000000000001 | OPEN | node_8101201_200867388 | node_8101201_200867389 | ABCN | 8101201
oh_line_8101201_200867390 |  | bal_3P_477AL_4/0AA(N) | 211.20000000000002 | OPEN | node_8101201_200867392 | node_8101201_200867390 | ABCN | 8101201
oh_line_8101201_200867391 |  | bal_3P_4/0AA_1/0AA(N) | 105.60000000000001 | OPEN | node_8101201_200867390 | node_intto1_8101201_200867391 | ABCN | 8101201
oh_line_8101201_200867392 |  | bal_3P_477AL_4/0AA(N) | 211.20000000000002 | OPEN | node_8101201_200867393 | node_8101201_200867392 | ABCN | 8101201
oh_line_8101201_200867393 |  | bal_3P_477AL_4/0AA(N) | 264 | OPEN | node_8101201_200867394 | node_8101201_200867393 | ABCN | 8101201
oh_line_8101201_200867394 |  | bal_3P_477AL_4/0AA(N) | 211.20000000000002 | OPEN | node_8101201_200867395 | node_8101201_200867394 | ABCN | 8101201
oh_line_8101201_200867395 |  | bal_3P_477AL_4/0AA(N) | 158.4 | OPEN | node_8101201_200867396 | node_8101201_200867395 | ABCN | 8101201
oh_line_8101201_200867396 |  | bal_3P_477AL_4/0AA(N) | 158.4 | OPEN | node_8101201_200867378 | node_8101201_200867396 | ABCN | 8101201
oh_line_8101201_200917373 |  | bal_1P_1/0AA | 158.4 | OPEN | node_8101201_200867164 | node_8101201_200917373 | AD | 8101201
oh_line_8101201_200917417 |  | bal_3P_1/0AC | 211.20000000000002 | OPEN | node_8101201_200867163 | node_intto1_8101201_200917417 | ABCD | 8101201
oh_line_8101201_200917418 |  | bal_1P_477AL_4/0AA(N) | 158.4 | OPEN | node_8101201_200865091 | node_8101201_200917418 | AN | 8101201
oh_line_8101201_200936881 |  | bal_3P_2/0CU | 52.800000000000004 | OPEN | node_8101201_200867166 | node_8101201_200936881 | ABCD | 8101201
oh_line_8101201_200949194 |  | bal_3P_1/0AA_1/0AA(N) | 52.800000000000004 | OPEN | node_8101201_200865119 | node_8101201_200949194 | ABCN | 8101201
oh_line_8101201_200959306 |  | bal_1P_WYECUST | 316.8 | OPEN | node_8101201_200977872 | node_8101201_200959306 | AN | 8101201
oh_line_8101201_200962536 |  | bal_3P_2/0CU_1/0AA(N) | 105.60000000000001 | OPEN | node_8101201_200865109 | node_8101201_200962536 | ABCN | 8101201
oh_line_8101201_200962537 |  | bal_3P_2/0CU_1/0AA(N) | 0 | OPEN | node_8101201_200962538 | node_8101201_200962537 | ABCN | 8101201
oh_line_8101201_200962538-1 |  | bal_3P_2/0CU_1/0AA(N) | 0 | OPEN | node_220511101 | node_8101201_200962538 | ABCN | 8101201
oh_line_8101201_200962538-2 |  | bal_3P_2/0CU_1/0AA(N) | 0 | OPEN | node_311908255 | node_intto1_220511101 | ABCN | 8101201
oh_line_8101201_200962538-3 |  | bal_3P_2/0CU_1/0AA(N) | 52.800000000000004 | OPEN | node_220386526 | node_intto1_311908255 | ABCN | 8101201
oh_line_8101201_200962538-4 |  | bal_3P_2/0CU_1/0AA(N) | 0 | OPEN | node_8101201_200962536 | node_intto1_220386526 | ABCN | 8101201
oh_line_8101201_200970504 |  | bal_3P_1/0AA_1/0AA(N) | 211.20000000000002 | OPEN | node_8101201_200865115 | node_8101201_200970504 | ABCN | 8101201
oh_line_8101201_200974831 |  | bal_3P_477AL_4/0AA(N) | 158.4 | OPEN | node_8101201_310045006 | node_8101201_200974831 | ABCN | 8101201
oh_line_8101201_200977872 |  | bal_3P_WYECUST | 739.2 | OPEN | node_8101201_311875784 | node_8101201_200977872 | ABCN | 8101201
oh_line_8101201_200983422 |  | bal_3P_1/0AA_1/0AA(N) | 105.60000000000001 | OPEN | node_8101201_200863662 | node_8101201_200983422 | ABCN | 8101201
oh_line_8101201_201013501 |  | bal_3P_4/0AA_4/0AA(N) | 264 | OPEN | node_8101201_200862668 | node_8101201_201013501 | ABCN | 8101201
oh_line_8101201_201015285 |  | bal_3P_477AL_4/0AC(N) | 158.4 | OPEN | node_8101201_200862028 | node_8101201_201015285 | ABCN | 8101201
oh_line_8101201_201020654 |  | bal_3P_4/0AC_4/0AC(N) | 158.4 | OPEN | node_8101201_200865119 | node_8101201_201020654 | ABCN | 8101201
oh_line_8101201_201040464 |  | bal_3P_4/0AC_4/0AA(N) | 264 | OPEN | node_8101201_200862658 | node_8101201_201040464 | ABCN | 8101201
oh_line_8101201_201061066 |  | bal_3P_1/0AL_1/0AL(N) | 105.60000000000001 | OPEN | node_8101201_200865103 | node_intto1_8101201_201061066 | ABCN | 8101201
oh_line_8101201_310014574 |  | bal_3P_477AL_4/0AA(N) | 158.4 | OPEN | node_8101201_200974831 | node_8101201_310014574 | ABCN | 8101201
oh_line_8101201_310014689 |  | bal_1P_WYECUST | 844.8000000000001 | OPEN | node_8101201_200865065 | node_8101201_310014689 | AN | 8101201
oh_line_8101201_310014690 |  | bal_1P_WYECUST | 105.60000000000001 | OPEN | node_8101201_310014689 | node_8101201_310014690 | AN | 8101201
oh_line_8101201_310044979 |  | bal_3P_477AL_4/0AL(N) | 158.4 | OPEN | node_8101201_200863090 | node_8101201_310044979 | ABCN | 8101201
oh_line_8101201_310044991 |  | bal_3P_477AL_4/0AL(N) | 158.4 | OPEN | node_8101201_310044979 | node_8101201_310044991 | ABCN | 8101201
oh_line_8101201_310044995 |  | bal_3P_477AL_4/0AL(N) | 158.4 | OPEN | node_8101201_310044991 | node_8101201_310044995 | ABCN | 8101201
oh_line_8101201_310044998 |  | bal_3P_477AL_4/0AA(N) | 105.60000000000001 | OPEN | node_8101201_310044995 | node_8101201_310044998 | ABCN | 8101201
oh_line_8101201_310045003 |  | bal_3P_477AL_4/0AL(N) | 158.4 | OPEN | node_8101201_310044998 | node_8101201_310045003 | ABCN | 8101201
oh_line_8101201_310045006 |  | bal_3P_477AL_4/0AA(N) | 211.20000000000002 | OPEN | node_8101201_310045003 | node_8101201_310045006 | ABCN | 8101201
oh_line_8101201_311875784 |  | bal_3P_1/0AA_1/0AA(N) | 264 | OPEN | node_8101201_200865146 | node_8101201_311875784 | ABCN | 8101201
oh_line_8101201_311929464 |  | bal_3P_1/0AC_1/0AA(N) | 211.20000000000002 | OPEN | node_8101201_200867379 | node_8101201_311929464 | ABCN | 8101201
oh_line_8101201_312005097 |  | bal_1P_1/0AA | 52.800000000000004 | OPEN | node_8101201_200865177 | node_8101201_312005097 | AD | 8101201
oh_line_8101201_312005099 |  | bal_1P_1/0AA | 211.20000000000002 | OPEN | node_8101201_312005097 | node_8101201_312005099 | AD | 8101201
oh_line_8101201_312088396 |  | bal_3P_1/0AA_1/0AA(N) | 52.800000000000004 | OPEN | node_8101201_200865144 | node_8101201_312088396 | ABCN | 8101201
oh_line_8101201_312088400 |  | bal_3P_1/0AA_1/0AA(N) | 316.8 | OPEN | node_8101201_312088396 | node_8101201_312088400 | ABCN | 8101201
oh_line_8101201_312106094 |  | bal_3P_WYECUST | 211.20000000000002 | OPEN | node_8101201_312088400 | node_intto1_8101201_312106094 | ABCN | 8101201
oh_line_8101201_312118272 |  | bal_3P_1/0AA_1/0AA(N) | 52.800000000000004 | OPEN | node_8101201_200865146 | node_8101201_312118272 | ABCN | 8101201
oh_line_TAP_OH_905535 |  | unb_TAPWIRE_OH | 52.800000000000004 | OPEN | node_8101201_200863057 | node_1368227_611_15292306_34 | ABN | 8101201
oh_line_TAP_OH_905704 |  | unb_TAPWIRE_OH | 52.800000000000004 | OPEN | node_8101201_200863651 | node_1371604_384_15294389_876 | ABCN | 8101201
oh_line_TAP_OH_905716 |  | unb_TAPWIRE_OH | 52.800000000000004 | OPEN | node_8101201_200863680 | node_1373606_234_15296210_748 | ABCN | 8101201
oh_line_TAP_OH_905723 |  | unb_TAPWIRE_OH | 52.800000000000004 | OPEN | node_8101201_200863742 | node_1367212_538_15291458_225 | ABCN | 8101201
oh_line_TAP_OH_905727 |  | unb_TAPWIRE_OH | 52.800000000000004 | OPEN | node_8101201_200863751 | node_1365799_208_15291240_161 | ABCN | 8101201
oh_line_TAP_OH_906108 |  | unb_TAPWIRE_OH | 52.800000000000004 | OPEN | node_8101201_200865088 | node_1371479_845_15294139_758 | ABCN | 8101201
oh_line_TAP_OH_906110 |  | unb_TAPWIRE_OH | 52.800000000000004 | OPEN | node_8101201_200865094 | node_1370899_789_15294369_451 | ABCN | 8101201
oh_line_TAP_OH_906113 |  | unb_TAPWIRE_OH | 52.800000000000004 | OPEN | node_8101201_200865107 | node_1369565_354_15294753_529 | ABCN | 8101201
oh_line_TAP_OH_906114 |  | unb_TAPWIRE_OH | 52.800000000000004 | OPEN | node_8101201_200865110 | node_1369304_955_15294744_822 | ABCN | 8101201
oh_line_TAP_OH_906115 |  | unb_TAPWIRE_OH | 52.800000000000004 | OPEN | node_8101201_200865111 | node_1369102_065_15294669_876 | ABCN | 8101201
oh_line_TAP_OH_906116 |  | unb_TAPWIRE_OH | 52.800000000000004 | OPEN | node_8101201_200865116 | node_1369576_958_15294554_601 | ABCN | 8101201
oh_line_TAP_OH_906119 |  | unb_TAPWIRE_OH | 52.800000000000004 | OPEN | node_8101201_200865130 | node_1368318_786_15293851_456 | ABCN | 8101201
oh_line_TAP_OH_906122 |  | unb_TAPWIRE_OH | 52.800000000000004 | OPEN | node_8101201_200865142 | node_1367592_566_15293445_316 | ABCN | 8101201
oh_line_TAP_OH_906123 |  | unb_TAPWIRE_OH | 52.800000000000004 | OPEN | node_8101201_200865145 | node_1367103_657_15293258_98 | ABCN | 8101201
oh_line_TAP_OH_906130 |  | unb_TAPWIRE_OH | 52.800000000000004 | OPEN | node_8101201_200865166 | node_1365369_548_15292654_156 | AN | 8101201
oh_line_TAP_OH_906131 |  | unb_TAPWIRE_OH | 52.800000000000004 | OPEN | node_8101201_200865167 | node_1365145_778_15292906_816 | AN | 8101201
oh_line_TAP_OH_906137 |  | unb_TAPWIRE_OH | 52.800000000000004 | OPEN | node_8101201_200865180 | node_1364806_507_15291847_264 | ABCN | 8101201
oh_line_TAP_OH_906138 |  | unb_TAPWIRE_OH | 52.800000000000004 | OPEN | node_8101201_200865183 | node_1364222_618_15292042_203 | ABCN | 8101201
oh_line_TAP_OH_906741 |  | unb_TAPWIRE_OH | 52.800000000000004 | OPEN | node_8101201_200867147 | node_1370486_013_15297737_637 | AN | 8101201
oh_line_TAP_OH_906744 |  | unb_TAPWIRE_OH | 52.800000000000004 | OPEN | node_8101201_200867155 | node_1369681_884_15296284_975 | ABCN | 8101201
oh_line_TAP_OH_906823 |  | unb_TAPWIRE_OH | 52.800000000000004 | OPEN | node_8101201_200867389 | node_1367357_626_15293050_383 | ABCN | 8101201
oh_line_TAP_OH_906824 |  | unb_TAPWIRE_OH | 52.800000000000004 | OPEN | node_8101201_200867393 | node_1367460_302_15292588_448 | ABCN | 8101201
oh_line_TAP_OH_921933 |  | unb_TAPWIRE_OH | 52.800000000000004 | OPEN | node_8101201_200959306 | node_1366360_286_15294066_28 | AN | 8101201
oh_line_TAP_OH_1455626 |  | unb_TAPWIRE_OH | 105.60000000000001 | OPEN | node_8101201_310014690 | node_1366527_348_15295245_844 | AN | 8101201
oh_line_TAP_OH_1819663 |  | unb_TAPWIRE_OH | 52.800000000000004 | OPEN | node_8101201_200863653 | node_1371750_65_15294817_209 | ABCN | 8101201
oh_line_TAP_OH_2136926 |  | unb_TAPWIRE_OH | 105.60000000000001 | OPEN | node_8101201_200867146 | node_1370778_893_15297094_923 | ABCN | 8101201
oh_line_TAP_OH_2136927 |  | unb_TAPWIRE_OH | 105.60000000000001 | OPEN | node_8101201_200867146 | node_1370774_816_15297120_943 | ABCN | 8101201
oh_line_TAP_OH_2136928 |  | unb_TAPWIRE_OH | 105.60000000000001 | OPEN | node_8101201_200867146 | node_1370777_808_15297068_325 | ABCN | 8101201
oh_line_TAP_OH_2136929 |  | unb_TAPWIRE_OH | 105.60000000000001 | OPEN | node_8101201_200863681 | node_1373688_287_15296380_907 | ABCN | 8101201
oh_line_TAP_OH_2136930 |  | unb_TAPWIRE_OH | 105.60000000000001 | OPEN | node_8101201_200863681 | node_1373669_924_15296390_784 | ABCN | 8101201
oh_line_TAP_OH_2136931 |  | unb_TAPWIRE_OH | 105.60000000000001 | OPEN | node_8101201_200863681 | node_1373704_089_15296364_967 | ABCN | 8101201
oh_line_TAP_OH_2136935 |  | unb_TAPWIRE_OH | 52.800000000000004 | OPEN | node_8101201_200867162 | node_1369375_908_15295083_676 | ABCN | 8101201
oh_line_TAP_OH_2136936 |  | unb_TAPWIRE_OH | 52.800000000000004 | OPEN | node_8101201_200867162 | node_1369380_583_15295097_373 | ABCN | 8101201
oh_line_TAP_OH_2136953 |  | unb_TAPWIRE_OH | 105.60000000000001 | OPEN | node_8101201_200867385 | node_1367793_625_15291618_915 | ABCN | 8101201
oh_line_TAP_OH_2136962 |  | unb_TAPWIRE_OH | 105.60000000000001 | OPEN | node_8101201_200867159 | node_1370078_008_15296678_57 | ABCN | 8101201
oh_line_TAP_OH_2136963 |  | unb_TAPWIRE_OH | 105.60000000000001 | OPEN | node_8101201_200867159 | node_1370086_097_15296702_957 | ABCN | 8101201
oh_line_TAP_OH_2136982 |  | unb_TAPWIRE_OH | 105.60000000000001 | OPEN | node_8101201_201040464 | node_1368675_247_15293392_62 | ABCN | 8101201
oh_line_TAP_OH_2136983 |  | unb_TAPWIRE_OH | 105.60000000000001 | OPEN | node_8101201_201040464 | node_1368656_118_15293399_47 | ABCN | 8101201
oh_line_TAP_OH_2136984 |  | unb_TAPWIRE_OH | 105.60000000000001 | OPEN | node_8101201_201040464 | node_1368692_368_15293379_343 | ABCN | 8101201
oh_line_TAP_OH_2137014 |  | unb_TAPWIRE_OH | 105.60000000000001 | OPEN | node_8101201_200865159 | node_1365904_547_15292606_571 | ABCN | 8101201
oh_line_TAP_OH_2137015 |  | unb_TAPWIRE_OH | 105.60000000000001 | OPEN | node_8101201_200865159 | node_1365893_38_15292584_459 | ABCN | 8101201
oh_line_TAP_OH_2137016 |  | unb_TAPWIRE_OH | 105.60000000000001 | OPEN | node_8101201_200863743 | node_1367070_193_15291496_903 | ABCN | 8101201
oh_line_TAP_OH_2137017 |  | unb_TAPWIRE_OH | 105.60000000000001 | OPEN | node_8101201_200863743 | node_1367051_982_15291486_181 | ABCN | 8101201
oh_line_TAP_OH_2137018 |  | unb_TAPWIRE_OH | 105.60000000000001 | OPEN | node_8101201_200863743 | node_1367089_817_15291500_951 | ABCN | 8101201
oh_line_TAP_OH_2137034 |  | unb_TAPWIRE_OH | 105.60000000000001 | OPEN | node_8101201_200867164 | node_1370436_223_15297396_766 | ABCN | 8101201
oh_line_TAP_OH_2137035 |  | unb_TAPWIRE_OH | 105.60000000000001 | OPEN | node_8101201_200867164 | node_1370437_651_15297423_338 | ABCN | 8101201
oh_line_TAP_OH_2137036 |  | unb_TAPWIRE_OH | 105.60000000000001 | OPEN | node_8101201_200867164 | node_1370429_726_15297371_548 | ABCN | 8101201
oh_line_TAP_OH_2137037 |  | unb_TAPWIRE_OH | 105.60000000000001 | OPEN | node_8101201_200865084 | node_1371720_19_15293996_306 | ABCN | 8101201
oh_line_TAP_OH_2137038 |  | unb_TAPWIRE_OH | 105.60000000000001 | OPEN | node_8101201_200865084 | node_1371738_556_15293986_431 | ABCN | 8101201
oh_line_TAP_OH_2137039 |  | unb_TAPWIRE_OH | 105.60000000000001 | OPEN | node_8101201_200865084 | node_1371704_386_15294012_244 | ABCN | 8101201
oh_line_TAP_OH_2137046 |  | unb_TAPWIRE_OH | 105.60000000000001 | OPEN | node_8101201_200865093 | node_1370983_037_15294209_669 | ABCN | 8101201
oh_line_TAP_OH_2137047 |  | unb_TAPWIRE_OH | 105.60000000000001 | OPEN | node_8101201_200865093 | node_1371002_389_15294204_03 | ABCN | 8101201
oh_line_TAP_OH_2137048 |  | unb_TAPWIRE_OH | 105.60000000000001 | OPEN | node_8101201_200865093 | node_1370965_466_15294221_851 | ABCN | 8101201
oh_line_TAP_OH_2137062 |  | unb_TAPWIRE_OH | 105.60000000000001 | OPEN | node_8101201_200862028 | node_1367660_8_15291489_256 | ABCN | 8101201
oh_line_TAP_OH_2137063 |  | unb_TAPWIRE_OH | 105.60000000000001 | OPEN | node_8101201_200862028 | node_1367642_078_15291480_287 | ABCN | 8101201
oh_line_TAP_OH_2137064 |  | unb_TAPWIRE_OH | 105.60000000000001 | OPEN | node_8101201_200862028 | node_1367680_578_15291491_43 | ABCN | 8101201
oh_line_TAP_OH_2143346 |  | unb_TAPWIRE_OH | 52.800000000000004 | OPEN | node_8101201_200865132 | node_1368084_672_15294123_121 | ABCN | 8101201
oh_line_TAP_OH_2143347 |  | unb_TAPWIRE_OH | 52.800000000000004 | OPEN | node_8101201_200865132 | node_1368074_5_15294100_168 | ABCN | 8101201
oh_line_TAP_OH_2143348 |  | unb_TAPWIRE_OH | 105.60000000000001 | OPEN | node_8101201_200865132 | node_1368098_904_15294141_799 | ABCN | 8101201
oh_line_TAP_OH_2143364 |  | unb_TAPWIRE_OH | 105.60000000000001 | OPEN | node_8101201_200862669 | node_1369783_895_15294148_339 | ABCN | 8101201
oh_line_TAP_OH_2143365 |  | unb_TAPWIRE_OH | 105.60000000000001 | OPEN | node_8101201_200862669 | node_1369802_399_15294158_091 | ABCN | 8101201
oh_line_TAP_OH_2143369 |  | unb_TAPWIRE_OH | 52.800000000000004 | OPEN | node_8101201_200867149 | node_1369700_809_15296020_164 | ABCN | 8101201
oh_line_TAP_OH_2143370 |  | unb_TAPWIRE_OH | 105.60000000000001 | OPEN | node_8101201_200867149 | node_1369698_636_15296046_61 | ABCN | 8101201
oh_line_TAP_OH_2143371 |  | unb_TAPWIRE_OH | 105.60000000000001 | OPEN | node_8101201_200867149 | node_1369697_807_15295993_815 | ABCN | 8101201
oh_line_TAP_OH_2143378 |  | unb_TAPWIRE_OH | 105.60000000000001 | OPEN | node_8101201_200867169 | node_1369609_257_15295664_355 | ABCN | 8101201
oh_line_TAP_OH_2143379 |  | unb_TAPWIRE_OH | 105.60000000000001 | OPEN | node_8101201_200867169 | node_1369607_106_15295690_805 | ABCN | 8101201
oh_line_TAP_OH_2143380 |  | unb_TAPWIRE_OH | 105.60000000000001 | OPEN | node_8101201_200867169 | node_1369606_233_15295638_011 | ABCN | 8101201
oh_line_TAP_OH_2143381 |  | unb_TAPWIRE_OH | 105.60000000000001 | OPEN | node_8101201_200867160 | node_1369871_967_15297011_125 | ABCN | 8101201
oh_line_TAP_OH_2143382 |  | unb_TAPWIRE_OH | 105.60000000000001 | OPEN | node_8101201_200867160 | node_1369857_122_15296993_333 | ABCN | 8101201
oh_line_TAP_OH_2143383 |  | unb_TAPWIRE_OH | 105.60000000000001 | OPEN | node_8101201_200867160 | node_1369889_708_15297023_184 | ABCN | 8101201
oh_line_TAP_OH_2143392 |  | unb_TAPWIRE_OH | 52.800000000000004 | OPEN | node_8101201_200862653 | node_1370122_88_15294053_67 | ABCN | 8101201
oh_line_TAP_OH_2143393 |  | unb_TAPWIRE_OH | 52.800000000000004 | OPEN | node_8101201_200862653 | node_1370145_466_15294058_15 | ABCN | 8101201
oh_line_TAP_OH_2143394 |  | unb_TAPWIRE_OH | 105.60000000000001 | OPEN | node_8101201_200862653 | node_1370096_453_15294047_068 | ABCN | 8101201
oh_line_TAP_OH_2143395 |  | unb_TAPWIRE_OH | 105.60000000000001 | OPEN | node_8101201_200983422 | node_1373892_217_15295965_928 | ABCN | 8101201
oh_line_TAP_OH_2143396 |  | unb_TAPWIRE_OH | 105.60000000000001 | OPEN | node_8101201_200983422 | node_1373910_313_15295955_211 | ABCN | 8101201
oh_line_TAP_OH_2143397 |  | unb_TAPWIRE_OH | 105.60000000000001 | OPEN | node_8101201_200983422 | node_1373876_834_15295982_59 | ABCN | 8101201
oh_line_TAP_OH_2143400 |  | unb_TAPWIRE_OH | 105.60000000000001 | OPEN | node_8101201_200867380 | node_1367511_636_15291890_103 | ABCN | 8101201
oh_line_TAP_OH_2143401 |  | unb_TAPWIRE_OH | 105.60000000000001 | OPEN | node_8101201_200867380 | node_1367492_898_15291881_197 | ABCN | 8101201
oh_line_TAP_OH_2143402 |  | unb_TAPWIRE_OH | 105.60000000000001 | OPEN | node_8101201_200867380 | node_1367531_417_15291892_211 | ABCN | 8101201
oh_line_TAP_OH_2143409 |  | unb_TAPWIRE_OH | 52.800000000000004 | OPEN | node_8101201_200862660 | node_1368087_318_15293233_75 | ABCN | 8101201
oh_line_TAP_OH_2143410 |  | unb_TAPWIRE_OH | 105.60000000000001 | OPEN | node_8101201_200862660 | node_1368090_69_15293207_542 | ABCN | 8101201
oh_line_TAP_OH_2143411 |  | unb_TAPWIRE_OH | 105.60000000000001 | OPEN | node_8101201_200862660 | node_1368089_12_15293260_284 | ABCN | 8101201
oh_line_TAP_OH_2143415 |  | unb_TAPWIRE_OH | 105.60000000000001 | OPEN | node_8101201_200865158 | node_1366017_297_15292683_03 | ABCN | 8101201
oh_line_TAP_OH_2143416 |  | unb_TAPWIRE_OH | 105.60000000000001 | OPEN | node_8101201_200865158 | node_1366004_212_15292662_896 | ABCN | 8101201
oh_line_TAP_OH_2143417 |  | unb_TAPWIRE_OH | 105.60000000000001 | OPEN | node_8101201_200865158 | node_1366033_793_15292697_967 | ABCN | 8101201
oh_line_TAP_OH_2143424 |  | unb_TAPWIRE_OH | 52.800000000000004 | OPEN | node_8101201_200865121 | node_1368676_959_15294369_348 | ABCN | 8101201
oh_line_TAP_OH_2143425 |  | unb_TAPWIRE_OH | 52.800000000000004 | OPEN | node_8101201_200865121 | node_1368666_956_15294346_261 | ABCN | 8101201
oh_line_TAP_OH_2143426 |  | unb_TAPWIRE_OH | 105.60000000000001 | OPEN | node_8101201_200865121 | node_1368691_053_15294388_212 | ABCN | 8101201
oh_line_TAP_OH_2143432 |  | unb_TAPWIRE_OH | 105.60000000000001 | OPEN | node_8101201_200867394 | node_1367576_444_15292378_155 | ABCN | 8101201
oh_line_TAP_OH_2143433 |  | unb_TAPWIRE_OH | 105.60000000000001 | OPEN | node_8101201_200867394 | node_1367567_233_15292401_649 | ABCN | 8101201
oh_line_TAP_OH_2143438 |  | unb_TAPWIRE_OH | 105.60000000000001 | OPEN | node_8101201_200865178 | node_1364650_001_15292115_91 | ABCN | 8101201
oh_line_TAP_OH_2143439 |  | unb_TAPWIRE_OH | 105.60000000000001 | OPEN | node_8101201_200865178 | node_1364634_807_15292098_651 | ABCN | 8101201
oh_line_TAP_OH_2143440 |  | unb_TAPWIRE_OH | 105.60000000000001 | OPEN | node_8101201_200865178 | node_1364667_977_15292127_332 | ABCN | 8101201
oh_line_TAP_OH_2143446 |  | unb_TAPWIRE_OH | 105.60000000000001 | OPEN | node_8101201_200863672 | node_1372828_225_15295863_779 | ABCN | 8101201
oh_line_TAP_OH_2143447 |  | unb_TAPWIRE_OH | 105.60000000000001 | OPEN | node_8101201_200863672 | node_1372813_172_15295846_307 | ABCN | 8101201
oh_line_TAP_OH_2143459 |  | unb_TAPWIRE_OH | 105.60000000000001 | OPEN | node_8101201_200862676 | node_1369313_043_15293519_156 | ABCN | 8101201
oh_line_TAP_OH_2143460 |  | unb_TAPWIRE_OH | 105.60000000000001 | OPEN | node_8101201_200862676 | node_1369319_359_15293544_456 | ABCN | 8101201
oh_line_TAP_OH_2143461 |  | unb_TAPWIRE_OH | 52.800000000000004 | OPEN | node_8101201_200974831 | node_1367959_889_15291280_971 | ABCN | 8101201
oh_line_TAP_OH_2143462 |  | unb_TAPWIRE_OH | 105.60000000000001 | OPEN | node_8101201_200974831 | node_1367965_105_15291255_33 | ABCN | 8101201
oh_line_TAP_OH_2143474 |  | unb_TAPWIRE_OH | 105.60000000000001 | OPEN | node_8101201_200863668 | node_1372372_16_15295587_056 | ABCN | 8101201
oh_line_TAP_OH_2143475 |  | unb_TAPWIRE_OH | 105.60000000000001 | OPEN | node_8101201_200863668 | node_1372356_19_15295571_124 | ABCN | 8101201
oh_line_TAP_OH_2143476 |  | unb_TAPWIRE_OH | 105.60000000000001 | OPEN | node_8101201_200863668 | node_1372390_629_15295596_924 | ABCN | 8101201
oh_line_TAP_OH_2143477 |  | unb_TAPWIRE_OH | 105.60000000000001 | OPEN | node_8101201_200863053 | node_1367737_897_15292292_545 | ABCN | 8101201
oh_line_TAP_OH_2143478 |  | unb_TAPWIRE_OH | 105.60000000000001 | OPEN | node_8101201_200863053 | node_1367720_527_15292279_53 | ABCN | 8101201
oh_line_TAP_OH_2143479 |  | unb_TAPWIRE_OH | 105.60000000000001 | OPEN | node_8101201_200863053 | node_1367757_153_15292299_104 | ABCN | 8101201
oh_line_TAP_OH_2143480 |  | unb_TAPWIRE_OH | 52.800000000000004 | OPEN | node_8101201_200863663 | node_1374103_204_15296253_673 | ABCN | 8101201
oh_line_TAP_OH_2143481 |  | unb_TAPWIRE_OH | 52.800000000000004 | OPEN | node_8101201_200863663 | node_1374120_434_15296254_9 | ABCN | 8101201
oh_line_TAP_OH_2143482 |  | unb_TAPWIRE_OH | 52.800000000000004 | OPEN | node_8101201_200863663 | node_1374087_058_15296247_773 | ABCN | 8101201
oh_line_TAP_OH_2143491 |  | unb_TAPWIRE_OH | 52.800000000000004 | OPEN | node_8101201_200867165 | node_1369497_987_15295159_619 | ABCN | 8101201
oh_line_TAP_OH_2143492 |  | unb_TAPWIRE_OH | 52.800000000000004 | OPEN | node_8101201_200867165 | node_1369507_318_15295184_65 | ABCN | 8101201
oh_line_TAP_OH_2143493 |  | unb_TAPWIRE_OH | 52.800000000000004 | OPEN | node_8101201_200867165 | node_1369487_468_15295138_185 | ABCN | 8101201
oh_line_TAP_OH_2143502 |  | unb_TAPWIRE_OH | 105.60000000000001 | OPEN | node_8101201_200863666 | node_1372252_838_15295216_34 | ABCN | 8101201
oh_line_TAP_OH_2143503 |  | unb_TAPWIRE_OH | 105.60000000000001 | OPEN | node_8101201_200863666 | node_1372266_38_15295235_918 | ABCN | 8101201
oh_line_TAP_OH_2143504 |  | unb_TAPWIRE_OH | 105.60000000000001 | OPEN | node_8101201_200863666 | node_1372236_008_15295202_102 | ABCN | 8101201
oh_line_TAP_OH_2143505 |  | unb_TAPWIRE_OH | 105.60000000000001 | OPEN | node_8101201_200863741 | node_1367346_293_15291550_252 | ABCN | 8101201
oh_line_TAP_OH_2143506 |  | unb_TAPWIRE_OH | 105.60000000000001 | OPEN | node_8101201_200863741 | node_1367327_457_15291541_735 | ABCN | 8101201
oh_line_TAP_OH_2143507 |  | unb_TAPWIRE_OH | 105.60000000000001 | OPEN | node_8101201_200863741 | node_1367366_095_15291551_949 | ABCN | 8101201
oh_line_TAP_OH_2143508 |  | unb_TAPWIRE_OH | 105.60000000000001 | OPEN | node_8101201_200865171 | node_1365128_602_15292439_13 | ABCN | 8101201
oh_line_TAP_OH_2143509 |  | unb_TAPWIRE_OH | 105.60000000000001 | OPEN | node_8101201_200865171 | node_1365123_576_15292464_84 | ABCN | 8101201
oh_line_TAP_OH_2143510 |  | unb_TAPWIRE_OH | 105.60000000000001 | OPEN | node_8101201_200865171 | node_1365128_491_15292412_502 | ABCN | 8101201
oh_line_TAP_OH_2143511 |  | unb_TAPWIRE_OH | 105.60000000000001 | OPEN | node_8101201_200865155 | node_1366260_782_15292837_643 | ABCN | 8101201
oh_line_TAP_OH_2143512 |  | unb_TAPWIRE_OH | 105.60000000000001 | OPEN | node_8101201_200865155 | node_1366247_13_15292818_198 | ABCN | 8101201
oh_line_TAP_OH_2143513 |  | unb_TAPWIRE_OH | 105.60000000000001 | OPEN | node_8101201_200865155 | node_1366277_691_15292851_717 | ABCN | 8101201
oh_line_TAP_OH_2143514 |  | unb_TAPWIRE_OH | 105.60000000000001 | OPEN | node_8101201_200865172 | node_1365076_151_15292719_617 | ABCN | 8101201
oh_line_TAP_OH_2143515 |  | unb_TAPWIRE_OH | 105.60000000000001 | OPEN | node_8101201_200865172 | node_1365065_495_15292741_973 | ABCN | 8101201
oh_line_TAP_OH_2143516 |  | unb_TAPWIRE_OH | 52.800000000000004 | OPEN | node_8101201_200865172 | node_1365082_114_15292694_279 | ABCN | 8101201
oh_line_TAP_OH_2143523 |  | unb_TAPWIRE_OH | 105.60000000000001 | OPEN | node_8101201_200863748 | node_1366341_742_15291390_629 | ABCN | 8101201
oh_line_TAP_OH_2143524 |  | unb_TAPWIRE_OH | 105.60000000000001 | OPEN | node_8101201_200863748 | node_1366323_264_15291380_776 | ABCN | 8101201
oh_line_TAP_OH_2143525 |  | unb_TAPWIRE_OH | 105.60000000000001 | OPEN | node_8101201_200863748 | node_1366361_455_15291393_743 | ABCN | 8101201
oh_line_TAP_OH_2143531 |  | unb_TAPWIRE_OH | 105.60000000000001 | OPEN | node_8101201_200862663 | node_1367806_841_15293014_355 | ABCN | 8101201
oh_line_TAP_OH_2143532 |  | unb_TAPWIRE_OH | 105.60000000000001 | OPEN | node_8101201_200862663 | node_1367823_923_15293028_045 | ABCN | 8101201
oh_line_TAP_OH_2143533 |  | unb_TAPWIRE_OH | 105.60000000000001 | OPEN | node_8101201_200862663 | node_1367787_733_15293007_043 | ABCN | 8101201
oh_line_TAP_OH_2143534 |  | unb_TAPWIRE_OH | 105.60000000000001 | OPEN | node_8101201_200865169 | node_1365201_024_15292320_002 | ABCN | 8101201
oh_line_TAP_OH_2143535 |  | unb_TAPWIRE_OH | 105.60000000000001 | OPEN | node_8101201_200865169 | node_1365184_35_15292305_426 | ABCN | 8101201
oh_line_TAP_OH_2143536 |  | unb_TAPWIRE_OH | 105.60000000000001 | OPEN | node_8101201_200865169 | node_1365219_909_15292328_314 | ABCN | 8101201
oh_line_TAP_OH_2143537 |  | unb_TAPWIRE_OH | 105.60000000000001 | OPEN | node_8101201_200863667 | node_1372042_584_15295458_107 | ABCN | 8101201
oh_line_TAP_OH_2143538 |  | unb_TAPWIRE_OH | 105.60000000000001 | OPEN | node_8101201_200863667 | node_1372034_096_15295433_963 | ABCN | 8101201
oh_line_TAP_OH_2143539 |  | unb_TAPWIRE_OH | 105.60000000000001 | OPEN | node_8101201_200863667 | node_1372055_421_15295478_521 | ABCN | 8101201
oh_line_TAP_OH_2143555 |  | unb_TAPWIRE_OH | 105.60000000000001 | OPEN | node_8101201_200863670 | node_1372591_083_15295716_913 | ABCN | 8101201
oh_line_TAP_OH_2143556 |  | unb_TAPWIRE_OH | 105.60000000000001 | OPEN | node_8101201_200863670 | node_1372577_461_15295697_435 | ABCN | 8101201
oh_line_TAP_OH_2143557 |  | unb_TAPWIRE_OH | 105.60000000000001 | OPEN | node_8101201_200863670 | node_1372607_97_15295731_028 | ABCN | 8101201
oh_line_TAP_OH_2143562 |  | unb_TAPWIRE_OH | 105.60000000000001 | OPEN | node_8101201_200970504 | node_1369249_237_15294342_017 | ABCN | 8101201
oh_line_TAP_OH_2143563 |  | unb_TAPWIRE_OH | 105.60000000000001 | OPEN | node_8101201_200970504 | node_1369260_075_15294319_82 | ABCN | 8101201
oh_line_TAP_OH_2143564 |  | unb_TAPWIRE_OH | 52.800000000000004 | OPEN | node_8101201_200970504 | node_1369243_067_15294367_265 | ABCN | 8101201
oh_line_TAP_OH_2143580 |  | unb_TAPWIRE_OH | 105.60000000000001 | OPEN | node_8101201_200865176 | node_1364949_362_15292231_983 | ABCN | 8101201
oh_line_TAP_OH_2143581 |  | unb_TAPWIRE_OH | 105.60000000000001 | OPEN | node_8101201_200865176 | node_1364932_31_15292218_223 | ABCN | 8101201
oh_line_TAP_OH_2143585 |  | unb_TAPWIRE_OH | 105.60000000000001 | OPEN | node_8101201_200863659 | node_1371635_308_15295070_933 | ABCN | 8101201
oh_line_TAP_OH_2143586 |  | unb_TAPWIRE_OH | 105.60000000000001 | OPEN | node_8101201_200863659 | node_1371638_199_15295044_617 | ABCN | 8101201
oh_line_TAP_OH_2143587 |  | unb_TAPWIRE_OH | 105.60000000000001 | OPEN | node_8101201_200863659 | node_1371637_592_15295097_404 | ABCN | 8101201
oh_line_TAP_OH_2143588 |  | unb_TAPWIRE_OH | 105.60000000000001 | OPEN | node_8101201_200867381 | node_1367483_682_15291884_725 | ABCN | 8101201
oh_line_TAP_OH_2143589 |  | unb_TAPWIRE_OH | 105.60000000000001 | OPEN | node_8101201_200867381 | node_1367465_111_15291875_204 | ABCN | 8101201
oh_line_TAP_OH_2143590 |  | unb_TAPWIRE_OH | 105.60000000000001 | OPEN | node_8101201_200867381 | node_1367503_423_15291887_485 | ABCN | 8101201
oh_line_TAP_OH_2143593 |  | unb_TAPWIRE_OH | 105.60000000000001 | OPEN | node_8101201_200867396 | node_1367743_355_15292057_414 | ABCN | 8101201
oh_line_TAP_OH_2143594 |  | unb_TAPWIRE_OH | 105.60000000000001 | OPEN | node_8101201_200867396 | node_1367734_373_15292081_07 | ABCN | 8101201
oh_line_TAP_OH_2143599 |  | unb_TAPWIRE_OH | 105.60000000000001 | OPEN | node_8101201_200867145 | node_1370515_244_15296831_319 | ABCN | 8101201
oh_line_TAP_OH_2143600 |  | unb_TAPWIRE_OH | 105.60000000000001 | OPEN | node_8101201_200867145 | node_1370534_123_15296839_637 | ABCN | 8101201
oh_line_TAP_OH_2143601 |  | unb_TAPWIRE_OH | 105.60000000000001 | OPEN | node_8101201_200867145 | node_1370495_438_15296829_832 | ABCN | 8101201
oh_line_TAP_OH_2143602 |  | unb_TAPWIRE_OH | 52.800000000000004 | OPEN | node_8101201_201020654 | node_1368864_555_15294549_164 | ABCN | 8101201
oh_line_TAP_OH_2143603 |  | unb_TAPWIRE_OH | 52.800000000000004 | OPEN | node_8101201_201020654 | node_1368853_731_15294526_751 | ABCN | 8101201
oh_line_TAP_OH_2143604 |  | unb_TAPWIRE_OH | 52.800000000000004 | OPEN | node_8101201_201020654 | node_1368879_31_15294567_094 | ABCN | 8101201
oh_line_TAP_OH_2143611 |  | unb_TAPWIRE_OH | 105.60000000000001 | OPEN | node_8101201_200863679 | node_1373527_744_15295640_08 | ABCN | 8101201
oh_line_TAP_OH_2143612 |  | unb_TAPWIRE_OH | 105.60000000000001 | OPEN | node_8101201_200863679 | node_1373547_478_15295642_883 | ABCN | 8101201
oh_line_TAP_OH_2143613 |  | unb_TAPWIRE_OH | 105.60000000000001 | OPEN | node_8101201_200863679 | node_1373508_178_15295644_225 | ABCN | 8101201
oh_line_TAP_OH_2143619 |  | unb_TAPWIRE_OH | 105.60000000000001 | OPEN | node_8101201_200861049 | node_1370819_574_15295677_19 | ABCN | 8101201
oh_line_TAP_OH_2143620 |  | unb_TAPWIRE_OH | 105.60000000000001 | OPEN | node_8101201_200861049 | node_1370813_4_15295702_436 | ABCN | 8101201
oh_line_TAP_OH_2143621 |  | unb_TAPWIRE_OH | 52.800000000000004 | OPEN | node_8101201_200861049 | node_1370820_66_15295650_613 | ABCN | 8101201
oh_line_TAP_OH_2143627 |  | unb_TAPWIRE_OH | 105.60000000000001 | OPEN | node_8101201_200865101 | node_1370527_671_15294553_365 | ABCN | 8101201
oh_line_TAP_OH_2143628 |  | unb_TAPWIRE_OH | 105.60000000000001 | OPEN | node_8101201_200865101 | node_1370507_875_15294551_579 | ABCN | 8101201
oh_line_TAP_OH_2143629 |  | unb_TAPWIRE_OH | 105.60000000000001 | OPEN | node_8101201_200865101 | node_1370547_1_15294548_214 | ABCN | 8101201
oh_line_TAP_OH_2143646 |  | unb_TAPWIRE_OH | 105.60000000000001 | OPEN | node_8101201_200862675 | node_1369425_706_15293701_714 | ABCN | 8101201
oh_line_TAP_OH_2143647 |  | unb_TAPWIRE_OH | 105.60000000000001 | OPEN | node_8101201_200862675 | node_1369431_701_15293727_153 | ABCN | 8101201
oh_line_TAP_OH_2143648 |  | unb_TAPWIRE_OH | 105.60000000000001 | OPEN | node_8101201_200862675 | node_1369415_023_15293679_181 | ABCN | 8101201
oh_line_TAP_OH_2143651 |  | unb_TAPWIRE_OH | 105.60000000000001 | OPEN | node_8101201_200863055 | node_1368057_695_15292369_401 | ABN | 8101201
oh_line_TAP_OH_2143652 |  | unb_TAPWIRE_OH | 105.60000000000001 | OPEN | node_8101201_200863055 | node_1368039_774_15292357_825 | ABN | 8101201
oh_line_TAP_OH_2143673 |  | unb_TAPWIRE_OH | 105.60000000000001 | OPEN | node_8101201_200863744 | node_1366879_387_15291471_503 | ABCN | 8101201
oh_line_TAP_OH_2143674 |  | unb_TAPWIRE_OH | 105.60000000000001 | OPEN | node_8101201_200863744 | node_1366860_535_15291463_049 | ABCN | 8101201
oh_line_TAP_OH_2143675 |  | unb_TAPWIRE_OH | 105.60000000000001 | OPEN | node_8101201_200863744 | node_1366899_191_15291473_133 | ABCN | 8101201
oh_line_TAP_OH_2143687 |  | unb_TAPWIRE_OH | 105.60000000000001 | OPEN | node_8101201_200867153 | node_1369442_474_15296021_122 | ABCN | 8101201
oh_line_TAP_OH_2143688 |  | unb_TAPWIRE_OH | 105.60000000000001 | OPEN | node_8101201_200867153 | node_1369446_566_15296006_016 | ABCN | 8101201
oh_line_TAP_OH_2143689 |  | unb_TAPWIRE_OH | 105.60000000000001 | OPEN | node_8101201_200867153 | node_1369447_461_15296038_861 | ABCN | 8101201
oh_line_TAP_OH_2143690 |  | unb_TAPWIRE_OH | 105.60000000000001 | OPEN | node_8101201_200865136 | node_1368065_692_15293854_88 | ABCN | 8101201
oh_line_TAP_OH_2143691 |  | unb_TAPWIRE_OH | 52.800000000000004 | OPEN | node_8101201_200865136 | node_1368049_719_15293838_947 | ABCN | 8101201
oh_line_TAP_OH_2143692 |  | unb_TAPWIRE_OH | 105.60000000000001 | OPEN | node_8101201_200865136 | node_1368084_163_15293864_747 | ABCN | 8101201
oh_line_TAP_OH_2143693 |  | unb_TAPWIRE_OH | 52.800000000000004 | OPEN | node_8101201_200865065 | node_1366584_054_15294266_271 | ABCN | 8101201
oh_line_TAP_OH_2143694 |  | unb_TAPWIRE_OH | 105.60000000000001 | OPEN | node_8101201_200865065 | node_1366585_868_15294239_772 | ABCN | 8101201
oh_line_TAP_OH_2143695 |  | unb_TAPWIRE_OH | 52.800000000000004 | OPEN | node_8101201_200865065 | node_1366587_414_15294292_545 | ABCN | 8101201
oh_line_TAP_OH_2143699 |  | unb_TAPWIRE_OH | 105.60000000000001 | OPEN | node_8101201_200865163 | node_1365620_201_15292474_797 | ABCN | 8101201
oh_line_TAP_OH_2143700 |  | unb_TAPWIRE_OH | 105.60000000000001 | OPEN | node_8101201_200865163 | node_1365601_906_15292464_341 | ABCN | 8101201
oh_line_TAP_OH_2143701 |  | unb_TAPWIRE_OH | 105.60000000000001 | OPEN | node_8101201_200865163 | node_1365639_854_15292478_558 | ABCN | 8101201
oh_line_TAP_OH_2143707 |  | unb_TAPWIRE_OH | 105.60000000000001 | OPEN | node_8101201_200862679 | node_1369292_73_15293258_775 | ABCN | 8101201
oh_line_TAP_OH_2143708 |  | unb_TAPWIRE_OH | 105.60000000000001 | OPEN | node_8101201_200862679 | node_1369296_069_15293285_054 | ABCN | 8101201
oh_line_TAP_OH_2143709 |  | unb_TAPWIRE_OH | 105.60000000000001 | OPEN | node_8101201_200862679 | node_1369284_445_15293234_505 | ABCN | 8101201
oh_line_TAP_OH_2143716 |  | unb_TAPWIRE_OH | 105.60000000000001 | OPEN | node_8101201_200863675 | node_1372903_972_15296046_924 | ABCN | 8101201
oh_line_TAP_OH_2143717 |  | unb_TAPWIRE_OH | 105.60000000000001 | OPEN | node_8101201_200863675 | node_1372889_673_15296028_343 | ABCN | 8101201
oh_line_TAP_OH_2143718 |  | unb_TAPWIRE_OH | 105.60000000000001 | OPEN | node_8101201_200863675 | node_1372921_339_15296059_936 | ABCN | 8101201
oh_line_TAP_OH_2143719 |  | unb_TAPWIRE_OH | 105.60000000000001 | OPEN | node_8101201_200863660 | node_1372183_477_15294973_84 | ABCN | 8101201
oh_line_TAP_OH_2146520 |  | unb_TAPWIRE_OH | 105.60000000000001 | OPEN | node_8101201_200863660 | node_1372185_016_15295000_402 | ABCN | 8101201
oh_line_TAP_OH_2146521 |  | unb_TAPWIRE_OH | 105.60000000000001 | OPEN | node_8101201_200863660 | node_1372176_873_15294948_671 | ABCN | 8101201
oh_line_TAP_OH_2146536 |  | unb_TAPWIRE_OH | 105.60000000000001 | OPEN | node_8101201_201061066 | node_1369960_454_15294453_575 | ABCN | 8101201
oh_line_TAP_OH_2146537 |  | unb_TAPWIRE_OH | 105.60000000000001 | OPEN | node_8101201_201061066 | node_1369980_077_15294449_91 | ABCN | 8101201
oh_line_TAP_OH_2146538 |  | unb_TAPWIRE_OH | 105.60000000000001 | OPEN | node_8101201_201061066 | node_1369942_242_15294463_941 | ABCN | 8101201
oh_line_TAP_OH_2146553 |  | unb_TAPWIRE_OH | 105.60000000000001 | OPEN | node_8101201_200861051 | node_1370146_428_15295409_171 | ABCN | 8101201
oh_line_TAP_OH_2146554 |  | unb_TAPWIRE_OH | 105.60000000000001 | OPEN | node_8101201_200861051 | node_1370165_144_15295418_151 | ABCN | 8101201
oh_line_TAP_OH_2146562 |  | unb_TAPWIRE_OH | 105.60000000000001 | OPEN | node_8101201_200865149 | node_1366634_453_15293253_449 | ABCN | 8101201
oh_line_TAP_OH_2146563 |  | unb_TAPWIRE_OH | 105.60000000000001 | OPEN | node_8101201_200865149 | node_1366625_244_15293229_779 | ABCN | 8101201
oh_line_TAP_OH_2146564 |  | unb_TAPWIRE_OH | 105.60000000000001 | OPEN | node_8101201_200865149 | node_1366647_894_15293273_155 | ABCN | 8101201
oh_line_TAP_OH_2379721 |  | unb_TAPWIRE_OH | 52.800000000000004 | OPEN | node_8101201_200863658 | node_1371978_544_15295052_589 | ABCN | 8101201
oh_line_TAP_OH_2470557 |  | unb_TAPWIRE_OH | 52.800000000000004 | OPEN | node_8101201_200865098 | node_1370656_788_15294443_474 | ABCN | 8101201
oh_line_TAP_OH_2470558 |  | unb_TAPWIRE_OH | 52.800000000000004 | OPEN | node_8101201_200865098 | node_1370670_755_15294445_392 | ABCN | 8101201
oh_line_TAP_OH_2470559 |  | unb_TAPWIRE_OH | 52.800000000000004 | OPEN | node_8101201_200865098 | node_1370683_624_15294441_775 | ABCN | 8101201
oh_line_TAP_OH_3308487 |  | unb_TAPWIRE_OH | 52.800000000000004 | OPEN | node_8101201_200863752 | node_1365566_343_15291216_77 | ABCN | 8101201
oh_line_TAP_OH_3791434 |  | unb_TAPWIRE_OH | 52.800000000000004 | OPEN | node_8101201_312005099 | node_1364909_295_15292423_676 | AN | 8101201
oh_line_TAP_OH_4989979 |  | unb_TAPWIRE_OH | 105.60000000000001 | OPEN | node_8101201_200865157 | node_1366153_864_15292763_664 | ABCN | 8101201
oh_line_TAP_OH_4989980 |  | unb_TAPWIRE_OH | 105.60000000000001 | OPEN | node_8101201_200865157 | node_1366167_949_15292775_461 | ABCN | 8101201
oh_line_TAP_OH_4989981 |  | unb_TAPWIRE_OH | 105.60000000000001 | OPEN | node_8101201_200865157 | node_1366181_991_15292783_617 | ABCN | 8101201
oh_line_TAP_OH_5083584 |  | unb_TAPWIRE_OH | 0 | OPEN | node_8101201_312106094 | node_1366923_433_15293805_982 | ABCN | 8101201
oh_line_TAP_OH_5238394 |  | unb_TAPWIRE_OH | 52.800000000000004 | OPEN | node_8101201_312118272 | node_1366934_684_15293196_305 | ABCN | 8101201
oh_line_TAP_OH_5238395 |  | unb_TAPWIRE_OH | 52.800000000000004 | OPEN | node_8101201_312118272 | node_1366940_727_15293196_862 | ABCN | 8101201
oh_line_TAP_OH_5238396 |  | unb_TAPWIRE_OH | 52.800000000000004 | OPEN | node_8101201_312118272 | node_1366947_245_15293196_655 | ABCN | 8101201

## UndergroundLine
Name | GroupId | Configuration | NumParallelCables | Length | Status | From | To | Phases | Feeder | Comments
und_line_8101201_200859868 |  | und_3P_2ALURD_2AL(N) | 0 | 158.4 | OPEN | node_8101201_200862664 | node_intto1_8101201_200859868 | ABCN | 8101201
und_line_8101201_200859874 |  | und_3P_2ALURD_2AL(N) | 0 | 422.40000000000003 | OPEN | node_8101201_200863051 | node_8101201_200859874 | ABCN | 8101201
und_line_8101201_200859892 |  | und_3P_2ALURD_2AL(N) | 0 | 158.4 | OPEN | node_8101201_200863746 | node_intto1_8101201_200859892 | ABCN | 8101201
und_line_8101201_200859893 |  | und_3P_2ALURD_2AL(N) | 0 | 369.6 | OPEN | node_8101201_200863749 | node_intto1_8101201_200859893 | ABCN | 8101201
und_line_8101201_200860296 |  | und_3P_4/0ALURD_4/0AL(N) | 0 | 264 | OPEN | node_8101201_200867391 | node_intto1_8101201_200860296 | ABCN | 8101201
und_line_8101201_200860297 |  | und_3P_4/0ALURD_4/0AL(N) | 0 | 211.20000000000002 | OPEN | node_8101201_200860296 | node_8101201_200860297 | ABCN | 8101201
und_line_8101201_200860298 |  | und_3P_1/0ALURD_1/0AL(N) | 0 | 0 | OPEN | node_8101201_200860297 | node_intto1_8101201_200860298 | ABCN | 8101201
und_line_8101201_200860299 |  | und_3P_1/0ALURD_1/0AL(N) | 0 | 0 | OPEN | node_8101201_200860297 | node_intto1_8101201_200860299 | ABCN | 8101201
und_line_8101201_200860300 |  | und_3P_4/0ALURD_4/0AL(N) | 0 | 211.20000000000002 | OPEN | node_8101201_200860297 | node_8101201_200860300 | ABCN | 8101201
und_line_8101201_200860301 |  | und_3P_4/0ALURD_4/0AL(N) | 0 | 316.8 | OPEN | node_8101201_200860300 | node_8101201_200860301 | ABCN | 8101201
und_line_8101201_200860302 |  | und_3P_1/0ALURD_1/0AL(N) | 0 | 0 | OPEN | node_8101201_200860301 | node_intto1_8101201_200860302 | ABCN | 8101201
und_line_8101201_200860303 |  | und_3P_1/0ALURD_1/0AL(N) | 0 | 369.6 | OPEN | node_8101201_200860301 | node_intto1_8101201_200860303 | ABCN | 8101201
und_line_8101201_200863649 |  | und_3P_2ALURD_2AL(N) | 0 | 105.60000000000001 | OPEN | node_8101201_200863652 | node_8101201_200863649 | ABCN | 8101201
und_line_8101201_200865064 |  | und_3P_1/0ALURD_1/0AL(N) | 0 | 211.20000000000002 | OPEN | node_8101201_200865105 | node_intto1_8101201_200865064 | ABCN | 8101201
und_line_8101201_200865067 |  | und_3P_1/0ALURD | 0 | 211.20000000000002 | OPEN | node_8101201_200865185 | node_intto1_8101201_200865067 | ABCN | 8101201
und_line_8101201_201032728 |  | und_3P_4/0ALURD_4/0AL(N) | 0 | 0 | OPEN | node_8101201_200860301 | node_intto1_1366364_182_15292538_003 | ABCN | 8101201
und_line_8101201_201044664 |  | und_3P_WYECUST | 0 | 316.8 | OPEN | node_8101201_200949194 | node_8101201_201044664 | ABCN | 8101201
und_line_8101201_201061071 |  | und_1P_WYECUST | 0 | 158.4 | OPEN | node_8101201_200962536 | node_intto1_8101201_201061071 | AN | 8101201
und_line_8101201_311928288 |  | und_3P_WYECUST | 0 | 158.4 | OPEN | node_8101201_311929464 | node_8101201_311928288 | ABCN | 8101201
und_line_8101201_311928290 |  | und_3P_WYECUST | 0 | 158.4 | OPEN | node_8101201_311929464 | node_8101201_311928290 | ABCN | 8101201
und_line_TAP_UG_59526 |  | und_TAPWIRE_UG | 0 | 0 | OPEN | node_8101201_200859868 | node_1367564_81_15292848_783 | ABCN | 8101201
und_line_TAP_UG_59527 |  | und_TAPWIRE_UG | 0 | 52.800000000000004 | OPEN | node_8101201_200859874 | node_1367151_886_15292018_692 | ABCN | 8101201
und_line_TAP_UG_59530 |  | und_TAPWIRE_UG | 0 | 52.800000000000004 | OPEN | node_8101201_200859892 | node_1366744_917_15291556_556 | ABCN | 8101201
und_line_TAP_UG_59531 |  | und_TAPWIRE_UG | 0 | 0 | OPEN | node_8101201_200859893 | node_1366185_377_15291635_167 | ABCN | 8101201
und_line_TAP_UG_59624 |  | und_TAPWIRE_UG | 0 | 52.800000000000004 | OPEN | node_8101201_200860298 | node_1366826_138_15292777_637 | ABCN | 8101201
und_line_TAP_UG_59625 |  | und_TAPWIRE_UG | 0 | 52.800000000000004 | OPEN | node_8101201_200860299 | node_1366822_545_15292707_553 | ABCN | 8101201
und_line_TAP_UG_59626 |  | und_TAPWIRE_UG | 0 | 52.800000000000004 | OPEN | node_8101201_200860302 | node_1366402_536_15292496_603 | ABCN | 8101201
und_line_TAP_UG_59627 |  | und_TAPWIRE_UG | 0 | 52.800000000000004 | OPEN | node_8101201_200860303 | node_1366069_727_15292284_216 | ABCN | 8101201
und_line_TAP_UG_59681 |  | und_TAPWIRE_UG | 0 | 52.800000000000004 | OPEN | node_8101201_200865064 | node_1369808_669_15294951_149 | ABCN | 8101201
und_line_TAP_UG_59682 |  | und_TAPWIRE_UG | 0 | 0 | OPEN | node_8101201_200865067 | node_1364088_828_15291739_1 | ABCN | 8101201
und_line_TAP_UG_69274 |  | und_TAPWIRE_UG | 0 | 52.800000000000004 | OPEN | node_8101201_201061071 | node_1369189_242_15295073_274 | AN | 8101201
und_line_TAP_UG_402580 |  | und_TAPWIRE_UG | 0 | 52.800000000000004 | OPEN | node_8101201_200863649 | node_1371845_06_15294513_573 | ABCN | 8101201
und_line_TAP_UG_1571497 |  | und_TAPWIRE_UG | 0 | 52.800000000000004 | OPEN | node_8101201_311928288 | node_1367508_199_15291581_163 | ABCN | 8101201
und_line_TAP_UG_1571499 |  | und_TAPWIRE_UG | 0 | 52.800000000000004 | OPEN | node_8101201_311928290 | node_1367656_388_15291664_376 | ABCN | 8101201