## Feeder
Name | Description | Comments
8101202

## Node
Name | GroupId | Latitude | Longitude | BusType | NominalVoltage | ConsistentPath | DistToSlack | Phases | Feeder | Comments
node_1357982_158_15288162_745 |  | 42.087074634736595 | -76.0453951073498 | PQ | 2771.281 | False | -1 | AN | 8101202
node_1358026_179_15288310_012 |  | 42.087478 | -76.04522762728688 | PQ | 2771.281 | False | -1 | AN | 8101202
node_1358345_066_15287662_224 |  | 42.08570370448746 | -76.04401440598728 | PQ | 2771.281 | False | -1 | AN | 8101202
node_1358353_858_15288728_515 |  | 42.088624282417825 | -76.0439809563902 | PQ | 2771.281 | False | -1 | AN | 8101202
node_1358505_499_15288074_898 |  | 42.086834021236676 | -76.043404030736 | PQ | 2771.281 | False | -1 | AN | 8101202
node_1358546_267_15288377_594 |  | 42.08766310753414 | -76.04324892687181 | PQ | 2771.281 | False | -1 | AN | 8101202
node_1358659_213_15288774_624 |  | 42.08875057526639 | -76.04281921825118 | PQ | 2771.281 | False | -1 | AN | 8101202
node_1358663_485_15288268_602 |  | 42.087364577742754 | -76.04280296521675 | PQ | 2771.281 | False | -1 | AD | 8101202
node_1358687_461_15289451_437 |  | 42.09060437044124 | -76.04271174734372 | PQ | 2771.281 | False | -1 | ABCN | 8101202
node_1358727_394_15289053_809 |  | 42.089515264783124 | -76.04255982027816 | PQ | 2771.281 | False | -1 | ABCN | 8101202
node_1358757_198_15289637_377 |  | 42.091113661301215 | -76.04244642949203 | PQ | 2771.281 | False | -1 | ABCN | 8101202
node_1358774_236_15289648_726 |  | 42.09114474628545 | -76.04238160758176 | PQ | 2771.281 | False | -1 | ABCN | 8101202
node_1358797_542_15289656_078 |  | 42.0911648834609 | -76.04229293875673 | PQ | 2771.281 | False | -1 | ABCN | 8101202
node_1358828_19_15288436_941 |  | 42.08782565935014 | -76.04217633693104 | PQ | 2771.281 | False | -1 | AN | 8101202
node_1358894_054_15289345_025 |  | 42.0903129072865 | -76.04192575409863 | PQ | 2771.281 | False | -1 | ABCN | 8101202
node_1358907_458_15289348_149 |  | 42.090321463942665 | -76.04187475792037 | PQ | 2771.281 | False | -1 | ABCN | 8101202
node_1358923_016_15289654_884 |  | 42.091161613087195 | -76.041815566743 | PQ | 2771.281 | False | -1 | ABCD | 8101202
node_1358944_63_15288931_285 |  | 42.08917967075641 | -76.0417333352153 | PQ | 2771.281 | False | -1 | ABCN | 8101202
node_1358982_857_15287618_064 |  | 42.08558274996247 | -76.04158789871077 | PQ | 2771.281 | False | -1 | AN | 8101202
node_1358986_729_15289429_98 |  | 42.09054559957976 | -76.04157316749604 | PQ | 2771.281 | False | -1 | ABCN | 8101202
node_1359066_63_15289629_5 |  | 42.09109208614738 | -76.04126918020569 | PQ | 2771.281 | False | -1 | ABCN | 8101202
node_1359084_187_15289617_28 |  | 42.091058615488514 | -76.04120238373436 | PQ | 2771.281 | False | -1 | ABCN | 8101202
node_1359088_672_15287767_953 |  | 42.08599329690079 | -76.04118532033092 | PQ | 2771.281 | False | -1 | AN | 8101202
node_1359098_757_15289599_354 |  | 42.091009516058826 | -76.04114695145165 | PQ | 2771.281 | False | -1 | ABCN | 8101202
node_1359101_445_15287960_851 |  | 42.08652164576767 | -76.04113672482323 | PQ | 2771.281 | False | -1 | ABCN | 8101202
node_1359229_693_15287875_811 |  | 42.08628872065886 | -76.04064879898986 | PQ | 2771.281 | False | -1 | AN | 8101202
node_1359279_736_15288317_375 |  | 42.08749816730451 | -76.04045840793128 | PQ | 2771.281 | False | -1 | ABCN | 8101202
node_1359283_009_15289282_629 |  | 42.09014200423983 | -76.04044595564156 | PQ | 2771.281 | False | -1 | AN | 8101202
node_1359350_079_15288916_319 |  | 42.08913867878583 | -76.04019078452275 | PQ | 2771.281 | False | -1 | AN | 8101202
node_1359451_245_15289853_255 |  | 42.091704952536396 | -76.0398058934924 | PQ | 2771.281 | False | -1 | ABCN | 8101202
node_1359463_967_15289836_426 |  | 42.09165885779679 | -76.03975749201673 | PQ | 2771.281 | False | -1 | ABCN | 8101202
node_1359475_774_15287757_38 |  | 42.085964337385555 | -76.03971257170363 | PQ | 2771.281 | False | -1 | AN | 8101202
node_1359476_383_15289829_794 |  | 42.09164069270599 | -76.03971025473314 | PQ | 2771.281 | False | -1 | ABCN | 8101202
node_1359561_809_15288522_737 |  | 42.08806065514783 | -76.03938524730812 | PQ | 2771.281 | False | -1 | AN | 8101202
node_1359617_257_15288680_167 |  | 42.08849185693381 | -76.0391742926608 | PQ | 2771.281 | False | -1 | AN | 8101202
node_1359752_16_15289407_723 |  | 42.09048463751313 | -76.03866104755211 | PQ | 2771.281 | False | -1 | AN | 8101202
node_1359764_544_15289924_519 |  | 42.091900145092296 | -76.03861393201407 | PQ | 2771.281 | False | -1 | ABCN | 8101202
node_1359777_942_15289089_09 |  | 42.08961189966981 | -76.0385629586631 | PQ | 2771.281 | False | -1 | AN | 8101202
node_1359792_772_15287980_434 |  | 42.086575283731044 | -76.03850653719759 | PQ | 2771.281 | False | -1 | AN | 8101202
node_1359969_985_15288153_957 |  | 42.087050564347884 | -76.03783232160974 | PQ | 2771.281 | False | -1 | AN | 8101202
node_1360024_865_15289827_783 |  | 42.091635184564005 | -76.03762352794641 | PQ | 2771.281 | False | -1 | ABCN | 8101202
node_1360028_609_15289806_571 |  | 42.091577084759116 | -76.03760928371398 | PQ | 2771.281 | False | -1 | ABCN | 8101202
node_1360062_497_15289970_379 |  | 42.09202575592826 | -76.03748035514869 | PQ | 2771.281 | False | -1 | ABCN | 8101202
node_1360084_036_15289977_248 |  | 42.09204457016359 | -76.03739840896219 | PQ | 2771.281 | False | -1 | ABCN | 8101202
node_1360215_348_15290000_387 |  | 42.09210794803391 | -76.03689882598988 | PQ | 2771.281 | False | -1 | ABCN | 8101202
node_1360230_935_15290003_424 |  | 42.092116266396516 | -76.03683952448058 | PQ | 2771.281 | False | -1 | ABCN | 8101202
node_1360253_534_15290013_708 |  | 42.092144434338884 | -76.03675354547187 | PQ | 2771.281 | False | -1 | ABCN | 8101202
node_1360351_671_15290062_307 |  | 42.09227754731352 | -76.03638017842123 | PQ | 2771.281 | False | -1 | ABCN | 8101202
node_1360542_397_15290087_946 |  | 42.09234777269998 | -76.03565455195924 | PQ | 2771.281 | False | -1 | ABCN | 8101202
node_1360559_364_15290091_408 |  | 42.09235725514032 | -76.03559000017196 | PQ | 2771.281 | False | -1 | ABCN | 8101202
node_1360577_779_15290104_311 |  | 42.0923925965406 | -76.03551993939736 | PQ | 2771.281 | False | -1 | ABCN | 8101202
node_1360668_794_15290865_21 |  | 42.0944767038121 | -76.03517366834654 | PQ | 2771.281 | False | -1 | ABCN | 8101202
node_1360688_667_15290870_472 |  | 42.09449111646405 | -76.03509806053911 | PQ | 2771.281 | False | -1 | ABCN | 8101202
node_1360748_385_15290165_422 |  | 42.09255997996398 | -76.03487086046646 | PQ | 2771.281 | False | -1 | ABCN | 8101202
node_1360783_788_15291792_22 |  | 42.0970157901846 | -76.03473616800903 | PQ | 2771.281 | False | -1 | ABCN | 8101202
node_1360785_882_15291765_762 |  | 42.096943321551855 | -76.03472820128289 | PQ | 2771.281 | False | -1 | ABCN | 8101202
node_1360786_87_15291818_553 |  | 42.09708791644154 | -76.03472444238822 | PQ | 2771.281 | False | -1 | ABCN | 8101202
node_1360815_159_15291258_751 |  | 42.09555461515083 | -76.03461681549423 | PQ | 2771.281 | False | -1 | ABCN | 8101202
node_1360832_195_15291957_516 |  | 42.09746853699535 | -76.03455200119305 | PQ | 2771.281 | False | -1 | ABCN | 8101202
node_1360832_625_15290870_216 |  | 42.0944904152784 | -76.03455036523687 | PQ | 2771.281 | False | -1 | ABCN | 8101202
node_1360999_875_15290102_921 |  | 42.092388789321625 | -76.03391405437328 | PQ | 2771.281 | False | -1 | ABCN | 8101202
node_1361099_569_15292268_192 |  | 42.09831948056431 | -76.03353476363945 | PQ | 2771.281 | False | -1 | ABCN | 8101202
node_1361213_854_15291931_314 |  | 42.09739676954825 | -76.03309996072737 | PQ | 2771.281 | False | -1 | AN | 8101202
node_1361239_573_15291512_968 |  | 42.096250917154435 | -76.03300211152498 | PQ | 2771.281 | False | -1 | AN | 8101202
node_1361270_838_15291036_592 |  | 42.094946120216115 | -76.03288316229239 | PQ | 2771.281 | False | -1 | AN | 8101202
node_1361293_217_15289987_111 |  | 42.09207158498424 | -76.03279802028453 | PQ | 2771.281 | False | -1 | ABCN | 8101202
node_1361312_482_15289993_634 |  | 42.092089451523336 | -76.03272472564305 | PQ | 2771.281 | False | -1 | ABCN | 8101202
node_1361329_869_15290006_616 |  | 42.092125009305114 | -76.03265857594508 | PQ | 2771.281 | False | -1 | ABCN | 8101202
node_1361386_916_15290031_4 |  | 42.09219289284106 | -76.0324415378235 | PQ | 2771.281 | False | -1 | ABCN | 8101202
node_1361472_139_15292231_636 |  | 42.09821935344439 | -76.03211730272199 | PQ | 2771.281 | False | -1 | ABCD | 8101202
node_1361502_4_15290329_448 |  | 42.09300924823653 | -76.03200217325686 | PQ | 2771.281 | False | -1 | ABCN | 8101202
node_1361527_136_15290334_571 |  | 42.09302328016659 | -76.03190806392638 | PQ | 2771.281 | False | -1 | ABCN | 8101202
node_1361551_17_15290347_913 |  | 42.09305982399069 | -76.0318166253895 | PQ | 2771.281 | False | -1 | ABCN | 8101202
node_1361582_281_15290849_65 |  | 42.09443408487168 | -76.03169826205749 | PQ | 2771.281 | False | -1 | AN | 8101202
node_1361601_125_15291476_872 |  | 42.09615204997748 | -76.03162656913125 | PQ | 2771.281 | False | -1 | AN | 8101202
node_1361608_691_15291899_409 |  | 42.09730938154735 | -76.03159778391156 | PQ | 2771.281 | False | -1 | AN | 8101202
node_1361660_001_15292453_792 |  | 42.09882784016209 | -76.03140257248907 | PQ | 2771.281 | False | -1 | AN | 8101202
node_1361723_085_15292249_811 |  | 42.098269134886685 | -76.03116256630362 | PQ | 2771.281 | False | -1 | ABCN | 8101202
node_1361786_231_15290392_993 |  | 42.09318329840162 | -76.0309223242361 | PQ | 2771.281 | False | -1 | ABCN | 8101202
node_1361806_636_15290402_862 |  | 42.09321032965631 | -76.03084469240846 | PQ | 2771.281 | False | -1 | ABCN | 8101202
node_1361827_107_15290415_545 |  | 42.093245068475156 | -76.03076680948058 | PQ | 2771.281 | False | -1 | ABCN | 8101202
node_1362018_185_15290464_692 |  | 42.09337968242533 | -76.03003984381725 | PQ | 2771.281 | False | -1 | ABCN | 8101202
node_1362048_459_15290468_353 |  | 42.093389709927955 | -76.02992466489299 | PQ | 2771.281 | False | -1 | ABCN | 8101202
node_1362051_529_15291274_797 |  | 42.09559856524839 | -76.02991298492675 | PQ | 2771.281 | False | -1 | AN | 8101202
node_1362058_409_15291717_423 |  | 42.096810920718895 | -76.02988680962785 | PQ | 2771.281 | False | -1 | AN | 8101202
node_1362065_748_15290478_394 |  | 42.093417212291754 | -76.02985888804085 | PQ | 2771.281 | False | -1 | ABCN | 8101202
node_1362079_244_15289933_003 |  | 42.09192338282305 | -76.02980754184405 | PQ | 2771.281 | False | -1 | AN | 8101202
node_1362080_41_15292263_45 |  | 42.098306492195704 | -76.0298031057396 | PQ | 2771.281 | False | -1 | AN | 8101202
node_1362090_594_15292430_585 |  | 42.098764276039326 | -76.02976436020995 | PQ | 2771.281 | False | -1 | AN | 8101202
node_1362104_126_15289601_102 |  | 42.09101430384211 | -76.02971287704938 | PQ | 2771.281 | False | -1 | AN | 8101202
node_1362189_139_15292142_412 |  | 42.09797496833258 | -76.02938944090322 | PQ | 2771.281 | False | -1 | ABCN | 8101202
node_1362196_549_15290408_704 |  | 42.09322633093201 | -76.0293612491932 | PQ | 2771.281 | False | -1 | AN | 8101202
node_1362239_546_15290577_617 |  | 42.0936889847291 | -76.02919766498871 | PQ | 2771.281 | False | -1 | ABCN | 8101202
node_1362302_904_15291363_658 |  | 42.095841956100855 | -76.02895661635675 | PQ | 2771.281 | False | -1 | AN | 8101202
node_1362311_15291811_035 |  | 42.09706732459102 | -76.02892581472595 | PQ | 2771.281 | False | -1 | AN | 8101202
node_1362368_268_15289843_35 |  | 42.09167782267747 | -76.02870793579898 | PQ | 2771.281 | False | -1 | AN | 8101202
node_1362374_656_15291187_988 |  | 42.095360794837156 | -76.02868363233831 | PQ | 2771.281 | False | -1 | AN | 8101202
node_1362395_163_15292429_776 |  | 42.0987620601831 | -76.02860561244665 | PQ | 2771.281 | False | -1 | AN | 8101202
node_1362516_802_15289370_735 |  | 42.09038332714242 | -76.02814283087933 | PQ | 2771.281 | False | -1 | AN | 8101202
node_1362556_59_15290067_666 |  | 42.0922922256491 | -76.02799145547341 | PQ | 2771.281 | False | -1 | AN | 8101202
node_1362599_941_15292227_223 |  | 42.09820726620891 | -76.02782652445848 | PQ | 2771.281 | False | -1 | ABCN | 8101202
node_1362600_608_15289561_617 |  | 42.090906154172295 | -76.02782398682412 | PQ | 2771.281 | False | -1 | AN | 8101202
node_1362668_6_15290577_196 |  | 42.09368783160738 | -76.0275653079109 | PQ | 7199.558 | False | -1 | ABCN | 8101202
node_1362679_074_15290581_459 |  | 42.09369950799189 | -76.02752545906196 | PQ | 7199.558 | False | -1 | ABCN | 8101202
node_1362692_811_15290584_43 |  | 42.09370764558007 | -76.02747319596878 | PQ | 7199.558 | False | -1 | ABCN | 8101202
node_1362754_689_15291748_025 |  | 42.09689473979439 | -76.02723777806973 | PQ | 2771.281 | False | -1 | ABCN | 8101202
node_1362785_505_15290977_715 |  | 42.09478485573315 | -76.02712053707977 | PQ | 7199.558 | False | -1 | ABCN | 8101202
node_1362788_357_15290925_083 |  | 42.094640696345486 | -76.02710968650527 | PQ | 7199.558 | False | -1 | ABCN | 8101202
node_1362789_513_15290951_676 |  | 42.09471353474411 | -76.02710528844634 | PQ | 7199.558 | False | -1 | ABCN | 8101202
node_1362857_301_15289480_65 |  | 42.09068438503677 | -76.02684738566116 | PQ | 2771.281 | False | -1 | AN | 8101202
node_1362885_912_15290786_383 |  | 42.09426079615038 | -76.0267385337023 | PQ | 7199.558 | False | -1 | ABCN | 8101202
node_1362886_6_15290075_998 |  | 42.092315047050874 | -76.02673591617241 | PQ | 2771.281 | False | -1 | AN | 8101202
node_1362943_766_15290175_053 |  | 42.09258635933513 | -76.02651842530946 | PQ | 2771.281 | False | -1 | AN | 8101202
node_1362952_824_15291580_676 |  | 42.09643636980339 | -76.02648396370228 | PQ | 2771.281 | False | -1 | AN | 8101202
node_1362953_826_15292401_551 |  | 42.09868475172595 | -76.02648015154392 | PQ | 2771.281 | False | -1 | AN | 8101202
node_1362980_701_15290605_126 |  | 42.09376433205763 | -76.02637790428258 | PQ | 7199.558 | False | -1 | ABCN | 8101202
node_1362995_552_15290616_852 |  | 42.0937964496473 | -76.02632140292154 | PQ | 7199.558 | False | -1 | ABCN | 8101202
node_1363010_284_15290629_606 |  | 42.09383138293561 | -76.02626535430186 | PQ | 7199.558 | False | -1 | ABCN | 8101202
node_1363029_003_15289721_864 |  | 42.091345071739454 | -76.02619413694427 | PQ | 2771.281 | False | -1 | AN | 8101202
node_1363090_146_15292195_736 |  | 42.09812102311271 | -76.02596151538893 | PQ | 2771.281 | False | -1 | ABCN | 8101202
node_1363118_115_15292209_275 |  | 42.09815810652108 | -76.0258551059507 | PQ | 2771.281 | False | -1 | ABCN | 8101202
node_1363132_419_15292227_857 |  | 42.098209002739004 | -76.02580068567809 | PQ | 2771.281 | False | -1 | ABCN | 8101202
node_1363200_106_15289522_287 |  | 42.090798429048476 | -76.02554316715239 | PQ | 2771.281 | False | -1 | AN | 8101202
node_1363206_919_15290843_389 |  | 42.094416935952275 | -76.02551724675828 | PQ | 7199.558 | False | -1 | ABCN | 8101202
node_1363211_548_15290827_764 |  | 42.094374138976434 | -76.02549963549977 | PQ | 7199.558 | False | -1 | ABCN | 8101202
node_1363213_032_15290817_355 |  | 42.09434562865826 | -76.02549398954866 | PQ | 7199.558 | False | -1 | ABCN | 8101202
node_1363251_269_15291979_863 |  | 42.097529745572565 | -76.02534851499865 | PQ | 2771.281 | False | -1 | ABCN | 8101202
node_1363267_005_15291963_806 |  | 42.09748576534594 | -76.02528864661151 | PQ | 2771.281 | False | -1 | ABCN | 8101202
node_1363274_576_15289175_251 |  | 42.089847895204855 | -76.02525984236907 | PQ | 7199.558 | False | -1 | AN | 8101202
node_1363285_329_15291953_794 |  | 42.097458342413326 | -76.02521893205089 | PQ | 2771.281 | False | -1 | ABCN | 8101202
node_1363288_22_15290503_692 |  | 42.09348650367702 | -76.02520793309897 | PQ | 2771.281 | False | -1 | ABCN | 8101202
node_1363314_614_15290617_731 |  | 42.09379885723398 | -76.02510751582584 | PQ | 2771.281 | False | -1 | ABCN | 8101202
node_1363327_128_15289983_842 |  | 42.09206263117214 | -76.02505990569641 | PQ | 2771.281 | False | -1 | AN | 8101202
node_1363343_817_15290951_978 |  | 42.094714361924055 | -76.02499641157382 | PQ | 7199.558 | False | -1 | ABCN | 8101202
node_1363364_381_15289491_9 |  | 42.09071519885937 | -76.02491817482286 | PQ | 2771.281 | False | -1 | AN | 8101202
node_1363412_339_15291606_493 |  | 42.096507082733005 | -76.02473571624948 | PQ | 2771.281 | False | -1 | AN | 8101202
node_1363489_808_15290282_572 |  | 42.09288085457001 | -76.02444098162293 | PQ | 2771.281 | False | -1 | ABCN | 8101202
node_1363498_488_15290306_597 |  | 42.09294665920005 | -76.02440795813537 | PQ | 2771.281 | False | -1 | ABCN | 8101202
node_1363500_079_15292072_177 |  | 42.097782594214316 | -76.02440190509749 | PQ | 2771.281 | False | -1 | AN | 8101202
node_1363502_257_15290332_776 |  | 42.09301836365 | -76.0243936187892 | PQ | 2771.281 | False | -1 | ABCN | 8101202
node_1363611_573_15290203_218 |  | 42.092663503451895 | -76.0239777206824 | PQ | 2771.281 | False | -1 | AN | 8101202
node_1363625_955_15290963_98 |  | 42.09474723547951 | -76.02392300365496 | PQ | 7199.558 | False | -1 | ABCN | 8101202
node_1363644_581_15290973_308 |  | 42.09477278493171 | -76.02385214012045 | PQ | 7199.558 | False | -1 | ABCN | 8101202
node_1363664_337_15290975_863 |  | 42.094779783093195 | -76.0237769774453 | PQ | 7199.558 | False | -1 | ABCN | 8101202
node_1363692_582_15288913_64 |  | 42.08913134098754 | -76.02366951795146 | PQ | 7199.558 | False | -1 | AN | 8101202
node_1363703_093_15291512_304 |  | 42.096249098454145 | -76.02362952833421 | PQ | 2771.281 | False | -1 | AN | 8101202
node_1363722_314_15291982_091 |  | 42.09753584807894 | -76.02355640109289 | PQ | 2771.281 | False | -1 | AN | 8101202
node_1363798_419_15290995_706 |  | 42.094834133198255 | -76.02326685587153 | PQ | 7199.558 | False | -1 | ABCN | 8101202
node_1363817_594_15291002_698 |  | 42.09485328433138 | -76.0231939036395 | PQ | 7199.558 | False | -1 | ABCN | 8101202
node_1363823_415_15288895_208 |  | 42.08908085562059 | -76.02317175735826 | PQ | 7199.558 | False | -1 | AN | 8101202
node_1363837_428_15291002_802 |  | 42.09485356918805 | -76.02311844420949 | PQ | 7199.558 | False | -1 | ABCN | 8101202
node_1363839_819_15290565_521 |  | 42.093655853707034 | -76.02310934753221 | PQ | 2771.281 | False | -1 | ABCN | 8101202
node_1363859_611_15290563_968 |  | 42.093651600030014 | -76.02303404789328 | PQ | 2771.281 | False | -1 | ABCN | 8101202
node_1363879_064_15290569_348 |  | 42.093666335884734 | -76.02296003799653 | PQ | 2771.281 | False | -1 | ABCN | 8101202
node_1363923_35_15290256_646 |  | 42.092809843088695 | -76.02279154972804 | PQ | 2771.281 | False | -1 | AN | 8101202
node_1363946_693_15290945_955 |  | 42.09469786488818 | -76.02270274013469 | PQ | 7199.558 | False | -1 | ABCN | 8101202
node_1364063_593_15291024_883 |  | 42.09491404918955 | -76.0222579883263 | PQ | 7199.558 | False | -1 | ABCN | 8101202
node_1364070_478_15289575_528 |  | 42.09094425649107 | -76.02223179400465 | PQ | 2771.281 | False | -1 | AN | 8101202
node_1364082_137_15291034_509 |  | 42.094940414865675 | -76.02218743676484 | PQ | 7199.558 | False | -1 | ABCN | 8101202
node_1364101_87_15291037_382 |  | 42.09494828403121 | -76.02211236159431 | PQ | 7199.558 | False | -1 | ABCN | 8101202
node_1364131_958_15290836_165 |  | 42.09439714936965 | -76.0219978903162 | PQ | 2771.281 | False | -1 | ABCD | 8101202
node_1364150_884_15289894_51 |  | 42.09181795024763 | -76.02192588541692 | PQ | 2771.281 | False | -1 | AN | 8101202
node_1364189_772_15288682_03 |  | 42.08849695970283 | -76.02177793410533 | PQ | 2771.281 | False | -1 | AN | 8101202
node_1364334_026_15288864_851 |  | 42.08899770760168 | -76.02122911265651 | PQ | 2771.281 | False | -1 | AN | 8101202
node_1364361_669_15288156_23 |  | 42.08705679010956 | -76.02112394350135 | PQ | 2771.281 | False | -1 | AN | 8101202
node_1364378_957_15290308_808 |  | 42.092952715143326 | -76.02105817045376 | PQ | 2771.281 | False | -1 | AN | 8101202
node_1364379_048_15290909_235 |  | 42.09459728857121 | -76.02105782423978 | PQ | 2771.281 | False | -1 | ABCN | 8101202
node_1364530_698_15289597_131 |  | 42.09100342724748 | -76.02048086434463 | PQ | 2771.281 | False | -1 | AN | 8101202
node_1364555_072_15291463_843 |  | 42.0961163634624 | -76.02038813226099 | PQ | 7199.558 | False | -1 | ABCN | 8101202
node_1364581_363_15289960_273 |  | 42.091998075529034 | -76.02028810685641 | PQ | 2771.281 | False | -1 | AN | 8101202
node_1364638_333_15288523_519 |  | 42.088062797050874 | -76.02007136168513 | PQ | 2771.281 | False | -1 | AN | 8101202
node_1364692_672_15290724_955 |  | 42.09409254446195 | -76.01986462628294 | PQ | 2771.281 | False | -1 | AN | 8101202
node_1364779_445_15288200_687 |  | 42.08717855811946 | -76.01953449413007 | PQ | 2771.281 | False | -1 | AN | 8101202
node_1364789_666_15288796_954 |  | 42.0888117372805 | -76.0194956078321 | PQ | 2771.281 | False | -1 | AN | 8101202
node_1364804_906_15291530_098 |  | 42.09629783633498 | -76.01943762650139 | PQ | 7199.558 | False | -1 | ABCN | 8101202
node_1364843_437_15289579_63 |  | 42.09095549189554 | -76.0192910334139 | PQ | 2771.281 | False | -1 | AN | 8101202
node_1364857_064_15290277_158 |  | 42.09286602558907 | -76.01923918882113 | PQ | 2771.281 | False | -1 | AN | 8101202
node_1364949_708_15289181_734 |  | 42.0898656521837 | -76.01888672015957 | PQ | 2771.281 | False | -1 | AN | 8101202
node_1364969_946_15291716_884 |  | 42.09680944439442 | -76.01880972369167 | PQ | 7199.558 | False | -1 | ABCN | 8101202
node_1364971_255_15288695_311 |  | 42.08853333644754 | -76.01880474353669 | PQ | 2771.281 | False | -1 | AN | 8101202
node_1364992_23_15288333_627 |  | 42.087542681637395 | -76.01872494311598 | PQ | 2771.281 | False | -1 | AN | 8101202
node_1365072_783_15291053_825 |  | 42.09499332151433 | -76.01841847525951 | PQ | 7199.558 | False | -1 | ABCN | 8101202
node_1365128_33_15291583_684 |  | 42.0964446087348 | -76.01820714396182 | PQ | 7199.558 | False | -1 | ABCN | 8101202
node_1365144_176_15290903_777 |  | 42.09458233907399 | -76.01814685707426 | PQ | 7199.558 | False | -1 | ABCN | 8101202
node_1365147_699_15290877_607 |  | 42.0945106592751 | -76.01813345364721 | PQ | 7199.558 | False | -1 | ABCN | 8101202
node_1365150_098_15290979_595 |  | 42.094790005065285 | -76.01812432653354 | PQ | 7199.558 | False | -1 | ABCN | 8101202
node_1365153_321_15291210_311 |  | 42.095421937678225 | -76.01811206447128 | PQ | 7199.558 | False | -1 | ABCN | 8101202
node_1365156_154_15290853_6 |  | 42.09444490394716 | -76.01810128618322 | PQ | 7199.558 | False | -1 | ABCN | 8101202
node_1365275_702_15291475_21 |  | 42.09614749774876 | -76.0176464599284 | PQ | 7199.558 | False | -1 | ABCN | 8101202
node_1365505_38_15291963_472 |  | 42.09748485051778 | -76.01677263866367 | PQ | 7199.558 | False | -1 | ABCN | 8101202
node_1365616_545_15290700_742 |  | 42.09402622489869 | -76.01634970594529 | PQ | 7199.558 | False | -1 | ABCN | 8101202
node_1365631_056_15291072_977 |  | 42.095045778965925 | -76.01629449813099 | PQ | 7199.558 | False | -1 | ABCN | 8101202
node_1365860_836_15290314_081 |  | 42.092967157924356 | -76.01542028880223 | PQ | 7199.558 | False | -1 | ABCN | 8101202
node_1365897_778_15291074_856 |  | 42.09505092555906 | -76.0152797411435 | PQ | 7199.558 | False | -1 | ABCN | 8101202
node_1365958_675_15290095_354 |  | 42.09236806325979 | -76.01504805550726 | PQ | 7199.558 | False | -1 | ABCN | 8101202
node_1366008_868_15290487_665 |  | 42.09344260562059 | -76.01485709376631 | PQ | 7199.558 | False | -1 | ABCN | 8101202
node_1366191_823_15290776_935 |  | 42.094234918017406 | -76.01416103245661 | PQ | 7199.558 | False | -1 | ABN | 8101202
node_1366198_934_15289907_168 |  | 42.09185262059132 | -76.01413397830683 | PQ | 7199.558 | False | -1 | ABCN | 8101202
node_1366276_96_15290138_36 |  | 42.09248585697133 | -76.01383712454634 | PQ | 7199.558 | False | -1 | ABN | 8101202
node_1366280_924_15290509_465 |  | 42.093502315961274 | -76.01382204331307 | PQ | 7199.558 | False | -1 | ABCN | 8101202
node_1366539_772_15291184_554 |  | 42.095351389089 | -76.01283724334645 | PQ | 7199.558 | False | -1 | ABCN | 8101202
node_1366581_557_15289769_406 |  | 42.09147528958427 | -76.01267827025566 | PQ | 7199.558 | False | -1 | ABN | 8101202
node_1366598_002_15291035_228 |  | 42.094942384211315 | -76.01261570444309 | PQ | 7199.558 | False | -1 | ABN | 8101202
node_1366610_851_15290674_285 |  | 42.09395375900495 | -76.01256681978967 | PQ | 7199.558 | False | -1 | ABN | 8101202
node_1366649_316_15290155_922 |  | 42.092533959402665 | -76.01242047780241 | PQ | 7199.558 | False | -1 | ABN | 8101202
node_1366808_209_15291342_273 |  | 42.09578338244784 | -76.01181596155699 | PQ | 7199.558 | False | -1 | ABCN | 8101202
node_1366826_987_15291351_022 |  | 42.095807346015306 | -76.011744519731 | PQ | 7199.558 | False | -1 | ABCN | 8101202
node_1366840_065_15290638_738 |  | 42.093856395542545 | -76.01169476383579 | PQ | 7199.558 | False | -1 | ABN | 8101202
node_1366846_778_15291352_964 |  | 42.09581266516584 | -76.01166922389662 | PQ | 7199.558 | False | -1 | ABCN | 8101202
node_1366924_589_15290397_63 |  | 42.09319599917455 | -76.01137318811422 | PQ | 7199.558 | False | -1 | ABCN | 8101202
node_1367062_673_15291184_36 |  | 42.09535085772174 | -76.01084784073433 | PQ | 7199.558 | False | -1 | ABCN | 8101202
node_1367082_451_15291186_549 |  | 42.09535685340687 | -76.01077259435908 | PQ | 7199.558 | False | -1 | ABCN | 8101202
node_1367101_168_15291195_533 |  | 42.09538146064085 | -76.0107013846106 | PQ | 7199.558 | False | -1 | ABCN | 8101202
node_1367229_808_15291036_486 |  | 42.09494582988143 | -76.0102119673939 | PQ | 7199.558 | False | -1 | ABCN | 8101202
node_1367236_505_15290555_371 |  | 42.09362805279153 | -76.01018648832752 | PQ | 7199.558 | False | -1 | ABN | 8101202
node_1367378_173_15290327_885 |  | 42.09300496716944 | -76.00964750544307 | PQ | 7199.558 | False | -1 | ABN | 8101202
node_1367425_663_15290891_647 |  | 42.094549114925705 | -76.00946682739877 | PQ | 7199.558 | False | -1 | ABN | 8101202
node_1367446_81_15291098_448 |  | 42.09511554419931 | -76.00938637259559 | PQ | 7199.558 | False | -1 | ABCN | 8101202
node_1367469_312_15291353_049 |  | 42.09581289798139 | -76.00930076262816 | PQ | 7199.558 | False | -1 | ABCN | 8101202
node_1367532_991_15290375_958 |  | 42.09313663942668 | -76.00905849273587 | PQ | 7199.558 | False | -1 | ABN | 8101202
node_1367545_413_15290543_267 |  | 42.09359489985742 | -76.00901123262499 | PQ | 7199.558 | False | -1 | ABN | 8101202
node_1367559_867_15290540_392 |  | 42.093587025213864 | -76.00895624166999 | PQ | 7199.558 | False | -1 | ABN | 8101202
node_1367691_276_15290541_313 |  | 42.0935895478388 | -76.00845628965641 | PQ | 7199.558 | False | -1 | ABN | 8101202
node_1368022_044_15290399_089 |  | 42.09319999538496 | -76.00719786650707 | PQ | 7199.558 | False | -1 | ABN | 8101202
node_1368182_985_15290399_782 |  | 42.09320189351643 | -76.00658555854476 | PQ | 7199.558 | False | -1 | ABN | 8101202
node_8101202_200860128 |  | 42.09120794885937 | -76.0279488521308 | PQ | 2771.281 | False | -1 | AN | 8101202
node_8101202_200860129 |  | 42.09097404866426 | -76.0279347943213 | PQ | 2771.281 | False | -1 | AN | 8101202
node_8101202_200860133 |  | 42.09050093186252 | -76.02802326530977 | PQ | 2771.281 | False | -1 | AN | 8101202
node_8101202_200860304 |  | 42.09686291253939 | -76.01775751091672 | PQ | 7199.558 | False | -1 | ABCN | 8101202
node_8101202_200860305 |  | 42.09626535171844 | -76.01760987538273 | PQ | 7199.558 | False | -1 | ABCN | 8101202
node_8101202_200860306 |  | 42.09754092893591 | -76.01686935791494 | PQ | 7199.558 | False | -1 | ABCN | 8101202
node_8101202_200860308 |  | 42.08916188638751 | -76.02313212536862 | PQ | 7199.558 | False | -1 | AN | 8101202
node_8101202_200860309 |  | 42.0892092931112 | -76.0237612988978 | PQ | 7199.558 | False | -1 | AN | 8101202
node_8101202_200860312 |  | 42.089934683363346 | -76.02521830430025 | PQ | 7199.558 | False | -1 | AN | 8101202
node_8101202_200861327 |  | 42.092356493696535 | -76.03379761614322 | PQ | 2771.281 | False | -1 | ABCN | 8101202
node_8101202_200861328 |  | 42.09234253024163 | -76.03240784473526 | PQ | 2771.281 | False | -1 | ABCN | 8101202
node_8101202_200861374 |  | 42.09114891779228 | -76.04294985125455 | PQ | 2771.281 | False | -1 | ABCD | 8101202
node_8101202_200861375 |  | 42.09124509526489 | -76.0424337679521 | PQ | 2771.281 | False | -1 | ABCN | 8101202
node_8101202_200861377 |  | 42.09134863244785 | -76.04198717854642 | PQ | 2771.281 | False | -1 | ABCD | 8101202
node_8101202_200861378 |  | 42.09121201354495 | -76.04183490526688 | PQ | 2771.281 | False | -1 | ABCD | 8101202
node_8101202_200861380 |  | 42.090831234128764 | -76.04139267587465 | PQ | 2771.281 | False | -1 | ABCN | 8101202
node_8101202_200861381 |  | 42.09149807537895 | -76.04120806392639 | PQ | 2771.281 | False | -1 | ABCD | 8101202
node_8101202_200861382 |  | 42.09158949245835 | -76.04062977243902 | PQ | 2771.281 | False | -1 | ABCD | 8101202
node_8101202_200861383 |  | 42.091788744221816 | -76.03969351471639 | PQ | 2771.281 | False | -1 | ABCN | 8101202
node_8101202_200861386 |  | 42.09198240019511 | -76.03862652126757 | PQ | 2771.281 | False | -1 | ABCN | 8101202
node_8101202_200861387 |  | 42.09210827671469 | -76.03779383478944 | PQ | 2771.281 | False | -1 | ABCD | 8101202
node_8101202_200861388 |  | 42.09160867645955 | -76.03773693014617 | PQ | 2771.281 | False | -1 | ABCN | 8101202
node_8101202_200861391 |  | 42.092270256078336 | -76.03687587694876 | PQ | 2771.281 | False | -1 | ABCN | 8101202
node_8101202_200861393 |  | 42.09236557624193 | -76.03640613686083 | PQ | 2771.281 | False | -1 | ABCN | 8101202
node_8101202_200861394 |  | 42.09250984518985 | -76.03563848915228 | PQ | 2771.281 | False | -1 | ABCN | 8101202
node_8101202_200861395 |  | 42.09256489374155 | -76.03526466936027 | PQ | 2771.281 | False | -1 | ABCD | 8101202
node_8101202_200861396 |  | 42.09264740357196 | -76.03490290998941 | PQ | 2771.281 | False | -1 | ABCN | 8101202
node_8101202_200861397 |  | 42.09277409905448 | -76.03419657639672 | PQ | 2771.281 | False | -1 | ABCD | 8101202
node_8101202_200861398 |  | 42.09287258824853 | -76.03361699516714 | PQ | 2771.281 | False | -1 | ABCD | 8101202
node_8101202_200861399 |  | 42.092261830894486 | -76.03348794485628 | PQ | 2771.281 | False | -1 | ABCN | 8101202
node_8101202_200861400 |  | 42.092973999962474 | -76.03308292015124 | PQ | 2771.281 | False | -1 | ABCD | 8101202
node_8101202_200861401 |  | 42.092343354682576 | -76.03280801863998 | PQ | 2771.281 | False | -1 | ABCN | 8101202
node_8101202_200861402 |  | 42.09316110423232 | -76.03219697759258 | PQ | 2771.281 | False | -1 | ABCN | 8101202
node_8101202_200861403 |  | 42.093196251163135 | -76.03198835513395 | PQ | 2771.281 | False | -1 | ABCN | 8101202
node_8101202_200861404 |  | 42.09340738747561 | -76.03091543039284 | PQ | 2771.281 | False | -1 | ABCN | 8101202
node_8101202_200861405 |  | 42.09351934984241 | -76.02991634434376 | PQ | 2771.281 | False | -1 | ABCN | 8101202
node_8101202_200861406 |  | 42.09362037809545 | -76.02918360337465 | PQ | 2771.281 | False | -1 | ABCN | 8101202
node_8101202_200861407 |  | 42.093730979176044 | -76.02816811210916 | PQ | 2771.281 | False | -1 | ABCD | 8101202
node_8101202_200861408 |  | 42.09379803279303 | -76.027542956184 | PQ | 7199.558 | False | -1 | ABCN | 8101202
node_8101202_200861413 |  | 42.09399463045925 | -76.02576019005578 | PQ | 7199.558 | False | -1 | ABCN | 8101202
node_8101202_200861414 |  | 42.094052670006 | -76.02505257813453 | PQ | 2771.281 | False | -1 | ABCD | 8101202
node_8101202_200861415 |  | 42.094155415616086 | -76.02409268655191 | PQ | 2771.281 | False | -1 | ABCD | 8101202
node_8101202_200861416 |  | 42.094264997786276 | -76.02308766921053 | PQ | 2771.281 | False | -1 | ABCD | 8101202
node_8101202_200861417 |  | 42.093906327630194 | -76.02304605505073 | PQ | 2771.281 | False | -1 | ABCN | 8101202
node_8101202_200861418 |  | 42.09439353662014 | -76.02204352588457 | PQ | 2771.281 | False | -1 | ABCD | 8101202
node_8101202_200861419 |  | 42.09451366944319 | -76.02103754979677 | PQ | 2771.281 | False | -1 | ABCN | 8101202
node_8101202_200861420 |  | 42.0946207536395 | -76.02010577763772 | PQ | 2771.281 | False | -1 | ABCD | 8101202
node_8101202_200861421 |  | 42.09466273713042 | -76.0197567178523 | PQ | 2771.281 | False | -1 | ABCD | 8101202
node_8101202_200861422 |  | 42.094730467282 | -76.01916228366241 | PQ | 7199.558 | False | -1 | ABCN | 8101202
node_8101202_200861424 |  | 42.094775617064386 | -76.01856545641104 | PQ | 7199.558 | False | -1 | ABCN | 8101202
node_8101202_200861425 |  | 42.09484626425784 | -76.01812372161021 | PQ | 7199.558 | False | -1 | ABCN | 8101202
node_8101202_200861426 |  | 42.09489247951373 | -76.01767585007143 | PQ | 7199.558 | False | -1 | ABCN | 8101202
node_8101202_200861429 |  | 42.09493542713492 | -76.0171540295087 | PQ | 7199.558 | False | -1 | ABCN | 8101202
node_8101202_200861430 |  | 42.09504097748761 | -76.01633896189817 | PQ | 7199.558 | False | -1 | ABCN | 8101202
node_8101202_200861431 |  | 42.09510059470208 | -76.01584424874892 | PQ | 7199.558 | False | -1 | ABCN | 8101202
node_8101202_200861432 |  | 42.095159360085546 | -76.01526212608043 | PQ | 7199.558 | False | -1 | ABCN | 8101202
node_8101202_200861433 |  | 42.09520947294762 | -76.0147465145421 | PQ | 7199.558 | False | -1 | ABCN | 8101202
node_8101202_200861761 |  | 42.093656346728196 | -76.02820732179381 | PQ | 2771.281 | False | -1 | AD | 8101202
node_8101202_200861762 |  | 42.0932834118265 | -76.02817392926498 | PQ | 2771.281 | False | -1 | AD | 8101202
node_8101202_200861763 |  | 42.09281471578118 | -76.02813868772519 | PQ | 2771.281 | False | -1 | AD | 8101202
node_8101202_200861765 |  | 42.092298533580966 | -76.02808149774073 | PQ | 2771.281 | False | -1 | AN | 8101202
node_8101202_200861766 |  | 42.091675105583064 | -76.02802728291378 | PQ | 2771.281 | False | -1 | AN | 8101202
node_8101202_200861767 |  | 42.09159994724598 | -76.02868072946723 | PQ | 2771.281 | False | -1 | AN | 8101202
node_8101202_200861768 |  | 42.09152914119015 | -76.02928019327123 | PQ | 2771.281 | False | -1 | AD | 8101202
node_8101202_200861769 |  | 42.09146798465405 | -76.02963191624114 | PQ | 2771.281 | False | -1 | AD | 8101202
node_8101202_200861770 |  | 42.09108830631847 | -76.02967843446494 | PQ | 2771.281 | False | -1 | AN | 8101202
node_8101202_200861772 |  | 42.09317929671319 | -76.02886914216019 | PQ | 2771.281 | False | -1 | AD | 8101202
node_8101202_200862000 |  | 42.09580646679423 | -76.009451978243 | PQ | 7199.558 | False | -1 | ABCN | 8101202
node_8101202_200862001 |  | 42.09574626069338 | -76.00997860395145 | PQ | 7199.558 | False | -1 | ABCN | 8101202
node_8101202_200862003 |  | 42.095533749399664 | -76.01168798793356 | PQ | 7199.558 | False | -1 | ABCN | 8101202
node_8101202_200862004 |  | 42.09546858021912 | -76.01243528891268 | PQ | 7199.558 | False | -1 | ABCN | 8101202
node_8101202_200862005 |  | 42.09542724313372 | -76.01285814173553 | PQ | 7199.558 | False | -1 | ABCN | 8101202
node_8101202_200862006 |  | 42.09535547020861 | -76.01344858495325 | PQ | 7199.558 | False | -1 | ABCN | 8101202
node_8101202_200862007 |  | 42.09529946848266 | -76.0139708087982 | PQ | 7199.558 | False | -1 | ABCN | 8101202
node_8101202_200862201 |  | 42.09465019521987 | -76.01766867088698 | PQ | 7199.558 | False | -1 | ABCN | 8101202
node_8101202_200862202 |  | 42.094611454712584 | -76.01783220943688 | PQ | 7199.558 | False | -1 | ABCN | 8101202
node_8101202_200862217 |  | 42.094344680962024 | -76.01731008070566 | PQ | 7199.558 | False | -1 | ABCN | 8101202
node_8101202_200862218 |  | 42.094200713304815 | -76.01694825285293 | PQ | 7199.558 | False | -1 | ABCN | 8101202
node_8101202_200862219 |  | 42.093985219233076 | -76.0164287036061 | PQ | 7199.558 | False | -1 | ABCN | 8101202
node_8101202_200862220 |  | 42.09360713226024 | -76.0160797998072 | PQ | 7199.558 | False | -1 | ABCN | 8101202
node_8101202_200862221 |  | 42.093272129858924 | -76.01602949986145 | PQ | 7199.558 | False | -1 | ABCN | 8101202
node_8101202_200862228 |  | 42.09288117229475 | -76.01547420687433 | PQ | 7199.558 | False | -1 | ABCN | 8101202
node_8101202_200862232 |  | 42.0918188267297 | -76.01426311612232 | PQ | 7199.558 | False | -1 | ABCN | 8101202
node_8101202_200862233 |  | 42.0913838834609 | -76.01416686483063 | PQ | 7199.558 | False | -1 | ABCN | 8101202
node_8101202_200862317 |  | 42.091643486492565 | -76.02966247057624 | PQ | 2771.281 | False | -1 | AD | 8101202
node_8101202_200862318 |  | 42.0919227665466 | -76.02970894314545 | PQ | 2771.281 | False | -1 | AN | 8101202
node_8101202_200862383 |  | 42.09452669341888 | -76.01979703846534 | PQ | 2771.281 | False | -1 | AD | 8101202
node_8101202_200862384 |  | 42.09277469615788 | -76.02290721183007 | PQ | 2771.281 | False | -1 | AN | 8101202
node_8101202_200862385 |  | 42.092764928860866 | -76.02342950796145 | PQ | 2771.281 | False | -1 | AD | 8101202
node_8101202_200862386 |  | 42.09276303620741 | -76.0239551597053 | PQ | 2771.281 | False | -1 | AN | 8101202
node_8101202_200862387 |  | 42.092733109822895 | -76.02476751467219 | PQ | 2771.281 | False | -1 | AD | 8101202
node_8101202_200862388 |  | 42.09267667807294 | -76.02585082202823 | PQ | 2771.281 | False | -1 | AD | 8101202
node_8101202_200862390 |  | 42.09263953440642 | -76.02639012069025 | PQ | 2771.281 | False | -1 | AN | 8101202
node_8101202_200862392 |  | 42.09418150191355 | -76.01999425488529 | PQ | 2771.281 | False | -1 | AN | 8101202
node_8101202_200862393 |  | 42.093994567462104 | -76.02045875610888 | PQ | 2771.281 | False | -1 | AD | 8101202
node_8101202_200862394 |  | 42.093922997223466 | -76.02049920227206 | PQ | 2771.281 | False | -1 | AD | 8101202
node_8101202_200862395 |  | 42.09354252457601 | -76.02021522310626 | PQ | 2771.281 | False | -1 | AD | 8101202
node_8101202_200862397 |  | 42.09312320733903 | -76.02010043985511 | PQ | 2771.281 | False | -1 | AD | 8101202
node_8101202_200862398 |  | 42.092911616351486 | -76.0201972846565 | PQ | 2771.281 | False | -1 | AD | 8101202
node_8101202_200862399 |  | 42.09295859579018 | -76.01973292420124 | PQ | 2771.281 | False | -1 | AD | 8101202
node_8101202_200862401 |  | 42.09303060426984 | -76.01932454388376 | PQ | 2771.281 | False | -1 | AN | 8101202
node_8101202_200862406 |  | 42.092918702161185 | -76.02092378616483 | PQ | 2771.281 | False | -1 | AN | 8101202
node_8101202_200862408 |  | 42.0928452420081 | -76.02166148826616 | PQ | 2771.281 | False | -1 | AD | 8101202
node_8101202_200862409 |  | 42.09282554307369 | -76.02211236920341 | PQ | 2771.281 | False | -1 | AD | 8101202
node_8101202_200862498 |  | 42.09255709031217 | -76.02113007643474 | PQ | 2771.281 | False | -1 | AD | 8101202
node_8101202_200862500 |  | 42.088937139951966 | -76.01895757988953 | PQ | 2771.281 | False | -1 | AD | 8101202
node_8101202_200862501 |  | 42.09215144893441 | -76.02153614358627 | PQ | 2771.281 | False | -1 | AD | 8101202
node_8101202_200862503 |  | 42.09185461184901 | -76.02204005613564 | PQ | 2771.281 | False | -1 | AN | 8101202
node_8101202_200862505 |  | 42.09148527326279 | -76.02213674495052 | PQ | 2771.281 | False | -1 | AD | 8101202
node_8101202_200862506 |  | 42.09094870463755 | -76.02206620099815 | PQ | 2771.281 | False | -1 | AN | 8101202
node_8101202_200862510 |  | 42.089070409049974 | -76.0211021053886 | PQ | 2771.281 | False | -1 | AN | 8101202
node_8101202_200862511 |  | 42.0887777845565 | -76.02032511370706 | PQ | 2771.281 | False | -1 | AD | 8101202
node_8101202_200862512 |  | 42.08891529089749 | -76.01947421104707 | PQ | 2771.281 | False | -1 | AN | 8101202
node_8101202_200862513 |  | 42.08852805290409 | -76.01892171059912 | PQ | 2771.281 | False | -1 | AN | 8101202
node_8101202_200862514 |  | 42.08901214490469 | -76.01882589302602 | PQ | 2771.281 | False | -1 | AD | 8101202
node_8101202_200862517 |  | 42.08754067120665 | -76.01883538157188 | PQ | 2771.281 | False | -1 | AN | 8101202
node_8101202_200862519 |  | 42.09222797951373 | -76.02074591587787 | PQ | 2771.281 | False | -1 | AD | 8101202
node_8101202_200862521 |  | 42.09210048424133 | -76.02026276094925 | PQ | 2771.281 | False | -1 | AN | 8101202
node_8101202_200862522 |  | 42.09199049943719 | -76.01970602223342 | PQ | 2771.281 | False | -1 | AD | 8101202
node_8101202_200862524 |  | 42.09149929971484 | -76.0192585806087 | PQ | 2771.281 | False | -1 | AD | 8101202
node_8101202_200862525 |  | 42.090970293486414 | -76.01916097109292 | PQ | 2771.281 | False | -1 | AN | 8101202
node_8101202_200862527 |  | 42.08986622189704 | -76.0190822663824 | PQ | 2771.281 | False | -1 | AN | 8101202
node_8101202_200862528 |  | 42.08948491659162 | -76.01909417081703 | PQ | 2771.281 | False | -1 | AD | 8101202
node_8101202_200862685 |  | 42.091430964242825 | -76.02150258746181 | PQ | 2771.281 | False | -1 | AD | 8101202
node_8101202_200862686 |  | 42.09133949512231 | -76.02089287420209 | PQ | 2771.281 | False | -1 | AD | 8101202
node_8101202_200862687 |  | 42.090991890552296 | -76.02059366923017 | PQ | 2771.281 | False | -1 | AN | 8101202
node_8101202_200863110 |  | 42.09532708862374 | -76.01260400545412 | PQ | 7199.558 | False | -1 | ABN | 8101202
node_8101202_200863111 |  | 42.09494621882035 | -76.01252794870989 | PQ | 7199.558 | False | -1 | ABN | 8101202
node_8101202_200863112 |  | 42.094418771086595 | -76.01253213371407 | PQ | 7199.558 | False | -1 | ABN | 8101202
node_8101202_200863113 |  | 42.09396914948221 | -76.01248550515835 | PQ | 7199.558 | False | -1 | ABN | 8101202
node_8101202_200863114 |  | 42.09395965882485 | -76.01168592206331 | PQ | 7199.558 | False | -1 | ABN | 8101202
node_8101202_200863130 |  | 42.09445970006003 | -76.01265885183625 | PQ | 7199.558 | False | -1 | ABN | 8101202
node_8101202_200863131 |  | 42.09440617713492 | -76.01313404003871 | PQ | 7199.558 | False | -1 | ABN | 8101202
node_8101202_200863132 |  | 42.094342317199455 | -76.0136783873376 | PQ | 7199.558 | False | -1 | ABN | 8101202
node_8101202_200863133 |  | 42.094300697996395 | -76.01417570279855 | PQ | 7199.558 | False | -1 | ABN | 8101202
node_8101202_200863151 |  | 42.09086773686777 | -76.04294286229756 | PQ | 2771.281 | False | -1 | ABCD | 8101202
node_8101202_200863152 |  | 42.09059904307369 | -76.04283050254429 | PQ | 2771.281 | False | -1 | ABCN | 8101202
node_8101202_200863154 |  | 42.09008089426684 | -76.04256633366649 | PQ | 2771.281 | False | -1 | ABCD | 8101202
node_8101202_200863155 |  | 42.089540997748756 | -76.04243626373642 | PQ | 2771.281 | False | -1 | ABCN | 8101202
node_8101202_200863156 |  | 42.089235880646854 | -76.04234913955838 | PQ | 2771.281 | False | -1 | ABCD | 8101202
node_8101202_200863159 |  | 42.090062597703735 | -76.04039966949527 | PQ | 2771.281 | False | -1 | AN | 8101202
node_8101202_200863160 |  | 42.09018671578117 | -76.03984043119058 | PQ | 2771.281 | False | -1 | AD | 8101202
node_8101202_200863161 |  | 42.09030758813597 | -76.03923365123835 | PQ | 2771.281 | False | -1 | AD | 8101202
node_8101202_200863162 |  | 42.090394568024905 | -76.03862706531812 | PQ | 2771.281 | False | -1 | AN | 8101202
node_8101202_200863166 |  | 42.08855050453999 | -76.04395194289755 | PQ | 2771.281 | False | -1 | AN | 8101202
node_8101202_200863167 |  | 42.08855787246735 | -76.04345629002462 | PQ | 2771.281 | False | -1 | AD | 8101202
node_8101202_200863170 |  | 42.088706033543446 | -76.04284651208758 | PQ | 2771.281 | False | -1 | AN | 8101202
node_8101202_200863171 |  | 42.088807639726845 | -76.04209687131066 | PQ | 2771.281 | False | -1 | ABCD | 8101202
node_8101202_200863172 |  | 42.089143858247034 | -76.04163469466667 | PQ | 2771.281 | False | -1 | ABCN | 8101202
node_8101202_200863173 |  | 42.08953657425333 | -76.04122654262214 | PQ | 2771.281 | False | -1 | AD | 8101202
node_8101202_200863174 |  | 42.08982939595527 | -76.04087068791175 | PQ | 2771.281 | False | -1 | AD | 8101202
node_8101202_200863233 |  | 42.08873889066486 | -76.0414427209156 | PQ | 2771.281 | False | -1 | ABCD | 8101202
node_8101202_200863234 |  | 42.08833867525889 | -76.04096241939894 | PQ | 2771.281 | False | -1 | ABCD | 8101202
node_8101202_200863235 |  | 42.088056475423976 | -76.04071639061199 | PQ | 2771.281 | False | -1 | ABCD | 8101202
node_8101202_200863236 |  | 42.08754568632747 | -76.0405561658245 | PQ | 2771.281 | False | -1 | ABCN | 8101202
node_8101202_200863237 |  | 42.08708175889239 | -76.0403982275711 | PQ | 2771.281 | False | -1 | ABCD | 8101202
node_8101202_200863238 |  | 42.0866691056581 | -76.04051072428814 | PQ | 2771.281 | False | -1 | ABCD | 8101202
node_8101202_200863239 |  | 42.08629351939816 | -76.04072242462712 | PQ | 2771.281 | False | -1 | AN | 8101202
node_8101202_200863240 |  | 42.085961650420224 | -76.04112313497329 | PQ | 2771.281 | False | -1 | AN | 8101202
node_8101202_200863241 |  | 42.08582630241632 | -76.04047038084781 | PQ | 2771.281 | False | -1 | AD | 8101202
node_8101202_200863242 |  | 42.0860140969158 | -76.03987831308756 | PQ | 2771.281 | False | -1 | AN | 8101202
node_8101202_200863244 |  | 42.08621024812396 | -76.03935622240182 | PQ | 2771.281 | False | -1 | AD | 8101202
node_8101202_200863245 |  | 42.08661983367101 | -76.03857784205981 | PQ | 2771.281 | False | -1 | AN | 8101202
node_8101202_200863246 |  | 42.08697127011105 | -76.03791050890156 | PQ | 2771.281 | False | -1 | AN | 8101202
node_8101202_200863247 |  | 42.08548070279903 | -76.04150649277028 | PQ | 2771.281 | False | -1 | AN | 8101202
node_8101202_200863250 |  | 42.088677520486264 | -76.04048125805413 | PQ | 2771.281 | False | -1 | AD | 8101202
node_8101202_200863252 |  | 42.08907904513732 | -76.04009595232792 | PQ | 2771.281 | False | -1 | AN | 8101202
node_8101202_200863253 |  | 42.089257757091396 | -76.03959670415594 | PQ | 2771.281 | False | -1 | AD | 8101202
node_8101202_200863254 |  | 42.089388966456546 | -76.03891631378464 | PQ | 2771.281 | False | -1 | AD | 8101202
node_8101202_200863255 |  | 42.089663412164185 | -76.03865842241312 | PQ | 2771.281 | False | -1 | AN | 8101202
node_8101202_200863258 |  | 42.087891329768865 | -76.04210147101071 | PQ | 2771.281 | False | -1 | AN | 8101202
node_8101202_200863260 |  | 42.087632373142725 | -76.04166395925957 | PQ | 2771.281 | False | -1 | AD | 8101202
node_8101202_200863261 |  | 42.08752138586222 | -76.04111280181749 | PQ | 2771.281 | False | -1 | AD | 8101202
node_8101202_200863262 |  | 42.087687624380905 | -76.04025261986186 | PQ | 2771.281 | False | -1 | AD | 8101202
node_8101202_200863263 |  | 42.087881666554104 | -76.03984085349555 | PQ | 2771.281 | False | -1 | AD | 8101202
node_8101202_200863264 |  | 42.088153740282145 | -76.03945865989063 | PQ | 2771.281 | False | -1 | AN | 8101202
node_8101202_200863265 |  | 42.08850149275851 | -76.03929505666339 | PQ | 2771.281 | False | -1 | AN | 8101202
node_8101202_200863425 |  | 42.08663900945519 | -76.04111381763215 | PQ | 2771.281 | False | -1 | ABCN | 8101202
node_8101202_200863426 |  | 42.08665900968032 | -76.04527209866316 | PQ | 2771.281 | False | -1 | AD | 8101202
node_8101202_200863429 |  | 42.086731596090345 | -76.04171603212528 | PQ | 2771.281 | False | -1 | ABCD | 8101202
node_8101202_200863430 |  | 42.08706420186102 | -76.04240811387645 | PQ | 2771.281 | False | -1 | ABCD | 8101202
node_8101202_200863431 |  | 42.087394353481905 | -76.04284562943215 | PQ | 2771.281 | False | -1 | AD | 8101202
node_8101202_200863432 |  | 42.087630674958724 | -76.04329706583358 | PQ | 2771.281 | False | -1 | AN | 8101202
node_8101202_200863433 |  | 42.08750671300464 | -76.04398576153592 | PQ | 2771.281 | False | -1 | AD | 8101202
node_8101202_200863434 |  | 42.08757412269248 | -76.04468435667542 | PQ | 2771.281 | False | -1 | AD | 8101202
node_8101202_200863436 |  | 42.08745276827255 | -76.04512735078205 | PQ | 2771.281 | False | -1 | AN | 8101202
node_8101202_200863437 |  | 42.08709392555905 | -76.04529929738581 | PQ | 2771.281 | False | -1 | AN | 8101202
node_8101202_200863438 |  | 42.08669495366201 | -76.0428712606805 | PQ | 2771.281 | False | -1 | AD | 8101202
node_8101202_200863439 |  | 42.08676050082545 | -76.04340743200304 | PQ | 2771.281 | False | -1 | AN | 8101202
node_8101202_200863440 |  | 42.08659791066336 | -76.04388869226612 | PQ | 2771.281 | False | -1 | AD | 8101202
node_8101202_200863441 |  | 42.08624811214917 | -76.04406802730455 | PQ | 2771.281 | False | -1 | AD | 8101202
node_8101202_200863442 |  | 42.08580090908749 | -76.0440361033317 | PQ | 2771.281 | False | -1 | AN | 8101202
node_8101202_200863683 |  | 42.092346293636496 | -76.02551768047691 | PQ | 2771.281 | False | -1 | AD | 8101202
node_8101202_200863684 |  | 42.092001899182044 | -76.02515195296118 | PQ | 2771.281 | False | -1 | AN | 8101202
node_8101202_200863685 |  | 42.091647827817795 | -76.02550341722173 | PQ | 2771.281 | False | -1 | AD | 8101202
node_8101202_200863686 |  | 42.091463741933055 | -76.02623594894062 | PQ | 2771.281 | False | -1 | AN | 8101202
node_8101202_200863687 |  | 42.091652256791235 | -76.02484642482838 | PQ | 2771.281 | False | -1 | AD | 8101202
node_8101202_200863688 |  | 42.09125778234278 | -76.02486496820147 | PQ | 2771.281 | False | -1 | AD | 8101202
node_8101202_200863754 |  | 42.095163646630645 | -76.01803807740184 | PQ | 7199.558 | False | -1 | ABCN | 8101202
node_8101202_200863755 |  | 42.09508503714543 | -76.01846057640161 | PQ | 7199.558 | False | -1 | ABCN | 8101202
node_8101202_200863756 |  | 42.09498567420831 | -76.01951512897435 | PQ | 7199.558 | False | -1 | ABCN | 8101202
node_8101202_200863757 |  | 42.094887741032565 | -76.02029253535176 | PQ | 7199.558 | False | -1 | ABCN | 8101202
node_8101202_200863758 |  | 42.0947958692781 | -76.02103207505039 | PQ | 7199.558 | False | -1 | ABCN | 8101202
node_8101202_200863759 |  | 42.094746183701034 | -76.0215534390672 | PQ | 7199.558 | False | -1 | ABCN | 8101202
node_8101202_200863760 |  | 42.094678689104 | -76.02212382089668 | PQ | 7199.558 | False | -1 | ABCN | 8101202
node_8101202_200863762 |  | 42.09462012092901 | -76.0226872784465 | PQ | 7199.558 | False | -1 | ABCN | 8101202
node_8101202_200863763 |  | 42.09456908228275 | -76.02312535707549 | PQ | 7199.558 | False | -1 | ABCN | 8101202
node_8101202_200863764 |  | 42.094493997898844 | -76.02377891396087 | PQ | 7199.558 | False | -1 | ABCN | 8101202
node_8101202_200863765 |  | 42.09445863184751 | -76.02411625193002 | PQ | 7199.558 | False | -1 | ABCN | 8101202
node_8101202_200863766 |  | 42.094402515083296 | -76.02466312164508 | PQ | 7199.558 | False | -1 | ABCN | 8101202
node_8101202_200863767 |  | 42.09436360475761 | -76.02513112305398 | PQ | 7199.558 | False | -1 | ABCN | 8101202
node_8101202_200863769 |  | 42.094292768572714 | -76.02562497637511 | PQ | 7199.558 | False | -1 | ABCN | 8101202
node_8101202_200863770 |  | 42.09418164434188 | -76.02671195892573 | PQ | 7199.558 | False | -1 | ABCN | 8101202
node_8101202_200863771 |  | 42.094102829431186 | -76.02734077863182 | PQ | 7199.558 | False | -1 | ABCN | 8101202
node_8101202_200863800 |  | 42.092803285907245 | -76.01056697368982 | PQ | 7199.558 | False | -1 | ABCN | 8101202
node_8101202_200863801 |  | 42.09329195478763 | -76.01013814011553 | PQ | 7199.558 | False | -1 | ABN | 8101202
node_8101202_200863802 |  | 42.093322554967735 | -76.01538379176118 | PQ | 7199.558 | False | -1 | ABCN | 8101202
node_8101202_200863803 |  | 42.09276680508029 | -76.01094766449778 | PQ | 7199.558 | False | -1 | ABCN | 8101202
node_8101202_200863804 |  | 42.093354615038265 | -76.01485882483622 | PQ | 7199.558 | False | -1 | ABCN | 8101202
node_8101202_200863805 |  | 42.09287570249887 | -76.00974036688139 | PQ | 7199.558 | False | -1 | ABCN | 8101202
node_8101202_200863807 |  | 42.09307740019511 | -76.00913450002098 | PQ | 7199.558 | False | -1 | ABN | 8101202
node_8101202_200863808 |  | 42.09307649084496 | -76.00951990847003 | PQ | 7199.558 | False | -1 | ABN | 8101202
node_8101202_200863809 |  | 42.09294040878733 | -76.00831788776345 | PQ | 7199.558 | False | -1 | ABCN | 8101202
node_8101202_200863810 |  | 42.092954273638 | -76.00766516026982 | PQ | 7199.558 | False | -1 | ABCN | 8101202
node_8101202_200863811 |  | 42.09299788135974 | -76.00687240253615 | PQ | 7199.558 | False | -1 | ABCN | 8101202
node_8101202_200863812 |  | 42.09316802570163 | -76.00672023958853 | PQ | 7199.558 | False | -1 | ABN | 8101202
node_8101202_200863813 |  | 42.093221838961426 | -76.00707691988612 | PQ | 7199.558 | False | -1 | ABN | 8101202
node_8101202_200863815 |  | 42.09344605676872 | -76.00959773813422 | PQ | 7199.558 | False | -1 | ABN | 8101202
node_8101202_200863818 |  | 42.09349274861173 | -76.00898159518626 | PQ | 7199.558 | False | -1 | ABN | 8101202
node_8101202_200863819 |  | 42.0935319930962 | -76.00848712552815 | PQ | 7199.558 | False | -1 | ABN | 8101202
node_8101202_200863821 |  | 42.09340549208314 | -76.01428884628896 | PQ | 7199.558 | False | -1 | ABCN | 8101202
node_8101202_200863824 |  | 42.09339500990544 | -76.01379681154239 | PQ | 7199.558 | False | -1 | ABCN | 8101202
node_8101202_200863825 |  | 42.09343780688128 | -76.01324442142636 | PQ | 7199.558 | False | -1 | ABCN | 8101202
node_8101202_200863826 |  | 42.093450099542245 | -76.01273283890569 | PQ | 7199.558 | False | -1 | ABCN | 8101202
node_8101202_200863827 |  | 42.09344396142878 | -76.01208189574565 | PQ | 7199.558 | False | -1 | ABCN | 8101202
node_8101202_200863828 |  | 42.093284918280055 | -76.01138052328518 | PQ | 7199.558 | False | -1 | ABCN | 8101202
node_8101202_200863829 |  | 42.09331956123368 | -76.01056001897378 | PQ | 7199.558 | False | -1 | ABCN | 8101202
node_8101202_200863830 |  | 42.093675626594624 | -76.01027748553669 | PQ | 7199.558 | False | -1 | ABN | 8101202
node_8101202_200863831 |  | 42.09398955508029 | -76.01000771636238 | PQ | 7199.558 | False | -1 | ABN | 8101202
node_8101202_200863832 |  | 42.09447642169443 | -76.00959136551421 | PQ | 7199.558 | False | -1 | ABN | 8101202
node_8101202_200863875 |  | 42.09292150690379 | -76.01395311764415 | PQ | 7199.558 | False | -1 | ABN | 8101202
node_8101202_200863879 |  | 42.092559703324326 | -76.01372113525308 | PQ | 7199.558 | False | -1 | ABN | 8101202
node_8101202_200863880 |  | 42.09226085580819 | -76.01327213376317 | PQ | 7199.558 | False | -1 | ABN | 8101202
node_8101202_200863881 |  | 42.09185797534894 | -76.01285660089309 | PQ | 7199.558 | False | -1 | ABN | 8101202
node_8101202_200863882 |  | 42.09148002806543 | -76.01283120933132 | PQ | 7199.558 | False | -1 | ABN | 8101202
node_8101202_200863883 |  | 42.09115260449497 | -76.0129522967206 | PQ | 7199.558 | False | -1 | ABN | 8101202
node_8101202_200863884 |  | 42.090872817724744 | -76.01267133075781 | PQ | 7199.558 | False | -1 | ABN | 8101202
node_8101202_200863887 |  | 42.092598030241625 | -76.01300732952564 | PQ | 7199.558 | False | -1 | ABN | 8101202
node_8101202_200863889 |  | 42.09261885490769 | -76.01243438342996 | PQ | 7199.558 | False | -1 | ABN | 8101202
node_8101202_200863932 |  | 42.0906970885487 | -76.02549705221082 | PQ | 2771.281 | False | -1 | AN | 8101202
node_8101202_200863933 |  | 42.09081519724598 | -76.02495469469119 | PQ | 2771.281 | False | -1 | AN | 8101202
node_8101202_200863958 |  | 42.092315192218216 | -76.02685911508652 | PQ | 2771.281 | False | -1 | AN | 8101202
node_8101202_200863959 |  | 42.09191213646255 | -76.02684079237729 | PQ | 2771.281 | False | -1 | AD | 8101202
node_8101202_200863960 |  | 42.091510091400266 | -76.02679258873818 | PQ | 2771.281 | False | -1 | AD | 8101202
node_8101202_200863961 |  | 42.09110590443493 | -76.02675489706867 | PQ | 2771.281 | False | -1 | AD | 8101202
node_8101202_200863962 |  | 42.09069056971334 | -76.02669555751388 | PQ | 2771.281 | False | -1 | AN | 8101202
node_8101202_200863965 |  | 42.09375907316524 | -76.02505564079668 | PQ | 2771.281 | False | -1 | ABCN | 8101202
node_8101202_200863966 |  | 42.093483989269096 | -76.02505596037882 | PQ | 2771.281 | False | -1 | ABCN | 8101202
node_8101202_200863967 |  | 42.09309995865225 | -76.02491955206969 | PQ | 2771.281 | False | -1 | ABCD | 8101202
node_8101202_200863968 |  | 42.09303121232928 | -76.02466058020617 | PQ | 2771.281 | False | -1 | ABCN | 8101202
node_8101202_200863983 |  | 42.0879966856521 | -76.01941945977867 | PQ | 2771.281 | False | -1 | AD | 8101202
node_8101202_200863985 |  | 42.087951911113606 | -76.02006555594296 | PQ | 2771.281 | False | -1 | AN | 8101202
node_8101202_200863986 |  | 42.08795656194656 | -76.02066650732573 | PQ | 2771.281 | False | -1 | AD | 8101202
node_8101202_200863987 |  | 42.088135753226766 | -76.02132133493055 | PQ | 2771.281 | False | -1 | AD | 8101202
node_8101202_200863988 |  | 42.088420938578714 | -76.02184915526746 | PQ | 2771.281 | False | -1 | AN | 8101202
node_8101202_200863989 |  | 42.088616681674914 | -76.0224079103944 | PQ | 2771.281 | False | -1 | AD | 8101202
node_8101202_200863990 |  | 42.08911186117364 | -76.02252840046944 | PQ | 7199.558 | False | -1 | AN | 8101202
node_8101202_200863992 |  | 42.08785128275551 | -76.02194914262654 | PQ | 2771.281 | False | -1 | AD | 8101202
node_8101202_200863993 |  | 42.08737607609185 | -76.021805867106 | PQ | 2771.281 | False | -1 | AD | 8101202
node_8101202_200863994 |  | 42.087139806656154 | -76.02107370442837 | PQ | 2771.281 | False | -1 | AN | 8101202
node_8101202_200863995 |  | 42.08713372332282 | -76.02032801277359 | PQ | 2771.281 | False | -1 | AD | 8101202
node_8101202_200863996 |  | 42.087167821214166 | -76.01964638592379 | PQ | 2771.281 | False | -1 | AN | 8101202
node_8101202_200864109 |  | 42.09672247272249 | -76.0187784921468 | PQ | 7199.558 | False | -1 | ABCN | 8101202
node_8101202_200864110 |  | 42.09637720726399 | -76.0194960719871 | PQ | 7199.558 | False | -1 | ABCN | 8101202
node_8101202_200864111 |  | 42.096150168280055 | -76.02027252342265 | PQ | 7199.558 | False | -1 | ABCN | 8101202
node_8101202_200864112 |  | 42.095417462141675 | -76.01804040578598 | PQ | 7199.558 | False | -1 | ABCN | 8101202
node_8101202_200864113 |  | 42.09591050247636 | -76.01807484837043 | PQ | 7199.558 | False | -1 | ABCN | 8101202
node_8101202_200864114 |  | 42.09645722733753 | -76.01814036270866 | PQ | 7199.558 | False | -1 | ABCN | 8101202
node_8101202_200864115 |  | 42.09668664377908 | -76.01818160402264 | PQ | 7199.558 | False | -1 | ABCN | 8101202
node_8101202_200864116 |  | 42.097026828380606 | -76.01818884788443 | PQ | 7199.558 | False | -1 | ABCN | 8101202
node_8101202_200864117 |  | 42.09690758025664 | -76.01790668729318 | PQ | 7199.558 | False | -1 | ABCN | 8101202
node_8101202_200864610 |  | 42.090086635224374 | -76.04252204490857 | PQ | 2771.281 | False | -1 | ABCD | 8101202
node_8101202_200864611 |  | 42.090249578718286 | -76.04186524654722 | PQ | 2771.281 | False | -1 | ABCN | 8101202
node_8101202_200865068 |  | 42.09773047366051 | -76.02514709074723 | PQ | 2771.281 | False | -1 | ABCN | 8101202
node_8101202_200865187 |  | 42.09776548090199 | -76.02347145311704 | PQ | 2771.281 | False | -1 | AD | 8101202
node_8101202_200865188 |  | 42.097837371604385 | -76.02406544597922 | PQ | 2771.281 | False | -1 | AD | 8101202
node_8101202_200865189 |  | 42.09786999864925 | -76.02436923923756 | PQ | 2771.281 | False | -1 | AN | 8101202
node_8101202_200865192 |  | 42.09791082627945 | -76.0246403932678 | PQ | 2771.281 | False | -1 | ABCD | 8101202
node_8101202_200865194 |  | 42.09793566358997 | -76.02499340217535 | PQ | 2771.281 | False | -1 | ABCD | 8101202
node_8101202_200865195 |  | 42.098003399219564 | -76.02562090931195 | PQ | 2771.281 | False | -1 | ABCN | 8101202
node_8101202_200865198 |  | 42.098037184864175 | -76.02598917446204 | PQ | 2771.281 | False | -1 | ABCN | 8101202
node_8101202_200865199 |  | 42.09806917645955 | -76.02636378179574 | PQ | 2771.281 | False | -1 | ABCD | 8101202
node_8101202_200865201 |  | 42.09810067777278 | -76.02731331359072 | PQ | 2771.281 | False | -1 | ABCD | 8101202
node_8101202_200865202 |  | 42.09812385798439 | -76.02784889140358 | PQ | 2771.281 | False | -1 | ABCN | 8101202
node_8101202_200865203 |  | 42.09814317893591 | -76.02831254040814 | PQ | 2771.281 | False | -1 | ABCD | 8101202
node_8101202_200865204 |  | 42.0981211025439 | -76.02877166960818 | PQ | 2771.281 | False | -1 | ABCD | 8101202
node_8101202_200865205 |  | 42.09808263593727 | -76.02942063059804 | PQ | 2771.281 | False | -1 | ABCN | 8101202
node_8101202_200865206 |  | 42.098146956025815 | -76.02976359169101 | PQ | 2771.281 | False | -1 | ABCD | 8101202
node_8101202_200865207 |  | 42.098145504352395 | -76.03027133542147 | PQ | 2771.281 | False | -1 | ABCD | 8101202
node_8101202_200865209 |  | 42.09815481697433 | -76.0306764057811 | PQ | 2771.281 | False | -1 | ABCD | 8101202
node_8101202_200865210 |  | 42.09815266411526 | -76.03118797308356 | PQ | 2771.281 | False | -1 | ABCN | 8101202
node_8101202_200865211 |  | 42.09817184811646 | -76.03159640666473 | PQ | 2771.281 | False | -1 | ABCD | 8101202
node_8101202_200865212 |  | 42.09822097493621 | -76.03208626520913 | PQ | 2771.281 | False | -1 | ABCD | 8101202
node_8101202_200865213 |  | 42.09819545287408 | -76.0325742823517 | PQ | 2771.281 | False | -1 | ABCD | 8101202
node_8101202_200865214 |  | 42.09817898596728 | -76.03295109251941 | PQ | 2771.281 | False | -1 | ABCD | 8101202
node_8101202_200865215 |  | 42.0981911334609 | -76.03328244593258 | PQ | 2771.281 | False | -1 | ABCD | 8101202
node_8101202_200865216 |  | 42.098230854532495 | -76.03352248255445 | PQ | 2771.281 | False | -1 | ABCN | 8101202
node_8101202_200865217 |  | 42.098245510956026 | -76.03394324287521 | PQ | 2771.281 | False | -1 | ABCD | 8101202
node_8101202_200866599 |  | 42.09756698510431 | -76.02346991988368 | PQ | 2771.281 | False | -1 | AN | 8101202
node_8101202_200866600 |  | 42.09711518051178 | -76.02343359024282 | PQ | 2771.281 | False | -1 | AD | 8101202
node_8101202_200866601 |  | 42.09685051031818 | -76.02341304187226 | PQ | 2771.281 | False | -1 | AD | 8101202
node_8101202_200866602 |  | 42.09658785603332 | -76.02337759869137 | PQ | 2771.281 | False | -1 | AD | 8101202
node_8101202_200866610 |  | 42.09751608340837 | -76.02463117484494 | PQ | 2771.281 | False | -1 | AD | 8101202
node_8101202_200866611 |  | 42.09707425975536 | -76.02462348965544 | PQ | 2771.281 | False | -1 | AD | 8101202
node_8101202_200866612 |  | 42.09677933175747 | -76.02461839155943 | PQ | 2771.281 | False | -1 | AD | 8101202
node_8101202_200866613 |  | 42.09652370302416 | -76.02461919812387 | PQ | 2771.281 | False | -1 | AN | 8101202
node_8101202_200866614 |  | 42.09629415511031 | -76.02461523378355 | PQ | 2771.281 | False | -1 | AD | 8101202
node_8101202_200866617 |  | 42.096317113462405 | -76.02403044412603 | PQ | 2771.281 | False | -1 | AD | 8101202
node_8101202_200866618 |  | 42.09634135640852 | -76.02364978755901 | PQ | 2771.281 | False | -1 | AN | 8101202
node_8101202_200866619 |  | 42.096345292360795 | -76.02344703932444 | PQ | 2771.281 | False | -1 | AD | 8101202
node_8101202_200866620 |  | 42.09634362978388 | -76.02327164579906 | PQ | 2771.281 | False | -1 | AD | 8101202
node_8101202_200866625 |  | 42.09648937505628 | -76.02658826161567 | PQ | 2771.281 | False | -1 | AN | 8101202
node_8101202_200866626 |  | 42.096236994784626 | -76.02696534190639 | PQ | 2771.281 | False | -1 | AD | 8101202
node_8101202_200866627 |  | 42.09781006644905 | -76.02735241294346 | PQ | 2771.281 | False | -1 | ABCD | 8101202
node_8101202_200866628 |  | 42.09733304108509 | -76.02736315318602 | PQ | 2771.281 | False | -1 | ABCD | 8101202
node_8101202_200866629 |  | 42.096913041835506 | -76.02737947850689 | PQ | 2771.281 | False | -1 | ABCN | 8101202
node_8101202_200866630 |  | 42.09663827566411 | -76.02738358361553 | PQ | 2771.281 | False | -1 | ABCD | 8101202
node_8101202_200866631 |  | 42.096202790072034 | -76.02739930020853 | PQ | 2771.281 | False | -1 | ABCD | 8101202
node_8101202_200866632 |  | 42.09590183899895 | -76.02740647939298 | PQ | 2771.281 | False | -1 | ABCD | 8101202
node_8101202_200866633 |  | 42.095500363650004 | -76.0274182278411 | PQ | 2771.281 | False | -1 | ABCD | 8101202
node_8101202_200866634 |  | 42.094688815210866 | -76.02739964642251 | PQ | 7199.558 | False | -1 | ABCN | 8101202
node_8101202_200866635 |  | 42.09436721202911 | -76.02735283524842 | PQ | 7199.558 | False | -1 | ABCN | 8101202
node_8101202_200866641 |  | 42.09891379566262 | -76.03079758828409 | PQ | 2771.281 | False | -1 | AD | 8101202
node_8101202_200866642 |  | 42.09891305339187 | -76.03139146320524 | PQ | 2771.281 | False | -1 | AN | 8101202
node_8101202_200866646 |  | 42.098768565323425 | -76.02645605352892 | PQ | 2771.281 | False | -1 | AN | 8101202
node_8101202_200866647 |  | 42.09879876286958 | -76.0268451181498 | PQ | 2771.281 | False | -1 | AD | 8101202
node_8101202_200866648 |  | 42.098815985742156 | -76.02724307780684 | PQ | 2771.281 | False | -1 | AD | 8101202
node_8101202_200866650 |  | 42.09883548199009 | -76.02777906651102 | PQ | 2771.281 | False | -1 | AD | 8101202
node_8101202_200866651 |  | 42.09884605729401 | -76.028181964473 | PQ | 2771.281 | False | -1 | AD | 8101202
node_8101202_200866652 |  | 42.09885753373105 | -76.02856374338207 | PQ | 2771.281 | False | -1 | AN | 8101202
node_8101202_200866653 |  | 42.098870880909494 | -76.02912569052583 | PQ | 2771.281 | False | -1 | AD | 8101202
node_8101202_200866654 |  | 42.09889434597779 | -76.02952050382065 | PQ | 2771.281 | False | -1 | AD | 8101202
node_8101202_200866655 |  | 42.09889236019811 | -76.02983789834258 | PQ | 2771.281 | False | -1 | AD | 8101202
node_8101202_200866656 |  | 42.098902935502025 | -76.03040252388902 | PQ | 2771.281 | False | -1 | AD | 8101202
node_8101202_200866657 |  | 42.09814753121717 | -76.02737294229127 | PQ | 2771.281 | False | -1 | ABCD | 8101202
node_8101202_200866659 |  | 42.09782681821252 | -76.02877512033434 | PQ | 2771.281 | False | -1 | AD | 8101202
node_8101202_200866661 |  | 42.09746022958877 | -76.02877758568226 | PQ | 2771.281 | False | -1 | AD | 8101202
node_8101202_200866662 |  | 42.09704525093802 | -76.02880372674022 | PQ | 2771.281 | False | -1 | AN | 8101202
node_8101202_200866663 |  | 42.09667197366051 | -76.02883581811322 | PQ | 2771.281 | False | -1 | AD | 8101202
node_8101202_200866664 |  | 42.096240747223476 | -76.02883460826656 | PQ | 2771.281 | False | -1 | AD | 8101202
node_8101202_200866665 |  | 42.09584958971184 | -76.02886631538009 | PQ | 2771.281 | False | -1 | AN | 8101202
node_8101202_200866667 |  | 42.095749585847216 | -76.02755934998676 | PQ | 2771.281 | False | -1 | AD | 8101202
node_8101202_200866668 |  | 42.09551966816749 | -76.02805692796161 | PQ | 2771.281 | False | -1 | AD | 8101202
node_8101202_200866669 |  | 42.095282730414226 | -76.02866066046988 | PQ | 2771.281 | False | -1 | AN | 8101202
node_8101202_200866677 |  | 42.09877946656911 | -76.02990510570524 | PQ | 2771.281 | False | -1 | AN | 8101202
node_8101202_200866678 |  | 42.09558671630647 | -76.03002616265812 | PQ | 2771.281 | False | -1 | AN | 8101202
node_8101202_200866679 |  | 42.0959877616314 | -76.03002030365226 | PQ | 2771.281 | False | -1 | AD | 8101202
node_8101202_200866680 |  | 42.096395177885334 | -76.03000950634146 | PQ | 2771.281 | False | -1 | AD | 8101202
node_8101202_200866681 |  | 42.0968223396368 | -76.03000794647626 | PQ | 2771.281 | False | -1 | AN | 8101202
node_8101202_200866682 |  | 42.09722109241333 | -76.02998172932732 | PQ | 2771.281 | False | -1 | AD | 8101202
node_8101202_200866683 |  | 42.097639990582316 | -76.02995276529381 | PQ | 2771.281 | False | -1 | AD | 8101202
node_8101202_200866684 |  | 42.09801164910701 | -76.02995521922809 | PQ | 2771.281 | False | -1 | AD | 8101202
node_8101202_200866685 |  | 42.09826503733303 | -76.02991018858306 | PQ | 2771.281 | False | -1 | AN | 8101202
node_8101202_200866686 |  | 42.09853711380009 | -76.02992014889301 | PQ | 2771.281 | False | -1 | AD | 8101202
node_8101202_200866687 |  | 42.09785791689178 | -76.03295335242167 | PQ | 2771.281 | False | -1 | AD | 8101202
node_8101202_200866688 |  | 42.09741982924358 | -76.03295467640481 | PQ | 2771.281 | False | -1 | AN | 8101202
node_8101202_200866691 |  | 42.09617788154735 | -76.03300803140363 | PQ | 2771.281 | False | -1 | AN | 8101202
node_8101202_200866692 |  | 42.09576543647756 | -76.03301381051395 | PQ | 2771.281 | False | -1 | AD | 8101202
node_8101202_200866693 |  | 42.09549994184301 | -76.03303135709514 | PQ | 2771.281 | False | -1 | AD | 8101202
node_8101202_200866694 |  | 42.09495993850368 | -76.03303153590895 | PQ | 2771.281 | False | -1 | AN | 8101202
node_8101202_200866701 |  | 42.09795917248236 | -76.0339558397378 | PQ | 2771.281 | False | -1 | ABCD | 8101202
node_8101202_200866702 |  | 42.097413135111815 | -76.0344273070911 | PQ | 2771.281 | False | -1 | ABCN | 8101202
node_8101202_200866703 |  | 42.096995527014855 | -76.03444622331 | PQ | 2771.281 | False | -1 | ABCN | 8101202
node_8101202_200866704 |  | 42.09658237802041 | -76.03445616459722 | PQ | 2771.281 | False | -1 | ABCD | 8101202
node_8101202_200866705 |  | 42.096197254539995 | -76.03445047299152 | PQ | 2771.281 | False | -1 | ABCD | 8101202
node_8101202_200866706 |  | 42.09584653298064 | -76.034467848368 | PQ | 2771.281 | False | -1 | ABCD | 8101202
node_8101202_200866707 |  | 42.095518145279904 | -76.03448055175797 | PQ | 2771.281 | False | -1 | ABCN | 8101202
node_8101202_200866708 |  | 42.09527390533543 | -76.03444136109604 | PQ | 2771.281 | False | -1 | ABCD | 8101202
node_8101202_200866709 |  | 42.09500927074891 | -76.03447992020278 | PQ | 2771.281 | False | -1 | ABCD | 8101202
node_8101202_200866710 |  | 42.094606894266846 | -76.03453938530771 | PQ | 2771.281 | False | -1 | ABCN | 8101202
node_8101202_200866711 |  | 42.09462272846315 | -76.03514457876291 | PQ | 2771.281 | False | -1 | ABCN | 8101202
node_8101202_200866713 |  | 42.09458872643704 | -76.03377764606415 | PQ | 2771.281 | False | -1 | AD | 8101202
node_8101202_200866714 |  | 42.0945679565511 | -76.03303959013974 | PQ | 2771.281 | False | -1 | AD | 8101202
node_8101202_200866715 |  | 42.094567830556805 | -76.03263449314827 | PQ | 2771.281 | False | -1 | AD | 8101202
node_8101202_200866716 |  | 42.09455890413477 | -76.03216086100646 | PQ | 2771.281 | False | -1 | AD | 8101202
node_8101202_200866719 |  | 42.0977841992721 | -76.03163416681612 | PQ | 2771.281 | False | -1 | AD | 8101202
node_8101202_200866720 |  | 42.09731605924508 | -76.03166957195153 | PQ | 2771.281 | False | -1 | AN | 8101202
node_8101202_200866721 |  | 42.096970711616386 | -76.03167864580152 | PQ | 2771.281 | False | -1 | AD | 8101202
node_8101202_200866722 |  | 42.096575631847514 | -76.03167368086473 | PQ | 2771.281 | False | -1 | AD | 8101202
node_8101202_200866723 |  | 42.09615464929461 | -76.03169138723698 | PQ | 2771.281 | False | -1 | AN | 8101202
node_8101202_200866724 |  | 42.09574955024013 | -76.03169716254276 | PQ | 2771.281 | False | -1 | AD | 8101202
node_8101202_200866727 |  | 42.0945312018235 | -76.03172025235222 | PQ | 2771.281 | False | -1 | AN | 8101202
node_8101202_200917578 |  | 42.094006860123066 | -76.0256071102118 | PQ | 2771.281 | False | -1 | ABCD | 8101202
node_8101202_200917579 |  | 42.092811957601675 | -76.02272519458441 | PQ | 2771.281 | False | -1 | AD | 8101202
node_8101202_200949193 |  | 42.09563837396818 | -76.010833063865 | PQ | 7199.558 | False | -1 | ABCN | 8101202
node_8101202_200954491 |  | 42.09098604825154 | -76.04374611297808 | PQ | 2771.281 | False | -1 | ABCD | 8101202
node_8101202_200954493 |  | 42.09082241726699 | -76.04347585301691 | PQ | 2771.281 | False | -1 | ABCD | 8101202
node_8101202_200959338 |  | 42.09290090957526 | -76.00910186840198 | PQ | 7199.558 | False | -1 | ABCN | 8101202
node_8101202_200973955 |  | 42.09312452754014 | -76.02932324555066 | PQ | 2771.281 | False | -1 | AN | 8101202
node_8101202_200981047 |  | 42.094997881960076 | -76.01164651834664 | PQ | 7199.558 | False | -1 | ABCN | 8101202
node_8101202_201015159 |  | 42.09297093775326 | -76.00656956421967 | PQ | 7199.558 | False | -1 | ABCN | 8101202
node_8101202_201015160 |  | 42.09296708397118 | -76.0063078226443 | PQ | 7199.558 | False | -1 | ABCN | 8101202
node_8101202_201015161 |  | 42.09468482447846 | -76.01959204935126 | PQ | 2771.281 | False | -1 | ABCN | 8101202
node_8101202_201015162 |  | 42.09469857976887 | -76.01953946667595 | PQ | 7199.558 | False | -1 | ABCN | 8101202
node_8101202_201015163 |  | 42.09479364246585 | -76.02741001381924 | PQ | 2771.281 | False | -1 | ABCD | 8101202
node_8101202_201015164 |  | 42.09474664111511 | -76.0274035384764 | PQ | 7199.558 | False | -1 | ABCN | 8101202
node_8101202_201015165 |  | 42.09374607657961 | -76.02779259168364 | PQ | 2771.281 | False | -1 | ABCN | 8101202
node_8101202_201015166 |  | 42.09377221765721 | -76.02774038185416 | PQ | 7199.558 | False | -1 | ABCN | 8101202
node_8101202_201015287 |  | 42.09518996848266 | -76.00945625455637 | PQ | 7199.558 | False | -1 | ABCN | 8101202
node_8101202_201016311 |  | 42.090407646780726 | -76.01911199132576 | PQ | 2771.281 | False | -1 | AD | 8101202
node_8101202_201018772 |  | 42.09810851680924 | -76.02692957914336 | PQ | 2771.281 | False | -1 | ABCD | 8101202
node_8101202_201031732 |  | 42.09441672230977 | -76.0256365384003 | PQ | 7199.558 | False | -1 | ABCN | 8101202
node_8101202_201031733 |  | 42.09440445703887 | -76.02581641748928 | PQ | 7199.558 | False | -1 | ABCN | 8101202
node_8101202_201031734 |  | 42.09433141047576 | -76.02581354505459 | PQ | 7199.558 | False | -1 | ABCN | 8101202
node_8101202_201032728 |  | 42.09900483749812 | -76.0142609285065 | PQ | 7199.558 | False | -1 | ABCN | 8101202
node_8101202_201034307 |  | 42.09572241490319 | -76.01019257560633 | PQ | 7199.558 | False | -1 | ABCN | 8101202
node_8101202_201038558 |  | 42.09503565012006 | -76.01020972651439 | PQ | 7199.558 | False | -1 | ABCN | 8101202
node_8101202_201041555 |  | 42.09103261410025 | -76.04347975648446 | PQ | 2771.281 | False | -1 | ABCD | 8101202
node_8101202_201041767 |  | 42.09058493992946 | -76.04159538225917 | PQ | 2771.281 | False | -1 | ABCN | 8101202
node_8101202_201041768 |  | 42.092149572714995 | -76.03745425594077 | PQ | 2771.281 | False | -1 | ABCN | 8101202
node_8101202_201041769 |  | 42.093831815698636 | -76.0273080595082 | PQ | 7199.558 | False | -1 | ABCN | 8101202
node_8101202_201041770 |  | 42.09393430658112 | -76.02641837327306 | PQ | 7199.558 | False | -1 | ABCN | 8101202
node_8101202_201052202 |  | 42.09462777645204 | -76.0250296671389 | PQ | 7199.558 | False | -1 | ABCN | 8101202
node_8101202_201055268 |  | 42.089234212591926 | -76.02338246851441 | PQ | 7199.558 | False | -1 | AN | 8101202
node_8101202_201055269 |  | 42.08944414921957 | -76.02393549779472 | PQ | 7199.558 | False | -1 | AN | 8101202
node_8101202_201055270 |  | 42.08953774107008 | -76.02451001136468 | PQ | 7199.558 | False | -1 | AN | 8101202
node_8101202_201055271 |  | 42.090021553692026 | -76.0248776449596 | PQ | 7199.558 | False | -1 | AN | 8101202
node_8101202_201058695 |  | 42.09243907748011 | -76.01495826434021 | PQ | 7199.558 | False | -1 | ABCN | 8101202
node_8101202_201059675 |  | 42.08797927104907 | -76.01887347652361 | PQ | 2771.281 | False | -1 | AD | 8101202
node_220386705 |  | 42.08864825968032 | -76.02241419170522 | PQ | 2771.281 | False | -1 | AD | 8101202
node_220463006 |  | 42.08908118430136 | -76.0225201864476 | PQ | 7199.558 | False | -1 | AN | 8101202
node_220598260 |  | 42.09375279536245 | -76.0277789029154 | PQ | 2771.281 | False | -1 | ABCN | 8101202
node_220598262 |  | 42.094688141415276 | -76.01957817035557 | PQ | 2771.281 | False | -1 | ABCN | 8101202
node_311908270 |  | 42.09375804329881 | -76.02776806755911 | PQ | 7199.558 | False | -1 | ABCN | 8101202
node_311908273 |  | 42.093766512306765 | -76.02775195909754 | PQ | 7199.558 | False | -1 | ABCN | 8101202
node_311908283 |  | 42.09469100915503 | -76.01956660833036 | PQ | 7199.558 | False | -1 | ABCN | 8101202
node_311908290 |  | 42.09469532856821 | -76.01955118468767 | PQ | 7199.558 | False | -1 | ABCN | 8101202
node_311908296 |  | 42.08905737411826 | -76.02251435787812 | PQ | 2771.281 | False | -1 | AD | 8101202
node_SOURCE_8101202 |  | 42.0929200661864 | -76.00651969418799 | SWING | 7199.558 | False | -1 | ABCN | 8101202
node_intto1_8101202_200860128 |  | 42.09120794885937 | -76.0279488521308 | PQ | 2771.281 | False | -1 | AN | 8101202
node_intto1_8101202_200860304 |  | 42.09686291253939 | -76.01775751091672 | PQ | 7199.558 | False | -1 | ABCN | 8101202
node_intto1_8101202_200860305 |  | 42.09626535171844 | -76.01760987538273 | PQ | 7199.558 | False | -1 | ABCN | 8101202
node_intto1_8101202_200860306 |  | 42.09754092893591 | -76.01686935791494 | PQ | 7199.558 | False | -1 | ABCN | 8101202
node_intto1_8101202_200861328 |  | 42.09234253024163 | -76.03240784473526 | PQ | 2771.281 | False | -1 | ABCN | 8101202
node_intto1_8101202_200861394 |  | 42.09250984518985 | -76.03563848915228 | PQ | 2771.281 | False | -1 | ABCD | 8101202
node_intto1_8101202_200861399 |  | 42.092261830894486 | -76.03348794485628 | PQ | 2771.281 | False | -1 | ABCD | 8101202
node_intto1_8101202_200861419 |  | 42.09451366944319 | -76.02103754979677 | PQ | 2771.281 | False | -1 | ABCD | 8101202
node_intto1_8101202_200861422 |  | 42.094730467282 | -76.01916228366241 | PQ | 7199.558 | False | -1 | ABCN | 8101202
node_intto1_8101202_200861430 |  | 42.09504097748761 | -76.01633896189817 | PQ | 7199.558 | False | -1 | ABCN | 8101202
node_intto1_8101202_200861762 |  | 42.0932834118265 | -76.02817392926498 | PQ | 2771.281 | False | -1 | AD | 8101202
node_intto1_8101202_200862232 |  | 42.0918188267297 | -76.01426311612232 | PQ | 7199.558 | False | -1 | ABCN | 8101202
node_intto1_8101202_200862383 |  | 42.09452669341888 | -76.01979703846534 | PQ | 2771.281 | False | -1 | AD | 8101202
node_intto1_8101202_200863174 |  | 42.08982939595527 | -76.04087068791175 | PQ | 2771.281 | False | -1 | AD | 8101202
node_intto1_8101202_200863234 |  | 42.08833867525889 | -76.04096241939894 | PQ | 2771.281 | False | -1 | ABCD | 8101202
node_intto1_8101202_200863242 |  | 42.0860140969158 | -76.03987831308756 | PQ | 2771.281 | False | -1 | AD | 8101202
node_intto1_8101202_200863425 |  | 42.08663900945519 | -76.04111381763215 | PQ | 2771.281 | False | -1 | ABCD | 8101202
node_intto1_8101202_200863769 |  | 42.094292768572714 | -76.02562497637511 | PQ | 7199.558 | False | -1 | ABCN | 8101202
node_intto1_8101202_200863825 |  | 42.09343780688128 | -76.01324442142636 | PQ | 7199.558 | False | -1 | ABCN | 8101202
node_intto1_8101202_200863879 |  | 42.092559703324326 | -76.01372113525308 | PQ | 7199.558 | False | -1 | ABN | 8101202
node_intto1_8101202_200863965 |  | 42.09375907316524 | -76.02505564079668 | PQ | 2771.281 | False | -1 | ABCD | 8101202
node_intto1_8101202_200864109 |  | 42.09672247272249 | -76.0187784921468 | PQ | 7199.558 | False | -1 | ABCN | 8101202
node_intto1_8101202_200865199 |  | 42.09806917645955 | -76.02636378179574 | PQ | 2771.281 | False | -1 | ABCD | 8101202
node_intto1_8101202_200865204 |  | 42.0981211025439 | -76.02877166960818 | PQ | 2771.281 | False | -1 | ABCD | 8101202
node_intto1_8101202_200866633 |  | 42.095500363650004 | -76.0274182278411 | PQ | 2771.281 | False | -1 | ABCD | 8101202
node_intto1_8101202_200866714 |  | 42.0945679565511 | -76.03303959013974 | PQ | 2771.281 | False | -1 | AD | 8101202
node_intto1_8101202_200954491 |  | 42.09098604825154 | -76.04374611297808 | PQ | 2771.281 | False | -1 | ABCD | 8101202
node_intto1_8101202_200981047 |  | 42.094997881960076 | -76.01164651834664 | PQ | 7199.558 | False | -1 | ABCN | 8101202
node_intto1_8101202_201015163 |  | 42.09479364246585 | -76.02741001381924 | PQ | 7199.558 | False | -1 | ABCN | 8101202
node_intto1_8101202_201015166 |  | 42.09377221765721 | -76.02774038185416 | PQ | 7199.558 | False | -1 | ABCN | 8101202
node_intto1_8101202_201015287 |  | 42.09518996848266 | -76.00945625455637 | PQ | 7199.558 | False | -1 | ABCN | 8101202
node_intto1_8101202_201031732 |  | 42.09441672230977 | -76.0256365384003 | PQ | 7199.558 | False | -1 | ABCN | 8101202
node_intto1_8101202_201038558 |  | 42.09503565012006 | -76.01020972651439 | PQ | 7199.558 | False | -1 | ABCN | 8101202
node_intto1_8101202_201041769 |  | 42.093831815698636 | -76.0273080595082 | PQ | 7199.558 | False | -1 | ABCN | 8101202
node_intto1_220386705 |  | 42.08864825968032 | -76.02241419170522 | PQ | 2771.281 | False | -1 | AD | 8101202
node_intto1_220463006 |  | 42.08908118430136 | -76.0225201864476 | PQ | 2771.281 | False | -1 | AD | 8101202
node_intto1_220598260 |  | 42.09375279536245 | -76.0277789029154 | PQ | 7199.558 | False | -1 | ABCN | 8101202
node_intto1_220598262 |  | 42.094688141415276 | -76.01957817035557 | PQ | 7199.558 | False | -1 | ABCN | 8101202
node_intto1_311908270 |  | 42.09375804329881 | -76.02776806755911 | PQ | 7199.558 | False | -1 | ABCN | 8101202
node_intto1_311908273 |  | 42.093766512306765 | -76.02775195909754 | PQ | 7199.558 | False | -1 | ABCN | 8101202
node_intto1_311908283 |  | 42.09469100915503 | -76.01956660833036 | PQ | 7199.558 | False | -1 | ABCN | 8101202
node_intto1_311908290 |  | 42.09469532856821 | -76.01955118468767 | PQ | 7199.558 | False | -1 | ABCN | 8101202
node_intto1_311908296 |  | 42.08905737411826 | -76.02251435787812 | PQ | 2771.281 | False | -1 | AD | 8101202

## Capacitor
Name | GroupId | NominalVoltage | RemoteSense | RemoteSenseB | ParticipatingPhases | PhasesConnected | SwitchA | SwitchB | SwitchC | Control | ControlLevel | VoltageSetHigh | VoltageSetLow | ReactivePowerSetHigh | ReactivePowerSetLow | CapacitorA | CapacitorB | CapacitorC | TimeDelay | DwellTime | LockoutTime | CurrentSetHigh | CurrentSetLow | Status | ParentNode | Phases | Feeder | Comments
cap_220369338 |  | 0 |  |  |  |  | CLOSED | CLOSED | CLOSED | MANUAL | BANK | 0 | 0 | 0 | 0 | 100000 | 100000 | 100000 | 0 | 0 | 0 | 0 | 0 | OPEN | node_1358923_016_15289654_884 | ABCN | 8101202
cap_220369341 |  | 0 |  |  |  |  | CLOSED | CLOSED | CLOSED | MANUAL | BANK | 0 | 0 | 0 | 0 | 100000 | 100000 | 100000 | 0 | 0 | 0 | 0 | 0 | OPEN | node_1364131_958_15290836_165 | ABCN | 8101202
cap_220369374 |  | 0 |  |  |  |  | CLOSED | OPEN | OPEN | MANUAL | BANK | 0 | 0 | 0 | 0 | 50000 | 0 | 0 | 0 | 0 | 0 | 0 | 0 | OPEN | node_1358663_485_15288268_602 | AN | 8101202
cap_220369396 |  | 0 |  |  |  |  | CLOSED | CLOSED | CLOSED | MANUAL | BANK | 0 | 0 | 0 | 0 | 50000 | 50000 | 50000 | 0 | 0 | 0 | 0 | 0 | OPEN | node_1361472_139_15292231_636 | ABCN | 8101202
cap_220598322 |  | 0 |  |  |  |  | CLOSED | CLOSED | CLOSED | MANUAL | BANK | 0 | 0 | 0 | 0 | 50000 | 50000 | 50000 | 0 | 0 | 0 | 0 | 0 | OPEN | node_1365631_056_15291072_977 | ABCN | 8101202

## EVChargingStation
Name | GroupId | ServiceCharge | ServiceDischarge | ChargeEfficiency | DischargeEfficiency | CommitmentStatus | ConstructionTime | CalendarLife | YearOfInstallation | DepthOfDischarge | ReactivePower | ReactivePowerA | ReactivePowerB | ReactivePowerC | ActivePower | ActivePowerA | ActivePowerB | ActivePowerC | Energy | MaxEnergy | PowerCharge | PowerDischarge | RampUpLimit | RampDownLimit | CapitalCost | FixedOperatingCost | VariableOperatingCost | MaxReactivePower | MaxActivePower | OutputSchedule | PlanningStatus | UnitType | UnitSubtype | ParentNode | Phases | Feeder | Comments
evchargingstation_load_220347817 |  | 0 | 0 | 0.92 | 0 | False | 0 | 0 | 0 | 0 | 0 | 0 | 0 | 0 | 0 | 0 | 0 | 0 | 0 | 7068.319555217691 | 0 | 0 | 0 | 0 | 0 | 0 | 0.001 | 501.8485885037731 | 1178.0532592029485 | OPTIMIZED | INSTALLED |  |  | node_1362600_608_15289561_617 | AN | 8101202
evchargingstation_load_220347818 |  | 0 | 0 | 0.92 | 0 | False | 0 | 0 | 0 | 0 | 0 | 0 | 0 | 0 | 0 | 0 | 0 | 0 | 0 | 13063.161702049383 | 0 | 0 | 0 | 0 | 0 | 0 | 0.001 | 927.4806134989482 | 2177.1936170082304 | OPTIMIZED | INSTALLED |  |  | node_1362516_802_15289370_735 | AN | 8101202
evchargingstation_load_220347854 |  | 0 | 0 | 0.92 | 0 | False | 0 | 0 | 0 | 0 | 0 | 0 | 0 | 0 | 0 | 0 | 0 | 0 | 0 | 203954.40784329124 | 0 | 0 | 0 | 0 | 0 | 0 | 0.001 | 14480.702321779456 | 33992.40130721521 | OPTIMIZED | INSTALLED |  |  | node_1365275_702_15291475_21 | ABCN | 8101202
evchargingstation_load_220347855 |  | 0 | 0 | 0.92 | 0 | False | 0 | 0 | 0 | 0 | 0 | 0 | 0 | 0 | 0 | 0 | 0 | 0 | 0 | 60110.1147904238 | 0 | 0 | 0 | 0 | 0 | 0 | 0.001 | 4267.800319465044 | 10018.352465070633 | OPTIMIZED | INSTALLED |  |  | node_1365505_38_15291963_472 | ABCN | 8101202
evchargingstation_load_220347856 |  | 0 | 0 | 0.92 | 0 | False | 0 | 0 | 0 | 0 | 0 | 0 | 0 | 0 | 0 | 0 | 0 | 0 | 0 | 939.2927323377521 | 0 | 0 | 0 | 0 | 0 | 0 | 0.001 | 66.68950400708933 | 156.54878872295868 | OPTIMIZED | INSTALLED |  |  | node_1363823_415_15288895_208 | AN | 8101202
evchargingstation_load_220347857 |  | 0 | 0 | 0.92 | 0 | False | 0 | 0 | 0 | 0 | 0 | 0 | 0 | 0 | 0 | 0 | 0 | 0 | 0 | 8979.033745144185 | 0 | 0 | 0 | 0 | 0 | 0 | 0.001 | 637.5087185114663 | 1496.5056241906975 | OPTIMIZED | INSTALLED |  |  | node_1363692_582_15288913_64 | AN | 8101202
evchargingstation_load_220347858 |  | 0 | 0 | 0.92 | 0 | False | 0 | 0 | 0 | 0 | 0 | 0 | 0 | 0 | 0 | 0 | 0 | 0 | 0 | 3139.1654495231514 | 0 | 0 | 0 | 0 | 0 | 0 | 0.001 | 222.87981945294206 | 523.1942415871919 | OPTIMIZED | INSTALLED |  |  | node_1363274_576_15289175_251 | AN | 8101202
evchargingstation_load_220348084 |  | 0 | 0 | 0.92 | 0 | False | 0 | 0 | 0 | 0 | 0 | 0 | 0 | 0 | 0 | 0 | 0 | 0 | 0 | 3149.875024606815 | 0 | 0 | 0 | 0 | 0 | 0 | 0.001 | 223.640208033535 | 524.9791707678024 | OPTIMIZED | INSTALLED |  |  | node_1358774_236_15289648_726 | AN | 8101202
evchargingstation_load_220348085 |  | 0 | 0 | 0.92 | 0 | False | 0 | 0 | 0 | 0 | 0 | 0 | 0 | 0 | 0 | 0 | 0 | 0 | 0 | 3149.875024606815 | 0 | 0 | 0 | 0 | 0 | 0 | 0.001 | 223.640208033535 | 524.9791707678024 | OPTIMIZED | INSTALLED |  |  | node_1358757_198_15289637_377 | BN | 8101202
evchargingstation_load_220348086 |  | 0 | 0 | 0.92 | 0 | False | 0 | 0 | 0 | 0 | 0 | 0 | 0 | 0 | 0 | 0 | 0 | 0 | 0 | 3149.875024606815 | 0 | 0 | 0 | 0 | 0 | 0 | 0.001 | 223.640208033535 | 524.9791707678024 | OPTIMIZED | INSTALLED |  |  | node_1358797_542_15289656_078 | CN | 8101202
evchargingstation_load_220348088 |  | 0 | 0 | 0.92 | 0 | False | 0 | 0 | 0 | 0 | 0 | 0 | 0 | 0 | 0 | 0 | 0 | 0 | 0 | 3412.3646099907155 | 0 | 0 | 0 | 0 | 0 | 0 | 0.001 | 242.2768810992635 | 568.7274349984526 | OPTIMIZED | INSTALLED |  |  | node_1359084_187_15289617_28 | AN | 8101202
evchargingstation_load_220348089 |  | 0 | 0 | 0.92 | 0 | False | 0 | 0 | 0 | 0 | 0 | 0 | 0 | 0 | 0 | 0 | 0 | 0 | 0 | 3412.3646099907155 | 0 | 0 | 0 | 0 | 0 | 0 | 0.001 | 242.2768810992635 | 568.7274349984526 | OPTIMIZED | INSTALLED |  |  | node_1359066_63_15289629_5 | BN | 8101202
evchargingstation_load_220348090 |  | 0 | 0 | 0.92 | 0 | False | 0 | 0 | 0 | 0 | 0 | 0 | 0 | 0 | 0 | 0 | 0 | 0 | 0 | 3412.3646099907155 | 0 | 0 | 0 | 0 | 0 | 0 | 0.001 | 242.2768810992635 | 568.7274349984526 | OPTIMIZED | INSTALLED |  |  | node_1359098_757_15289599_354 | CN | 8101202
evchargingstation_load_220348091 |  | 0 | 0 | 0.92 | 0 | False | 0 | 0 | 0 | 0 | 0 | 0 | 0 | 0 | 0 | 0 | 0 | 0 | 0 | 962.461900570833 | 0 | 0 | 0 | 0 | 0 | 0 | 0.001 | 68.33452623869023 | 160.4103167618055 | OPTIMIZED | INSTALLED |  |  | node_1359463_967_15289836_426 | AN | 8101202
evchargingstation_load_220348092 |  | 0 | 0 | 0.92 | 0 | False | 0 | 0 | 0 | 0 | 0 | 0 | 0 | 0 | 0 | 0 | 0 | 0 | 0 | 962.461900570833 | 0 | 0 | 0 | 0 | 0 | 0 | 0.001 | 68.33452623869023 | 160.4103167618055 | OPTIMIZED | INSTALLED |  |  | node_1359476_383_15289829_794 | BN | 8101202
evchargingstation_load_220348093 |  | 0 | 0 | 0.92 | 0 | False | 0 | 0 | 0 | 0 | 0 | 0 | 0 | 0 | 0 | 0 | 0 | 0 | 0 | 962.461900570833 | 0 | 0 | 0 | 0 | 0 | 0 | 0.001 | 68.33452623869023 | 160.4103167618055 | OPTIMIZED | INSTALLED |  |  | node_1359451_245_15289853_255 | CN | 8101202
evchargingstation_load_220348094 |  | 0 | 0 | 0.92 | 0 | False | 0 | 0 | 0 | 0 | 0 | 0 | 0 | 0 | 0 | 0 | 0 | 0 | 0 | 1049.9583415356049 | 0 | 0 | 0 | 0 | 0 | 0 | 0.001 | 74.54673601117833 | 174.9930569226008 | OPTIMIZED | INSTALLED |  |  | node_1359764_544_15289924_519 | AN | 8101202
evchargingstation_load_220348095 |  | 0 | 0 | 0.92 | 0 | False | 0 | 0 | 0 | 0 | 0 | 0 | 0 | 0 | 0 | 0 | 0 | 0 | 0 | 6430.99484190558 | 0 | 0 | 0 | 0 | 0 | 0 | 0.001 | 456.59870885167004 | 1071.83247365093 | OPTIMIZED | INSTALLED |  |  | node_1360024_865_15289827_783 | AN | 8101202
evchargingstation_load_220348096 |  | 0 | 0 | 0.92 | 0 | False | 0 | 0 | 0 | 0 | 0 | 0 | 0 | 0 | 0 | 0 | 0 | 0 | 0 | 6430.99484190558 | 0 | 0 | 0 | 0 | 0 | 0 | 0.001 | 456.59870885167004 | 1071.83247365093 | OPTIMIZED | INSTALLED |  |  | node_1360028_609_15289806_571 | AN | 8101202
evchargingstation_load_220348099 |  | 0 | 0 | 0.92 | 0 | False | 0 | 0 | 0 | 0 | 0 | 0 | 0 | 0 | 0 | 0 | 0 | 0 | 0 | 2799.8889982581413 | 0 | 0 | 0 | 0 | 0 | 0 | 0.001 | 198.79128144705416 | 466.64816637635687 | OPTIMIZED | INSTALLED |  |  | node_1360230_935_15290003_424 | AN | 8101202
evchargingstation_load_220348100 |  | 0 | 0 | 0.92 | 0 | False | 0 | 0 | 0 | 0 | 0 | 0 | 0 | 0 | 0 | 0 | 0 | 0 | 0 | 2799.8889982581413 | 0 | 0 | 0 | 0 | 0 | 0 | 0.001 | 198.79128144705416 | 466.64816637635687 | OPTIMIZED | INSTALLED |  |  | node_1360215_348_15290000_387 | BN | 8101202
evchargingstation_load_220348101 |  | 0 | 0 | 0.92 | 0 | False | 0 | 0 | 0 | 0 | 0 | 0 | 0 | 0 | 0 | 0 | 0 | 0 | 0 | 2799.8889982581413 | 0 | 0 | 0 | 0 | 0 | 0 | 0.001 | 198.79128144705416 | 466.64816637635687 | OPTIMIZED | INSTALLED |  |  | node_1360253_534_15290013_708 | CN | 8101202
evchargingstation_load_220348103 |  | 0 | 0 | 0.92 | 0 | False | 0 | 0 | 0 | 0 | 0 | 0 | 0 | 0 | 0 | 0 | 0 | 0 | 0 | 0 | 0 | 0 | 0 | 0 | 0 | 0 | 0.001 | 0 | 0 | OPTIMIZED | INSTALLED |  |  | node_1360351_671_15290062_307 | AN | 8101202
evchargingstation_load_220348104 |  | 0 | 0 | 0.92 | 0 | False | 0 | 0 | 0 | 0 | 0 | 0 | 0 | 0 | 0 | 0 | 0 | 0 | 0 | 11724.534901310783 | 0 | 0 | 0 | 0 | 0 | 0 | 0.001 | 832.4384719196736 | 1954.0891502184638 | OPTIMIZED | INSTALLED |  |  | node_1360559_364_15290091_408 | AN | 8101202
evchargingstation_load_220348105 |  | 0 | 0 | 0.92 | 0 | False | 0 | 0 | 0 | 0 | 0 | 0 | 0 | 0 | 0 | 0 | 0 | 0 | 0 | 11724.534901310783 | 0 | 0 | 0 | 0 | 0 | 0 | 0.001 | 832.4384719196736 | 1954.0891502184638 | OPTIMIZED | INSTALLED |  |  | node_1360542_397_15290087_946 | BN | 8101202
evchargingstation_load_220348106 |  | 0 | 0 | 0.92 | 0 | False | 0 | 0 | 0 | 0 | 0 | 0 | 0 | 0 | 0 | 0 | 0 | 0 | 0 | 11724.534901310783 | 0 | 0 | 0 | 0 | 0 | 0 | 0.001 | 832.4384719196736 | 1954.0891502184638 | OPTIMIZED | INSTALLED |  |  | node_1360577_779_15290104_311 | CN | 8101202
evchargingstation_load_220348107 |  | 0 | 0 | 0.92 | 0 | False | 0 | 0 | 0 | 0 | 0 | 0 | 0 | 0 | 0 | 0 | 0 | 0 | 0 | 0 | 0 | 0 | 0 | 0 | 0 | 0 | 0.001 | 0 | 0 | OPTIMIZED | INSTALLED |  |  | node_1360748_385_15290165_422 | AN | 8101202
evchargingstation_load_220348108 |  | 0 | 0 | 0.92 | 0 | False | 0 | 0 | 0 | 0 | 0 | 0 | 0 | 0 | 0 | 0 | 0 | 0 | 0 | 2362.406268455111 | 0 | 0 | 0 | 0 | 0 | 0 | 0.001 | 167.73014508808518 | 393.73437807585185 | OPTIMIZED | INSTALLED |  |  | node_1361312_482_15289993_634 | AN | 8101202
evchargingstation_load_220348109 |  | 0 | 0 | 0.92 | 0 | False | 0 | 0 | 0 | 0 | 0 | 0 | 0 | 0 | 0 | 0 | 0 | 0 | 0 | 2362.406268455111 | 0 | 0 | 0 | 0 | 0 | 0 | 0.001 | 167.73014508808518 | 393.73437807585185 | OPTIMIZED | INSTALLED |  |  | node_1361329_869_15290006_616 | BN | 8101202
evchargingstation_load_220348110 |  | 0 | 0 | 0.92 | 0 | False | 0 | 0 | 0 | 0 | 0 | 0 | 0 | 0 | 0 | 0 | 0 | 0 | 0 | 2362.406268455111 | 0 | 0 | 0 | 0 | 0 | 0 | 0.001 | 167.73014508808518 | 393.73437807585185 | OPTIMIZED | INSTALLED |  |  | node_1361293_217_15289987_111 | CN | 8101202
evchargingstation_load_220348111 |  | 0 | 0 | 0.92 | 0 | False | 0 | 0 | 0 | 0 | 0 | 0 | 0 | 0 | 0 | 0 | 0 | 0 | 0 | 3587.3577544098453 | 0 | 0 | 0 | 0 | 0 | 0 | 0.001 | 254.70134439250393 | 597.8929590683075 | OPTIMIZED | INSTALLED |  |  | node_1361527_136_15290334_571 | AN | 8101202
evchargingstation_load_220348112 |  | 0 | 0 | 0.92 | 0 | False | 0 | 0 | 0 | 0 | 0 | 0 | 0 | 0 | 0 | 0 | 0 | 0 | 0 | 3587.3577544098453 | 0 | 0 | 0 | 0 | 0 | 0 | 0.001 | 254.70134439250393 | 597.8929590683075 | OPTIMIZED | INSTALLED |  |  | node_1361502_4_15290329_448 | BN | 8101202
evchargingstation_load_220348113 |  | 0 | 0 | 0.92 | 0 | False | 0 | 0 | 0 | 0 | 0 | 0 | 0 | 0 | 0 | 0 | 0 | 0 | 0 | 3587.3577544098453 | 0 | 0 | 0 | 0 | 0 | 0 | 0.001 | 254.70134439250393 | 597.8929590683075 | OPTIMIZED | INSTALLED |  |  | node_1361551_17_15290347_913 | CN | 8101202
evchargingstation_load_220348114 |  | 0 | 0 | 0.92 | 0 | False | 0 | 0 | 0 | 0 | 0 | 0 | 0 | 0 | 0 | 0 | 0 | 0 | 0 | 4812.3089778749945 | 0 | 0 | 0 | 0 | 0 | 0 | 0.001 | 341.6724999486584 | 802.051496312499 | OPTIMIZED | INSTALLED |  |  | node_1361806_636_15290402_862 | AN | 8101202
evchargingstation_load_220348115 |  | 0 | 0 | 0.92 | 0 | False | 0 | 0 | 0 | 0 | 0 | 0 | 0 | 0 | 0 | 0 | 0 | 0 | 0 | 4812.3089778749945 | 0 | 0 | 0 | 0 | 0 | 0 | 0.001 | 341.6724999486584 | 802.051496312499 | OPTIMIZED | INSTALLED |  |  | node_1361786_231_15290392_993 | BN | 8101202
evchargingstation_load_220348116 |  | 0 | 0 | 0.92 | 0 | False | 0 | 0 | 0 | 0 | 0 | 0 | 0 | 0 | 0 | 0 | 0 | 0 | 0 | 4812.3089778749945 | 0 | 0 | 0 | 0 | 0 | 0 | 0.001 | 341.6724999486584 | 802.051496312499 | OPTIMIZED | INSTALLED |  |  | node_1361827_107_15290415_545 | CN | 8101202
evchargingstation_load_220348117 |  | 0 | 0 | 0.92 | 0 | False | 0 | 0 | 0 | 0 | 0 | 0 | 0 | 0 | 0 | 0 | 0 | 0 | 0 | 16011.864708417976 | 0 | 0 | 0 | 0 | 0 | 0 | 0.001 | 1136.837625736875 | 2668.6441180696625 | OPTIMIZED | INSTALLED |  |  | node_1362239_546_15290577_617 | AN | 8101202
evchargingstation_load_220348126 |  | 0 | 0 | 0.92 | 0 | False | 0 | 0 | 0 | 0 | 0 | 0 | 0 | 0 | 0 | 0 | 0 | 0 | 0 | 15574.381978614943 | 0 | 0 | 0 | 0 | 0 | 0 | 0.001 | 1105.776489377906 | 2595.7303297691574 | OPTIMIZED | INSTALLED |  |  | node_1363859_611_15290563_968 | AN | 8101202
evchargingstation_load_220348127 |  | 0 | 0 | 0.92 | 0 | False | 0 | 0 | 0 | 0 | 0 | 0 | 0 | 0 | 0 | 0 | 0 | 0 | 0 | 15574.381978614943 | 0 | 0 | 0 | 0 | 0 | 0 | 0.001 | 1105.776489377906 | 2595.7303297691574 | OPTIMIZED | INSTALLED |  |  | node_1363879_064_15290569_348 | BN | 8101202
evchargingstation_load_220348128 |  | 0 | 0 | 0.92 | 0 | False | 0 | 0 | 0 | 0 | 0 | 0 | 0 | 0 | 0 | 0 | 0 | 0 | 0 | 15574.381978614943 | 0 | 0 | 0 | 0 | 0 | 0 | 0.001 | 1105.776489377906 | 2595.7303297691574 | OPTIMIZED | INSTALLED |  |  | node_1363839_819_15290565_521 | CN | 8101202
evchargingstation_load_220348130 |  | 0 | 0 | 0.92 | 0 | False | 0 | 0 | 0 | 0 | 0 | 0 | 0 | 0 | 0 | 0 | 0 | 0 | 0 | 650.1342050788467 | 0 | 0 | 0 | 0 | 0 | 0 | 0.001 | 46.159318568929805 | 108.35570084647443 | OPTIMIZED | INSTALLED |  |  | node_1365150_098_15290979_595 | AN | 8101202
evchargingstation_load_220348133 |  | 0 | 0 | 0.92 | 0 | False | 0 | 0 | 0 | 0 | 0 | 0 | 0 | 0 | 0 | 0 | 0 | 0 | 0 | 1515.7198618407992 | 0 | 0 | 0 | 0 | 0 | 0 | 0.001 | 107.61565520874875 | 252.61997697346652 | OPTIMIZED | INSTALLED |  |  | node_1365897_778_15291074_856 | AN | 8101202
evchargingstation_load_220348235 |  | 0 | 0 | 0.92 | 0 | False | 0 | 0 | 0 | 0 | 0 | 0 | 0 | 0 | 0 | 0 | 0 | 0 | 0 | 4974.282638859082 | 0 | 0 | 0 | 0 | 0 | 0 | 0.001 | 353.17260616696956 | 829.0471064765136 | OPTIMIZED | INSTALLED |  |  | node_1362556_59_15290067_666 | AN | 8101202
evchargingstation_load_220348236 |  | 0 | 0 | 0.92 | 0 | False | 0 | 0 | 0 | 0 | 0 | 0 | 0 | 0 | 0 | 0 | 0 | 0 | 0 | 9738.78360107935 | 0 | 0 | 0 | 0 | 0 | 0 | 0.001 | 691.4507220422361 | 1623.1306001798916 | OPTIMIZED | INSTALLED |  |  | node_1362368_268_15289843_35 | AN | 8101202
evchargingstation_load_220348237 |  | 0 | 0 | 0.92 | 0 | False | 0 | 0 | 0 | 0 | 0 | 0 | 0 | 0 | 0 | 0 | 0 | 0 | 0 | 3027.65987365207 | 0 | 0 | 0 | 0 | 0 | 0 | 0.001 | 214.96295856470667 | 504.6099789420117 | OPTIMIZED | INSTALLED |  |  | node_1362104_126_15289601_102 | AN | 8101202
evchargingstation_load_220348337 |  | 0 | 0 | 0.92 | 0 | False | 0 | 0 | 0 | 0 | 0 | 0 | 0 | 0 | 0 | 0 | 0 | 0 | 0 | 0 | 0 | 0 | 0 | 0 | 0 | 0 | 0.001 | 0 | 0 | OPTIMIZED | INSTALLED |  |  | node_1367469_312_15291353_049 | AN | 8101202
evchargingstation_load_220348338 |  | 0 | 0 | 0.92 | 0 | False | 0 | 0 | 0 | 0 | 0 | 0 | 0 | 0 | 0 | 0 | 0 | 0 | 0 | 2012.420242106438 | 0 | 0 | 0 | 0 | 0 | 0 | 0.001 | 142.88121850160434 | 335.40337368440635 | OPTIMIZED | INSTALLED |  |  | node_1367082_451_15291186_549 | AN | 8101202
evchargingstation_load_220348339 |  | 0 | 0 | 0.92 | 0 | False | 0 | 0 | 0 | 0 | 0 | 0 | 0 | 0 | 0 | 0 | 0 | 0 | 0 | 2012.420242106438 | 0 | 0 | 0 | 0 | 0 | 0 | 0.001 | 142.88121850160434 | 335.40337368440635 | OPTIMIZED | INSTALLED |  |  | node_1367101_168_15291195_533 | BN | 8101202
evchargingstation_load_220348340 |  | 0 | 0 | 0.92 | 0 | False | 0 | 0 | 0 | 0 | 0 | 0 | 0 | 0 | 0 | 0 | 0 | 0 | 0 | 2012.420242106438 | 0 | 0 | 0 | 0 | 0 | 0 | 0.001 | 142.88121850160434 | 335.40337368440635 | OPTIMIZED | INSTALLED |  |  | node_1367062_673_15291184_36 | CN | 8101202
evchargingstation_load_220348341 |  | 0 | 0 | 0.92 | 0 | False | 0 | 0 | 0 | 0 | 0 | 0 | 0 | 0 | 0 | 0 | 0 | 0 | 0 | 0 | 0 | 0 | 0 | 0 | 0 | 0 | 0.001 | 0 | 0 | OPTIMIZED | INSTALLED |  |  | node_1366539_772_15291184_554 | AN | 8101202
evchargingstation_load_220348474 |  | 0 | 0 | 0.92 | 0 | False | 0 | 0 | 0 | 0 | 0 | 0 | 0 | 0 | 0 | 0 | 0 | 0 | 0 | 7090.998655394862 | 0 | 0 | 0 | 0 | 0 | 0 | 0.001 | 503.45878711704637 | 1181.833109232477 | OPTIMIZED | INSTALLED |  |  | node_1362079_244_15289933_003 | AN | 8101202
evchargingstation_load_220348508 |  | 0 | 0 | 0.92 | 0 | False | 0 | 0 | 0 | 0 | 0 | 0 | 0 | 0 | 0 | 0 | 0 | 0 | 0 | 2118.605941550544 | 0 | 0 | 0 | 0 | 0 | 0 | 0.001 | 150.42040062473652 | 353.10099025842396 | OPTIMIZED | INSTALLED |  |  | node_1363923_35_15290256_646 | AN | 8101202
evchargingstation_load_220348509 |  | 0 | 0 | 0.92 | 0 | False | 0 | 0 | 0 | 0 | 0 | 0 | 0 | 0 | 0 | 0 | 0 | 0 | 0 | 5250.211691014639 | 0 | 0 | 0 | 0 | 0 | 0 | 0.001 | 372.76347262383274 | 875.0352818357732 | OPTIMIZED | INSTALLED |  |  | node_1363611_573_15290203_218 | AN | 8101202
evchargingstation_load_220348510 |  | 0 | 0 | 0.92 | 0 | False | 0 | 0 | 0 | 0 | 0 | 0 | 0 | 0 | 0 | 0 | 0 | 0 | 0 | 262.4895853839012 | 0 | 0 | 0 | 0 | 0 | 0 | 0.001 | 18.636673065728523 | 43.7482642306502 | OPTIMIZED | INSTALLED |  |  | node_1362943_766_15290175_053 | AN | 8101202
evchargingstation_load_220348511 |  | 0 | 0 | 0.92 | 0 | False | 0 | 0 | 0 | 0 | 0 | 0 | 0 | 0 | 0 | 0 | 0 | 0 | 0 | 3171.2941747741406 | 0 | 0 | 0 | 0 | 0 | 0 | 0.001 | 225.16094144645663 | 528.5490291290234 | OPTIMIZED | INSTALLED |  |  | node_1364692_672_15290724_955 | AN | 8101202
evchargingstation_load_220348512 |  | 0 | 0 | 0.92 | 0 | False | 0 | 0 | 0 | 0 | 0 | 0 | 0 | 0 | 0 | 0 | 0 | 0 | 0 | 391.2144780561664 | 0 | 0 | 0 | 0 | 0 | 0 | 0.001 | 27.77612294615366 | 65.20241300936107 | OPTIMIZED | INSTALLED |  |  | node_1364857_064_15290277_158 | AN | 8101202
evchargingstation_load_220348513 |  | 0 | 0 | 0.92 | 0 | False | 0 | 0 | 0 | 0 | 0 | 0 | 0 | 0 | 0 | 0 | 0 | 0 | 0 | 4981.842338918138 | 0 | 0 | 0 | 0 | 0 | 0 | 0.001 | 353.7093098725511 | 830.3070564863564 | OPTIMIZED | INSTALLED |  |  | node_1364378_957_15290308_808 | AN | 8101202
evchargingstation_load_220348553 |  | 0 | 0 | 0.92 | 0 | False | 0 | 0 | 0 | 0 | 0 | 0 | 0 | 0 | 0 | 0 | 0 | 0 | 0 | 8281.651414696236 | 0 | 0 | 0 | 0 | 0 | 0 | 0.001 | 587.9947830413303 | 1380.2752357827062 | OPTIMIZED | INSTALLED |  |  | node_1364150_884_15289894_51 | AN | 8101202
evchargingstation_load_220348554 |  | 0 | 0 | 0.92 | 0 | False | 0 | 0 | 0 | 0 | 0 | 0 | 0 | 0 | 0 | 0 | 0 | 0 | 0 | 11479.404539677076 | 0 | 0 | 0 | 0 | 0 | 0 | 0.001 | 815.0343187021152 | 1913.2340899461794 | OPTIMIZED | INSTALLED |  |  | node_1364070_478_15289575_528 | AN | 8101202
evchargingstation_load_220348555 |  | 0 | 0 | 0.92 | 0 | False | 0 | 0 | 0 | 0 | 0 | 0 | 0 | 0 | 0 | 0 | 0 | 0 | 0 | 13673.60748181818 | 0 | 0 | 0 | 0 | 0 | 0 | 0.001 | 970.8220626205174 | 2278.93458030303 | OPTIMIZED | INSTALLED |  |  | node_1364334_026_15288864_851 | AN | 8101202
evchargingstation_load_220348556 |  | 0 | 0 | 0.92 | 0 | False | 0 | 0 | 0 | 0 | 0 | 0 | 0 | 0 | 0 | 0 | 0 | 0 | 0 | 3337.607576073381 | 0 | 0 | 0 | 0 | 0 | 0 | 0.001 | 236.96916668974413 | 556.2679293455635 | OPTIMIZED | INSTALLED |  |  | node_1364789_666_15288796_954 | AN | 8101202
evchargingstation_load_220348557 |  | 0 | 0 | 0.92 | 0 | False | 0 | 0 | 0 | 0 | 0 | 0 | 0 | 0 | 0 | 0 | 0 | 0 | 0 | 566.9775044292267 | 0 | 0 | 0 | 0 | 0 | 0 | 0.001 | 40.25522782141817 | 94.49625073820444 | OPTIMIZED | INSTALLED |  |  | node_1364971_255_15288695_311 | AN | 8101202
evchargingstation_load_220348558 |  | 0 | 0 | 0.92 | 0 | False | 0 | 0 | 0 | 0 | 0 | 0 | 0 | 0 | 0 | 0 | 0 | 0 | 0 | 10574.130457605075 | 0 | 0 | 0 | 0 | 0 | 0 | 0.001 | 750.7601126149359 | 1762.3550762675127 | OPTIMIZED | INSTALLED |  |  | node_1364992_23_15288333_627 | AN | 8101202
evchargingstation_load_220348559 |  | 0 | 0 | 0.92 | 0 | False | 0 | 0 | 0 | 0 | 0 | 0 | 0 | 0 | 0 | 0 | 0 | 0 | 0 | 8385.597290508262 | 0 | 0 | 0 | 0 | 0 | 0 | 0.001 | 595.3748964757198 | 1397.5995484180437 | OPTIMIZED | INSTALLED |  |  | node_1364581_363_15289960_273 | AN | 8101202
evchargingstation_load_220348560 |  | 0 | 0 | 0.92 | 0 | False | 0 | 0 | 0 | 0 | 0 | 0 | 0 | 0 | 0 | 0 | 0 | 0 | 0 | 9589.479524912987 | 0 | 0 | 0 | 0 | 0 | 0 | 0.001 | 680.8502113812999 | 1598.246587485498 | OPTIMIZED | INSTALLED |  |  | node_1364843_437_15289579_63 | AN | 8101202
evchargingstation_load_220348561 |  | 0 | 0 | 0.92 | 0 | False | 0 | 0 | 0 | 0 | 0 | 0 | 0 | 0 | 0 | 0 | 0 | 0 | 0 | 10638.387908107057 | 0 | 0 | 0 | 0 | 0 | 0 | 0.001 | 755.3224003502293 | 1773.0646513511763 | OPTIMIZED | INSTALLED |  |  | node_1364949_708_15289181_734 | AN | 8101202
evchargingstation_load_220348626 |  | 0 | 0 | 0.92 | 0 | False | 0 | 0 | 0 | 0 | 0 | 0 | 0 | 0 | 0 | 0 | 0 | 0 | 0 | 27124.2038118942 | 0 | 0 | 0 | 0 | 0 | 0 | 0.001 | 1925.8104034645642 | 4520.7006353157 | OPTIMIZED | INSTALLED |  |  | node_1364530_698_15289597_131 | AN | 8101202
evchargingstation_load_220348750 |  | 0 | 0 | 0.92 | 0 | False | 0 | 0 | 0 | 0 | 0 | 0 | 0 | 0 | 0 | 0 | 0 | 0 | 0 | 1312.4479269195062 | 0 | 0 | 0 | 0 | 0 | 0 | 0.001 | 93.18340907690686 | 218.74132115325102 | OPTIMIZED | INSTALLED |  |  | node_1366840_065_15290638_738 | AN | 8101202
evchargingstation_load_220348764 |  | 0 | 0 | 0.92 | 0 | False | 0 | 0 | 0 | 0 | 0 | 0 | 0 | 0 | 0 | 0 | 0 | 0 | 0 | 3360.2866762505505 | 0 | 0 | 0 | 0 | 0 | 0 | 0.001 | 238.57936530301743 | 560.0477793750917 | OPTIMIZED | INSTALLED |  |  | node_1358727_394_15289053_809 | AN | 8101202
evchargingstation_load_220348765 |  | 0 | 0 | 0.92 | 0 | False | 0 | 0 | 0 | 0 | 0 | 0 | 0 | 0 | 0 | 0 | 0 | 0 | 0 | 12112.529419623046 | 0 | 0 | 0 | 0 | 0 | 0 | 0.001 | 859.9859664369579 | 2018.7549032705076 | OPTIMIZED | INSTALLED |  |  | node_1359283_009_15289282_629 | AN | 8101202
evchargingstation_load_220348766 |  | 0 | 0 | 0.92 | 0 | False | 0 | 0 | 0 | 0 | 0 | 0 | 0 | 0 | 0 | 0 | 0 | 0 | 0 | 10337.889830759566 | 0 | 0 | 0 | 0 | 0 | 0 | 0.001 | 733.987115605433 | 1722.9816384599278 | OPTIMIZED | INSTALLED |  |  | node_1359752_16_15289407_723 | AN | 8101202
evchargingstation_load_220348767 |  | 0 | 0 | 0.92 | 0 | False | 0 | 0 | 0 | 0 | 0 | 0 | 0 | 0 | 0 | 0 | 0 | 0 | 0 | 18757.50577153358 | 0 | 0 | 0 | 0 | 0 | 0 | 0.001 | 1331.777353749327 | 3126.2509619222633 | OPTIMIZED | INSTALLED |  |  | node_1358353_858_15288728_515 | AN | 8101202
evchargingstation_load_220348768 |  | 0 | 0 | 0.92 | 0 | False | 0 | 0 | 0 | 0 | 0 | 0 | 0 | 0 | 0 | 0 | 0 | 0 | 0 | 10950.225535543132 | 0 | 0 | 0 | 0 | 0 | 0 | 0.001 | 777.4627406533978 | 1825.0375892571885 | OPTIMIZED | INSTALLED |  |  | node_1358659_213_15288774_624 | AN | 8101202
evchargingstation_load_220348769 |  | 0 | 0 | 0.92 | 0 | False | 0 | 0 | 0 | 0 | 0 | 0 | 0 | 0 | 0 | 0 | 0 | 0 | 0 | 13546.98250582899 | 0 | 0 | 0 | 0 | 0 | 0 | 0.001 | 961.8317505728547 | 2257.830417638165 | OPTIMIZED | INSTALLED |  |  | node_1358944_63_15288931_285 | AN | 8101202
evchargingstation_load_220348793 |  | 0 | 0 | 0.92 | 0 | False | 0 | 0 | 0 | 0 | 0 | 0 | 0 | 0 | 0 | 0 | 0 | 0 | 0 | 17158.62920904316 | 0 | 0 | 0 | 0 | 0 | 0 | 0.001 | 1218.2575640448024 | 2859.771534840527 | OPTIMIZED | INSTALLED |  |  | node_1359279_736_15288317_375 | AN | 8101202
evchargingstation_load_220348794 |  | 0 | 0 | 0.92 | 0 | False | 0 | 0 | 0 | 0 | 0 | 0 | 0 | 0 | 0 | 0 | 0 | 0 | 0 | 5093.347914789219 | 0 | 0 | 0 | 0 | 0 | 0 | 0.001 | 361.62617076078647 | 848.8913191315365 | OPTIMIZED | INSTALLED |  |  | node_1359088_672_15287767_953 | AN | 8101202
evchargingstation_load_220348794-L-1 |  | 0 | 0 | 0.92 | 0 | False | 0 | 0 | 0 | 0 | 0 | 0 | 0 | 0 | 0 | 0 | 0 | 0 | 0 | 0 | 0 | 0 | 0 | 0 | 0 | 0 | 0.001 | 0 | 0 | OPTIMIZED | INSTALLED |  |  | node_1359088_672_15287767_953 | AN | 8101202
evchargingstation_load_220348795 |  | 0 | 0 | 0.92 | 0 | False | 0 | 0 | 0 | 0 | 0 | 0 | 0 | 0 | 0 | 0 | 0 | 0 | 0 | 10366.238705981028 | 0 | 0 | 0 | 0 | 0 | 0 | 0.001 | 735.9998857461568 | 1727.706450996838 | OPTIMIZED | INSTALLED |  |  | node_1359475_774_15287757_38 | AN | 8101202
evchargingstation_load_220348796 |  | 0 | 0 | 0.92 | 0 | False | 0 | 0 | 0 | 0 | 0 | 0 | 0 | 0 | 0 | 0 | 0 | 0 | 0 | 6138.47644795376 | 0 | 0 | 0 | 0 | 0 | 0 | 0.001 | 435.83000787692504 | 1023.0794079922933 | OPTIMIZED | INSTALLED |  |  | node_1359792_772_15287980_434 | AN | 8101202
evchargingstation_load_220348797 |  | 0 | 0 | 0.92 | 0 | False | 0 | 0 | 0 | 0 | 0 | 0 | 0 | 0 | 0 | 0 | 0 | 0 | 0 | 3420.764276723001 | 0 | 0 | 0 | 0 | 0 | 0 | 0.001 | 242.87325743725575 | 570.1273794538334 | OPTIMIZED | INSTALLED |  |  | node_1359969_985_15288153_957 | AN | 8101202
evchargingstation_load_220348798 |  | 0 | 0 | 0.92 | 0 | False | 0 | 0 | 0 | 0 | 0 | 0 | 0 | 0 | 0 | 0 | 0 | 0 | 0 | 9752.013076182697 | 0 | 0 | 0 | 0 | 0 | 0 | 0.001 | 692.3900410235323 | 1625.3355126971162 | OPTIMIZED | INSTALLED |  |  | node_1358982_857_15287618_064 | AN | 8101202
evchargingstation_load_220348799 |  | 0 | 0 | 0.92 | 0 | False | 0 | 0 | 0 | 0 | 0 | 0 | 0 | 0 | 0 | 0 | 0 | 0 | 0 | 7376.377332624238 | 0 | 0 | 0 | 0 | 0 | 0 | 0.001 | 523.7205769541508 | 1229.3962221040397 | OPTIMIZED | INSTALLED |  |  | node_1359350_079_15288916_319 | AN | 8101202
evchargingstation_load_220348800 |  | 0 | 0 | 0.92 | 0 | False | 0 | 0 | 0 | 0 | 0 | 0 | 0 | 0 | 0 | 0 | 0 | 0 | 0 | 10135.667854179808 | 0 | 0 | 0 | 0 | 0 | 0 | 0.001 | 719.6294165158401 | 1689.2779756966347 | OPTIMIZED | INSTALLED |  |  | node_1359777_942_15289089_09 | AN | 8101202
evchargingstation_load_220348801 |  | 0 | 0 | 0.92 | 0 | False | 0 | 0 | 0 | 0 | 0 | 0 | 0 | 0 | 0 | 0 | 0 | 0 | 0 | 12207.02567036125 | 0 | 0 | 0 | 0 | 0 | 0 | 0.001 | 866.6952002393704 | 2034.5042783935417 | OPTIMIZED | INSTALLED |  |  | node_1358828_19_15288436_941 | AN | 8101202
evchargingstation_load_220348802 |  | 0 | 0 | 0.92 | 0 | False | 0 | 0 | 0 | 0 | 0 | 0 | 0 | 0 | 0 | 0 | 0 | 0 | 0 | 5388.176217092418 | 0 | 0 | 0 | 0 | 0 | 0 | 0.001 | 382.5589277263964 | 898.0293695154029 | OPTIMIZED | INSTALLED |  |  | node_1359561_809_15288522_737 | AN | 8101202
evchargingstation_load_220348803 |  | 0 | 0 | 0.92 | 0 | False | 0 | 0 | 0 | 0 | 0 | 0 | 0 | 0 | 0 | 0 | 0 | 0 | 0 | 6597.728226541434 | 0 | 0 | 0 | 0 | 0 | 0 | 0.001 | 468.43672666289854 | 1099.621371090239 | OPTIMIZED | INSTALLED |  |  | node_1359617_257_15288680_167 | AN | 8101202
evchargingstation_load_220348874 |  | 0 | 0 | 0.92 | 0 | False | 0 | 0 | 0 | 0 | 0 | 0 | 0 | 0 | 0 | 0 | 0 | 0 | 0 | 12507.52374770874 | 0 | 0 | 0 | 0 | 0 | 0 | 0.001 | 888.0304849841666 | 2084.58729128479 | OPTIMIZED | INSTALLED |  |  | node_1359101_445_15287960_851 | AN | 8101202
evchargingstation_load_220348876 |  | 0 | 0 | 0.92 | 0 | False | 0 | 0 | 0 | 0 | 0 | 0 | 0 | 0 | 0 | 0 | 0 | 0 | 0 | 1406.104210984482 | 0 | 0 | 0 | 0 | 0 | 0 | 0.001 | 99.83297024690876 | 234.35070183074703 | OPTIMIZED | INSTALLED |  |  | node_1358026_179_15288310_012 | AN | 8101202
evchargingstation_load_220348877 |  | 0 | 0 | 0.92 | 0 | False | 0 | 0 | 0 | 0 | 0 | 0 | 0 | 0 | 0 | 0 | 0 | 0 | 0 | 13660.378006714835 | 0 | 0 | 0 | 0 | 0 | 0 | 0.001 | 969.8827873874855 | 2276.7296677858058 | OPTIMIZED | INSTALLED |  |  | node_1357982_158_15288162_745 | AN | 8101202
evchargingstation_load_220348878 |  | 0 | 0 | 0.92 | 0 | False | 0 | 0 | 0 | 0 | 0 | 0 | 0 | 0 | 0 | 0 | 0 | 0 | 0 | 16493.375603846205 | 0 | 0 | 0 | 0 | 0 | 0 | 0.001 | 1171.024750568181 | 2748.8959339743674 | OPTIMIZED | INSTALLED |  |  | node_1358505_499_15288074_898 | AN | 8101202
evchargingstation_load_220348879 |  | 0 | 0 | 0.92 | 0 | False | 0 | 0 | 0 | 0 | 0 | 0 | 0 | 0 | 0 | 0 | 0 | 0 | 0 | 10678.0763334171 | 0 | 0 | 0 | 0 | 0 | 0 | 0.001 | 758.1402260493253 | 1779.6793889028502 | OPTIMIZED | INSTALLED |  |  | node_1358345_066_15287662_224 | AN | 8101202
evchargingstation_load_220348995 |  | 0 | 0 | 0.92 | 0 | False | 0 | 0 | 0 | 0 | 0 | 0 | 0 | 0 | 0 | 0 | 0 | 0 | 0 | 8287.32118974053 | 0 | 0 | 0 | 0 | 0 | 0 | 0.001 | 588.3973545687807 | 1381.2201982900883 | OPTIMIZED | INSTALLED |  |  | node_1363327_128_15289983_842 | AN | 8101202
evchargingstation_load_220348996 |  | 0 | 0 | 0.92 | 0 | False | 0 | 0 | 0 | 0 | 0 | 0 | 0 | 0 | 0 | 0 | 0 | 0 | 0 | 9058.410595764277 | 0 | 0 | 0 | 0 | 0 | 0 | 0.001 | 643.144457406187 | 1509.7350992940462 | OPTIMIZED | INSTALLED |  |  | node_1363029_003_15289721_864 | AN | 8101202
evchargingstation_load_220349016 |  | 0 | 0 | 0.92 | 0 | False | 0 | 0 | 0 | 0 | 0 | 0 | 0 | 0 | 0 | 0 | 0 | 0 | 0 | 1137.454782500377 | 0 | 0 | 0 | 0 | 0 | 0 | 0.001 | 80.75894578366643 | 189.57579708339614 | OPTIMIZED | INSTALLED |  |  | node_1364082_137_15291034_509 | AN | 8101202
evchargingstation_load_220349017 |  | 0 | 0 | 0.92 | 0 | False | 0 | 0 | 0 | 0 | 0 | 0 | 0 | 0 | 0 | 0 | 0 | 0 | 0 | 1137.454782500377 | 0 | 0 | 0 | 0 | 0 | 0 | 0.001 | 80.75894578366643 | 189.57579708339614 | OPTIMIZED | INSTALLED |  |  | node_1364063_593_15291024_883 | BN | 8101202
evchargingstation_load_220349018 |  | 0 | 0 | 0.92 | 0 | False | 0 | 0 | 0 | 0 | 0 | 0 | 0 | 0 | 0 | 0 | 0 | 0 | 0 | 1137.454782500377 | 0 | 0 | 0 | 0 | 0 | 0 | 0.001 | 80.75894578366643 | 189.57579708339614 | OPTIMIZED | INSTALLED |  |  | node_1364101_87_15291037_382 | CN | 8101202
evchargingstation_load_220349019 |  | 0 | 0 | 0.92 | 0 | False | 0 | 0 | 0 | 0 | 0 | 0 | 0 | 0 | 0 | 0 | 0 | 0 | 0 | 3412.3646099907155 | 0 | 0 | 0 | 0 | 0 | 0 | 0.001 | 242.2768810992635 | 568.7274349984526 | OPTIMIZED | INSTALLED |  |  | node_1363946_693_15290945_955 | AN | 8101202
evchargingstation_load_220349026 |  | 0 | 0 | 0.92 | 0 | False | 0 | 0 | 0 | 0 | 0 | 0 | 0 | 0 | 0 | 0 | 0 | 0 | 0 | 8137.177146900937 | 0 | 0 | 0 | 0 | 0 | 0 | 0.001 | 577.7371712754339 | 1356.1961911501562 | OPTIMIZED | INSTALLED |  |  | node_1362885_912_15290786_383 | AN | 8101202
evchargingstation_load_220349029 |  | 0 | 0 | 0.92 | 0 | False | 0 | 0 | 0 | 0 | 0 | 0 | 0 | 0 | 0 | 0 | 0 | 0 | 0 | 13233.25495337815 | 0 | 0 | 0 | 0 | 0 | 0 | 0.001 | 939.5571468467622 | 2205.5424922296916 | OPTIMIZED | INSTALLED |  |  | node_1366008_868_15290487_665 | AN | 8101202
evchargingstation_load_220349037 |  | 0 | 0 | 0.92 | 0 | False | 0 | 0 | 0 | 0 | 0 | 0 | 0 | 0 | 0 | 0 | 0 | 0 | 0 | 646.3543550493183 | 0 | 0 | 0 | 0 | 0 | 0 | 0.001 | 45.89096671613899 | 107.72572584155306 | OPTIMIZED | INSTALLED |  |  | node_1366280_924_15290509_465 | AN | 8101202
evchargingstation_load_220349040 |  | 0 | 0 | 0.92 | 0 | False | 0 | 0 | 0 | 0 | 0 | 0 | 0 | 0 | 0 | 0 | 0 | 0 | 0 | 12069.06114428347 | 0 | 0 | 0 | 0 | 0 | 0 | 0.001 | 856.8997451368067 | 2011.5101907139117 | OPTIMIZED | INSTALLED |  |  | node_1367425_663_15290891_647 | AN | 8101202
evchargingstation_load_220349057 |  | 0 | 0 | 0.92 | 0 | False | 0 | 0 | 0 | 0 | 0 | 0 | 0 | 0 | 0 | 0 | 0 | 0 | 0 | 11375.45866386505 | 0 | 0 | 0 | 0 | 0 | 0 | 0.001 | 807.6541615194615 | 1895.909777310842 | OPTIMIZED | INSTALLED |  |  | node_1366581_557_15289769_406 | AN | 8101202
evchargingstation_load_220349068 |  | 0 | 0 | 0.92 | 0 | False | 0 | 0 | 0 | 0 | 0 | 0 | 0 | 0 | 0 | 0 | 0 | 0 | 0 | 12564.22149815166 | 0 | 0 | 0 | 0 | 0 | 0 | 0.001 | 892.0559815173499 | 2094.03691635861 | OPTIMIZED | INSTALLED |  |  | node_1363200_106_15289522_287 | AN | 8101202
evchargingstation_load_220349069 |  | 0 | 0 | 0.92 | 0 | False | 0 | 0 | 0 | 0 | 0 | 0 | 0 | 0 | 0 | 0 | 0 | 0 | 0 | 6335.028649489226 | 0 | 0 | 0 | 0 | 0 | 0 | 0.001 | 449.7851354390674 | 1055.8381082482044 | OPTIMIZED | INSTALLED |  |  | node_1363364_381_15289491_9 | AN | 8101202
evchargingstation_load_220349077 |  | 0 | 0 | 0.92 | 0 | False | 0 | 0 | 0 | 0 | 0 | 0 | 0 | 0 | 0 | 0 | 0 | 0 | 0 | 9175.58594667965 | 0 | 0 | 0 | 0 | 0 | 0 | 0.001 | 651.4638898218728 | 1529.2643244466085 | OPTIMIZED | INSTALLED |  |  | node_1362886_6_15290075_998 | AN | 8101202
evchargingstation_load_220349078 |  | 0 | 0 | 0.92 | 0 | False | 0 | 0 | 0 | 0 | 0 | 0 | 0 | 0 | 0 | 0 | 0 | 0 | 0 | 7285.660931915561 | 0 | 0 | 0 | 0 | 0 | 0 | 0.001 | 517.2797387527934 | 1214.276821985927 | OPTIMIZED | INSTALLED |  |  | node_1362857_301_15289480_65 | AN | 8101202
evchargingstation_load_220349079 |  | 0 | 0 | 0.92 | 0 | False | 0 | 0 | 0 | 0 | 0 | 0 | 0 | 0 | 0 | 0 | 0 | 0 | 0 | 787.4687561517037 | 0 | 0 | 0 | 0 | 0 | 0 | 0.001 | 55.9100629454498 | 131.2447926919506 | OPTIMIZED | INSTALLED |  |  | node_1363314_614_15290617_731 | AN | 8101202
evchargingstation_load_220349080 |  | 0 | 0 | 0.92 | 0 | False | 0 | 0 | 0 | 0 | 0 | 0 | 0 | 0 | 0 | 0 | 0 | 0 | 0 | 2624.8958538390125 | 0 | 0 | 0 | 0 | 0 | 0 | 0.001 | 186.3668181538137 | 437.48264230650204 | OPTIMIZED | INSTALLED |  |  | node_1363288_22_15290503_692 | AN | 8101202
evchargingstation_load_220349081 |  | 0 | 0 | 0.92 | 0 | False | 0 | 0 | 0 | 0 | 0 | 0 | 0 | 0 | 0 | 0 | 0 | 0 | 0 | 2799.8889982581413 | 0 | 0 | 0 | 0 | 0 | 0 | 0.001 | 198.79128144705416 | 466.64816637635687 | OPTIMIZED | INSTALLED |  |  | node_1363498_488_15290306_597 | AN | 8101202
evchargingstation_load_220349082 |  | 0 | 0 | 0.92 | 0 | False | 0 | 0 | 0 | 0 | 0 | 0 | 0 | 0 | 0 | 0 | 0 | 0 | 0 | 2799.8889982581413 | 0 | 0 | 0 | 0 | 0 | 0 | 0.001 | 198.79128144705416 | 466.64816637635687 | OPTIMIZED | INSTALLED |  |  | node_1363502_257_15290332_776 | BN | 8101202
evchargingstation_load_220349083 |  | 0 | 0 | 0.92 | 0 | False | 0 | 0 | 0 | 0 | 0 | 0 | 0 | 0 | 0 | 0 | 0 | 0 | 0 | 2799.8889982581413 | 0 | 0 | 0 | 0 | 0 | 0 | 0.001 | 198.79128144705416 | 466.64816637635687 | OPTIMIZED | INSTALLED |  |  | node_1363489_808_15290282_572 | CN | 8101202
evchargingstation_load_220349093 |  | 0 | 0 | 0.92 | 0 | False | 0 | 0 | 0 | 0 | 0 | 0 | 0 | 0 | 0 | 0 | 0 | 0 | 0 | 10371.90848102532 | 0 | 0 | 0 | 0 | 0 | 0 | 0.001 | 736.402413525343 | 1728.65141350422 | OPTIMIZED | INSTALLED |  |  | node_1364638_333_15288523_519 | AN | 8101202
evchargingstation_load_220349094 |  | 0 | 0 | 0.92 | 0 | False | 0 | 0 | 0 | 0 | 0 | 0 | 0 | 0 | 0 | 0 | 0 | 0 | 0 | 14667.708039584091 | 0 | 0 | 0 | 0 | 0 | 0 | 0.001 | 1041.402930982659 | 2444.6180065973485 | OPTIMIZED | INSTALLED |  |  | node_1364189_772_15288682_03 | AN | 8101202
evchargingstation_load_220349096 |  | 0 | 0 | 0.92 | 0 | False | 0 | 0 | 0 | 0 | 0 | 0 | 0 | 0 | 0 | 0 | 0 | 0 | 0 | 7393.386657757116 | 0 | 0 | 0 | 0 | 0 | 0 | 0.001 | 524.928247788238 | 1232.231109626186 | OPTIMIZED | INSTALLED |  |  | node_1364361_669_15288156_23 | AN | 8101202
evchargingstation_load_220349097 |  | 0 | 0 | 0.92 | 0 | False | 0 | 0 | 0 | 0 | 0 | 0 | 0 | 0 | 0 | 0 | 0 | 0 | 0 | 5189.734090542188 | 0 | 0 | 0 | 0 | 0 | 0 | 0.001 | 368.4695804895944 | 864.9556817570312 | OPTIMIZED | INSTALLED |  |  | node_1364779_445_15288200_687 | AN | 8101202
evchargingstation_load_220349158 |  | 0 | 0 | 0.92 | 0 | False | 0 | 0 | 0 | 0 | 0 | 0 | 0 | 0 | 0 | 0 | 0 | 0 | 0 | 1837.4270976873086 | 0 | 0 | 0 | 0 | 0 | 0 | 0.001 | 130.45679895662812 | 306.2378496145514 | OPTIMIZED | INSTALLED |  |  | node_1365153_321_15291210_311 | AN | 8101202
evchargingstation_load_220349159 |  | 0 | 0 | 0.92 | 0 | False | 0 | 0 | 0 | 0 | 0 | 0 | 0 | 0 | 0 | 0 | 0 | 0 | 0 | 524.9791707678024 | 0 | 0 | 0 | 0 | 0 | 0 | 0.001 | 37.273346131457046 | 87.4965284613004 | OPTIMIZED | INSTALLED |  |  | node_1365128_33_15291583_684 | AN | 8101202
evchargingstation_load_220349319 |  | 0 | 0 | 0.92 | 0 | False | 0 | 0 | 0 | 0 | 0 | 0 | 0 | 0 | 0 | 0 | 0 | 0 | 0 | 2004.265478157316 | 0 | 0 | 0 | 0 | 0 | 0 | 0.001 | 142.3022539727759 | 334.0442463595527 | OPTIMIZED | INSTALLED |  |  | node_1358894_054_15289345_025 | AN | 8101202
evchargingstation_load_220349320 |  | 0 | 0 | 0.92 | 0 | False | 0 | 0 | 0 | 0 | 0 | 0 | 0 | 0 | 0 | 0 | 0 | 0 | 0 | 2004.265478157316 | 0 | 0 | 0 | 0 | 0 | 0 | 0.001 | 142.3022539727759 | 334.0442463595527 | OPTIMIZED | INSTALLED |  |  | node_1358907_458_15289348_149 | AN | 8101202
evchargingstation_load_220349576 |  | 0 | 0 | 0.92 | 0 | False | 0 | 0 | 0 | 0 | 0 | 0 | 0 | 0 | 0 | 0 | 0 | 0 | 0 | 34.0186502657536 | 0 | 0 | 0 | 0 | 0 | 0 | 0.001 | 2.415297919909967 | 5.669775044292266 | OPTIMIZED | INSTALLED |  |  | node_1363090_146_15292195_736 | AN | 8101202
evchargingstation_load_220349577 |  | 0 | 0 | 0.92 | 0 | False | 0 | 0 | 0 | 0 | 0 | 0 | 0 | 0 | 0 | 0 | 0 | 0 | 0 | 9062.190445793805 | 0 | 0 | 0 | 0 | 0 | 0 | 0.001 | 643.4128092589779 | 1510.3650742989676 | OPTIMIZED | INSTALLED |  |  | node_1362599_941_15292227_223 | AN | 8101202
evchargingstation_load_220349578 |  | 0 | 0 | 0.92 | 0 | False | 0 | 0 | 0 | 0 | 0 | 0 | 0 | 0 | 0 | 0 | 0 | 0 | 0 | 731.4009807137024 | 0 | 0 | 0 | 0 | 0 | 0 | 0.001 | 51.92923339004602 | 121.90016345228373 | OPTIMIZED | INSTALLED |  |  | node_1362189_139_15292142_412 | AN | 8101202
evchargingstation_load_220349580 |  | 0 | 0 | 0.92 | 0 | False | 0 | 0 | 0 | 0 | 0 | 0 | 0 | 0 | 0 | 0 | 0 | 0 | 0 | 8090.768988205064 | 0 | 0 | 0 | 0 | 0 | 0 | 0.001 | 574.442183258374 | 1348.4614980341773 | OPTIMIZED | INSTALLED |  |  | node_1361723_085_15292249_811 | AN | 8101202
evchargingstation_load_220349581 |  | 0 | 0 | 0.92 | 0 | False | 0 | 0 | 0 | 0 | 0 | 0 | 0 | 0 | 0 | 0 | 0 | 0 | 0 | 12027.482793958661 | 0 | 0 | 0 | 0 | 0 | 0 | 0.001 | 853.947699763051 | 2004.5804656597768 | OPTIMIZED | INSTALLED |  |  | node_1361099_569_15292268_192 | AN | 8101202
evchargingstation_load_220350119 |  | 0 | 0 | 0.92 | 0 | False | 0 | 0 | 0 | 0 | 0 | 0 | 0 | 0 | 0 | 0 | 0 | 0 | 0 | 12222.145070479362 | 0 | 0 | 0 | 0 | 0 | 0 | 0.001 | 867.7686513987979 | 2037.024178413227 | OPTIMIZED | INSTALLED |  |  | node_1363412_339_15291606_493 | AN | 8101202
evchargingstation_load_220350120 |  | 0 | 0 | 0.92 | 0 | False | 0 | 0 | 0 | 0 | 0 | 0 | 0 | 0 | 0 | 0 | 0 | 0 | 0 | 7482.213133451028 | 0 | 0 | 0 | 0 | 0 | 0 | 0.001 | 531.2349100632001 | 1247.035522241838 | OPTIMIZED | INSTALLED |  |  | node_1363703_093_15291512_304 | AN | 8101202
evchargingstation_load_220350121 |  | 0 | 0 | 0.92 | 0 | False | 0 | 0 | 0 | 0 | 0 | 0 | 0 | 0 | 0 | 0 | 0 | 0 | 0 | 2099.9166830712097 | 0 | 0 | 0 | 0 | 0 | 0 | 0.001 | 149.09347202235665 | 349.9861138452016 | OPTIMIZED | INSTALLED |  |  | node_1362952_824_15291580_676 | AN | 8101202
evchargingstation_load_220350122 |  | 0 | 0 | 0.92 | 0 | False | 0 | 0 | 0 | 0 | 0 | 0 | 0 | 0 | 0 | 0 | 0 | 0 | 0 | 25861.73390203179 | 0 | 0 | 0 | 0 | 0 | 0 | 0.001 | 1836.1754160994055 | 4310.288983671965 | OPTIMIZED | INSTALLED |  |  | node_1362754_689_15291748_025 | AN | 8101202
evchargingstation_load_220350123 |  | 0 | 0 | 0.92 | 0 | False | 0 | 0 | 0 | 0 | 0 | 0 | 0 | 0 | 0 | 0 | 0 | 0 | 0 | 0 | 0 | 0 | 0 | 0 | 0 | 0 | 0.001 | 0 | 0 | OPTIMIZED | INSTALLED |  |  | node_1362789_513_15290951_676 | AN | 8101202
evchargingstation_load_220350124 |  | 0 | 0 | 0.92 | 0 | False | 0 | 0 | 0 | 0 | 0 | 0 | 0 | 0 | 0 | 0 | 0 | 0 | 0 | 0 | 0 | 0 | 0 | 0 | 0 | 0 | 0.001 | 0 | 0 | OPTIMIZED | INSTALLED |  |  | node_1362785_505_15290977_715 | BN | 8101202
evchargingstation_load_220350125 |  | 0 | 0 | 0.92 | 0 | False | 0 | 0 | 0 | 0 | 0 | 0 | 0 | 0 | 0 | 0 | 0 | 0 | 0 | 0 | 0 | 0 | 0 | 0 | 0 | 0 | 0.001 | 0 | 0 | OPTIMIZED | INSTALLED |  |  | node_1362788_357_15290925_083 | CN | 8101202
evchargingstation_load_220350126 |  | 0 | 0 | 0.92 | 0 | False | 0 | 0 | 0 | 0 | 0 | 0 | 0 | 0 | 0 | 0 | 0 | 0 | 0 | 15348.081044899165 | 0 | 0 | 0 | 0 | 0 | 0 | 0.001 | 1089.7091956187078 | 2558.013507483194 | OPTIMIZED | INSTALLED |  |  | node_1361660_001_15292453_792 | AN | 8101202
evchargingstation_load_220350127 |  | 0 | 0 | 0.92 | 0 | False | 0 | 0 | 0 | 0 | 0 | 0 | 0 | 0 | 0 | 0 | 0 | 0 | 0 | 10560.90098250173 | 0 | 0 | 0 | 0 | 0 | 0 | 0.001 | 749.8208373819037 | 1760.1501637502881 | OPTIMIZED | INSTALLED |  |  | node_1362953_826_15292401_551 | AN | 8101202
evchargingstation_load_220350128 |  | 0 | 0 | 0.92 | 0 | False | 0 | 0 | 0 | 0 | 0 | 0 | 0 | 0 | 0 | 0 | 0 | 0 | 0 | 10190.475679607967 | 0 | 0 | 0 | 0 | 0 | 0 | 0.001 | 723.5207371226281 | 1698.4126132679946 | OPTIMIZED | INSTALLED |  |  | node_1362395_163_15292429_776 | AN | 8101202
evchargingstation_load_220350130 |  | 0 | 0 | 0.92 | 0 | False | 0 | 0 | 0 | 0 | 0 | 0 | 0 | 0 | 0 | 0 | 0 | 0 | 0 | 10245.283505036125 | 0 | 0 | 0 | 0 | 0 | 0 | 0.001 | 727.4121014776803 | 1707.547250839354 | OPTIMIZED | INSTALLED |  |  | node_1362302_904_15291363_658 | AN | 8101202
evchargingstation_load_220350131 |  | 0 | 0 | 0.92 | 0 | False | 0 | 0 | 0 | 0 | 0 | 0 | 0 | 0 | 0 | 0 | 0 | 0 | 0 | 12214.585370420305 | 0 | 0 | 0 | 0 | 0 | 0 | 0.001 | 867.2319476932163 | 2035.7642284033843 | OPTIMIZED | INSTALLED |  |  | node_1362374_656_15291187_988 | AN | 8101202
evchargingstation_load_220350133 |  | 0 | 0 | 0.92 | 0 | False | 0 | 0 | 0 | 0 | 0 | 0 | 0 | 0 | 0 | 0 | 0 | 0 | 0 | 1906.9343398969654 | 0 | 0 | 0 | 0 | 0 | 0 | 0.001 | 135.3917781549024 | 317.8223899828276 | OPTIMIZED | INSTALLED |  |  | node_1362090_594_15292430_585 | AN | 8101202
evchargingstation_load_220350134 |  | 0 | 0 | 0.92 | 0 | False | 0 | 0 | 0 | 0 | 0 | 0 | 0 | 0 | 0 | 0 | 0 | 0 | 0 | 15535.183621360808 | 0 | 0 | 0 | 0 | 0 | 0 | 0.001 | 1102.993399800609 | 2589.1972702268013 | OPTIMIZED | INSTALLED |  |  | node_1362051_529_15291274_797 | AN | 8101202
evchargingstation_load_220350135 |  | 0 | 0 | 0.92 | 0 | False | 0 | 0 | 0 | 0 | 0 | 0 | 0 | 0 | 0 | 0 | 0 | 0 | 0 | 14399.338687487594 | 0 | 0 | 0 | 0 | 0 | 0 | 0.001 | 1022.3487682313774 | 2399.889781247932 | OPTIMIZED | INSTALLED |  |  | node_1362058_409_15291717_423 | AN | 8101202
evchargingstation_load_220350136 |  | 0 | 0 | 0.92 | 0 | False | 0 | 0 | 0 | 0 | 0 | 0 | 0 | 0 | 0 | 0 | 0 | 0 | 0 | 0 | 0 | 0 | 0 | 0 | 0 | 0 | 0.001 | 0 | 0 | OPTIMIZED | INSTALLED |  |  | node_1362080_41_15292263_45 | AN | 8101202
evchargingstation_load_220350137 |  | 0 | 0 | 0.92 | 0 | False | 0 | 0 | 0 | 0 | 0 | 0 | 0 | 0 | 0 | 0 | 0 | 0 | 0 | 11458.61536451467 | 0 | 0 | 0 | 0 | 0 | 0 | 0.001 | 813.5582960152373 | 1909.7692274191118 | OPTIMIZED | INSTALLED |  |  | node_1361213_854_15291931_314 | AN | 8101202
evchargingstation_load_220350138 |  | 0 | 0 | 0.92 | 0 | False | 0 | 0 | 0 | 0 | 0 | 0 | 0 | 0 | 0 | 0 | 0 | 0 | 0 | 10167.796579430798 | 0 | 0 | 0 | 0 | 0 | 0 | 0.001 | 721.9105385093548 | 1694.6327632384664 | OPTIMIZED | INSTALLED |  |  | node_1361239_573_15291512_968 | AN | 8101202
evchargingstation_load_220350139 |  | 0 | 0 | 0.92 | 0 | False | 0 | 0 | 0 | 0 | 0 | 0 | 0 | 0 | 0 | 0 | 0 | 0 | 0 | 9589.479524912987 | 0 | 0 | 0 | 0 | 0 | 0 | 0.001 | 680.8502113812999 | 1598.246587485498 | OPTIMIZED | INSTALLED |  |  | node_1361270_838_15291036_592 | AN | 8101202
evchargingstation_load_220350144 |  | 0 | 0 | 0.92 | 0 | False | 0 | 0 | 0 | 0 | 0 | 0 | 0 | 0 | 0 | 0 | 0 | 0 | 0 | 0 | 0 | 0 | 0 | 0 | 0 | 0 | 0.001 | 0 | 0 | OPTIMIZED | INSTALLED |  |  | node_1360832_195_15291957_516 | AN | 8101202
evchargingstation_load_220350145 |  | 0 | 0 | 0.92 | 0 | False | 0 | 0 | 0 | 0 | 0 | 0 | 0 | 0 | 0 | 0 | 0 | 0 | 0 | 87.49644096477196 | 0 | 0 | 0 | 0 | 0 | 0 | 0.001 | 6.212209772488098 | 14.582740160795327 | OPTIMIZED | INSTALLED |  |  | node_1360783_788_15291792_22 | AN | 8101202
evchargingstation_load_220350146 |  | 0 | 0 | 0.92 | 0 | False | 0 | 0 | 0 | 0 | 0 | 0 | 0 | 0 | 0 | 0 | 0 | 0 | 0 | 4939.6340135884075 | 0 | 0 | 0 | 0 | 0 | 0 | 0.001 | 350.71255377275156 | 823.2723355980679 | OPTIMIZED | INSTALLED |  |  | node_1360785_882_15291765_762 | BN | 8101202
evchargingstation_load_220350147 |  | 0 | 0 | 0.92 | 0 | False | 0 | 0 | 0 | 0 | 0 | 0 | 0 | 0 | 0 | 0 | 0 | 0 | 0 | 87.49644096477196 | 0 | 0 | 0 | 0 | 0 | 0 | 0.001 | 6.212209772488098 | 14.582740160795327 | OPTIMIZED | INSTALLED |  |  | node_1360786_87_15291818_553 | CN | 8101202
evchargingstation_load_220350148 |  | 0 | 0 | 0.92 | 0 | False | 0 | 0 | 0 | 0 | 0 | 0 | 0 | 0 | 0 | 0 | 0 | 0 | 0 | 9324.890022846015 | 0 | 0 | 0 | 0 | 0 | 0 | 0.001 | 662.0644004828091 | 1554.1483371410025 | OPTIMIZED | INSTALLED |  |  | node_1360815_159_15291258_751 | AN | 8101202
evchargingstation_load_220350149 |  | 0 | 0 | 0.92 | 0 | False | 0 | 0 | 0 | 0 | 0 | 0 | 0 | 0 | 0 | 0 | 0 | 0 | 0 | 12435.706597147702 | 0 | 0 | 0 | 0 | 0 | 0 | 0.001 | 882.9314497950274 | 2072.617766191284 | OPTIMIZED | INSTALLED |  |  | node_1360832_625_15290870_216 | AN | 8101202
evchargingstation_load_220350150 |  | 0 | 0 | 0.92 | 0 | False | 0 | 0 | 0 | 0 | 0 | 0 | 0 | 0 | 0 | 0 | 0 | 0 | 0 | 4419.589647025821 | 0 | 0 | 0 | 0 | 0 | 0 | 0.001 | 313.78954374125357 | 736.5982745043036 | OPTIMIZED | INSTALLED |  |  | node_1360688_667_15290870_472 | AN | 8101202
evchargingstation_load_220350151 |  | 0 | 0 | 0.92 | 0 | False | 0 | 0 | 0 | 0 | 0 | 0 | 0 | 0 | 0 | 0 | 0 | 0 | 0 | 4419.589647025821 | 0 | 0 | 0 | 0 | 0 | 0 | 0.001 | 313.78954374125357 | 736.5982745043036 | OPTIMIZED | INSTALLED |  |  | node_1360668_794_15290865_21 | AN | 8101202
evchargingstation_load_220350152 |  | 0 | 0 | 0.92 | 0 | False | 0 | 0 | 0 | 0 | 0 | 0 | 0 | 0 | 0 | 0 | 0 | 0 | 0 | 13947.646608958974 | 0 | 0 | 0 | 0 | 0 | 0 | 0.001 | 990.2787531509854 | 2324.607768159829 | OPTIMIZED | INSTALLED |  |  | node_1361608_691_15291899_409 | AN | 8101202
evchargingstation_load_220350153 |  | 0 | 0 | 0.92 | 0 | False | 0 | 0 | 0 | 0 | 0 | 0 | 0 | 0 | 0 | 0 | 0 | 0 | 0 | 28203.350995324497 | 0 | 0 | 0 | 0 | 0 | 0 | 0.001 | 2002.4295385006126 | 4700.55849922075 | OPTIMIZED | INSTALLED |  |  | node_1361601_125_15291476_872 | AN | 8101202
evchargingstation_load_220350154 |  | 0 | 0 | 0.92 | 0 | False | 0 | 0 | 0 | 0 | 0 | 0 | 0 | 0 | 0 | 0 | 0 | 0 | 0 | 11076.850511532324 | 0 | 0 | 0 | 0 | 0 | 0 | 0.001 | 786.4530964493248 | 1846.141751922054 | OPTIMIZED | INSTALLED |  |  | node_1361582_281_15290849_65 | AN | 8101202
evchargingstation_load_220431768 |  | 0 | 0 | 0.92 | 0 | False | 0 | 0 | 0 | 0 | 0 | 0 | 0 | 0 | 0 | 0 | 0 | 0 | 0 | 262.4895853839012 | 0 | 0 | 0 | 0 | 0 | 0 | 0.001 | 18.636673065728523 | 43.7482642306502 | OPTIMIZED | INSTALLED |  |  | node_1363267_005_15291963_806 | AN | 8101202
evchargingstation_load_220431788 |  | 0 | 0 | 0.92 | 0 | False | 0 | 0 | 0 | 0 | 0 | 0 | 0 | 0 | 0 | 0 | 0 | 0 | 0 | 262.4895853839012 | 0 | 0 | 0 | 0 | 0 | 0 | 0.001 | 18.636673065728523 | 43.7482642306502 | OPTIMIZED | INSTALLED |  |  | node_1363285_329_15291953_794 | BN | 8101202
evchargingstation_load_220431790 |  | 0 | 0 | 0.92 | 0 | False | 0 | 0 | 0 | 0 | 0 | 0 | 0 | 0 | 0 | 0 | 0 | 0 | 0 | 262.4895853839012 | 0 | 0 | 0 | 0 | 0 | 0 | 0.001 | 18.636673065728523 | 43.7482642306502 | OPTIMIZED | INSTALLED |  |  | node_1363251_269_15291979_863 | CN | 8101202
evchargingstation_load_220440331 |  | 0 | 0 | 0.92 | 0 | False | 0 | 0 | 0 | 0 | 0 | 0 | 0 | 0 | 0 | 0 | 0 | 0 | 0 | 1837.4270976873086 | 0 | 0 | 0 | 0 | 0 | 0 | 0.001 | 130.45679895662812 | 306.2378496145514 | OPTIMIZED | INSTALLED |  |  | node_1364379_048_15290909_235 | AN | 8101202
evchargingstation_load_220472889 |  | 0 | 0 | 0.92 | 0 | False | 0 | 0 | 0 | 0 | 0 | 0 | 0 | 0 | 0 | 0 | 0 | 0 | 0 | 16548.18342927436 | 0 | 0 | 0 | 0 | 0 | 0 | 0.001 | 1174.916114923233 | 2758.0305715457266 | OPTIMIZED | INSTALLED |  |  | node_1362311_15291811_035 | AN | 8101202
evchargingstation_load_220490891 |  | 0 | 0 | 0.92 | 0 | False | 0 | 0 | 0 | 0 | 0 | 0 | 0 | 0 | 0 | 0 | 0 | 0 | 0 | 18910.589697729472 | 0 | 0 | 0 | 0 | 0 | 0 | 0.001 | 1342.6462600113182 | 3151.7649496215786 | OPTIMIZED | INSTALLED |  |  | node_1363722_314_15291982_091 | AN | 8101202
evchargingstation_load_220522870 |  | 0 | 0 | 0.92 | 0 | False | 0 | 0 | 0 | 0 | 0 | 0 | 0 | 0 | 0 | 0 | 0 | 0 | 0 | 3149.875024606815 | 0 | 0 | 0 | 0 | 0 | 0 | 0.001 | 223.640208033535 | 524.9791707678024 | OPTIMIZED | INSTALLED |  |  | node_1363817_594_15291002_698 | AN | 8101202
evchargingstation_load_220522946 |  | 0 | 0 | 0.92 | 0 | False | 0 | 0 | 0 | 0 | 0 | 0 | 0 | 0 | 0 | 0 | 0 | 0 | 0 | 3149.875024606815 | 0 | 0 | 0 | 0 | 0 | 0 | 0.001 | 223.640208033535 | 524.9791707678024 | OPTIMIZED | INSTALLED |  |  | node_1363798_419_15290995_706 | BN | 8101202
evchargingstation_load_220526832 |  | 0 | 0 | 0.92 | 0 | False | 0 | 0 | 0 | 0 | 0 | 0 | 0 | 0 | 0 | 0 | 0 | 0 | 0 | 41210.86464278291 | 0 | 0 | 0 | 0 | 0 | 0 | 0.001 | 2925.9592025086263 | 6868.477440463818 | OPTIMIZED | INSTALLED |  |  | node_1364555_072_15291463_843 | ABCN | 8101202
evchargingstation_load_220527142 |  | 0 | 0 | 0.92 | 0 | False | 0 | 0 | 0 | 0 | 0 | 0 | 0 | 0 | 0 | 0 | 0 | 0 | 0 | 35436.094026826664 | 0 | 0 | 0 | 0 | 0 | 0 | 0.001 | 2515.952176321278 | 5906.015671137778 | OPTIMIZED | INSTALLED |  |  | node_1364804_906_15291530_098 | ABCN | 8101202
evchargingstation_load_220531007 |  | 0 | 0 | 0.92 | 0 | False | 0 | 0 | 0 | 0 | 0 | 0 | 0 | 0 | 0 | 0 | 0 | 0 | 0 | 18374.2707143835 | 0 | 0 | 0 | 0 | 0 | 0 | 0.001 | 1304.5677270766962 | 3062.37845239725 | OPTIMIZED | INSTALLED |  |  | node_1367446_81_15291098_448 | ABCN | 8101202
evchargingstation_load_220531202 |  | 0 | 0 | 0.92 | 0 | False | 0 | 0 | 0 | 0 | 0 | 0 | 0 | 0 | 0 | 0 | 0 | 0 | 0 | 28873.85465471872 | 0 | 0 | 0 | 0 | 0 | 0 | 0.001 | 2050.035130936744 | 4812.309109119787 | OPTIMIZED | INSTALLED |  |  | node_1364969_946_15291716_884 | ABCN | 8101202
evchargingstation_load_220532548 |  | 0 | 0 | 0.92 | 0 | False | 0 | 0 | 0 | 0 | 0 | 0 | 0 | 0 | 0 | 0 | 0 | 0 | 0 | 35698.58334972098 | 0 | 0 | 0 | 0 | 0 | 0 | 0.001 | 2534.588805638742 | 5949.763891620163 | OPTIMIZED | INSTALLED |  |  | node_1360999_875_15290102_921 | ABCN | 8101202
evchargingstation_load_220534795 |  | 0 | 0 | 0.92 | 0 | False | 0 | 0 | 0 | 0 | 0 | 0 | 0 | 0 | 0 | 0 | 0 | 0 | 0 | 4766.390887235032 | 0 | 0 | 0 | 0 | 0 | 0 | 0.001 | 338.4123355499262 | 794.3984812058387 | OPTIMIZED | INSTALLED |  |  | node_1362196_549_15290408_704 | AN | 8101202
evchargingstation_load_220543242 |  | 0 | 0 | 0.92 | 0 | False | 0 | 0 | 0 | 0 | 0 | 0 | 0 | 0 | 0 | 0 | 0 | 0 | 0 | 0 | 0 | 0 | 0 | 0 | 0 | 0 | 0.001 | 0 | 0 | OPTIMIZED | INSTALLED |  |  | node_1362048_459_15290468_353 | AN | 8101202
evchargingstation_load_220543243 |  | 0 | 0 | 0.92 | 0 | False | 0 | 0 | 0 | 0 | 0 | 0 | 0 | 0 | 0 | 0 | 0 | 0 | 0 | 0 | 0 | 0 | 0 | 0 | 0 | 0 | 0.001 | 0 | 0 | OPTIMIZED | INSTALLED |  |  | node_1362018_185_15290464_692 | BN | 8101202
evchargingstation_load_220543244 |  | 0 | 0 | 0.92 | 0 | False | 0 | 0 | 0 | 0 | 0 | 0 | 0 | 0 | 0 | 0 | 0 | 0 | 0 | 0 | 0 | 0 | 0 | 0 | 0 | 0 | 0.001 | 0 | 0 | OPTIMIZED | INSTALLED |  |  | node_1362065_748_15290478_394 | CN | 8101202
evchargingstation_load_220547246 |  | 0 | 0 | 0.92 | 0 | False | 0 | 0 | 0 | 0 | 0 | 0 | 0 | 0 | 0 | 0 | 0 | 0 | 0 | 2274.909827490339 | 0 | 0 | 0 | 0 | 0 | 0 | 0.001 | 161.5179353155971 | 379.1516379150565 | OPTIMIZED | INSTALLED |  |  | node_1366826_987_15291351_022 | AN | 8101202
evchargingstation_load_220547247 |  | 0 | 0 | 0.92 | 0 | False | 0 | 0 | 0 | 0 | 0 | 0 | 0 | 0 | 0 | 0 | 0 | 0 | 0 | 2274.909827490339 | 0 | 0 | 0 | 0 | 0 | 0 | 0.001 | 161.5179353155971 | 379.1516379150565 | OPTIMIZED | INSTALLED |  |  | node_1366808_209_15291342_273 | BN | 8101202
evchargingstation_load_220547248 |  | 0 | 0 | 0.92 | 0 | False | 0 | 0 | 0 | 0 | 0 | 0 | 0 | 0 | 0 | 0 | 0 | 0 | 0 | 2274.909827490339 | 0 | 0 | 0 | 0 | 0 | 0 | 0.001 | 161.5179353155971 | 379.1516379150565 | OPTIMIZED | INSTALLED |  |  | node_1366846_778_15291352_964 | CN | 8101202
evchargingstation_load_220566349 |  | 0 | 0 | 0.92 | 0 | False | 0 | 0 | 0 | 0 | 0 | 0 | 0 | 0 | 0 | 0 | 0 | 0 | 0 | 34123.64583741757 | 0 | 0 | 0 | 0 | 0 | 0 | 0.001 | 2422.7687672443712 | 5687.2743062362615 | OPTIMIZED | INSTALLED |  |  | node_1361386_916_15290031_4 | ABCN | 8101202
evchargingstation_load_220576640 |  | 0 | 0 | 0.92 | 0 | False | 0 | 0 | 0 | 0 | 0 | 0 | 0 | 0 | 0 | 0 | 0 | 0 | 0 | 2381.305518602752 | 0 | 0 | 0 | 0 | 0 | 0 | 0.001 | 169.0719918485677 | 396.88425310045864 | OPTIMIZED | INSTALLED |  |  | node_1363132_419_15292227_857 | AN | 8101202
evchargingstation_load_220576646 |  | 0 | 0 | 0.92 | 0 | False | 0 | 0 | 0 | 0 | 0 | 0 | 0 | 0 | 0 | 0 | 0 | 0 | 0 | 2381.305518602752 | 0 | 0 | 0 | 0 | 0 | 0 | 0.001 | 169.0719918485677 | 396.88425310045864 | OPTIMIZED | INSTALLED |  |  | node_1363118_115_15292209_275 | AN | 8101202
evchargingstation_load_220598204 |  | 0 | 0 | 0.92 | 0 | False | 0 | 0 | 0 | 0 | 0 | 0 | 0 | 0 | 0 | 0 | 0 | 0 | 0 | 663.3636801821951 | 0 | 0 | 0 | 0 | 0 | 0 | 0.001 | 47.09863755022609 | 110.56061336369919 | OPTIMIZED | INSTALLED |  |  | node_1367378_173_15290327_885 | AN | 8101202
evchargingstation_load_220598207 |  | 0 | 0 | 0.92 | 0 | False | 0 | 0 | 0 | 0 | 0 | 0 | 0 | 0 | 0 | 0 | 0 | 0 | 0 | 8697.434917944338 | 0 | 0 | 0 | 0 | 0 | 0 | 0.001 | 617.5152805271525 | 1449.5724863240562 | OPTIMIZED | INSTALLED |  |  | node_1367691_276_15290541_313 | AN | 8101202
evchargingstation_load_220598208 |  | 0 | 0 | 0.92 | 0 | False | 0 | 0 | 0 | 0 | 0 | 0 | 0 | 0 | 0 | 0 | 0 | 0 | 0 | 524.9791707678024 | 0 | 0 | 0 | 0 | 0 | 0 | 0.001 | 37.273346131457046 | 87.4965284613004 | OPTIMIZED | INSTALLED |  |  | node_1367236_505_15290555_371 | AN | 8101202
evchargingstation_load_220598209 |  | 0 | 0 | 0.92 | 0 | False | 0 | 0 | 0 | 0 | 0 | 0 | 0 | 0 | 0 | 0 | 0 | 0 | 0 | 148.359113658981 | 0 | 0 | 0 | 0 | 0 | 0 | 0.001 | 10.533444571870573 | 24.726518943163498 | OPTIMIZED | INSTALLED |  |  | node_1367545_413_15290543_267 | AN | 8101202
evchargingstation_load_220598210 |  | 0 | 0 | 0.92 | 0 | False | 0 | 0 | 0 | 0 | 0 | 0 | 0 | 0 | 0 | 0 | 0 | 0 | 0 | 148.359113658981 | 0 | 0 | 0 | 0 | 0 | 0 | 0.001 | 10.533444571870573 | 24.726518943163498 | OPTIMIZED | INSTALLED |  |  | node_1367559_867_15290540_392 | BN | 8101202
evchargingstation_load_220598213 |  | 0 | 0 | 0.92 | 0 | False | 0 | 0 | 0 | 0 | 0 | 0 | 0 | 0 | 0 | 0 | 0 | 0 | 0 | 1279.4792349952882 | 0 | 0 | 0 | 0 | 0 | 0 | 0.001 | 90.84265819924592 | 213.24653916588136 | OPTIMIZED | INSTALLED |  |  | node_1367532_991_15290375_958 | AN | 8101202
evchargingstation_load_220598215 |  | 0 | 0 | 0.92 | 0 | False | 0 | 0 | 0 | 0 | 0 | 0 | 0 | 0 | 0 | 0 | 0 | 0 | 0 | 524.9791707678024 | 0 | 0 | 0 | 0 | 0 | 0 | 0.001 | 37.273346131457046 | 87.4965284613004 | OPTIMIZED | INSTALLED |  |  | node_1366924_589_15290397_63 | AN | 8101202
evchargingstation_load_220598248 |  | 0 | 0 | 0.92 | 0 | False | 0 | 0 | 0 | 0 | 0 | 0 | 0 | 0 | 0 | 0 | 0 | 0 | 0 | 1581.8672373575423 | 0 | 0 | 0 | 0 | 0 | 0 | 0.001 | 112.3121188704375 | 263.6445395595904 | OPTIMIZED | INSTALLED |  |  | node_1368182_985_15290399_782 | AN | 8101202
evchargingstation_load_220598249 |  | 0 | 0 | 0.92 | 0 | False | 0 | 0 | 0 | 0 | 0 | 0 | 0 | 0 | 0 | 0 | 0 | 0 | 0 | 5238.872140926054 | 0 | 0 | 0 | 0 | 0 | 0 | 0.001 | 371.95837331719605 | 873.145356821009 | OPTIMIZED | INSTALLED |  |  | node_1368022_044_15290399_089 | AN | 8101202
evchargingstation_load_220598250 |  | 0 | 0 | 0.92 | 0 | False | 0 | 0 | 0 | 0 | 0 | 0 | 0 | 0 | 0 | 0 | 0 | 0 | 0 | 2799.8889982581413 | 0 | 0 | 0 | 0 | 0 | 0 | 0.001 | 198.79128144705416 | 466.64816637635687 | OPTIMIZED | INSTALLED |  |  | node_1365147_699_15290877_607 | AN | 8101202
evchargingstation_load_220598251 |  | 0 | 0 | 0.92 | 0 | False | 0 | 0 | 0 | 0 | 0 | 0 | 0 | 0 | 0 | 0 | 0 | 0 | 0 | 2799.8889982581413 | 0 | 0 | 0 | 0 | 0 | 0 | 0.001 | 198.79128144705416 | 466.64816637635687 | OPTIMIZED | INSTALLED |  |  | node_1365156_154_15290853_6 | BN | 8101202
evchargingstation_load_220598253 |  | 0 | 0 | 0.92 | 0 | False | 0 | 0 | 0 | 0 | 0 | 0 | 0 | 0 | 0 | 0 | 0 | 0 | 0 | 2799.8889982581413 | 0 | 0 | 0 | 0 | 0 | 0 | 0.001 | 198.79128144705416 | 466.64816637635687 | OPTIMIZED | INSTALLED |  |  | node_1365144_176_15290903_777 | CN | 8101202
evchargingstation_load_220598269 |  | 0 | 0 | 0.92 | 0 | False | 0 | 0 | 0 | 0 | 0 | 0 | 0 | 0 | 0 | 0 | 0 | 0 | 0 | 29618.904831382803 | 0 | 0 | 0 | 0 | 0 | 0 | 0.001 | 2102.933432127763 | 4936.4841385638 | OPTIMIZED | INSTALLED |  |  | node_1366191_823_15290776_935 | AN | 8101202
evchargingstation_load_220598270 |  | 0 | 0 | 0.92 | 0 | False | 0 | 0 | 0 | 0 | 0 | 0 | 0 | 0 | 0 | 0 | 0 | 0 | 0 | 5807.739570370044 | 0 | 0 | 0 | 0 | 0 | 0 | 0.001 | 412.3477770650097 | 967.9565950616741 | OPTIMIZED | INSTALLED |  |  | node_1366276_96_15290138_36 | AN | 8101202
evchargingstation_load_220598271 |  | 0 | 0 | 0.92 | 0 | False | 0 | 0 | 0 | 0 | 0 | 0 | 0 | 0 | 0 | 0 | 0 | 0 | 0 | 737.0707557579946 | 0 | 0 | 0 | 0 | 0 | 0 | 0.001 | 52.33180491749646 | 122.84512595966576 | OPTIMIZED | INSTALLED |  |  | node_1366598_002_15291035_228 | AN | 8101202
evchargingstation_load_220598272 |  | 0 | 0 | 0.92 | 0 | False | 0 | 0 | 0 | 0 | 0 | 0 | 0 | 0 | 0 | 0 | 0 | 0 | 0 | 0 | 0 | 0 | 0 | 0 | 0 | 0 | 0.001 | 0 | 0 | OPTIMIZED | INSTALLED |  |  | node_1365860_836_15290314_081 | AN | 8101202
evchargingstation_load_220598275 |  | 0 | 0 | 0.92 | 0 | False | 0 | 0 | 0 | 0 | 0 | 0 | 0 | 0 | 0 | 0 | 0 | 0 | 0 | 1978.7514904580007 | 0 | 0 | 0 | 0 | 0 | 0 | 0.001 | 140.49076959577738 | 329.79191507633345 | OPTIMIZED | INSTALLED |  |  | node_1366198_934_15289907_168 | AN | 8101202
evchargingstation_load_220598311 |  | 0 | 0 | 0.92 | 0 | False | 0 | 0 | 0 | 0 | 0 | 0 | 0 | 0 | 0 | 0 | 0 | 0 | 0 | 1312.4479269195062 | 0 | 0 | 0 | 0 | 0 | 0 | 0.001 | 93.18340907690686 | 218.74132115325102 | OPTIMIZED | INSTALLED |  |  | node_1362679_074_15290581_459 | AN | 8101202
evchargingstation_load_220598313 |  | 0 | 0 | 0.92 | 0 | False | 0 | 0 | 0 | 0 | 0 | 0 | 0 | 0 | 0 | 0 | 0 | 0 | 0 | 1312.4479269195062 | 0 | 0 | 0 | 0 | 0 | 0 | 0.001 | 93.18340907690686 | 218.74132115325102 | OPTIMIZED | INSTALLED |  |  | node_1362668_6_15290577_196 | BN | 8101202
evchargingstation_load_220598320 |  | 0 | 0 | 0.92 | 0 | False | 0 | 0 | 0 | 0 | 0 | 0 | 0 | 0 | 0 | 0 | 0 | 0 | 0 | 1312.4479269195062 | 0 | 0 | 0 | 0 | 0 | 0 | 0.001 | 93.18340907690686 | 218.74132115325102 | OPTIMIZED | INSTALLED |  |  | node_1362692_811_15290584_43 | CN | 8101202
evchargingstation_load_220598326 |  | 0 | 0 | 0.92 | 0 | False | 0 | 0 | 0 | 0 | 0 | 0 | 0 | 0 | 0 | 0 | 0 | 0 | 0 | 12991.344551488346 | 0 | 0 | 0 | 0 | 0 | 0 | 0.001 | 922.3816220580733 | 2165.2240919147243 | OPTIMIZED | INSTALLED |  |  | node_1366649_316_15290155_922 | AN | 8101202
evchargingstation_load_220598327 |  | 0 | 0 | 0.92 | 0 | False | 0 | 0 | 0 | 0 | 0 | 0 | 0 | 0 | 0 | 0 | 0 | 0 | 0 | 1312.4479269195062 | 0 | 0 | 0 | 0 | 0 | 0 | 0.001 | 93.18340907690686 | 218.74132115325102 | OPTIMIZED | INSTALLED |  |  | node_1366610_851_15290674_285 | AN | 8101202
evchargingstation_load_220598329 |  | 0 | 0 | 0.92 | 0 | False | 0 | 0 | 0 | 0 | 0 | 0 | 0 | 0 | 0 | 0 | 0 | 0 | 0 | 7763.811960650877 | 0 | 0 | 0 | 0 | 0 | 0 | 0.001 | 551.2283480475137 | 1293.9686601084795 | OPTIMIZED | INSTALLED |  |  | node_1365616_545_15290700_742 | AN | 8101202
evchargingstation_load_220598549 |  | 0 | 0 | 0.92 | 0 | False | 0 | 0 | 0 | 0 | 0 | 0 | 0 | 0 | 0 | 0 | 0 | 0 | 0 | 3149.875024606815 | 0 | 0 | 0 | 0 | 0 | 0 | 0.001 | 223.640208033535 | 524.9791707678024 | OPTIMIZED | INSTALLED |  |  | node_1363837_428_15291002_802 | CN | 8101202
evchargingstation_load_220599279 |  | 0 | 0 | 0.92 | 0 | False | 0 | 0 | 0 | 0 | 0 | 0 | 0 | 0 | 0 | 0 | 0 | 0 | 0 | 0 | 0 | 0 | 0 | 0 | 0 | 0 | 0.001 | 0 | 0 | OPTIMIZED | INSTALLED |  |  | node_1358687_461_15289451_437 | AN | 8101202
evchargingstation_load_220616456 |  | 0 | 0 | 0.92 | 0 | False | 0 | 0 | 0 | 0 | 0 | 0 | 0 | 0 | 0 | 0 | 0 | 0 | 0 | 13569.66160600616 | 0 | 0 | 0 | 0 | 0 | 0 | 0.001 | 963.4419491861279 | 2261.6102676676933 | OPTIMIZED | INSTALLED |  |  | node_1358546_267_15288377_594 | AN | 8101202
evchargingstation_load_220617846 |  | 0 | 0 | 0.92 | 0 | False | 0 | 0 | 0 | 0 | 0 | 0 | 0 | 0 | 0 | 0 | 0 | 0 | 0 | 0 | 0 | 0 | 0 | 0 | 0 | 0 | 0.001 | 0 | 0 | OPTIMIZED | INSTALLED |  |  | node_1363211_548_15290827_764 | AN | 8101202
evchargingstation_load_220617850 |  | 0 | 0 | 0.92 | 0 | False | 0 | 0 | 0 | 0 | 0 | 0 | 0 | 0 | 0 | 0 | 0 | 0 | 0 | 0 | 0 | 0 | 0 | 0 | 0 | 0 | 0.001 | 0 | 0 | OPTIMIZED | INSTALLED |  |  | node_1363206_919_15290843_389 | BN | 8101202
evchargingstation_load_220617851 |  | 0 | 0 | 0.92 | 0 | False | 0 | 0 | 0 | 0 | 0 | 0 | 0 | 0 | 0 | 0 | 0 | 0 | 0 | 0 | 0 | 0 | 0 | 0 | 0 | 0 | 0.001 | 0 | 0 | OPTIMIZED | INSTALLED |  |  | node_1363213_032_15290817_355 | CN | 8101202
evchargingstation_load_220621619 |  | 0 | 0 | 0.92 | 0 | False | 0 | 0 | 0 | 0 | 0 | 0 | 0 | 0 | 0 | 0 | 0 | 0 | 0 | 43048.29226544938 | 0 | 0 | 0 | 0 | 0 | 0 | 0.001 | 3056.4160014652552 | 7174.715377574897 | OPTIMIZED | INSTALLED |  |  | node_1367229_808_15291036_486 | ABCN | 8101202
evchargingstation_load_220623858 |  | 0 | 0 | 0.92 | 0 | False | 0 | 0 | 0 | 0 | 0 | 0 | 0 | 0 | 0 | 0 | 0 | 0 | 0 | 524.9791707678024 | 0 | 0 | 0 | 0 | 0 | 0 | 0.001 | 37.273346131457046 | 87.4965284613004 | OPTIMIZED | INSTALLED |  |  | node_1360084_036_15289977_248 | AN | 8101202
evchargingstation_load_220623859 |  | 0 | 0 | 0.92 | 0 | False | 0 | 0 | 0 | 0 | 0 | 0 | 0 | 0 | 0 | 0 | 0 | 0 | 0 | 13386.968854578961 | 0 | 0 | 0 | 0 | 0 | 0 | 0.001 | 950.4708075830613 | 2231.16147576316 | OPTIMIZED | INSTALLED |  |  | node_1362995_552_15290616_852 | AN | 8101202
evchargingstation_load_220623860 |  | 0 | 0 | 0.92 | 0 | False | 0 | 0 | 0 | 0 | 0 | 0 | 0 | 0 | 0 | 0 | 0 | 0 | 0 | 13386.968854578961 | 0 | 0 | 0 | 0 | 0 | 0 | 0.001 | 950.4708075830613 | 2231.16147576316 | OPTIMIZED | INSTALLED |  |  | node_1362980_701_15290605_126 | BN | 8101202
evchargingstation_load_220623861 |  | 0 | 0 | 0.92 | 0 | False | 0 | 0 | 0 | 0 | 0 | 0 | 0 | 0 | 0 | 0 | 0 | 0 | 0 | 524.9791707678024 | 0 | 0 | 0 | 0 | 0 | 0 | 0.001 | 37.273346131457046 | 87.4965284613004 | OPTIMIZED | INSTALLED |  |  | node_1360062_497_15289970_379 | AN | 8101202
evchargingstation_load_220623864 |  | 0 | 0 | 0.92 | 0 | False | 0 | 0 | 0 | 0 | 0 | 0 | 0 | 0 | 0 | 0 | 0 | 0 | 0 | 13386.968854578961 | 0 | 0 | 0 | 0 | 0 | 0 | 0.001 | 950.4708075830613 | 2231.16147576316 | OPTIMIZED | INSTALLED |  |  | node_1363010_284_15290629_606 | CN | 8101202
evchargingstation_load_220633307 |  | 0 | 0 | 0.92 | 0 | False | 0 | 0 | 0 | 0 | 0 | 0 | 0 | 0 | 0 | 0 | 0 | 0 | 0 | 14699.417043988055 | 0 | 0 | 0 | 0 | 0 | 0 | 0.001 | 1043.6542604082322 | 2449.9028406646758 | OPTIMIZED | INSTALLED |  |  | node_1363343_817_15290951_978 | ABCN | 8101202
evchargingstation_load_220647757 |  | 0 | 0 | 0.92 | 0 | False | 0 | 0 | 0 | 0 | 0 | 0 | 0 | 0 | 0 | 0 | 0 | 0 | 0 | 0 | 0 | 0 | 0 | 0 | 0 | 0 | 0.001 | 0 | 0 | OPTIMIZED | INSTALLED |  |  | node_1365072_783_15291053_825 | AN | 8101202
evchargingstation_load_220649922 |  | 0 | 0 | 0.92 | 0 | False | 0 | 0 | 0 | 0 | 0 | 0 | 0 | 0 | 0 | 0 | 0 | 0 | 0 | 3674.854195374617 | 0 | 0 | 0 | 0 | 0 | 0 | 0.001 | 260.91355416499204 | 612.4756992291028 | OPTIMIZED | INSTALLED |  |  | node_1363625_955_15290963_98 | AN | 8101202
evchargingstation_load_220649923 |  | 0 | 0 | 0.92 | 0 | False | 0 | 0 | 0 | 0 | 0 | 0 | 0 | 0 | 0 | 0 | 0 | 0 | 0 | 3674.854195374617 | 0 | 0 | 0 | 0 | 0 | 0 | 0.001 | 260.91355416499204 | 612.4756992291028 | OPTIMIZED | INSTALLED |  |  | node_1363644_581_15290973_308 | BN | 8101202
evchargingstation_load_220649924 |  | 0 | 0 | 0.92 | 0 | False | 0 | 0 | 0 | 0 | 0 | 0 | 0 | 0 | 0 | 0 | 0 | 0 | 0 | 3674.854195374617 | 0 | 0 | 0 | 0 | 0 | 0 | 0.001 | 260.91355416499204 | 612.4756992291028 | OPTIMIZED | INSTALLED |  |  | node_1363664_337_15290975_863 | CN | 8101202
evchargingstation_load_220651156 |  | 0 | 0 | 0.92 | 0 | False | 0 | 0 | 0 | 0 | 0 | 0 | 0 | 0 | 0 | 0 | 0 | 0 | 0 | 14053.482409785764 | 0 | 0 | 0 | 0 | 0 | 0 | 0.001 | 997.7930862600344 | 2342.2470682976273 | OPTIMIZED | INSTALLED |  |  | node_1363500_079_15292072_177 | AN | 8101202
evchargingstation_load_220655937 |  | 0 | 0 | 0.92 | 0 | False | 0 | 0 | 0 | 0 | 0 | 0 | 0 | 0 | 0 | 0 | 0 | 0 | 0 | 2587.3073452120375 | 0 | 0 | 0 | 0 | 0 | 0 | 0.001 | 183.69804279095138 | 431.2178908686729 | OPTIMIZED | INSTALLED |  |  | node_1365958_675_15290095_354 | AN | 8101202
evchargingstation_load_310000632 |  | 0 | 0 | 0.92 | 0 | False | 0 | 0 | 0 | 0 | 0 | 0 | 0 | 0 | 0 | 0 | 0 | 0 | 0 | 3412.3646099907155 | 0 | 0 | 0 | 0 | 0 | 0 | 0.001 | 242.2768810992635 | 568.7274349984526 | OPTIMIZED | INSTALLED |  |  | node_1358986_729_15289429_98 | AN | 8101202
evchargingstation_load_312102743 |  | 0 | 0 | 0.92 | 0 | False | 0 | 0 | 0 | 0 | 0 | 0 | 0 | 0 | 0 | 0 | 0 | 0 | 0 | 0 | 0 | 0 | 0 | 0 | 0 | 0 | 0.001 | 0 | 0 | OPTIMIZED | INSTALLED |  |  | node_1359229_693_15287875_811 | AN | 8101202
evchargingstation_load_312102743-L-1 |  | 0 | 0 | 0.92 | 0 | False | 0 | 0 | 0 | 0 | 0 | 0 | 0 | 0 | 0 | 0 | 0 | 0 | 0 | 0 | 0 | 0 | 0 | 0 | 0 | 0 | 0.001 | 0 | 0 | OPTIMIZED | INSTALLED |  |  | node_1359229_693_15287875_811 | AN | 8101202

## Fuse
Name | GroupId | MeanReplacementTime | PhaseAStatus | PhaseBStatus | PhaseCStatus | RepairDistributionType | CurrentLimit | CurrentInAReal | CurrentInAImag | CurrentInA | CurrentInBReal | CurrentInBImag | CurrentInB | CurrentInCReal | CurrentInCImag | CurrentInC | CurrentOutAReal | CurrentOutAImag | CurrentOutA | CurrentOutBReal | CurrentOutBImag | CurrentOutB | CurrentOutCReal | CurrentOutCImag | CurrentOutC | ActivePowerInA | ReactivePowerInA | PowerInA | ActivePowerInB | ReactivePowerInB | PowerInB | ActivePowerInC | ReactivePowerInC | PowerInC | ActivePowerOutA | ReactivePowerOutA | PowerOutA | ActivePowerOutB | ReactivePowerOutB | PowerOutB | ActivePowerOutC | ReactivePowerOutC | PowerOutC | Status | From | To | Length | Phases | Feeder | Comments
fuse_220386262 |  | 0 | GOOD | GOOD | GOOD | NONE | 75 | 0 | 0 | 0+0j | 0 | 0 | 0+0j | 0 | 0 | 0+0j | 0 | 0 | 0+0j | 0 | 0 | 0+0j | 0 | 0 | 0+0j | 0 | 0 | 0+0j | 0 | 0 | 0+0j | 0 | 0 | 0+0j | 0 | 0 | 0+0j | 0 | 0 | 0+0j | 0 | 0 | 0+0j | OPEN | node_intto1_8101202_200860128 | node_8101202_200860128 | 0 | AN | 8101202
fuse_220386263 |  | 0 | GOOD | GOOD | GOOD | NONE | 100 | 0 | 0 | 0+0j | 0 | 0 | 0+0j | 0 | 0 | 0+0j | 0 | 0 | 0+0j | 0 | 0 | 0+0j | 0 | 0 | 0+0j | 0 | 0 | 0+0j | 0 | 0 | 0+0j | 0 | 0 | 0+0j | 0 | 0 | 0+0j | 0 | 0 | 0+0j | 0 | 0 | 0+0j | OPEN | node_intto1_8101202_200861762 | node_8101202_200861762 | 0 | AD | 8101202
fuse_220386292 |  | 0 | GOOD | GOOD | GOOD | NONE | 30 | 0 | 0 | 0+0j | 0 | 0 | 0+0j | 0 | 0 | 0+0j | 0 | 0 | 0+0j | 0 | 0 | 0+0j | 0 | 0 | 0+0j | 0 | 0 | 0+0j | 0 | 0 | 0+0j | 0 | 0 | 0+0j | 0 | 0 | 0+0j | 0 | 0 | 0+0j | 0 | 0 | 0+0j | OPEN | node_intto1_8101202_201015287 | node_8101202_201015287 | 0 | ABCN | 8101202
fuse_220386311 |  | 0 | GOOD | GOOD | GOOD | NONE | 100 | 0 | 0 | 0+0j | 0 | 0 | 0+0j | 0 | 0 | 0+0j | 0 | 0 | 0+0j | 0 | 0 | 0+0j | 0 | 0 | 0+0j | 0 | 0 | 0+0j | 0 | 0 | 0+0j | 0 | 0 | 0+0j | 0 | 0 | 0+0j | 0 | 0 | 0+0j | 0 | 0 | 0+0j | OPEN | node_intto1_8101202_200861399 | node_8101202_200861399 | 0 | ABCD | 8101202
fuse_220386316 |  | 0 | GOOD | GOOD | GOOD | NONE | 150 | 0 | 0 | 0+0j | 0 | 0 | 0+0j | 0 | 0 | 0+0j | 0 | 0 | 0+0j | 0 | 0 | 0+0j | 0 | 0 | 0+0j | 0 | 0 | 0+0j | 0 | 0 | 0+0j | 0 | 0 | 0+0j | 0 | 0 | 0+0j | 0 | 0 | 0+0j | 0 | 0 | 0+0j | OPEN | node_intto1_8101202_200861430 | node_8101202_200861430 | 0 | ABCN | 8101202
fuse_220386317 |  | 0 | GOOD | GOOD | GOOD | NONE | 200 | 0 | 0 | 0+0j | 0 | 0 | 0+0j | 0 | 0 | 0+0j | 0 | 0 | 0+0j | 0 | 0 | 0+0j | 0 | 0 | 0+0j | 0 | 0 | 0+0j | 0 | 0 | 0+0j | 0 | 0 | 0+0j | 0 | 0 | 0+0j | 0 | 0 | 0+0j | 0 | 0 | 0+0j | OPEN | node_intto1_8101202_200861422 | node_8101202_200861422 | 0 | ABCN | 8101202
fuse_220386318 |  | 0 | GOOD | GOOD | GOOD | NONE | 150 | 0 | 0 | 0+0j | 0 | 0 | 0+0j | 0 | 0 | 0+0j | 0 | 0 | 0+0j | 0 | 0 | 0+0j | 0 | 0 | 0+0j | 0 | 0 | 0+0j | 0 | 0 | 0+0j | 0 | 0 | 0+0j | 0 | 0 | 0+0j | 0 | 0 | 0+0j | 0 | 0 | 0+0j | OPEN | node_intto1_8101202_200862383 | node_8101202_200862383 | 0 | AD | 8101202
fuse_220386320 |  | 0 | GOOD | GOOD | GOOD | NONE | 30 | 0 | 0 | 0+0j | 0 | 0 | 0+0j | 0 | 0 | 0+0j | 0 | 0 | 0+0j | 0 | 0 | 0+0j | 0 | 0 | 0+0j | 0 | 0 | 0+0j | 0 | 0 | 0+0j | 0 | 0 | 0+0j | 0 | 0 | 0+0j | 0 | 0 | 0+0j | 0 | 0 | 0+0j | OPEN | node_intto1_8101202_200861328 | node_8101202_200861328 | 0 | ABCN | 8101202
fuse_220386329 |  | 0 | GOOD | GOOD | GOOD | NONE | 100 | 0 | 0 | 0+0j | 0 | 0 | 0+0j | 0 | 0 | 0+0j | 0 | 0 | 0+0j | 0 | 0 | 0+0j | 0 | 0 | 0+0j | 0 | 0 | 0+0j | 0 | 0 | 0+0j | 0 | 0 | 0+0j | 0 | 0 | 0+0j | 0 | 0 | 0+0j | 0 | 0 | 0+0j | OPEN | node_intto1_8101202_200863965 | node_8101202_200863965 | 0 | ABCD | 8101202
fuse_220386339 |  | 0 | GOOD | GOOD | GOOD | NONE | 75 | 0 | 0 | 0+0j | 0 | 0 | 0+0j | 0 | 0 | 0+0j | 0 | 0 | 0+0j | 0 | 0 | 0+0j | 0 | 0 | 0+0j | 0 | 0 | 0+0j | 0 | 0 | 0+0j | 0 | 0 | 0+0j | 0 | 0 | 0+0j | 0 | 0 | 0+0j | 0 | 0 | 0+0j | OPEN | node_intto1_8101202_200863242 | node_8101202_200863242 | 0 | AD | 8101202
fuse_220386344 |  | 0 | GOOD | GOOD | GOOD | NONE | 80 | 0 | 0 | 0+0j | 0 | 0 | 0+0j | 0 | 0 | 0+0j | 0 | 0 | 0+0j | 0 | 0 | 0+0j | 0 | 0 | 0+0j | 0 | 0 | 0+0j | 0 | 0 | 0+0j | 0 | 0 | 0+0j | 0 | 0 | 0+0j | 0 | 0 | 0+0j | 0 | 0 | 0+0j | OPEN | node_intto1_8101202_200863174 | node_8101202_200863174 | 0 | AD | 8101202
fuse_220386583 |  | 0 | GOOD | GOOD | GOOD | NONE | 150 | 0 | 0 | 0+0j | 0 | 0 | 0+0j | 0 | 0 | 0+0j | 0 | 0 | 0+0j | 0 | 0 | 0+0j | 0 | 0 | 0+0j | 0 | 0 | 0+0j | 0 | 0 | 0+0j | 0 | 0 | 0+0j | 0 | 0 | 0+0j | 0 | 0 | 0+0j | 0 | 0 | 0+0j | OPEN | node_intto1_8101202_200866633 | node_8101202_200866633 | 0 | ABCD | 8101202
fuse_220386585 |  | 0 | GOOD | GOOD | GOOD | NONE | 75 | 0 | 0 | 0+0j | 0 | 0 | 0+0j | 0 | 0 | 0+0j | 0 | 0 | 0+0j | 0 | 0 | 0+0j | 0 | 0 | 0+0j | 0 | 0 | 0+0j | 0 | 0 | 0+0j | 0 | 0 | 0+0j | 0 | 0 | 0+0j | 0 | 0 | 0+0j | 0 | 0 | 0+0j | OPEN | node_intto1_8101202_200866714 | node_8101202_200866714 | 0 | AD | 8101202
fuse_220386705 |  | 0 | GOOD | GOOD | GOOD | NONE | 40 | 0 | 0 | 0+0j | 0 | 0 | 0+0j | 0 | 0 | 0+0j | 0 | 0 | 0+0j | 0 | 0 | 0+0j | 0 | 0 | 0+0j | 0 | 0 | 0+0j | 0 | 0 | 0+0j | 0 | 0 | 0+0j | 0 | 0 | 0+0j | 0 | 0 | 0+0j | 0 | 0 | 0+0j | OPEN | node_intto1_220386705 | node_220386705 | 0 | AD | 8101202
fuse_220386712 |  | 0 | GOOD | GOOD | GOOD | NONE | 100 | 0 | 0 | 0+0j | 0 | 0 | 0+0j | 0 | 0 | 0+0j | 0 | 0 | 0+0j | 0 | 0 | 0+0j | 0 | 0 | 0+0j | 0 | 0 | 0+0j | 0 | 0 | 0+0j | 0 | 0 | 0+0j | 0 | 0 | 0+0j | 0 | 0 | 0+0j | 0 | 0 | 0+0j | OPEN | node_intto1_8101202_200863879 | node_8101202_200863879 | 0 | ABN | 8101202
fuse_220386714 |  | 0 | GOOD | GOOD | GOOD | NONE | 150 | 0 | 0 | 0+0j | 0 | 0 | 0+0j | 0 | 0 | 0+0j | 0 | 0 | 0+0j | 0 | 0 | 0+0j | 0 | 0 | 0+0j | 0 | 0 | 0+0j | 0 | 0 | 0+0j | 0 | 0 | 0+0j | 0 | 0 | 0+0j | 0 | 0 | 0+0j | 0 | 0 | 0+0j | OPEN | node_intto1_8101202_201041769 | node_8101202_201041769 | 0 | ABCN | 8101202
fuse_220386718 |  | 0 | GOOD | GOOD | GOOD | NONE | 250 | 0 | 0 | 0+0j | 0 | 0 | 0+0j | 0 | 0 | 0+0j | 0 | 0 | 0+0j | 0 | 0 | 0+0j | 0 | 0 | 0+0j | 0 | 0 | 0+0j | 0 | 0 | 0+0j | 0 | 0 | 0+0j | 0 | 0 | 0+0j | 0 | 0 | 0+0j | 0 | 0 | 0+0j | OPEN | node_intto1_8101202_200860304 | node_8101202_200860304 | 0 | ABCN | 8101202
fuse_220386729 |  | 0 | GOOD | GOOD | GOOD | NONE | 140 | 0 | 0 | 0+0j | 0 | 0 | 0+0j | 0 | 0 | 0+0j | 0 | 0 | 0+0j | 0 | 0 | 0+0j | 0 | 0 | 0+0j | 0 | 0 | 0+0j | 0 | 0 | 0+0j | 0 | 0 | 0+0j | 0 | 0 | 0+0j | 0 | 0 | 0+0j | 0 | 0 | 0+0j | OPEN | node_intto1_8101202_200864109 | node_8101202_200864109 | 0 | ABCN | 8101202
fuse_220547682 |  | 0 | GOOD | GOOD | GOOD | NONE | 50 | 0 | 0 | 0+0j | 0 | 0 | 0+0j | 0 | 0 | 0+0j | 0 | 0 | 0+0j | 0 | 0 | 0+0j | 0 | 0 | 0+0j | 0 | 0 | 0+0j | 0 | 0 | 0+0j | 0 | 0 | 0+0j | 0 | 0 | 0+0j | 0 | 0 | 0+0j | 0 | 0 | 0+0j | OPEN | node_intto1_8101202_200981047 | node_8101202_200981047 | 0 | ABCN | 8101202
fuse_220598361 |  | 0 | GOOD | GOOD | GOOD | NONE | 140 | 0 | 0 | 0+0j | 0 | 0 | 0+0j | 0 | 0 | 0+0j | 0 | 0 | 0+0j | 0 | 0 | 0+0j | 0 | 0 | 0+0j | 0 | 0 | 0+0j | 0 | 0 | 0+0j | 0 | 0 | 0+0j | 0 | 0 | 0+0j | 0 | 0 | 0+0j | 0 | 0 | 0+0j | OPEN | node_intto1_8101202_200861419 | node_8101202_200861419 | 0 | ABCD | 8101202
fuse_220598364 |  | 0 | GOOD | GOOD | GOOD | NONE | 140 | 0 | 0 | 0+0j | 0 | 0 | 0+0j | 0 | 0 | 0+0j | 0 | 0 | 0+0j | 0 | 0 | 0+0j | 0 | 0 | 0+0j | 0 | 0 | 0+0j | 0 | 0 | 0+0j | 0 | 0 | 0+0j | 0 | 0 | 0+0j | 0 | 0 | 0+0j | 0 | 0 | 0+0j | OPEN | node_intto1_8101202_200865204 | node_8101202_200865204 | 0 | ABCD | 8101202
fuse_220598367 |  | 0 | GOOD | GOOD | GOOD | NONE | 140 | 0 | 0 | 0+0j | 0 | 0 | 0+0j | 0 | 0 | 0+0j | 0 | 0 | 0+0j | 0 | 0 | 0+0j | 0 | 0 | 0+0j | 0 | 0 | 0+0j | 0 | 0 | 0+0j | 0 | 0 | 0+0j | 0 | 0 | 0+0j | 0 | 0 | 0+0j | 0 | 0 | 0+0j | OPEN | node_intto1_8101202_200861394 | node_8101202_200861394 | 0 | ABCD | 8101202
fuse_220603941 |  | 0 | GOOD | GOOD | GOOD | NONE | 100 | 0 | 0 | 0+0j | 0 | 0 | 0+0j | 0 | 0 | 0+0j | 0 | 0 | 0+0j | 0 | 0 | 0+0j | 0 | 0 | 0+0j | 0 | 0 | 0+0j | 0 | 0 | 0+0j | 0 | 0 | 0+0j | 0 | 0 | 0+0j | 0 | 0 | 0+0j | 0 | 0 | 0+0j | OPEN | node_intto1_8101202_200863234 | node_8101202_200863234 | 0 | ABCD | 8101202
fuse_220603942 |  | 0 | GOOD | GOOD | GOOD | NONE | 65 | 0 | 0 | 0+0j | 0 | 0 | 0+0j | 0 | 0 | 0+0j | 0 | 0 | 0+0j | 0 | 0 | 0+0j | 0 | 0 | 0+0j | 0 | 0 | 0+0j | 0 | 0 | 0+0j | 0 | 0 | 0+0j | 0 | 0 | 0+0j | 0 | 0 | 0+0j | 0 | 0 | 0+0j | OPEN | node_intto1_8101202_200863425 | node_8101202_200863425 | 0 | ABCD | 8101202
fuse_220606090 |  | 0 | GOOD | GOOD | GOOD | NONE | 65 | 0 | 0 | 0+0j | 0 | 0 | 0+0j | 0 | 0 | 0+0j | 0 | 0 | 0+0j | 0 | 0 | 0+0j | 0 | 0 | 0+0j | 0 | 0 | 0+0j | 0 | 0 | 0+0j | 0 | 0 | 0+0j | 0 | 0 | 0+0j | 0 | 0 | 0+0j | 0 | 0 | 0+0j | OPEN | node_intto1_8101202_200865199 | node_8101202_200865199 | 0 | ABCD | 8101202
fuse_220617821 |  | 0 | GOOD | GOOD | GOOD | NONE | 3 | 0 | 0 | 0+0j | 0 | 0 | 0+0j | 0 | 0 | 0+0j | 0 | 0 | 0+0j | 0 | 0 | 0+0j | 0 | 0 | 0+0j | 0 | 0 | 0+0j | 0 | 0 | 0+0j | 0 | 0 | 0+0j | 0 | 0 | 0+0j | 0 | 0 | 0+0j | 0 | 0 | 0+0j | OPEN | node_intto1_8101202_201031732 | node_8101202_201031732 | 0 | ABCN | 8101202
fuse_220621621 |  | 0 | GOOD | GOOD | GOOD | NONE | 20 | 0 | 0 | 0+0j | 0 | 0 | 0+0j | 0 | 0 | 0+0j | 0 | 0 | 0+0j | 0 | 0 | 0+0j | 0 | 0 | 0+0j | 0 | 0 | 0+0j | 0 | 0 | 0+0j | 0 | 0 | 0+0j | 0 | 0 | 0+0j | 0 | 0 | 0+0j | 0 | 0 | 0+0j | OPEN | node_intto1_8101202_201038558 | node_8101202_201038558 | 0 | ABCN | 8101202
fuse_220623836 |  | 0 | GOOD | GOOD | GOOD | NONE | 100 | 0 | 0 | 0+0j | 0 | 0 | 0+0j | 0 | 0 | 0+0j | 0 | 0 | 0+0j | 0 | 0 | 0+0j | 0 | 0 | 0+0j | 0 | 0 | 0+0j | 0 | 0 | 0+0j | 0 | 0 | 0+0j | 0 | 0 | 0+0j | 0 | 0 | 0+0j | 0 | 0 | 0+0j | OPEN | node_intto1_8101202_200954491 | node_8101202_200954491 | 0 | ABCD | 8101202
fuse_220633125 |  | 0 | GOOD | GOOD | GOOD | NONE | 10 | 0 | 0 | 0+0j | 0 | 0 | 0+0j | 0 | 0 | 0+0j | 0 | 0 | 0+0j | 0 | 0 | 0+0j | 0 | 0 | 0+0j | 0 | 0 | 0+0j | 0 | 0 | 0+0j | 0 | 0 | 0+0j | 0 | 0 | 0+0j | 0 | 0 | 0+0j | 0 | 0 | 0+0j | OPEN | node_intto1_8101202_200863769 | node_8101202_200863769 | 0 | ABCN | 8101202
fuse_310008793 |  | 0 | GOOD | GOOD | GOOD | NONE | 100 | 0 | 0 | 0+0j | 0 | 0 | 0+0j | 0 | 0 | 0+0j | 0 | 0 | 0+0j | 0 | 0 | 0+0j | 0 | 0 | 0+0j | 0 | 0 | 0+0j | 0 | 0 | 0+0j | 0 | 0 | 0+0j | 0 | 0 | 0+0j | 0 | 0 | 0+0j | 0 | 0 | 0+0j | OPEN | node_intto1_8101202_200860305 | node_8101202_200860305 | 0 | ABCN | 8101202
fuse_310008794 |  | 0 | GOOD | GOOD | GOOD | NONE | 100 | 0 | 0 | 0+0j | 0 | 0 | 0+0j | 0 | 0 | 0+0j | 0 | 0 | 0+0j | 0 | 0 | 0+0j | 0 | 0 | 0+0j | 0 | 0 | 0+0j | 0 | 0 | 0+0j | 0 | 0 | 0+0j | 0 | 0 | 0+0j | 0 | 0 | 0+0j | 0 | 0 | 0+0j | OPEN | node_intto1_8101202_200860306 | node_8101202_200860306 | 0 | ABCN | 8101202
fuse_310045971 |  | 0 | GOOD | GOOD | GOOD | NONE | 300 | 0 | 0 | 0+0j | 0 | 0 | 0+0j | 0 | 0 | 0+0j | 0 | 0 | 0+0j | 0 | 0 | 0+0j | 0 | 0 | 0+0j | 0 | 0 | 0+0j | 0 | 0 | 0+0j | 0 | 0 | 0+0j | 0 | 0 | 0+0j | 0 | 0 | 0+0j | 0 | 0 | 0+0j | OPEN | node_intto1_8101202_200862232 | node_8101202_200862232 | 0 | ABCN | 8101202
fuse_311908265 |  | 0 | GOOD | GOOD | GOOD | NONE | 100 | 0 | 0 | 0+0j | 0 | 0 | 0+0j | 0 | 0 | 0+0j | 0 | 0 | 0+0j | 0 | 0 | 0+0j | 0 | 0 | 0+0j | 0 | 0 | 0+0j | 0 | 0 | 0+0j | 0 | 0 | 0+0j | 0 | 0 | 0+0j | 0 | 0 | 0+0j | 0 | 0 | 0+0j | OPEN | node_intto1_8101202_201015166 | node_8101202_201015166 | 0 | ABCN | 8101202
fuse_311908270 |  | 0 | GOOD | GOOD | GOOD | NONE | 100 | 0 | 0 | 0+0j | 0 | 0 | 0+0j | 0 | 0 | 0+0j | 0 | 0 | 0+0j | 0 | 0 | 0+0j | 0 | 0 | 0+0j | 0 | 0 | 0+0j | 0 | 0 | 0+0j | 0 | 0 | 0+0j | 0 | 0 | 0+0j | 0 | 0 | 0+0j | 0 | 0 | 0+0j | OPEN | node_intto1_311908270 | node_311908270 | 0 | ABCN | 8101202
fuse_311908273 |  | 0 | GOOD | GOOD | GOOD | NONE | 100 | 0 | 0 | 0+0j | 0 | 0 | 0+0j | 0 | 0 | 0+0j | 0 | 0 | 0+0j | 0 | 0 | 0+0j | 0 | 0 | 0+0j | 0 | 0 | 0+0j | 0 | 0 | 0+0j | 0 | 0 | 0+0j | 0 | 0 | 0+0j | 0 | 0 | 0+0j | 0 | 0 | 0+0j | OPEN | node_intto1_311908273 | node_311908273 | 0 | ABCN | 8101202
fuse_311908283 |  | 0 | GOOD | GOOD | GOOD | NONE | 100 | 0 | 0 | 0+0j | 0 | 0 | 0+0j | 0 | 0 | 0+0j | 0 | 0 | 0+0j | 0 | 0 | 0+0j | 0 | 0 | 0+0j | 0 | 0 | 0+0j | 0 | 0 | 0+0j | 0 | 0 | 0+0j | 0 | 0 | 0+0j | 0 | 0 | 0+0j | 0 | 0 | 0+0j | OPEN | node_intto1_311908283 | node_311908283 | 0 | ABCN | 8101202
fuse_311908290 |  | 0 | GOOD | GOOD | GOOD | NONE | 100 | 0 | 0 | 0+0j | 0 | 0 | 0+0j | 0 | 0 | 0+0j | 0 | 0 | 0+0j | 0 | 0 | 0+0j | 0 | 0 | 0+0j | 0 | 0 | 0+0j | 0 | 0 | 0+0j | 0 | 0 | 0+0j | 0 | 0 | 0+0j | 0 | 0 | 0+0j | 0 | 0 | 0+0j | OPEN | node_intto1_311908290 | node_311908290 | 0 | ABCN | 8101202
fuse_311908296 |  | 0 | GOOD | GOOD | GOOD | NONE | 100 | 0 | 0 | 0+0j | 0 | 0 | 0+0j | 0 | 0 | 0+0j | 0 | 0 | 0+0j | 0 | 0 | 0+0j | 0 | 0 | 0+0j | 0 | 0 | 0+0j | 0 | 0 | 0+0j | 0 | 0 | 0+0j | 0 | 0 | 0+0j | 0 | 0 | 0+0j | 0 | 0 | 0+0j | OPEN | node_intto1_311908296 | node_311908296 | 0 | AD | 8101202

## Generator
Name | GroupId | ColdStartupCost | ColdStartupTime | HotStartupCost | HotStartupStatus | ShutdownCost | CommitmentStatus | ConstructionTime | CalendarLife | YearOfInstallation | ReactivePower | ActivePower | MaxPowerOutput | MinPowerOutput | MinimumDowntime | MinimumUptime | NoLoadCost | NonSpinningReserve | SpinningReserve | OperatingReserve | RampUpLimit | RampDownLimit | StartupCapability | ShutdownCapability | ShutdownStatus | StartupStatus | CapitalCost | FixedOperatingCost | VariableOperatingCost | MaxReactivePower | MaxActivePower | OutputSchedule | PlanningStatus | UnitType | UnitSubtype | ParentNode | Phases | Feeder | Comments

## HeatPump
Name | GroupId | YearOfInstallation | ReactivePower | ActivePower | MaxPowerOutput | MinPowerOutput | RampUpLimit | RampDownLimit | CapitalCost | FixedOperatingCost | VariableOperatingCost | MaxReactivePower | MaxActivePower | OutputSchedule | PlanningStatus | UnitType | UnitSubtype | ParentNode | Phases | Feeder | Comments
heatpump_load_220347817 |  | 0 | 0 | 0 | 0 | 0 | 0 | 0 | 0 | 0 | 0.19 | 454.73935616065694 | 1067.4677440263135 | OPTIMIZED | INSTALLED |  |  | node_1362600_608_15289561_617 | AN | 8101202
heatpump_load_220347818 |  | 0 | 0 | 0 | 0 | 0 | 0 | 0 | 0 | 0 | 0.19 | 840.4167047504445 | 1972.8173921684167 | OPTIMIZED | INSTALLED |  |  | node_1362516_802_15289370_735 | AN | 8101202
heatpump_load_220347854 |  | 0 | 0 | 0 | 0 | 0 | 0 | 0 | 0 | 0 | 0.19 | 13121.378442435553 | 30801.486820723618 | OPTIMIZED | INSTALLED |  |  | node_1365275_702_15291475_21 | ABCN | 8101202
heatpump_load_220347855 |  | 0 | 0 | 0 | 0 | 0 | 0 | 0 | 0 | 0 | 0.19 | 3867.1759051509 | 9077.915638538252 | OPTIMIZED | INSTALLED |  |  | node_1365505_38_15291963_472 | ABCN | 8101202
heatpump_load_220347856 |  | 0 | 0 | 0 | 0 | 0 | 0 | 0 | 0 | 0 | 0.19 | 60.429266534899 | 141.85333389868393 | OPTIMIZED | INSTALLED |  |  | node_1363823_415_15288895_208 | AN | 8101202
heatpump_load_220347857 |  | 0 | 0 | 0 | 0 | 0 | 0 | 0 | 0 | 0 | 0.19 | 577.6648790963573 | 1356.0265379328916 | OPTIMIZED | INSTALLED |  |  | node_1363692_582_15288913_64 | AN | 8101202
heatpump_load_220347858 |  | 0 | 0 | 0 | 0 | 0 | 0 | 0 | 0 | 0 | 0.19 | 201.95777754682743 | 474.08126278815695 | OPTIMIZED | INSTALLED |  |  | node_1363274_576_15289175_251 | AN | 8101202
heatpump_load_220348084 |  | 0 | 0 | 0 | 0 | 0 | 0 | 0 | 0 | 0 | 0.19 | 202.64678738264595 | 475.6986381578937 | OPTIMIZED | INSTALLED |  |  | node_1358774_236_15289648_726 | AN | 8101202
heatpump_load_220348085 |  | 0 | 0 | 0 | 0 | 0 | 0 | 0 | 0 | 0 | 0.19 | 202.64678738264595 | 475.6986381578937 | OPTIMIZED | INSTALLED |  |  | node_1358757_198_15289637_377 | BN | 8101202
heatpump_load_220348086 |  | 0 | 0 | 0 | 0 | 0 | 0 | 0 | 0 | 0 | 0.19 | 202.64678738264595 | 475.6986381578937 | OPTIMIZED | INSTALLED |  |  | node_1358797_542_15289656_078 | CN | 8101202
heatpump_load_220348088 |  | 0 | 0 | 0 | 0 | 0 | 0 | 0 | 0 | 0 | 0.19 | 219.53400975414482 | 515.3401913377182 | OPTIMIZED | INSTALLED |  |  | node_1359084_187_15289617_28 | AN | 8101202
heatpump_load_220348089 |  | 0 | 0 | 0 | 0 | 0 | 0 | 0 | 0 | 0 | 0.19 | 219.53400975414482 | 515.3401913377182 | OPTIMIZED | INSTALLED |  |  | node_1359066_63_15289629_5 | BN | 8101202
heatpump_load_220348090 |  | 0 | 0 | 0 | 0 | 0 | 0 | 0 | 0 | 0 | 0.19 | 219.53400975414482 | 515.3401913377182 | OPTIMIZED | INSTALLED |  |  | node_1359098_757_15289599_354 | CN | 8101202
heatpump_load_220348091 |  | 0 | 0 | 0 | 0 | 0 | 0 | 0 | 0 | 0 | 0.19 | 61.91986821756675 | 145.35237487320748 | OPTIMIZED | INSTALLED |  |  | node_1359463_967_15289836_426 | AN | 8101202
heatpump_load_220348092 |  | 0 | 0 | 0 | 0 | 0 | 0 | 0 | 0 | 0 | 0.19 | 61.91986821756675 | 145.35237487320748 | OPTIMIZED | INSTALLED |  |  | node_1359476_383_15289829_794 | BN | 8101202
heatpump_load_220348093 |  | 0 | 0 | 0 | 0 | 0 | 0 | 0 | 0 | 0 | 0.19 | 61.91986821756675 | 145.35237487320748 | OPTIMIZED | INSTALLED |  |  | node_1359451_245_15289853_255 | CN | 8101202
heatpump_load_220348094 |  | 0 | 0 | 0 | 0 | 0 | 0 | 0 | 0 | 0 | 0.19 | 67.54892912754865 | 158.5662127192979 | OPTIMIZED | INSTALLED |  |  | node_1359764_544_15289924_519 | AN | 8101202
heatpump_load_220348095 |  | 0 | 0 | 0 | 0 | 0 | 0 | 0 | 0 | 0 | 0.19 | 413.73714630948814 | 971.2180529056998 | OPTIMIZED | INSTALLED |  |  | node_1360024_865_15289827_783 | AN | 8101202
heatpump_load_220348096 |  | 0 | 0 | 0 | 0 | 0 | 0 | 0 | 0 | 0 | 0.19 | 413.73714630948814 | 971.2180529056998 | OPTIMIZED | INSTALLED |  |  | node_1360028_609_15289806_571 | AN | 8101202
heatpump_load_220348099 |  | 0 | 0 | 0 | 0 | 0 | 0 | 0 | 0 | 0 | 0.19 | 180.130464459612 | 422.84324713197884 | OPTIMIZED | INSTALLED |  |  | node_1360230_935_15290003_424 | AN | 8101202
heatpump_load_220348100 |  | 0 | 0 | 0 | 0 | 0 | 0 | 0 | 0 | 0 | 0.19 | 180.130464459612 | 422.84324713197884 | OPTIMIZED | INSTALLED |  |  | node_1360215_348_15290000_387 | BN | 8101202
heatpump_load_220348101 |  | 0 | 0 | 0 | 0 | 0 | 0 | 0 | 0 | 0 | 0.19 | 180.130464459612 | 422.84324713197884 | OPTIMIZED | INSTALLED |  |  | node_1360253_534_15290013_708 | CN | 8101202
heatpump_load_220348103 |  | 0 | 0 | 0 | 0 | 0 | 0 | 0 | 0 | 0 | 0.19 | 0 | 0 | OPTIMIZED | INSTALLED |  |  | node_1360351_671_15290062_307 | AN | 8101202
heatpump_load_220348104 |  | 0 | 0 | 0 | 0 | 0 | 0 | 0 | 0 | 0 | 0.19 | 754.2963025814457 | 1770.6560552460112 | OPTIMIZED | INSTALLED |  |  | node_1360559_364_15290091_408 | AN | 8101202
heatpump_load_220348105 |  | 0 | 0 | 0 | 0 | 0 | 0 | 0 | 0 | 0 | 0.19 | 754.2963025814457 | 1770.6560552460112 | OPTIMIZED | INSTALLED |  |  | node_1360542_397_15290087_946 | BN | 8101202
heatpump_load_220348106 |  | 0 | 0 | 0 | 0 | 0 | 0 | 0 | 0 | 0 | 0.19 | 754.2963025814457 | 1770.6560552460112 | OPTIMIZED | INSTALLED |  |  | node_1360577_779_15290104_311 | CN | 8101202
heatpump_load_220348107 |  | 0 | 0 | 0 | 0 | 0 | 0 | 0 | 0 | 0 | 0.19 | 0 | 0 | OPTIMIZED | INSTALLED |  |  | node_1360748_385_15290165_422 | AN | 8101202
heatpump_load_220348108 |  | 0 | 0 | 0 | 0 | 0 | 0 | 0 | 0 | 0 | 0.19 | 151.98508062659616 | 356.7739786184203 | OPTIMIZED | INSTALLED |  |  | node_1361312_482_15289993_634 | AN | 8101202
heatpump_load_220348109 |  | 0 | 0 | 0 | 0 | 0 | 0 | 0 | 0 | 0 | 0.19 | 151.98508062659616 | 356.7739786184203 | OPTIMIZED | INSTALLED |  |  | node_1361329_869_15290006_616 | BN | 8101202
heatpump_load_220348110 |  | 0 | 0 | 0 | 0 | 0 | 0 | 0 | 0 | 0 | 0.19 | 151.98508062659616 | 356.7739786184203 | OPTIMIZED | INSTALLED |  |  | node_1361293_217_15289987_111 | CN | 8101202
heatpump_load_220348111 |  | 0 | 0 | 0 | 0 | 0 | 0 | 0 | 0 | 0 | 0.19 | 230.79217121566177 | 541.7679066714522 | OPTIMIZED | INSTALLED |  |  | node_1361527_136_15290334_571 | AN | 8101202
heatpump_load_220348112 |  | 0 | 0 | 0 | 0 | 0 | 0 | 0 | 0 | 0 | 0.19 | 230.79217121566177 | 541.7679066714522 | OPTIMIZED | INSTALLED |  |  | node_1361502_4_15290329_448 | BN | 8101202
heatpump_load_220348113 |  | 0 | 0 | 0 | 0 | 0 | 0 | 0 | 0 | 0 | 0.19 | 230.79217121566177 | 541.7679066714522 | OPTIMIZED | INSTALLED |  |  | node_1361551_17_15290347_913 | CN | 8101202
heatpump_load_220348114 |  | 0 | 0 | 0 | 0 | 0 | 0 | 0 | 0 | 0 | 0.19 | 309.5992221631742 | 726.7617950829309 | OPTIMIZED | INSTALLED |  |  | node_1361806_636_15290402_862 | AN | 8101202
heatpump_load_220348115 |  | 0 | 0 | 0 | 0 | 0 | 0 | 0 | 0 | 0 | 0.19 | 309.5992221631742 | 726.7617950829309 | OPTIMIZED | INSTALLED |  |  | node_1361786_231_15290392_993 | BN | 8101202
heatpump_load_220348116 |  | 0 | 0 | 0 | 0 | 0 | 0 | 0 | 0 | 0 | 0.19 | 309.5992221631742 | 726.7617950829309 | OPTIMIZED | INSTALLED |  |  | node_1361827_107_15290415_545 | CN | 8101202
heatpump_load_220348117 |  | 0 | 0 | 0 | 0 | 0 | 0 | 0 | 0 | 0 | 0.19 | 1030.1210800016222 | 2418.134743969293 | OPTIMIZED | INSTALLED |  |  | node_1362239_546_15290577_617 | AN | 8101202
heatpump_load_220348126 |  | 0 | 0 | 0 | 0 | 0 | 0 | 0 | 0 | 0 | 0.19 | 1001.9756961686064 | 2352.0654754557345 | OPTIMIZED | INSTALLED |  |  | node_1363859_611_15290563_968 | AN | 8101202
heatpump_load_220348127 |  | 0 | 0 | 0 | 0 | 0 | 0 | 0 | 0 | 0 | 0.19 | 1001.9756961686064 | 2352.0654754557345 | OPTIMIZED | INSTALLED |  |  | node_1363879_064_15290569_348 | BN | 8101202
heatpump_load_220348128 |  | 0 | 0 | 0 | 0 | 0 | 0 | 0 | 0 | 0 | 0.19 | 1001.9756961686064 | 2352.0654754557345 | OPTIMIZED | INSTALLED |  |  | node_1363839_819_15290565_521 | CN | 8101202
heatpump_load_220348130 |  | 0 | 0 | 0 | 0 | 0 | 0 | 0 | 0 | 0 | 0.19 | 41.82627845867097 | 98.18419891578928 | OPTIMIZED | INSTALLED |  |  | node_1365150_098_15290979_595 | AN | 8101202
heatpump_load_220348133 |  | 0 | 0 | 0 | 0 | 0 | 0 | 0 | 0 | 0 | 0.19 | 97.51362240219935 | 228.90618468157845 | OPTIMIZED | INSTALLED |  |  | node_1365897_778_15291074_856 | AN | 8101202
heatpump_load_220348235 |  | 0 | 0 | 0 | 0 | 0 | 0 | 0 | 0 | 0 | 0.19 | 320.0197972475547 | 751.2232893789458 | OPTIMIZED | INSTALLED |  |  | node_1362556_59_15290067_666 | AN | 8101202
heatpump_load_220348236 |  | 0 | 0 | 0 | 0 | 0 | 0 | 0 | 0 | 0 | 0.19 | 626.5432709410595 | 1470.7650494565758 | OPTIMIZED | INSTALLED |  |  | node_1362368_268_15289843_35 | AN | 8101202
heatpump_load_220348237 |  | 0 | 0 | 0 | 0 | 0 | 0 | 0 | 0 | 0 | 0.19 | 194.78408351719366 | 457.2415309973674 | OPTIMIZED | INSTALLED |  |  | node_1362104_126_15289601_102 | AN | 8101202
heatpump_load_220348337 |  | 0 | 0 | 0 | 0 | 0 | 0 | 0 | 0 | 0 | 0.19 | 0 | 0 | OPTIMIZED | INSTALLED |  |  | node_1367469_312_15291353_049 | AN | 8101202
heatpump_load_220348338 |  | 0 | 0 | 0 | 0 | 0 | 0 | 0 | 0 | 0 | 0.19 | 129.4687577035622 | 303.9185875925054 | OPTIMIZED | INSTALLED |  |  | node_1367082_451_15291186_549 | AN | 8101202
heatpump_load_220348339 |  | 0 | 0 | 0 | 0 | 0 | 0 | 0 | 0 | 0 | 0.19 | 129.4687577035622 | 303.9185875925054 | OPTIMIZED | INSTALLED |  |  | node_1367101_168_15291195_533 | BN | 8101202
heatpump_load_220348340 |  | 0 | 0 | 0 | 0 | 0 | 0 | 0 | 0 | 0 | 0.19 | 129.4687577035622 | 303.9185875925054 | OPTIMIZED | INSTALLED |  |  | node_1367062_673_15291184_36 | CN | 8101202
heatpump_load_220348341 |  | 0 | 0 | 0 | 0 | 0 | 0 | 0 | 0 | 0 | 0.19 | 0 | 0 | OPTIMIZED | INSTALLED |  |  | node_1366539_772_15291184_554 | AN | 8101202
heatpump_load_220348474 |  | 0 | 0 | 0 | 0 | 0 | 0 | 0 | 0 | 0 | 0.19 | 456.19840316699356 | 1070.8927742210503 | OPTIMIZED | INSTALLED |  |  | node_1362079_244_15289933_003 | AN | 8101202
heatpump_load_220348508 |  | 0 | 0 | 0 | 0 | 0 | 0 | 0 | 0 | 0 | 0.19 | 136.30022620459454 | 319.9549040249993 | OPTIMIZED | INSTALLED |  |  | node_1363923_35_15290256_646 | AN | 8101202
heatpump_load_220348509 |  | 0 | 0 | 0 | 0 | 0 | 0 | 0 | 0 | 0 | 0.19 | 337.77164153545874 | 792.8944900815773 | OPTIMIZED | INSTALLED |  |  | node_1363611_573_15290203_218 | AN | 8101202
heatpump_load_220348510 |  | 0 | 0 | 0 | 0 | 0 | 0 | 0 | 0 | 0 | 0.19 | 16.887222371498865 | 39.64155317982448 | OPTIMIZED | INSTALLED |  |  | node_1362943_766_15290175_053 | AN | 8101202
heatpump_load_220348511 |  | 0 | 0 | 0 | 0 | 0 | 0 | 0 | 0 | 0 | 0.19 | 204.02476741272983 | 478.9333888973674 | OPTIMIZED | INSTALLED |  |  | node_1364692_672_15290724_955 | AN | 8101202
heatpump_load_220348512 |  | 0 | 0 | 0 | 0 | 0 | 0 | 0 | 0 | 0 | 0.19 | 25.168739246296 | 59.0817708592104 | OPTIMIZED | INSTALLED |  |  | node_1364857_064_15290277_158 | AN | 8101202
heatpump_load_220348513 |  | 0 | 0 | 0 | 0 | 0 | 0 | 0 | 0 | 0 | 0.19 | 320.5061198219648 | 752.3649661105247 | OPTIMIZED | INSTALLED |  |  | node_1364378_957_15290308_808 | AN | 8101202
heatpump_load_220348553 |  | 0 | 0 | 0 | 0 | 0 | 0 | 0 | 0 | 0 | 0.19 | 532.7988863398574 | 1250.7068594447342 | OPTIMIZED | INSTALLED |  |  | node_1364150_884_15289894_51 | AN | 8101202
heatpump_load_220348554 |  | 0 | 0 | 0 | 0 | 0 | 0 | 0 | 0 | 0 | 0.19 | 738.5259016876821 | 1733.6361169026281 | OPTIMIZED | INSTALLED |  |  | node_1364070_478_15289575_528 | AN | 8101202
heatpump_load_220348555 |  | 0 | 0 | 0 | 0 | 0 | 0 | 0 | 0 | 0 | 0.19 | 879.6896311272498 | 2065.0077882434166 | OPTIMIZED | INSTALLED |  |  | node_1364334_026_15288864_851 | AN | 8101202
heatpump_load_220348556 |  | 0 | 0 | 0 | 0 | 0 | 0 | 0 | 0 | 0 | 0.19 | 214.72453795615579 | 504.05027699210416 | OPTIMIZED | INSTALLED |  |  | node_1364789_666_15288796_954 | AN | 8101202
heatpump_load_220348557 |  | 0 | 0 | 0 | 0 | 0 | 0 | 0 | 0 | 0 | 0.19 | 36.47641300773457 | 85.62575486842087 | OPTIMIZED | INSTALLED |  |  | node_1364971_255_15288695_311 | AN | 8101202
heatpump_load_220348558 |  | 0 | 0 | 0 | 0 | 0 | 0 | 0 | 0 | 0 | 0.19 | 680.285205662288 | 1596.920328296049 | OPTIMIZED | INSTALLED |  |  | node_1364992_23_15288333_627 | AN | 8101202
heatpump_load_220348559 |  | 0 | 0 | 0 | 0 | 0 | 0 | 0 | 0 | 0 | 0.19 | 539.486218153528 | 1266.4049145039446 | OPTIMIZED | INSTALLED |  |  | node_1364581_363_15289960_273 | AN | 8101202
heatpump_load_220348560 |  | 0 | 0 | 0 | 0 | 0 | 0 | 0 | 0 | 0 | 0.19 | 616.9378451147157 | 1448.2169340078917 | OPTIMIZED | INSTALLED |  |  | node_1364843_437_15289579_63 | AN | 8101202
heatpump_load_220348561 |  | 0 | 0 | 0 | 0 | 0 | 0 | 0 | 0 | 0 | 0.19 | 684.419225035646 | 1606.6245805144704 | OPTIMIZED | INSTALLED |  |  | node_1364949_708_15289181_734 | AN | 8101202
heatpump_load_220348626 |  | 0 | 0 | 0 | 0 | 0 | 0 | 0 | 0 | 0 | 0.19 | 1745.031874195232 | 4096.336112905255 | OPTIMIZED | INSTALLED |  |  | node_1364530_698_15289597_131 | AN | 8101202
heatpump_load_220348750 |  | 0 | 0 | 0 | 0 | 0 | 0 | 0 | 0 | 0 | 0.19 | 84.43615149904753 | 198.2077658991224 | OPTIMIZED | INSTALLED |  |  | node_1366840_065_15290638_738 | AN | 8101202
heatpump_load_220348764 |  | 0 | 0 | 0 | 0 | 0 | 0 | 0 | 0 | 0 | 0.19 | 216.1835849624924 | 507.475307186841 | OPTIMIZED | INSTALLED |  |  | node_1358727_394_15289053_809 | AN | 8101202
heatpump_load_220348765 |  | 0 | 0 | 0 | 0 | 0 | 0 | 0 | 0 | 0 | 0.19 | 779.257875070824 | 1829.2515431723646 | OPTIMIZED | INSTALLED |  |  | node_1359283_009_15289282_629 | AN | 8101202
heatpump_load_220348766 |  | 0 | 0 | 0 | 0 | 0 | 0 | 0 | 0 | 0 | 0.19 | 665.0867134562496 | 1561.2429304342072 | OPTIMIZED | INSTALLED |  |  | node_1359752_16_15289407_723 | AN | 8101202
heatpump_load_220348767 |  | 0 | 0 | 0 | 0 | 0 | 0 | 0 | 0 | 0 | 0.19 | 1206.7615417608356 | 2832.785390230257 | OPTIMIZED | INSTALLED |  |  | node_1358353_858_15288728_515 | AN | 8101202
heatpump_load_220348768 |  | 0 | 0 | 0 | 0 | 0 | 0 | 0 | 0 | 0 | 0.19 | 704.4812204766574 | 1653.7187456921017 | OPTIMIZED | INSTALLED |  |  | node_1358659_213_15288774_624 | AN | 8101202
heatpump_load_220348769 |  | 0 | 0 | 0 | 0 | 0 | 0 | 0 | 0 | 0 | 0.19 | 871.5432523072427 | 2045.8847029894694 | OPTIMIZED | INSTALLED |  |  | node_1358944_63_15288931_285 | AN | 8101202
heatpump_load_220348793 |  | 0 | 0 | 0 | 0 | 0 | 0 | 0 | 0 | 0 | 0.19 | 1103.8980142661467 | 2591.3207615013107 | OPTIMIZED | INSTALLED |  |  | node_1359279_736_15288317_375 | AN | 8101202
heatpump_load_220348794 |  | 0 | 0 | 0 | 0 | 0 | 0 | 0 | 0 | 0 | 0.19 | 327.6798138515985 | 769.2046979013143 | OPTIMIZED | INSTALLED |  |  | node_1359088_672_15287767_953 | AN | 8101202
heatpump_load_220348794-L-1 |  | 0 | 0 | 0 | 0 | 0 | 0 | 0 | 0 | 0 | 0.19 | 0 | 0 | OPTIMIZED | INSTALLED |  |  | node_1359088_672_15287767_953 | AN | 8101202
heatpump_load_220348795 |  | 0 | 0 | 0 | 0 | 0 | 0 | 0 | 0 | 0 | 0.19 | 666.910542034947 | 1565.5242181776284 | OPTIMIZED | INSTALLED |  |  | node_1359475_774_15287757_38 | AN | 8101202
heatpump_load_220348796 |  | 0 | 0 | 0 | 0 | 0 | 0 | 0 | 0 | 0 | 0.19 | 394.91803248532375 | 927.0415060421032 | OPTIMIZED | INSTALLED |  |  | node_1359792_772_15287980_434 | AN | 8101202
heatpump_load_220348797 |  | 0 | 0 | 0 | 0 | 0 | 0 | 0 | 0 | 0 | 0.19 | 220.0744034070922 | 516.6087210394726 | OPTIMIZED | INSTALLED |  |  | node_1359969_985_15288153_957 | AN | 8101202
heatpump_load_220348798 |  | 0 | 0 | 0 | 0 | 0 | 0 | 0 | 0 | 0 | 0.19 | 627.3944147293835 | 1472.762983736839 | OPTIMIZED | INSTALLED |  |  | node_1358982_857_15287618_064 | AN | 8101202
heatpump_load_220348799 |  | 0 | 0 | 0 | 0 | 0 | 0 | 0 | 0 | 0 | 0.19 | 474.5581903144633 | 1113.9910708381556 | OPTIMIZED | INSTALLED |  |  | node_1359350_079_15288916_319 | AN | 8101202
heatpump_load_220348800 |  | 0 | 0 | 0 | 0 | 0 | 0 | 0 | 0 | 0 | 0.19 | 652.0767917597162 | 1530.7030778644705 | OPTIMIZED | INSTALLED |  |  | node_1359777_942_15289089_09 | AN | 8101202
heatpump_load_220348801 |  | 0 | 0 | 0 | 0 | 0 | 0 | 0 | 0 | 0 | 0.19 | 785.3373036664818 | 1843.5225023171015 | OPTIMIZED | INSTALLED |  |  | node_1358828_19_15288436_941 | AN | 8101202
heatpump_load_220348802 |  | 0 | 0 | 0 | 0 | 0 | 0 | 0 | 0 | 0 | 0.19 | 346.6475835001873 | 813.7300904328931 | OPTIMIZED | INSTALLED |  |  | node_1359561_809_15288522_737 | AN | 8101202
heatpump_load_220348803 |  | 0 | 0 | 0 | 0 | 0 | 0 | 0 | 0 | 0 | 0.19 | 424.46391275062956 | 996.3983674855242 | OPTIMIZED | INSTALLED |  |  | node_1359617_257_15288680_167 | AN | 8101202
heatpump_load_220348874 |  | 0 | 0 | 0 | 0 | 0 | 0 | 0 | 0 | 0 | 0.19 | 804.6698152458782 | 1888.9041523973642 | OPTIMIZED | INSTALLED |  |  | node_1359101_445_15287960_851 | AN | 8101202
heatpump_load_220348876 |  | 0 | 0 | 0 | 0 | 0 | 0 | 0 | 0 | 0 | 0.19 | 90.46150901616812 | 212.35187207368378 | OPTIMIZED | INSTALLED |  |  | node_1358026_179_15288310_012 | AN | 8101202
heatpump_load_220348877 |  | 0 | 0 | 0 | 0 | 0 | 0 | 0 | 0 | 0 | 0.19 | 878.8385269804791 | 2063.0098539631535 | OPTIMIZED | INSTALLED |  |  | node_1357982_158_15288162_745 | AN | 8101202
heatpump_load_220348878 |  | 0 | 0 | 0 | 0 | 0 | 0 | 0 | 0 | 0 | 0.19 | 1061.0990113755493 | 2490.853209122363 | OPTIMIZED | INSTALLED |  |  | node_1358505_499_15288074_898 | AN | 8101202
heatpump_load_220348879 |  | 0 | 0 | 0 | 0 | 0 | 0 | 0 | 0 | 0 | 0.19 | 686.9725374759585 | 1612.6183833552595 | OPTIMIZED | INSTALLED |  |  | node_1358345_066_15287662_224 | AN | 8101202
heatpump_load_220348995 |  | 0 | 0 | 0 | 0 | 0 | 0 | 0 | 0 | 0 | 0.19 | 533.1636679122182 | 1251.5631169934184 | OPTIMIZED | INSTALLED |  |  | node_1363327_128_15289983_842 | AN | 8101202
heatpump_load_220348996 |  | 0 | 0 | 0 | 0 | 0 | 0 | 0 | 0 | 0 | 0.19 | 582.7715832600886 | 1368.0141436144706 | OPTIMIZED | INSTALLED |  |  | node_1363029_003_15289721_864 | AN | 8101202
heatpump_load_220349016 |  | 0 | 0 | 0 | 0 | 0 | 0 | 0 | 0 | 0 | 0.19 | 73.17799003753055 | 171.7800505653883 | OPTIMIZED | INSTALLED |  |  | node_1364082_137_15291034_509 | AN | 8101202
heatpump_load_220349017 |  | 0 | 0 | 0 | 0 | 0 | 0 | 0 | 0 | 0 | 0.19 | 73.17799003753055 | 171.7800505653883 | OPTIMIZED | INSTALLED |  |  | node_1364063_593_15291024_883 | BN | 8101202
heatpump_load_220349018 |  | 0 | 0 | 0 | 0 | 0 | 0 | 0 | 0 | 0 | 0.19 | 73.17799003753055 | 171.7800505653883 | OPTIMIZED | INSTALLED |  |  | node_1364101_87_15291037_382 | CN | 8101202
heatpump_load_220349019 |  | 0 | 0 | 0 | 0 | 0 | 0 | 0 | 0 | 0 | 0.19 | 219.53400975414482 | 515.3401913377182 | OPTIMIZED | INSTALLED |  |  | node_1363946_693_15290945_955 | AN | 8101202
heatpump_load_220349026 |  | 0 | 0 | 0 | 0 | 0 | 0 | 0 | 0 | 0 | 0.19 | 523.5041710073372 | 1228.8881485745587 | OPTIMIZED | INSTALLED |  |  | node_1362885_912_15290786_383 | AN | 8101202
heatpump_load_220349029 |  | 0 | 0 | 0 | 0 | 0 | 0 | 0 | 0 | 0 | 0.19 | 851.3595969395222 | 1998.5051186289431 | OPTIMIZED | INSTALLED |  |  | node_1366008_868_15290487_665 | AN | 8101202
heatpump_load_220349037 |  | 0 | 0 | 0 | 0 | 0 | 0 | 0 | 0 | 0 | 0.19 | 41.58311717146593 | 97.6133605499998 | OPTIMIZED | INSTALLED |  |  | node_1366280_924_15290509_465 | AN | 8101202
heatpump_load_220349040 |  | 0 | 0 | 0 | 0 | 0 | 0 | 0 | 0 | 0 | 0.19 | 776.4613617017533 | 1822.6869019657856 | OPTIMIZED | INSTALLED |  |  | node_1367425_663_15290891_647 | AN | 8101202
heatpump_load_220349057 |  | 0 | 0 | 0 | 0 | 0 | 0 | 0 | 0 | 0 | 0.19 | 731.8385302324584 | 1717.9380618434175 | OPTIMIZED | INSTALLED |  |  | node_1366581_557_15289769_406 | AN | 8101202
heatpump_load_220349068 |  | 0 | 0 | 0 | 0 | 0 | 0 | 0 | 0 | 0 | 0.19 | 808.3174327617198 | 1897.4667278842064 | OPTIMIZED | INSTALLED |  |  | node_1363200_106_15289522_287 | AN | 8101202
heatpump_load_220349069 |  | 0 | 0 | 0 | 0 | 0 | 0 | 0 | 0 | 0 | 0.19 | 407.56317260949635 | 956.7251010631559 | OPTIMIZED | INSTALLED |  |  | node_1363364_381_15289491_9 | AN | 8101202
heatpump_load_220349077 |  | 0 | 0 | 0 | 0 | 0 | 0 | 0 | 0 | 0 | 0.19 | 590.3100588620831 | 1385.7101329539444 | OPTIMIZED | INSTALLED |  |  | node_1362886_6_15290075_998 | AN | 8101202
heatpump_load_220349078 |  | 0 | 0 | 0 | 0 | 0 | 0 | 0 | 0 | 0 | 0.19 | 468.72196264756366 | 1100.2909500592082 | OPTIMIZED | INSTALLED |  |  | node_1362857_301_15289480_65 | AN | 8101202
heatpump_load_220349079 |  | 0 | 0 | 0 | 0 | 0 | 0 | 0 | 0 | 0 | 0.19 | 50.661706756049774 | 118.92465953947342 | OPTIMIZED | INSTALLED |  |  | node_1363314_614_15290617_731 | AN | 8101202
heatpump_load_220349080 |  | 0 | 0 | 0 | 0 | 0 | 0 | 0 | 0 | 0 | 0.19 | 168.87230299809505 | 396.4155317982448 | OPTIMIZED | INSTALLED |  |  | node_1363288_22_15290503_692 | AN | 8101202
heatpump_load_220349081 |  | 0 | 0 | 0 | 0 | 0 | 0 | 0 | 0 | 0 | 0.19 | 180.130464459612 | 422.84324713197884 | OPTIMIZED | INSTALLED |  |  | node_1363498_488_15290306_597 | AN | 8101202
heatpump_load_220349082 |  | 0 | 0 | 0 | 0 | 0 | 0 | 0 | 0 | 0 | 0.19 | 180.130464459612 | 422.84324713197884 | OPTIMIZED | INSTALLED |  |  | node_1363502_257_15290332_776 | BN | 8101202
heatpump_load_220349083 |  | 0 | 0 | 0 | 0 | 0 | 0 | 0 | 0 | 0 | 0.19 | 180.130464459612 | 422.84324713197884 | OPTIMIZED | INSTALLED |  |  | node_1363489_808_15290282_572 | CN | 8101202
heatpump_load_220349093 |  | 0 | 0 | 0 | 0 | 0 | 0 | 0 | 0 | 0 | 0.19 | 667.2752839657547 | 1566.3804757263124 | OPTIMIZED | INSTALLED |  |  | node_1364638_333_15288523_519 | AN | 8101202
heatpump_load_220349094 |  | 0 | 0 | 0 | 0 | 0 | 0 | 0 | 0 | 0 | 0.19 | 943.6449741759409 | 2215.1382784460475 | OPTIMIZED | INSTALLED |  |  | node_1364189_772_15288682_03 | AN | 8101202
heatpump_load_220349096 |  | 0 | 0 | 0 | 0 | 0 | 0 | 0 | 0 | 0 | 0.19 | 475.6524953899924 | 1116.5598434842082 | OPTIMIZED | INSTALLED |  |  | node_1364361_669_15288156_23 | AN | 8101202
heatpump_load_220349097 |  | 0 | 0 | 0 | 0 | 0 | 0 | 0 | 0 | 0 | 0.19 | 333.88082309085894 | 783.7610762289457 | OPTIMIZED | INSTALLED |  |  | node_1364779_445_15288200_687 | AN | 8101202
heatpump_load_220349158 |  | 0 | 0 | 0 | 0 | 0 | 0 | 0 | 0 | 0 | 0.19 | 118.21063588359843 | 277.49087225877133 | OPTIMIZED | INSTALLED |  |  | node_1365153_321_15291210_311 | AN | 8101202
heatpump_load_220349159 |  | 0 | 0 | 0 | 0 | 0 | 0 | 0 | 0 | 0 | 0.19 | 33.77444474299773 | 79.28310635964895 | OPTIMIZED | INSTALLED |  |  | node_1365128_33_15291583_684 | AN | 8101202
heatpump_load_220349319 |  | 0 | 0 | 0 | 0 | 0 | 0 | 0 | 0 | 0 | 0.19 | 128.94414138878042 | 302.68704345986777 | OPTIMIZED | INSTALLED |  |  | node_1358894_054_15289345_025 | AN | 8101202
heatpump_load_220349320 |  | 0 | 0 | 0 | 0 | 0 | 0 | 0 | 0 | 0 | 0.19 | 128.94414138878042 | 302.68704345986777 | OPTIMIZED | INSTALLED |  |  | node_1358907_458_15289348_149 | AN | 8101202
heatpump_load_220349576 |  | 0 | 0 | 0 | 0 | 0 | 0 | 0 | 0 | 0 | 0.19 | 2.1885705095049297 | 5.137545292105251 | OPTIMIZED | INSTALLED |  |  | node_1363090_146_15292195_736 | AN | 8101202
heatpump_load_220349577 |  | 0 | 0 | 0 | 0 | 0 | 0 | 0 | 0 | 0 | 0.19 | 583.0147445472937 | 1368.5849819802602 | OPTIMIZED | INSTALLED |  |  | node_1362599_941_15292227_223 | AN | 8101202
heatpump_load_220349578 |  | 0 | 0 | 0 | 0 | 0 | 0 | 0 | 0 | 0 | 0.19 | 47.054563266004834 | 110.45722378026292 | OPTIMIZED | INSTALLED |  |  | node_1362189_139_15292142_412 | AN | 8101202
heatpump_load_220349580 |  | 0 | 0 | 0 | 0 | 0 | 0 | 0 | 0 | 0 | 0.19 | 520.5184881464924 | 1221.8795219723659 | OPTIMIZED | INSTALLED |  |  | node_1361723_085_15292249_811 | AN | 8101202
heatpump_load_220349581 |  | 0 | 0 | 0 | 0 | 0 | 0 | 0 | 0 | 0 | 0.19 | 773.7864289762852 | 1816.4076799421014 | OPTIMIZED | INSTALLED |  |  | node_1361099_569_15292268_192 | AN | 8101202
heatpump_load_220350119 |  | 0 | 0 | 0 | 0 | 0 | 0 | 0 | 0 | 0 | 0.19 | 786.3099884568553 | 1845.8058557802592 | OPTIMIZED | INSTALLED |  |  | node_1363412_339_15291606_493 | AN | 8101202
heatpump_load_220350120 |  | 0 | 0 | 0 | 0 | 0 | 0 | 0 | 0 | 0 | 0.19 | 481.3671424132895 | 1129.9745450802607 | OPTIMIZED | INSTALLED |  |  | node_1363703_093_15291512_304 | AN | 8101202
heatpump_load_220350121 |  | 0 | 0 | 0 | 0 | 0 | 0 | 0 | 0 | 0 | 0.19 | 135.0978582550973 | 317.1324254385958 | OPTIMIZED | INSTALLED |  |  | node_1362952_824_15291580_676 | AN | 8101202
heatpump_load_220350122 |  | 0 | 0 | 0 | 0 | 0 | 0 | 0 | 0 | 0 | 0.19 | 1663.8110490746003 | 3905.676098731571 | OPTIMIZED | INSTALLED |  |  | node_1362754_689_15291748_025 | AN | 8101202
heatpump_load_220350123 |  | 0 | 0 | 0 | 0 | 0 | 0 | 0 | 0 | 0 | 0.19 | 0 | 0 | OPTIMIZED | INSTALLED |  |  | node_1362789_513_15290951_676 | AN | 8101202
heatpump_load_220350124 |  | 0 | 0 | 0 | 0 | 0 | 0 | 0 | 0 | 0 | 0.19 | 0 | 0 | OPTIMIZED | INSTALLED |  |  | node_1362785_505_15290977_715 | BN | 8101202
heatpump_load_220350125 |  | 0 | 0 | 0 | 0 | 0 | 0 | 0 | 0 | 0 | 0.19 | 0 | 0 | OPTIMIZED | INSTALLED |  |  | node_1362788_357_15290925_083 | CN | 8101202
heatpump_load_220350126 |  | 0 | 0 | 0 | 0 | 0 | 0 | 0 | 0 | 0 | 0.19 | 987.4166618569118 | 2317.8891842881526 | OPTIMIZED | INSTALLED |  |  | node_1361660_001_15292453_792 | AN | 8101202
heatpump_load_220350127 |  | 0 | 0 | 0 | 0 | 0 | 0 | 0 | 0 | 0 | 0.19 | 679.4341015155171 | 1594.9223940157858 | OPTIMIZED | INSTALLED |  |  | node_1362953_826_15292401_551 | AN | 8101202
heatpump_load_220350128 |  | 0 | 0 | 0 | 0 | 0 | 0 | 0 | 0 | 0 | 0.19 | 655.6028286319553 | 1538.9802341684178 | OPTIMIZED | INSTALLED |  |  | node_1362395_163_15292429_776 | AN | 8101202
heatpump_load_220350130 |  | 0 | 0 | 0 | 0 | 0 | 0 | 0 | 0 | 0 | 0.19 | 659.1289051457475 | 1547.257390472365 | OPTIMIZED | INSTALLED |  |  | node_1362302_904_15291363_658 | AN | 8101202
heatpump_load_220350131 |  | 0 | 0 | 0 | 0 | 0 | 0 | 0 | 0 | 0 | 0.19 | 785.8236658824452 | 1844.6641790486801 | OPTIMIZED | INSTALLED |  |  | node_1362374_656_15291187_988 | AN | 8101202
heatpump_load_220350133 |  | 0 | 0 | 0 | 0 | 0 | 0 | 0 | 0 | 0 | 0.19 | 122.68236164849534 | 287.98795554078885 | OPTIMIZED | INSTALLED |  |  | node_1362090_594_15292430_585 | AN | 8101202
heatpump_load_220350134 |  | 0 | 0 | 0 | 0 | 0 | 0 | 0 | 0 | 0 | 0.19 | 999.4538591215186 | 2346.145683394732 | OPTIMIZED | INSTALLED |  |  | node_1362051_529_15291274_797 | AN | 8101202
heatpump_load_220350135 |  | 0 | 0 | 0 | 0 | 0 | 0 | 0 | 0 | 0 | 0.19 | 926.3794524624471 | 2174.6087544749953 | OPTIMIZED | INSTALLED |  |  | node_1362058_409_15291717_423 | AN | 8101202
heatpump_load_220350136 |  | 0 | 0 | 0 | 0 | 0 | 0 | 0 | 0 | 0 | 0.19 | 0 | 0 | OPTIMIZED | INSTALLED |  |  | node_1362080_41_15292263_45 | AN | 8101202
heatpump_load_220350137 |  | 0 | 0 | 0 | 0 | 0 | 0 | 0 | 0 | 0 | 0.19 | 737.1884353249479 | 1730.4965058907858 | OPTIMIZED | INSTALLED |  |  | node_1361213_854_15291931_314 | AN | 8101202
heatpump_load_220350138 |  | 0 | 0 | 0 | 0 | 0 | 0 | 0 | 0 | 0 | 0.19 | 654.1437816256187 | 1535.555203973681 | OPTIMIZED | INSTALLED |  |  | node_1361239_573_15291512_968 | AN | 8101202
heatpump_load_220350139 |  | 0 | 0 | 0 | 0 | 0 | 0 | 0 | 0 | 0 | 0.19 | 616.9378451147157 | 1448.2169340078917 | OPTIMIZED | INSTALLED |  |  | node_1361270_838_15291036_592 | AN | 8101202
heatpump_load_220350144 |  | 0 | 0 | 0 | 0 | 0 | 0 | 0 | 0 | 0 | 0.19 | 0 | 0 | OPTIMIZED | INSTALLED |  |  | node_1360832_195_15291957_516 | AN | 8101202
heatpump_load_220350145 |  | 0 | 0 | 0 | 0 | 0 | 0 | 0 | 0 | 0 | 0.19 | 5.629060909981895 | 13.213837846090433 | OPTIMIZED | INSTALLED |  |  | node_1360783_788_15291792_22 | AN | 8101202
heatpump_load_220350146 |  | 0 | 0 | 0 | 0 | 0 | 0 | 0 | 0 | 0 | 0.19 | 317.7906734291468 | 745.9906043592091 | OPTIMIZED | INSTALLED |  |  | node_1360785_882_15291765_762 | BN | 8101202
heatpump_load_220350147 |  | 0 | 0 | 0 | 0 | 0 | 0 | 0 | 0 | 0 | 0.19 | 5.629060909981895 | 13.213837846090433 | OPTIMIZED | INSTALLED |  |  | node_1360786_87_15291818_553 | CN | 8101202
heatpump_load_220350148 |  | 0 | 0 | 0 | 0 | 0 | 0 | 0 | 0 | 0 | 0.19 | 599.9154846884269 | 1408.2582484026286 | OPTIMIZED | INSTALLED |  |  | node_1360815_159_15291258_751 | AN | 8101202
heatpump_load_220350149 |  | 0 | 0 | 0 | 0 | 0 | 0 | 0 | 0 | 0 | 0.19 | 800.049433656557 | 1878.0582234473643 | OPTIMIZED | INSTALLED |  |  | node_1360832_625_15290870_216 | AN | 8101202
heatpump_load_220350150 |  | 0 | 0 | 0 | 0 | 0 | 0 | 0 | 0 | 0 | 0.19 | 284.3336782440131 | 667.4527591993408 | OPTIMIZED | INSTALLED |  |  | node_1360688_667_15290870_472 | AN | 8101202
heatpump_load_220350151 |  | 0 | 0 | 0 | 0 | 0 | 0 | 0 | 0 | 0 | 0.19 | 284.3336782440131 | 667.4527591993408 | OPTIMIZED | INSTALLED |  |  | node_1360668_794_15290865_21 | AN | 8101202
heatpump_load_220350152 |  | 0 | 0 | 0 | 0 | 0 | 0 | 0 | 0 | 0 | 0.19 | 897.3198947715512 | 2106.393569763153 | OPTIMIZED | INSTALLED |  |  | node_1361608_691_15291899_409 | AN | 8101202
heatpump_load_220350153 |  | 0 | 0 | 0 | 0 | 0 | 0 | 0 | 0 | 0 | 0.19 | 1814.458663338462 | 4259.310466338149 | OPTIMIZED | INSTALLED |  |  | node_1361601_125_15291476_872 | AN | 8101202
heatpump_load_220350154 |  | 0 | 0 | 0 | 0 | 0 | 0 | 0 | 0 | 0 | 0.19 | 712.6276389382177 | 1672.841830946049 | OPTIMIZED | INSTALLED |  |  | node_1361582_281_15290849_65 | AN | 8101202
heatpump_load_220431768 |  | 0 | 0 | 0 | 0 | 0 | 0 | 0 | 0 | 0 | 0.19 | 16.887222371498865 | 39.64155317982448 | OPTIMIZED | INSTALLED |  |  | node_1363267_005_15291963_806 | AN | 8101202
heatpump_load_220431788 |  | 0 | 0 | 0 | 0 | 0 | 0 | 0 | 0 | 0 | 0.19 | 16.887222371498865 | 39.64155317982448 | OPTIMIZED | INSTALLED |  |  | node_1363285_329_15291953_794 | BN | 8101202
heatpump_load_220431790 |  | 0 | 0 | 0 | 0 | 0 | 0 | 0 | 0 | 0 | 0.19 | 16.887222371498865 | 39.64155317982448 | OPTIMIZED | INSTALLED |  |  | node_1363251_269_15291979_863 | CN | 8101202
heatpump_load_220440331 |  | 0 | 0 | 0 | 0 | 0 | 0 | 0 | 0 | 0 | 0.19 | 118.21063588359843 | 277.49087225877133 | OPTIMIZED | INSTALLED |  |  | node_1364379_048_15290909_235 | AN | 8101202
heatpump_load_220472889 |  | 0 | 0 | 0 | 0 | 0 | 0 | 0 | 0 | 0 | 0.19 | 1064.6250878893416 | 2499.13036542631 | OPTIMIZED | INSTALLED |  |  | node_1362311_15291811_035 | AN | 8101202
heatpump_load_220490891 |  | 0 | 0 | 0 | 0 | 0 | 0 | 0 | 0 | 0 | 0.19 | 1216.6101685159376 | 2855.904344044731 | OPTIMIZED | INSTALLED |  |  | node_1363722_314_15291982_091 | AN | 8101202
heatpump_load_220522870 |  | 0 | 0 | 0 | 0 | 0 | 0 | 0 | 0 | 0 | 0.19 | 202.64678738264595 | 475.6986381578937 | OPTIMIZED | INSTALLED |  |  | node_1363817_594_15291002_698 | AN | 8101202
heatpump_load_220522946 |  | 0 | 0 | 0 | 0 | 0 | 0 | 0 | 0 | 0 | 0.19 | 202.64678738264595 | 475.6986381578937 | OPTIMIZED | INSTALLED |  |  | node_1363798_419_15290995_706 | BN | 8101202
heatpump_load_220526832 |  | 0 | 0 | 0 | 0 | 0 | 0 | 0 | 0 | 0 | 0.19 | 2651.2952997796833 | 6223.72380959089 | OPTIMIZED | INSTALLED |  |  | node_1364555_072_15291463_843 | ABCN | 8101202
heatpump_load_220527142 |  | 0 | 0 | 0 | 0 | 0 | 0 | 0 | 0 | 0 | 0.19 | 2279.7762093989422 | 5351.609679276305 | OPTIMIZED | INSTALLED |  |  | node_1364804_906_15291530_098 | ABCN | 8101202
heatpump_load_220531007 |  | 0 | 0 | 0 | 0 | 0 | 0 | 0 | 0 | 0 | 0.19 | 1182.1061209866652 | 2774.90868294616 | OPTIMIZED | INSTALLED |  |  | node_1367446_81_15291098_448 | ABCN | 8101202
heatpump_load_220531202 |  | 0 | 0 | 0 | 0 | 0 | 0 | 0 | 0 | 0 | 0.19 | 1857.5954519037048 | 4360.570889422246 | OPTIMIZED | INSTALLED |  |  | node_1364969_946_15291716_884 | ABCN | 8101202
heatpump_load_220532548 |  | 0 | 0 | 0 | 0 | 0 | 0 | 0 | 0 | 0 | 0.19 | 2296.6633921288885 | 5391.251192814576 | OPTIMIZED | INSTALLED |  |  | node_1360999_875_15290102_921 | ABCN | 8101202
heatpump_load_220534795 |  | 0 | 0 | 0 | 0 | 0 | 0 | 0 | 0 | 0 | 0.19 | 306.6450939786605 | 719.8271792605249 | OPTIMIZED | INSTALLED |  |  | node_1362196_549_15290408_704 | AN | 8101202
heatpump_load_220543242 |  | 0 | 0 | 0 | 0 | 0 | 0 | 0 | 0 | 0 | 0.19 | 0 | 0 | OPTIMIZED | INSTALLED |  |  | node_1362048_459_15290468_353 | AN | 8101202
heatpump_load_220543243 |  | 0 | 0 | 0 | 0 | 0 | 0 | 0 | 0 | 0 | 0.19 | 0 | 0 | OPTIMIZED | INSTALLED |  |  | node_1362018_185_15290464_692 | BN | 8101202
heatpump_load_220543244 |  | 0 | 0 | 0 | 0 | 0 | 0 | 0 | 0 | 0 | 0.19 | 0 | 0 | OPTIMIZED | INSTALLED |  |  | node_1362065_748_15290478_394 | CN | 8101202
heatpump_load_220547246 |  | 0 | 0 | 0 | 0 | 0 | 0 | 0 | 0 | 0 | 0.19 | 146.35601971661427 | 343.5601407723298 | OPTIMIZED | INSTALLED |  |  | node_1366826_987_15291351_022 | AN | 8101202
heatpump_load_220547247 |  | 0 | 0 | 0 | 0 | 0 | 0 | 0 | 0 | 0 | 0.19 | 146.35601971661427 | 343.5601407723298 | OPTIMIZED | INSTALLED |  |  | node_1366808_209_15291342_273 | BN | 8101202
heatpump_load_220547248 |  | 0 | 0 | 0 | 0 | 0 | 0 | 0 | 0 | 0 | 0.19 | 146.35601971661427 | 343.5601407723298 | OPTIMIZED | INSTALLED |  |  | node_1366846_778_15291352_964 | CN | 8101202
heatpump_load_220566349 |  | 0 | 0 | 0 | 0 | 0 | 0 | 0 | 0 | 0 | 0.19 | 2195.3400578998953 | 5153.401873735629 | OPTIMIZED | INSTALLED |  |  | node_1361386_916_15290031_4 | ABCN | 8101202
heatpump_load_220576640 |  | 0 | 0 | 0 | 0 | 0 | 0 | 0 | 0 | 0 | 0.19 | 153.20096634572772 | 359.62817044736767 | OPTIMIZED | INSTALLED |  |  | node_1363132_419_15292227_857 | AN | 8101202
heatpump_load_220576646 |  | 0 | 0 | 0 | 0 | 0 | 0 | 0 | 0 | 0 | 0.19 | 153.20096634572772 | 359.62817044736767 | OPTIMIZED | INSTALLED |  |  | node_1363118_115_15292209_275 | AN | 8101202
heatpump_load_220598204 |  | 0 | 0 | 0 | 0 | 0 | 0 | 0 | 0 | 0 | 0.19 | 42.67742224699498 | 100.18213319605242 | OPTIMIZED | INSTALLED |  |  | node_1367378_173_15290327_885 | AN | 8101202
heatpump_load_220598207 |  | 0 | 0 | 0 | 0 | 0 | 0 | 0 | 0 | 0 | 0.19 | 559.5482532360925 | 1313.4990796815762 | OPTIMIZED | INSTALLED |  |  | node_1367691_276_15290541_313 | AN | 8101202
heatpump_load_220598208 |  | 0 | 0 | 0 | 0 | 0 | 0 | 0 | 0 | 0 | 0.19 | 33.77444474299773 | 79.28310635964895 | OPTIMIZED | INSTALLED |  |  | node_1367236_505_15290555_371 | AN | 8101202
heatpump_load_220598209 |  | 0 | 0 | 0 | 0 | 0 | 0 | 0 | 0 | 0 | 0.19 | 9.54465532531906 | 22.405405857236797 | OPTIMIZED | INSTALLED |  |  | node_1367545_413_15290543_267 | AN | 8101202
heatpump_load_220598210 |  | 0 | 0 | 0 | 0 | 0 | 0 | 0 | 0 | 0 | 0.19 | 9.54465532531906 | 22.405405857236797 | OPTIMIZED | INSTALLED |  |  | node_1367559_867_15290540_392 | BN | 8101202
heatpump_load_220598213 |  | 0 | 0 | 0 | 0 | 0 | 0 | 0 | 0 | 0 | 0.19 | 82.315130196161 | 193.2287868197364 | OPTIMIZED | INSTALLED |  |  | node_1367532_991_15290375_958 | AN | 8101202
heatpump_load_220598215 |  | 0 | 0 | 0 | 0 | 0 | 0 | 0 | 0 | 0 | 0.19 | 33.77444474299773 | 79.28310635964895 | OPTIMIZED | INSTALLED |  |  | node_1366924_589_15290397_63 | AN | 8101202
heatpump_load_220598248 |  | 0 | 0 | 0 | 0 | 0 | 0 | 0 | 0 | 0 | 0.19 | 101.76922241915987 | 238.89585608289423 | OPTIMIZED | INSTALLED |  |  | node_1368182_985_15290399_782 | AN | 8101202
heatpump_load_220598249 |  | 0 | 0 | 0 | 0 | 0 | 0 | 0 | 0 | 0 | 0.19 | 337.0421180322904 | 791.1819749842089 | OPTIMIZED | INSTALLED |  |  | node_1368022_044_15290399_089 | AN | 8101202
heatpump_load_220598250 |  | 0 | 0 | 0 | 0 | 0 | 0 | 0 | 0 | 0 | 0.19 | 180.130464459612 | 422.84324713197884 | OPTIMIZED | INSTALLED |  |  | node_1365147_699_15290877_607 | AN | 8101202
heatpump_load_220598251 |  | 0 | 0 | 0 | 0 | 0 | 0 | 0 | 0 | 0 | 0.19 | 180.130464459612 | 422.84324713197884 | OPTIMIZED | INSTALLED |  |  | node_1365156_154_15290853_6 | BN | 8101202
heatpump_load_220598253 |  | 0 | 0 | 0 | 0 | 0 | 0 | 0 | 0 | 0 | 0.19 | 180.130464459612 | 422.84324713197884 | OPTIMIZED | INSTALLED |  |  | node_1365144_176_15290903_777 | CN | 8101202
heatpump_load_220598269 |  | 0 | 0 | 0 | 0 | 0 | 0 | 0 | 0 | 0 | 0.19 | 1905.528115214196 | 4473.089434326306 | OPTIMIZED | INSTALLED |  |  | node_1366191_823_15290776_935 | AN | 8101202
heatpump_load_220598270 |  | 0 | 0 | 0 | 0 | 0 | 0 | 0 | 0 | 0 | 0.19 | 373.6401116836275 | 877.0931490355243 | OPTIMIZED | INSTALLED |  |  | node_1366276_96_15290138_36 | AN | 8101202
heatpump_load_220598271 |  | 0 | 0 | 0 | 0 | 0 | 0 | 0 | 0 | 0 | 0.19 | 47.41934483836558 | 111.31348132894713 | OPTIMIZED | INSTALLED |  |  | node_1366598_002_15291035_228 | AN | 8101202
heatpump_load_220598272 |  | 0 | 0 | 0 | 0 | 0 | 0 | 0 | 0 | 0 | 0.19 | 0 | 0 | OPTIMIZED | INSTALLED |  |  | node_1365860_836_15290314_081 | AN | 8101202
heatpump_load_220598275 |  | 0 | 0 | 0 | 0 | 0 | 0 | 0 | 0 | 0 | 0.19 | 127.30270359626343 | 298.8338844907888 | OPTIMIZED | INSTALLED |  |  | node_1366198_934_15289907_168 | AN | 8101202
heatpump_load_220598311 |  | 0 | 0 | 0 | 0 | 0 | 0 | 0 | 0 | 0 | 0.19 | 84.43615149904753 | 198.2077658991224 | OPTIMIZED | INSTALLED |  |  | node_1362679_074_15290581_459 | AN | 8101202
heatpump_load_220598313 |  | 0 | 0 | 0 | 0 | 0 | 0 | 0 | 0 | 0 | 0.19 | 84.43615149904753 | 198.2077658991224 | OPTIMIZED | INSTALLED |  |  | node_1362668_6_15290577_196 | BN | 8101202
heatpump_load_220598320 |  | 0 | 0 | 0 | 0 | 0 | 0 | 0 | 0 | 0 | 0.19 | 84.43615149904753 | 198.2077658991224 | OPTIMIZED | INSTALLED |  |  | node_1362692_811_15290584_43 | CN | 8101202
heatpump_load_220598326 |  | 0 | 0 | 0 | 0 | 0 | 0 | 0 | 0 | 0 | 0.19 | 835.7963628026764 | 1961.9714632184168 | OPTIMIZED | INSTALLED |  |  | node_1366649_316_15290155_922 | AN | 8101202
heatpump_load_220598327 |  | 0 | 0 | 0 | 0 | 0 | 0 | 0 | 0 | 0 | 0.19 | 84.43615149904753 | 198.2077658991224 | OPTIMIZED | INSTALLED |  |  | node_1366610_851_15290674_285 | AN | 8101202
heatpump_load_220598329 |  | 0 | 0 | 0 | 0 | 0 | 0 | 0 | 0 | 0 | 0.19 | 499.48376827355423 | 1172.5020033315764 | OPTIMIZED | INSTALLED |  |  | node_1365616_545_15290700_742 | AN | 8101202
heatpump_load_220598549 |  | 0 | 0 | 0 | 0 | 0 | 0 | 0 | 0 | 0 | 0.19 | 202.64678738264595 | 475.6986381578937 | OPTIMIZED | INSTALLED |  |  | node_1363837_428_15291002_802 | CN | 8101202
heatpump_load_220599279 |  | 0 | 0 | 0 | 0 | 0 | 0 | 0 | 0 | 0 | 0.19 | 0 | 0 | OPTIMIZED | INSTALLED |  |  | node_1358687_461_15289451_437 | AN | 8101202
heatpump_load_220616456 |  | 0 | 0 | 0 | 0 | 0 | 0 | 0 | 0 | 0 | 0.19 | 873.0022993135792 | 2049.309733184206 | OPTIMIZED | INSTALLED |  |  | node_1358546_267_15288377_594 | AN | 8101202
heatpump_load_220617846 |  | 0 | 0 | 0 | 0 | 0 | 0 | 0 | 0 | 0 | 0.19 | 0 | 0 | OPTIMIZED | INSTALLED |  |  | node_1363211_548_15290827_764 | AN | 8101202
heatpump_load_220617850 |  | 0 | 0 | 0 | 0 | 0 | 0 | 0 | 0 | 0 | 0.19 | 0 | 0 | OPTIMIZED | INSTALLED |  |  | node_1363206_919_15290843_389 | BN | 8101202
heatpump_load_220617851 |  | 0 | 0 | 0 | 0 | 0 | 0 | 0 | 0 | 0 | 0.19 | 0 | 0 | OPTIMIZED | INSTALLED |  |  | node_1363213_032_15290817_355 | CN | 8101202
heatpump_load_220621619 |  | 0 | 0 | 0 | 0 | 0 | 0 | 0 | 0 | 0 | 0.19 | 2769.505935663282 | 6501.214761132767 | OPTIMIZED | INSTALLED |  |  | node_1367229_808_15291036_486 | ABCN | 8101202
heatpump_load_220623858 |  | 0 | 0 | 0 | 0 | 0 | 0 | 0 | 0 | 0 | 0.19 | 33.77444474299773 | 79.28310635964895 | OPTIMIZED | INSTALLED |  |  | node_1360084_036_15289977_248 | AN | 8101202
heatpump_load_220623859 |  | 0 | 0 | 0 | 0 | 0 | 0 | 0 | 0 | 0 | 0.19 | 861.2487770035272 | 2021.7192121710484 | OPTIMIZED | INSTALLED |  |  | node_1362995_552_15290616_852 | AN | 8101202
heatpump_load_220623860 |  | 0 | 0 | 0 | 0 | 0 | 0 | 0 | 0 | 0 | 0.19 | 861.2487770035272 | 2021.7192121710484 | OPTIMIZED | INSTALLED |  |  | node_1362980_701_15290605_126 | BN | 8101202
heatpump_load_220623861 |  | 0 | 0 | 0 | 0 | 0 | 0 | 0 | 0 | 0 | 0.19 | 33.77444474299773 | 79.28310635964895 | OPTIMIZED | INSTALLED |  |  | node_1360062_497_15289970_379 | AN | 8101202
heatpump_load_220623864 |  | 0 | 0 | 0 | 0 | 0 | 0 | 0 | 0 | 0 | 0.19 | 861.2487770035272 | 2021.7192121710484 | OPTIMIZED | INSTALLED |  |  | node_1363010_284_15290629_606 | CN | 8101202
heatpump_load_220633307 |  | 0 | 0 | 0 | 0 | 0 | 0 | 0 | 0 | 0 | 0.19 | 945.6849681441279 | 2219.927017711724 | OPTIMIZED | INSTALLED |  |  | node_1363343_817_15290951_978 | ABCN | 8101202
heatpump_load_220647757 |  | 0 | 0 | 0 | 0 | 0 | 0 | 0 | 0 | 0 | 0.19 | 0 | 0 | OPTIMIZED | INSTALLED |  |  | node_1365072_783_15291053_825 | AN | 8101202
heatpump_load_220649922 |  | 0 | 0 | 0 | 0 | 0 | 0 | 0 | 0 | 0 | 0.19 | 236.4212321256437 | 554.9817445175427 | OPTIMIZED | INSTALLED |  |  | node_1363625_955_15290963_98 | AN | 8101202
heatpump_load_220649923 |  | 0 | 0 | 0 | 0 | 0 | 0 | 0 | 0 | 0 | 0.19 | 236.4212321256437 | 554.9817445175427 | OPTIMIZED | INSTALLED |  |  | node_1363644_581_15290973_308 | BN | 8101202
heatpump_load_220649924 |  | 0 | 0 | 0 | 0 | 0 | 0 | 0 | 0 | 0 | 0.19 | 236.4212321256437 | 554.9817445175427 | OPTIMIZED | INSTALLED |  |  | node_1363664_337_15290975_863 | CN | 8101202
heatpump_load_220651156 |  | 0 | 0 | 0 | 0 | 0 | 0 | 0 | 0 | 0 | 0.19 | 904.1288468703774 | 2122.3770440052585 | OPTIMIZED | INSTALLED |  |  | node_1363500_079_15292072_177 | AN | 8101202
heatpump_load_220655937 |  | 0 | 0 | 0 | 0 | 0 | 0 | 0 | 0 | 0 | 0.19 | 166.4540493294662 | 390.73886138289384 | OPTIMIZED | INSTALLED |  |  | node_1365958_675_15290095_354 | AN | 8101202
heatpump_load_310000632 |  | 0 | 0 | 0 | 0 | 0 | 0 | 0 | 0 | 0 | 0.19 | 219.53400975414482 | 515.3401913377182 | OPTIMIZED | INSTALLED |  |  | node_1358986_729_15289429_98 | AN | 8101202
heatpump_load_312102743 |  | 0 | 0 | 0 | 0 | 0 | 0 | 0 | 0 | 0 | 0.19 | 0 | 0 | OPTIMIZED | INSTALLED |  |  | node_1359229_693_15287875_811 | AN | 8101202
heatpump_load_312102743-L-1 |  | 0 | 0 | 0 | 0 | 0 | 0 | 0 | 0 | 0 | 0.19 | 0 | 0 | OPTIMIZED | INSTALLED |  |  | node_1359229_693_15287875_811 | AN | 8101202

## LineSpacing
Name | DistanceAB | DistanceAC | DistanceAE | DistanceAN | DistanceBC | DistanceBE | DistanceBN | DistanceCE | DistanceCN | DistanceNE | Feeder | Comments

## Load
Name | GroupId | PriorityLevel | LoadClass | BaseReactivePowerA | BaseReactivePowerB | BaseReactivePowerC | BaseActivePowerA | BaseActivePowerB | BaseActivePowerC | BasePowerA | BasePowerB | BasePowerC | ConstantCurrentAReal | ConstantCurrentAImag | ConstantCurrentA | ConstantCurrentBReal | ConstantCurrentBImag | ConstantCurrentB | ConstantCurrentCReal | ConstantCurrentCImag | ConstantCurrentC | ConstantResistanceA | ConstantReactanceA | ConstantImpedanceA | ConstantResistanceB | ConstantReactanceB | ConstantImpedanceB | ConstantResistanceC | ConstantReactanceC | ConstantImpedanceC | ConstantActivePowerA | ConstantReactivePowerA | ConstantPowerA | ConstantActivePowerB | ConstantReactivePowerB | ConstantPowerB | ConstantActivePowerC | ConstantReactivePowerC | ConstantPowerC | CurrentFractionA | CurrentFractionB | CurrentFractionC | CurrentPfA | CurrentPfB | CurrentPfC | ImpedanceFractionA | ImpedanceFractionB | ImpedanceFractionC | ImpedancePfA | ImpedancePfB | ImpedancePfC | PowerFractionA | PowerFractionB | PowerFractionC | PowerPfA | PowerPfB | PowerPfC | DemandResponseLowerBound | DemandResponseShortageCost | DemandResponseSurplusCost | DemandResponseUpperBound | ActivePowerA | ActivePowerB | ActivePowerC | ReactivePowerA | ReactivePowerB | ReactivePowerC | NominalVoltage | Status | ParentNode | Phases | Feeder | Comments
load_220347817 |  | 0 | R | 0 | 0 | 0 | 0 | 0 | 0 | 0 | 0 | 0 | 0 | 0 | 0+0j | 0 | 0 | 0+0j | 0 | 0 | 0+0j | 0 | 0 | 0+0j | 0 | 0 | 0+0j | 0 | 0 | 0+0j | 26928 | 11471.28 | 26928+11471.28j | 0 | 0 | 0+0j | 0 | 0 | 0+0j | 0 | 0 | 0 | 0 | 0 | 0 | 0 | 0 | 0 | 0 | 0 | 0 | 0 | 0 | 0 | 0 | 0 | 0 | 1 | 0 | 0 | 1 | 0 | 0 | 0 | 0 | 0 | 0 | 0 | OPEN | node_1362600_608_15289561_617 | AN | 8101202
load_220347818 |  | 0 | R | 0 | 0 | 0 | 0 | 0 | 0 | 0 | 0 | 0 | 0 | 0 | 0+0j | 0 | 0 | 0+0j | 0 | 0 | 0+0j | 0 | 0 | 0+0j | 0 | 0 | 0+0j | 0 | 0 | 0+0j | 49766.4 | 21200.398 | 49766.4+21200.398j | 0 | 0 | 0+0j | 0 | 0 | 0+0j | 0 | 0 | 0 | 0 | 0 | 0 | 0 | 0 | 0 | 0 | 0 | 0 | 0 | 0 | 0 | 0 | 0 | 0 | 1 | 0 | 0 | 1 | 0 | 0 | 0 | 0 | 0 | 0 | 0 | OPEN | node_1362516_802_15289370_735 | AN | 8101202
load_220347854 |  | 0 | C | 0 | 0 | 0 | 0 | 0 | 0 | 0 | 0 | 0 | 0 | 0 | 0+0j | 0 | 0 | 0+0j | 0 | 0 | 0+0j | 0 | 0 | 0+0j | 0 | 0 | 0+0j | 0 | 0 | 0+0j | 259000 | 110333.538 | 259000+110333.538j | 259000 | 110333.538 | 259000+110333.538j | 259000 | 110333.538 | 259000+110333.538j | 0 | 0 | 0 | 0 | 0 | 0 | 0 | 0 | 0 | 0 | 0 | 0 | 0 | 0 | 0 | 0 | 0 | 0 | 1 | 0 | 0 | 1 | 0 | 0 | 0 | 0 | 0 | 0 | 0 | OPEN | node_1365275_702_15291475_21 | ABCN | 8101202
load_220347855 |  | 0 | C | 0 | 0 | 0 | 0 | 0 | 0 | 0 | 0 | 0 | 0 | 0 | 0+0j | 0 | 0 | 0+0j | 0 | 0 | 0+0j | 0 | 0 | 0+0j | 0 | 0 | 0+0j | 0 | 0 | 0+0j | 76333.333 | 32517.864 | 76333.333+32517.864j | 76333.333 | 32517.864 | 76333.333+32517.864j | 76333.333 | 32517.864 | 76333.333+32517.864j | 0 | 0 | 0 | 0 | 0 | 0 | 0 | 0 | 0 | 0 | 0 | 0 | 0 | 0 | 0 | 0 | 0 | 0 | 1 | 0 | 0 | 1 | 0 | 0 | 0 | 0 | 0 | 0 | 0 | OPEN | node_1365505_38_15291963_472 | ABCN | 8101202
load_220347856 |  | 0 | R | 0 | 0 | 0 | 0 | 0 | 0 | 0 | 0 | 0 | 0 | 0 | 0+0j | 0 | 0 | 0+0j | 0 | 0 | 0+0j | 0 | 0 | 0+0j | 0 | 0 | 0+0j | 0 | 0 | 0+0j | 3578.4 | 1524.392 | 3578.4+1524.392j | 0 | 0 | 0+0j | 0 | 0 | 0+0j | 0 | 0 | 0 | 0 | 0 | 0 | 0 | 0 | 0 | 0 | 0 | 0 | 0 | 0 | 0 | 0 | 0 | 0 | 1 | 0 | 0 | 1 | 0 | 0 | 0 | 0 | 0 | 0 | 0 | OPEN | node_1363823_415_15288895_208 | AN | 8101202
load_220347857 |  | 0 | R | 0 | 0 | 0 | 0 | 0 | 0 | 0 | 0 | 0 | 0 | 0 | 0+0j | 0 | 0 | 0+0j | 0 | 0 | 0+0j | 0 | 0 | 0+0j | 0 | 0 | 0+0j | 0 | 0 | 0+0j | 34207.2 | 14572.206 | 34207.2+14572.206j | 0 | 0 | 0+0j | 0 | 0 | 0+0j | 0 | 0 | 0 | 0 | 0 | 0 | 0 | 0 | 0 | 0 | 0 | 0 | 0 | 0 | 0 | 0 | 0 | 0 | 1 | 0 | 0 | 1 | 0 | 0 | 0 | 0 | 0 | 0 | 0 | OPEN | node_1363692_582_15288913_64 | AN | 8101202
load_220347858 |  | 0 | R | 0 | 0 | 0 | 0 | 0 | 0 | 0 | 0 | 0 | 0 | 0 | 0+0j | 0 | 0 | 0+0j | 0 | 0 | 0+0j | 0 | 0 | 0+0j | 0 | 0 | 0+0j | 0 | 0 | 0+0j | 11959.2 | 5094.598 | 11959.2+5094.598j | 0 | 0 | 0+0j | 0 | 0 | 0+0j | 0 | 0 | 0 | 0 | 0 | 0 | 0 | 0 | 0 | 0 | 0 | 0 | 0 | 0 | 0 | 0 | 0 | 0 | 1 | 0 | 0 | 1 | 0 | 0 | 0 | 0 | 0 | 0 | 0 | OPEN | node_1363274_576_15289175_251 | AN | 8101202
load_220348084 |  | 0 | C | 0 | 0 | 0 | 0 | 0 | 0 | 0 | 0 | 0 | 0 | 0 | 0+0j | 0 | 0 | 0+0j | 0 | 0 | 0+0j | 0 | 0 | 0+0j | 0 | 0 | 0+0j | 0 | 0 | 0+0j | 12000 | 5111.979 | 12000+5111.979j | 0 | 0 | 0+0j | 0 | 0 | 0+0j | 0 | 0 | 0 | 0 | 0 | 0 | 0 | 0 | 0 | 0 | 0 | 0 | 0 | 0 | 0 | 0 | 0 | 0 | 1 | 0 | 0 | 1 | 0 | 0 | 0 | 0 | 0 | 0 | 0 | OPEN | node_1358774_236_15289648_726 | AN | 8101202
load_220348085 |  | 0 | C | 0 | 0 | 0 | 0 | 0 | 0 | 0 | 0 | 0 | 0 | 0 | 0+0j | 0 | 0 | 0+0j | 0 | 0 | 0+0j | 0 | 0 | 0+0j | 0 | 0 | 0+0j | 0 | 0 | 0+0j | 0 | 0 | 0+0j | 12000 | 5111.979 | 12000+5111.979j | 0 | 0 | 0+0j | 0 | 0 | 0 | 0 | 0 | 0 | 0 | 0 | 0 | 0 | 0 | 0 | 0 | 0 | 0 | 0 | 0 | 0 | 1 | 0 | 0 | 1 | 0 | 0 | 0 | 0 | 0 | 0 | 0 | OPEN | node_1358757_198_15289637_377 | BN | 8101202
load_220348086 |  | 0 | C | 0 | 0 | 0 | 0 | 0 | 0 | 0 | 0 | 0 | 0 | 0 | 0+0j | 0 | 0 | 0+0j | 0 | 0 | 0+0j | 0 | 0 | 0+0j | 0 | 0 | 0+0j | 0 | 0 | 0+0j | 0 | 0 | 0+0j | 0 | 0 | 0+0j | 12000 | 5111.979 | 12000+5111.979j | 0 | 0 | 0 | 0 | 0 | 0 | 0 | 0 | 0 | 0 | 0 | 0 | 0 | 0 | 0 | 0 | 0 | 0 | 1 | 0 | 0 | 1 | 0 | 0 | 0 | 0 | 0 | 0 | 0 | OPEN | node_1358797_542_15289656_078 | CN | 8101202
load_220348088 |  | 0 | C | 0 | 0 | 0 | 0 | 0 | 0 | 0 | 0 | 0 | 0 | 0 | 0+0j | 0 | 0 | 0+0j | 0 | 0 | 0+0j | 0 | 0 | 0+0j | 0 | 0 | 0+0j | 0 | 0 | 0+0j | 13000 | 5537.977 | 13000+5537.977j | 0 | 0 | 0+0j | 0 | 0 | 0+0j | 0 | 0 | 0 | 0 | 0 | 0 | 0 | 0 | 0 | 0 | 0 | 0 | 0 | 0 | 0 | 0 | 0 | 0 | 1 | 0 | 0 | 1 | 0 | 0 | 0 | 0 | 0 | 0 | 0 | OPEN | node_1359084_187_15289617_28 | AN | 8101202
load_220348089 |  | 0 | C | 0 | 0 | 0 | 0 | 0 | 0 | 0 | 0 | 0 | 0 | 0 | 0+0j | 0 | 0 | 0+0j | 0 | 0 | 0+0j | 0 | 0 | 0+0j | 0 | 0 | 0+0j | 0 | 0 | 0+0j | 0 | 0 | 0+0j | 13000 | 5537.977 | 13000+5537.977j | 0 | 0 | 0+0j | 0 | 0 | 0 | 0 | 0 | 0 | 0 | 0 | 0 | 0 | 0 | 0 | 0 | 0 | 0 | 0 | 0 | 0 | 1 | 0 | 0 | 1 | 0 | 0 | 0 | 0 | 0 | 0 | 0 | OPEN | node_1359066_63_15289629_5 | BN | 8101202
load_220348090 |  | 0 | C | 0 | 0 | 0 | 0 | 0 | 0 | 0 | 0 | 0 | 0 | 0 | 0+0j | 0 | 0 | 0+0j | 0 | 0 | 0+0j | 0 | 0 | 0+0j | 0 | 0 | 0+0j | 0 | 0 | 0+0j | 0 | 0 | 0+0j | 0 | 0 | 0+0j | 13000 | 5537.977 | 13000+5537.977j | 0 | 0 | 0 | 0 | 0 | 0 | 0 | 0 | 0 | 0 | 0 | 0 | 0 | 0 | 0 | 0 | 0 | 0 | 1 | 0 | 0 | 1 | 0 | 0 | 0 | 0 | 0 | 0 | 0 | OPEN | node_1359098_757_15289599_354 | CN | 8101202
load_220348091 |  | 0 | C | 0 | 0 | 0 | 0 | 0 | 0 | 0 | 0 | 0 | 0 | 0 | 0+0j | 0 | 0 | 0+0j | 0 | 0 | 0+0j | 0 | 0 | 0+0j | 0 | 0 | 0+0j | 0 | 0 | 0+0j | 3666.667 | 1561.994 | 3666.667+1561.994j | 0 | 0 | 0+0j | 0 | 0 | 0+0j | 0 | 0 | 0 | 0 | 0 | 0 | 0 | 0 | 0 | 0 | 0 | 0 | 0 | 0 | 0 | 0 | 0 | 0 | 1 | 0 | 0 | 1 | 0 | 0 | 0 | 0 | 0 | 0 | 0 | OPEN | node_1359463_967_15289836_426 | AN | 8101202
load_220348092 |  | 0 | C | 0 | 0 | 0 | 0 | 0 | 0 | 0 | 0 | 0 | 0 | 0 | 0+0j | 0 | 0 | 0+0j | 0 | 0 | 0+0j | 0 | 0 | 0+0j | 0 | 0 | 0+0j | 0 | 0 | 0+0j | 0 | 0 | 0+0j | 3666.667 | 1561.994 | 3666.667+1561.994j | 0 | 0 | 0+0j | 0 | 0 | 0 | 0 | 0 | 0 | 0 | 0 | 0 | 0 | 0 | 0 | 0 | 0 | 0 | 0 | 0 | 0 | 1 | 0 | 0 | 1 | 0 | 0 | 0 | 0 | 0 | 0 | 0 | OPEN | node_1359476_383_15289829_794 | BN | 8101202
load_220348093 |  | 0 | C | 0 | 0 | 0 | 0 | 0 | 0 | 0 | 0 | 0 | 0 | 0 | 0+0j | 0 | 0 | 0+0j | 0 | 0 | 0+0j | 0 | 0 | 0+0j | 0 | 0 | 0+0j | 0 | 0 | 0+0j | 0 | 0 | 0+0j | 0 | 0 | 0+0j | 3666.667 | 1561.994 | 3666.667+1561.994j | 0 | 0 | 0 | 0 | 0 | 0 | 0 | 0 | 0 | 0 | 0 | 0 | 0 | 0 | 0 | 0 | 0 | 0 | 1 | 0 | 0 | 1 | 0 | 0 | 0 | 0 | 0 | 0 | 0 | OPEN | node_1359451_245_15289853_255 | CN | 8101202
load_220348094 |  | 0 | C | 0 | 0 | 0 | 0 | 0 | 0 | 0 | 0 | 0 | 0 | 0 | 0+0j | 0 | 0 | 0+0j | 0 | 0 | 0+0j | 0 | 0 | 0+0j | 0 | 0 | 0+0j | 0 | 0 | 0+0j | 4000 | 1703.993 | 4000+1703.993j | 0 | 0 | 0+0j | 0 | 0 | 0+0j | 0 | 0 | 0 | 0 | 0 | 0 | 0 | 0 | 0 | 0 | 0 | 0 | 0 | 0 | 0 | 0 | 0 | 0 | 1 | 0 | 0 | 1 | 0 | 0 | 0 | 0 | 0 | 0 | 0 | OPEN | node_1359764_544_15289924_519 | AN | 8101202
load_220348095 |  | 0 | C | 0 | 0 | 0 | 0 | 0 | 0 | 0 | 0 | 0 | 0 | 0 | 0+0j | 0 | 0 | 0+0j | 0 | 0 | 0+0j | 0 | 0 | 0+0j | 0 | 0 | 0+0j | 0 | 0 | 0+0j | 24500 | 10436.956 | 24500+10436.956j | 0 | 0 | 0+0j | 0 | 0 | 0+0j | 0 | 0 | 0 | 0 | 0 | 0 | 0 | 0 | 0 | 0 | 0 | 0 | 0 | 0 | 0 | 0 | 0 | 0 | 1 | 0 | 0 | 1 | 0 | 0 | 0 | 0 | 0 | 0 | 0 | OPEN | node_1360024_865_15289827_783 | AN | 8101202
load_220348096 |  | 0 | C | 0 | 0 | 0 | 0 | 0 | 0 | 0 | 0 | 0 | 0 | 0 | 0+0j | 0 | 0 | 0+0j | 0 | 0 | 0+0j | 0 | 0 | 0+0j | 0 | 0 | 0+0j | 0 | 0 | 0+0j | 24500 | 10436.956 | 24500+10436.956j | 0 | 0 | 0+0j | 0 | 0 | 0+0j | 0 | 0 | 0 | 0 | 0 | 0 | 0 | 0 | 0 | 0 | 0 | 0 | 0 | 0 | 0 | 0 | 0 | 0 | 1 | 0 | 0 | 1 | 0 | 0 | 0 | 0 | 0 | 0 | 0 | OPEN | node_1360028_609_15289806_571 | AN | 8101202
load_220348099 |  | 0 | C | 0 | 0 | 0 | 0 | 0 | 0 | 0 | 0 | 0 | 0 | 0 | 0+0j | 0 | 0 | 0+0j | 0 | 0 | 0+0j | 0 | 0 | 0+0j | 0 | 0 | 0+0j | 0 | 0 | 0+0j | 10666.667 | 4543.981 | 10666.667+4543.981j | 0 | 0 | 0+0j | 0 | 0 | 0+0j | 0 | 0 | 0 | 0 | 0 | 0 | 0 | 0 | 0 | 0 | 0 | 0 | 0 | 0 | 0 | 0 | 0 | 0 | 1 | 0 | 0 | 1 | 0 | 0 | 0 | 0 | 0 | 0 | 0 | OPEN | node_1360230_935_15290003_424 | AN | 8101202
load_220348100 |  | 0 | C | 0 | 0 | 0 | 0 | 0 | 0 | 0 | 0 | 0 | 0 | 0 | 0+0j | 0 | 0 | 0+0j | 0 | 0 | 0+0j | 0 | 0 | 0+0j | 0 | 0 | 0+0j | 0 | 0 | 0+0j | 0 | 0 | 0+0j | 10666.667 | 4543.981 | 10666.667+4543.981j | 0 | 0 | 0+0j | 0 | 0 | 0 | 0 | 0 | 0 | 0 | 0 | 0 | 0 | 0 | 0 | 0 | 0 | 0 | 0 | 0 | 0 | 1 | 0 | 0 | 1 | 0 | 0 | 0 | 0 | 0 | 0 | 0 | OPEN | node_1360215_348_15290000_387 | BN | 8101202
load_220348101 |  | 0 | C | 0 | 0 | 0 | 0 | 0 | 0 | 0 | 0 | 0 | 0 | 0 | 0+0j | 0 | 0 | 0+0j | 0 | 0 | 0+0j | 0 | 0 | 0+0j | 0 | 0 | 0+0j | 0 | 0 | 0+0j | 0 | 0 | 0+0j | 0 | 0 | 0+0j | 10666.667 | 4543.981 | 10666.667+4543.981j | 0 | 0 | 0 | 0 | 0 | 0 | 0 | 0 | 0 | 0 | 0 | 0 | 0 | 0 | 0 | 0 | 0 | 0 | 1 | 0 | 0 | 1 | 0 | 0 | 0 | 0 | 0 | 0 | 0 | OPEN | node_1360253_534_15290013_708 | CN | 8101202
load_220348103 |  | 0 | C | 0 | 0 | 0 | 0 | 0 | 0 | 0 | 0 | 0 | 0 | 0 | 0+0j | 0 | 0 | 0+0j | 0 | 0 | 0+0j | 0 | 0 | 0+0j | 0 | 0 | 0+0j | 0 | 0 | 0+0j | 0 | 0 | 0+0j | 0 | 0 | 0+0j | 0 | 0 | 0+0j | 0 | 0 | 0 | 0 | 0 | 0 | 0 | 0 | 0 | 0 | 0 | 0 | 0 | 0 | 0 | 0 | 0 | 0 | 1 | 0 | 0 | 1 | 0 | 0 | 0 | 0 | 0 | 0 | 0 | OPEN | node_1360351_671_15290062_307 | AN | 8101202
load_220348104 |  | 0 | C | 0 | 0 | 0 | 0 | 0 | 0 | 0 | 0 | 0 | 0 | 0 | 0+0j | 0 | 0 | 0+0j | 0 | 0 | 0+0j | 0 | 0 | 0+0j | 0 | 0 | 0+0j | 0 | 0 | 0+0j | 44666.667 | 19027.92 | 44666.667+19027.92j | 0 | 0 | 0+0j | 0 | 0 | 0+0j | 0 | 0 | 0 | 0 | 0 | 0 | 0 | 0 | 0 | 0 | 0 | 0 | 0 | 0 | 0 | 0 | 0 | 0 | 1 | 0 | 0 | 1 | 0 | 0 | 0 | 0 | 0 | 0 | 0 | OPEN | node_1360559_364_15290091_408 | AN | 8101202
load_220348105 |  | 0 | C | 0 | 0 | 0 | 0 | 0 | 0 | 0 | 0 | 0 | 0 | 0 | 0+0j | 0 | 0 | 0+0j | 0 | 0 | 0+0j | 0 | 0 | 0+0j | 0 | 0 | 0+0j | 0 | 0 | 0+0j | 0 | 0 | 0+0j | 44666.667 | 19027.92 | 44666.667+19027.92j | 0 | 0 | 0+0j | 0 | 0 | 0 | 0 | 0 | 0 | 0 | 0 | 0 | 0 | 0 | 0 | 0 | 0 | 0 | 0 | 0 | 0 | 1 | 0 | 0 | 1 | 0 | 0 | 0 | 0 | 0 | 0 | 0 | OPEN | node_1360542_397_15290087_946 | BN | 8101202
load_220348106 |  | 0 | C | 0 | 0 | 0 | 0 | 0 | 0 | 0 | 0 | 0 | 0 | 0 | 0+0j | 0 | 0 | 0+0j | 0 | 0 | 0+0j | 0 | 0 | 0+0j | 0 | 0 | 0+0j | 0 | 0 | 0+0j | 0 | 0 | 0+0j | 0 | 0 | 0+0j | 44666.667 | 19027.92 | 44666.667+19027.92j | 0 | 0 | 0 | 0 | 0 | 0 | 0 | 0 | 0 | 0 | 0 | 0 | 0 | 0 | 0 | 0 | 0 | 0 | 1 | 0 | 0 | 1 | 0 | 0 | 0 | 0 | 0 | 0 | 0 | OPEN | node_1360577_779_15290104_311 | CN | 8101202
load_220348107 |  | 0 | C | 0 | 0 | 0 | 0 | 0 | 0 | 0 | 0 | 0 | 0 | 0 | 0+0j | 0 | 0 | 0+0j | 0 | 0 | 0+0j | 0 | 0 | 0+0j | 0 | 0 | 0+0j | 0 | 0 | 0+0j | 0 | 0 | 0+0j | 0 | 0 | 0+0j | 0 | 0 | 0+0j | 0 | 0 | 0 | 0 | 0 | 0 | 0 | 0 | 0 | 0 | 0 | 0 | 0 | 0 | 0 | 0 | 0 | 0 | 1 | 0 | 0 | 1 | 0 | 0 | 0 | 0 | 0 | 0 | 0 | OPEN | node_1360748_385_15290165_422 | AN | 8101202
load_220348108 |  | 0 | C | 0 | 0 | 0 | 0 | 0 | 0 | 0 | 0 | 0 | 0 | 0 | 0+0j | 0 | 0 | 0+0j | 0 | 0 | 0+0j | 0 | 0 | 0+0j | 0 | 0 | 0+0j | 0 | 0 | 0+0j | 9000 | 3833.984 | 9000+3833.984j | 0 | 0 | 0+0j | 0 | 0 | 0+0j | 0 | 0 | 0 | 0 | 0 | 0 | 0 | 0 | 0 | 0 | 0 | 0 | 0 | 0 | 0 | 0 | 0 | 0 | 1 | 0 | 0 | 1 | 0 | 0 | 0 | 0 | 0 | 0 | 0 | OPEN | node_1361312_482_15289993_634 | AN | 8101202
load_220348109 |  | 0 | C | 0 | 0 | 0 | 0 | 0 | 0 | 0 | 0 | 0 | 0 | 0 | 0+0j | 0 | 0 | 0+0j | 0 | 0 | 0+0j | 0 | 0 | 0+0j | 0 | 0 | 0+0j | 0 | 0 | 0+0j | 0 | 0 | 0+0j | 9000 | 3833.984 | 9000+3833.984j | 0 | 0 | 0+0j | 0 | 0 | 0 | 0 | 0 | 0 | 0 | 0 | 0 | 0 | 0 | 0 | 0 | 0 | 0 | 0 | 0 | 0 | 1 | 0 | 0 | 1 | 0 | 0 | 0 | 0 | 0 | 0 | 0 | OPEN | node_1361329_869_15290006_616 | BN | 8101202
load_220348110 |  | 0 | C | 0 | 0 | 0 | 0 | 0 | 0 | 0 | 0 | 0 | 0 | 0 | 0+0j | 0 | 0 | 0+0j | 0 | 0 | 0+0j | 0 | 0 | 0+0j | 0 | 0 | 0+0j | 0 | 0 | 0+0j | 0 | 0 | 0+0j | 0 | 0 | 0+0j | 9000 | 3833.984 | 9000+3833.984j | 0 | 0 | 0 | 0 | 0 | 0 | 0 | 0 | 0 | 0 | 0 | 0 | 0 | 0 | 0 | 0 | 0 | 0 | 1 | 0 | 0 | 1 | 0 | 0 | 0 | 0 | 0 | 0 | 0 | OPEN | node_1361293_217_15289987_111 | CN | 8101202
load_220348111 |  | 0 | C | 0 | 0 | 0 | 0 | 0 | 0 | 0 | 0 | 0 | 0 | 0 | 0+0j | 0 | 0 | 0+0j | 0 | 0 | 0+0j | 0 | 0 | 0+0j | 0 | 0 | 0+0j | 0 | 0 | 0+0j | 13666.667 | 5821.976 | 13666.667+5821.976j | 0 | 0 | 0+0j | 0 | 0 | 0+0j | 0 | 0 | 0 | 0 | 0 | 0 | 0 | 0 | 0 | 0 | 0 | 0 | 0 | 0 | 0 | 0 | 0 | 0 | 1 | 0 | 0 | 1 | 0 | 0 | 0 | 0 | 0 | 0 | 0 | OPEN | node_1361527_136_15290334_571 | AN | 8101202
load_220348112 |  | 0 | C | 0 | 0 | 0 | 0 | 0 | 0 | 0 | 0 | 0 | 0 | 0 | 0+0j | 0 | 0 | 0+0j | 0 | 0 | 0+0j | 0 | 0 | 0+0j | 0 | 0 | 0+0j | 0 | 0 | 0+0j | 0 | 0 | 0+0j | 13666.667 | 5821.976 | 13666.667+5821.976j | 0 | 0 | 0+0j | 0 | 0 | 0 | 0 | 0 | 0 | 0 | 0 | 0 | 0 | 0 | 0 | 0 | 0 | 0 | 0 | 0 | 0 | 1 | 0 | 0 | 1 | 0 | 0 | 0 | 0 | 0 | 0 | 0 | OPEN | node_1361502_4_15290329_448 | BN | 8101202
load_220348113 |  | 0 | C | 0 | 0 | 0 | 0 | 0 | 0 | 0 | 0 | 0 | 0 | 0 | 0+0j | 0 | 0 | 0+0j | 0 | 0 | 0+0j | 0 | 0 | 0+0j | 0 | 0 | 0+0j | 0 | 0 | 0+0j | 0 | 0 | 0+0j | 0 | 0 | 0+0j | 13666.667 | 5821.976 | 13666.667+5821.976j | 0 | 0 | 0 | 0 | 0 | 0 | 0 | 0 | 0 | 0 | 0 | 0 | 0 | 0 | 0 | 0 | 0 | 0 | 1 | 0 | 0 | 1 | 0 | 0 | 0 | 0 | 0 | 0 | 0 | OPEN | node_1361551_17_15290347_913 | CN | 8101202
load_220348114 |  | 0 | C | 0 | 0 | 0 | 0 | 0 | 0 | 0 | 0 | 0 | 0 | 0 | 0+0j | 0 | 0 | 0+0j | 0 | 0 | 0+0j | 0 | 0 | 0+0j | 0 | 0 | 0+0j | 0 | 0 | 0+0j | 18333.333 | 7809.967 | 18333.333+7809.967j | 0 | 0 | 0+0j | 0 | 0 | 0+0j | 0 | 0 | 0 | 0 | 0 | 0 | 0 | 0 | 0 | 0 | 0 | 0 | 0 | 0 | 0 | 0 | 0 | 0 | 1 | 0 | 0 | 1 | 0 | 0 | 0 | 0 | 0 | 0 | 0 | OPEN | node_1361806_636_15290402_862 | AN | 8101202
load_220348115 |  | 0 | C | 0 | 0 | 0 | 0 | 0 | 0 | 0 | 0 | 0 | 0 | 0 | 0+0j | 0 | 0 | 0+0j | 0 | 0 | 0+0j | 0 | 0 | 0+0j | 0 | 0 | 0+0j | 0 | 0 | 0+0j | 0 | 0 | 0+0j | 18333.333 | 7809.967 | 18333.333+7809.967j | 0 | 0 | 0+0j | 0 | 0 | 0 | 0 | 0 | 0 | 0 | 0 | 0 | 0 | 0 | 0 | 0 | 0 | 0 | 0 | 0 | 0 | 1 | 0 | 0 | 1 | 0 | 0 | 0 | 0 | 0 | 0 | 0 | OPEN | node_1361786_231_15290392_993 | BN | 8101202
load_220348116 |  | 0 | C | 0 | 0 | 0 | 0 | 0 | 0 | 0 | 0 | 0 | 0 | 0 | 0+0j | 0 | 0 | 0+0j | 0 | 0 | 0+0j | 0 | 0 | 0+0j | 0 | 0 | 0+0j | 0 | 0 | 0+0j | 0 | 0 | 0+0j | 0 | 0 | 0+0j | 18333.333 | 7809.967 | 18333.333+7809.967j | 0 | 0 | 0 | 0 | 0 | 0 | 0 | 0 | 0 | 0 | 0 | 0 | 0 | 0 | 0 | 0 | 0 | 0 | 1 | 0 | 0 | 1 | 0 | 0 | 0 | 0 | 0 | 0 | 0 | OPEN | node_1361827_107_15290415_545 | CN | 8101202
load_220348117 |  | 0 | C | 0 | 0 | 0 | 0 | 0 | 0 | 0 | 0 | 0 | 0 | 0 | 0+0j | 0 | 0 | 0+0j | 0 | 0 | 0+0j | 0 | 0 | 0+0j | 0 | 0 | 0+0j | 0 | 0 | 0+0j | 61000 | 25985.891 | 61000+25985.891j | 0 | 0 | 0+0j | 0 | 0 | 0+0j | 0 | 0 | 0 | 0 | 0 | 0 | 0 | 0 | 0 | 0 | 0 | 0 | 0 | 0 | 0 | 0 | 0 | 0 | 1 | 0 | 0 | 1 | 0 | 0 | 0 | 0 | 0 | 0 | 0 | OPEN | node_1362239_546_15290577_617 | AN | 8101202
load_220348126 |  | 0 | C | 0 | 0 | 0 | 0 | 0 | 0 | 0 | 0 | 0 | 0 | 0 | 0+0j | 0 | 0 | 0+0j | 0 | 0 | 0+0j | 0 | 0 | 0+0j | 0 | 0 | 0+0j | 0 | 0 | 0+0j | 59333.333 | 25275.894 | 59333.333+25275.894j | 0 | 0 | 0+0j | 0 | 0 | 0+0j | 0 | 0 | 0 | 0 | 0 | 0 | 0 | 0 | 0 | 0 | 0 | 0 | 0 | 0 | 0 | 0 | 0 | 0 | 1 | 0 | 0 | 1 | 0 | 0 | 0 | 0 | 0 | 0 | 0 | OPEN | node_1363859_611_15290563_968 | AN | 8101202
load_220348127 |  | 0 | C | 0 | 0 | 0 | 0 | 0 | 0 | 0 | 0 | 0 | 0 | 0 | 0+0j | 0 | 0 | 0+0j | 0 | 0 | 0+0j | 0 | 0 | 0+0j | 0 | 0 | 0+0j | 0 | 0 | 0+0j | 0 | 0 | 0+0j | 59333.333 | 25275.894 | 59333.333+25275.894j | 0 | 0 | 0+0j | 0 | 0 | 0 | 0 | 0 | 0 | 0 | 0 | 0 | 0 | 0 | 0 | 0 | 0 | 0 | 0 | 0 | 0 | 1 | 0 | 0 | 1 | 0 | 0 | 0 | 0 | 0 | 0 | 0 | OPEN | node_1363879_064_15290569_348 | BN | 8101202
load_220348128 |  | 0 | C | 0 | 0 | 0 | 0 | 0 | 0 | 0 | 0 | 0 | 0 | 0 | 0+0j | 0 | 0 | 0+0j | 0 | 0 | 0+0j | 0 | 0 | 0+0j | 0 | 0 | 0+0j | 0 | 0 | 0+0j | 0 | 0 | 0+0j | 0 | 0 | 0+0j | 59333.333 | 25275.894 | 59333.333+25275.894j | 0 | 0 | 0 | 0 | 0 | 0 | 0 | 0 | 0 | 0 | 0 | 0 | 0 | 0 | 0 | 0 | 0 | 0 | 1 | 0 | 0 | 1 | 0 | 0 | 0 | 0 | 0 | 0 | 0 | OPEN | node_1363839_819_15290565_521 | CN | 8101202
load_220348130 |  | 0 | C | 0 | 0 | 0 | 0 | 0 | 0 | 0 | 0 | 0 | 0 | 0 | 0+0j | 0 | 0 | 0+0j | 0 | 0 | 0+0j | 0 | 0 | 0+0j | 0 | 0 | 0+0j | 0 | 0 | 0+0j | 2476.8 | 1055.112 | 2476.8+1055.112j | 0 | 0 | 0+0j | 0 | 0 | 0+0j | 0 | 0 | 0 | 0 | 0 | 0 | 0 | 0 | 0 | 0 | 0 | 0 | 0 | 0 | 0 | 0 | 0 | 0 | 1 | 0 | 0 | 1 | 0 | 0 | 0 | 0 | 0 | 0 | 0 | OPEN | node_1365150_098_15290979_595 | AN | 8101202
load_220348133 |  | 0 | R | 0 | 0 | 0 | 0 | 0 | 0 | 0 | 0 | 0 | 0 | 0 | 0+0j | 0 | 0 | 0+0j | 0 | 0 | 0+0j | 0 | 0 | 0+0j | 0 | 0 | 0+0j | 0 | 0 | 0+0j | 5774.4 | 2459.884 | 5774.4+2459.884j | 0 | 0 | 0+0j | 0 | 0 | 0+0j | 0 | 0 | 0 | 0 | 0 | 0 | 0 | 0 | 0 | 0 | 0 | 0 | 0 | 0 | 0 | 0 | 0 | 0 | 1 | 0 | 0 | 1 | 0 | 0 | 0 | 0 | 0 | 0 | 0 | OPEN | node_1365897_778_15291074_856 | AN | 8101202
load_220348235 |  | 0 | R | 0 | 0 | 0 | 0 | 0 | 0 | 0 | 0 | 0 | 0 | 0 | 0+0j | 0 | 0 | 0+0j | 0 | 0 | 0+0j | 0 | 0 | 0+0j | 0 | 0 | 0+0j | 0 | 0 | 0+0j | 18950.4 | 8072.837 | 18950.4+8072.837j | 0 | 0 | 0+0j | 0 | 0 | 0+0j | 0 | 0 | 0 | 0 | 0 | 0 | 0 | 0 | 0 | 0 | 0 | 0 | 0 | 0 | 0 | 0 | 0 | 0 | 1 | 0 | 0 | 1 | 0 | 0 | 0 | 0 | 0 | 0 | 0 | OPEN | node_1362556_59_15290067_666 | AN | 8101202
load_220348236 |  | 0 | R | 0 | 0 | 0 | 0 | 0 | 0 | 0 | 0 | 0 | 0 | 0 | 0+0j | 0 | 0 | 0+0j | 0 | 0 | 0+0j | 0 | 0 | 0+0j | 0 | 0 | 0+0j | 0 | 0 | 0+0j | 37101.6 | 15805.215 | 37101.6+15805.215j | 0 | 0 | 0+0j | 0 | 0 | 0+0j | 0 | 0 | 0 | 0 | 0 | 0 | 0 | 0 | 0 | 0 | 0 | 0 | 0 | 0 | 0 | 0 | 0 | 0 | 1 | 0 | 0 | 1 | 0 | 0 | 0 | 0 | 0 | 0 | 0 | OPEN | node_1362368_268_15289843_35 | AN | 8101202
load_220348237 |  | 0 | R | 0 | 0 | 0 | 0 | 0 | 0 | 0 | 0 | 0 | 0 | 0 | 0+0j | 0 | 0 | 0+0j | 0 | 0 | 0+0j | 0 | 0 | 0+0j | 0 | 0 | 0+0j | 0 | 0 | 0+0j | 11534.4 | 4913.634 | 11534.4+4913.634j | 0 | 0 | 0+0j | 0 | 0 | 0+0j | 0 | 0 | 0 | 0 | 0 | 0 | 0 | 0 | 0 | 0 | 0 | 0 | 0 | 0 | 0 | 0 | 0 | 0 | 1 | 0 | 0 | 1 | 0 | 0 | 0 | 0 | 0 | 0 | 0 | OPEN | node_1362104_126_15289601_102 | AN | 8101202
load_220348337 |  | 0 | C | 0 | 0 | 0 | 0 | 0 | 0 | 0 | 0 | 0 | 0 | 0 | 0+0j | 0 | 0 | 0+0j | 0 | 0 | 0+0j | 0 | 0 | 0+0j | 0 | 0 | 0+0j | 0 | 0 | 0+0j | 0 | 0 | 0+0j | 0 | 0 | 0+0j | 0 | 0 | 0+0j | 0 | 0 | 0 | 0 | 0 | 0 | 0 | 0 | 0 | 0 | 0 | 0 | 0 | 0 | 0 | 0 | 0 | 0 | 1 | 0 | 0 | 1 | 0 | 0 | 0 | 0 | 0 | 0 | 0 | OPEN | node_1367469_312_15291353_049 | AN | 8101202
load_220348338 |  | 0 | C | 0 | 0 | 0 | 0 | 0 | 0 | 0 | 0 | 0 | 0 | 0 | 0+0j | 0 | 0 | 0+0j | 0 | 0 | 0+0j | 0 | 0 | 0+0j | 0 | 0 | 0+0j | 0 | 0 | 0+0j | 7666.667 | 3265.986 | 7666.667+3265.986j | 0 | 0 | 0+0j | 0 | 0 | 0+0j | 0 | 0 | 0 | 0 | 0 | 0 | 0 | 0 | 0 | 0 | 0 | 0 | 0 | 0 | 0 | 0 | 0 | 0 | 1 | 0 | 0 | 1 | 0 | 0 | 0 | 0 | 0 | 0 | 0 | OPEN | node_1367082_451_15291186_549 | AN | 8101202
load_220348339 |  | 0 | C | 0 | 0 | 0 | 0 | 0 | 0 | 0 | 0 | 0 | 0 | 0 | 0+0j | 0 | 0 | 0+0j | 0 | 0 | 0+0j | 0 | 0 | 0+0j | 0 | 0 | 0+0j | 0 | 0 | 0+0j | 0 | 0 | 0+0j | 7666.667 | 3265.986 | 7666.667+3265.986j | 0 | 0 | 0+0j | 0 | 0 | 0 | 0 | 0 | 0 | 0 | 0 | 0 | 0 | 0 | 0 | 0 | 0 | 0 | 0 | 0 | 0 | 1 | 0 | 0 | 1 | 0 | 0 | 0 | 0 | 0 | 0 | 0 | OPEN | node_1367101_168_15291195_533 | BN | 8101202
load_220348340 |  | 0 | C | 0 | 0 | 0 | 0 | 0 | 0 | 0 | 0 | 0 | 0 | 0 | 0+0j | 0 | 0 | 0+0j | 0 | 0 | 0+0j | 0 | 0 | 0+0j | 0 | 0 | 0+0j | 0 | 0 | 0+0j | 0 | 0 | 0+0j | 0 | 0 | 0+0j | 7666.667 | 3265.986 | 7666.667+3265.986j | 0 | 0 | 0 | 0 | 0 | 0 | 0 | 0 | 0 | 0 | 0 | 0 | 0 | 0 | 0 | 0 | 0 | 0 | 1 | 0 | 0 | 1 | 0 | 0 | 0 | 0 | 0 | 0 | 0 | OPEN | node_1367062_673_15291184_36 | CN | 8101202
load_220348341 |  | 0 | C | 0 | 0 | 0 | 0 | 0 | 0 | 0 | 0 | 0 | 0 | 0 | 0+0j | 0 | 0 | 0+0j | 0 | 0 | 0+0j | 0 | 0 | 0+0j | 0 | 0 | 0+0j | 0 | 0 | 0+0j | 0 | 0 | 0+0j | 0 | 0 | 0+0j | 0 | 0 | 0+0j | 0 | 0 | 0 | 0 | 0 | 0 | 0 | 0 | 0 | 0 | 0 | 0 | 0 | 0 | 0 | 0 | 0 | 0 | 1 | 0 | 0 | 1 | 0 | 0 | 0 | 0 | 0 | 0 | 0 | OPEN | node_1366539_772_15291184_554 | AN | 8101202
load_220348474 |  | 0 | R | 0 | 0 | 0 | 0 | 0 | 0 | 0 | 0 | 0 | 0 | 0 | 0+0j | 0 | 0 | 0+0j | 0 | 0 | 0+0j | 0 | 0 | 0+0j | 0 | 0 | 0+0j | 0 | 0 | 0+0j | 27014.4 | 11508.086 | 27014.4+11508.086j | 0 | 0 | 0+0j | 0 | 0 | 0+0j | 0 | 0 | 0 | 0 | 0 | 0 | 0 | 0 | 0 | 0 | 0 | 0 | 0 | 0 | 0 | 0 | 0 | 0 | 1 | 0 | 0 | 1 | 0 | 0 | 0 | 0 | 0 | 0 | 0 | OPEN | node_1362079_244_15289933_003 | AN | 8101202
load_220348508 |  | 0 | R | 0 | 0 | 0 | 0 | 0 | 0 | 0 | 0 | 0 | 0 | 0 | 0+0j | 0 | 0 | 0+0j | 0 | 0 | 0+0j | 0 | 0 | 0+0j | 0 | 0 | 0+0j | 0 | 0 | 0+0j | 8071.2 | 3438.317 | 8071.2+3438.317j | 0 | 0 | 0+0j | 0 | 0 | 0+0j | 0 | 0 | 0 | 0 | 0 | 0 | 0 | 0 | 0 | 0 | 0 | 0 | 0 | 0 | 0 | 0 | 0 | 0 | 1 | 0 | 0 | 1 | 0 | 0 | 0 | 0 | 0 | 0 | 0 | OPEN | node_1363923_35_15290256_646 | AN | 8101202
load_220348509 |  | 0 | R | 0 | 0 | 0 | 0 | 0 | 0 | 0 | 0 | 0 | 0 | 0 | 0+0j | 0 | 0 | 0+0j | 0 | 0 | 0+0j | 0 | 0 | 0+0j | 0 | 0 | 0+0j | 0 | 0 | 0+0j | 20001.6 | 8520.646 | 20001.6+8520.646j | 0 | 0 | 0+0j | 0 | 0 | 0+0j | 0 | 0 | 0 | 0 | 0 | 0 | 0 | 0 | 0 | 0 | 0 | 0 | 0 | 0 | 0 | 0 | 0 | 0 | 1 | 0 | 0 | 1 | 0 | 0 | 0 | 0 | 0 | 0 | 0 | OPEN | node_1363611_573_15290203_218 | AN | 8101202
load_220348510 |  | 0 | C | 0 | 0 | 0 | 0 | 0 | 0 | 0 | 0 | 0 | 0 | 0 | 0+0j | 0 | 0 | 0+0j | 0 | 0 | 0+0j | 0 | 0 | 0+0j | 0 | 0 | 0+0j | 0 | 0 | 0+0j | 1000 | 425.998 | 1000+425.998j | 0 | 0 | 0+0j | 0 | 0 | 0+0j | 0 | 0 | 0 | 0 | 0 | 0 | 0 | 0 | 0 | 0 | 0 | 0 | 0 | 0 | 0 | 0 | 0 | 0 | 1 | 0 | 0 | 1 | 0 | 0 | 0 | 0 | 0 | 0 | 0 | OPEN | node_1362943_766_15290175_053 | AN | 8101202
load_220348511 |  | 0 | R | 0 | 0 | 0 | 0 | 0 | 0 | 0 | 0 | 0 | 0 | 0 | 0+0j | 0 | 0 | 0+0j | 0 | 0 | 0+0j | 0 | 0 | 0+0j | 0 | 0 | 0+0j | 0 | 0 | 0+0j | 12081.6 | 5146.74 | 12081.6+5146.74j | 0 | 0 | 0+0j | 0 | 0 | 0+0j | 0 | 0 | 0 | 0 | 0 | 0 | 0 | 0 | 0 | 0 | 0 | 0 | 0 | 0 | 0 | 0 | 0 | 0 | 1 | 0 | 0 | 1 | 0 | 0 | 0 | 0 | 0 | 0 | 0 | OPEN | node_1364692_672_15290724_955 | AN | 8101202
load_220348512 |  | 0 | C | 0 | 0 | 0 | 0 | 0 | 0 | 0 | 0 | 0 | 0 | 0 | 0+0j | 0 | 0 | 0+0j | 0 | 0 | 0+0j | 0 | 0 | 0+0j | 0 | 0 | 0+0j | 0 | 0 | 0+0j | 1490.4 | 634.908 | 1490.4+634.908j | 0 | 0 | 0+0j | 0 | 0 | 0+0j | 0 | 0 | 0 | 0 | 0 | 0 | 0 | 0 | 0 | 0 | 0 | 0 | 0 | 0 | 0 | 0 | 0 | 0 | 1 | 0 | 0 | 1 | 0 | 0 | 0 | 0 | 0 | 0 | 0 | OPEN | node_1364857_064_15290277_158 | AN | 8101202
load_220348513 |  | 0 | R | 0 | 0 | 0 | 0 | 0 | 0 | 0 | 0 | 0 | 0 | 0 | 0+0j | 0 | 0 | 0+0j | 0 | 0 | 0+0j | 0 | 0 | 0+0j | 0 | 0 | 0+0j | 0 | 0 | 0+0j | 18979.2 | 8085.105 | 18979.2+8085.105j | 0 | 0 | 0+0j | 0 | 0 | 0+0j | 0 | 0 | 0 | 0 | 0 | 0 | 0 | 0 | 0 | 0 | 0 | 0 | 0 | 0 | 0 | 0 | 0 | 0 | 1 | 0 | 0 | 1 | 0 | 0 | 0 | 0 | 0 | 0 | 0 | OPEN | node_1364378_957_15290308_808 | AN | 8101202
load_220348553 |  | 0 | R | 0 | 0 | 0 | 0 | 0 | 0 | 0 | 0 | 0 | 0 | 0 | 0+0j | 0 | 0 | 0+0j | 0 | 0 | 0+0j | 0 | 0 | 0+0j | 0 | 0 | 0+0j | 0 | 0 | 0+0j | 31550.4 | 13440.414 | 31550.4+13440.414j | 0 | 0 | 0+0j | 0 | 0 | 0+0j | 0 | 0 | 0 | 0 | 0 | 0 | 0 | 0 | 0 | 0 | 0 | 0 | 0 | 0 | 0 | 0 | 0 | 0 | 1 | 0 | 0 | 1 | 0 | 0 | 0 | 0 | 0 | 0 | 0 | OPEN | node_1364150_884_15289894_51 | AN | 8101202
load_220348554 |  | 0 | R | 0 | 0 | 0 | 0 | 0 | 0 | 0 | 0 | 0 | 0 | 0 | 0+0j | 0 | 0 | 0+0j | 0 | 0 | 0+0j | 0 | 0 | 0+0j | 0 | 0 | 0+0j | 0 | 0 | 0+0j | 43732.8 | 18630.095 | 43732.8+18630.095j | 0 | 0 | 0+0j | 0 | 0 | 0+0j | 0 | 0 | 0 | 0 | 0 | 0 | 0 | 0 | 0 | 0 | 0 | 0 | 0 | 0 | 0 | 0 | 0 | 0 | 1 | 0 | 0 | 1 | 0 | 0 | 0 | 0 | 0 | 0 | 0 | OPEN | node_1364070_478_15289575_528 | AN | 8101202
load_220348555 |  | 0 | R | 0 | 0 | 0 | 0 | 0 | 0 | 0 | 0 | 0 | 0 | 0 | 0+0j | 0 | 0 | 0+0j | 0 | 0 | 0+0j | 0 | 0 | 0+0j | 0 | 0 | 0+0j | 0 | 0 | 0+0j | 52092 | 22191.099 | 52092+22191.099j | 0 | 0 | 0+0j | 0 | 0 | 0+0j | 0 | 0 | 0 | 0 | 0 | 0 | 0 | 0 | 0 | 0 | 0 | 0 | 0 | 0 | 0 | 0 | 0 | 0 | 1 | 0 | 0 | 1 | 0 | 0 | 0 | 0 | 0 | 0 | 0 | OPEN | node_1364334_026_15288864_851 | AN | 8101202
load_220348556 |  | 0 | R | 0 | 0 | 0 | 0 | 0 | 0 | 0 | 0 | 0 | 0 | 0 | 0+0j | 0 | 0 | 0+0j | 0 | 0 | 0+0j | 0 | 0 | 0+0j | 0 | 0 | 0+0j | 0 | 0 | 0+0j | 12715.2 | 5416.653 | 12715.2+5416.653j | 0 | 0 | 0+0j | 0 | 0 | 0+0j | 0 | 0 | 0 | 0 | 0 | 0 | 0 | 0 | 0 | 0 | 0 | 0 | 0 | 0 | 0 | 0 | 0 | 0 | 1 | 0 | 0 | 1 | 0 | 0 | 0 | 0 | 0 | 0 | 0 | OPEN | node_1364789_666_15288796_954 | AN | 8101202
load_220348557 |  | 0 | C | 0 | 0 | 0 | 0 | 0 | 0 | 0 | 0 | 0 | 0 | 0 | 0+0j | 0 | 0 | 0+0j | 0 | 0 | 0+0j | 0 | 0 | 0+0j | 0 | 0 | 0+0j | 0 | 0 | 0+0j | 2160 | 920.156 | 2160+920.156j | 0 | 0 | 0+0j | 0 | 0 | 0+0j | 0 | 0 | 0 | 0 | 0 | 0 | 0 | 0 | 0 | 0 | 0 | 0 | 0 | 0 | 0 | 0 | 0 | 0 | 1 | 0 | 0 | 1 | 0 | 0 | 0 | 0 | 0 | 0 | 0 | OPEN | node_1364971_255_15288695_311 | AN | 8101202
load_220348558 |  | 0 | R | 0 | 0 | 0 | 0 | 0 | 0 | 0 | 0 | 0 | 0 | 0 | 0+0j | 0 | 0 | 0+0j | 0 | 0 | 0+0j | 0 | 0 | 0+0j | 0 | 0 | 0+0j | 0 | 0 | 0+0j | 40284 | 17160.912 | 40284+17160.912j | 0 | 0 | 0+0j | 0 | 0 | 0+0j | 0 | 0 | 0 | 0 | 0 | 0 | 0 | 0 | 0 | 0 | 0 | 0 | 0 | 0 | 0 | 0 | 0 | 0 | 1 | 0 | 0 | 1 | 0 | 0 | 0 | 0 | 0 | 0 | 0 | OPEN | node_1364992_23_15288333_627 | AN | 8101202
load_220348559 |  | 0 | R | 0 | 0 | 0 | 0 | 0 | 0 | 0 | 0 | 0 | 0 | 0 | 0+0j | 0 | 0 | 0+0j | 0 | 0 | 0+0j | 0 | 0 | 0+0j | 0 | 0 | 0+0j | 0 | 0 | 0+0j | 31946.4 | 13609.109 | 31946.4+13609.109j | 0 | 0 | 0+0j | 0 | 0 | 0+0j | 0 | 0 | 0 | 0 | 0 | 0 | 0 | 0 | 0 | 0 | 0 | 0 | 0 | 0 | 0 | 0 | 0 | 0 | 1 | 0 | 0 | 1 | 0 | 0 | 0 | 0 | 0 | 0 | 0 | OPEN | node_1364581_363_15289960_273 | AN | 8101202
load_220348560 |  | 0 | R | 0 | 0 | 0 | 0 | 0 | 0 | 0 | 0 | 0 | 0 | 0 | 0+0j | 0 | 0 | 0+0j | 0 | 0 | 0+0j | 0 | 0 | 0+0j | 0 | 0 | 0+0j | 0 | 0 | 0+0j | 36532.8 | 15562.908 | 36532.8+15562.908j | 0 | 0 | 0+0j | 0 | 0 | 0+0j | 0 | 0 | 0 | 0 | 0 | 0 | 0 | 0 | 0 | 0 | 0 | 0 | 0 | 0 | 0 | 0 | 0 | 0 | 1 | 0 | 0 | 1 | 0 | 0 | 0 | 0 | 0 | 0 | 0 | OPEN | node_1364843_437_15289579_63 | AN | 8101202
load_220348561 |  | 0 | R | 0 | 0 | 0 | 0 | 0 | 0 | 0 | 0 | 0 | 0 | 0 | 0+0j | 0 | 0 | 0+0j | 0 | 0 | 0+0j | 0 | 0 | 0+0j | 0 | 0 | 0+0j | 0 | 0 | 0+0j | 40528.8 | 17265.197 | 40528.8+17265.197j | 0 | 0 | 0+0j | 0 | 0 | 0+0j | 0 | 0 | 0 | 0 | 0 | 0 | 0 | 0 | 0 | 0 | 0 | 0 | 0 | 0 | 0 | 0 | 0 | 0 | 1 | 0 | 0 | 1 | 0 | 0 | 0 | 0 | 0 | 0 | 0 | OPEN | node_1364949_708_15289181_734 | AN | 8101202
load_220348626 |  | 0 | R | 0 | 0 | 0 | 0 | 0 | 0 | 0 | 0 | 0 | 0 | 0 | 0+0j | 0 | 0 | 0+0j | 0 | 0 | 0+0j | 0 | 0 | 0+0j | 0 | 0 | 0+0j | 0 | 0 | 0+0j | 103334.4 | 44020.27 | 103334.4+44020.27j | 0 | 0 | 0+0j | 0 | 0 | 0+0j | 0 | 0 | 0 | 0 | 0 | 0 | 0 | 0 | 0 | 0 | 0 | 0 | 0 | 0 | 0 | 0 | 0 | 0 | 1 | 0 | 0 | 1 | 0 | 0 | 0 | 0 | 0 | 0 | 0 | OPEN | node_1364530_698_15289597_131 | AN | 8101202
load_220348750 |  | 0 | C | 0 | 0 | 0 | 0 | 0 | 0 | 0 | 0 | 0 | 0 | 0 | 0+0j | 0 | 0 | 0+0j | 0 | 0 | 0+0j | 0 | 0 | 0+0j | 0 | 0 | 0+0j | 0 | 0 | 0+0j | 5000 | 2129.991 | 5000+2129.991j | 0 | 0 | 0+0j | 0 | 0 | 0+0j | 0 | 0 | 0 | 0 | 0 | 0 | 0 | 0 | 0 | 0 | 0 | 0 | 0 | 0 | 0 | 0 | 0 | 0 | 1 | 0 | 0 | 1 | 0 | 0 | 0 | 0 | 0 | 0 | 0 | OPEN | node_1366840_065_15290638_738 | AN | 8101202
load_220348764 |  | 0 | R | 0 | 0 | 0 | 0 | 0 | 0 | 0 | 0 | 0 | 0 | 0 | 0+0j | 0 | 0 | 0+0j | 0 | 0 | 0+0j | 0 | 0 | 0+0j | 0 | 0 | 0+0j | 0 | 0 | 0+0j | 12801.6 | 5453.459 | 12801.6+5453.459j | 0 | 0 | 0+0j | 0 | 0 | 0+0j | 0 | 0 | 0 | 0 | 0 | 0 | 0 | 0 | 0 | 0 | 0 | 0 | 0 | 0 | 0 | 0 | 0 | 0 | 1 | 0 | 0 | 1 | 0 | 0 | 0 | 0 | 0 | 0 | 0 | OPEN | node_1358727_394_15289053_809 | AN | 8101202
load_220348765 |  | 0 | R | 0 | 0 | 0 | 0 | 0 | 0 | 0 | 0 | 0 | 0 | 0 | 0+0j | 0 | 0 | 0+0j | 0 | 0 | 0+0j | 0 | 0 | 0+0j | 0 | 0 | 0+0j | 0 | 0 | 0+0j | 46144.8 | 19657.602 | 46144.8+19657.602j | 0 | 0 | 0+0j | 0 | 0 | 0+0j | 0 | 0 | 0 | 0 | 0 | 0 | 0 | 0 | 0 | 0 | 0 | 0 | 0 | 0 | 0 | 0 | 0 | 0 | 1 | 0 | 0 | 1 | 0 | 0 | 0 | 0 | 0 | 0 | 0 | OPEN | node_1359283_009_15289282_629 | AN | 8101202
load_220348766 |  | 0 | R | 0 | 0 | 0 | 0 | 0 | 0 | 0 | 0 | 0 | 0 | 0 | 0+0j | 0 | 0 | 0+0j | 0 | 0 | 0+0j | 0 | 0 | 0+0j | 0 | 0 | 0+0j | 0 | 0 | 0+0j | 39384 | 16777.514 | 39384+16777.514j | 0 | 0 | 0+0j | 0 | 0 | 0+0j | 0 | 0 | 0 | 0 | 0 | 0 | 0 | 0 | 0 | 0 | 0 | 0 | 0 | 0 | 0 | 0 | 0 | 0 | 1 | 0 | 0 | 1 | 0 | 0 | 0 | 0 | 0 | 0 | 0 | OPEN | node_1359752_16_15289407_723 | AN | 8101202
load_220348767 |  | 0 | R | 0 | 0 | 0 | 0 | 0 | 0 | 0 | 0 | 0 | 0 | 0 | 0+0j | 0 | 0 | 0+0j | 0 | 0 | 0+0j | 0 | 0 | 0+0j | 0 | 0 | 0+0j | 0 | 0 | 0+0j | 71460 | 30441.833 | 71460+30441.833j | 0 | 0 | 0+0j | 0 | 0 | 0+0j | 0 | 0 | 0 | 0 | 0 | 0 | 0 | 0 | 0 | 0 | 0 | 0 | 0 | 0 | 0 | 0 | 0 | 0 | 1 | 0 | 0 | 1 | 0 | 0 | 0 | 0 | 0 | 0 | 0 | OPEN | node_1358353_858_15288728_515 | AN | 8101202
load_220348768 |  | 0 | R | 0 | 0 | 0 | 0 | 0 | 0 | 0 | 0 | 0 | 0 | 0 | 0+0j | 0 | 0 | 0+0j | 0 | 0 | 0+0j | 0 | 0 | 0+0j | 0 | 0 | 0+0j | 0 | 0 | 0+0j | 41716.8 | 17771.282 | 41716.8+17771.282j | 0 | 0 | 0+0j | 0 | 0 | 0+0j | 0 | 0 | 0 | 0 | 0 | 0 | 0 | 0 | 0 | 0 | 0 | 0 | 0 | 0 | 0 | 0 | 0 | 0 | 1 | 0 | 0 | 1 | 0 | 0 | 0 | 0 | 0 | 0 | 0 | OPEN | node_1358659_213_15288774_624 | AN | 8101202
load_220348769 |  | 0 | R | 0 | 0 | 0 | 0 | 0 | 0 | 0 | 0 | 0 | 0 | 0 | 0+0j | 0 | 0 | 0+0j | 0 | 0 | 0+0j | 0 | 0 | 0+0j | 0 | 0 | 0+0j | 0 | 0 | 0+0j | 51609.6 | 21985.598 | 51609.6+21985.598j | 0 | 0 | 0+0j | 0 | 0 | 0+0j | 0 | 0 | 0 | 0 | 0 | 0 | 0 | 0 | 0 | 0 | 0 | 0 | 0 | 0 | 0 | 0 | 0 | 0 | 1 | 0 | 0 | 1 | 0 | 0 | 0 | 0 | 0 | 0 | 0 | OPEN | node_1358944_63_15288931_285 | AN | 8101202
load_220348793 |  | 0 | R | 0 | 0 | 0 | 0 | 0 | 0 | 0 | 0 | 0 | 0 | 0 | 0+0j | 0 | 0 | 0+0j | 0 | 0 | 0+0j | 0 | 0 | 0+0j | 0 | 0 | 0+0j | 0 | 0 | 0+0j | 65368.8 | 27846.992 | 65368.8+27846.992j | 0 | 0 | 0+0j | 0 | 0 | 0+0j | 0 | 0 | 0 | 0 | 0 | 0 | 0 | 0 | 0 | 0 | 0 | 0 | 0 | 0 | 0 | 0 | 0 | 0 | 1 | 0 | 0 | 1 | 0 | 0 | 0 | 0 | 0 | 0 | 0 | OPEN | node_1359279_736_15288317_375 | AN | 8101202
load_220348794 |  | 0 | R | 0 | 0 | 0 | 0 | 0 | 0 | 0 | 0 | 0 | 0 | 0 | 0+0j | 0 | 0 | 0+0j | 0 | 0 | 0+0j | 0 | 0 | 0+0j | 0 | 0 | 0+0j | 0 | 0 | 0+0j | 19404 | 8266.069 | 19404+8266.069j | 0 | 0 | 0+0j | 0 | 0 | 0+0j | 0 | 0 | 0 | 0 | 0 | 0 | 0 | 0 | 0 | 0 | 0 | 0 | 0 | 0 | 0 | 0 | 0 | 0 | 1 | 0 | 0 | 1 | 0 | 0 | 0 | 0 | 0 | 0 | 0 | OPEN | node_1359088_672_15287767_953 | AN | 8101202
load_220348794-L-1 |  | 0 | C | 0 | 0 | 0 | 0 | 0 | 0 | 0 | 0 | 0 | 0 | 0 | 0+0j | 0 | 0 | 0+0j | 0 | 0 | 0+0j | 0 | 0 | 0+0j | 0 | 0 | 0+0j | 0 | 0 | 0+0j | 0 | 0 | 0+0j | 0 | 0 | 0+0j | 0 | 0 | 0+0j | 0 | 0 | 0 | 0 | 0 | 0 | 0 | 0 | 0 | 0 | 0 | 0 | 0 | 0 | 0 | 0 | 0 | 0 | 1 | 0 | 0 | 1 | 0 | 0 | 0 | 0 | 0 | 0 | 0 | OPEN | node_1359088_672_15287767_953 | AN | 8101202
load_220348795 |  | 0 | R | 0 | 0 | 0 | 0 | 0 | 0 | 0 | 0 | 0 | 0 | 0 | 0+0j | 0 | 0 | 0+0j | 0 | 0 | 0+0j | 0 | 0 | 0+0j | 0 | 0 | 0+0j | 0 | 0 | 0+0j | 39492 | 16823.522 | 39492+16823.522j | 0 | 0 | 0+0j | 0 | 0 | 0+0j | 0 | 0 | 0 | 0 | 0 | 0 | 0 | 0 | 0 | 0 | 0 | 0 | 0 | 0 | 0 | 0 | 0 | 0 | 1 | 0 | 0 | 1 | 0 | 0 | 0 | 0 | 0 | 0 | 0 | OPEN | node_1359475_774_15287757_38 | AN | 8101202
load_220348796 |  | 0 | R | 0 | 0 | 0 | 0 | 0 | 0 | 0 | 0 | 0 | 0 | 0 | 0+0j | 0 | 0 | 0+0j | 0 | 0 | 0+0j | 0 | 0 | 0+0j | 0 | 0 | 0+0j | 0 | 0 | 0+0j | 23385.6 | 9962.224 | 23385.6+9962.224j | 0 | 0 | 0+0j | 0 | 0 | 0+0j | 0 | 0 | 0 | 0 | 0 | 0 | 0 | 0 | 0 | 0 | 0 | 0 | 0 | 0 | 0 | 0 | 0 | 0 | 1 | 0 | 0 | 1 | 0 | 0 | 0 | 0 | 0 | 0 | 0 | OPEN | node_1359792_772_15287980_434 | AN | 8101202
load_220348797 |  | 0 | R | 0 | 0 | 0 | 0 | 0 | 0 | 0 | 0 | 0 | 0 | 0 | 0+0j | 0 | 0 | 0+0j | 0 | 0 | 0+0j | 0 | 0 | 0+0j | 0 | 0 | 0+0j | 0 | 0 | 0+0j | 13032 | 5551.609 | 13032+5551.609j | 0 | 0 | 0+0j | 0 | 0 | 0+0j | 0 | 0 | 0 | 0 | 0 | 0 | 0 | 0 | 0 | 0 | 0 | 0 | 0 | 0 | 0 | 0 | 0 | 0 | 1 | 0 | 0 | 1 | 0 | 0 | 0 | 0 | 0 | 0 | 0 | OPEN | node_1359969_985_15288153_957 | AN | 8101202
load_220348798 |  | 0 | R | 0 | 0 | 0 | 0 | 0 | 0 | 0 | 0 | 0 | 0 | 0 | 0+0j | 0 | 0 | 0+0j | 0 | 0 | 0+0j | 0 | 0 | 0+0j | 0 | 0 | 0+0j | 0 | 0 | 0+0j | 37152 | 15826.686 | 37152+15826.686j | 0 | 0 | 0+0j | 0 | 0 | 0+0j | 0 | 0 | 0 | 0 | 0 | 0 | 0 | 0 | 0 | 0 | 0 | 0 | 0 | 0 | 0 | 0 | 0 | 0 | 1 | 0 | 0 | 1 | 0 | 0 | 0 | 0 | 0 | 0 | 0 | OPEN | node_1358982_857_15287618_064 | AN | 8101202
load_220348799 |  | 0 | R | 0 | 0 | 0 | 0 | 0 | 0 | 0 | 0 | 0 | 0 | 0 | 0+0j | 0 | 0 | 0+0j | 0 | 0 | 0+0j | 0 | 0 | 0+0j | 0 | 0 | 0+0j | 0 | 0 | 0+0j | 28101.6 | 11971.231 | 28101.6+11971.231j | 0 | 0 | 0+0j | 0 | 0 | 0+0j | 0 | 0 | 0 | 0 | 0 | 0 | 0 | 0 | 0 | 0 | 0 | 0 | 0 | 0 | 0 | 0 | 0 | 0 | 1 | 0 | 0 | 1 | 0 | 0 | 0 | 0 | 0 | 0 | 0 | OPEN | node_1359350_079_15288916_319 | AN | 8101202
load_220348800 |  | 0 | R | 0 | 0 | 0 | 0 | 0 | 0 | 0 | 0 | 0 | 0 | 0 | 0+0j | 0 | 0 | 0+0j | 0 | 0 | 0+0j | 0 | 0 | 0+0j | 0 | 0 | 0+0j | 0 | 0 | 0+0j | 38613.6 | 16449.325 | 38613.6+16449.325j | 0 | 0 | 0+0j | 0 | 0 | 0+0j | 0 | 0 | 0 | 0 | 0 | 0 | 0 | 0 | 0 | 0 | 0 | 0 | 0 | 0 | 0 | 0 | 0 | 0 | 1 | 0 | 0 | 1 | 0 | 0 | 0 | 0 | 0 | 0 | 0 | OPEN | node_1359777_942_15289089_09 | AN | 8101202
load_220348801 |  | 0 | R | 0 | 0 | 0 | 0 | 0 | 0 | 0 | 0 | 0 | 0 | 0 | 0+0j | 0 | 0 | 0+0j | 0 | 0 | 0+0j | 0 | 0 | 0+0j | 0 | 0 | 0+0j | 0 | 0 | 0+0j | 46504.8 | 19810.962 | 46504.8+19810.962j | 0 | 0 | 0+0j | 0 | 0 | 0+0j | 0 | 0 | 0 | 0 | 0 | 0 | 0 | 0 | 0 | 0 | 0 | 0 | 0 | 0 | 0 | 0 | 0 | 0 | 1 | 0 | 0 | 1 | 0 | 0 | 0 | 0 | 0 | 0 | 0 | OPEN | node_1358828_19_15288436_941 | AN | 8101202
load_220348802 |  | 0 | R | 0 | 0 | 0 | 0 | 0 | 0 | 0 | 0 | 0 | 0 | 0 | 0+0j | 0 | 0 | 0+0j | 0 | 0 | 0+0j | 0 | 0 | 0+0j | 0 | 0 | 0+0j | 0 | 0 | 0+0j | 20527.2 | 8744.551 | 20527.2+8744.551j | 0 | 0 | 0+0j | 0 | 0 | 0+0j | 0 | 0 | 0 | 0 | 0 | 0 | 0 | 0 | 0 | 0 | 0 | 0 | 0 | 0 | 0 | 0 | 0 | 0 | 1 | 0 | 0 | 1 | 0 | 0 | 0 | 0 | 0 | 0 | 0 | OPEN | node_1359561_809_15288522_737 | AN | 8101202
load_220348803 |  | 0 | R | 0 | 0 | 0 | 0 | 0 | 0 | 0 | 0 | 0 | 0 | 0 | 0+0j | 0 | 0 | 0+0j | 0 | 0 | 0+0j | 0 | 0 | 0+0j | 0 | 0 | 0+0j | 0 | 0 | 0+0j | 25135.2 | 10707.55 | 25135.2+10707.55j | 0 | 0 | 0+0j | 0 | 0 | 0+0j | 0 | 0 | 0 | 0 | 0 | 0 | 0 | 0 | 0 | 0 | 0 | 0 | 0 | 0 | 0 | 0 | 0 | 0 | 1 | 0 | 0 | 1 | 0 | 0 | 0 | 0 | 0 | 0 | 0 | OPEN | node_1359617_257_15288680_167 | AN | 8101202
load_220348874 |  | 0 | R | 0 | 0 | 0 | 0 | 0 | 0 | 0 | 0 | 0 | 0 | 0 | 0+0j | 0 | 0 | 0+0j | 0 | 0 | 0+0j | 0 | 0 | 0+0j | 0 | 0 | 0+0j | 0 | 0 | 0+0j | 47649.6 | 20298.645 | 47649.6+20298.645j | 0 | 0 | 0+0j | 0 | 0 | 0+0j | 0 | 0 | 0 | 0 | 0 | 0 | 0 | 0 | 0 | 0 | 0 | 0 | 0 | 0 | 0 | 0 | 0 | 0 | 1 | 0 | 0 | 1 | 0 | 0 | 0 | 0 | 0 | 0 | 0 | OPEN | node_1359101_445_15287960_851 | AN | 8101202
load_220348876 |  | 0 | R | 0 | 0 | 0 | 0 | 0 | 0 | 0 | 0 | 0 | 0 | 0 | 0+0j | 0 | 0 | 0+0j | 0 | 0 | 0+0j | 0 | 0 | 0+0j | 0 | 0 | 0+0j | 0 | 0 | 0+0j | 5356.8 | 2281.987 | 5356.8+2281.987j | 0 | 0 | 0+0j | 0 | 0 | 0+0j | 0 | 0 | 0 | 0 | 0 | 0 | 0 | 0 | 0 | 0 | 0 | 0 | 0 | 0 | 0 | 0 | 0 | 0 | 1 | 0 | 0 | 1 | 0 | 0 | 0 | 0 | 0 | 0 | 0 | OPEN | node_1358026_179_15288310_012 | AN | 8101202
load_220348877 |  | 0 | R | 0 | 0 | 0 | 0 | 0 | 0 | 0 | 0 | 0 | 0 | 0 | 0+0j | 0 | 0 | 0+0j | 0 | 0 | 0+0j | 0 | 0 | 0+0j | 0 | 0 | 0+0j | 0 | 0 | 0+0j | 52041.6 | 22169.629 | 52041.6+22169.629j | 0 | 0 | 0+0j | 0 | 0 | 0+0j | 0 | 0 | 0 | 0 | 0 | 0 | 0 | 0 | 0 | 0 | 0 | 0 | 0 | 0 | 0 | 0 | 0 | 0 | 1 | 0 | 0 | 1 | 0 | 0 | 0 | 0 | 0 | 0 | 0 | OPEN | node_1357982_158_15288162_745 | AN | 8101202
load_220348878 |  | 0 | R | 0 | 0 | 0 | 0 | 0 | 0 | 0 | 0 | 0 | 0 | 0 | 0+0j | 0 | 0 | 0+0j | 0 | 0 | 0+0j | 0 | 0 | 0+0j | 0 | 0 | 0+0j | 0 | 0 | 0+0j | 62834.4 | 26767.342 | 62834.4+26767.342j | 0 | 0 | 0+0j | 0 | 0 | 0+0j | 0 | 0 | 0 | 0 | 0 | 0 | 0 | 0 | 0 | 0 | 0 | 0 | 0 | 0 | 0 | 0 | 0 | 0 | 1 | 0 | 0 | 1 | 0 | 0 | 0 | 0 | 0 | 0 | 0 | OPEN | node_1358505_499_15288074_898 | AN | 8101202
load_220348879 |  | 0 | R | 0 | 0 | 0 | 0 | 0 | 0 | 0 | 0 | 0 | 0 | 0 | 0+0j | 0 | 0 | 0+0j | 0 | 0 | 0+0j | 0 | 0 | 0+0j | 0 | 0 | 0+0j | 0 | 0 | 0+0j | 40680 | 17329.607 | 40680+17329.607j | 0 | 0 | 0+0j | 0 | 0 | 0+0j | 0 | 0 | 0 | 0 | 0 | 0 | 0 | 0 | 0 | 0 | 0 | 0 | 0 | 0 | 0 | 0 | 0 | 0 | 1 | 0 | 0 | 1 | 0 | 0 | 0 | 0 | 0 | 0 | 0 | OPEN | node_1358345_066_15287662_224 | AN | 8101202
load_220348995 |  | 0 | R | 0 | 0 | 0 | 0 | 0 | 0 | 0 | 0 | 0 | 0 | 0 | 0+0j | 0 | 0 | 0+0j | 0 | 0 | 0+0j | 0 | 0 | 0+0j | 0 | 0 | 0+0j | 0 | 0 | 0+0j | 31572 | 13449.616 | 31572+13449.616j | 0 | 0 | 0+0j | 0 | 0 | 0+0j | 0 | 0 | 0 | 0 | 0 | 0 | 0 | 0 | 0 | 0 | 0 | 0 | 0 | 0 | 0 | 0 | 0 | 0 | 1 | 0 | 0 | 1 | 0 | 0 | 0 | 0 | 0 | 0 | 0 | OPEN | node_1363327_128_15289983_842 | AN | 8101202
load_220348996 |  | 0 | R | 0 | 0 | 0 | 0 | 0 | 0 | 0 | 0 | 0 | 0 | 0 | 0+0j | 0 | 0 | 0+0j | 0 | 0 | 0+0j | 0 | 0 | 0+0j | 0 | 0 | 0+0j | 0 | 0 | 0+0j | 34509.6 | 14701.028 | 34509.6+14701.028j | 0 | 0 | 0+0j | 0 | 0 | 0+0j | 0 | 0 | 0 | 0 | 0 | 0 | 0 | 0 | 0 | 0 | 0 | 0 | 0 | 0 | 0 | 0 | 0 | 0 | 1 | 0 | 0 | 1 | 0 | 0 | 0 | 0 | 0 | 0 | 0 | OPEN | node_1363029_003_15289721_864 | AN | 8101202
load_220349016 |  | 0 | C | 0 | 0 | 0 | 0 | 0 | 0 | 0 | 0 | 0 | 0 | 0 | 0+0j | 0 | 0 | 0+0j | 0 | 0 | 0+0j | 0 | 0 | 0+0j | 0 | 0 | 0+0j | 0 | 0 | 0+0j | 4333.333 | 1845.992 | 4333.333+1845.992j | 0 | 0 | 0+0j | 0 | 0 | 0+0j | 0 | 0 | 0 | 0 | 0 | 0 | 0 | 0 | 0 | 0 | 0 | 0 | 0 | 0 | 0 | 0 | 0 | 0 | 1 | 0 | 0 | 1 | 0 | 0 | 0 | 0 | 0 | 0 | 0 | OPEN | node_1364082_137_15291034_509 | AN | 8101202
load_220349017 |  | 0 | C | 0 | 0 | 0 | 0 | 0 | 0 | 0 | 0 | 0 | 0 | 0 | 0+0j | 0 | 0 | 0+0j | 0 | 0 | 0+0j | 0 | 0 | 0+0j | 0 | 0 | 0+0j | 0 | 0 | 0+0j | 0 | 0 | 0+0j | 4333.333 | 1845.992 | 4333.333+1845.992j | 0 | 0 | 0+0j | 0 | 0 | 0 | 0 | 0 | 0 | 0 | 0 | 0 | 0 | 0 | 0 | 0 | 0 | 0 | 0 | 0 | 0 | 1 | 0 | 0 | 1 | 0 | 0 | 0 | 0 | 0 | 0 | 0 | OPEN | node_1364063_593_15291024_883 | BN | 8101202
load_220349018 |  | 0 | C | 0 | 0 | 0 | 0 | 0 | 0 | 0 | 0 | 0 | 0 | 0 | 0+0j | 0 | 0 | 0+0j | 0 | 0 | 0+0j | 0 | 0 | 0+0j | 0 | 0 | 0+0j | 0 | 0 | 0+0j | 0 | 0 | 0+0j | 0 | 0 | 0+0j | 4333.333 | 1845.992 | 4333.333+1845.992j | 0 | 0 | 0 | 0 | 0 | 0 | 0 | 0 | 0 | 0 | 0 | 0 | 0 | 0 | 0 | 0 | 0 | 0 | 1 | 0 | 0 | 1 | 0 | 0 | 0 | 0 | 0 | 0 | 0 | OPEN | node_1364101_87_15291037_382 | CN | 8101202
load_220349019 |  | 0 | C | 0 | 0 | 0 | 0 | 0 | 0 | 0 | 0 | 0 | 0 | 0 | 0+0j | 0 | 0 | 0+0j | 0 | 0 | 0+0j | 0 | 0 | 0+0j | 0 | 0 | 0+0j | 0 | 0 | 0+0j | 13000 | 5537.977 | 13000+5537.977j | 0 | 0 | 0+0j | 0 | 0 | 0+0j | 0 | 0 | 0 | 0 | 0 | 0 | 0 | 0 | 0 | 0 | 0 | 0 | 0 | 0 | 0 | 0 | 0 | 0 | 1 | 0 | 0 | 1 | 0 | 0 | 0 | 0 | 0 | 0 | 0 | OPEN | node_1363946_693_15290945_955 | AN | 8101202
load_220349026 |  | 0 | C | 0 | 0 | 0 | 0 | 0 | 0 | 0 | 0 | 0 | 0 | 0 | 0+0j | 0 | 0 | 0+0j | 0 | 0 | 0+0j | 0 | 0 | 0+0j | 0 | 0 | 0+0j | 0 | 0 | 0+0j | 31000 | 13205.945 | 31000+13205.945j | 0 | 0 | 0+0j | 0 | 0 | 0+0j | 0 | 0 | 0 | 0 | 0 | 0 | 0 | 0 | 0 | 0 | 0 | 0 | 0 | 0 | 0 | 0 | 0 | 0 | 1 | 0 | 0 | 1 | 0 | 0 | 0 | 0 | 0 | 0 | 0 | OPEN | node_1362885_912_15290786_383 | AN | 8101202
load_220349029 |  | 0 | R | 0 | 0 | 0 | 0 | 0 | 0 | 0 | 0 | 0 | 0 | 0 | 0+0j | 0 | 0 | 0+0j | 0 | 0 | 0+0j | 0 | 0 | 0+0j | 0 | 0 | 0+0j | 0 | 0 | 0+0j | 50414.4 | 21476.444 | 50414.4+21476.444j | 0 | 0 | 0+0j | 0 | 0 | 0+0j | 0 | 0 | 0 | 0 | 0 | 0 | 0 | 0 | 0 | 0 | 0 | 0 | 0 | 0 | 0 | 0 | 0 | 0 | 1 | 0 | 0 | 1 | 0 | 0 | 0 | 0 | 0 | 0 | 0 | OPEN | node_1366008_868_15290487_665 | AN | 8101202
load_220349037 |  | 0 | C | 0 | 0 | 0 | 0 | 0 | 0 | 0 | 0 | 0 | 0 | 0 | 0+0j | 0 | 0 | 0+0j | 0 | 0 | 0+0j | 0 | 0 | 0+0j | 0 | 0 | 0+0j | 0 | 0 | 0+0j | 2462.4 | 1048.978 | 2462.4+1048.978j | 0 | 0 | 0+0j | 0 | 0 | 0+0j | 0 | 0 | 0 | 0 | 0 | 0 | 0 | 0 | 0 | 0 | 0 | 0 | 0 | 0 | 0 | 0 | 0 | 0 | 1 | 0 | 0 | 1 | 0 | 0 | 0 | 0 | 0 | 0 | 0 | OPEN | node_1366280_924_15290509_465 | AN | 8101202
load_220349040 |  | 0 | R | 0 | 0 | 0 | 0 | 0 | 0 | 0 | 0 | 0 | 0 | 0 | 0+0j | 0 | 0 | 0+0j | 0 | 0 | 0+0j | 0 | 0 | 0+0j | 0 | 0 | 0+0j | 0 | 0 | 0+0j | 45979.2 | 19587.057 | 45979.2+19587.057j | 0 | 0 | 0+0j | 0 | 0 | 0+0j | 0 | 0 | 0 | 0 | 0 | 0 | 0 | 0 | 0 | 0 | 0 | 0 | 0 | 0 | 0 | 0 | 0 | 0 | 1 | 0 | 0 | 1 | 0 | 0 | 0 | 0 | 0 | 0 | 0 | OPEN | node_1367425_663_15290891_647 | AN | 8101202
load_220349057 |  | 0 | R | 0 | 0 | 0 | 0 | 0 | 0 | 0 | 0 | 0 | 0 | 0 | 0+0j | 0 | 0 | 0+0j | 0 | 0 | 0+0j | 0 | 0 | 0+0j | 0 | 0 | 0+0j | 0 | 0 | 0+0j | 43336.8 | 18461.399 | 43336.8+18461.399j | 0 | 0 | 0+0j | 0 | 0 | 0+0j | 0 | 0 | 0 | 0 | 0 | 0 | 0 | 0 | 0 | 0 | 0 | 0 | 0 | 0 | 0 | 0 | 0 | 0 | 1 | 0 | 0 | 1 | 0 | 0 | 0 | 0 | 0 | 0 | 0 | OPEN | node_1366581_557_15289769_406 | AN | 8101202
load_220349068 |  | 0 | R | 0 | 0 | 0 | 0 | 0 | 0 | 0 | 0 | 0 | 0 | 0 | 0+0j | 0 | 0 | 0+0j | 0 | 0 | 0+0j | 0 | 0 | 0+0j | 0 | 0 | 0+0j | 0 | 0 | 0+0j | 47865.6 | 20390.66 | 47865.6+20390.66j | 0 | 0 | 0+0j | 0 | 0 | 0+0j | 0 | 0 | 0 | 0 | 0 | 0 | 0 | 0 | 0 | 0 | 0 | 0 | 0 | 0 | 0 | 0 | 0 | 0 | 1 | 0 | 0 | 1 | 0 | 0 | 0 | 0 | 0 | 0 | 0 | OPEN | node_1363200_106_15289522_287 | AN | 8101202
load_220349069 |  | 0 | R | 0 | 0 | 0 | 0 | 0 | 0 | 0 | 0 | 0 | 0 | 0 | 0+0j | 0 | 0 | 0+0j | 0 | 0 | 0+0j | 0 | 0 | 0+0j | 0 | 0 | 0+0j | 0 | 0 | 0+0j | 24134.4 | 10281.211 | 24134.4+10281.211j | 0 | 0 | 0+0j | 0 | 0 | 0+0j | 0 | 0 | 0 | 0 | 0 | 0 | 0 | 0 | 0 | 0 | 0 | 0 | 0 | 0 | 0 | 0 | 0 | 0 | 1 | 0 | 0 | 1 | 0 | 0 | 0 | 0 | 0 | 0 | 0 | OPEN | node_1363364_381_15289491_9 | AN | 8101202
load_220349077 |  | 0 | R | 0 | 0 | 0 | 0 | 0 | 0 | 0 | 0 | 0 | 0 | 0 | 0+0j | 0 | 0 | 0+0j | 0 | 0 | 0+0j | 0 | 0 | 0+0j | 0 | 0 | 0+0j | 0 | 0 | 0+0j | 34956 | 14891.194 | 34956+14891.194j | 0 | 0 | 0+0j | 0 | 0 | 0+0j | 0 | 0 | 0 | 0 | 0 | 0 | 0 | 0 | 0 | 0 | 0 | 0 | 0 | 0 | 0 | 0 | 0 | 0 | 1 | 0 | 0 | 1 | 0 | 0 | 0 | 0 | 0 | 0 | 0 | OPEN | node_1362886_6_15290075_998 | AN | 8101202
load_220349078 |  | 0 | R | 0 | 0 | 0 | 0 | 0 | 0 | 0 | 0 | 0 | 0 | 0 | 0+0j | 0 | 0 | 0+0j | 0 | 0 | 0+0j | 0 | 0 | 0+0j | 0 | 0 | 0+0j | 0 | 0 | 0+0j | 27756 | 11824.006 | 27756+11824.006j | 0 | 0 | 0+0j | 0 | 0 | 0+0j | 0 | 0 | 0 | 0 | 0 | 0 | 0 | 0 | 0 | 0 | 0 | 0 | 0 | 0 | 0 | 0 | 0 | 0 | 1 | 0 | 0 | 1 | 0 | 0 | 0 | 0 | 0 | 0 | 0 | OPEN | node_1362857_301_15289480_65 | AN | 8101202
load_220349079 |  | 0 | C | 0 | 0 | 0 | 0 | 0 | 0 | 0 | 0 | 0 | 0 | 0 | 0+0j | 0 | 0 | 0+0j | 0 | 0 | 0+0j | 0 | 0 | 0+0j | 0 | 0 | 0+0j | 0 | 0 | 0+0j | 3000 | 1277.995 | 3000+1277.995j | 0 | 0 | 0+0j | 0 | 0 | 0+0j | 0 | 0 | 0 | 0 | 0 | 0 | 0 | 0 | 0 | 0 | 0 | 0 | 0 | 0 | 0 | 0 | 0 | 0 | 1 | 0 | 0 | 1 | 0 | 0 | 0 | 0 | 0 | 0 | 0 | OPEN | node_1363314_614_15290617_731 | AN | 8101202
load_220349080 |  | 0 | C | 0 | 0 | 0 | 0 | 0 | 0 | 0 | 0 | 0 | 0 | 0 | 0+0j | 0 | 0 | 0+0j | 0 | 0 | 0+0j | 0 | 0 | 0+0j | 0 | 0 | 0+0j | 0 | 0 | 0+0j | 10000 | 4259.982 | 10000+4259.982j | 0 | 0 | 0+0j | 0 | 0 | 0+0j | 0 | 0 | 0 | 0 | 0 | 0 | 0 | 0 | 0 | 0 | 0 | 0 | 0 | 0 | 0 | 0 | 0 | 0 | 1 | 0 | 0 | 1 | 0 | 0 | 0 | 0 | 0 | 0 | 0 | OPEN | node_1363288_22_15290503_692 | AN | 8101202
load_220349081 |  | 0 | C | 0 | 0 | 0 | 0 | 0 | 0 | 0 | 0 | 0 | 0 | 0 | 0+0j | 0 | 0 | 0+0j | 0 | 0 | 0+0j | 0 | 0 | 0+0j | 0 | 0 | 0+0j | 0 | 0 | 0+0j | 10666.667 | 4543.981 | 10666.667+4543.981j | 0 | 0 | 0+0j | 0 | 0 | 0+0j | 0 | 0 | 0 | 0 | 0 | 0 | 0 | 0 | 0 | 0 | 0 | 0 | 0 | 0 | 0 | 0 | 0 | 0 | 1 | 0 | 0 | 1 | 0 | 0 | 0 | 0 | 0 | 0 | 0 | OPEN | node_1363498_488_15290306_597 | AN | 8101202
load_220349082 |  | 0 | C | 0 | 0 | 0 | 0 | 0 | 0 | 0 | 0 | 0 | 0 | 0 | 0+0j | 0 | 0 | 0+0j | 0 | 0 | 0+0j | 0 | 0 | 0+0j | 0 | 0 | 0+0j | 0 | 0 | 0+0j | 0 | 0 | 0+0j | 10666.667 | 4543.981 | 10666.667+4543.981j | 0 | 0 | 0+0j | 0 | 0 | 0 | 0 | 0 | 0 | 0 | 0 | 0 | 0 | 0 | 0 | 0 | 0 | 0 | 0 | 0 | 0 | 1 | 0 | 0 | 1 | 0 | 0 | 0 | 0 | 0 | 0 | 0 | OPEN | node_1363502_257_15290332_776 | BN | 8101202
load_220349083 |  | 0 | C | 0 | 0 | 0 | 0 | 0 | 0 | 0 | 0 | 0 | 0 | 0 | 0+0j | 0 | 0 | 0+0j | 0 | 0 | 0+0j | 0 | 0 | 0+0j | 0 | 0 | 0+0j | 0 | 0 | 0+0j | 0 | 0 | 0+0j | 0 | 0 | 0+0j | 10666.667 | 4543.981 | 10666.667+4543.981j | 0 | 0 | 0 | 0 | 0 | 0 | 0 | 0 | 0 | 0 | 0 | 0 | 0 | 0 | 0 | 0 | 0 | 0 | 1 | 0 | 0 | 1 | 0 | 0 | 0 | 0 | 0 | 0 | 0 | OPEN | node_1363489_808_15290282_572 | CN | 8101202
load_220349093 |  | 0 | R | 0 | 0 | 0 | 0 | 0 | 0 | 0 | 0 | 0 | 0 | 0 | 0+0j | 0 | 0 | 0+0j | 0 | 0 | 0+0j | 0 | 0 | 0+0j | 0 | 0 | 0+0j | 0 | 0 | 0+0j | 39513.6 | 16832.723 | 39513.6+16832.723j | 0 | 0 | 0+0j | 0 | 0 | 0+0j | 0 | 0 | 0 | 0 | 0 | 0 | 0 | 0 | 0 | 0 | 0 | 0 | 0 | 0 | 0 | 0 | 0 | 0 | 1 | 0 | 0 | 1 | 0 | 0 | 0 | 0 | 0 | 0 | 0 | OPEN | node_1364638_333_15288523_519 | AN | 8101202
load_220349094 |  | 0 | R | 0 | 0 | 0 | 0 | 0 | 0 | 0 | 0 | 0 | 0 | 0 | 0+0j | 0 | 0 | 0+0j | 0 | 0 | 0+0j | 0 | 0 | 0+0j | 0 | 0 | 0+0j | 0 | 0 | 0+0j | 55879.2 | 23804.44 | 55879.2+23804.44j | 0 | 0 | 0+0j | 0 | 0 | 0+0j | 0 | 0 | 0 | 0 | 0 | 0 | 0 | 0 | 0 | 0 | 0 | 0 | 0 | 0 | 0 | 0 | 0 | 0 | 1 | 0 | 0 | 1 | 0 | 0 | 0 | 0 | 0 | 0 | 0 | OPEN | node_1364189_772_15288682_03 | AN | 8101202
load_220349096 |  | 0 | R | 0 | 0 | 0 | 0 | 0 | 0 | 0 | 0 | 0 | 0 | 0 | 0+0j | 0 | 0 | 0+0j | 0 | 0 | 0+0j | 0 | 0 | 0+0j | 0 | 0 | 0+0j | 0 | 0 | 0+0j | 28166.4 | 11998.836 | 28166.4+11998.836j | 0 | 0 | 0+0j | 0 | 0 | 0+0j | 0 | 0 | 0 | 0 | 0 | 0 | 0 | 0 | 0 | 0 | 0 | 0 | 0 | 0 | 0 | 0 | 0 | 0 | 1 | 0 | 0 | 1 | 0 | 0 | 0 | 0 | 0 | 0 | 0 | OPEN | node_1364361_669_15288156_23 | AN | 8101202
load_220349097 |  | 0 | R | 0 | 0 | 0 | 0 | 0 | 0 | 0 | 0 | 0 | 0 | 0 | 0+0j | 0 | 0 | 0+0j | 0 | 0 | 0+0j | 0 | 0 | 0+0j | 0 | 0 | 0+0j | 0 | 0 | 0+0j | 19771.2 | 8422.496 | 19771.2+8422.496j | 0 | 0 | 0+0j | 0 | 0 | 0+0j | 0 | 0 | 0 | 0 | 0 | 0 | 0 | 0 | 0 | 0 | 0 | 0 | 0 | 0 | 0 | 0 | 0 | 0 | 1 | 0 | 0 | 1 | 0 | 0 | 0 | 0 | 0 | 0 | 0 | OPEN | node_1364779_445_15288200_687 | AN | 8101202
load_220349158 |  | 0 | C | 0 | 0 | 0 | 0 | 0 | 0 | 0 | 0 | 0 | 0 | 0 | 0+0j | 0 | 0 | 0+0j | 0 | 0 | 0+0j | 0 | 0 | 0+0j | 0 | 0 | 0+0j | 0 | 0 | 0+0j | 7000 | 2981.988 | 7000+2981.988j | 0 | 0 | 0+0j | 0 | 0 | 0+0j | 0 | 0 | 0 | 0 | 0 | 0 | 0 | 0 | 0 | 0 | 0 | 0 | 0 | 0 | 0 | 0 | 0 | 0 | 1 | 0 | 0 | 1 | 0 | 0 | 0 | 0 | 0 | 0 | 0 | OPEN | node_1365153_321_15291210_311 | AN | 8101202
load_220349159 |  | 0 | C | 0 | 0 | 0 | 0 | 0 | 0 | 0 | 0 | 0 | 0 | 0 | 0+0j | 0 | 0 | 0+0j | 0 | 0 | 0+0j | 0 | 0 | 0+0j | 0 | 0 | 0+0j | 0 | 0 | 0+0j | 2000 | 851.996 | 2000+851.996j | 0 | 0 | 0+0j | 0 | 0 | 0+0j | 0 | 0 | 0 | 0 | 0 | 0 | 0 | 0 | 0 | 0 | 0 | 0 | 0 | 0 | 0 | 0 | 0 | 0 | 1 | 0 | 0 | 1 | 0 | 0 | 0 | 0 | 0 | 0 | 0 | OPEN | node_1365128_33_15291583_684 | AN | 8101202
load_220349319 |  | 0 | R | 0 | 0 | 0 | 0 | 0 | 0 | 0 | 0 | 0 | 0 | 0 | 0+0j | 0 | 0 | 0+0j | 0 | 0 | 0+0j | 0 | 0 | 0+0j | 0 | 0 | 0+0j | 0 | 0 | 0+0j | 7635.6 | 3252.752 | 7635.6+3252.752j | 0 | 0 | 0+0j | 0 | 0 | 0+0j | 0 | 0 | 0 | 0 | 0 | 0 | 0 | 0 | 0 | 0 | 0 | 0 | 0 | 0 | 0 | 0 | 0 | 0 | 1 | 0 | 0 | 1 | 0 | 0 | 0 | 0 | 0 | 0 | 0 | OPEN | node_1358894_054_15289345_025 | AN | 8101202
load_220349320 |  | 0 | R | 0 | 0 | 0 | 0 | 0 | 0 | 0 | 0 | 0 | 0 | 0 | 0+0j | 0 | 0 | 0+0j | 0 | 0 | 0+0j | 0 | 0 | 0+0j | 0 | 0 | 0+0j | 0 | 0 | 0+0j | 7635.6 | 3252.752 | 7635.6+3252.752j | 0 | 0 | 0+0j | 0 | 0 | 0+0j | 0 | 0 | 0 | 0 | 0 | 0 | 0 | 0 | 0 | 0 | 0 | 0 | 0 | 0 | 0 | 0 | 0 | 0 | 1 | 0 | 0 | 1 | 0 | 0 | 0 | 0 | 0 | 0 | 0 | OPEN | node_1358907_458_15289348_149 | AN | 8101202
load_220349576 |  | 0 | C | 0 | 0 | 0 | 0 | 0 | 0 | 0 | 0 | 0 | 0 | 0 | 0+0j | 0 | 0 | 0+0j | 0 | 0 | 0+0j | 0 | 0 | 0+0j | 0 | 0 | 0+0j | 0 | 0 | 0+0j | 129.6 | 55.209 | 129.6+55.209j | 0 | 0 | 0+0j | 0 | 0 | 0+0j | 0 | 0 | 0 | 0 | 0 | 0 | 0 | 0 | 0 | 0 | 0 | 0 | 0 | 0 | 0 | 0 | 0 | 0 | 1 | 0 | 0 | 1 | 0 | 0 | 0 | 0 | 0 | 0 | 0 | OPEN | node_1363090_146_15292195_736 | AN | 8101202
load_220349577 |  | 0 | R | 0 | 0 | 0 | 0 | 0 | 0 | 0 | 0 | 0 | 0 | 0 | 0+0j | 0 | 0 | 0+0j | 0 | 0 | 0+0j | 0 | 0 | 0+0j | 0 | 0 | 0+0j | 0 | 0 | 0+0j | 34524 | 14707.162 | 34524+14707.162j | 0 | 0 | 0+0j | 0 | 0 | 0+0j | 0 | 0 | 0 | 0 | 0 | 0 | 0 | 0 | 0 | 0 | 0 | 0 | 0 | 0 | 0 | 0 | 0 | 0 | 1 | 0 | 0 | 1 | 0 | 0 | 0 | 0 | 0 | 0 | 0 | OPEN | node_1362599_941_15292227_223 | AN | 8101202
load_220349578 |  | 0 | C | 0 | 0 | 0 | 0 | 0 | 0 | 0 | 0 | 0 | 0 | 0 | 0+0j | 0 | 0 | 0+0j | 0 | 0 | 0+0j | 0 | 0 | 0+0j | 0 | 0 | 0+0j | 0 | 0 | 0+0j | 2786.4 | 1187.001 | 2786.4+1187.001j | 0 | 0 | 0+0j | 0 | 0 | 0+0j | 0 | 0 | 0 | 0 | 0 | 0 | 0 | 0 | 0 | 0 | 0 | 0 | 0 | 0 | 0 | 0 | 0 | 0 | 1 | 0 | 0 | 1 | 0 | 0 | 0 | 0 | 0 | 0 | 0 | OPEN | node_1362189_139_15292142_412 | AN | 8101202
load_220349580 |  | 0 | R | 0 | 0 | 0 | 0 | 0 | 0 | 0 | 0 | 0 | 0 | 0 | 0+0j | 0 | 0 | 0+0j | 0 | 0 | 0+0j | 0 | 0 | 0+0j | 0 | 0 | 0+0j | 0 | 0 | 0+0j | 30823.2 | 13130.628 | 30823.2+13130.628j | 0 | 0 | 0+0j | 0 | 0 | 0+0j | 0 | 0 | 0 | 0 | 0 | 0 | 0 | 0 | 0 | 0 | 0 | 0 | 0 | 0 | 0 | 0 | 0 | 0 | 1 | 0 | 0 | 1 | 0 | 0 | 0 | 0 | 0 | 0 | 0 | OPEN | node_1361723_085_15292249_811 | AN | 8101202
load_220349581 |  | 0 | R | 0 | 0 | 0 | 0 | 0 | 0 | 0 | 0 | 0 | 0 | 0 | 0+0j | 0 | 0 | 0+0j | 0 | 0 | 0+0j | 0 | 0 | 0+0j | 0 | 0 | 0+0j | 0 | 0 | 0+0j | 45820.8 | 19519.579 | 45820.8+19519.579j | 0 | 0 | 0+0j | 0 | 0 | 0+0j | 0 | 0 | 0 | 0 | 0 | 0 | 0 | 0 | 0 | 0 | 0 | 0 | 0 | 0 | 0 | 0 | 0 | 0 | 1 | 0 | 0 | 1 | 0 | 0 | 0 | 0 | 0 | 0 | 0 | OPEN | node_1361099_569_15292268_192 | AN | 8101202
load_220350119 |  | 0 | R | 0 | 0 | 0 | 0 | 0 | 0 | 0 | 0 | 0 | 0 | 0 | 0+0j | 0 | 0 | 0+0j | 0 | 0 | 0+0j | 0 | 0 | 0+0j | 0 | 0 | 0+0j | 0 | 0 | 0+0j | 46562.4 | 19835.499 | 46562.4+19835.499j | 0 | 0 | 0+0j | 0 | 0 | 0+0j | 0 | 0 | 0 | 0 | 0 | 0 | 0 | 0 | 0 | 0 | 0 | 0 | 0 | 0 | 0 | 0 | 0 | 0 | 1 | 0 | 0 | 1 | 0 | 0 | 0 | 0 | 0 | 0 | 0 | OPEN | node_1363412_339_15291606_493 | AN | 8101202
load_220350120 |  | 0 | R | 0 | 0 | 0 | 0 | 0 | 0 | 0 | 0 | 0 | 0 | 0 | 0+0j | 0 | 0 | 0+0j | 0 | 0 | 0+0j | 0 | 0 | 0+0j | 0 | 0 | 0+0j | 0 | 0 | 0+0j | 28504.8 | 12142.994 | 28504.8+12142.994j | 0 | 0 | 0+0j | 0 | 0 | 0+0j | 0 | 0 | 0 | 0 | 0 | 0 | 0 | 0 | 0 | 0 | 0 | 0 | 0 | 0 | 0 | 0 | 0 | 0 | 1 | 0 | 0 | 1 | 0 | 0 | 0 | 0 | 0 | 0 | 0 | OPEN | node_1363703_093_15291512_304 | AN | 8101202
load_220350121 |  | 0 | C | 0 | 0 | 0 | 0 | 0 | 0 | 0 | 0 | 0 | 0 | 0 | 0+0j | 0 | 0 | 0+0j | 0 | 0 | 0+0j | 0 | 0 | 0+0j | 0 | 0 | 0+0j | 0 | 0 | 0+0j | 8000 | 3407.986 | 8000+3407.986j | 0 | 0 | 0+0j | 0 | 0 | 0+0j | 0 | 0 | 0 | 0 | 0 | 0 | 0 | 0 | 0 | 0 | 0 | 0 | 0 | 0 | 0 | 0 | 0 | 0 | 1 | 0 | 0 | 1 | 0 | 0 | 0 | 0 | 0 | 0 | 0 | OPEN | node_1362952_824_15291580_676 | AN | 8101202
load_220350122 |  | 0 | R | 0 | 0 | 0 | 0 | 0 | 0 | 0 | 0 | 0 | 0 | 0 | 0+0j | 0 | 0 | 0+0j | 0 | 0 | 0+0j | 0 | 0 | 0+0j | 0 | 0 | 0+0j | 0 | 0 | 0+0j | 98524.8 | 41971.389 | 98524.8+41971.389j | 0 | 0 | 0+0j | 0 | 0 | 0+0j | 0 | 0 | 0 | 0 | 0 | 0 | 0 | 0 | 0 | 0 | 0 | 0 | 0 | 0 | 0 | 0 | 0 | 0 | 1 | 0 | 0 | 1 | 0 | 0 | 0 | 0 | 0 | 0 | 0 | OPEN | node_1362754_689_15291748_025 | AN | 8101202
load_220350123 |  | 0 | C | 0 | 0 | 0 | 0 | 0 | 0 | 0 | 0 | 0 | 0 | 0 | 0+0j | 0 | 0 | 0+0j | 0 | 0 | 0+0j | 0 | 0 | 0+0j | 0 | 0 | 0+0j | 0 | 0 | 0+0j | 0 | 0 | 0+0j | 0 | 0 | 0+0j | 0 | 0 | 0+0j | 0 | 0 | 0 | 0 | 0 | 0 | 0 | 0 | 0 | 0 | 0 | 0 | 0 | 0 | 0 | 0 | 0 | 0 | 1 | 0 | 0 | 1 | 0 | 0 | 0 | 0 | 0 | 0 | 0 | OPEN | node_1362789_513_15290951_676 | AN | 8101202
load_220350124 |  | 0 | C | 0 | 0 | 0 | 0 | 0 | 0 | 0 | 0 | 0 | 0 | 0 | 0+0j | 0 | 0 | 0+0j | 0 | 0 | 0+0j | 0 | 0 | 0+0j | 0 | 0 | 0+0j | 0 | 0 | 0+0j | 0 | 0 | 0+0j | 0 | 0 | 0+0j | 0 | 0 | 0+0j | 0 | 0 | 0 | 0 | 0 | 0 | 0 | 0 | 0 | 0 | 0 | 0 | 0 | 0 | 0 | 0 | 0 | 0 | 1 | 0 | 0 | 1 | 0 | 0 | 0 | 0 | 0 | 0 | 0 | OPEN | node_1362785_505_15290977_715 | BN | 8101202
load_220350125 |  | 0 | C | 0 | 0 | 0 | 0 | 0 | 0 | 0 | 0 | 0 | 0 | 0 | 0+0j | 0 | 0 | 0+0j | 0 | 0 | 0+0j | 0 | 0 | 0+0j | 0 | 0 | 0+0j | 0 | 0 | 0+0j | 0 | 0 | 0+0j | 0 | 0 | 0+0j | 0 | 0 | 0+0j | 0 | 0 | 0 | 0 | 0 | 0 | 0 | 0 | 0 | 0 | 0 | 0 | 0 | 0 | 0 | 0 | 0 | 0 | 1 | 0 | 0 | 1 | 0 | 0 | 0 | 0 | 0 | 0 | 0 | OPEN | node_1362788_357_15290925_083 | CN | 8101202
load_220350126 |  | 0 | R | 0 | 0 | 0 | 0 | 0 | 0 | 0 | 0 | 0 | 0 | 0 | 0+0j | 0 | 0 | 0+0j | 0 | 0 | 0+0j | 0 | 0 | 0+0j | 0 | 0 | 0+0j | 0 | 0 | 0+0j | 58471.2 | 24908.627 | 58471.2+24908.627j | 0 | 0 | 0+0j | 0 | 0 | 0+0j | 0 | 0 | 0 | 0 | 0 | 0 | 0 | 0 | 0 | 0 | 0 | 0 | 0 | 0 | 0 | 0 | 0 | 0 | 1 | 0 | 0 | 1 | 0 | 0 | 0 | 0 | 0 | 0 | 0 | OPEN | node_1361660_001_15292453_792 | AN | 8101202
load_220350127 |  | 0 | R | 0 | 0 | 0 | 0 | 0 | 0 | 0 | 0 | 0 | 0 | 0 | 0+0j | 0 | 0 | 0+0j | 0 | 0 | 0+0j | 0 | 0 | 0+0j | 0 | 0 | 0+0j | 0 | 0 | 0+0j | 40233.6 | 17139.442 | 40233.6+17139.442j | 0 | 0 | 0+0j | 0 | 0 | 0+0j | 0 | 0 | 0 | 0 | 0 | 0 | 0 | 0 | 0 | 0 | 0 | 0 | 0 | 0 | 0 | 0 | 0 | 0 | 1 | 0 | 0 | 1 | 0 | 0 | 0 | 0 | 0 | 0 | 0 | OPEN | node_1362953_826_15292401_551 | AN | 8101202
load_220350128 |  | 0 | R | 0 | 0 | 0 | 0 | 0 | 0 | 0 | 0 | 0 | 0 | 0 | 0+0j | 0 | 0 | 0+0j | 0 | 0 | 0+0j | 0 | 0 | 0+0j | 0 | 0 | 0+0j | 0 | 0 | 0+0j | 38822.4 | 16538.273 | 38822.4+16538.273j | 0 | 0 | 0+0j | 0 | 0 | 0+0j | 0 | 0 | 0 | 0 | 0 | 0 | 0 | 0 | 0 | 0 | 0 | 0 | 0 | 0 | 0 | 0 | 0 | 0 | 1 | 0 | 0 | 1 | 0 | 0 | 0 | 0 | 0 | 0 | 0 | OPEN | node_1362395_163_15292429_776 | AN | 8101202
load_220350130 |  | 0 | R | 0 | 0 | 0 | 0 | 0 | 0 | 0 | 0 | 0 | 0 | 0 | 0+0j | 0 | 0 | 0+0j | 0 | 0 | 0+0j | 0 | 0 | 0+0j | 0 | 0 | 0+0j | 0 | 0 | 0+0j | 39031.2 | 16627.222 | 39031.2+16627.222j | 0 | 0 | 0+0j | 0 | 0 | 0+0j | 0 | 0 | 0 | 0 | 0 | 0 | 0 | 0 | 0 | 0 | 0 | 0 | 0 | 0 | 0 | 0 | 0 | 0 | 1 | 0 | 0 | 1 | 0 | 0 | 0 | 0 | 0 | 0 | 0 | OPEN | node_1362302_904_15291363_658 | AN | 8101202
load_220350131 |  | 0 | R | 0 | 0 | 0 | 0 | 0 | 0 | 0 | 0 | 0 | 0 | 0 | 0+0j | 0 | 0 | 0+0j | 0 | 0 | 0+0j | 0 | 0 | 0+0j | 0 | 0 | 0+0j | 0 | 0 | 0+0j | 46533.6 | 19823.231 | 46533.6+19823.231j | 0 | 0 | 0+0j | 0 | 0 | 0+0j | 0 | 0 | 0 | 0 | 0 | 0 | 0 | 0 | 0 | 0 | 0 | 0 | 0 | 0 | 0 | 0 | 0 | 0 | 1 | 0 | 0 | 1 | 0 | 0 | 0 | 0 | 0 | 0 | 0 | OPEN | node_1362374_656_15291187_988 | AN | 8101202
load_220350133 |  | 0 | R | 0 | 0 | 0 | 0 | 0 | 0 | 0 | 0 | 0 | 0 | 0 | 0+0j | 0 | 0 | 0+0j | 0 | 0 | 0+0j | 0 | 0 | 0+0j | 0 | 0 | 0+0j | 0 | 0 | 0+0j | 7264.8 | 3094.792 | 7264.8+3094.792j | 0 | 0 | 0+0j | 0 | 0 | 0+0j | 0 | 0 | 0 | 0 | 0 | 0 | 0 | 0 | 0 | 0 | 0 | 0 | 0 | 0 | 0 | 0 | 0 | 0 | 1 | 0 | 0 | 1 | 0 | 0 | 0 | 0 | 0 | 0 | 0 | OPEN | node_1362090_594_15292430_585 | AN | 8101202
load_220350134 |  | 0 | R | 0 | 0 | 0 | 0 | 0 | 0 | 0 | 0 | 0 | 0 | 0 | 0+0j | 0 | 0 | 0+0j | 0 | 0 | 0+0j | 0 | 0 | 0+0j | 0 | 0 | 0+0j | 0 | 0 | 0+0j | 59184 | 25212.278 | 59184+25212.278j | 0 | 0 | 0+0j | 0 | 0 | 0+0j | 0 | 0 | 0 | 0 | 0 | 0 | 0 | 0 | 0 | 0 | 0 | 0 | 0 | 0 | 0 | 0 | 0 | 0 | 1 | 0 | 0 | 1 | 0 | 0 | 0 | 0 | 0 | 0 | 0 | OPEN | node_1362051_529_15291274_797 | AN | 8101202
load_220350135 |  | 0 | R | 0 | 0 | 0 | 0 | 0 | 0 | 0 | 0 | 0 | 0 | 0 | 0+0j | 0 | 0 | 0+0j | 0 | 0 | 0+0j | 0 | 0 | 0+0j | 0 | 0 | 0+0j | 0 | 0 | 0+0j | 54856.8 | 23368.899 | 54856.8+23368.899j | 0 | 0 | 0+0j | 0 | 0 | 0+0j | 0 | 0 | 0 | 0 | 0 | 0 | 0 | 0 | 0 | 0 | 0 | 0 | 0 | 0 | 0 | 0 | 0 | 0 | 1 | 0 | 0 | 1 | 0 | 0 | 0 | 0 | 0 | 0 | 0 | OPEN | node_1362058_409_15291717_423 | AN | 8101202
load_220350136 |  | 0 | C | 0 | 0 | 0 | 0 | 0 | 0 | 0 | 0 | 0 | 0 | 0 | 0+0j | 0 | 0 | 0+0j | 0 | 0 | 0+0j | 0 | 0 | 0+0j | 0 | 0 | 0+0j | 0 | 0 | 0+0j | 0 | 0 | 0+0j | 0 | 0 | 0+0j | 0 | 0 | 0+0j | 0 | 0 | 0 | 0 | 0 | 0 | 0 | 0 | 0 | 0 | 0 | 0 | 0 | 0 | 0 | 0 | 0 | 0 | 1 | 0 | 0 | 1 | 0 | 0 | 0 | 0 | 0 | 0 | 0 | OPEN | node_1362080_41_15292263_45 | AN | 8101202
load_220350137 |  | 0 | R | 0 | 0 | 0 | 0 | 0 | 0 | 0 | 0 | 0 | 0 | 0 | 0+0j | 0 | 0 | 0+0j | 0 | 0 | 0+0j | 0 | 0 | 0+0j | 0 | 0 | 0+0j | 0 | 0 | 0+0j | 43653.6 | 18596.356 | 43653.6+18596.356j | 0 | 0 | 0+0j | 0 | 0 | 0+0j | 0 | 0 | 0 | 0 | 0 | 0 | 0 | 0 | 0 | 0 | 0 | 0 | 0 | 0 | 0 | 0 | 0 | 0 | 1 | 0 | 0 | 1 | 0 | 0 | 0 | 0 | 0 | 0 | 0 | OPEN | node_1361213_854_15291931_314 | AN | 8101202
load_220350138 |  | 0 | R | 0 | 0 | 0 | 0 | 0 | 0 | 0 | 0 | 0 | 0 | 0 | 0+0j | 0 | 0 | 0+0j | 0 | 0 | 0+0j | 0 | 0 | 0+0j | 0 | 0 | 0+0j | 0 | 0 | 0+0j | 38736 | 16501.467 | 38736+16501.467j | 0 | 0 | 0+0j | 0 | 0 | 0+0j | 0 | 0 | 0 | 0 | 0 | 0 | 0 | 0 | 0 | 0 | 0 | 0 | 0 | 0 | 0 | 0 | 0 | 0 | 1 | 0 | 0 | 1 | 0 | 0 | 0 | 0 | 0 | 0 | 0 | OPEN | node_1361239_573_15291512_968 | AN | 8101202
load_220350139 |  | 0 | R | 0 | 0 | 0 | 0 | 0 | 0 | 0 | 0 | 0 | 0 | 0 | 0+0j | 0 | 0 | 0+0j | 0 | 0 | 0+0j | 0 | 0 | 0+0j | 0 | 0 | 0+0j | 0 | 0 | 0+0j | 36532.8 | 15562.908 | 36532.8+15562.908j | 0 | 0 | 0+0j | 0 | 0 | 0+0j | 0 | 0 | 0 | 0 | 0 | 0 | 0 | 0 | 0 | 0 | 0 | 0 | 0 | 0 | 0 | 0 | 0 | 0 | 1 | 0 | 0 | 1 | 0 | 0 | 0 | 0 | 0 | 0 | 0 | OPEN | node_1361270_838_15291036_592 | AN | 8101202
load_220350144 |  | 0 | C | 0 | 0 | 0 | 0 | 0 | 0 | 0 | 0 | 0 | 0 | 0 | 0+0j | 0 | 0 | 0+0j | 0 | 0 | 0+0j | 0 | 0 | 0+0j | 0 | 0 | 0+0j | 0 | 0 | 0+0j | 0 | 0 | 0+0j | 0 | 0 | 0+0j | 0 | 0 | 0+0j | 0 | 0 | 0 | 0 | 0 | 0 | 0 | 0 | 0 | 0 | 0 | 0 | 0 | 0 | 0 | 0 | 0 | 0 | 1 | 0 | 0 | 1 | 0 | 0 | 0 | 0 | 0 | 0 | 0 | OPEN | node_1360832_195_15291957_516 | AN | 8101202
load_220350145 |  | 0 | C | 0 | 0 | 0 | 0 | 0 | 0 | 0 | 0 | 0 | 0 | 0 | 0+0j | 0 | 0 | 0+0j | 0 | 0 | 0+0j | 0 | 0 | 0+0j | 0 | 0 | 0+0j | 0 | 0 | 0+0j | 333.333 | 141.999 | 333.333+141.999j | 0 | 0 | 0+0j | 0 | 0 | 0+0j | 0 | 0 | 0 | 0 | 0 | 0 | 0 | 0 | 0 | 0 | 0 | 0 | 0 | 0 | 0 | 0 | 0 | 0 | 1 | 0 | 0 | 1 | 0 | 0 | 0 | 0 | 0 | 0 | 0 | OPEN | node_1360783_788_15291792_22 | AN | 8101202
load_220350146 |  | 0 | R | 0 | 0 | 0 | 0 | 0 | 0 | 0 | 0 | 0 | 0 | 0 | 0+0j | 0 | 0 | 0+0j | 0 | 0 | 0+0j | 0 | 0 | 0+0j | 0 | 0 | 0+0j | 0 | 0 | 0+0j | 0 | 0 | 0+0j | 18818.4 | 8016.605 | 18818.4+8016.605j | 0 | 0 | 0+0j | 0 | 0 | 0 | 0 | 0 | 0 | 0 | 0 | 0 | 0 | 0 | 0 | 0 | 0 | 0 | 0 | 0 | 0 | 1 | 0 | 0 | 1 | 0 | 0 | 0 | 0 | 0 | 0 | 0 | OPEN | node_1360785_882_15291765_762 | BN | 8101202
load_220350147 |  | 0 | C | 0 | 0 | 0 | 0 | 0 | 0 | 0 | 0 | 0 | 0 | 0 | 0+0j | 0 | 0 | 0+0j | 0 | 0 | 0+0j | 0 | 0 | 0+0j | 0 | 0 | 0+0j | 0 | 0 | 0+0j | 0 | 0 | 0+0j | 0 | 0 | 0+0j | 333.333 | 141.999 | 333.333+141.999j | 0 | 0 | 0 | 0 | 0 | 0 | 0 | 0 | 0 | 0 | 0 | 0 | 0 | 0 | 0 | 0 | 0 | 0 | 1 | 0 | 0 | 1 | 0 | 0 | 0 | 0 | 0 | 0 | 0 | OPEN | node_1360786_87_15291818_553 | CN | 8101202
load_220350148 |  | 0 | R | 0 | 0 | 0 | 0 | 0 | 0 | 0 | 0 | 0 | 0 | 0 | 0+0j | 0 | 0 | 0+0j | 0 | 0 | 0+0j | 0 | 0 | 0+0j | 0 | 0 | 0+0j | 0 | 0 | 0+0j | 35524.8 | 15133.501 | 35524.8+15133.501j | 0 | 0 | 0+0j | 0 | 0 | 0+0j | 0 | 0 | 0 | 0 | 0 | 0 | 0 | 0 | 0 | 0 | 0 | 0 | 0 | 0 | 0 | 0 | 0 | 0 | 1 | 0 | 0 | 1 | 0 | 0 | 0 | 0 | 0 | 0 | 0 | OPEN | node_1360815_159_15291258_751 | AN | 8101202
load_220350149 |  | 0 | R | 0 | 0 | 0 | 0 | 0 | 0 | 0 | 0 | 0 | 0 | 0 | 0+0j | 0 | 0 | 0+0j | 0 | 0 | 0+0j | 0 | 0 | 0+0j | 0 | 0 | 0+0j | 0 | 0 | 0+0j | 47376 | 20182.091 | 47376+20182.091j | 0 | 0 | 0+0j | 0 | 0 | 0+0j | 0 | 0 | 0 | 0 | 0 | 0 | 0 | 0 | 0 | 0 | 0 | 0 | 0 | 0 | 0 | 0 | 0 | 0 | 1 | 0 | 0 | 1 | 0 | 0 | 0 | 0 | 0 | 0 | 0 | OPEN | node_1360832_625_15290870_216 | AN | 8101202
load_220350150 |  | 0 | R | 0 | 0 | 0 | 0 | 0 | 0 | 0 | 0 | 0 | 0 | 0 | 0+0j | 0 | 0 | 0+0j | 0 | 0 | 0+0j | 0 | 0 | 0+0j | 0 | 0 | 0+0j | 0 | 0 | 0+0j | 16837.2 | 7172.617 | 16837.2+7172.617j | 0 | 0 | 0+0j | 0 | 0 | 0+0j | 0 | 0 | 0 | 0 | 0 | 0 | 0 | 0 | 0 | 0 | 0 | 0 | 0 | 0 | 0 | 0 | 0 | 0 | 1 | 0 | 0 | 1 | 0 | 0 | 0 | 0 | 0 | 0 | 0 | OPEN | node_1360688_667_15290870_472 | AN | 8101202
load_220350151 |  | 0 | R | 0 | 0 | 0 | 0 | 0 | 0 | 0 | 0 | 0 | 0 | 0 | 0+0j | 0 | 0 | 0+0j | 0 | 0 | 0+0j | 0 | 0 | 0+0j | 0 | 0 | 0+0j | 0 | 0 | 0+0j | 16837.2 | 7172.617 | 16837.2+7172.617j | 0 | 0 | 0+0j | 0 | 0 | 0+0j | 0 | 0 | 0 | 0 | 0 | 0 | 0 | 0 | 0 | 0 | 0 | 0 | 0 | 0 | 0 | 0 | 0 | 0 | 1 | 0 | 0 | 1 | 0 | 0 | 0 | 0 | 0 | 0 | 0 | OPEN | node_1360668_794_15290865_21 | AN | 8101202
load_220350152 |  | 0 | R | 0 | 0 | 0 | 0 | 0 | 0 | 0 | 0 | 0 | 0 | 0 | 0+0j | 0 | 0 | 0+0j | 0 | 0 | 0+0j | 0 | 0 | 0+0j | 0 | 0 | 0+0j | 0 | 0 | 0+0j | 53136 | 22635.841 | 53136+22635.841j | 0 | 0 | 0+0j | 0 | 0 | 0+0j | 0 | 0 | 0 | 0 | 0 | 0 | 0 | 0 | 0 | 0 | 0 | 0 | 0 | 0 | 0 | 0 | 0 | 0 | 1 | 0 | 0 | 1 | 0 | 0 | 0 | 0 | 0 | 0 | 0 | OPEN | node_1361608_691_15291899_409 | AN | 8101202
load_220350153 |  | 0 | R | 0 | 0 | 0 | 0 | 0 | 0 | 0 | 0 | 0 | 0 | 0 | 0+0j | 0 | 0 | 0+0j | 0 | 0 | 0+0j | 0 | 0 | 0+0j | 0 | 0 | 0+0j | 0 | 0 | 0+0j | 107445.6 | 45771.634 | 107445.6+45771.634j | 0 | 0 | 0+0j | 0 | 0 | 0+0j | 0 | 0 | 0 | 0 | 0 | 0 | 0 | 0 | 0 | 0 | 0 | 0 | 0 | 0 | 0 | 0 | 0 | 0 | 1 | 0 | 0 | 1 | 0 | 0 | 0 | 0 | 0 | 0 | 0 | OPEN | node_1361601_125_15291476_872 | AN | 8101202
load_220350154 |  | 0 | R | 0 | 0 | 0 | 0 | 0 | 0 | 0 | 0 | 0 | 0 | 0 | 0+0j | 0 | 0 | 0+0j | 0 | 0 | 0+0j | 0 | 0 | 0+0j | 0 | 0 | 0+0j | 0 | 0 | 0+0j | 42199.2 | 17976.784 | 42199.2+17976.784j | 0 | 0 | 0+0j | 0 | 0 | 0+0j | 0 | 0 | 0 | 0 | 0 | 0 | 0 | 0 | 0 | 0 | 0 | 0 | 0 | 0 | 0 | 0 | 0 | 0 | 1 | 0 | 0 | 1 | 0 | 0 | 0 | 0 | 0 | 0 | 0 | OPEN | node_1361582_281_15290849_65 | AN | 8101202
load_220431768 |  | 0 | C | 0 | 0 | 0 | 0 | 0 | 0 | 0 | 0 | 0 | 0 | 0 | 0+0j | 0 | 0 | 0+0j | 0 | 0 | 0+0j | 0 | 0 | 0+0j | 0 | 0 | 0+0j | 0 | 0 | 0+0j | 1000 | 425.998 | 1000+425.998j | 0 | 0 | 0+0j | 0 | 0 | 0+0j | 0 | 0 | 0 | 0 | 0 | 0 | 0 | 0 | 0 | 0 | 0 | 0 | 0 | 0 | 0 | 0 | 0 | 0 | 1 | 0 | 0 | 1 | 0 | 0 | 0 | 0 | 0 | 0 | 0 | OPEN | node_1363267_005_15291963_806 | AN | 8101202
load_220431788 |  | 0 | C | 0 | 0 | 0 | 0 | 0 | 0 | 0 | 0 | 0 | 0 | 0 | 0+0j | 0 | 0 | 0+0j | 0 | 0 | 0+0j | 0 | 0 | 0+0j | 0 | 0 | 0+0j | 0 | 0 | 0+0j | 0 | 0 | 0+0j | 1000 | 425.998 | 1000+425.998j | 0 | 0 | 0+0j | 0 | 0 | 0 | 0 | 0 | 0 | 0 | 0 | 0 | 0 | 0 | 0 | 0 | 0 | 0 | 0 | 0 | 0 | 1 | 0 | 0 | 1 | 0 | 0 | 0 | 0 | 0 | 0 | 0 | OPEN | node_1363285_329_15291953_794 | BN | 8101202
load_220431790 |  | 0 | C | 0 | 0 | 0 | 0 | 0 | 0 | 0 | 0 | 0 | 0 | 0 | 0+0j | 0 | 0 | 0+0j | 0 | 0 | 0+0j | 0 | 0 | 0+0j | 0 | 0 | 0+0j | 0 | 0 | 0+0j | 0 | 0 | 0+0j | 0 | 0 | 0+0j | 1000 | 425.998 | 1000+425.998j | 0 | 0 | 0 | 0 | 0 | 0 | 0 | 0 | 0 | 0 | 0 | 0 | 0 | 0 | 0 | 0 | 0 | 0 | 1 | 0 | 0 | 1 | 0 | 0 | 0 | 0 | 0 | 0 | 0 | OPEN | node_1363251_269_15291979_863 | CN | 8101202
load_220440331 |  | 0 | C | 0 | 0 | 0 | 0 | 0 | 0 | 0 | 0 | 0 | 0 | 0 | 0+0j | 0 | 0 | 0+0j | 0 | 0 | 0+0j | 0 | 0 | 0+0j | 0 | 0 | 0+0j | 0 | 0 | 0+0j | 7000 | 2981.988 | 7000+2981.988j | 0 | 0 | 0+0j | 0 | 0 | 0+0j | 0 | 0 | 0 | 0 | 0 | 0 | 0 | 0 | 0 | 0 | 0 | 0 | 0 | 0 | 0 | 0 | 0 | 0 | 1 | 0 | 0 | 1 | 0 | 0 | 0 | 0 | 0 | 0 | 0 | OPEN | node_1364379_048_15290909_235 | AN | 8101202
load_220472889 |  | 0 | R | 0 | 0 | 0 | 0 | 0 | 0 | 0 | 0 | 0 | 0 | 0 | 0+0j | 0 | 0 | 0+0j | 0 | 0 | 0+0j | 0 | 0 | 0+0j | 0 | 0 | 0+0j | 0 | 0 | 0+0j | 63043.2 | 26856.291 | 63043.2+26856.291j | 0 | 0 | 0+0j | 0 | 0 | 0+0j | 0 | 0 | 0 | 0 | 0 | 0 | 0 | 0 | 0 | 0 | 0 | 0 | 0 | 0 | 0 | 0 | 0 | 0 | 1 | 0 | 0 | 1 | 0 | 0 | 0 | 0 | 0 | 0 | 0 | OPEN | node_1362311_15291811_035 | AN | 8101202
load_220490891 |  | 0 | R | 0 | 0 | 0 | 0 | 0 | 0 | 0 | 0 | 0 | 0 | 0 | 0+0j | 0 | 0 | 0+0j | 0 | 0 | 0+0j | 0 | 0 | 0+0j | 0 | 0 | 0+0j | 0 | 0 | 0+0j | 72043.2 | 30690.275 | 72043.2+30690.275j | 0 | 0 | 0+0j | 0 | 0 | 0+0j | 0 | 0 | 0 | 0 | 0 | 0 | 0 | 0 | 0 | 0 | 0 | 0 | 0 | 0 | 0 | 0 | 0 | 0 | 1 | 0 | 0 | 1 | 0 | 0 | 0 | 0 | 0 | 0 | 0 | OPEN | node_1363722_314_15291982_091 | AN | 8101202
load_220522870 |  | 0 | C | 0 | 0 | 0 | 0 | 0 | 0 | 0 | 0 | 0 | 0 | 0 | 0+0j | 0 | 0 | 0+0j | 0 | 0 | 0+0j | 0 | 0 | 0+0j | 0 | 0 | 0+0j | 0 | 0 | 0+0j | 12000 | 5111.979 | 12000+5111.979j | 0 | 0 | 0+0j | 0 | 0 | 0+0j | 0 | 0 | 0 | 0 | 0 | 0 | 0 | 0 | 0 | 0 | 0 | 0 | 0 | 0 | 0 | 0 | 0 | 0 | 1 | 0 | 0 | 1 | 0 | 0 | 0 | 0 | 0 | 0 | 0 | OPEN | node_1363817_594_15291002_698 | AN | 8101202
load_220522946 |  | 0 | C | 0 | 0 | 0 | 0 | 0 | 0 | 0 | 0 | 0 | 0 | 0 | 0+0j | 0 | 0 | 0+0j | 0 | 0 | 0+0j | 0 | 0 | 0+0j | 0 | 0 | 0+0j | 0 | 0 | 0+0j | 0 | 0 | 0+0j | 12000 | 5111.979 | 12000+5111.979j | 0 | 0 | 0+0j | 0 | 0 | 0 | 0 | 0 | 0 | 0 | 0 | 0 | 0 | 0 | 0 | 0 | 0 | 0 | 0 | 0 | 0 | 1 | 0 | 0 | 1 | 0 | 0 | 0 | 0 | 0 | 0 | 0 | OPEN | node_1363798_419_15290995_706 | BN | 8101202
load_220526832 |  | 0 | C | 0 | 0 | 0 | 0 | 0 | 0 | 0 | 0 | 0 | 0 | 0 | 0+0j | 0 | 0 | 0+0j | 0 | 0 | 0+0j | 0 | 0 | 0+0j | 0 | 0 | 0+0j | 0 | 0 | 0+0j | 52333.333 | 22293.907 | 52333.333+22293.907j | 52333.333 | 22293.907 | 52333.333+22293.907j | 52333.333 | 22293.907 | 52333.333+22293.907j | 0 | 0 | 0 | 0 | 0 | 0 | 0 | 0 | 0 | 0 | 0 | 0 | 0 | 0 | 0 | 0 | 0 | 0 | 1 | 0 | 0 | 1 | 0 | 0 | 0 | 0 | 0 | 0 | 0 | OPEN | node_1364555_072_15291463_843 | ABCN | 8101202
load_220527142 |  | 0 | C | 0 | 0 | 0 | 0 | 0 | 0 | 0 | 0 | 0 | 0 | 0 | 0+0j | 0 | 0 | 0+0j | 0 | 0 | 0+0j | 0 | 0 | 0+0j | 0 | 0 | 0+0j | 0 | 0 | 0+0j | 45000 | 19169.92 | 45000+19169.92j | 45000 | 19169.92 | 45000+19169.92j | 45000 | 19169.92 | 45000+19169.92j | 0 | 0 | 0 | 0 | 0 | 0 | 0 | 0 | 0 | 0 | 0 | 0 | 0 | 0 | 0 | 0 | 0 | 0 | 1 | 0 | 0 | 1 | 0 | 0 | 0 | 0 | 0 | 0 | 0 | OPEN | node_1364804_906_15291530_098 | ABCN | 8101202
load_220531007 |  | 0 | C | 0 | 0 | 0 | 0 | 0 | 0 | 0 | 0 | 0 | 0 | 0 | 0+0j | 0 | 0 | 0+0j | 0 | 0 | 0+0j | 0 | 0 | 0+0j | 0 | 0 | 0+0j | 0 | 0 | 0+0j | 23333.333 | 9939.958 | 23333.333+9939.958j | 23333.333 | 9939.958 | 23333.333+9939.958j | 23333.333 | 9939.958 | 23333.333+9939.958j | 0 | 0 | 0 | 0 | 0 | 0 | 0 | 0 | 0 | 0 | 0 | 0 | 0 | 0 | 0 | 0 | 0 | 0 | 1 | 0 | 0 | 1 | 0 | 0 | 0 | 0 | 0 | 0 | 0 | OPEN | node_1367446_81_15291098_448 | ABCN | 8101202
load_220531202 |  | 0 | C | 0 | 0 | 0 | 0 | 0 | 0 | 0 | 0 | 0 | 0 | 0 | 0+0j | 0 | 0 | 0+0j | 0 | 0 | 0+0j | 0 | 0 | 0+0j | 0 | 0 | 0+0j | 0 | 0 | 0+0j | 36666.667 | 15619.935 | 36666.667+15619.935j | 36666.667 | 15619.935 | 36666.667+15619.935j | 36666.667 | 15619.935 | 36666.667+15619.935j | 0 | 0 | 0 | 0 | 0 | 0 | 0 | 0 | 0 | 0 | 0 | 0 | 0 | 0 | 0 | 0 | 0 | 0 | 1 | 0 | 0 | 1 | 0 | 0 | 0 | 0 | 0 | 0 | 0 | OPEN | node_1364969_946_15291716_884 | ABCN | 8101202
load_220532548 |  | 0 | C | 0 | 0 | 0 | 0 | 0 | 0 | 0 | 0 | 0 | 0 | 0 | 0+0j | 0 | 0 | 0+0j | 0 | 0 | 0+0j | 0 | 0 | 0+0j | 0 | 0 | 0+0j | 0 | 0 | 0+0j | 45333.333 | 19311.919 | 45333.333+19311.919j | 45333.333 | 19311.919 | 45333.333+19311.919j | 45333.333 | 19311.919 | 45333.333+19311.919j | 0 | 0 | 0 | 0 | 0 | 0 | 0 | 0 | 0 | 0 | 0 | 0 | 0 | 0 | 0 | 0 | 0 | 0 | 1 | 0 | 0 | 1 | 0 | 0 | 0 | 0 | 0 | 0 | 0 | OPEN | node_1360999_875_15290102_921 | ABCN | 8101202
load_220534795 |  | 0 | R | 0 | 0 | 0 | 0 | 0 | 0 | 0 | 0 | 0 | 0 | 0 | 0+0j | 0 | 0 | 0+0j | 0 | 0 | 0+0j | 0 | 0 | 0+0j | 0 | 0 | 0+0j | 0 | 0 | 0+0j | 18158.4 | 7735.446 | 18158.4+7735.446j | 0 | 0 | 0+0j | 0 | 0 | 0+0j | 0 | 0 | 0 | 0 | 0 | 0 | 0 | 0 | 0 | 0 | 0 | 0 | 0 | 0 | 0 | 0 | 0 | 0 | 1 | 0 | 0 | 1 | 0 | 0 | 0 | 0 | 0 | 0 | 0 | OPEN | node_1362196_549_15290408_704 | AN | 8101202
load_220543242 |  | 0 | C | 0 | 0 | 0 | 0 | 0 | 0 | 0 | 0 | 0 | 0 | 0 | 0+0j | 0 | 0 | 0+0j | 0 | 0 | 0+0j | 0 | 0 | 0+0j | 0 | 0 | 0+0j | 0 | 0 | 0+0j | 0 | 0 | 0+0j | 0 | 0 | 0+0j | 0 | 0 | 0+0j | 0 | 0 | 0 | 0 | 0 | 0 | 0 | 0 | 0 | 0 | 0 | 0 | 0 | 0 | 0 | 0 | 0 | 0 | 1 | 0 | 0 | 1 | 0 | 0 | 0 | 0 | 0 | 0 | 0 | OPEN | node_1362048_459_15290468_353 | AN | 8101202
load_220543243 |  | 0 | C | 0 | 0 | 0 | 0 | 0 | 0 | 0 | 0 | 0 | 0 | 0 | 0+0j | 0 | 0 | 0+0j | 0 | 0 | 0+0j | 0 | 0 | 0+0j | 0 | 0 | 0+0j | 0 | 0 | 0+0j | 0 | 0 | 0+0j | 0 | 0 | 0+0j | 0 | 0 | 0+0j | 0 | 0 | 0 | 0 | 0 | 0 | 0 | 0 | 0 | 0 | 0 | 0 | 0 | 0 | 0 | 0 | 0 | 0 | 1 | 0 | 0 | 1 | 0 | 0 | 0 | 0 | 0 | 0 | 0 | OPEN | node_1362018_185_15290464_692 | BN | 8101202
load_220543244 |  | 0 | C | 0 | 0 | 0 | 0 | 0 | 0 | 0 | 0 | 0 | 0 | 0 | 0+0j | 0 | 0 | 0+0j | 0 | 0 | 0+0j | 0 | 0 | 0+0j | 0 | 0 | 0+0j | 0 | 0 | 0+0j | 0 | 0 | 0+0j | 0 | 0 | 0+0j | 0 | 0 | 0+0j | 0 | 0 | 0 | 0 | 0 | 0 | 0 | 0 | 0 | 0 | 0 | 0 | 0 | 0 | 0 | 0 | 0 | 0 | 1 | 0 | 0 | 1 | 0 | 0 | 0 | 0 | 0 | 0 | 0 | OPEN | node_1362065_748_15290478_394 | CN | 8101202
load_220547246 |  | 0 | C | 0 | 0 | 0 | 0 | 0 | 0 | 0 | 0 | 0 | 0 | 0 | 0+0j | 0 | 0 | 0+0j | 0 | 0 | 0+0j | 0 | 0 | 0+0j | 0 | 0 | 0+0j | 0 | 0 | 0+0j | 8666.667 | 3691.985 | 8666.667+3691.985j | 0 | 0 | 0+0j | 0 | 0 | 0+0j | 0 | 0 | 0 | 0 | 0 | 0 | 0 | 0 | 0 | 0 | 0 | 0 | 0 | 0 | 0 | 0 | 0 | 0 | 1 | 0 | 0 | 1 | 0 | 0 | 0 | 0 | 0 | 0 | 0 | OPEN | node_1366826_987_15291351_022 | AN | 8101202
load_220547247 |  | 0 | C | 0 | 0 | 0 | 0 | 0 | 0 | 0 | 0 | 0 | 0 | 0 | 0+0j | 0 | 0 | 0+0j | 0 | 0 | 0+0j | 0 | 0 | 0+0j | 0 | 0 | 0+0j | 0 | 0 | 0+0j | 0 | 0 | 0+0j | 8666.667 | 3691.985 | 8666.667+3691.985j | 0 | 0 | 0+0j | 0 | 0 | 0 | 0 | 0 | 0 | 0 | 0 | 0 | 0 | 0 | 0 | 0 | 0 | 0 | 0 | 0 | 0 | 1 | 0 | 0 | 1 | 0 | 0 | 0 | 0 | 0 | 0 | 0 | OPEN | node_1366808_209_15291342_273 | BN | 8101202
load_220547248 |  | 0 | C | 0 | 0 | 0 | 0 | 0 | 0 | 0 | 0 | 0 | 0 | 0 | 0+0j | 0 | 0 | 0+0j | 0 | 0 | 0+0j | 0 | 0 | 0+0j | 0 | 0 | 0+0j | 0 | 0 | 0+0j | 0 | 0 | 0+0j | 0 | 0 | 0+0j | 8666.667 | 3691.985 | 8666.667+3691.985j | 0 | 0 | 0 | 0 | 0 | 0 | 0 | 0 | 0 | 0 | 0 | 0 | 0 | 0 | 0 | 0 | 0 | 0 | 1 | 0 | 0 | 1 | 0 | 0 | 0 | 0 | 0 | 0 | 0 | OPEN | node_1366846_778_15291352_964 | CN | 8101202
load_220566349 |  | 0 | C | 0 | 0 | 0 | 0 | 0 | 0 | 0 | 0 | 0 | 0 | 0 | 0+0j | 0 | 0 | 0+0j | 0 | 0 | 0+0j | 0 | 0 | 0+0j | 0 | 0 | 0+0j | 0 | 0 | 0+0j | 43333.333 | 18459.923 | 43333.333+18459.923j | 43333.333 | 18459.923 | 43333.333+18459.923j | 43333.333 | 18459.923 | 43333.333+18459.923j | 0 | 0 | 0 | 0 | 0 | 0 | 0 | 0 | 0 | 0 | 0 | 0 | 0 | 0 | 0 | 0 | 0 | 0 | 1 | 0 | 0 | 1 | 0 | 0 | 0 | 0 | 0 | 0 | 0 | OPEN | node_1361386_916_15290031_4 | ABCN | 8101202
load_220576640 |  | 0 | R | 0 | 0 | 0 | 0 | 0 | 0 | 0 | 0 | 0 | 0 | 0 | 0+0j | 0 | 0 | 0+0j | 0 | 0 | 0+0j | 0 | 0 | 0+0j | 0 | 0 | 0+0j | 0 | 0 | 0+0j | 9072 | 3864.656 | 9072+3864.656j | 0 | 0 | 0+0j | 0 | 0 | 0+0j | 0 | 0 | 0 | 0 | 0 | 0 | 0 | 0 | 0 | 0 | 0 | 0 | 0 | 0 | 0 | 0 | 0 | 0 | 1 | 0 | 0 | 1 | 0 | 0 | 0 | 0 | 0 | 0 | 0 | OPEN | node_1363132_419_15292227_857 | AN | 8101202
load_220576646 |  | 0 | R | 0 | 0 | 0 | 0 | 0 | 0 | 0 | 0 | 0 | 0 | 0 | 0+0j | 0 | 0 | 0+0j | 0 | 0 | 0+0j | 0 | 0 | 0+0j | 0 | 0 | 0+0j | 0 | 0 | 0+0j | 9072 | 3864.656 | 9072+3864.656j | 0 | 0 | 0+0j | 0 | 0 | 0+0j | 0 | 0 | 0 | 0 | 0 | 0 | 0 | 0 | 0 | 0 | 0 | 0 | 0 | 0 | 0 | 0 | 0 | 0 | 1 | 0 | 0 | 1 | 0 | 0 | 0 | 0 | 0 | 0 | 0 | OPEN | node_1363118_115_15292209_275 | AN | 8101202
load_220598204 |  | 0 | C | 0 | 0 | 0 | 0 | 0 | 0 | 0 | 0 | 0 | 0 | 0 | 0+0j | 0 | 0 | 0+0j | 0 | 0 | 0+0j | 0 | 0 | 0+0j | 0 | 0 | 0+0j | 0 | 0 | 0+0j | 2527.2 | 1076.583 | 2527.2+1076.583j | 0 | 0 | 0+0j | 0 | 0 | 0+0j | 0 | 0 | 0 | 0 | 0 | 0 | 0 | 0 | 0 | 0 | 0 | 0 | 0 | 0 | 0 | 0 | 0 | 0 | 1 | 0 | 0 | 1 | 0 | 0 | 0 | 0 | 0 | 0 | 0 | OPEN | node_1367378_173_15290327_885 | AN | 8101202
load_220598207 |  | 0 | R | 0 | 0 | 0 | 0 | 0 | 0 | 0 | 0 | 0 | 0 | 0 | 0+0j | 0 | 0 | 0+0j | 0 | 0 | 0+0j | 0 | 0 | 0+0j | 0 | 0 | 0+0j | 0 | 0 | 0+0j | 33134.4 | 14115.195 | 33134.4+14115.195j | 0 | 0 | 0+0j | 0 | 0 | 0+0j | 0 | 0 | 0 | 0 | 0 | 0 | 0 | 0 | 0 | 0 | 0 | 0 | 0 | 0 | 0 | 0 | 0 | 0 | 1 | 0 | 0 | 1 | 0 | 0 | 0 | 0 | 0 | 0 | 0 | OPEN | node_1367691_276_15290541_313 | AN | 8101202
load_220598208 |  | 0 | C | 0 | 0 | 0 | 0 | 0 | 0 | 0 | 0 | 0 | 0 | 0 | 0+0j | 0 | 0 | 0+0j | 0 | 0 | 0+0j | 0 | 0 | 0+0j | 0 | 0 | 0+0j | 0 | 0 | 0+0j | 2000 | 851.996 | 2000+851.996j | 0 | 0 | 0+0j | 0 | 0 | 0+0j | 0 | 0 | 0 | 0 | 0 | 0 | 0 | 0 | 0 | 0 | 0 | 0 | 0 | 0 | 0 | 0 | 0 | 0 | 1 | 0 | 0 | 1 | 0 | 0 | 0 | 0 | 0 | 0 | 0 | OPEN | node_1367236_505_15290555_371 | AN | 8101202
load_220598209 |  | 0 | C | 0 | 0 | 0 | 0 | 0 | 0 | 0 | 0 | 0 | 0 | 0 | 0+0j | 0 | 0 | 0+0j | 0 | 0 | 0+0j | 0 | 0 | 0+0j | 0 | 0 | 0+0j | 0 | 0 | 0+0j | 565.2 | 240.774 | 565.2+240.774j | 0 | 0 | 0+0j | 0 | 0 | 0+0j | 0 | 0 | 0 | 0 | 0 | 0 | 0 | 0 | 0 | 0 | 0 | 0 | 0 | 0 | 0 | 0 | 0 | 0 | 1 | 0 | 0 | 1 | 0 | 0 | 0 | 0 | 0 | 0 | 0 | OPEN | node_1367545_413_15290543_267 | AN | 8101202
load_220598210 |  | 0 | C | 0 | 0 | 0 | 0 | 0 | 0 | 0 | 0 | 0 | 0 | 0 | 0+0j | 0 | 0 | 0+0j | 0 | 0 | 0+0j | 0 | 0 | 0+0j | 0 | 0 | 0+0j | 0 | 0 | 0+0j | 0 | 0 | 0+0j | 565.2 | 240.774 | 565.2+240.774j | 0 | 0 | 0+0j | 0 | 0 | 0 | 0 | 0 | 0 | 0 | 0 | 0 | 0 | 0 | 0 | 0 | 0 | 0 | 0 | 0 | 0 | 1 | 0 | 0 | 1 | 0 | 0 | 0 | 0 | 0 | 0 | 0 | OPEN | node_1367559_867_15290540_392 | BN | 8101202
load_220598213 |  | 0 | C | 0 | 0 | 0 | 0 | 0 | 0 | 0 | 0 | 0 | 0 | 0 | 0+0j | 0 | 0 | 0+0j | 0 | 0 | 0+0j | 0 | 0 | 0+0j | 0 | 0 | 0+0j | 0 | 0 | 0+0j | 4874.4 | 2076.486 | 4874.4+2076.486j | 0 | 0 | 0+0j | 0 | 0 | 0+0j | 0 | 0 | 0 | 0 | 0 | 0 | 0 | 0 | 0 | 0 | 0 | 0 | 0 | 0 | 0 | 0 | 0 | 0 | 1 | 0 | 0 | 1 | 0 | 0 | 0 | 0 | 0 | 0 | 0 | OPEN | node_1367532_991_15290375_958 | AN | 8101202
load_220598215 |  | 0 | C | 0 | 0 | 0 | 0 | 0 | 0 | 0 | 0 | 0 | 0 | 0 | 0+0j | 0 | 0 | 0+0j | 0 | 0 | 0+0j | 0 | 0 | 0+0j | 0 | 0 | 0+0j | 0 | 0 | 0+0j | 2000 | 851.996 | 2000+851.996j | 0 | 0 | 0+0j | 0 | 0 | 0+0j | 0 | 0 | 0 | 0 | 0 | 0 | 0 | 0 | 0 | 0 | 0 | 0 | 0 | 0 | 0 | 0 | 0 | 0 | 1 | 0 | 0 | 1 | 0 | 0 | 0 | 0 | 0 | 0 | 0 | OPEN | node_1366924_589_15290397_63 | AN | 8101202
load_220598248 |  | 0 | C | 0 | 0 | 0 | 0 | 0 | 0 | 0 | 0 | 0 | 0 | 0 | 0+0j | 0 | 0 | 0+0j | 0 | 0 | 0+0j | 0 | 0 | 0+0j | 0 | 0 | 0+0j | 0 | 0 | 0+0j | 6026.4 | 2567.236 | 6026.4+2567.236j | 0 | 0 | 0+0j | 0 | 0 | 0+0j | 0 | 0 | 0 | 0 | 0 | 0 | 0 | 0 | 0 | 0 | 0 | 0 | 0 | 0 | 0 | 0 | 0 | 0 | 1 | 0 | 0 | 1 | 0 | 0 | 0 | 0 | 0 | 0 | 0 | OPEN | node_1368182_985_15290399_782 | AN | 8101202
load_220598249 |  | 0 | R | 0 | 0 | 0 | 0 | 0 | 0 | 0 | 0 | 0 | 0 | 0 | 0+0j | 0 | 0 | 0+0j | 0 | 0 | 0+0j | 0 | 0 | 0+0j | 0 | 0 | 0+0j | 0 | 0 | 0+0j | 19958.4 | 8502.243 | 19958.4+8502.243j | 0 | 0 | 0+0j | 0 | 0 | 0+0j | 0 | 0 | 0 | 0 | 0 | 0 | 0 | 0 | 0 | 0 | 0 | 0 | 0 | 0 | 0 | 0 | 0 | 0 | 1 | 0 | 0 | 1 | 0 | 0 | 0 | 0 | 0 | 0 | 0 | OPEN | node_1368022_044_15290399_089 | AN | 8101202
load_220598250 |  | 0 | C | 0 | 0 | 0 | 0 | 0 | 0 | 0 | 0 | 0 | 0 | 0 | 0+0j | 0 | 0 | 0+0j | 0 | 0 | 0+0j | 0 | 0 | 0+0j | 0 | 0 | 0+0j | 0 | 0 | 0+0j | 10666.667 | 4543.981 | 10666.667+4543.981j | 0 | 0 | 0+0j | 0 | 0 | 0+0j | 0 | 0 | 0 | 0 | 0 | 0 | 0 | 0 | 0 | 0 | 0 | 0 | 0 | 0 | 0 | 0 | 0 | 0 | 1 | 0 | 0 | 1 | 0 | 0 | 0 | 0 | 0 | 0 | 0 | OPEN | node_1365147_699_15290877_607 | AN | 8101202
load_220598251 |  | 0 | C | 0 | 0 | 0 | 0 | 0 | 0 | 0 | 0 | 0 | 0 | 0 | 0+0j | 0 | 0 | 0+0j | 0 | 0 | 0+0j | 0 | 0 | 0+0j | 0 | 0 | 0+0j | 0 | 0 | 0+0j | 0 | 0 | 0+0j | 10666.667 | 4543.981 | 10666.667+4543.981j | 0 | 0 | 0+0j | 0 | 0 | 0 | 0 | 0 | 0 | 0 | 0 | 0 | 0 | 0 | 0 | 0 | 0 | 0 | 0 | 0 | 0 | 1 | 0 | 0 | 1 | 0 | 0 | 0 | 0 | 0 | 0 | 0 | OPEN | node_1365156_154_15290853_6 | BN | 8101202
load_220598253 |  | 0 | C | 0 | 0 | 0 | 0 | 0 | 0 | 0 | 0 | 0 | 0 | 0 | 0+0j | 0 | 0 | 0+0j | 0 | 0 | 0+0j | 0 | 0 | 0+0j | 0 | 0 | 0+0j | 0 | 0 | 0+0j | 0 | 0 | 0+0j | 0 | 0 | 0+0j | 10666.667 | 4543.981 | 10666.667+4543.981j | 0 | 0 | 0 | 0 | 0 | 0 | 0 | 0 | 0 | 0 | 0 | 0 | 0 | 0 | 0 | 0 | 0 | 0 | 1 | 0 | 0 | 1 | 0 | 0 | 0 | 0 | 0 | 0 | 0 | OPEN | node_1365144_176_15290903_777 | CN | 8101202
load_220598269 |  | 0 | R | 0 | 0 | 0 | 0 | 0 | 0 | 0 | 0 | 0 | 0 | 0 | 0+0j | 0 | 0 | 0+0j | 0 | 0 | 0+0j | 0 | 0 | 0+0j | 0 | 0 | 0+0j | 0 | 0 | 0+0j | 112838.4 | 48068.957 | 112838.4+48068.957j | 0 | 0 | 0+0j | 0 | 0 | 0+0j | 0 | 0 | 0 | 0 | 0 | 0 | 0 | 0 | 0 | 0 | 0 | 0 | 0 | 0 | 0 | 0 | 0 | 0 | 1 | 0 | 0 | 1 | 0 | 0 | 0 | 0 | 0 | 0 | 0 | OPEN | node_1366191_823_15290776_935 | AN | 8101202
load_220598270 |  | 0 | R | 0 | 0 | 0 | 0 | 0 | 0 | 0 | 0 | 0 | 0 | 0 | 0+0j | 0 | 0 | 0+0j | 0 | 0 | 0+0j | 0 | 0 | 0+0j | 0 | 0 | 0+0j | 0 | 0 | 0+0j | 22125.6 | 9425.466 | 22125.6+9425.466j | 0 | 0 | 0+0j | 0 | 0 | 0+0j | 0 | 0 | 0 | 0 | 0 | 0 | 0 | 0 | 0 | 0 | 0 | 0 | 0 | 0 | 0 | 0 | 0 | 0 | 1 | 0 | 0 | 1 | 0 | 0 | 0 | 0 | 0 | 0 | 0 | OPEN | node_1366276_96_15290138_36 | AN | 8101202
load_220598271 |  | 0 | C | 0 | 0 | 0 | 0 | 0 | 0 | 0 | 0 | 0 | 0 | 0 | 0+0j | 0 | 0 | 0+0j | 0 | 0 | 0+0j | 0 | 0 | 0+0j | 0 | 0 | 0+0j | 0 | 0 | 0+0j | 2808 | 1196.203 | 2808+1196.203j | 0 | 0 | 0+0j | 0 | 0 | 0+0j | 0 | 0 | 0 | 0 | 0 | 0 | 0 | 0 | 0 | 0 | 0 | 0 | 0 | 0 | 0 | 0 | 0 | 0 | 1 | 0 | 0 | 1 | 0 | 0 | 0 | 0 | 0 | 0 | 0 | OPEN | node_1366598_002_15291035_228 | AN | 8101202
load_220598272 |  | 0 | C | 0 | 0 | 0 | 0 | 0 | 0 | 0 | 0 | 0 | 0 | 0 | 0+0j | 0 | 0 | 0+0j | 0 | 0 | 0+0j | 0 | 0 | 0+0j | 0 | 0 | 0+0j | 0 | 0 | 0+0j | 0 | 0 | 0+0j | 0 | 0 | 0+0j | 0 | 0 | 0+0j | 0 | 0 | 0 | 0 | 0 | 0 | 0 | 0 | 0 | 0 | 0 | 0 | 0 | 0 | 0 | 0 | 0 | 0 | 1 | 0 | 0 | 1 | 0 | 0 | 0 | 0 | 0 | 0 | 0 | OPEN | node_1365860_836_15290314_081 | AN | 8101202
load_220598275 |  | 0 | R | 0 | 0 | 0 | 0 | 0 | 0 | 0 | 0 | 0 | 0 | 0 | 0+0j | 0 | 0 | 0+0j | 0 | 0 | 0+0j | 0 | 0 | 0+0j | 0 | 0 | 0+0j | 0 | 0 | 0+0j | 7538.4 | 3211.345 | 7538.4+3211.345j | 0 | 0 | 0+0j | 0 | 0 | 0+0j | 0 | 0 | 0 | 0 | 0 | 0 | 0 | 0 | 0 | 0 | 0 | 0 | 0 | 0 | 0 | 0 | 0 | 0 | 1 | 0 | 0 | 1 | 0 | 0 | 0 | 0 | 0 | 0 | 0 | OPEN | node_1366198_934_15289907_168 | AN | 8101202
load_220598311 |  | 0 | C | 0 | 0 | 0 | 0 | 0 | 0 | 0 | 0 | 0 | 0 | 0 | 0+0j | 0 | 0 | 0+0j | 0 | 0 | 0+0j | 0 | 0 | 0+0j | 0 | 0 | 0+0j | 0 | 0 | 0+0j | 5000 | 2129.991 | 5000+2129.991j | 0 | 0 | 0+0j | 0 | 0 | 0+0j | 0 | 0 | 0 | 0 | 0 | 0 | 0 | 0 | 0 | 0 | 0 | 0 | 0 | 0 | 0 | 0 | 0 | 0 | 1 | 0 | 0 | 1 | 0 | 0 | 0 | 0 | 0 | 0 | 0 | OPEN | node_1362679_074_15290581_459 | AN | 8101202
load_220598313 |  | 0 | C | 0 | 0 | 0 | 0 | 0 | 0 | 0 | 0 | 0 | 0 | 0 | 0+0j | 0 | 0 | 0+0j | 0 | 0 | 0+0j | 0 | 0 | 0+0j | 0 | 0 | 0+0j | 0 | 0 | 0+0j | 0 | 0 | 0+0j | 5000 | 2129.991 | 5000+2129.991j | 0 | 0 | 0+0j | 0 | 0 | 0 | 0 | 0 | 0 | 0 | 0 | 0 | 0 | 0 | 0 | 0 | 0 | 0 | 0 | 0 | 0 | 1 | 0 | 0 | 1 | 0 | 0 | 0 | 0 | 0 | 0 | 0 | OPEN | node_1362668_6_15290577_196 | BN | 8101202
load_220598320 |  | 0 | C | 0 | 0 | 0 | 0 | 0 | 0 | 0 | 0 | 0 | 0 | 0 | 0+0j | 0 | 0 | 0+0j | 0 | 0 | 0+0j | 0 | 0 | 0+0j | 0 | 0 | 0+0j | 0 | 0 | 0+0j | 0 | 0 | 0+0j | 0 | 0 | 0+0j | 5000 | 2129.991 | 5000+2129.991j | 0 | 0 | 0 | 0 | 0 | 0 | 0 | 0 | 0 | 0 | 0 | 0 | 0 | 0 | 0 | 0 | 0 | 0 | 1 | 0 | 0 | 1 | 0 | 0 | 0 | 0 | 0 | 0 | 0 | OPEN | node_1362692_811_15290584_43 | CN | 8101202
load_220598326 |  | 0 | R | 0 | 0 | 0 | 0 | 0 | 0 | 0 | 0 | 0 | 0 | 0 | 0+0j | 0 | 0 | 0+0j | 0 | 0 | 0+0j | 0 | 0 | 0+0j | 0 | 0 | 0+0j | 0 | 0 | 0+0j | 49492.8 | 21083.845 | 49492.8+21083.845j | 0 | 0 | 0+0j | 0 | 0 | 0+0j | 0 | 0 | 0 | 0 | 0 | 0 | 0 | 0 | 0 | 0 | 0 | 0 | 0 | 0 | 0 | 0 | 0 | 0 | 1 | 0 | 0 | 1 | 0 | 0 | 0 | 0 | 0 | 0 | 0 | OPEN | node_1366649_316_15290155_922 | AN | 8101202
load_220598327 |  | 0 | C | 0 | 0 | 0 | 0 | 0 | 0 | 0 | 0 | 0 | 0 | 0 | 0+0j | 0 | 0 | 0+0j | 0 | 0 | 0+0j | 0 | 0 | 0+0j | 0 | 0 | 0+0j | 0 | 0 | 0+0j | 5000 | 2129.991 | 5000+2129.991j | 0 | 0 | 0+0j | 0 | 0 | 0+0j | 0 | 0 | 0 | 0 | 0 | 0 | 0 | 0 | 0 | 0 | 0 | 0 | 0 | 0 | 0 | 0 | 0 | 0 | 1 | 0 | 0 | 1 | 0 | 0 | 0 | 0 | 0 | 0 | 0 | OPEN | node_1366610_851_15290674_285 | AN | 8101202
load_220598329 |  | 0 | R | 0 | 0 | 0 | 0 | 0 | 0 | 0 | 0 | 0 | 0 | 0 | 0+0j | 0 | 0 | 0+0j | 0 | 0 | 0+0j | 0 | 0 | 0+0j | 0 | 0 | 0+0j | 0 | 0 | 0+0j | 29577.6 | 12600.005 | 29577.6+12600.005j | 0 | 0 | 0+0j | 0 | 0 | 0+0j | 0 | 0 | 0 | 0 | 0 | 0 | 0 | 0 | 0 | 0 | 0 | 0 | 0 | 0 | 0 | 0 | 0 | 0 | 1 | 0 | 0 | 1 | 0 | 0 | 0 | 0 | 0 | 0 | 0 | OPEN | node_1365616_545_15290700_742 | AN | 8101202
load_220598549 |  | 0 | C | 0 | 0 | 0 | 0 | 0 | 0 | 0 | 0 | 0 | 0 | 0 | 0+0j | 0 | 0 | 0+0j | 0 | 0 | 0+0j | 0 | 0 | 0+0j | 0 | 0 | 0+0j | 0 | 0 | 0+0j | 0 | 0 | 0+0j | 0 | 0 | 0+0j | 12000 | 5111.979 | 12000+5111.979j | 0 | 0 | 0 | 0 | 0 | 0 | 0 | 0 | 0 | 0 | 0 | 0 | 0 | 0 | 0 | 0 | 0 | 0 | 1 | 0 | 0 | 1 | 0 | 0 | 0 | 0 | 0 | 0 | 0 | OPEN | node_1363837_428_15291002_802 | CN | 8101202
load_220599279 |  | 0 | C | 0 | 0 | 0 | 0 | 0 | 0 | 0 | 0 | 0 | 0 | 0 | 0+0j | 0 | 0 | 0+0j | 0 | 0 | 0+0j | 0 | 0 | 0+0j | 0 | 0 | 0+0j | 0 | 0 | 0+0j | 0 | 0 | 0+0j | 0 | 0 | 0+0j | 0 | 0 | 0+0j | 0 | 0 | 0 | 0 | 0 | 0 | 0 | 0 | 0 | 0 | 0 | 0 | 0 | 0 | 0 | 0 | 0 | 0 | 1 | 0 | 0 | 1 | 0 | 0 | 0 | 0 | 0 | 0 | 0 | OPEN | node_1358687_461_15289451_437 | AN | 8101202
load_220616456 |  | 0 | R | 0 | 0 | 0 | 0 | 0 | 0 | 0 | 0 | 0 | 0 | 0 | 0+0j | 0 | 0 | 0+0j | 0 | 0 | 0+0j | 0 | 0 | 0+0j | 0 | 0 | 0+0j | 0 | 0 | 0+0j | 51696 | 22022.404 | 51696+22022.404j | 0 | 0 | 0+0j | 0 | 0 | 0+0j | 0 | 0 | 0 | 0 | 0 | 0 | 0 | 0 | 0 | 0 | 0 | 0 | 0 | 0 | 0 | 0 | 0 | 0 | 1 | 0 | 0 | 1 | 0 | 0 | 0 | 0 | 0 | 0 | 0 | OPEN | node_1358546_267_15288377_594 | AN | 8101202
load_220617846 |  | 0 | C | 0 | 0 | 0 | 0 | 0 | 0 | 0 | 0 | 0 | 0 | 0 | 0+0j | 0 | 0 | 0+0j | 0 | 0 | 0+0j | 0 | 0 | 0+0j | 0 | 0 | 0+0j | 0 | 0 | 0+0j | 0 | 0 | 0+0j | 0 | 0 | 0+0j | 0 | 0 | 0+0j | 0 | 0 | 0 | 0 | 0 | 0 | 0 | 0 | 0 | 0 | 0 | 0 | 0 | 0 | 0 | 0 | 0 | 0 | 1 | 0 | 0 | 1 | 0 | 0 | 0 | 0 | 0 | 0 | 0 | OPEN | node_1363211_548_15290827_764 | AN | 8101202
load_220617850 |  | 0 | C | 0 | 0 | 0 | 0 | 0 | 0 | 0 | 0 | 0 | 0 | 0 | 0+0j | 0 | 0 | 0+0j | 0 | 0 | 0+0j | 0 | 0 | 0+0j | 0 | 0 | 0+0j | 0 | 0 | 0+0j | 0 | 0 | 0+0j | 0 | 0 | 0+0j | 0 | 0 | 0+0j | 0 | 0 | 0 | 0 | 0 | 0 | 0 | 0 | 0 | 0 | 0 | 0 | 0 | 0 | 0 | 0 | 0 | 0 | 1 | 0 | 0 | 1 | 0 | 0 | 0 | 0 | 0 | 0 | 0 | OPEN | node_1363206_919_15290843_389 | BN | 8101202
load_220617851 |  | 0 | C | 0 | 0 | 0 | 0 | 0 | 0 | 0 | 0 | 0 | 0 | 0 | 0+0j | 0 | 0 | 0+0j | 0 | 0 | 0+0j | 0 | 0 | 0+0j | 0 | 0 | 0+0j | 0 | 0 | 0+0j | 0 | 0 | 0+0j | 0 | 0 | 0+0j | 0 | 0 | 0+0j | 0 | 0 | 0 | 0 | 0 | 0 | 0 | 0 | 0 | 0 | 0 | 0 | 0 | 0 | 0 | 0 | 0 | 0 | 1 | 0 | 0 | 1 | 0 | 0 | 0 | 0 | 0 | 0 | 0 | OPEN | node_1363213_032_15290817_355 | CN | 8101202
load_220621619 |  | 0 | C | 0 | 0 | 0 | 0 | 0 | 0 | 0 | 0 | 0 | 0 | 0 | 0+0j | 0 | 0 | 0+0j | 0 | 0 | 0+0j | 0 | 0 | 0+0j | 0 | 0 | 0+0j | 0 | 0 | 0+0j | 54666.667 | 23287.903 | 54666.667+23287.903j | 54666.667 | 23287.903 | 54666.667+23287.903j | 54666.667 | 23287.903 | 54666.667+23287.903j | 0 | 0 | 0 | 0 | 0 | 0 | 0 | 0 | 0 | 0 | 0 | 0 | 0 | 0 | 0 | 0 | 0 | 0 | 1 | 0 | 0 | 1 | 0 | 0 | 0 | 0 | 0 | 0 | 0 | OPEN | node_1367229_808_15291036_486 | ABCN | 8101202
load_220623858 |  | 0 | C | 0 | 0 | 0 | 0 | 0 | 0 | 0 | 0 | 0 | 0 | 0 | 0+0j | 0 | 0 | 0+0j | 0 | 0 | 0+0j | 0 | 0 | 0+0j | 0 | 0 | 0+0j | 0 | 0 | 0+0j | 2000 | 851.996 | 2000+851.996j | 0 | 0 | 0+0j | 0 | 0 | 0+0j | 0 | 0 | 0 | 0 | 0 | 0 | 0 | 0 | 0 | 0 | 0 | 0 | 0 | 0 | 0 | 0 | 0 | 0 | 1 | 0 | 0 | 1 | 0 | 0 | 0 | 0 | 0 | 0 | 0 | OPEN | node_1360084_036_15289977_248 | AN | 8101202
load_220623859 |  | 0 | C | 0 | 0 | 0 | 0 | 0 | 0 | 0 | 0 | 0 | 0 | 0 | 0+0j | 0 | 0 | 0+0j | 0 | 0 | 0+0j | 0 | 0 | 0+0j | 0 | 0 | 0+0j | 0 | 0 | 0+0j | 51000 | 21725.909 | 51000+21725.909j | 0 | 0 | 0+0j | 0 | 0 | 0+0j | 0 | 0 | 0 | 0 | 0 | 0 | 0 | 0 | 0 | 0 | 0 | 0 | 0 | 0 | 0 | 0 | 0 | 0 | 1 | 0 | 0 | 1 | 0 | 0 | 0 | 0 | 0 | 0 | 0 | OPEN | node_1362995_552_15290616_852 | AN | 8101202
load_220623860 |  | 0 | C | 0 | 0 | 0 | 0 | 0 | 0 | 0 | 0 | 0 | 0 | 0 | 0+0j | 0 | 0 | 0+0j | 0 | 0 | 0+0j | 0 | 0 | 0+0j | 0 | 0 | 0+0j | 0 | 0 | 0+0j | 0 | 0 | 0+0j | 51000 | 21725.909 | 51000+21725.909j | 0 | 0 | 0+0j | 0 | 0 | 0 | 0 | 0 | 0 | 0 | 0 | 0 | 0 | 0 | 0 | 0 | 0 | 0 | 0 | 0 | 0 | 1 | 0 | 0 | 1 | 0 | 0 | 0 | 0 | 0 | 0 | 0 | OPEN | node_1362980_701_15290605_126 | BN | 8101202
load_220623861 |  | 0 | C | 0 | 0 | 0 | 0 | 0 | 0 | 0 | 0 | 0 | 0 | 0 | 0+0j | 0 | 0 | 0+0j | 0 | 0 | 0+0j | 0 | 0 | 0+0j | 0 | 0 | 0+0j | 0 | 0 | 0+0j | 2000 | 851.996 | 2000+851.996j | 0 | 0 | 0+0j | 0 | 0 | 0+0j | 0 | 0 | 0 | 0 | 0 | 0 | 0 | 0 | 0 | 0 | 0 | 0 | 0 | 0 | 0 | 0 | 0 | 0 | 1 | 0 | 0 | 1 | 0 | 0 | 0 | 0 | 0 | 0 | 0 | OPEN | node_1360062_497_15289970_379 | AN | 8101202
load_220623864 |  | 0 | C | 0 | 0 | 0 | 0 | 0 | 0 | 0 | 0 | 0 | 0 | 0 | 0+0j | 0 | 0 | 0+0j | 0 | 0 | 0+0j | 0 | 0 | 0+0j | 0 | 0 | 0+0j | 0 | 0 | 0+0j | 0 | 0 | 0+0j | 0 | 0 | 0+0j | 51000 | 21725.909 | 51000+21725.909j | 0 | 0 | 0 | 0 | 0 | 0 | 0 | 0 | 0 | 0 | 0 | 0 | 0 | 0 | 0 | 0 | 0 | 0 | 1 | 0 | 0 | 1 | 0 | 0 | 0 | 0 | 0 | 0 | 0 | OPEN | node_1363010_284_15290629_606 | CN | 8101202
load_220633307 |  | 0 | C | 0 | 0 | 0 | 0 | 0 | 0 | 0 | 0 | 0 | 0 | 0 | 0+0j | 0 | 0 | 0+0j | 0 | 0 | 0+0j | 0 | 0 | 0+0j | 0 | 0 | 0+0j | 0 | 0 | 0+0j | 18666.667 | 7951.967 | 18666.667+7951.967j | 18666.667 | 7951.967 | 18666.667+7951.967j | 18666.667 | 7951.967 | 18666.667+7951.967j | 0 | 0 | 0 | 0 | 0 | 0 | 0 | 0 | 0 | 0 | 0 | 0 | 0 | 0 | 0 | 0 | 0 | 0 | 1 | 0 | 0 | 1 | 0 | 0 | 0 | 0 | 0 | 0 | 0 | OPEN | node_1363343_817_15290951_978 | ABCN | 8101202
load_220647757 |  | 0 | C | 0 | 0 | 0 | 0 | 0 | 0 | 0 | 0 | 0 | 0 | 0 | 0+0j | 0 | 0 | 0+0j | 0 | 0 | 0+0j | 0 | 0 | 0+0j | 0 | 0 | 0+0j | 0 | 0 | 0+0j | 0 | 0 | 0+0j | 0 | 0 | 0+0j | 0 | 0 | 0+0j | 0 | 0 | 0 | 0 | 0 | 0 | 0 | 0 | 0 | 0 | 0 | 0 | 0 | 0 | 0 | 0 | 0 | 0 | 1 | 0 | 0 | 1 | 0 | 0 | 0 | 0 | 0 | 0 | 0 | OPEN | node_1365072_783_15291053_825 | AN | 8101202
load_220649922 |  | 0 | C | 0 | 0 | 0 | 0 | 0 | 0 | 0 | 0 | 0 | 0 | 0 | 0+0j | 0 | 0 | 0+0j | 0 | 0 | 0+0j | 0 | 0 | 0+0j | 0 | 0 | 0+0j | 0 | 0 | 0+0j | 14000 | 5963.975 | 14000+5963.975j | 0 | 0 | 0+0j | 0 | 0 | 0+0j | 0 | 0 | 0 | 0 | 0 | 0 | 0 | 0 | 0 | 0 | 0 | 0 | 0 | 0 | 0 | 0 | 0 | 0 | 1 | 0 | 0 | 1 | 0 | 0 | 0 | 0 | 0 | 0 | 0 | OPEN | node_1363625_955_15290963_98 | AN | 8101202
load_220649923 |  | 0 | C | 0 | 0 | 0 | 0 | 0 | 0 | 0 | 0 | 0 | 0 | 0 | 0+0j | 0 | 0 | 0+0j | 0 | 0 | 0+0j | 0 | 0 | 0+0j | 0 | 0 | 0+0j | 0 | 0 | 0+0j | 0 | 0 | 0+0j | 14000 | 5963.975 | 14000+5963.975j | 0 | 0 | 0+0j | 0 | 0 | 0 | 0 | 0 | 0 | 0 | 0 | 0 | 0 | 0 | 0 | 0 | 0 | 0 | 0 | 0 | 0 | 1 | 0 | 0 | 1 | 0 | 0 | 0 | 0 | 0 | 0 | 0 | OPEN | node_1363644_581_15290973_308 | BN | 8101202
load_220649924 |  | 0 | C | 0 | 0 | 0 | 0 | 0 | 0 | 0 | 0 | 0 | 0 | 0 | 0+0j | 0 | 0 | 0+0j | 0 | 0 | 0+0j | 0 | 0 | 0+0j | 0 | 0 | 0+0j | 0 | 0 | 0+0j | 0 | 0 | 0+0j | 0 | 0 | 0+0j | 14000 | 5963.975 | 14000+5963.975j | 0 | 0 | 0 | 0 | 0 | 0 | 0 | 0 | 0 | 0 | 0 | 0 | 0 | 0 | 0 | 0 | 0 | 0 | 1 | 0 | 0 | 1 | 0 | 0 | 0 | 0 | 0 | 0 | 0 | OPEN | node_1363664_337_15290975_863 | CN | 8101202
load_220651156 |  | 0 | R | 0 | 0 | 0 | 0 | 0 | 0 | 0 | 0 | 0 | 0 | 0 | 0+0j | 0 | 0 | 0+0j | 0 | 0 | 0+0j | 0 | 0 | 0+0j | 0 | 0 | 0+0j | 0 | 0 | 0+0j | 53539.2 | 22807.604 | 53539.2+22807.604j | 0 | 0 | 0+0j | 0 | 0 | 0+0j | 0 | 0 | 0 | 0 | 0 | 0 | 0 | 0 | 0 | 0 | 0 | 0 | 0 | 0 | 0 | 0 | 0 | 0 | 1 | 0 | 0 | 1 | 0 | 0 | 0 | 0 | 0 | 0 | 0 | OPEN | node_1363500_079_15292072_177 | AN | 8101202
load_220655937 |  | 0 | R | 0 | 0 | 0 | 0 | 0 | 0 | 0 | 0 | 0 | 0 | 0 | 0+0j | 0 | 0 | 0+0j | 0 | 0 | 0+0j | 0 | 0 | 0+0j | 0 | 0 | 0+0j | 0 | 0 | 0+0j | 9856.8 | 4198.979 | 9856.8+4198.979j | 0 | 0 | 0+0j | 0 | 0 | 0+0j | 0 | 0 | 0 | 0 | 0 | 0 | 0 | 0 | 0 | 0 | 0 | 0 | 0 | 0 | 0 | 0 | 0 | 0 | 1 | 0 | 0 | 1 | 0 | 0 | 0 | 0 | 0 | 0 | 0 | OPEN | node_1365958_675_15290095_354 | AN | 8101202
load_310000632 |  | 0 | C | 0 | 0 | 0 | 0 | 0 | 0 | 0 | 0 | 0 | 0 | 0 | 0+0j | 0 | 0 | 0+0j | 0 | 0 | 0+0j | 0 | 0 | 0+0j | 0 | 0 | 0+0j | 0 | 0 | 0+0j | 13000 | 5537.977 | 13000+5537.977j | 0 | 0 | 0+0j | 0 | 0 | 0+0j | 0 | 0 | 0 | 0 | 0 | 0 | 0 | 0 | 0 | 0 | 0 | 0 | 0 | 0 | 0 | 0 | 0 | 0 | 1 | 0 | 0 | 1 | 0 | 0 | 0 | 0 | 0 | 0 | 0 | OPEN | node_1358986_729_15289429_98 | AN | 8101202
load_312102743 |  | 0 | U | 0 | 0 | 0 | 0 | 0 | 0 | 0 | 0 | 0 | 0 | 0 | 0+0j | 0 | 0 | 0+0j | 0 | 0 | 0+0j | 0 | 0 | 0+0j | 0 | 0 | 0+0j | 0 | 0 | 0+0j | 0 | 0 | 0+0j | 0 | 0 | 0+0j | 0 | 0 | 0+0j | 0 | 0 | 0 | 0 | 0 | 0 | 0 | 0 | 0 | 0 | 0 | 0 | 0 | 0 | 0 | 0 | 0 | 0 | 1 | 0 | 0 | 1 | 0 | 0 | 0 | 0 | 0 | 0 | 0 | OPEN | node_1359229_693_15287875_811 | AN | 8101202
load_312102743-L-1 |  | 0 | C | 0 | 0 | 0 | 0 | 0 | 0 | 0 | 0 | 0 | 0 | 0 | 0+0j | 0 | 0 | 0+0j | 0 | 0 | 0+0j | 0 | 0 | 0+0j | 0 | 0 | 0+0j | 0 | 0 | 0+0j | 0 | 0 | 0+0j | 0 | 0 | 0+0j | 0 | 0 | 0+0j | 0 | 0 | 0 | 0 | 0 | 0 | 0 | 0 | 0 | 0 | 0 | 0 | 0 | 0 | 0 | 0 | 0 | 0 | 1 | 0 | 0 | 1 | 0 | 0 | 0 | 0 | 0 | 0 | 0 | OPEN | node_1359229_693_15287875_811 | AN | 8101202

## OverheadLineConductor
Name | Diameter | GeometricMeanRadius | RatingSummerContinuous | RatingSummerEmergency | RatingWinterContinuous | RatingWinterEmergency | Feeder | Comments
oh_cond_1/0_AAAC | 0.398 | 0.012 | 235 | 235 | 310 | 310 | 8101202
oh_cond_1/0_ACSR | 0.398 | 0.012 | 265 | 265 | 330 | 330 | 8101202
oh_cond_2_ACSR | 0.325 | 0.01 | 195 | 195 | 245 | 245 | 8101202
oh_cond_2_CU | 0.292 | 0.009 | 190 | 190 | 270 | 270 | 8101202
oh_cond_4/0_AAAC | 0.563 | 0.017 | 365 | 365 | 480 | 480 | 8101202
oh_cond_4/0_ACSR | 0.563 | 0.017 | 410 | 410 | 515 | 515 | 8101202
oh_cond_4/0_AL | 0.522 | 0.016 | 365 | 365 | 480 | 480 | 8101202
oh_cond_4_CU | 0.232 | 0.007 | 140 | 140 | 200 | 200 | 8101202
oh_cond_336_5_MCM_AL | 0.666 | 0.021 | 490 | 490 | 644 | 644 | 8101202
oh_cond_477_MCM_AL | 0.792 | 0.025 | 605 | 605 | 810 | 810 | 8101202
oh_cond_WP-4/0-CU | 0.81 | 0.015 | 340 | 340 | 390 | 390 | 8101202

## OverheadLineConfiguration
Name | ConductorA | ConductorB | ConductorC | ConductorN | LineSpacing | Capacitance11 | Capacitance12 | Capacitance13 | Capacitance21 | Capacitance22 | Capacitance23 | Capacitance31 | Capacitance32 | Capacitance33 | Impedance11 | Impedance12 | Impedance13 | Impedance21 | Impedance22 | Impedance23 | Impedance31 | Impedance32 | Impedance33 | Feeder | Comments
bal_1P_1/0AA | oh_cond_1/0_AAAC | oh_cond_1/0_AAAC | oh_cond_1/0_AAAC |  |  | 12.796 | -3.172 | -3.172 | -3.172 | 12.796 | -3.172 | -3.172 | -3.172 | 12.796 | 0.972+1.499j | 0.095+0.781j | 0.095+0.781j | 0.095+0.781j | 0.972+1.499j | 0.095+0.781j | 0.095+0.781j | 0.095+0.781j | 0.972+1.499j | 8101202
bal_1P_1/0AC | oh_cond_1/0_ACSR | oh_cond_1/0_ACSR | oh_cond_1/0_ACSR |  |  | 12.796 | -3.172 | -3.172 | -3.172 | 12.796 | -3.172 | -3.172 | -3.172 | 12.796 | 0.983+1.218j | 0.095+0.781j | 0.095+0.781j | 0.095+0.781j | 0.983+1.218j | 0.095+0.781j | 0.095+0.781j | 0.095+0.781j | 0.983+1.218j | 8101202
bal_1P_2AC | oh_cond_2_ACSR | oh_cond_2_ACSR | oh_cond_2_ACSR |  |  | 12.393 | -3.017 | -3.017 | -3.017 | 12.393 | -3.017 | -3.017 | -3.017 | 12.393 | 1.505+1.527j | 0.095+0.781j | 0.095+0.781j | 0.095+0.781j | 1.505+1.527j | 0.095+0.781j | 0.095+0.781j | 0.095+0.781j | 1.505+1.527j | 8101202
bal_1P_2CU | oh_cond_2_CU | oh_cond_2_CU | oh_cond_2_CU |  |  | 12.191 | -2.94 | -2.94 | -2.94 | 12.191 | -2.94 | -2.94 | -2.94 | 12.191 | 0.968+1.536j | 0.095+0.781j | 0.095+0.781j | 0.095+0.781j | 0.968+1.536j | 0.095+0.781j | 0.095+0.781j | 0.095+0.781j | 0.968+1.536j | 8101202
bal_1P_4/0AC | oh_cond_4/0_ACSR | oh_cond_4/0_ACSR | oh_cond_4/0_ACSR |  |  | 13.554 | -3.469 | -3.469 | -3.469 | 13.554 | -3.469 | -3.469 | -3.469 | 13.554 | 0.54+1.457j | 0.095+0.781j | 0.095+0.781j | 0.095+0.781j | 0.54+1.457j | 0.095+0.781j | 0.095+0.781j | 0.095+0.781j | 0.54+1.457j | 8101202
bal_1P_4/0AL | oh_cond_4/0_AL | oh_cond_4/0_AL | oh_cond_4/0_AL |  |  | 13.381 | -3.4 | -3.4 | -3.4 | 13.381 | -3.4 | -3.4 | -3.4 | 13.381 | 0.537+1.466j | 0.095+0.781j | 0.095+0.781j | 0.095+0.781j | 0.537+1.466j | 0.095+0.781j | 0.095+0.781j | 0.095+0.781j | 0.537+1.466j | 8101202
bal_1P_4CU | oh_cond_4_CU | oh_cond_4_CU | oh_cond_4_CU |  |  | 11.78 | -2.785 | -2.785 | -2.785 | 11.78 | -2.785 | -2.785 | -2.785 | 11.78 | 1.483+1.565j | 0.095+0.781j | 0.095+0.781j | 0.095+0.781j | 1.483+1.565j | 0.095+0.781j | 0.095+0.781j | 0.095+0.781j | 1.483+1.565j | 8101202
bal_1P_477AL | oh_cond_477_MCM_AL | oh_cond_477_MCM_AL | oh_cond_477_MCM_AL |  |  | 14.4 | -3.806 | -3.806 | -3.806 | 14.4 | -3.806 | -3.806 | -3.806 | 14.4 | 0.293+1.41j | 0.095+0.781j | 0.095+0.781j | 0.095+0.781j | 0.293+1.41j | 0.095+0.781j | 0.095+0.781j | 0.095+0.781j | 0.293+1.41j | 8101202
bal_2P_1/0AC_4/0AA(N) | oh_cond_1/0_ACSR | oh_cond_1/0_ACSR | oh_cond_1/0_ACSR | oh_cond_4/0_AAAC |  | 13.267 | -2.702 | -2.702 | -2.702 | 13.267 | -2.702 | -2.702 | -2.702 | 13.267 | 1.022+1.118j | 0.134+0.402j | 0.134+0.402j | 0.134+0.402j | 1.022+1.118j | 0.134+0.402j | 0.134+0.402j | 0.134+0.402j | 1.022+1.118j | 8101202
bal_2P_1/0AC_4/0AL(N) | oh_cond_1/0_ACSR | oh_cond_1/0_ACSR | oh_cond_1/0_ACSR | oh_cond_4/0_AL |  | 13.261 | -2.707 | -2.707 | -2.707 | 13.261 | -2.707 | -2.707 | -2.707 | 13.261 | 1.022+1.12j | 0.134+0.404j | 0.134+0.404j | 0.134+0.404j | 1.022+1.12j | 0.134+0.404j | 0.134+0.404j | 0.134+0.404j | 1.022+1.12j | 8101202
bal_2P_4/0AL_4/0AL(N) | oh_cond_4/0_AL | oh_cond_4/0_AL | oh_cond_4/0_AL | oh_cond_4/0_AL |  | 13.867 | -2.914 | -2.914 | -2.914 | 13.867 | -2.914 | -2.914 | -2.914 | 13.867 | 0.576+1.089j | 0.134+0.404j | 0.134+0.404j | 0.134+0.404j | 0.576+1.089j | 0.134+0.404j | 0.134+0.404j | 0.134+0.404j | 0.576+1.089j | 8101202
bal_3P_1/0AA | oh_cond_1/0_AAAC | oh_cond_1/0_AAAC | oh_cond_1/0_AAAC |  |  | 12.796 | -3.172 | -3.172 | -3.172 | 12.796 | -3.172 | -3.172 | -3.172 | 12.796 | 0.972+1.499j | 0.095+0.781j | 0.095+0.781j | 0.095+0.781j | 0.972+1.499j | 0.095+0.781j | 0.095+0.781j | 0.095+0.781j | 0.972+1.499j | 8101202
bal_3P_1/0AA_1/0AA(N) | oh_cond_1/0_AAAC | oh_cond_1/0_AAAC | oh_cond_1/0_AAAC | oh_cond_1/0_AAAC |  | 13.243 | -2.726 | -2.726 | -2.726 | 13.243 | -2.726 | -2.726 | -2.726 | 13.243 | 1.078+1.186j | 0.201+0.467j | 0.201+0.467j | 0.201+0.467j | 1.078+1.186j | 0.201+0.467j | 0.201+0.467j | 0.201+0.467j | 1.078+1.186j | 8101202
bal_3P_1/0AA_4/0AA(N) | oh_cond_1/0_AAAC | oh_cond_1/0_AAAC | oh_cond_1/0_AAAC | oh_cond_4/0_AAAC |  | 13.267 | -2.702 | -2.702 | -2.702 | 13.267 | -2.702 | -2.702 | -2.702 | 13.267 | 1.011+1.121j | 0.134+0.402j | 0.134+0.402j | 0.134+0.402j | 1.011+1.121j | 0.134+0.402j | 0.134+0.402j | 0.134+0.402j | 1.011+1.121j | 8101202
bal_3P_1/0AC | oh_cond_1/0_ACSR | oh_cond_1/0_ACSR | oh_cond_1/0_ACSR |  |  | 12.796 | -3.172 | -3.172 | -3.172 | 12.796 | -3.172 | -3.172 | -3.172 | 12.796 | 0.983+1.497j | 0.095+0.781j | 0.095+0.781j | 0.095+0.781j | 0.983+1.497j | 0.095+0.781j | 0.095+0.781j | 0.095+0.781j | 0.983+1.497j | 8101202
bal_3P_1/0AC_4/0AA(N) | oh_cond_1/0_ACSR | oh_cond_1/0_ACSR | oh_cond_1/0_ACSR | oh_cond_4/0_AAAC |  | 13.267 | -2.702 | -2.702 | -2.702 | 13.267 | -2.702 | -2.702 | -2.702 | 13.267 | 1.022+1.118j | 0.134+0.402j | 0.134+0.402j | 0.134+0.402j | 1.022+1.118j | 0.134+0.402j | 0.134+0.402j | 0.134+0.402j | 1.022+1.118j | 8101202
bal_3P_4/0AA | oh_cond_4/0_AAAC | oh_cond_4/0_AAAC | oh_cond_4/0_AAAC |  |  | 13.554 | -3.469 | -3.469 | -3.469 | 13.554 | -3.469 | -3.469 | -3.469 | 13.554 | 0.534+1.457j | 0.095+0.781j | 0.095+0.781j | 0.095+0.781j | 0.534+1.457j | 0.095+0.781j | 0.095+0.781j | 0.095+0.781j | 0.534+1.457j | 8101202
bal_3P_4/0AA_1/0AA(N) | oh_cond_4/0_AAAC | oh_cond_4/0_AAAC | oh_cond_4/0_AAAC | oh_cond_1/0_AAAC |  | 14.027 | -2.996 | -2.996 | -2.996 | 14.027 | -2.996 | -2.996 | -2.996 | 14.027 | 0.64+1.144j | 0.201+0.467j | 0.201+0.467j | 0.201+0.467j | 0.64+1.144j | 0.201+0.467j | 0.201+0.467j | 0.201+0.467j | 0.64+1.144j | 8101202
bal_3P_4/0AA_1/0AC(N) | oh_cond_4/0_AAAC | oh_cond_4/0_AAAC | oh_cond_4/0_AAAC | oh_cond_1/0_ACSR |  | 14.027 | -2.996 | -2.996 | -2.996 | 14.027 | -2.996 | -2.996 | -2.996 | 14.027 | 0.642+1.145j | 0.203+0.469j | 0.203+0.469j | 0.203+0.469j | 0.642+1.145j | 0.203+0.469j | 0.203+0.469j | 0.203+0.469j | 0.642+1.145j | 8101202
bal_3P_4/0AA_4/0AC(N) | oh_cond_4/0_AAAC | oh_cond_4/0_AAAC | oh_cond_4/0_AAAC | oh_cond_4/0_ACSR |  | 14.052 | -2.971 | -2.971 | -2.971 | 14.052 | -2.971 | -2.971 | -2.971 | 14.052 | 0.575+1.079j | 0.136+0.403j | 0.136+0.403j | 0.136+0.403j | 0.575+1.079j | 0.136+0.403j | 0.136+0.403j | 0.136+0.403j | 0.575+1.079j | 8101202
bal_3P_4/0AC | oh_cond_4/0_ACSR | oh_cond_4/0_ACSR | oh_cond_4/0_ACSR |  |  | 13.554 | -3.469 | -3.469 | -3.469 | 13.554 | -3.469 | -3.469 | -3.469 | 13.554 | 0.54+1.457j | 0.095+0.781j | 0.095+0.781j | 0.095+0.781j | 0.54+1.457j | 0.095+0.781j | 0.095+0.781j | 0.095+0.781j | 0.54+1.457j | 8101202
bal_3P_4/0AL | oh_cond_4/0_AL | oh_cond_4/0_AL | oh_cond_4/0_AL |  |  | 13.381 | -3.4 | -3.4 | -3.4 | 13.381 | -3.4 | -3.4 | -3.4 | 13.381 | 0.537+1.466j | 0.095+0.781j | 0.095+0.781j | 0.095+0.781j | 0.537+1.466j | 0.095+0.781j | 0.095+0.781j | 0.095+0.781j | 0.537+1.466j | 8101202
bal_3P_4CU | oh_cond_4_CU | oh_cond_4_CU | oh_cond_4_CU |  |  | 11.78 | -2.785 | -2.785 | -2.785 | 11.78 | -2.785 | -2.785 | -2.785 | 11.78 | 1.483+1.565j | 0.095+0.781j | 0.095+0.781j | 0.095+0.781j | 1.483+1.565j | 0.095+0.781j | 0.095+0.781j | 0.095+0.781j | 1.483+1.565j | 8101202
bal_3P_336AL | oh_cond_336_5_MCM_AL | oh_cond_336_5_MCM_AL | oh_cond_336_5_MCM_AL |  |  | 13.957 | -3.628 | -3.628 | -3.628 | 13.957 | -3.628 | -3.628 | -3.628 | 13.957 | 0.374+1.431j | 0.095+0.781j | 0.095+0.781j | 0.095+0.781j | 0.374+1.431j | 0.095+0.781j | 0.095+0.781j | 0.095+0.781j | 0.374+1.431j | 8101202
bal_3P_477AL | oh_cond_477_MCM_AL | oh_cond_477_MCM_AL | oh_cond_477_MCM_AL |  |  | 14.305 | -3.735 | -3.735 | -3.735 | 14.305 | -3.735 | -3.735 | -3.735 | 14.305 | 0.293+1.41j | 0.095+0.775j | 0.095+0.775j | 0.095+0.775j | 0.293+1.41j | 0.095+0.775j | 0.095+0.775j | 0.095+0.775j | 0.293+1.41j | 8101202
bal_3P_477AL_4/0AA(N) | oh_cond_477_MCM_AL | oh_cond_477_MCM_AL | oh_cond_477_MCM_AL | oh_cond_4/0_AAAC |  | 14.927 | -3.279 | -3.279 | -3.279 | 14.927 | -3.279 | -3.279 | -3.279 | 14.927 | 0.332+1.031j | 0.134+0.402j | 0.134+0.402j | 0.134+0.402j | 0.332+1.031j | 0.134+0.402j | 0.134+0.402j | 0.134+0.402j | 0.332+1.031j | 8101202
bal_3P_477AL_4/0AC(N) | oh_cond_477_MCM_AL | oh_cond_477_MCM_AL | oh_cond_477_MCM_AL | oh_cond_4/0_ACSR |  | 14.927 | -3.279 | -3.279 | -3.279 | 14.927 | -3.279 | -3.279 | -3.279 | 14.927 | 0.334+1.032j | 0.136+0.403j | 0.136+0.403j | 0.136+0.403j | 0.334+1.032j | 0.136+0.403j | 0.136+0.403j | 0.136+0.403j | 0.334+1.032j | 8101202
bal_3P_477AL_4/0AL(N) | oh_cond_477_MCM_AL | oh_cond_477_MCM_AL | oh_cond_477_MCM_AL | oh_cond_4/0_AL |  | 14.921 | -3.285 | -3.285 | -3.285 | 14.921 | -3.285 | -3.285 | -3.285 | 14.921 | 0.332+1.034j | 0.134+0.404j | 0.134+0.404j | 0.134+0.404j | 0.332+1.034j | 0.134+0.404j | 0.134+0.404j | 0.134+0.404j | 0.332+1.034j | 8101202
bal_3P_477AL_477AL(N) | oh_cond_477_MCM_AL | oh_cond_477_MCM_AL | oh_cond_477_MCM_AL | oh_cond_477_MCM_AL |  | 14.957 | -3.249 | -3.249 | -3.249 | 14.957 | -3.249 | -3.249 | -3.249 | 14.957 | 0.275+1j | 0.077+0.371j | 0.077+0.371j | 0.077+0.371j | 0.275+1j | 0.077+0.371j | 0.077+0.371j | 0.077+0.371j | 0.275+1j | 8101202
unb_TAPWIRE_OH | oh_cond_WP-4/0-CU | oh_cond_WP-4/0-CU | oh_cond_WP-4/0-CU | oh_cond_WP-4/0-CU |  | 14.911 | -4.341 | -1.953 | -4.341 | 15.781 | -3.724 | -1.953 | -3.724 | 14.818 | 0.365+1.097j | 0.093+0.433j | 0.094+0.34j | 0.093+0.433j | 0.368+1.078j | 0.095+0.401j | 0.094+0.34j | 0.095+0.401j | 0.368+1.077j | 8101202

## Recloser
Name | GroupId | RetryTime | MaximumNumberOfTries | Status | From | To | Length | Phases | Feeder | Comments

## RegulatorConfiguration
Name | CurrentTransducerPhase | PowerTransducerPhase | Regulation | Control | Type | CompensatorResistiveSettingA | CompensatorResistiveSettingB | CompensatorResistiveSettingC | CompensatorReactiveSettingA | CompensatorReactiveSettingB | CompensatorReactiveSettingC | BandCenter | BandWidth | CurrentTransducerRatio | PowerTransducerRatio | ConnectType | ControlLevel | DwellTime | TimeDelay | LowerTaps | RaiseTaps | TapPositionA | TapPositionB | TapPositionC | Feeder | Comments

## Sectionalizer
Name | GroupId | OperatingMode | PhaseAState | PhaseBState | PhaseCState | CurrentInAReal | CurrentInAImag | CurrentInA | CurrentInBReal | CurrentInBImag | CurrentInB | CurrentInCReal | CurrentInCImag | CurrentInC | CurrentOutAReal | CurrentOutAImag | CurrentOutA | CurrentOutBReal | CurrentOutBImag | CurrentOutB | CurrentOutCReal | CurrentOutCImag | CurrentOutC | ActivePowerInA | ReactivePowerInA | PowerInA | ActivePowerInB | ReactivePowerInB | PowerInB | ActivePowerInC | ReactivePowerInC | PowerInC | ActivePowerOutA | ReactivePowerOutA | PowerOutA | ActivePowerOutB | ReactivePowerOutB | PowerOutB | ActivePowerOutC | ReactivePowerOutC | PowerOutC | Status | From | To | Length | Phases | Feeder | Comments

## Solar
Name | GroupId | SpillageCost | CapitalCost | FixedOperatingCost | VariableOperatingCost | MaxReactivePower | MaxActivePower | OutputSchedule | PlanningStatus | UnitType | UnitSubtype | ParentNode | Phases | Feeder | Comments
solar_load_220347817 |  | 0 | 0 | 0 | 0.001 | 3787.6622341013804 | 8891.263105763435 | OPTIMIZED | INSTALLED | solar_pv |  | node_1362600_608_15289561_617 | AN | 8101202
solar_load_220347818 |  | 0 | 0 | 0 | 0.001 | 7000.086028108322 | 16432.195344127504 | OPTIMIZED | INSTALLED | solar_pv |  | node_1362516_802_15289370_735 | AN | 8101202
solar_load_220347854 |  | 0 | 0 | 0 | 0.001 | 109291.94694159403 | 256554.94032895827 | OPTIMIZED | INSTALLED | solar_pv |  | node_1365275_702_15291475_21 | ABCN | 8101202
solar_load_220347855 |  | 0 | 0 | 0 | 0.001 | 32210.882849981394 | 75612.71696110233 | OPTIMIZED | INSTALLED | solar_pv |  | node_1365505_38_15291963_472 | ABCN | 8101202
solar_load_220347856 |  | 0 | 0 | 0 | 0.001 | 503.33371762926816 | 1181.5395089744457 | OPTIMIZED | INSTALLED | solar_pv |  | node_1363823_415_15288895_208 | AN | 8101202
solar_load_220347857 |  | 0 | 0 | 0 | 0.001 | 4811.546255844643 | 11294.75695601125 | OPTIMIZED | INSTALLED | solar_pv |  | node_1363692_582_15288913_64 | AN | 8101202
solar_load_220347858 |  | 0 | 0 | 0 | 0.001 | 1682.167678108147 | 3948.7668499125843 | OPTIMIZED | INSTALLED | solar_pv |  | node_1363274_576_15289175_251 | AN | 8101202
solar_load_220348084 |  | 0 | 0 | 0 | 0.001 | 1687.906650331902 | 3962.2384606788924 | OPTIMIZED | INSTALLED | solar_pv |  | node_1358774_236_15289648_726 | AN | 8101202
solar_load_220348085 |  | 0 | 0 | 0 | 0.001 | 1687.906650331902 | 3962.2384606788924 | OPTIMIZED | INSTALLED | solar_pv |  | node_1358757_198_15289637_377 | BN | 8101202
solar_load_220348086 |  | 0 | 0 | 0 | 0.001 | 1687.906650331902 | 3962.2384606788924 | OPTIMIZED | INSTALLED | solar_pv |  | node_1358797_542_15289656_078 | CN | 8101202
solar_load_220348088 |  | 0 | 0 | 0 | 0.001 | 1828.565455312926 | 4292.4249990688 | OPTIMIZED | INSTALLED | solar_pv |  | node_1359084_187_15289617_28 | AN | 8101202
solar_load_220348089 |  | 0 | 0 | 0 | 0.001 | 1828.565455312926 | 4292.4249990688 | OPTIMIZED | INSTALLED | solar_pv |  | node_1359066_63_15289629_5 | BN | 8101202
solar_load_220348090 |  | 0 | 0 | 0 | 0.001 | 1828.565455312926 | 4292.4249990688 | OPTIMIZED | INSTALLED | solar_pv |  | node_1359098_757_15289599_354 | CN | 8101202
solar_load_220348091 |  | 0 | 0 | 0 | 0.001 | 515.7493918458055 | 1210.6840841585076 | OPTIMIZED | INSTALLED | solar_pv |  | node_1359463_967_15289836_426 | AN | 8101202
solar_load_220348092 |  | 0 | 0 | 0 | 0.001 | 515.7493918458055 | 1210.6840841585076 | OPTIMIZED | INSTALLED | solar_pv |  | node_1359476_383_15289829_794 | BN | 8101202
solar_load_220348093 |  | 0 | 0 | 0 | 0.001 | 515.7493918458055 | 1210.6840841585076 | OPTIMIZED | INSTALLED | solar_pv |  | node_1359451_245_15289853_255 | CN | 8101202
solar_load_220348094 |  | 0 | 0 | 0 | 0.001 | 562.635550110634 | 1320.7461535596308 | OPTIMIZED | INSTALLED | solar_pv |  | node_1359764_544_15289924_519 | AN | 8101202
solar_load_220348095 |  | 0 | 0 | 0 | 0.001 | 3446.1423729677776 | 8089.570190552739 | OPTIMIZED | INSTALLED | solar_pv |  | node_1360024_865_15289827_783 | AN | 8101202
solar_load_220348096 |  | 0 | 0 | 0 | 0.001 | 3446.1423729677776 | 8089.570190552739 | OPTIMIZED | INSTALLED | solar_pv |  | node_1360028_609_15289806_571 | AN | 8101202
solar_load_220348099 |  | 0 | 0 | 0 | 0.001 | 1500.361356899511 | 3521.989852887861 | OPTIMIZED | INSTALLED | solar_pv |  | node_1360230_935_15290003_424 | AN | 8101202
solar_load_220348100 |  | 0 | 0 | 0 | 0.001 | 1500.361356899511 | 3521.989852887861 | OPTIMIZED | INSTALLED | solar_pv |  | node_1360215_348_15290000_387 | BN | 8101202
solar_load_220348101 |  | 0 | 0 | 0 | 0.001 | 1500.361356899511 | 3521.989852887861 | OPTIMIZED | INSTALLED | solar_pv |  | node_1360253_534_15290013_708 | CN | 8101202
solar_load_220348103 |  | 0 | 0 | 0 | 0.001 | 0 | 0 | OPTIMIZED | INSTALLED | solar_pv |  | node_1360351_671_15290062_307 | AN | 8101202
solar_load_220348104 |  | 0 | 0 | 0 | 0.001 | 6282.763037560092 | 14748.332158144725 | OPTIMIZED | INSTALLED | solar_pv |  | node_1360559_364_15290091_408 | AN | 8101202
solar_load_220348105 |  | 0 | 0 | 0 | 0.001 | 6282.763037560092 | 14748.332158144725 | OPTIMIZED | INSTALLED | solar_pv |  | node_1360542_397_15290087_946 | BN | 8101202
solar_load_220348106 |  | 0 | 0 | 0 | 0.001 | 6282.763037560092 | 14748.332158144725 | OPTIMIZED | INSTALLED | solar_pv |  | node_1360577_779_15290104_311 | CN | 8101202
solar_load_220348107 |  | 0 | 0 | 0 | 0.001 | 0 | 0 | OPTIMIZED | INSTALLED | solar_pv |  | node_1360748_385_15290165_422 | AN | 8101202
solar_load_220348108 |  | 0 | 0 | 0 | 0.001 | 1265.9299052022918 | 2971.678845509169 | OPTIMIZED | INSTALLED | solar_pv |  | node_1361312_482_15289993_634 | AN | 8101202
solar_load_220348109 |  | 0 | 0 | 0 | 0.001 | 1265.9299052022918 | 2971.678845509169 | OPTIMIZED | INSTALLED | solar_pv |  | node_1361329_869_15290006_616 | BN | 8101202
solar_load_220348110 |  | 0 | 0 | 0 | 0.001 | 1265.9299052022918 | 2971.678845509169 | OPTIMIZED | INSTALLED | solar_pv |  | node_1361293_217_15289987_111 | CN | 8101202
solar_load_220348111 |  | 0 | 0 | 0 | 0.001 | 1922.338102029121 | 4512.549468057585 | OPTIMIZED | INSTALLED | solar_pv |  | node_1361527_136_15290334_571 | AN | 8101202
solar_load_220348112 |  | 0 | 0 | 0 | 0.001 | 1922.338102029121 | 4512.549468057585 | OPTIMIZED | INSTALLED | solar_pv |  | node_1361502_4_15290329_448 | BN | 8101202
solar_load_220348113 |  | 0 | 0 | 0 | 0.001 | 1922.338102029121 | 4512.549468057585 | OPTIMIZED | INSTALLED | solar_pv |  | node_1361551_17_15290347_913 | CN | 8101202
solar_load_220348114 |  | 0 | 0 | 0 | 0.001 | 2578.7459686694124 | 6053.4197604194605 | OPTIMIZED | INSTALLED | solar_pv |  | node_1361806_636_15290402_862 | AN | 8101202
solar_load_220348115 |  | 0 | 0 | 0 | 0.001 | 2578.7459686694124 | 6053.4197604194605 | OPTIMIZED | INSTALLED | solar_pv |  | node_1361786_231_15290392_993 | BN | 8101202
solar_load_220348116 |  | 0 | 0 | 0 | 0.001 | 2578.7459686694124 | 6053.4197604194605 | OPTIMIZED | INSTALLED | solar_pv |  | node_1361827_107_15290415_545 | CN | 8101202
solar_load_220348117 |  | 0 | 0 | 0 | 0.001 | 8580.191396267457 | 20141.37884178437 | OPTIMIZED | INSTALLED | solar_pv |  | node_1362239_546_15290577_617 | AN | 8101202
solar_load_220348126 |  | 0 | 0 | 0 | 0.001 | 8345.759944570238 | 19591.06783440568 | OPTIMIZED | INSTALLED | solar_pv |  | node_1363859_611_15290563_968 | AN | 8101202
solar_load_220348127 |  | 0 | 0 | 0 | 0.001 | 8345.759944570238 | 19591.06783440568 | OPTIMIZED | INSTALLED | solar_pv |  | node_1363879_064_15290569_348 | BN | 8101202
solar_load_220348128 |  | 0 | 0 | 0 | 0.001 | 8345.759944570238 | 19591.06783440568 | OPTIMIZED | INSTALLED | solar_pv |  | node_1363839_819_15290565_521 | CN | 8101202
solar_load_220348130 |  | 0 | 0 | 0 | 0.001 | 348.3837788936523 | 817.8060182841235 | OPTIMIZED | INSTALLED | solar_pv |  | node_1365150_098_15290979_595 | AN | 8101202
solar_load_220348133 |  | 0 | 0 | 0 | 0.001 | 812.2205828007196 | 1906.629147278683 | OPTIMIZED | INSTALLED | solar_pv |  | node_1365897_778_15291074_856 | AN | 8101202
solar_load_220348235 |  | 0 | 0 | 0 | 0.001 | 2665.542104015967 | 6257.166977104107 | OPTIMIZED | INSTALLED | solar_pv |  | node_1362556_59_15290067_666 | AN | 8101202
solar_load_220348236 |  | 0 | 0 | 0 | 0.001 | 5218.6692293582455 | 12250.448872726998 | OPTIMIZED | INSTALLED | solar_pv |  | node_1362368_268_15289843_35 | AN | 8101202
solar_load_220348237 |  | 0 | 0 | 0 | 0.001 | 1622.4158013749557 | 3808.5036084045514 | OPTIMIZED | INSTALLED | solar_pv |  | node_1362104_126_15289601_102 | AN | 8101202
solar_load_220348337 |  | 0 | 0 | 0 | 0.001 | 0 | 0 | OPTIMIZED | INSTALLED | solar_pv |  | node_1367469_312_15291353_049 | AN | 8101202
solar_load_220348338 |  | 0 | 0 | 0 | 0.001 | 1078.384611769901 | 2531.430237718139 | OPTIMIZED | INSTALLED | solar_pv |  | node_1367082_451_15291186_549 | AN | 8101202
solar_load_220348339 |  | 0 | 0 | 0 | 0.001 | 1078.384611769901 | 2531.430237718139 | OPTIMIZED | INSTALLED | solar_pv |  | node_1367101_168_15291195_533 | BN | 8101202
solar_load_220348340 |  | 0 | 0 | 0 | 0.001 | 1078.384611769901 | 2531.430237718139 | OPTIMIZED | INSTALLED | solar_pv |  | node_1367062_673_15291184_36 | CN | 8101202
solar_load_220348341 |  | 0 | 0 | 0 | 0.001 | 0 | 0 | OPTIMIZED | INSTALLED | solar_pv |  | node_1366539_772_15291184_554 | AN | 8101202
solar_load_220348474 |  | 0 | 0 | 0 | 0.001 | 3799.815079833359 | 8919.791222680322 | OPTIMIZED | INSTALLED | solar_pv |  | node_1362079_244_15289933_003 | AN | 8101202
solar_load_220348508 |  | 0 | 0 | 0 | 0.001 | 1135.2859881171723 | 2665.001588652623 | OPTIMIZED | INSTALLED | solar_pv |  | node_1363923_35_15290256_646 | AN | 8101202
solar_load_220348509 |  | 0 | 0 | 0 | 0.001 | 2813.4026075858137 | 6604.259066259578 | OPTIMIZED | INSTALLED | solar_pv |  | node_1363611_573_15290203_218 | AN | 8101202
solar_load_220348510 |  | 0 | 0 | 0 | 0.001 | 140.6588049810239 | 330.1865383899077 | OPTIMIZED | INSTALLED | solar_pv |  | node_1362943_766_15290175_053 | AN | 8101202
solar_load_220348511 |  | 0 | 0 | 0 | 0.001 | 1699.3842645928735 | 3989.181682211509 | OPTIMIZED | INSTALLED | solar_pv |  | node_1364692_672_15290724_955 | AN | 8101202
solar_load_220348512 |  | 0 | 0 | 0 | 0.001 | 209.63807471605952 | 492.1100168163185 | OPTIMIZED | INSTALLED | solar_pv |  | node_1364857_064_15290277_158 | AN | 8101202
solar_load_220348513 |  | 0 | 0 | 0 | 0.001 | 2669.592832468935 | 6266.676349409736 | OPTIMIZED | INSTALLED | solar_pv |  | node_1364378_957_15290308_808 | AN | 8101202
solar_load_220348553 |  | 0 | 0 | 0 | 0.001 | 4437.843773187253 | 10417.517360816944 | OPTIMIZED | INSTALLED | solar_pv |  | node_1364150_884_15289894_51 | AN | 8101202
solar_load_220348554 |  | 0 | 0 | 0 | 0.001 | 6151.406577925128 | 14439.981846098157 | OPTIMIZED | INSTALLED | solar_pv |  | node_1364070_478_15289575_528 | AN | 8101202
solar_load_220348555 |  | 0 | 0 | 0 | 0.001 | 7327.202161877742 | 17200.07715780707 | OPTIMIZED | INSTALLED | solar_pv |  | node_1364334_026_15288864_851 | AN | 8101202
solar_load_220348556 |  | 0 | 0 | 0 | 0.001 | 1788.5059037293088 | 4198.387872935355 | OPTIMIZED | INSTALLED | solar_pv |  | node_1364789_666_15288796_954 | AN | 8101202
solar_load_220348557 |  | 0 | 0 | 0 | 0.001 | 303.8231244187039 | 713.2029229222006 | OPTIMIZED | INSTALLED | solar_pv |  | node_1364971_255_15288695_311 | AN | 8101202
solar_load_220348558 |  | 0 | 0 | 0 | 0.001 | 5666.302128893827 | 13301.234512499042 | OPTIMIZED | INSTALLED | solar_pv |  | node_1364992_23_15288333_627 | AN | 8101202
solar_load_220348559 |  | 0 | 0 | 0 | 0.001 | 4493.544591280938 | 10548.271230019347 | OPTIMIZED | INSTALLED | solar_pv |  | node_1364581_363_15289960_273 | AN | 8101202
solar_load_220348560 |  | 0 | 0 | 0 | 0.001 | 5138.662719800601 | 12062.638769690822 | OPTIMIZED | INSTALLED | solar_pv |  | node_1364843_437_15289579_63 | AN | 8101202
solar_load_220348561 |  | 0 | 0 | 0 | 0.001 | 5700.735632049819 | 13382.064177096892 | OPTIMIZED | INSTALLED | solar_pv |  | node_1364949_708_15289181_734 | AN | 8101202
solar_load_220348626 |  | 0 | 0 | 0 | 0.001 | 14534.9005702891 | 34119.62783259808 | OPTIMIZED | INSTALLED | solar_pv |  | node_1364530_698_15289597_131 | AN | 8101202
solar_load_220348750 |  | 0 | 0 | 0 | 0.001 | 703.2943550916578 | 1650.9326919495386 | OPTIMIZED | INSTALLED | solar_pv |  | node_1366840_065_15290638_738 | AN | 8101202
solar_load_220348764 |  | 0 | 0 | 0 | 0.001 | 1800.6587494612875 | 4226.915989852243 | OPTIMIZED | INSTALLED | solar_pv |  | node_1358727_394_15289053_809 | AN | 8101202
solar_load_220348765 |  | 0 | 0 | 0 | 0.001 | 6490.675557426526 | 15236.391776694612 | OPTIMIZED | INSTALLED | solar_pv |  | node_1359283_009_15289282_629 | AN | 8101202
solar_load_220348766 |  | 0 | 0 | 0 | 0.001 | 5539.709270448214 | 13004.066627948125 | OPTIMIZED | INSTALLED | solar_pv |  | node_1359752_16_15289407_723 | AN | 8101202
solar_load_220348767 |  | 0 | 0 | 0 | 0.001 | 10051.483460513658 | 23595.130033342804 | OPTIMIZED | INSTALLED | solar_pv |  | node_1358353_858_15288728_515 | AN | 8101202
solar_load_220348768 |  | 0 | 0 | 0 | 0.001 | 5867.838086330875 | 13774.325784704102 | OPTIMIZED | INSTALLED | solar_pv |  | node_1358659_213_15288774_624 | AN | 8101202
solar_load_220348769 |  | 0 | 0 | 0 | 0.001 | 7259.348498052079 | 17040.79517168778 | OPTIMIZED | INSTALLED | solar_pv |  | node_1358944_63_15288931_285 | AN | 8101202
solar_load_220348793 |  | 0 | 0 | 0 | 0.001 | 9194.701893051451 | 21583.8977907022 | OPTIMIZED | INSTALLED | solar_pv |  | node_1359279_736_15288317_375 | AN | 8101202
solar_load_220348794 |  | 0 | 0 | 0 | 0.001 | 2729.344709202126 | 6406.939590917769 | OPTIMIZED | INSTALLED | solar_pv |  | node_1359088_672_15287767_953 | AN | 8101202
solar_load_220348794-L-1 |  | 0 | 0 | 0 | 0.001 | 0 | 0 | OPTIMIZED | INSTALLED | solar_pv |  | node_1359088_672_15287767_953 | AN | 8101202
solar_load_220348795 |  | 0 | 0 | 0 | 0.001 | 5554.900492706457 | 13039.726774094233 | OPTIMIZED | INSTALLED | solar_pv |  | node_1359475_774_15287757_38 | AN | 8101202
solar_load_220348796 |  | 0 | 0 | 0 | 0.001 | 3289.39225722486 | 7721.610312171025 | OPTIMIZED | INSTALLED | solar_pv |  | node_1359792_772_15287980_434 | AN | 8101202
solar_load_220348797 |  | 0 | 0 | 0 | 0.001 | 1833.066558204257 | 4302.990968297277 | OPTIMIZED | INSTALLED | solar_pv |  | node_1359969_985_15288153_957 | AN | 8101202
solar_load_220348798 |  | 0 | 0 | 0 | 0.001 | 5225.758664524014 | 12267.09027426185 | OPTIMIZED | INSTALLED | solar_pv |  | node_1358982_857_15287618_064 | AN | 8101202
solar_load_220348799 |  | 0 | 0 | 0 | 0.001 | 3952.739324155953 | 9278.77002721783 | OPTIMIZED | INSTALLED | solar_pv |  | node_1359350_079_15288916_319 | AN | 8101202
solar_load_220348800 |  | 0 | 0 | 0 | 0.001 | 5431.345680600569 | 12749.69091877254 | OPTIMIZED | INSTALLED | solar_pv |  | node_1359777_942_15289089_09 | AN | 8101202
solar_load_220348801 |  | 0 | 0 | 0 | 0.001 | 6541.312964954003 | 15355.25893051498 | OPTIMIZED | INSTALLED | solar_pv |  | node_1358828_19_15288436_941 | AN | 8101202
solar_load_220348802 |  | 0 | 0 | 0 | 0.001 | 2887.3330244640056 | 6777.805110837314 | OPTIMIZED | INSTALLED | solar_pv |  | node_1359561_809_15288522_737 | AN | 8101202
solar_load_220348803 |  | 0 | 0 | 0 | 0.001 | 3535.488869136856 | 8299.304679738008 | OPTIMIZED | INSTALLED | solar_pv |  | node_1359617_257_15288680_167 | AN | 8101202
solar_load_220348874 |  | 0 | 0 | 0 | 0.001 | 6702.339326555608 | 15733.256479663745 | OPTIMIZED | INSTALLED | solar_pv |  | node_1359101_445_15287960_851 | AN | 8101202
solar_load_220348876 |  | 0 | 0 | 0 | 0.001 | 753.4813881807703 | 1768.7432488470577 | OPTIMIZED | INSTALLED | solar_pv |  | node_1358026_179_15288310_012 | AN | 8101202
solar_load_220348877 |  | 0 | 0 | 0 | 0.001 | 7320.113056898511 | 17183.43575627222 | OPTIMIZED | INSTALLED | solar_pv |  | node_1357982_158_15288162_745 | AN | 8101202
solar_load_220348878 |  | 0 | 0 | 0 | 0.001 | 8838.21599687879 | 20747.073027806815 | OPTIMIZED | INSTALLED | solar_pv |  | node_1358505_499_15288074_898 | AN | 8101202
solar_load_220348879 |  | 0 | 0 | 0 | 0.001 | 5722.002946987513 | 13431.988381701445 | OPTIMIZED | INSTALLED | solar_pv |  | node_1358345_066_15287662_224 | AN | 8101202
solar_load_220348995 |  | 0 | 0 | 0 | 0.001 | 4440.882149713517 | 10424.649390046166 | OPTIMIZED | INSTALLED | solar_pv |  | node_1363327_128_15289983_842 | AN | 8101202
solar_load_220348996 |  | 0 | 0 | 0 | 0.001 | 4854.081546093108 | 11394.605365220359 | OPTIMIZED | INSTALLED | solar_pv |  | node_1363029_003_15289721_864 | AN | 8101202
solar_load_220349016 |  | 0 | 0 | 0 | 0.001 | 609.5217083754625 | 1430.8082229607537 | OPTIMIZED | INSTALLED | solar_pv |  | node_1364082_137_15291034_509 | AN | 8101202
solar_load_220349017 |  | 0 | 0 | 0 | 0.001 | 609.5217083754625 | 1430.8082229607537 | OPTIMIZED | INSTALLED | solar_pv |  | node_1364063_593_15291024_883 | BN | 8101202
solar_load_220349018 |  | 0 | 0 | 0 | 0.001 | 609.5217083754625 | 1430.8082229607537 | OPTIMIZED | INSTALLED | solar_pv |  | node_1364101_87_15291037_382 | CN | 8101202
solar_load_220349019 |  | 0 | 0 | 0 | 0.001 | 1828.565455312926 | 4292.4249990688 | OPTIMIZED | INSTALLED | solar_pv |  | node_1363946_693_15290945_955 | AN | 8101202
solar_load_220349026 |  | 0 | 0 | 0 | 0.001 | 4360.425265717509 | 10235.782690087137 | OPTIMIZED | INSTALLED | solar_pv |  | node_1362885_912_15290786_383 | AN | 8101202
solar_load_220349029 |  | 0 | 0 | 0 | 0.001 | 7091.232701284703 | 16646.156221004163 | OPTIMIZED | INSTALLED | solar_pv |  | node_1366008_868_15290487_665 | AN | 8101202
solar_load_220349037 |  | 0 | 0 | 0 | 0.001 | 346.35841466716863 | 813.0513321313088 | OPTIMIZED | INSTALLED | solar_pv |  | node_1366280_924_15290509_465 | AN | 8101202
solar_load_220349040 |  | 0 | 0 | 0 | 0.001 | 6467.3825480758105 | 15181.712885937244 | OPTIMIZED | INSTALLED | solar_pv |  | node_1367425_663_15290891_647 | AN | 8101202
solar_load_220349057 |  | 0 | 0 | 0 | 0.001 | 6095.705429644904 | 14309.227976895752 | OPTIMIZED | INSTALLED | solar_pv |  | node_1366581_557_15289769_406 | AN | 8101202
solar_load_220349068 |  | 0 | 0 | 0 | 0.001 | 6732.721440885555 | 15804.576771955964 | OPTIMIZED | INSTALLED | solar_pv |  | node_1363200_106_15289522_287 | AN | 8101202
solar_load_220349069 |  | 0 | 0 | 0 | 0.001 | 3394.717470546241 | 7968.853992117389 | OPTIMIZED | INSTALLED | solar_pv |  | node_1363364_381_15289491_9 | AN | 8101202
solar_load_220349077 |  | 0 | 0 | 0 | 0.001 | 4916.871799352563 | 11542.000635957613 | OPTIMIZED | INSTALLED | solar_pv |  | node_1362886_6_15290075_998 | AN | 8101202
solar_load_220349078 |  | 0 | 0 | 0 | 0.001 | 3904.1276110414988 | 9164.657559550278 | OPTIMIZED | INSTALLED | solar_pv |  | node_1362857_301_15289480_65 | AN | 8101202
solar_load_220349079 |  | 0 | 0 | 0 | 0.001 | 421.97674512961004 | 990.5596151697231 | OPTIMIZED | INSTALLED | solar_pv |  | node_1363314_614_15290617_731 | AN | 8101202
solar_load_220349080 |  | 0 | 0 | 0 | 0.001 | 1406.5887101833157 | 3301.865383899077 | OPTIMIZED | INSTALLED | solar_pv |  | node_1363288_22_15290503_692 | AN | 8101202
solar_load_220349081 |  | 0 | 0 | 0 | 0.001 | 1500.361356899511 | 3521.989852887861 | OPTIMIZED | INSTALLED | solar_pv |  | node_1363498_488_15290306_597 | AN | 8101202
solar_load_220349082 |  | 0 | 0 | 0 | 0.001 | 1500.361356899511 | 3521.989852887861 | OPTIMIZED | INSTALLED | solar_pv |  | node_1363502_257_15290332_776 | BN | 8101202
solar_load_220349083 |  | 0 | 0 | 0 | 0.001 | 1500.361356899511 | 3521.989852887861 | OPTIMIZED | INSTALLED | solar_pv |  | node_1363489_808_15290282_572 | CN | 8101202
solar_load_220349093 |  | 0 | 0 | 0 | 0.001 | 5557.938539046183 | 13046.858803323456 | OPTIMIZED | INSTALLED | solar_pv |  | node_1364638_333_15288523_519 | AN | 8101202
solar_load_220349094 |  | 0 | 0 | 0 | 0.001 | 7859.9056419102535 | 18450.55961599733 | OPTIMIZED | INSTALLED | solar_pv |  | node_1364189_772_15288682_03 | AN | 8101202
solar_load_220349096 |  | 0 | 0 | 0 | 0.001 | 3961.8541235482066 | 9300.166114905496 | OPTIMIZED | INSTALLED | solar_pv |  | node_1364361_669_15288156_23 | AN | 8101202
solar_load_220349097 |  | 0 | 0 | 0 | 0.001 | 2780.9947988428435 | 6528.184087814543 | OPTIMIZED | INSTALLED | solar_pv |  | node_1364779_445_15288200_687 | AN | 8101202
solar_load_220349158 |  | 0 | 0 | 0 | 0.001 | 984.6122952402441 | 2311.305768729354 | OPTIMIZED | INSTALLED | solar_pv |  | node_1365153_321_15291210_311 | AN | 8101202
solar_load_220349159 |  | 0 | 0 | 0 | 0.001 | 281.3176099620478 | 660.3730767798154 | OPTIMIZED | INSTALLED | solar_pv |  | node_1365128_33_15291583_684 | AN | 8101202
solar_load_220349319 |  | 0 | 0 | 0 | 0.001 | 1074.014923120849 | 2521.1723325299795 | OPTIMIZED | INSTALLED | solar_pv |  | node_1358894_054_15289345_025 | AN | 8101202
solar_load_220349320 |  | 0 | 0 | 0 | 0.001 | 1074.014923120849 | 2521.1723325299795 | OPTIMIZED | INSTALLED | solar_pv |  | node_1358907_458_15289348_149 | AN | 8101202
solar_load_220349576 |  | 0 | 0 | 0 | 0.001 | 18.229268597968417 | 42.792175375332036 | OPTIMIZED | INSTALLED | solar_pv |  | node_1363090_146_15292195_736 | AN | 8101202
solar_load_220349577 |  | 0 | 0 | 0 | 0.001 | 4856.106910319591 | 11399.360051373173 | OPTIMIZED | INSTALLED | solar_pv |  | node_1362599_941_15292227_223 | AN | 8101202
solar_load_220349578 |  | 0 | 0 | 0 | 0.001 | 391.9317512553588 | 920.0317705696389 | OPTIMIZED | INSTALLED | solar_pv |  | node_1362189_139_15292142_412 | AN | 8101202
solar_load_220349580 |  | 0 | 0 | 0 | 0.001 | 4335.556606205597 | 10177.405710099803 | OPTIMIZED | INSTALLED | solar_pv |  | node_1361723_085_15292249_811 | AN | 8101202
solar_load_220349581 |  | 0 | 0 | 0 | 0.001 | 6445.1022208383365 | 15129.411338256285 | OPTIMIZED | INSTALLED | solar_pv |  | node_1361099_569_15292268_192 | AN | 8101202
solar_load_220350119 |  | 0 | 0 | 0 | 0.001 | 6549.414752046476 | 15374.277675126237 | OPTIMIZED | INSTALLED | solar_pv |  | node_1363412_339_15291606_493 | AN | 8101202
solar_load_220350120 |  | 0 | 0 | 0 | 0.001 | 4009.453154549419 | 9411.901239496641 | OPTIMIZED | INSTALLED | solar_pv |  | node_1363703_093_15291512_304 | AN | 8101202
solar_load_220350121 |  | 0 | 0 | 0 | 0.001 | 1125.271100221268 | 2641.4923071192616 | OPTIMIZED | INSTALLED | solar_pv |  | node_1362952_824_15291580_676 | AN | 8101202
solar_load_220350122 |  | 0 | 0 | 0 | 0.001 | 13858.387645326251 | 32531.562657557977 | OPTIMIZED | INSTALLED | solar_pv |  | node_1362754_689_15291748_025 | AN | 8101202
solar_load_220350123 |  | 0 | 0 | 0 | 0.001 | 0 | 0 | OPTIMIZED | INSTALLED | solar_pv |  | node_1362789_513_15290951_676 | AN | 8101202
solar_load_220350124 |  | 0 | 0 | 0 | 0.001 | 0 | 0 | OPTIMIZED | INSTALLED | solar_pv |  | node_1362785_505_15290977_715 | BN | 8101202
solar_load_220350125 |  | 0 | 0 | 0 | 0.001 | 0 | 0 | OPTIMIZED | INSTALLED | solar_pv |  | node_1362788_357_15290925_083 | CN | 8101202
solar_load_220350126 |  | 0 | 0 | 0 | 0.001 | 8224.493325175392 | 19306.40312350397 | OPTIMIZED | INSTALLED | solar_pv |  | node_1361660_001_15292453_792 | AN | 8101202
solar_load_220350127 |  | 0 | 0 | 0 | 0.001 | 5659.213023914596 | 13284.59311096419 | OPTIMIZED | INSTALLED | solar_pv |  | node_1362953_826_15292401_551 | AN | 8101202
solar_load_220350128 |  | 0 | 0 | 0 | 0.001 | 5460.7151128172745 | 12818.633867988354 | OPTIMIZED | INSTALLED | solar_pv |  | node_1362395_163_15292429_776 | AN | 8101202
solar_load_220350130 |  | 0 | 0 | 0 | 0.001 | 5490.084875220518 | 12887.576817204164 | OPTIMIZED | INSTALLED | solar_pv |  | node_1362302_904_15291363_658 | AN | 8101202
solar_load_220350131 |  | 0 | 0 | 0 | 0.001 | 6545.364023593508 | 15364.768302820608 | OPTIMIZED | INSTALLED | solar_pv |  | node_1362374_656_15291187_988 | AN | 8101202
solar_load_220350133 |  | 0 | 0 | 0 | 0.001 | 1021.8586575167793 | 2398.739164095002 | OPTIMIZED | INSTALLED | solar_pv |  | node_1362090_594_15292430_585 | AN | 8101202
solar_load_220350134 |  | 0 | 0 | 0 | 0.001 | 8324.754797744024 | 19541.7600880683 | OPTIMIZED | INSTALLED | solar_pv |  | node_1362051_529_15291274_797 | AN | 8101202
solar_load_220350135 |  | 0 | 0 | 0 | 0.001 | 7716.095866793376 | 18112.97689914749 | OPTIMIZED | INSTALLED | solar_pv |  | node_1362058_409_15291717_423 | AN | 8101202
solar_load_220350136 |  | 0 | 0 | 0 | 0.001 | 0 | 0 | OPTIMIZED | INSTALLED | solar_pv |  | node_1362080_41_15292263_45 | AN | 8101202
solar_load_220350137 |  | 0 | 0 | 0 | 0.001 | 6140.26641430639 | 14413.831072257673 | OPTIMIZED | INSTALLED | solar_pv |  | node_1361213_854_15291931_314 | AN | 8101202
solar_load_220350138 |  | 0 | 0 | 0 | 0.001 | 5448.562267085295 | 12790.105751071464 | OPTIMIZED | INSTALLED | solar_pv |  | node_1361239_573_15291512_968 | AN | 8101202
solar_load_220350139 |  | 0 | 0 | 0 | 0.001 | 5138.662719800601 | 12062.638769690822 | OPTIMIZED | INSTALLED | solar_pv |  | node_1361270_838_15291036_592 | AN | 8101202
solar_load_220350144 |  | 0 | 0 | 0 | 0.001 | 0 | 0 | OPTIMIZED | INSTALLED | solar_pv |  | node_1360832_195_15291957_516 | AN | 8101202
solar_load_220350145 |  | 0 | 0 | 0 | 0.001 | 46.8861582648285 | 110.06206940112311 | OPTIMIZED | INSTALLED | solar_pv |  | node_1360783_788_15291792_22 | AN | 8101202
solar_load_220350146 |  | 0 | 0 | 0 | 0.001 | 2646.9750545892257 | 6213.582354036639 | OPTIMIZED | INSTALLED | solar_pv |  | node_1360785_882_15291765_762 | BN | 8101202
solar_load_220350147 |  | 0 | 0 | 0 | 0.001 | 46.8861582648285 | 110.06206940112311 | OPTIMIZED | INSTALLED | solar_pv |  | node_1360786_87_15291818_553 | CN | 8101202
solar_load_220350148 |  | 0 | 0 | 0 | 0.001 | 4996.878308910207 | 11729.810738993794 | OPTIMIZED | INSTALLED | solar_pv |  | node_1360815_159_15291258_751 | AN | 8101202
solar_load_220350149 |  | 0 | 0 | 0 | 0.001 | 6663.854764760112 | 15642.917442760268 | OPTIMIZED | INSTALLED | solar_pv |  | node_1360832_625_15290870_216 | AN | 8101202
solar_load_220350150 |  | 0 | 0 | 0 | 0.001 | 2368.301578426605 | 5559.416784178555 | OPTIMIZED | INSTALLED | solar_pv |  | node_1360688_667_15290870_472 | AN | 8101202
solar_load_220350151 |  | 0 | 0 | 0 | 0.001 | 2368.301578426605 | 5559.416784178555 | OPTIMIZED | INSTALLED | solar_pv |  | node_1360668_794_15290865_21 | AN | 8101202
solar_load_220350152 |  | 0 | 0 | 0 | 0.001 | 7474.0499833343465 | 17544.791903886136 | OPTIMIZED | INSTALLED | solar_pv |  | node_1361608_691_15291899_409 | AN | 8101202
solar_load_220350153 |  | 0 | 0 | 0 | 0.001 | 15113.177386909805 | 35477.09072922667 | OPTIMIZED | INSTALLED | solar_pv |  | node_1361601_125_15291476_872 | AN | 8101202
solar_load_220350154 |  | 0 | 0 | 0 | 0.001 | 5935.6920803430785 | 13933.607770823392 | OPTIMIZED | INSTALLED | solar_pv |  | node_1361582_281_15290849_65 | AN | 8101202
solar_load_220431768 |  | 0 | 0 | 0 | 0.001 | 140.6588049810239 | 330.1865383899077 | OPTIMIZED | INSTALLED | solar_pv |  | node_1363267_005_15291963_806 | AN | 8101202
solar_load_220431788 |  | 0 | 0 | 0 | 0.001 | 140.6588049810239 | 330.1865383899077 | OPTIMIZED | INSTALLED | solar_pv |  | node_1363285_329_15291953_794 | BN | 8101202
solar_load_220431790 |  | 0 | 0 | 0 | 0.001 | 140.6588049810239 | 330.1865383899077 | OPTIMIZED | INSTALLED | solar_pv |  | node_1363251_269_15291979_863 | CN | 8101202
solar_load_220440331 |  | 0 | 0 | 0 | 0.001 | 984.6122952402441 | 2311.305768729354 | OPTIMIZED | INSTALLED | solar_pv |  | node_1364379_048_15290909_235 | AN | 8101202
solar_load_220472889 |  | 0 | 0 | 0 | 0.001 | 8867.585759282032 | 20816.015977022627 | OPTIMIZED | INSTALLED | solar_pv |  | node_1362311_15291811_035 | AN | 8101202
solar_load_220490891 |  | 0 | 0 | 0 | 0.001 | 10133.515664484325 | 23787.694822531797 | OPTIMIZED | INSTALLED | solar_pv |  | node_1363722_314_15291982_091 | AN | 8101202
solar_load_220522870 |  | 0 | 0 | 0 | 0.001 | 1687.906650331902 | 3962.2384606788924 | OPTIMIZED | INSTALLED | solar_pv |  | node_1363817_594_15291002_698 | AN | 8101202
solar_load_220522946 |  | 0 | 0 | 0 | 0.001 | 1687.906650331902 | 3962.2384606788924 | OPTIMIZED | INSTALLED | solar_pv |  | node_1363798_419_15290995_706 | BN | 8101202
solar_load_220526832 |  | 0 | 0 | 0 | 0.001 | 22083.443938549593 | 51839.28619702897 | OPTIMIZED | INSTALLED | solar_pv |  | node_1364555_072_15291463_843 | ABCN | 8101202
solar_load_220527142 |  | 0 | 0 | 0 | 0.001 | 18988.94857803438 | 44575.18268263754 | OPTIMIZED | INSTALLED | solar_pv |  | node_1364804_906_15291530_098 | ABCN | 8101202
solar_load_220531007 |  | 0 | 0 | 0 | 0.001 | 9846.120971283211 | 23113.057357107 | OPTIMIZED | INSTALLED | solar_pv |  | node_1367446_81_15291098_448 | ABCN | 8101202
solar_load_220531202 |  | 0 | 0 | 0 | 0.001 | 15472.47680257609 | 36320.51955307639 | OPTIMIZED | INSTALLED | solar_pv |  | node_1364969_946_15291716_884 | ABCN | 8101202
solar_load_220532548 |  | 0 | 0 | 0 | 0.001 | 19129.607052828866 | 44905.36889084091 | OPTIMIZED | INSTALLED | solar_pv |  | node_1360999_875_15290102_921 | ABCN | 8101202
solar_load_220534795 |  | 0 | 0 | 0 | 0.001 | 2554.1401376420577 | 5995.6592386993 | OPTIMIZED | INSTALLED | solar_pv |  | node_1362196_549_15290408_704 | AN | 8101202
solar_load_220543242 |  | 0 | 0 | 0 | 0.001 | 0 | 0 | OPTIMIZED | INSTALLED | solar_pv |  | node_1362048_459_15290468_353 | AN | 8101202
solar_load_220543243 |  | 0 | 0 | 0 | 0.001 | 0 | 0 | OPTIMIZED | INSTALLED | solar_pv |  | node_1362018_185_15290464_692 | BN | 8101202
solar_load_220543244 |  | 0 | 0 | 0 | 0.001 | 0 | 0 | OPTIMIZED | INSTALLED | solar_pv |  | node_1362065_748_15290478_394 | CN | 8101202
solar_load_220547246 |  | 0 | 0 | 0 | 0.001 | 1219.0437469374633 | 2861.616776108046 | OPTIMIZED | INSTALLED | solar_pv |  | node_1366826_987_15291351_022 | AN | 8101202
solar_load_220547247 |  | 0 | 0 | 0 | 0.001 | 1219.0437469374633 | 2861.616776108046 | OPTIMIZED | INSTALLED | solar_pv |  | node_1366808_209_15291342_273 | BN | 8101202
solar_load_220547248 |  | 0 | 0 | 0 | 0.001 | 1219.0437469374633 | 2861.616776108046 | OPTIMIZED | INSTALLED | solar_pv |  | node_1366846_778_15291352_964 | CN | 8101202
solar_load_220566349 |  | 0 | 0 | 0 | 0.001 | 18285.65422294272 | 42924.24966050146 | OPTIMIZED | INSTALLED | solar_pv |  | node_1361386_916_15290031_4 | ABCN | 8101202
solar_load_220576640 |  | 0 | 0 | 0 | 0.001 | 1276.057386707787 | 2995.4522762732427 | OPTIMIZED | INSTALLED | solar_pv |  | node_1363132_419_15292227_857 | AN | 8101202
solar_load_220576646 |  | 0 | 0 | 0 | 0.001 | 1276.057386707787 | 2995.4522762732427 | OPTIMIZED | INSTALLED | solar_pv |  | node_1363118_115_15292209_275 | AN | 8101202
solar_load_220598204 |  | 0 | 0 | 0 | 0.001 | 355.47321405942205 | 834.4474198189747 | OPTIMIZED | INSTALLED | solar_pv |  | node_1367378_173_15290327_885 | AN | 8101202
solar_load_220598207 |  | 0 | 0 | 0 | 0.001 | 4660.647375748534 | 10940.532837626559 | OPTIMIZED | INSTALLED | solar_pv |  | node_1367691_276_15290541_313 | AN | 8101202
solar_load_220598208 |  | 0 | 0 | 0 | 0.001 | 281.3176099620478 | 660.3730767798154 | OPTIMIZED | INSTALLED | solar_pv |  | node_1367236_505_15290555_371 | AN | 8101202
solar_load_220598209 |  | 0 | 0 | 0 | 0.001 | 79.50033359429165 | 186.62143149797586 | OPTIMIZED | INSTALLED | solar_pv |  | node_1367545_413_15290543_267 | AN | 8101202
solar_load_220598210 |  | 0 | 0 | 0 | 0.001 | 79.50033359429165 | 186.62143149797586 | OPTIMIZED | INSTALLED | solar_pv |  | node_1367559_867_15290540_392 | BN | 8101202
solar_load_220598213 |  | 0 | 0 | 0 | 0.001 | 685.6277243551058 | 1609.4612627277659 | OPTIMIZED | INSTALLED | solar_pv |  | node_1367532_991_15290375_958 | AN | 8101202
solar_load_220598215 |  | 0 | 0 | 0 | 0.001 | 281.3176099620478 | 660.3730767798154 | OPTIMIZED | INSTALLED | solar_pv |  | node_1366924_589_15290397_63 | AN | 8101202
solar_load_220598248 |  | 0 | 0 | 0 | 0.001 | 847.6667680699529 | 1989.8361549529398 | OPTIMIZED | INSTALLED | solar_pv |  | node_1368182_985_15290399_782 | AN | 8101202
solar_load_220598249 |  | 0 | 0 | 0 | 0.001 | 2807.326184719824 | 6589.995007801134 | OPTIMIZED | INSTALLED | solar_pv |  | node_1368022_044_15290399_089 | AN | 8101202
solar_load_220598250 |  | 0 | 0 | 0 | 0.001 | 1500.361356899511 | 3521.989852887861 | OPTIMIZED | INSTALLED | solar_pv |  | node_1365147_699_15290877_607 | AN | 8101202
solar_load_220598251 |  | 0 | 0 | 0 | 0.001 | 1500.361356899511 | 3521.989852887861 | OPTIMIZED | INSTALLED | solar_pv |  | node_1365156_154_15290853_6 | BN | 8101202
solar_load_220598253 |  | 0 | 0 | 0 | 0.001 | 1500.361356899511 | 3521.989852887861 | OPTIMIZED | INSTALLED | solar_pv |  | node_1365144_176_15290903_777 | CN | 8101202
solar_load_220598269 |  | 0 | 0 | 0 | 0.001 | 15871.722515843325 | 37257.72069345576 | OPTIMIZED | INSTALLED | solar_pv |  | node_1366191_823_15290776_935 | AN | 8101202
solar_load_220598270 |  | 0 | 0 | 0 | 0.001 | 3112.1619912517704 | 7305.575273799741 | OPTIMIZED | INSTALLED | solar_pv |  | node_1366276_96_15290138_36 | AN | 8101202
solar_load_220598271 |  | 0 | 0 | 0 | 0.001 | 394.97012778162275 | 927.1637997988607 | OPTIMIZED | INSTALLED | solar_pv |  | node_1366598_002_15291035_228 | AN | 8101202
solar_load_220598272 |  | 0 | 0 | 0 | 0.001 | 0 | 0 | OPTIMIZED | INSTALLED | solar_pv |  | node_1365860_836_15290314_081 | AN | 8101202
solar_load_220598275 |  | 0 | 0 | 0 | 0.001 | 1060.342889125738 | 2489.07820099848 | OPTIMIZED | INSTALLED | solar_pv |  | node_1366198_934_15289907_168 | AN | 8101202
solar_load_220598311 |  | 0 | 0 | 0 | 0.001 | 703.2943550916578 | 1650.9326919495386 | OPTIMIZED | INSTALLED | solar_pv |  | node_1362679_074_15290581_459 | AN | 8101202
solar_load_220598313 |  | 0 | 0 | 0 | 0.001 | 703.2943550916578 | 1650.9326919495386 | OPTIMIZED | INSTALLED | solar_pv |  | node_1362668_6_15290577_196 | BN | 8101202
solar_load_220598320 |  | 0 | 0 | 0 | 0.001 | 703.2943550916578 | 1650.9326919495386 | OPTIMIZED | INSTALLED | solar_pv |  | node_1362692_811_15290584_43 | CN | 8101202
solar_load_220598326 |  | 0 | 0 | 0 | 0.001 | 6961.601796499364 | 16341.856307224025 | OPTIMIZED | INSTALLED | solar_pv |  | node_1366649_316_15290155_922 | AN | 8101202
solar_load_220598327 |  | 0 | 0 | 0 | 0.001 | 703.2943550916578 | 1650.9326919495386 | OPTIMIZED | INSTALLED | solar_pv |  | node_1366610_851_15290674_285 | AN | 8101202
solar_load_220598329 |  | 0 | 0 | 0 | 0.001 | 4160.352034645529 | 9766.125357881334 | OPTIMIZED | INSTALLED | solar_pv |  | node_1365616_545_15290700_742 | AN | 8101202
solar_load_220598549 |  | 0 | 0 | 0 | 0.001 | 1687.906650331902 | 3962.2384606788924 | OPTIMIZED | INSTALLED | solar_pv |  | node_1363837_428_15291002_802 | CN | 8101202
solar_load_220599279 |  | 0 | 0 | 0 | 0.001 | 0 | 0 | OPTIMIZED | INSTALLED | solar_pv |  | node_1358687_461_15289451_437 | AN | 8101202
solar_load_220616456 |  | 0 | 0 | 0 | 0.001 | 7271.501343784056 | 17069.323288604668 | OPTIMIZED | INSTALLED | solar_pv |  | node_1358546_267_15288377_594 | AN | 8101202
solar_load_220617846 |  | 0 | 0 | 0 | 0.001 | 0 | 0 | OPTIMIZED | INSTALLED | solar_pv |  | node_1363211_548_15290827_764 | AN | 8101202
solar_load_220617850 |  | 0 | 0 | 0 | 0.001 | 0 | 0 | OPTIMIZED | INSTALLED | solar_pv |  | node_1363206_919_15290843_389 | BN | 8101202
solar_load_220617851 |  | 0 | 0 | 0 | 0.001 | 0 | 0 | OPTIMIZED | INSTALLED | solar_pv |  | node_1363213_032_15290817_355 | CN | 8101202
solar_load_220621619 |  | 0 | 0 | 0 | 0.001 | 23068.05623378984 | 54150.592626131394 | OPTIMIZED | INSTALLED | solar_pv |  | node_1367229_808_15291036_486 | ABCN | 8101202
solar_load_220623858 |  | 0 | 0 | 0 | 0.001 | 281.3176099620478 | 660.3730767798154 | OPTIMIZED | INSTALLED | solar_pv |  | node_1360084_036_15289977_248 | AN | 8101202
solar_load_220623859 |  | 0 | 0 | 0 | 0.001 | 7173.602686084141 | 16839.513457885292 | OPTIMIZED | INSTALLED | solar_pv |  | node_1362995_552_15290616_852 | AN | 8101202
solar_load_220623860 |  | 0 | 0 | 0 | 0.001 | 7173.602686084141 | 16839.513457885292 | OPTIMIZED | INSTALLED | solar_pv |  | node_1362980_701_15290605_126 | BN | 8101202
solar_load_220623861 |  | 0 | 0 | 0 | 0.001 | 281.3176099620478 | 660.3730767798154 | OPTIMIZED | INSTALLED | solar_pv |  | node_1360062_497_15289970_379 | AN | 8101202
solar_load_220623864 |  | 0 | 0 | 0 | 0.001 | 7173.602686084141 | 16839.513457885292 | OPTIMIZED | INSTALLED | solar_pv |  | node_1363010_284_15290629_606 | CN | 8101202
solar_load_220633307 |  | 0 | 0 | 0 | 0.001 | 7876.897371362337 | 18490.446480021372 | OPTIMIZED | INSTALLED | solar_pv |  | node_1363343_817_15290951_978 | ABCN | 8101202
solar_load_220647757 |  | 0 | 0 | 0 | 0.001 | 0 | 0 | OPTIMIZED | INSTALLED | solar_pv |  | node_1365072_783_15291053_825 | AN | 8101202
solar_load_220649922 |  | 0 | 0 | 0 | 0.001 | 1969.2242602939498 | 4622.611537458708 | OPTIMIZED | INSTALLED | solar_pv |  | node_1363625_955_15290963_98 | AN | 8101202
solar_load_220649923 |  | 0 | 0 | 0 | 0.001 | 1969.2242602939498 | 4622.611537458708 | OPTIMIZED | INSTALLED | solar_pv |  | node_1363644_581_15290973_308 | BN | 8101202
solar_load_220649924 |  | 0 | 0 | 0 | 0.001 | 1969.2242602939498 | 4622.611537458708 | OPTIMIZED | INSTALLED | solar_pv |  | node_1363664_337_15290975_863 | CN | 8101202
solar_load_220651156 |  | 0 | 0 | 0 | 0.001 | 7530.763813727813 | 17677.923116164944 | OPTIMIZED | INSTALLED | solar_pv |  | node_1363500_079_15292072_177 | AN | 8101202
solar_load_220655937 |  | 0 | 0 | 0 | 0.001 | 1386.4463407819164 | 3254.5826716016422 | OPTIMIZED | INSTALLED | solar_pv |  | node_1365958_675_15290095_354 | AN | 8101202
solar_load_310000632 |  | 0 | 0 | 0 | 0.001 | 1828.565455312926 | 4292.4249990688 | OPTIMIZED | INSTALLED | solar_pv |  | node_1358986_729_15289429_98 | AN | 8101202
solar_load_312102743 |  | 0 | 0 | 0 | 0.001 | 0 | 0 | OPTIMIZED | INSTALLED | solar_pv |  | node_1359229_693_15287875_811 | AN | 8101202
solar_load_312102743-L-1 |  | 0 | 0 | 0 | 0.001 | 0 | 0 | OPTIMIZED | INSTALLED | solar_pv |  | node_1359229_693_15287875_811 | AN | 8101202

## Storage
Name | GroupId | InitStateOfCharge | SpinningReserveCharge | SpinningReserveDischarge | NonSpinningReserveCharge | NonSpinningReserveDischarge | RegulationUpCharge | RegulationUpDischarge | RegulationDownCharge | RegulationDownDischarge | ChargeEfficiency | DischargeEfficiency | CommitmentStatus | ConstructionTime | CalendarLife | YearOfInstallation | DepthOfDischarge | ReactivePower | ReactivePowerA | ReactivePowerB | ReactivePowerC | ActivePower | ActivePowerA | ActivePowerB | ActivePowerC | Energy | MaxEnergy | PowerCharge | PowerDischarge | RampUpLimit | RampDownLimit | CapitalCost | FixedOperatingCost | VariableOperatingCost | MaxReactivePower | MaxActivePower | OutputSchedule | PlanningStatus | UnitType | UnitSubtype | ParentNode | Phases | Feeder | Comments

## Switch
Name | GroupId | OperatingMode | PhaseAState | PhaseBState | PhaseCState | CurrentInAReal | CurrentInAImag | CurrentInA | CurrentInBReal | CurrentInBImag | CurrentInB | CurrentInCReal | CurrentInCImag | CurrentInC | CurrentOutAReal | CurrentOutAImag | CurrentOutA | CurrentOutBReal | CurrentOutBImag | CurrentOutB | CurrentOutCReal | CurrentOutCImag | CurrentOutC | ActivePowerInA | ReactivePowerInA | PowerInA | ActivePowerInB | ReactivePowerInB | PowerInB | ActivePowerInC | ReactivePowerInC | PowerInC | ActivePowerOutA | ReactivePowerOutA | PowerOutA | ActivePowerOutB | ReactivePowerOutB | PowerOutB | ActivePowerOutC | ReactivePowerOutC | PowerOutC | Status | From | To | Length | Phases | Feeder | Comments
switch_220625779 |  | INDIVIDUAL | CLOSED | CLOSED | CLOSED | 0 | 0 | 0+0j | 0 | 0 | 0+0j | 0 | 0 | 0+0j | 0 | 0 | 0+0j | 0 | 0 | 0+0j | 0 | 0 | 0+0j | 0 | 0 | 0+0j | 0 | 0 | 0+0j | 0 | 0 | 0+0j | 0 | 0 | 0+0j | 0 | 0 | 0+0j | 0 | 0 | 0+0j | OPEN | node_intto1_8101202_200863825 | node_8101202_200863825 | 0 | ABCN | 8101202

## TransformerConfiguration
Name | ConnectType | NoLoadLoss | PowerRating | ReactanceResistanceRatio | FullLoadLoss | PowerARating | PowerBRating | PowerCRating | ShuntResistance | ShuntReactance | ShuntImpedance | Impedance | PrimaryVoltage | SecondaryVoltage | CoreCoilWeight | InstalledInsulationLife | InstallType | CoolantType | CoolingType | Feeder | Comments
config_transformer_220463006 | UNKNOWN | 0 | 100 | 10 | 0 | 0 | 0 | 0 | 0 | 0 | 0+0j | 0.004+0.04j | 4800 | 12470 | 0 | 0 | UNKNOWN | UNKNOWN | UNKNOWN | 8101202
config_transformer_220598260 | UNKNOWN | 0 | 1500 | 10 | 0 | 0 | 0 | 0 | 0 | 0 | 0+0j | 0.005+0.047j | 4800 | 12470 | 0 | 0 | UNKNOWN | UNKNOWN | UNKNOWN | 8101202
config_transformer_220598262 | UNKNOWN | 0 | 1500 | 10 | 0 | 0 | 0 | 0 | 0 | 0 | 0+0j | 0.005+0.047j | 4800 | 12470 | 0 | 0 | UNKNOWN | UNKNOWN | UNKNOWN | 8101202
config_transformer_220598263 | UNKNOWN | 0 | 1500 | 10 | 0 | 0 | 0 | 0 | 0 | 0 | 0+0j | 0.005+0.047j | 4800 | 12470 | 0 | 0 | UNKNOWN | UNKNOWN | UNKNOWN | 8101202

## UndergroundLineConductor
Name | OuterDiameter | ConductorGMR | ConductorDiameter | ConductorResistance | NeutralGMR | NeutralDiameter | NeutralResistance | NeutralStrands | InsulationRelativePermittivity | ShieldGMR | ShieldResitance | RatingSummerContinuous | RatingSummerEmergency | RatingWinterContinuous | RatingWinterEmergency | Feeder | Comments
und_cond_1P_2ALURD | 0 | 0 | 0 | 0 | 0 | 0 | 0 | 0 | 0 | 0 | 0 | 125 | 125 | 140 | 140 | 8101202
und_cond_1P_2ALURD_2AL(N) | 0 | 0 | 0 | 0 | 0 | 0 | 0 | 0 | 0 | 0 | 0 | 125 | 125 | 140 | 140 | 8101202
und_cond_3P_1/0ALURD_1/0AL(N) | 0 | 0 | 0 | 0 | 0 | 0 | 0 | 0 | 0 | 0 | 0 | 160 | 160 | 180 | 180 | 8101202
und_cond_3P_2ALURD | 0 | 0 | 0 | 0 | 0 | 0 | 0 | 0 | 0 | 0 | 0 | 125 | 125 | 140 | 140 | 8101202
und_cond_3P_2ALURD_2AL(N) | 0 | 0 | 0 | 0 | 0 | 0 | 0 | 0 | 0 | 0 | 0 | 125 | 125 | 140 | 140 | 8101202
und_cond_3P_4/0ALURD_4/0AL(N) | 0 | 0 | 0 | 0 | 0 | 0 | 0 | 0 | 0 | 0 | 0 | 297 | 297 | 312 | 312 | 8101202
und_cond_3P_WYECUST | 0 | 0 | 0 | 0 | 0 | 0 | 0 | 0 | 0 | 0 | 0 | 685 | 685 | 685 | 685 | 8101202
und_cond_TAPWIRE_UG | 0 | 0 | 0 | 0 | 0 | 0 | 0 | 0 | 0 | 0 | 0 | 99999999 | 99999999 | 99999999 | 99999999 | 8101202

## UndergroundLineConfiguration
Name | ConductorA | ConductorB | ConductorC | ConductorN | LineSpacing | Capacitance11 | Capacitance12 | Capacitance13 | Capacitance21 | Capacitance22 | Capacitance23 | Capacitance31 | Capacitance32 | Capacitance33 | Impedance11 | Impedance12 | Impedance13 | Impedance21 | Impedance22 | Impedance23 | Impedance31 | Impedance32 | Impedance33 | Feeder | Comments
und_1P_2ALURD | und_cond_1P_2ALURD | und_cond_1P_2ALURD | und_cond_1P_2ALURD |  |  | 401.497 | 0 | 0 | 0 | 401.497 | 0 | 0 | 0 | 401.497 | 2.379+0.823j | 0+0j | 0+0j | 0+0j | 2.379+0.823j | 0+0j | 0+0j | 0+0j | 2.379+0.823j | 8101202
und_1P_2ALURD_2AL(N) | und_cond_1P_2ALURD_2AL(N) | und_cond_1P_2ALURD_2AL(N) | und_cond_1P_2ALURD_2AL(N) |  |  | 401.497 | 0 | 0 | 0 | 401.497 | 0 | 0 | 0 | 401.497 | 2.379+0.823j | 0+0j | 0+0j | 0+0j | 2.379+0.823j | 0+0j | 0+0j | 0+0j | 2.379+0.823j | 8101202
und_3P_1/0ALURD_1/0AL(N) | und_cond_3P_1/0ALURD_1/0AL(N) | und_cond_3P_1/0ALURD_1/0AL(N) | und_cond_3P_1/0ALURD_1/0AL(N) |  |  | 530.19 | 0 | 0 | 0 | 530.19 | 0 | 0 | 0 | 530.19 | 1.489+0.467j | 0.385+0.07j | 0.385+0.07j | 0.385+0.07j | 1.489+0.467j | 0.385+0.07j | 0.385+0.07j | 0.385+0.07j | 1.489+0.467j | 8101202
und_3P_2ALURD | und_cond_3P_2ALURD | und_cond_3P_2ALURD | und_cond_3P_2ALURD |  |  | 401.498 | 0 | 0 | 0 | 401.498 | 0 | 0 | 0 | 401.498 | 2.125+0.49j | 0.384+0.067j | 0.384+0.067j | 0.384+0.067j | 2.125+0.49j | 0.384+0.067j | 0.384+0.067j | 0.384+0.067j | 2.125+0.49j | 8101202
und_3P_2ALURD_2AL(N) | und_cond_3P_2ALURD_2AL(N) | und_cond_3P_2ALURD_2AL(N) | und_cond_3P_2ALURD_2AL(N) |  |  | 401.497 | 0 | 0 | 0 | 401.497 | 0 | 0 | 0 | 401.497 | 2.125+0.49j | 0.384+0.067j | 0.384+0.067j | 0.384+0.067j | 2.125+0.49j | 0.384+0.067j | 0.384+0.067j | 0.384+0.067j | 2.125+0.49j | 8101202
und_3P_4/0ALURD_4/0AL(N) | und_cond_3P_4/0ALURD_4/0AL(N) | und_cond_3P_4/0ALURD_4/0AL(N) | und_cond_3P_4/0ALURD_4/0AL(N) |  |  | 617.704 | 0 | 0 | 0 | 617.704 | 0 | 0 | 0 | 617.704 | 0.54+0.256j | 0.113+-0.045j | 0.113+-0.045j | 0.113+-0.045j | 0.54+0.256j | 0.113+-0.045j | 0.113+-0.045j | 0.113+-0.045j | 0.54+0.256j | 8101202
und_3P_WYECUST | und_cond_3P_WYECUST | und_cond_3P_WYECUST | und_cond_3P_WYECUST |  |  | 324.124 | 0 | 0 | 0 | 324.124 | 0 | 0 | 0 | 324.124 | 0.179+0.233j | 0.061+-0.024j | 0.061+-0.024j | 0.061+-0.024j | 0.179+0.233j | 0.061+-0.024j | 0.061+-0.024j | 0.061+-0.024j | 0.179+0.233j | 8101202
und_TAPWIRE_UG | und_cond_TAPWIRE_UG | und_cond_TAPWIRE_UG | und_cond_TAPWIRE_UG |  |  | 0 | 0 | 0 | 0 | 0 | 0 | 0 | 0 | 0 | 0.001+0.001j | 0+0j | 0+0j | 0+0j | 0.001+0.001j | 0+0j | 0+0j | 0+0j | 0.001+0.001j | 8101202

## Regulator
Name | GroupId | Configuration | SenseNode | Status | From | To | Length | Phases | Feeder | Comments

## Transformer
Name | GroupId | Configuration | AgingConstant | AgingGranularity | Climate | UseThermalModel | Status | From | To | Length | Phases | Feeder | Comments
transformer_220463006 |  | config_transformer_220463006 | 0 | 0 |  | False | OPEN | node_intto1_220463006 | node_220463006 | 0 | AD | 8101202
transformer_220598260 |  | config_transformer_220598260 | 0 | 0 |  | False | OPEN | node_220598260 | node_intto1_220598260 | 0 | ABCN | 8101202
transformer_220598262 |  | config_transformer_220598262 | 0 | 0 |  | False | OPEN | node_220598262 | node_intto1_220598262 | 0 | ABCN | 8101202
transformer_220598263 |  | config_transformer_220598263 | 0 | 0 |  | False | OPEN | node_8101202_201015163 | node_intto1_8101202_201015163 | 0 | ABCN | 8101202

## OverheadLine
Name | GroupId | Configuration | Length | Status | From | To | Phases | Feeder | Comments
oh_line_8101202_200861374 |  | bal_3P_4CU | 158.4 | OPEN | node_8101202_200861375 | node_8101202_200861374 | ABCD | 8101202
oh_line_8101202_200861375 |  | bal_3P_4CU | 105.60000000000001 | OPEN | node_8101202_200861377 | node_8101202_200861375 | ABCD | 8101202
oh_line_8101202_200861377 |  | bal_3P_477AL | 211.20000000000002 | OPEN | node_8101202_200861381 | node_8101202_200861377 | ABCD | 8101202
oh_line_8101202_200861378 |  | bal_3P_1/0AC | 52.800000000000004 | OPEN | node_8101202_200861377 | node_8101202_200861378 | ABCD | 8101202
oh_line_8101202_200861380 |  | bal_3P_1/0AC | 105.60000000000001 | OPEN | node_8101202_201041767 | node_8101202_200861380 | ABCD | 8101202
oh_line_8101202_200861381 |  | bal_3P_477AL | 158.4 | OPEN | node_8101202_200861382 | node_8101202_200861381 | ABCD | 8101202
oh_line_8101202_200861382 |  | bal_3P_4CU | 264 | OPEN | node_8101202_200861383 | node_8101202_200861382 | ABCD | 8101202
oh_line_8101202_200861383 |  | bal_3P_4CU | 316.8 | OPEN | node_8101202_200861386 | node_8101202_200861383 | ABCD | 8101202
oh_line_8101202_200861386 |  | bal_3P_4CU | 211.20000000000002 | OPEN | node_8101202_200861387 | node_8101202_200861386 | ABCD | 8101202
oh_line_8101202_200861387 |  | bal_3P_4CU | 105.60000000000001 | OPEN | node_8101202_201041768 | node_8101202_200861387 | ABCD | 8101202
oh_line_8101202_200861388 |  | bal_3P_1/0AC | 158.4 | OPEN | node_8101202_200861387 | node_8101202_200861388 | ABCD | 8101202
oh_line_8101202_200861391 |  | bal_3P_4CU | 105.60000000000001 | OPEN | node_8101202_200861393 | node_8101202_200861391 | ABCD | 8101202
oh_line_8101202_200861393 |  | bal_3P_4CU | 211.20000000000002 | OPEN | node_8101202_200861394 | node_8101202_200861393 | ABCD | 8101202
oh_line_8101202_200861394 |  | bal_3P_4CU | 105.60000000000001 | OPEN | node_8101202_200861395 | node_intto1_8101202_200861394 | ABCD | 8101202
oh_line_8101202_200861395 |  | bal_3P_4CU | 105.60000000000001 | OPEN | node_8101202_200861396 | node_8101202_200861395 | ABCD | 8101202
oh_line_8101202_200861396 |  | bal_3P_4CU | 211.20000000000002 | OPEN | node_8101202_200861397 | node_8101202_200861396 | ABCD | 8101202
oh_line_8101202_200861397 |  | bal_3P_4CU | 158.4 | OPEN | node_8101202_200861398 | node_8101202_200861397 | ABCD | 8101202
oh_line_8101202_200861398 |  | bal_3P_4CU | 158.4 | OPEN | node_8101202_200861400 | node_8101202_200861398 | ABCD | 8101202
oh_line_8101202_200861399 |  | bal_3P_1/0AA | 211.20000000000002 | OPEN | node_8101202_200861398 | node_intto1_8101202_200861399 | ABCD | 8101202
oh_line_8101202_200861400 |  | bal_3P_4CU | 264 | OPEN | node_8101202_200861402 | node_8101202_200861400 | ABCD | 8101202
oh_line_8101202_200861401 |  | bal_3P_1/0AA | 264 | OPEN | node_8101202_200861400 | node_8101202_200861401 | ABCD | 8101202
oh_line_8101202_200861402 |  | bal_3P_4CU | 52.800000000000004 | OPEN | node_8101202_200861403 | node_8101202_200861402 | ABCD | 8101202
oh_line_8101202_200861403 |  | bal_3P_477AL | 316.8 | OPEN | node_8101202_200861404 | node_8101202_200861403 | ABCD | 8101202
oh_line_8101202_200861404 |  | bal_3P_4CU | 264 | OPEN | node_8101202_200861405 | node_8101202_200861404 | ABCD | 8101202
oh_line_8101202_200861405 |  | bal_3P_4CU | 211.20000000000002 | OPEN | node_8101202_200861406 | node_8101202_200861405 | ABCD | 8101202
oh_line_8101202_200861406 |  | bal_3P_4CU | 264 | OPEN | node_8101202_200861407 | node_8101202_200861406 | ABCD | 8101202
oh_line_8101202_200861407 |  | bal_3P_477AL | 105.60000000000001 | OPEN | node_8101202_201015165 | node_8101202_200861407 | ABCD | 8101202
oh_line_8101202_200861408 |  | bal_3P_477AL_4/0AA(N) | 52.800000000000004 | OPEN | node_8101202_201041769 | node_8101202_200861408 | ABCN | 8101202
oh_line_8101202_200861413 |  | bal_3P_4/0AA_1/0AC(N) | 158.4 | OPEN | node_8101202_201041770 | node_8101202_200861413 | ABCN | 8101202
oh_line_8101202_200861414 |  | bal_3P_477AL | 264 | OPEN | node_8101202_200861415 | node_8101202_200861414 | ABCD | 8101202
oh_line_8101202_200861415 |  | bal_3P_477AL | 264 | OPEN | node_8101202_200861416 | node_8101202_200861415 | ABCD | 8101202
oh_line_8101202_200861416 |  | bal_3P_477AL | 264 | OPEN | node_8101202_200861418 | node_8101202_200861416 | ABCD | 8101202
oh_line_8101202_200861417 |  | bal_3P_1/0AC | 105.60000000000001 | OPEN | node_8101202_200861416 | node_8101202_200861417 | ABCD | 8101202
oh_line_8101202_200861418-1 |  | bal_3P_477AL | 264 | OPEN | node_8101202_200861419 | node_1364131_958_15290836_165 | ABCD | 8101202
oh_line_8101202_200861418-2 |  | bal_3P_477AL | 0 | OPEN | node_1364131_958_15290836_165 | node_8101202_200861418 | ABCD | 8101202
oh_line_8101202_200861419 |  | bal_3P_477AL | 264 | OPEN | node_8101202_200861420 | node_intto1_8101202_200861419 | ABCD | 8101202
oh_line_8101202_200861420 |  | bal_3P_477AL | 105.60000000000001 | OPEN | node_8101202_200861421 | node_8101202_200861420 | ABCD | 8101202
oh_line_8101202_200861421 |  | bal_3P_477AL | 52.800000000000004 | OPEN | node_8101202_201015161 | node_8101202_200861421 | ABCD | 8101202
oh_line_8101202_200861422 |  | bal_3P_477AL_4/0AC(N) | 158.4 | OPEN | node_8101202_200861424 | node_intto1_8101202_200861422 | ABCN | 8101202
oh_line_8101202_200861424 |  | bal_3P_477AL_4/0AC(N) | 105.60000000000001 | OPEN | node_8101202_200861425 | node_8101202_200861424 | ABCN | 8101202
oh_line_8101202_200861425 |  | bal_3P_477AL_4/0AC(N) | 105.60000000000001 | OPEN | node_8101202_200861426 | node_8101202_200861425 | ABCN | 8101202
oh_line_8101202_200861426 |  | bal_3P_477AL_4/0AC(N) | 105.60000000000001 | OPEN | node_8101202_200862201 | node_8101202_200861426 | ABCN | 8101202
oh_line_8101202_200861429 |  | bal_3P_477AL_4/0AC(N) | 158.4 | OPEN | node_8101202_200861426 | node_8101202_200861429 | ABCN | 8101202
oh_line_8101202_200861430 |  | bal_3P_477AL_4/0AC(N) | 211.20000000000002 | OPEN | node_8101202_200861429 | node_intto1_8101202_200861430 | ABCN | 8101202
oh_line_8101202_200861431-1 |  | bal_3P_477AL_4/0AC(N) | 105.60000000000001 | OPEN | node_1365631_056_15291072_977 | node_8101202_200861431 | ABCN | 8101202
oh_line_8101202_200861431-2 |  | bal_3P_477AL_4/0AC(N) | 0 | OPEN | node_8101202_200861430 | node_1365631_056_15291072_977 | ABCN | 8101202
oh_line_8101202_200861432 |  | bal_3P_477AL_4/0AC(N) | 158.4 | OPEN | node_8101202_200861431 | node_8101202_200861432 | ABCN | 8101202
oh_line_8101202_200861433 |  | bal_3P_477AL_4/0AC(N) | 158.4 | OPEN | node_8101202_200861432 | node_8101202_200861433 | ABCN | 8101202
oh_line_8101202_200861761 |  | bal_1P_4CU | 52.800000000000004 | OPEN | node_8101202_200861407 | node_8101202_200861761 | AD | 8101202
oh_line_8101202_200861762 |  | bal_1P_4CU | 158.4 | OPEN | node_8101202_200861761 | node_intto1_8101202_200861762 | AD | 8101202
oh_line_8101202_200861763 |  | bal_1P_4CU | 158.4 | OPEN | node_8101202_200861762 | node_8101202_200861763 | AD | 8101202
oh_line_8101202_200861765 |  | bal_1P_4CU | 211.20000000000002 | OPEN | node_8101202_200861763 | node_8101202_200861765 | AD | 8101202
oh_line_8101202_200861766 |  | bal_1P_4CU | 211.20000000000002 | OPEN | node_8101202_200861765 | node_8101202_200861766 | AD | 8101202
oh_line_8101202_200861767 |  | bal_1P_1/0AC | 158.4 | OPEN | node_8101202_200861766 | node_8101202_200861767 | AD | 8101202
oh_line_8101202_200861768 |  | bal_1P_1/0AC | 158.4 | OPEN | node_8101202_200861767 | node_8101202_200861768 | AD | 8101202
oh_line_8101202_200861769 |  | bal_1P_1/0AC | 105.60000000000001 | OPEN | node_8101202_200861768 | node_8101202_200861769 | AD | 8101202
oh_line_8101202_200861770 |  | bal_1P_1/0AA | 158.4 | OPEN | node_8101202_200861769 | node_8101202_200861770 | AD | 8101202
oh_line_8101202_200861772 |  | bal_1P_1/0AC | 211.20000000000002 | OPEN | node_8101202_200861762 | node_8101202_200861772 | AD | 8101202
oh_line_8101202_200862000 |  | bal_3P_477AL_4/0AC(N) | 158.4 | OPEN | node_8101202_200862001 | node_8101202_200862000 | ABCN | 8101202
oh_line_8101202_200862001 |  | bal_3P_477AL_4/0AC(N) | 52.800000000000004 | OPEN | node_8101202_201034307 | node_8101202_200862001 | ABCN | 8101202
oh_line_8101202_200862003 |  | bal_3P_477AL_4/0AC(N) | 211.20000000000002 | OPEN | node_8101202_200862004 | node_8101202_200862003 | ABCN | 8101202
oh_line_8101202_200862004 |  | bal_3P_477AL_4/0AC(N) | 105.60000000000001 | OPEN | node_8101202_200862005 | node_8101202_200862004 | ABCN | 8101202
oh_line_8101202_200862005 |  | bal_3P_477AL_4/0AC(N) | 158.4 | OPEN | node_8101202_200862006 | node_8101202_200862005 | ABCN | 8101202
oh_line_8101202_200862006 |  | bal_3P_477AL_4/0AC(N) | 158.4 | OPEN | node_8101202_200862007 | node_8101202_200862006 | ABCN | 8101202
oh_line_8101202_200862007 |  | bal_3P_477AL_4/0AC(N) | 211.20000000000002 | OPEN | node_8101202_200861433 | node_8101202_200862007 | ABCN | 8101202
oh_line_8101202_200862201 |  | bal_3P_477AL_4/0AA(N) | 158.4 | OPEN | node_8101202_200862217 | node_8101202_200862201 | ABCN | 8101202
oh_line_8101202_200862202 |  | bal_3P_1/0AA_4/0AA(N) | 52.800000000000004 | OPEN | node_8101202_200862201 | node_8101202_200862202 | ABCN | 8101202
oh_line_8101202_200862217 |  | bal_3P_477AL_4/0AA(N) | 105.60000000000001 | OPEN | node_8101202_200862218 | node_8101202_200862217 | ABCN | 8101202
oh_line_8101202_200862218 |  | bal_3P_477AL_4/0AC(N) | 158.4 | OPEN | node_8101202_200862219 | node_8101202_200862218 | ABCN | 8101202
oh_line_8101202_200862219 |  | bal_3P_477AL_4/0AC(N) | 158.4 | OPEN | node_8101202_200862220 | node_8101202_200862219 | ABCN | 8101202
oh_line_8101202_200862220 |  | bal_3P_477AL_4/0AC(N) | 105.60000000000001 | OPEN | node_8101202_200862221 | node_8101202_200862220 | ABCN | 8101202
oh_line_8101202_200862221 |  | bal_3P_477AL_4/0AA(N) | 158.4 | OPEN | node_8101202_200863802 | node_8101202_200862221 | ABCN | 8101202
oh_line_8101202_200862228 |  | bal_3P_1/0AC_4/0AA(N) | 211.20000000000002 | OPEN | node_8101202_200862221 | node_8101202_200862228 | ABCN | 8101202
oh_line_8101202_200862232 |  | bal_3P_1/0AA_1/0AA(N) | 316.8 | OPEN | node_8101202_201058695 | node_intto1_8101202_200862232 | ABCN | 8101202
oh_line_8101202_200862233 |  | bal_3P_1/0AC_4/0AA(N) | 158.4 | OPEN | node_8101202_200862232 | node_8101202_200862233 | ABCN | 8101202
oh_line_8101202_200862317 |  | bal_1P_1/0AC | 52.800000000000004 | OPEN | node_8101202_200861769 | node_8101202_200862317 | AD | 8101202
oh_line_8101202_200862318 |  | bal_1P_1/0AC | 105.60000000000001 | OPEN | node_8101202_200862317 | node_8101202_200862318 | AD | 8101202
oh_line_8101202_200862383 |  | bal_1P_1/0AC | 52.800000000000004 | OPEN | node_8101202_200861421 | node_intto1_8101202_200862383 | AD | 8101202
oh_line_8101202_200862384 |  | bal_1P_4/0AL | 158.4 | OPEN | node_8101202_200862385 | node_8101202_200862384 | AD | 8101202
oh_line_8101202_200862385 |  | bal_1P_4/0AL | 158.4 | OPEN | node_8101202_200862386 | node_8101202_200862385 | AD | 8101202
oh_line_8101202_200862386 |  | bal_1P_4/0AL | 211.20000000000002 | OPEN | node_8101202_200862387 | node_8101202_200862386 | AD | 8101202
oh_line_8101202_200862387 |  | bal_1P_4/0AC | 158.4 | OPEN | node_8101202_200863967 | node_8101202_200862387 | AD | 8101202
oh_line_8101202_200862388 |  | bal_1P_1/0AC | 316.8 | OPEN | node_8101202_200862387 | node_8101202_200862388 | AD | 8101202
oh_line_8101202_200862390 |  | bal_1P_1/0AA | 158.4 | OPEN | node_8101202_200862388 | node_8101202_200862390 | AD | 8101202
oh_line_8101202_200862392 |  | bal_1P_2AC | 158.4 | OPEN | node_8101202_200862383 | node_8101202_200862392 | AD | 8101202
oh_line_8101202_200862393 |  | bal_1P_2AC | 158.4 | OPEN | node_8101202_200862392 | node_8101202_200862393 | AD | 8101202
oh_line_8101202_200862394 |  | bal_1P_2AC | 52.800000000000004 | OPEN | node_8101202_200862393 | node_8101202_200862394 | AD | 8101202
oh_line_8101202_200862395 |  | bal_1P_2AC | 158.4 | OPEN | node_8101202_200862394 | node_8101202_200862395 | AD | 8101202
oh_line_8101202_200862397 |  | bal_1P_2AC | 158.4 | OPEN | node_8101202_200862395 | node_8101202_200862397 | AD | 8101202
oh_line_8101202_200862398 |  | bal_1P_2AC | 105.60000000000001 | OPEN | node_8101202_200862397 | node_8101202_200862398 | AD | 8101202
oh_line_8101202_200862399 |  | bal_1P_1/0AC | 105.60000000000001 | OPEN | node_8101202_200862398 | node_8101202_200862399 | AD | 8101202
oh_line_8101202_200862401 |  | bal_1P_1/0AC | 105.60000000000001 | OPEN | node_8101202_200862399 | node_8101202_200862401 | AD | 8101202
oh_line_8101202_200862406 |  | bal_1P_2AC | 211.20000000000002 | OPEN | node_8101202_200862398 | node_8101202_200862406 | AD | 8101202
oh_line_8101202_200862408 |  | bal_1P_2AC | 211.20000000000002 | OPEN | node_8101202_200862406 | node_8101202_200862408 | AD | 8101202
oh_line_8101202_200862409 |  | bal_1P_2AC | 105.60000000000001 | OPEN | node_8101202_200862408 | node_8101202_200862409 | AD | 8101202
oh_line_8101202_200862498 |  | bal_1P_4CU | 158.4 | OPEN | node_8101202_200862406 | node_8101202_200862498 | AD | 8101202
oh_line_8101202_200862500 |  | bal_1P_1/0AC | 211.20000000000002 | OPEN | node_8101202_200862528 | node_8101202_200862500 | AD | 8101202
oh_line_8101202_200862501 |  | bal_1P_4CU | 211.20000000000002 | OPEN | node_8101202_200862519 | node_8101202_200862501 | AD | 8101202
oh_line_8101202_200862503 |  | bal_1P_4CU | 158.4 | OPEN | node_8101202_200862501 | node_8101202_200862503 | AD | 8101202
oh_line_8101202_200862505 |  | bal_1P_4CU | 158.4 | OPEN | node_8101202_200862503 | node_8101202_200862505 | AD | 8101202
oh_line_8101202_200862506 |  | bal_1P_1/0AC | 211.20000000000002 | OPEN | node_8101202_200862505 | node_8101202_200862506 | AD | 8101202
oh_line_8101202_200862510 |  | bal_1P_1/0AC | 211.20000000000002 | OPEN | node_8101202_200862511 | node_8101202_200862510 | AD | 8101202
oh_line_8101202_200862511 |  | bal_1P_1/0AC | 211.20000000000002 | OPEN | node_8101202_200862512 | node_8101202_200862511 | AD | 8101202
oh_line_8101202_200862512 |  | bal_1P_1/0AC | 158.4 | OPEN | node_8101202_200862500 | node_8101202_200862512 | AD | 8101202
oh_line_8101202_200862513 |  | bal_1P_1/0AC | 158.4 | OPEN | node_8101202_200862500 | node_8101202_200862513 | AD | 8101202
oh_line_8101202_200862514 |  | bal_1P_1/0AC | 52.800000000000004 | OPEN | node_8101202_200862500 | node_8101202_200862514 | AD | 8101202
oh_line_8101202_200862517 |  | bal_1P_1/0AC | 158.4 | OPEN | node_8101202_201059675 | node_8101202_200862517 | AD | 8101202
oh_line_8101202_200862519 |  | bal_1P_4CU | 158.4 | OPEN | node_8101202_200862498 | node_8101202_200862519 | AD | 8101202
oh_line_8101202_200862521 |  | bal_1P_4CU | 158.4 | OPEN | node_8101202_200862519 | node_8101202_200862521 | AD | 8101202
oh_line_8101202_200862522 |  | bal_1P_4CU | 158.4 | OPEN | node_8101202_200862521 | node_8101202_200862522 | AD | 8101202
oh_line_8101202_200862524 |  | bal_1P_4CU | 211.20000000000002 | OPEN | node_8101202_200862522 | node_8101202_200862524 | AD | 8101202
oh_line_8101202_200862525 |  | bal_1P_4CU | 211.20000000000002 | OPEN | node_8101202_200862524 | node_8101202_200862525 | AD | 8101202
oh_line_8101202_200862527 |  | bal_1P_1/0AC | 211.20000000000002 | OPEN | node_8101202_201016311 | node_8101202_200862527 | AD | 8101202
oh_line_8101202_200862528 |  | bal_1P_1/0AC | 158.4 | OPEN | node_8101202_200862527 | node_8101202_200862528 | AD | 8101202
oh_line_8101202_200862685 |  | bal_1P_4CU | 158.4 | OPEN | node_8101202_200862505 | node_8101202_200862685 | AD | 8101202
oh_line_8101202_200862686 |  | bal_1P_4CU | 158.4 | OPEN | node_8101202_200862685 | node_8101202_200862686 | AD | 8101202
oh_line_8101202_200862687 |  | bal_1P_4CU | 158.4 | OPEN | node_8101202_200862686 | node_8101202_200862687 | AD | 8101202
oh_line_8101202_200863110 |  | bal_2P_1/0AC_4/0AA(N) | 52.800000000000004 | OPEN | node_8101202_200862004 | node_8101202_200863110 | ABN | 8101202
oh_line_8101202_200863111 |  | bal_2P_1/0AC_4/0AA(N) | 158.4 | OPEN | node_8101202_200863110 | node_8101202_200863111 | ABN | 8101202
oh_line_8101202_200863112 |  | bal_2P_1/0AC_4/0AA(N) | 211.20000000000002 | OPEN | node_8101202_200863111 | node_8101202_200863112 | ABN | 8101202
oh_line_8101202_200863113 |  | bal_2P_1/0AC_4/0AA(N) | 158.4 | OPEN | node_8101202_200863112 | node_8101202_200863113 | ABN | 8101202
oh_line_8101202_200863114 |  | bal_2P_1/0AC_4/0AA(N) | 211.20000000000002 | OPEN | node_8101202_200863113 | node_8101202_200863114 | ABN | 8101202
oh_line_8101202_200863130 |  | bal_2P_1/0AC_4/0AL(N) | 52.800000000000004 | OPEN | node_8101202_200863112 | node_8101202_200863130 | ABN | 8101202
oh_line_8101202_200863131 |  | bal_2P_1/0AC_4/0AL(N) | 105.60000000000001 | OPEN | node_8101202_200863130 | node_8101202_200863131 | ABN | 8101202
oh_line_8101202_200863132 |  | bal_2P_1/0AC_4/0AL(N) | 158.4 | OPEN | node_8101202_200863131 | node_8101202_200863132 | ABN | 8101202
oh_line_8101202_200863133 |  | bal_2P_1/0AC_4/0AL(N) | 158.4 | OPEN | node_8101202_200863132 | node_8101202_200863133 | ABN | 8101202
oh_line_8101202_200863151 |  | bal_3P_477AL | 105.60000000000001 | OPEN | node_8101202_200861374 | node_8101202_200863151 | ABCD | 8101202
oh_line_8101202_200863152 |  | bal_3P_477AL | 105.60000000000001 | OPEN | node_8101202_200863151 | node_8101202_200863152 | ABCD | 8101202
oh_line_8101202_200863154 |  | bal_3P_477AL | 211.20000000000002 | OPEN | node_8101202_200863152 | node_8101202_200863154 | ABCD | 8101202
oh_line_8101202_200863155 |  | bal_3P_477AL | 211.20000000000002 | OPEN | node_8101202_200863154 | node_8101202_200863155 | ABCD | 8101202
oh_line_8101202_200863156 |  | bal_3P_477AL | 105.60000000000001 | OPEN | node_8101202_200863155 | node_8101202_200863156 | ABCD | 8101202
oh_line_8101202_200863159 |  | bal_1P_1/0AC | 158.4 | OPEN | node_8101202_200863174 | node_8101202_200863159 | AD | 8101202
oh_line_8101202_200863160 |  | bal_1P_1/0AC | 158.4 | OPEN | node_8101202_200863159 | node_8101202_200863160 | AD | 8101202
oh_line_8101202_200863161 |  | bal_1P_1/0AC | 158.4 | OPEN | node_8101202_200863160 | node_8101202_200863161 | AD | 8101202
oh_line_8101202_200863162 |  | bal_1P_1/0AC | 158.4 | OPEN | node_8101202_200863161 | node_8101202_200863162 | AD | 8101202
oh_line_8101202_200863166 |  | bal_1P_1/0AC | 158.4 | OPEN | node_8101202_200863167 | node_8101202_200863166 | AD | 8101202
oh_line_8101202_200863167 |  | bal_1P_1/0AC | 158.4 | OPEN | node_8101202_200863170 | node_8101202_200863167 | AD | 8101202
oh_line_8101202_200863170 |  | bal_1P_1/0AC | 211.20000000000002 | OPEN | node_8101202_200863171 | node_8101202_200863170 | AD | 8101202
oh_line_8101202_200863171 |  | bal_3P_477AL | 158.4 | OPEN | node_8101202_200863156 | node_8101202_200863171 | ABCD | 8101202
oh_line_8101202_200863172 |  | bal_3P_477AL | 158.4 | OPEN | node_8101202_200863171 | node_8101202_200863172 | ABCD | 8101202
oh_line_8101202_200863173 |  | bal_1P_1/0AC | 158.4 | OPEN | node_8101202_200863172 | node_8101202_200863173 | AD | 8101202
oh_line_8101202_200863174 |  | bal_1P_1/0AC | 158.4 | OPEN | node_8101202_200863173 | node_intto1_8101202_200863174 | AD | 8101202
oh_line_8101202_200863233 |  | bal_3P_477AL | 158.4 | OPEN | node_8101202_200863172 | node_8101202_200863233 | ABCD | 8101202
oh_line_8101202_200863234 |  | bal_3P_477AL | 211.20000000000002 | OPEN | node_8101202_200863233 | node_intto1_8101202_200863234 | ABCD | 8101202
oh_line_8101202_200863235 |  | bal_3P_477AL | 105.60000000000001 | OPEN | node_8101202_200863234 | node_8101202_200863235 | ABCD | 8101202
oh_line_8101202_200863236 |  | bal_3P_477AL | 211.20000000000002 | OPEN | node_8101202_200863235 | node_8101202_200863236 | ABCD | 8101202
oh_line_8101202_200863237 |  | bal_3P_477AL | 158.4 | OPEN | node_8101202_200863236 | node_8101202_200863237 | ABCD | 8101202
oh_line_8101202_200863238 |  | bal_3P_477AL | 158.4 | OPEN | node_8101202_200863237 | node_8101202_200863238 | ABCD | 8101202
oh_line_8101202_200863239 |  | bal_1P_477AL | 158.4 | OPEN | node_8101202_200863238 | node_8101202_200863239 | AD | 8101202
oh_line_8101202_200863240 |  | bal_1P_477AL | 158.4 | OPEN | node_8101202_200863239 | node_8101202_200863240 | AD | 8101202
oh_line_8101202_200863241 |  | bal_1P_1/0AC | 158.4 | OPEN | node_8101202_200863240 | node_8101202_200863241 | AD | 8101202
oh_line_8101202_200863242 |  | bal_1P_1/0AC | 158.4 | OPEN | node_8101202_200863241 | node_intto1_8101202_200863242 | AD | 8101202
oh_line_8101202_200863244 |  | bal_1P_1/0AC | 158.4 | OPEN | node_8101202_200863242 | node_8101202_200863244 | AD | 8101202
oh_line_8101202_200863245 |  | bal_1P_1/0AC | 264 | OPEN | node_8101202_200863244 | node_8101202_200863245 | AD | 8101202
oh_line_8101202_200863246 |  | bal_1P_1/0AC | 211.20000000000002 | OPEN | node_8101202_200863245 | node_8101202_200863246 | AD | 8101202
oh_line_8101202_200863247 |  | bal_1P_1/0AC | 211.20000000000002 | OPEN | node_8101202_200863240 | node_8101202_200863247 | AD | 8101202
oh_line_8101202_200863250 |  | bal_1P_1/0AC | 158.4 | OPEN | node_8101202_200863234 | node_8101202_200863250 | AD | 8101202
oh_line_8101202_200863252 |  | bal_1P_1/0AC | 158.4 | OPEN | node_8101202_200863250 | node_8101202_200863252 | AD | 8101202
oh_line_8101202_200863253 |  | bal_1P_1/0AC | 158.4 | OPEN | node_8101202_200863252 | node_8101202_200863253 | AD | 8101202
oh_line_8101202_200863254 |  | bal_1P_1/0AC | 211.20000000000002 | OPEN | node_8101202_200863253 | node_8101202_200863254 | AD | 8101202
oh_line_8101202_200863255 |  | bal_1P_1/0AC | 105.60000000000001 | OPEN | node_8101202_200863254 | node_8101202_200863255 | AD | 8101202
oh_line_8101202_200863258 |  | bal_1P_1/0AC | 158.4 | OPEN | node_8101202_200863260 | node_8101202_200863258 | AD | 8101202
oh_line_8101202_200863260 |  | bal_1P_1/0AC | 158.4 | OPEN | node_8101202_200863261 | node_8101202_200863260 | AD | 8101202
oh_line_8101202_200863261 |  | bal_1P_1/0AC | 158.4 | OPEN | node_8101202_200863236 | node_8101202_200863261 | AD | 8101202
oh_line_8101202_200863262 |  | bal_1P_1/0AC | 105.60000000000001 | OPEN | node_8101202_200863236 | node_8101202_200863262 | AD | 8101202
oh_line_8101202_200863263 |  | bal_1P_1/0AC | 158.4 | OPEN | node_8101202_200863262 | node_8101202_200863263 | AD | 8101202
oh_line_8101202_200863264 |  | bal_1P_1/0AC | 158.4 | OPEN | node_8101202_200863263 | node_8101202_200863264 | AD | 8101202
oh_line_8101202_200863265 |  | bal_1P_1/0AC | 158.4 | OPEN | node_8101202_200863264 | node_8101202_200863265 | AD | 8101202
oh_line_8101202_200863425 |  | bal_3P_1/0AC | 158.4 | OPEN | node_8101202_200863238 | node_intto1_8101202_200863425 | ABCD | 8101202
oh_line_8101202_200863426 |  | bal_1P_1/0AC | 158.4 | OPEN | node_8101202_200863437 | node_8101202_200863426 | AD | 8101202
oh_line_8101202_200863429 |  | bal_3P_1/0AC | 158.4 | OPEN | node_8101202_200863425 | node_8101202_200863429 | ABCD | 8101202
oh_line_8101202_200863430 |  | bal_3P_1/0AC | 211.20000000000002 | OPEN | node_8101202_200863429 | node_8101202_200863430 | ABCD | 8101202
oh_line_8101202_200863431-1 |  | bal_1P_1/0AC | 158.4 | OPEN | node_8101202_200863430 | node_1358663_485_15288268_602 | AD | 8101202
oh_line_8101202_200863431-2 |  | bal_1P_1/0AC | 0 | OPEN | node_1358663_485_15288268_602 | node_8101202_200863431 | AD | 8101202
oh_line_8101202_200863432 |  | bal_1P_1/0AC | 158.4 | OPEN | node_8101202_200863431 | node_8101202_200863432 | AD | 8101202
oh_line_8101202_200863433 |  | bal_1P_1/0AC | 211.20000000000002 | OPEN | node_8101202_200863432 | node_8101202_200863433 | AD | 8101202
oh_line_8101202_200863434 |  | bal_1P_1/0AC | 211.20000000000002 | OPEN | node_8101202_200863433 | node_8101202_200863434 | AD | 8101202
oh_line_8101202_200863436 |  | bal_1P_1/0AC | 105.60000000000001 | OPEN | node_8101202_200863434 | node_8101202_200863436 | AD | 8101202
oh_line_8101202_200863437 |  | bal_1P_1/0AC | 158.4 | OPEN | node_8101202_200863436 | node_8101202_200863437 | AD | 8101202
oh_line_8101202_200863438 |  | bal_1P_1/0AC | 158.4 | OPEN | node_8101202_200863430 | node_8101202_200863438 | AD | 8101202
oh_line_8101202_200863439 |  | bal_1P_1/0AC | 158.4 | OPEN | node_8101202_200863438 | node_8101202_200863439 | AD | 8101202
oh_line_8101202_200863440 |  | bal_1P_1/0AC | 158.4 | OPEN | node_8101202_200863439 | node_8101202_200863440 | AD | 8101202
oh_line_8101202_200863441 |  | bal_1P_1/0AC | 158.4 | OPEN | node_8101202_200863440 | node_8101202_200863441 | AD | 8101202
oh_line_8101202_200863442 |  | bal_1P_1/0AC | 158.4 | OPEN | node_8101202_200863441 | node_8101202_200863442 | AD | 8101202
oh_line_8101202_200863683 |  | bal_1P_1/0AC | 158.4 | OPEN | node_8101202_200862388 | node_8101202_200863683 | AD | 8101202
oh_line_8101202_200863684 |  | bal_1P_1/0AC | 158.4 | OPEN | node_8101202_200863683 | node_8101202_200863684 | AD | 8101202
oh_line_8101202_200863685 |  | bal_1P_1/0AC | 158.4 | OPEN | node_8101202_200863684 | node_8101202_200863685 | AD | 8101202
oh_line_8101202_200863686 |  | bal_1P_1/0AC | 211.20000000000002 | OPEN | node_8101202_200863685 | node_8101202_200863686 | AD | 8101202
oh_line_8101202_200863687 |  | bal_1P_1/0AC | 158.4 | OPEN | node_8101202_200863684 | node_8101202_200863687 | AD | 8101202
oh_line_8101202_200863688 |  | bal_1P_1/0AC | 158.4 | OPEN | node_8101202_200863687 | node_8101202_200863688 | AD | 8101202
oh_line_8101202_200863754 |  | bal_3P_477AL_4/0AL(N) | 158.4 | OPEN | node_8101202_200861426 | node_8101202_200863754 | ABCN | 8101202
oh_line_8101202_200863755 |  | bal_3P_477AL_4/0AA(N) | 105.60000000000001 | OPEN | node_8101202_200863754 | node_8101202_200863755 | ABCN | 8101202
oh_line_8101202_200863756 |  | bal_3P_477AL_4/0AA(N) | 264 | OPEN | node_8101202_200863755 | node_8101202_200863756 | ABCN | 8101202
oh_line_8101202_200863757 |  | bal_3P_477AL_4/0AA(N) | 211.20000000000002 | OPEN | node_8101202_200863756 | node_8101202_200863757 | ABCN | 8101202
oh_line_8101202_200863758 |  | bal_3P_477AL_4/0AA(N) | 211.20000000000002 | OPEN | node_8101202_200863757 | node_8101202_200863758 | ABCN | 8101202
oh_line_8101202_200863759 |  | bal_3P_477AL_4/0AA(N) | 158.4 | OPEN | node_8101202_200863758 | node_8101202_200863759 | ABCN | 8101202
oh_line_8101202_200863760 |  | bal_3P_477AL_4/0AA(N) | 158.4 | OPEN | node_8101202_200863759 | node_8101202_200863760 | ABCN | 8101202
oh_line_8101202_200863762 |  | bal_3P_477AL_4/0AA(N) | 158.4 | OPEN | node_8101202_200863760 | node_8101202_200863762 | ABCN | 8101202
oh_line_8101202_200863763 |  | bal_3P_477AL_4/0AA(N) | 105.60000000000001 | OPEN | node_8101202_200863762 | node_8101202_200863763 | ABCN | 8101202
oh_line_8101202_200863764 |  | bal_3P_477AL_4/0AA(N) | 158.4 | OPEN | node_8101202_200863763 | node_8101202_200863764 | ABCN | 8101202
oh_line_8101202_200863765 |  | bal_3P_477AL_4/0AA(N) | 105.60000000000001 | OPEN | node_8101202_200863764 | node_8101202_200863765 | ABCN | 8101202
oh_line_8101202_200863766 |  | bal_3P_477AL_4/0AA(N) | 158.4 | OPEN | node_8101202_200863765 | node_8101202_200863766 | ABCN | 8101202
oh_line_8101202_200863767 |  | bal_3P_477AL_4/0AA(N) | 105.60000000000001 | OPEN | node_8101202_200863766 | node_8101202_200863767 | ABCN | 8101202
oh_line_8101202_200863769 |  | bal_3P_477AL_4/0AA(N) | 158.4 | OPEN | node_8101202_200863767 | node_intto1_8101202_200863769 | ABCN | 8101202
oh_line_8101202_200863770 |  | bal_3P_477AL_4/0AA(N) | 316.8 | OPEN | node_8101202_200863769 | node_8101202_200863770 | ABCN | 8101202
oh_line_8101202_200863771 |  | bal_3P_477AL_4/0AA(N) | 158.4 | OPEN | node_8101202_200863770 | node_8101202_200863771 | ABCN | 8101202
oh_line_8101202_200863800 |  | bal_3P_477AL_4/0AA(N) | 211.20000000000002 | OPEN | node_8101202_200863805 | node_8101202_200863800 | ABCN | 8101202
oh_line_8101202_200863801 |  | bal_2P_1/0AC_4/0AA(N) | 211.20000000000002 | OPEN | node_8101202_200863800 | node_8101202_200863801 | ABN | 8101202
oh_line_8101202_200863802 |  | bal_3P_477AL_4/0AA(N) | 158.4 | OPEN | node_8101202_200863804 | node_8101202_200863802 | ABCN | 8101202
oh_line_8101202_200863803 |  | bal_3P_477AL_4/0AA(N) | 105.60000000000001 | OPEN | node_8101202_200863800 | node_8101202_200863803 | ABCN | 8101202
oh_line_8101202_200863804 |  | bal_3P_477AL_4/0AL(N) | 158.4 | OPEN | node_8101202_200863821 | node_8101202_200863804 | ABCN | 8101202
oh_line_8101202_200863805 |  | bal_3P_477AL_4/0AA(N) | 158.4 | OPEN | node_8101202_200959338 | node_8101202_200863805 | ABCN | 8101202
oh_line_8101202_200863807 |  | bal_2P_1/0AC_4/0AA(N) | 52.800000000000004 | OPEN | node_8101202_200959338 | node_8101202_200863807 | ABN | 8101202
oh_line_8101202_200863808 |  | bal_2P_1/0AC_4/0AA(N) | 105.60000000000001 | OPEN | node_8101202_200863807 | node_8101202_200863808 | ABN | 8101202
oh_line_8101202_200863809 |  | bal_3P_477AL_4/0AA(N) | 158.4 | OPEN | node_8101202_200863810 | node_8101202_200863809 | ABCN | 8101202
oh_line_8101202_200863810 |  | bal_3P_477AL_4/0AA(N) | 211.20000000000002 | OPEN | node_8101202_200863811 | node_8101202_200863810 | ABCN | 8101202
oh_line_8101202_200863811 |  | bal_3P_477AL_4/0AA(N) | 105.60000000000001 | OPEN | node_8101202_201015159 | node_8101202_200863811 | ABCN | 8101202
oh_line_8101202_200863812 |  | bal_2P_1/0AC_4/0AA(N) | 52.800000000000004 | OPEN | node_8101202_200863811 | node_8101202_200863812 | ABN | 8101202
oh_line_8101202_200863813 |  | bal_2P_1/0AC_4/0AA(N) | 105.60000000000001 | OPEN | node_8101202_200863812 | node_8101202_200863813 | ABN | 8101202
oh_line_8101202_200863815 |  | bal_2P_1/0AC_4/0AA(N) | 158.4 | OPEN | node_8101202_200863801 | node_8101202_200863815 | ABN | 8101202
oh_line_8101202_200863818 |  | bal_2P_1/0AC_4/0AA(N) | 158.4 | OPEN | node_8101202_200863815 | node_8101202_200863818 | ABN | 8101202
oh_line_8101202_200863819 |  | bal_2P_1/0AC_4/0AA(N) | 158.4 | OPEN | node_8101202_200863818 | node_8101202_200863819 | ABN | 8101202
oh_line_8101202_200863821 |  | bal_3P_477AL_4/0AA(N) | 158.4 | OPEN | node_8101202_200863824 | node_8101202_200863821 | ABCN | 8101202
oh_line_8101202_200863824 |  | bal_3P_477AL_4/0AL(N) | 158.4 | OPEN | node_8101202_200863825 | node_8101202_200863824 | ABCN | 8101202
oh_line_8101202_200863825 |  | bal_3P_477AL_4/0AL(N) | 158.4 | OPEN | node_8101202_200863826 | node_intto1_8101202_200863825 | ABCN | 8101202
oh_line_8101202_200863826 |  | bal_3P_477AL_4/0AA(N) | 158.4 | OPEN | node_8101202_200863827 | node_8101202_200863826 | ABCN | 8101202
oh_line_8101202_200863827 |  | bal_3P_477AL_477AL(N) | 211.20000000000002 | OPEN | node_8101202_200863828 | node_8101202_200863827 | ABCN | 8101202
oh_line_8101202_200863828 |  | bal_3P_477AL_4/0AA(N) | 211.20000000000002 | OPEN | node_8101202_200863829 | node_8101202_200863828 | ABCN | 8101202
oh_line_8101202_200863829 |  | bal_3P_477AL_4/0AA(N) | 211.20000000000002 | OPEN | node_8101202_200863803 | node_8101202_200863829 | ABCN | 8101202
oh_line_8101202_200863830 |  | bal_2P_1/0AC_4/0AA(N) | 158.4 | OPEN | node_8101202_200863829 | node_8101202_200863830 | ABN | 8101202
oh_line_8101202_200863831 |  | bal_2P_1/0AC_4/0AA(N) | 158.4 | OPEN | node_8101202_200863830 | node_8101202_200863831 | ABN | 8101202
oh_line_8101202_200863832 |  | bal_2P_1/0AC_4/0AA(N) | 211.20000000000002 | OPEN | node_8101202_200863831 | node_8101202_200863832 | ABN | 8101202
oh_line_8101202_200863875 |  | bal_2P_4/0AL_4/0AL(N) | 158.4 | OPEN | node_8101202_200863824 | node_8101202_200863875 | ABN | 8101202
oh_line_8101202_200863879 |  | bal_2P_4/0AL_4/0AL(N) | 158.4 | OPEN | node_8101202_200863875 | node_intto1_8101202_200863879 | ABN | 8101202
oh_line_8101202_200863880 |  | bal_2P_4/0AL_4/0AL(N) | 158.4 | OPEN | node_8101202_200863879 | node_8101202_200863880 | ABN | 8101202
oh_line_8101202_200863881 |  | bal_2P_4/0AL_4/0AL(N) | 211.20000000000002 | OPEN | node_8101202_200863880 | node_8101202_200863881 | ABN | 8101202
oh_line_8101202_200863882 |  | bal_2P_4/0AL_4/0AL(N) | 158.4 | OPEN | node_8101202_200863881 | node_8101202_200863882 | ABN | 8101202
oh_line_8101202_200863883 |  | bal_2P_4/0AL_4/0AL(N) | 105.60000000000001 | OPEN | node_8101202_200863882 | node_8101202_200863883 | ABN | 8101202
oh_line_8101202_200863884 |  | bal_2P_4/0AL_4/0AL(N) | 105.60000000000001 | OPEN | node_8101202_200863883 | node_8101202_200863884 | ABN | 8101202
oh_line_8101202_200863887 |  | bal_2P_1/0AC_4/0AA(N) | 158.4 | OPEN | node_8101202_200863880 | node_8101202_200863887 | ABN | 8101202
oh_line_8101202_200863889 |  | bal_2P_1/0AC_4/0AL(N) | 158.4 | OPEN | node_8101202_200863887 | node_8101202_200863889 | ABN | 8101202
oh_line_8101202_200863932 |  | bal_1P_1/0AC | 158.4 | OPEN | node_8101202_200863933 | node_8101202_200863932 | AD | 8101202
oh_line_8101202_200863933 |  | bal_1P_1/0AC | 158.4 | OPEN | node_8101202_200863688 | node_8101202_200863933 | AD | 8101202
oh_line_8101202_200863958 |  | bal_1P_1/0AC | 158.4 | OPEN | node_8101202_200863959 | node_8101202_200863958 | AD | 8101202
oh_line_8101202_200863959 |  | bal_1P_1/0AC | 158.4 | OPEN | node_8101202_200863960 | node_8101202_200863959 | AD | 8101202
oh_line_8101202_200863960 |  | bal_1P_1/0AC | 158.4 | OPEN | node_8101202_200863686 | node_8101202_200863960 | AD | 8101202
oh_line_8101202_200863961 |  | bal_1P_1/0AC | 158.4 | OPEN | node_8101202_200863960 | node_8101202_200863961 | AD | 8101202
oh_line_8101202_200863962 |  | bal_1P_1/0AC | 158.4 | OPEN | node_8101202_200863961 | node_8101202_200863962 | AD | 8101202
oh_line_8101202_200863965 |  | bal_3P_4/0AC | 105.60000000000001 | OPEN | node_8101202_200861414 | node_intto1_8101202_200863965 | ABCD | 8101202
oh_line_8101202_200863966 |  | bal_3P_4/0AC | 105.60000000000001 | OPEN | node_8101202_200863965 | node_8101202_200863966 | ABCD | 8101202
oh_line_8101202_200863967 |  | bal_3P_4/0AC | 158.4 | OPEN | node_8101202_200863966 | node_8101202_200863967 | ABCD | 8101202
oh_line_8101202_200863968 |  | bal_3P_1/0AA | 52.800000000000004 | OPEN | node_8101202_200863967 | node_8101202_200863968 | ABCD | 8101202
oh_line_8101202_200863983 |  | bal_1P_1/0AC | 158.4 | OPEN | node_8101202_201059675 | node_8101202_200863983 | AD | 8101202
oh_line_8101202_200863985 |  | bal_1P_1/0AC | 158.4 | OPEN | node_8101202_200863983 | node_8101202_200863985 | AD | 8101202
oh_line_8101202_200863986 |  | bal_1P_1/0AC | 158.4 | OPEN | node_8101202_200863985 | node_8101202_200863986 | AD | 8101202
oh_line_8101202_200863987 |  | bal_1P_1/0AC | 211.20000000000002 | OPEN | node_8101202_200863986 | node_8101202_200863987 | AD | 8101202
oh_line_8101202_200863988 |  | bal_1P_1/0AC | 158.4 | OPEN | node_8101202_200863987 | node_8101202_200863988 | AD | 8101202
oh_line_8101202_200863989 |  | bal_1P_1/0AA | 158.4 | OPEN | node_8101202_200863988 | node_8101202_200863989 | AD | 8101202
oh_line_8101202_200863990-1 |  | bal_1P_1/0AA | 0 | OPEN | node_8101202_200863989 | node_intto1_220386705 | AD | 8101202
oh_line_8101202_200863990-2 |  | bal_1P_1/0AA | 158.4 | OPEN | node_220386705 | node_intto1_311908296 | AD | 8101202
oh_line_8101202_200863990-3 |  | bal_1P_1/0AA | 0 | OPEN | node_311908296 | node_intto1_220463006 | AD | 8101202
oh_line_8101202_200863990-4 |  | bal_1P_1/0AA | 0 | OPEN | node_220463006 | node_8101202_200863990 | AD | 8101202
oh_line_8101202_200863992 |  | bal_1P_1/0AC | 211.20000000000002 | OPEN | node_8101202_200863988 | node_8101202_200863992 | AD | 8101202
oh_line_8101202_200863993 |  | bal_1P_1/0AC | 158.4 | OPEN | node_8101202_200863992 | node_8101202_200863993 | AD | 8101202
oh_line_8101202_200863994 |  | bal_1P_1/0AC | 211.20000000000002 | OPEN | node_8101202_200863993 | node_8101202_200863994 | AD | 8101202
oh_line_8101202_200863995 |  | bal_1P_1/0AC | 211.20000000000002 | OPEN | node_8101202_200863994 | node_8101202_200863995 | AD | 8101202
oh_line_8101202_200863996 |  | bal_1P_1/0AC | 211.20000000000002 | OPEN | node_8101202_200863995 | node_8101202_200863996 | AD | 8101202
oh_line_8101202_200864112 |  | bal_3P_477AL_4/0AL(N) | 105.60000000000001 | OPEN | node_8101202_200863754 | node_8101202_200864112 | ABCN | 8101202
oh_line_8101202_200864113 |  | bal_3P_477AL_4/0AL(N) | 158.4 | OPEN | node_8101202_200864112 | node_8101202_200864113 | ABCN | 8101202
oh_line_8101202_200864114 |  | bal_3P_477AL_4/0AA(N) | 211.20000000000002 | OPEN | node_8101202_200864113 | node_8101202_200864114 | ABCN | 8101202
oh_line_8101202_200864115 |  | bal_3P_477AL_4/0AA(N) | 105.60000000000001 | OPEN | node_8101202_200864114 | node_8101202_200864115 | ABCN | 8101202
oh_line_8101202_200864116 |  | bal_3P_477AL_4/0AA(N) | 105.60000000000001 | OPEN | node_8101202_200864115 | node_8101202_200864116 | ABCN | 8101202
oh_line_8101202_200864117 |  | bal_3P_4/0AA_1/0AA(N) | 105.60000000000001 | OPEN | node_8101202_200864116 | node_8101202_200864117 | ABCN | 8101202
oh_line_8101202_200864610 |  | bal_3P_1/0AC | 0 | OPEN | node_8101202_200863154 | node_8101202_200864610 | ABCD | 8101202
oh_line_8101202_200864611 |  | bal_3P_1/0AC | 211.20000000000002 | OPEN | node_8101202_200864610 | node_8101202_200864611 | ABCD | 8101202
oh_line_8101202_200865068 |  | bal_3P_1/0AC | 105.60000000000001 | OPEN | node_8101202_200865194 | node_8101202_200865068 | ABCD | 8101202
oh_line_8101202_200865187 |  | bal_1P_2CU | 158.4 | OPEN | node_8101202_200865188 | node_8101202_200865187 | AD | 8101202
oh_line_8101202_200865188 |  | bal_1P_2CU | 105.60000000000001 | OPEN | node_8101202_200865189 | node_8101202_200865188 | AD | 8101202
oh_line_8101202_200865189 |  | bal_1P_4/0AL | 52.800000000000004 | OPEN | node_8101202_200865192 | node_8101202_200865189 | AD | 8101202
oh_line_8101202_200865192 |  | bal_3P_4/0AL | 105.60000000000001 | OPEN | node_8101202_200865194 | node_8101202_200865192 | ABCD | 8101202
oh_line_8101202_200865194 |  | bal_3P_4/0AL | 158.4 | OPEN | node_8101202_200865195 | node_8101202_200865194 | ABCD | 8101202
oh_line_8101202_200865195 |  | bal_3P_4/0AL | 105.60000000000001 | OPEN | node_8101202_200865198 | node_8101202_200865195 | ABCD | 8101202
oh_line_8101202_200865198 |  | bal_3P_4/0AL | 105.60000000000001 | OPEN | node_8101202_200865199 | node_8101202_200865198 | ABCD | 8101202
oh_line_8101202_200865199 |  | bal_3P_4/0AL | 158.4 | OPEN | node_8101202_201018772 | node_intto1_8101202_200865199 | ABCD | 8101202
oh_line_8101202_200865201 |  | bal_3P_4/0AL | 0 | OPEN | node_8101202_200866657 | node_8101202_200865201 | ABCD | 8101202
oh_line_8101202_200865202 |  | bal_3P_4/0AL | 158.4 | OPEN | node_8101202_200865201 | node_8101202_200865202 | ABCD | 8101202
oh_line_8101202_200865203 |  | bal_3P_4/0AL | 105.60000000000001 | OPEN | node_8101202_200865202 | node_8101202_200865203 | ABCD | 8101202
oh_line_8101202_200865204 |  | bal_3P_4/0AL | 105.60000000000001 | OPEN | node_8101202_200865203 | node_intto1_8101202_200865204 | ABCD | 8101202
oh_line_8101202_200865205 |  | bal_3P_4/0AL | 158.4 | OPEN | node_8101202_200865204 | node_8101202_200865205 | ABCD | 8101202
oh_line_8101202_200865206 |  | bal_3P_4/0AL | 105.60000000000001 | OPEN | node_8101202_200865205 | node_8101202_200865206 | ABCD | 8101202
oh_line_8101202_200865207 |  | bal_3P_4/0AL | 158.4 | OPEN | node_8101202_200865206 | node_8101202_200865207 | ABCD | 8101202
oh_line_8101202_200865209 |  | bal_3P_4/0AL | 105.60000000000001 | OPEN | node_8101202_200865207 | node_8101202_200865209 | ABCD | 8101202
oh_line_8101202_200865210 |  | bal_3P_4/0AL | 158.4 | OPEN | node_8101202_200865209 | node_8101202_200865210 | ABCD | 8101202
oh_line_8101202_200865211 |  | bal_3P_4/0AL | 105.60000000000001 | OPEN | node_8101202_200865210 | node_8101202_200865211 | ABCD | 8101202
oh_line_8101202_200865212 |  | bal_3P_4/0AL | 158.4 | OPEN | node_8101202_200865211 | node_8101202_200865212 | ABCD | 8101202
oh_line_8101202_200865213-1 |  | bal_3P_4/0AL | 0 | OPEN | node_8101202_200865212 | node_1361472_139_15292231_636 | ABCD | 8101202
oh_line_8101202_200865213-2 |  | bal_3P_4/0AL | 105.60000000000001 | OPEN | node_1361472_139_15292231_636 | node_8101202_200865213 | ABCD | 8101202
oh_line_8101202_200865214 |  | bal_3P_4/0AL | 105.60000000000001 | OPEN | node_8101202_200865213 | node_8101202_200865214 | ABCD | 8101202
oh_line_8101202_200865215 |  | bal_3P_4/0AL | 105.60000000000001 | OPEN | node_8101202_200865214 | node_8101202_200865215 | ABCD | 8101202
oh_line_8101202_200865216 |  | bal_3P_4/0AL | 52.800000000000004 | OPEN | node_8101202_200865215 | node_8101202_200865216 | ABCD | 8101202
oh_line_8101202_200865217 |  | bal_3P_4/0AL | 105.60000000000001 | OPEN | node_8101202_200865216 | node_8101202_200865217 | ABCD | 8101202
oh_line_8101202_200866599 |  | bal_1P_2AC | 52.800000000000004 | OPEN | node_8101202_200865187 | node_8101202_200866599 | AD | 8101202
oh_line_8101202_200866600 |  | bal_1P_2AC | 158.4 | OPEN | node_8101202_200866599 | node_8101202_200866600 | AD | 8101202
oh_line_8101202_200866601 |  | bal_1P_2AC | 105.60000000000001 | OPEN | node_8101202_200866600 | node_8101202_200866601 | AD | 8101202
oh_line_8101202_200866602 |  | bal_1P_2AC | 105.60000000000001 | OPEN | node_8101202_200866601 | node_8101202_200866602 | AD | 8101202
oh_line_8101202_200866610 |  | bal_1P_1/0AC | 158.4 | OPEN | node_8101202_200865192 | node_8101202_200866610 | AD | 8101202
oh_line_8101202_200866611 |  | bal_1P_1/0AC | 158.4 | OPEN | node_8101202_200866610 | node_8101202_200866611 | AD | 8101202
oh_line_8101202_200866612 |  | bal_1P_1/0AC | 105.60000000000001 | OPEN | node_8101202_200866611 | node_8101202_200866612 | AD | 8101202
oh_line_8101202_200866613 |  | bal_1P_1/0AC | 105.60000000000001 | OPEN | node_8101202_200866612 | node_8101202_200866613 | AD | 8101202
oh_line_8101202_200866614 |  | bal_1P_2AC | 105.60000000000001 | OPEN | node_8101202_200866613 | node_8101202_200866614 | AD | 8101202
oh_line_8101202_200866617 |  | bal_1P_2AC | 158.4 | OPEN | node_8101202_200866614 | node_8101202_200866617 | AD | 8101202
oh_line_8101202_200866618 |  | bal_1P_2AC | 105.60000000000001 | OPEN | node_8101202_200866617 | node_8101202_200866618 | AD | 8101202
oh_line_8101202_200866619 |  | bal_1P_2AC | 52.800000000000004 | OPEN | node_8101202_200866618 | node_8101202_200866619 | AD | 8101202
oh_line_8101202_200866620 |  | bal_1P_2AC | 52.800000000000004 | OPEN | node_8101202_200866619 | node_8101202_200866620 | AD | 8101202
oh_line_8101202_200866625 |  | bal_1P_1/0AC | 158.4 | OPEN | node_8101202_200866626 | node_8101202_200866625 | AD | 8101202
oh_line_8101202_200866626 |  | bal_1P_1/0AC | 158.4 | OPEN | node_8101202_200866632 | node_8101202_200866626 | AD | 8101202
oh_line_8101202_200866627 |  | bal_3P_4/0AA | 158.4 | OPEN | node_8101202_200866628 | node_8101202_200866627 | ABCD | 8101202
oh_line_8101202_200866628 |  | bal_3P_4/0AA | 158.4 | OPEN | node_8101202_200866629 | node_8101202_200866628 | ABCD | 8101202
oh_line_8101202_200866629 |  | bal_3P_4/0AA | 105.60000000000001 | OPEN | node_8101202_200866630 | node_8101202_200866629 | ABCD | 8101202
oh_line_8101202_200866630 |  | bal_3P_4/0AA | 158.4 | OPEN | node_8101202_200866631 | node_8101202_200866630 | ABCD | 8101202
oh_line_8101202_200866631 |  | bal_3P_4/0AA | 105.60000000000001 | OPEN | node_8101202_200866632 | node_8101202_200866631 | ABCD | 8101202
oh_line_8101202_200866632 |  | bal_3P_4/0AA | 158.4 | OPEN | node_8101202_200866633 | node_8101202_200866632 | ABCD | 8101202
oh_line_8101202_200866633 |  | bal_3P_4/0AA | 264 | OPEN | node_8101202_201015163 | node_intto1_8101202_200866633 | ABCD | 8101202
oh_line_8101202_200866634 |  | bal_3P_4/0AA_4/0AC(N) | 105.60000000000001 | OPEN | node_8101202_200866635 | node_8101202_200866634 | ABCN | 8101202
oh_line_8101202_200866635 |  | bal_3P_4/0AA_1/0AC(N) | 105.60000000000001 | OPEN | node_8101202_200863771 | node_8101202_200866635 | ABCN | 8101202
oh_line_8101202_200866641 |  | bal_1P_1/0AC | 105.60000000000001 | OPEN | node_8101202_200866656 | node_8101202_200866641 | AD | 8101202
oh_line_8101202_200866642 |  | bal_1P_1/0AC | 158.4 | OPEN | node_8101202_200866641 | node_8101202_200866642 | AD | 8101202
oh_line_8101202_200866646 |  | bal_1P_1/0AA | 105.60000000000001 | OPEN | node_8101202_200866647 | node_8101202_200866646 | AD | 8101202
oh_line_8101202_200866647 |  | bal_1P_1/0AA | 105.60000000000001 | OPEN | node_8101202_200866648 | node_8101202_200866647 | AD | 8101202
oh_line_8101202_200866648 |  | bal_1P_1/0AA | 158.4 | OPEN | node_8101202_200866650 | node_8101202_200866648 | AD | 8101202
oh_line_8101202_200866650 |  | bal_1P_1/0AA | 105.60000000000001 | OPEN | node_8101202_200866651 | node_8101202_200866650 | AD | 8101202
oh_line_8101202_200866651 |  | bal_1P_1/0AA | 105.60000000000001 | OPEN | node_8101202_200866652 | node_8101202_200866651 | AD | 8101202
oh_line_8101202_200866652 |  | bal_1P_1/0AA | 158.4 | OPEN | node_8101202_200866653 | node_8101202_200866652 | AD | 8101202
oh_line_8101202_200866653 |  | bal_1P_1/0AA | 105.60000000000001 | OPEN | node_8101202_200866654 | node_8101202_200866653 | AD | 8101202
oh_line_8101202_200866654 |  | bal_1P_1/0AA | 105.60000000000001 | OPEN | node_8101202_200866655 | node_8101202_200866654 | AD | 8101202
oh_line_8101202_200866655 |  | bal_1P_1/0AC | 52.800000000000004 | OPEN | node_8101202_200866677 | node_8101202_200866655 | AD | 8101202
oh_line_8101202_200866656 |  | bal_1P_1/0AC | 158.4 | OPEN | node_8101202_200866655 | node_8101202_200866656 | AD | 8101202
oh_line_8101202_200866657 |  | bal_3P_4/0AL | 105.60000000000001 | OPEN | node_8101202_200866627 | node_8101202_200866657 | ABCD | 8101202
oh_line_8101202_200866659 |  | bal_1P_1/0AC | 105.60000000000001 | OPEN | node_8101202_200865204 | node_8101202_200866659 | AD | 8101202
oh_line_8101202_200866661 |  | bal_1P_1/0AC | 158.4 | OPEN | node_8101202_200866659 | node_8101202_200866661 | AD | 8101202
oh_line_8101202_200866662 |  | bal_1P_1/0AC | 158.4 | OPEN | node_8101202_200866661 | node_8101202_200866662 | AD | 8101202
oh_line_8101202_200866663 |  | bal_1P_1/0AA | 158.4 | OPEN | node_8101202_200866662 | node_8101202_200866663 | AD | 8101202
oh_line_8101202_200866664 |  | bal_1P_1/0AA | 158.4 | OPEN | node_8101202_200866663 | node_8101202_200866664 | AD | 8101202
oh_line_8101202_200866665 |  | bal_1P_1/0AA | 158.4 | OPEN | node_8101202_200866664 | node_8101202_200866665 | AD | 8101202
oh_line_8101202_200866667 |  | bal_1P_1/0AA | 52.800000000000004 | OPEN | node_8101202_200866632 | node_8101202_200866667 | AD | 8101202
oh_line_8101202_200866668 |  | bal_1P_1/0AA | 158.4 | OPEN | node_8101202_200866667 | node_8101202_200866668 | AD | 8101202
oh_line_8101202_200866669 |  | bal_1P_1/0AA | 211.20000000000002 | OPEN | node_8101202_200866668 | node_8101202_200866669 | AD | 8101202
oh_line_8101202_200866677 |  | bal_1P_1/0AC | 105.60000000000001 | OPEN | node_8101202_200866686 | node_8101202_200866677 | AD | 8101202
oh_line_8101202_200866678 |  | bal_1P_1/0AA | 158.4 | OPEN | node_8101202_200866679 | node_8101202_200866678 | AD | 8101202
oh_line_8101202_200866679 |  | bal_1P_1/0AA | 158.4 | OPEN | node_8101202_200866680 | node_8101202_200866679 | AD | 8101202
oh_line_8101202_200866680 |  | bal_1P_1/0AC | 158.4 | OPEN | node_8101202_200866681 | node_8101202_200866680 | AD | 8101202
oh_line_8101202_200866681 |  | bal_1P_1/0AC | 158.4 | OPEN | node_8101202_200866682 | node_8101202_200866681 | AD | 8101202
oh_line_8101202_200866682 |  | bal_1P_1/0AC | 158.4 | OPEN | node_8101202_200866683 | node_8101202_200866682 | AD | 8101202
oh_line_8101202_200866683 |  | bal_1P_1/0AC | 158.4 | OPEN | node_8101202_200866684 | node_8101202_200866683 | AD | 8101202
oh_line_8101202_200866684 |  | bal_1P_1/0AC | 52.800000000000004 | OPEN | node_8101202_200865206 | node_8101202_200866684 | AD | 8101202
oh_line_8101202_200866685 |  | bal_1P_1/0AC | 52.800000000000004 | OPEN | node_8101202_200865206 | node_8101202_200866685 | AD | 8101202
oh_line_8101202_200866686 |  | bal_1P_1/0AC | 105.60000000000001 | OPEN | node_8101202_200866685 | node_8101202_200866686 | AD | 8101202
oh_line_8101202_200866687 |  | bal_1P_1/0AC | 105.60000000000001 | OPEN | node_8101202_200865214 | node_8101202_200866687 | AD | 8101202
oh_line_8101202_200866688 |  | bal_1P_1/0AC | 158.4 | OPEN | node_8101202_200866687 | node_8101202_200866688 | AD | 8101202
oh_line_8101202_200866691 |  | bal_1P_1/0AC | 158.4 | OPEN | node_8101202_200866692 | node_8101202_200866691 | AD | 8101202
oh_line_8101202_200866692 |  | bal_1P_1/0AC | 105.60000000000001 | OPEN | node_8101202_200866693 | node_8101202_200866692 | AD | 8101202
oh_line_8101202_200866693 |  | bal_1P_1/0AC | 211.20000000000002 | OPEN | node_8101202_200866694 | node_8101202_200866693 | AD | 8101202
oh_line_8101202_200866694 |  | bal_1P_1/0AC | 158.4 | OPEN | node_8101202_200866714 | node_8101202_200866694 | AD | 8101202
oh_line_8101202_200866701 |  | bal_3P_1/0AC | 105.60000000000001 | OPEN | node_8101202_200865217 | node_8101202_200866701 | ABCD | 8101202
oh_line_8101202_200866702 |  | bal_3P_1/0AC | 211.20000000000002 | OPEN | node_8101202_200866701 | node_8101202_200866702 | ABCD | 8101202
oh_line_8101202_200866703 |  | bal_3P_1/0AC | 158.4 | OPEN | node_8101202_200866702 | node_8101202_200866703 | ABCD | 8101202
oh_line_8101202_200866704 |  | bal_3P_1/0AC | 158.4 | OPEN | node_8101202_200866703 | node_8101202_200866704 | ABCD | 8101202
oh_line_8101202_200866705 |  | bal_3P_1/0AC | 158.4 | OPEN | node_8101202_200866704 | node_8101202_200866705 | ABCD | 8101202
oh_line_8101202_200866706 |  | bal_3P_1/0AC | 105.60000000000001 | OPEN | node_8101202_200866705 | node_8101202_200866706 | ABCD | 8101202
oh_line_8101202_200866707 |  | bal_3P_1/0AC | 105.60000000000001 | OPEN | node_8101202_200866706 | node_8101202_200866707 | ABCD | 8101202
oh_line_8101202_200866708 |  | bal_3P_1/0AC | 105.60000000000001 | OPEN | node_8101202_200866707 | node_8101202_200866708 | ABCD | 8101202
oh_line_8101202_200866709 |  | bal_3P_1/0AC | 105.60000000000001 | OPEN | node_8101202_200866708 | node_8101202_200866709 | ABCD | 8101202
oh_line_8101202_200866710 |  | bal_3P_1/0AC | 158.4 | OPEN | node_8101202_200866709 | node_8101202_200866710 | ABCD | 8101202
oh_line_8101202_200866711 |  | bal_3P_1/0AC | 158.4 | OPEN | node_8101202_200866710 | node_8101202_200866711 | ABCD | 8101202
oh_line_8101202_200866713 |  | bal_1P_1/0AC | 211.20000000000002 | OPEN | node_8101202_200866710 | node_8101202_200866713 | AD | 8101202
oh_line_8101202_200866714 |  | bal_1P_1/0AC | 211.20000000000002 | OPEN | node_8101202_200866713 | node_intto1_8101202_200866714 | AD | 8101202
oh_line_8101202_200866715 |  | bal_1P_1/0AC | 105.60000000000001 | OPEN | node_8101202_200866714 | node_8101202_200866715 | AD | 8101202
oh_line_8101202_200866716 |  | bal_1P_1/0AC | 105.60000000000001 | OPEN | node_8101202_200866715 | node_8101202_200866716 | AD | 8101202
oh_line_8101202_200866719 |  | bal_1P_2AC | 158.4 | OPEN | node_8101202_200865211 | node_8101202_200866719 | AD | 8101202
oh_line_8101202_200866720 |  | bal_1P_2AC | 158.4 | OPEN | node_8101202_200866719 | node_8101202_200866720 | AD | 8101202
oh_line_8101202_200866721 |  | bal_1P_2AC | 105.60000000000001 | OPEN | node_8101202_200866720 | node_8101202_200866721 | AD | 8101202
oh_line_8101202_200866722 |  | bal_1P_2AC | 158.4 | OPEN | node_8101202_200866721 | node_8101202_200866722 | AD | 8101202
oh_line_8101202_200866723 |  | bal_1P_2AC | 158.4 | OPEN | node_8101202_200866722 | node_8101202_200866723 | AD | 8101202
oh_line_8101202_200866724 |  | bal_1P_2AC | 158.4 | OPEN | node_8101202_200866723 | node_8101202_200866724 | AD | 8101202
oh_line_8101202_200866727 |  | bal_1P_1/0AC | 105.60000000000001 | OPEN | node_8101202_200866716 | node_8101202_200866727 | AD | 8101202
oh_line_8101202_200917578 |  | bal_3P_477AL | 158.4 | OPEN | node_8101202_200861414 | node_8101202_200917578 | ABCD | 8101202
oh_line_8101202_200917579 |  | bal_1P_2AC | 158.4 | OPEN | node_8101202_200862409 | node_8101202_200917579 | AD | 8101202
oh_line_8101202_200949193 |  | bal_3P_477AL_4/0AC(N) | 211.20000000000002 | OPEN | node_8101202_200862003 | node_8101202_200949193 | ABCN | 8101202
oh_line_8101202_200954491 |  | bal_3P_336AL | 52.800000000000004 | OPEN | node_8101202_201041555 | node_intto1_8101202_200954491 | ABCD | 8101202
oh_line_8101202_200954493 |  | bal_3P_336AL | 52.800000000000004 | OPEN | node_8101202_201041555 | node_8101202_200954493 | ABCD | 8101202
oh_line_8101202_200959338 |  | bal_3P_477AL_4/0AA(N) | 211.20000000000002 | OPEN | node_8101202_200863809 | node_8101202_200959338 | ABCN | 8101202
oh_line_8101202_200973955 |  | bal_1P_1/0AC | 105.60000000000001 | OPEN | node_8101202_200861772 | node_8101202_200973955 | AD | 8101202
oh_line_8101202_201015159 |  | bal_3P_477AL_4/0AA(N) | 52.800000000000004 | OPEN | node_8101202_201015160 | node_8101202_201015159 | ABCN | 8101202
oh_line_8101202_201015160 |  | bal_3P_477AL_4/0AA(N) | 52.800000000000004 | OPEN | node_SOURCE_8101202 | node_8101202_201015160 | ABCN | 8101202
oh_line_8101202_201015161-1 |  | bal_3P_477AL_4/0AC(N) | 0 | OPEN | node_8101202_201015162 | node_intto1_311908290 | ABCN | 8101202
oh_line_8101202_201015161-2 |  | bal_3P_477AL_4/0AC(N) | 0 | OPEN | node_311908290 | node_intto1_311908283 | ABCN | 8101202
oh_line_8101202_201015161-3 |  | bal_3P_477AL_4/0AC(N) | 0 | OPEN | node_311908283 | node_intto1_220598262 | ABCN | 8101202
oh_line_8101202_201015161-4 |  | bal_3P_477AL_4/0AC(N) | 0 | OPEN | node_220598262 | node_8101202_201015161 | ABCN | 8101202
oh_line_8101202_201015162 |  | bal_3P_477AL_4/0AC(N) | 105.60000000000001 | OPEN | node_8101202_200861422 | node_8101202_201015162 | ABCN | 8101202
oh_line_8101202_201015163 |  | bal_3P_4/0AA_4/0AC(N) | 0 | OPEN | node_8101202_201015164 | node_intto1_8101202_201015163 | ABCN | 8101202
oh_line_8101202_201015164 |  | bal_3P_4/0AA_4/0AC(N) | 0 | OPEN | node_8101202_200866634 | node_8101202_201015164 | ABCN | 8101202
oh_line_8101202_201015165-1 |  | bal_3P_477AL_4/0AA(N) | 0 | OPEN | node_8101202_201015166 | node_intto1_311908273 | ABCN | 8101202
oh_line_8101202_201015165-2 |  | bal_3P_477AL_4/0AA(N) | 0 | OPEN | node_311908273 | node_intto1_311908270 | ABCN | 8101202
oh_line_8101202_201015165-3 |  | bal_3P_477AL_4/0AA(N) | 0 | OPEN | node_311908270 | node_intto1_220598260 | ABCN | 8101202
oh_line_8101202_201015165-4 |  | bal_3P_477AL_4/0AA(N) | 0 | OPEN | node_220598260 | node_8101202_201015165 | ABCN | 8101202
oh_line_8101202_201015166 |  | bal_3P_477AL_4/0AA(N) | 52.800000000000004 | OPEN | node_8101202_200861408 | node_intto1_8101202_201015166 | ABCN | 8101202
oh_line_8101202_201016311 |  | bal_1P_1/0AC | 211.20000000000002 | OPEN | node_8101202_200862525 | node_8101202_201016311 | AD | 8101202
oh_line_8101202_201018772 |  | bal_3P_4/0AL | 105.60000000000001 | OPEN | node_8101202_200865201 | node_8101202_201018772 | ABCD | 8101202
oh_line_8101202_201031732 |  | bal_3P_477AL_4/0AA(N) | 52.800000000000004 | OPEN | node_8101202_200863769 | node_intto1_8101202_201031732 | ABCN | 8101202
oh_line_8101202_201031733 |  | bal_3P_477AL_4/0AA(N) | 52.800000000000004 | OPEN | node_8101202_201031732 | node_8101202_201031733 | ABCN | 8101202
oh_line_8101202_201031734 |  | bal_3P_477AL_4/0AA(N) | 52.800000000000004 | OPEN | node_8101202_201031733 | node_8101202_201031734 | ABCN | 8101202
oh_line_8101202_201034307 |  | bal_3P_477AL_4/0AC(N) | 158.4 | OPEN | node_8101202_200949193 | node_8101202_201034307 | ABCN | 8101202
oh_line_8101202_201041555 |  | bal_3P_4CU | 158.4 | OPEN | node_8101202_200861374 | node_8101202_201041555 | ABCD | 8101202
oh_line_8101202_201041767-1 |  | bal_3P_1/0AC | 211.20000000000002 | OPEN | node_1358923_016_15289654_884 | node_8101202_201041767 | ABCD | 8101202
oh_line_8101202_201041767-2 |  | bal_3P_1/0AC | 0 | OPEN | node_8101202_200861378 | node_1358923_016_15289654_884 | ABCD | 8101202
oh_line_8101202_201041768 |  | bal_3P_4CU | 158.4 | OPEN | node_8101202_200861391 | node_8101202_201041768 | ABCD | 8101202
oh_line_8101202_201041769 |  | bal_3P_4/0AA_1/0AC(N) | 105.60000000000001 | OPEN | node_8101202_200863771 | node_intto1_8101202_201041769 | ABCN | 8101202
oh_line_8101202_201041770 |  | bal_3P_4/0AA_1/0AC(N) | 264 | OPEN | node_8101202_201041769 | node_8101202_201041770 | ABCN | 8101202
oh_line_8101202_201058695 |  | bal_3P_1/0AC_4/0AA(N) | 211.20000000000002 | OPEN | node_8101202_200862228 | node_8101202_201058695 | ABCN | 8101202
oh_line_8101202_201059675 |  | bal_1P_1/0AC | 211.20000000000002 | OPEN | node_8101202_200862513 | node_8101202_201059675 | AD | 8101202
oh_line_TAP_OH_905061 |  | unb_TAPWIRE_OH | 52.800000000000004 | OPEN | node_8101202_200861386 | node_1359764_544_15289924_519 | ABCN | 8101202
oh_line_TAP_OH_905065 |  | unb_TAPWIRE_OH | 52.800000000000004 | OPEN | node_8101202_200861393 | node_1360351_671_15290062_307 | ABCN | 8101202
oh_line_TAP_OH_905067 |  | unb_TAPWIRE_OH | 52.800000000000004 | OPEN | node_8101202_200861396 | node_1360748_385_15290165_422 | ABCN | 8101202
oh_line_TAP_OH_905072 |  | unb_TAPWIRE_OH | 0 | OPEN | node_8101202_200861406 | node_1362239_546_15290577_617 | ABCN | 8101202
oh_line_TAP_OH_905076 |  | unb_TAPWIRE_OH | 52.800000000000004 | OPEN | node_8101202_200861419 | node_1364379_048_15290909_235 | ABCN | 8101202
oh_line_TAP_OH_905077 |  | unb_TAPWIRE_OH | 0 | OPEN | node_8101202_200861425 | node_1365150_098_15290979_595 | ABCN | 8101202
oh_line_TAP_OH_905079 |  | unb_TAPWIRE_OH | 52.800000000000004 | OPEN | node_8101202_200861432 | node_1365897_778_15291074_856 | ABCN | 8101202
oh_line_TAP_OH_905165 |  | unb_TAPWIRE_OH | 0 | OPEN | node_8101202_200861765 | node_1362556_59_15290067_666 | AN | 8101202
oh_line_TAP_OH_905166 |  | unb_TAPWIRE_OH | 52.800000000000004 | OPEN | node_8101202_200861767 | node_1362368_268_15289843_35 | AN | 8101202
oh_line_TAP_OH_905167 |  | unb_TAPWIRE_OH | 52.800000000000004 | OPEN | node_8101202_200861770 | node_1362104_126_15289601_102 | AN | 8101202
oh_line_TAP_OH_905230 |  | unb_TAPWIRE_OH | 52.800000000000004 | OPEN | node_8101202_200862000 | node_1367469_312_15291353_049 | ABCN | 8101202
oh_line_TAP_OH_905232 |  | unb_TAPWIRE_OH | 52.800000000000004 | OPEN | node_8101202_200862005 | node_1366539_772_15291184_554 | ABCN | 8101202
oh_line_TAP_OH_905309 |  | unb_TAPWIRE_OH | 0 | OPEN | node_8101202_200862219 | node_1365616_545_15290700_742 | ABCN | 8101202
oh_line_TAP_OH_905310 |  | unb_TAPWIRE_OH | 52.800000000000004 | OPEN | node_8101202_200862228 | node_1365860_836_15290314_081 | ABCN | 8101202
oh_line_TAP_OH_905311 |  | unb_TAPWIRE_OH | 52.800000000000004 | OPEN | node_8101202_200862232 | node_1366198_934_15289907_168 | ABCN | 8101202
oh_line_TAP_OH_905338 |  | unb_TAPWIRE_OH | 52.800000000000004 | OPEN | node_8101202_200862318 | node_1362079_244_15289933_003 | AN | 8101202
oh_line_TAP_OH_905357 |  | unb_TAPWIRE_OH | 52.800000000000004 | OPEN | node_8101202_200862384 | node_1363923_35_15290256_646 | AN | 8101202
oh_line_TAP_OH_905358 |  | unb_TAPWIRE_OH | 52.800000000000004 | OPEN | node_8101202_200862386 | node_1363611_573_15290203_218 | AN | 8101202
oh_line_TAP_OH_905359 |  | unb_TAPWIRE_OH | 52.800000000000004 | OPEN | node_8101202_200862390 | node_1362943_766_15290175_053 | AN | 8101202
oh_line_TAP_OH_905360 |  | unb_TAPWIRE_OH | 52.800000000000004 | OPEN | node_8101202_200862392 | node_1364692_672_15290724_955 | AN | 8101202
oh_line_TAP_OH_905361 |  | unb_TAPWIRE_OH | 52.800000000000004 | OPEN | node_8101202_200862401 | node_1364857_064_15290277_158 | AN | 8101202
oh_line_TAP_OH_905362 |  | unb_TAPWIRE_OH | 52.800000000000004 | OPEN | node_8101202_200862406 | node_1364378_957_15290308_808 | AN | 8101202
oh_line_TAP_OH_905399 |  | unb_TAPWIRE_OH | 52.800000000000004 | OPEN | node_8101202_200862503 | node_1364150_884_15289894_51 | AN | 8101202
oh_line_TAP_OH_905400 |  | unb_TAPWIRE_OH | 52.800000000000004 | OPEN | node_8101202_200862506 | node_1364070_478_15289575_528 | AN | 8101202
oh_line_TAP_OH_905401 |  | unb_TAPWIRE_OH | 52.800000000000004 | OPEN | node_8101202_200862510 | node_1364334_026_15288864_851 | AN | 8101202
oh_line_TAP_OH_905402 |  | unb_TAPWIRE_OH | 52.800000000000004 | OPEN | node_8101202_200862512 | node_1364789_666_15288796_954 | AN | 8101202
oh_line_TAP_OH_905403 |  | unb_TAPWIRE_OH | 52.800000000000004 | OPEN | node_8101202_200862513 | node_1364971_255_15288695_311 | AN | 8101202
oh_line_TAP_OH_905404 |  | unb_TAPWIRE_OH | 52.800000000000004 | OPEN | node_8101202_200862517 | node_1364992_23_15288333_627 | AN | 8101202
oh_line_TAP_OH_905405 |  | unb_TAPWIRE_OH | 52.800000000000004 | OPEN | node_8101202_200862521 | node_1364581_363_15289960_273 | AN | 8101202
oh_line_TAP_OH_905406 |  | unb_TAPWIRE_OH | 52.800000000000004 | OPEN | node_8101202_200862525 | node_1364843_437_15289579_63 | AN | 8101202
oh_line_TAP_OH_905407 |  | unb_TAPWIRE_OH | 52.800000000000004 | OPEN | node_8101202_200862527 | node_1364949_708_15289181_734 | AN | 8101202
oh_line_TAP_OH_905456 |  | unb_TAPWIRE_OH | 52.800000000000004 | OPEN | node_8101202_200862687 | node_1364530_698_15289597_131 | AN | 8101202
oh_line_TAP_OH_905551 |  | unb_TAPWIRE_OH | 0 | OPEN | node_8101202_200863111 | node_1366598_002_15291035_228 | ABN | 8101202
oh_line_TAP_OH_905552 |  | unb_TAPWIRE_OH | 0 | OPEN | node_8101202_200863113 | node_1366610_851_15290674_285 | ABN | 8101202
oh_line_TAP_OH_905553 |  | unb_TAPWIRE_OH | 52.800000000000004 | OPEN | node_8101202_200863114 | node_1366840_065_15290638_738 | ABN | 8101202
oh_line_TAP_OH_905556 |  | unb_TAPWIRE_OH | 0 | OPEN | node_8101202_200863133 | node_1366191_823_15290776_935 | ABN | 8101202
oh_line_TAP_OH_905563 |  | unb_TAPWIRE_OH | 52.800000000000004 | OPEN | node_8101202_200863152 | node_1358687_461_15289451_437 | ABCN | 8101202
oh_line_TAP_OH_905564 |  | unb_TAPWIRE_OH | 52.800000000000004 | OPEN | node_8101202_200863155 | node_1358727_394_15289053_809 | ABCN | 8101202
oh_line_TAP_OH_905565 |  | unb_TAPWIRE_OH | 52.800000000000004 | OPEN | node_8101202_200863159 | node_1359283_009_15289282_629 | AN | 8101202
oh_line_TAP_OH_905566 |  | unb_TAPWIRE_OH | 52.800000000000004 | OPEN | node_8101202_200863162 | node_1359752_16_15289407_723 | AN | 8101202
oh_line_TAP_OH_905567 |  | unb_TAPWIRE_OH | 52.800000000000004 | OPEN | node_8101202_200863166 | node_1358353_858_15288728_515 | AN | 8101202
oh_line_TAP_OH_905568 |  | unb_TAPWIRE_OH | 0 | OPEN | node_8101202_200863170 | node_1358659_213_15288774_624 | AN | 8101202
oh_line_TAP_OH_905569 |  | unb_TAPWIRE_OH | 52.800000000000004 | OPEN | node_8101202_200863172 | node_1358944_63_15288931_285 | ABCN | 8101202
oh_line_TAP_OH_905586 |  | unb_TAPWIRE_OH | 52.800000000000004 | OPEN | node_8101202_200863236 | node_1359279_736_15288317_375 | ABCN | 8101202
oh_line_TAP_OH_905587 |  | unb_TAPWIRE_OH | 0 | OPEN | node_8101202_200863240 | node_1359088_672_15287767_953 | AN | 8101202
oh_line_TAP_OH_905588 |  | unb_TAPWIRE_OH | 52.800000000000004 | OPEN | node_8101202_200863242 | node_1359475_774_15287757_38 | AN | 8101202
oh_line_TAP_OH_905589 |  | unb_TAPWIRE_OH | 0 | OPEN | node_8101202_200863245 | node_1359792_772_15287980_434 | AN | 8101202
oh_line_TAP_OH_905590 |  | unb_TAPWIRE_OH | 52.800000000000004 | OPEN | node_8101202_200863246 | node_1359969_985_15288153_957 | AN | 8101202
oh_line_TAP_OH_905591 |  | unb_TAPWIRE_OH | 52.800000000000004 | OPEN | node_8101202_200863247 | node_1358982_857_15287618_064 | AN | 8101202
oh_line_TAP_OH_905592 |  | unb_TAPWIRE_OH | 52.800000000000004 | OPEN | node_8101202_200863252 | node_1359350_079_15288916_319 | AN | 8101202
oh_line_TAP_OH_905593 |  | unb_TAPWIRE_OH | 52.800000000000004 | OPEN | node_8101202_200863255 | node_1359777_942_15289089_09 | AN | 8101202
oh_line_TAP_OH_905594 |  | unb_TAPWIRE_OH | 52.800000000000004 | OPEN | node_8101202_200863258 | node_1358828_19_15288436_941 | AN | 8101202
oh_line_TAP_OH_905595 |  | unb_TAPWIRE_OH | 52.800000000000004 | OPEN | node_8101202_200863264 | node_1359561_809_15288522_737 | AN | 8101202
oh_line_TAP_OH_905596 |  | unb_TAPWIRE_OH | 52.800000000000004 | OPEN | node_8101202_200863265 | node_1359617_257_15288680_167 | AN | 8101202
oh_line_TAP_OH_905648 |  | unb_TAPWIRE_OH | 52.800000000000004 | OPEN | node_8101202_200863425 | node_1359101_445_15287960_851 | ABCN | 8101202
oh_line_TAP_OH_905649 |  | unb_TAPWIRE_OH | 0 | OPEN | node_8101202_200863432 | node_1358546_267_15288377_594 | AN | 8101202
oh_line_TAP_OH_905650 |  | unb_TAPWIRE_OH | 52.800000000000004 | OPEN | node_8101202_200863436 | node_1358026_179_15288310_012 | AN | 8101202
oh_line_TAP_OH_905651 |  | unb_TAPWIRE_OH | 52.800000000000004 | OPEN | node_8101202_200863437 | node_1357982_158_15288162_745 | AN | 8101202
oh_line_TAP_OH_905652 |  | unb_TAPWIRE_OH | 52.800000000000004 | OPEN | node_8101202_200863439 | node_1358505_499_15288074_898 | AN | 8101202
oh_line_TAP_OH_905653 |  | unb_TAPWIRE_OH | 52.800000000000004 | OPEN | node_8101202_200863442 | node_1358345_066_15287662_224 | AN | 8101202
oh_line_TAP_OH_905718 |  | unb_TAPWIRE_OH | 52.800000000000004 | OPEN | node_8101202_200863684 | node_1363327_128_15289983_842 | AN | 8101202
oh_line_TAP_OH_905719 |  | unb_TAPWIRE_OH | 52.800000000000004 | OPEN | node_8101202_200863686 | node_1363029_003_15289721_864 | AN | 8101202
oh_line_TAP_OH_905728 |  | unb_TAPWIRE_OH | 52.800000000000004 | OPEN | node_8101202_200863755 | node_1365072_783_15291053_825 | ABCN | 8101202
oh_line_TAP_OH_905730 |  | unb_TAPWIRE_OH | 52.800000000000004 | OPEN | node_8101202_200863762 | node_1363946_693_15290945_955 | ABCN | 8101202
oh_line_TAP_OH_905734 |  | unb_TAPWIRE_OH | 52.800000000000004 | OPEN | node_8101202_200863770 | node_1362885_912_15290786_383 | ABCN | 8101202
oh_line_TAP_OH_905737 |  | unb_TAPWIRE_OH | 52.800000000000004 | OPEN | node_8101202_200863804 | node_1366008_868_15290487_665 | ABCN | 8101202
oh_line_TAP_OH_905738 |  | unb_TAPWIRE_OH | 52.800000000000004 | OPEN | node_8101202_200863807 | node_1367532_991_15290375_958 | ABN | 8101202
oh_line_TAP_OH_905739 |  | unb_TAPWIRE_OH | 52.800000000000004 | OPEN | node_8101202_200863808 | node_1367378_173_15290327_885 | ABN | 8101202
oh_line_TAP_OH_905740 |  | unb_TAPWIRE_OH | 52.800000000000004 | OPEN | node_8101202_200863812 | node_1368182_985_15290399_782 | ABN | 8101202
oh_line_TAP_OH_905741 |  | unb_TAPWIRE_OH | 52.800000000000004 | OPEN | node_8101202_200863813 | node_1368022_044_15290399_089 | ABN | 8101202
oh_line_TAP_OH_905743 |  | unb_TAPWIRE_OH | 0 | OPEN | node_8101202_200863819 | node_1367691_276_15290541_313 | ABN | 8101202
oh_line_TAP_OH_905744 |  | unb_TAPWIRE_OH | 52.800000000000004 | OPEN | node_8101202_200863824 | node_1366280_924_15290509_465 | ABCN | 8101202
oh_line_TAP_OH_905745 |  | unb_TAPWIRE_OH | 52.800000000000004 | OPEN | node_8101202_200863828 | node_1366924_589_15290397_63 | ABCN | 8101202
oh_line_TAP_OH_905746 |  | unb_TAPWIRE_OH | 52.800000000000004 | OPEN | node_8101202_200863830 | node_1367236_505_15290555_371 | ABN | 8101202
oh_line_TAP_OH_905747 |  | unb_TAPWIRE_OH | 52.800000000000004 | OPEN | node_8101202_200863832 | node_1367425_663_15290891_647 | ABN | 8101202
oh_line_TAP_OH_905762 |  | unb_TAPWIRE_OH | 52.800000000000004 | OPEN | node_8101202_200863879 | node_1366276_96_15290138_36 | ABN | 8101202
oh_line_TAP_OH_905763 |  | unb_TAPWIRE_OH | 52.800000000000004 | OPEN | node_8101202_200863882 | node_1366581_557_15289769_406 | ABN | 8101202
oh_line_TAP_OH_905766 |  | unb_TAPWIRE_OH | 52.800000000000004 | OPEN | node_8101202_200863889 | node_1366649_316_15290155_922 | ABN | 8101202
oh_line_TAP_OH_905773 |  | unb_TAPWIRE_OH | 52.800000000000004 | OPEN | node_8101202_200863932 | node_1363200_106_15289522_287 | AN | 8101202
oh_line_TAP_OH_905774 |  | unb_TAPWIRE_OH | 52.800000000000004 | OPEN | node_8101202_200863933 | node_1363364_381_15289491_9 | AN | 8101202
oh_line_TAP_OH_905782 |  | unb_TAPWIRE_OH | 52.800000000000004 | OPEN | node_8101202_200863958 | node_1362886_6_15290075_998 | AN | 8101202
oh_line_TAP_OH_905783 |  | unb_TAPWIRE_OH | 52.800000000000004 | OPEN | node_8101202_200863962 | node_1362857_301_15289480_65 | AN | 8101202
oh_line_TAP_OH_905784 |  | unb_TAPWIRE_OH | 0 | OPEN | node_8101202_200863965 | node_1363314_614_15290617_731 | ABCN | 8101202
oh_line_TAP_OH_905785 |  | unb_TAPWIRE_OH | 52.800000000000004 | OPEN | node_8101202_200863966 | node_1363288_22_15290503_692 | ABCN | 8101202
oh_line_TAP_OH_905793 |  | unb_TAPWIRE_OH | 52.800000000000004 | OPEN | node_8101202_200863985 | node_1364638_333_15288523_519 | AN | 8101202
oh_line_TAP_OH_905794 |  | unb_TAPWIRE_OH | 52.800000000000004 | OPEN | node_8101202_200863988 | node_1364189_772_15288682_03 | AN | 8101202
oh_line_TAP_OH_905795 |  | unb_TAPWIRE_OH | 52.800000000000004 | OPEN | node_8101202_200863994 | node_1364361_669_15288156_23 | AN | 8101202
oh_line_TAP_OH_905796 |  | unb_TAPWIRE_OH | 52.800000000000004 | OPEN | node_8101202_200863996 | node_1364779_445_15288200_687 | AN | 8101202
oh_line_TAP_OH_905838 |  | unb_TAPWIRE_OH | 0 | OPEN | node_8101202_200864112 | node_1365153_321_15291210_311 | ABCN | 8101202
oh_line_TAP_OH_905839 |  | unb_TAPWIRE_OH | 0 | OPEN | node_8101202_200864114 | node_1365128_33_15291583_684 | ABCN | 8101202
oh_line_TAP_OH_906139 |  | unb_TAPWIRE_OH | 52.800000000000004 | OPEN | node_8101202_200865189 | node_1363500_079_15292072_177 | AN | 8101202
oh_line_TAP_OH_906141 |  | unb_TAPWIRE_OH | 52.800000000000004 | OPEN | node_8101202_200865198 | node_1363090_146_15292195_736 | ABCN | 8101202
oh_line_TAP_OH_906142 |  | unb_TAPWIRE_OH | 52.800000000000004 | OPEN | node_8101202_200865202 | node_1362599_941_15292227_223 | ABCN | 8101202
oh_line_TAP_OH_906143 |  | unb_TAPWIRE_OH | 52.800000000000004 | OPEN | node_8101202_200865205 | node_1362189_139_15292142_412 | ABCN | 8101202
oh_line_TAP_OH_906145 |  | unb_TAPWIRE_OH | 52.800000000000004 | OPEN | node_8101202_200865210 | node_1361723_085_15292249_811 | ABCN | 8101202
oh_line_TAP_OH_906146 |  | unb_TAPWIRE_OH | 52.800000000000004 | OPEN | node_8101202_200865216 | node_1361099_569_15292268_192 | ABCN | 8101202
oh_line_TAP_OH_906581 |  | unb_TAPWIRE_OH | 0 | OPEN | node_8101202_200866599 | node_1363722_314_15291982_091 | AN | 8101202
oh_line_TAP_OH_906587 |  | unb_TAPWIRE_OH | 52.800000000000004 | OPEN | node_8101202_200866613 | node_1363412_339_15291606_493 | AN | 8101202
oh_line_TAP_OH_906588 |  | unb_TAPWIRE_OH | 52.800000000000004 | OPEN | node_8101202_200866618 | node_1363703_093_15291512_304 | AN | 8101202
oh_line_TAP_OH_906589 |  | unb_TAPWIRE_OH | 52.800000000000004 | OPEN | node_8101202_200866625 | node_1362952_824_15291580_676 | AN | 8101202
oh_line_TAP_OH_906590 |  | unb_TAPWIRE_OH | 52.800000000000004 | OPEN | node_8101202_200866629 | node_1362754_689_15291748_025 | ABCN | 8101202
oh_line_TAP_OH_906592 |  | unb_TAPWIRE_OH | 52.800000000000004 | OPEN | node_8101202_200866642 | node_1361660_001_15292453_792 | AN | 8101202
oh_line_TAP_OH_906593 |  | unb_TAPWIRE_OH | 52.800000000000004 | OPEN | node_8101202_200866646 | node_1362953_826_15292401_551 | AN | 8101202
oh_line_TAP_OH_906594 |  | unb_TAPWIRE_OH | 52.800000000000004 | OPEN | node_8101202_200866652 | node_1362395_163_15292429_776 | AN | 8101202
oh_line_TAP_OH_906595 |  | unb_TAPWIRE_OH | 52.800000000000004 | OPEN | node_8101202_200866662 | node_1362311_15291811_035 | AN | 8101202
oh_line_TAP_OH_906596 |  | unb_TAPWIRE_OH | 0 | OPEN | node_8101202_200866665 | node_1362302_904_15291363_658 | AN | 8101202
oh_line_TAP_OH_906597 |  | unb_TAPWIRE_OH | 52.800000000000004 | OPEN | node_8101202_200866669 | node_1362374_656_15291187_988 | AN | 8101202
oh_line_TAP_OH_906599 |  | unb_TAPWIRE_OH | 52.800000000000004 | OPEN | node_8101202_200866677 | node_1362090_594_15292430_585 | AN | 8101202
oh_line_TAP_OH_906600 |  | unb_TAPWIRE_OH | 52.800000000000004 | OPEN | node_8101202_200866678 | node_1362051_529_15291274_797 | AN | 8101202
oh_line_TAP_OH_906601 |  | unb_TAPWIRE_OH | 52.800000000000004 | OPEN | node_8101202_200866681 | node_1362058_409_15291717_423 | AN | 8101202
oh_line_TAP_OH_906602 |  | unb_TAPWIRE_OH | 52.800000000000004 | OPEN | node_8101202_200866685 | node_1362080_41_15292263_45 | AN | 8101202
oh_line_TAP_OH_906603 |  | unb_TAPWIRE_OH | 52.800000000000004 | OPEN | node_8101202_200866688 | node_1361213_854_15291931_314 | AN | 8101202
oh_line_TAP_OH_906604 |  | unb_TAPWIRE_OH | 52.800000000000004 | OPEN | node_8101202_200866691 | node_1361239_573_15291512_968 | AN | 8101202
oh_line_TAP_OH_906605 |  | unb_TAPWIRE_OH | 52.800000000000004 | OPEN | node_8101202_200866694 | node_1361270_838_15291036_592 | AN | 8101202
oh_line_TAP_OH_906610 |  | unb_TAPWIRE_OH | 52.800000000000004 | OPEN | node_8101202_200866702 | node_1360832_195_15291957_516 | ABCN | 8101202
oh_line_TAP_OH_906612 |  | unb_TAPWIRE_OH | 52.800000000000004 | OPEN | node_8101202_200866707 | node_1360815_159_15291258_751 | ABCN | 8101202
oh_line_TAP_OH_906613 |  | unb_TAPWIRE_OH | 52.800000000000004 | OPEN | node_8101202_200866710 | node_1360832_625_15290870_216 | ABCN | 8101202
oh_line_TAP_OH_906615 |  | unb_TAPWIRE_OH | 0 | OPEN | node_8101202_200866720 | node_1361608_691_15291899_409 | AN | 8101202
oh_line_TAP_OH_906616 |  | unb_TAPWIRE_OH | 0 | OPEN | node_8101202_200866723 | node_1361601_125_15291476_872 | AN | 8101202
oh_line_TAP_OH_906617 |  | unb_TAPWIRE_OH | 52.800000000000004 | OPEN | node_8101202_200866727 | node_1361582_281_15290849_65 | AN | 8101202
oh_line_TAP_OH_924732 |  | unb_TAPWIRE_OH | 52.800000000000004 | OPEN | node_8101202_200973955 | node_1362196_549_15290408_704 | AN | 8101202
oh_line_TAP_OH_936500 |  | unb_TAPWIRE_OH | 52.800000000000004 | OPEN | node_8101202_201058695 | node_1365958_675_15290095_354 | ABCN | 8101202
oh_line_TAP_OH_1180321 |  | unb_TAPWIRE_OH | 0 | OPEN | node_8101202_201041767 | node_1358986_729_15289429_98 | ABCN | 8101202
oh_line_TAP_OH_2137334 |  | unb_TAPWIRE_OH | 105.60000000000001 | OPEN | node_8101202_200861417 | node_1363859_611_15290563_968 | ABCN | 8101202
oh_line_TAP_OH_2137335 |  | unb_TAPWIRE_OH | 105.60000000000001 | OPEN | node_8101202_200861417 | node_1363879_064_15290569_348 | ABCN | 8101202
oh_line_TAP_OH_2137336 |  | unb_TAPWIRE_OH | 105.60000000000001 | OPEN | node_8101202_200861417 | node_1363839_819_15290565_521 | ABCN | 8101202
oh_line_TAP_OH_2137346 |  | unb_TAPWIRE_OH | 105.60000000000001 | OPEN | node_8101202_200862202 | node_1365147_699_15290877_607 | ABCN | 8101202
oh_line_TAP_OH_2137347 |  | unb_TAPWIRE_OH | 105.60000000000001 | OPEN | node_8101202_200862202 | node_1365156_154_15290853_6 | ABCN | 8101202
oh_line_TAP_OH_2137348 |  | unb_TAPWIRE_OH | 105.60000000000001 | OPEN | node_8101202_200862202 | node_1365144_176_15290903_777 | ABCN | 8101202
oh_line_TAP_OH_2137351 |  | unb_TAPWIRE_OH | 105.60000000000001 | OPEN | node_8101202_200863763 | node_1363817_594_15291002_698 | ABCN | 8101202
oh_line_TAP_OH_2137352 |  | unb_TAPWIRE_OH | 105.60000000000001 | OPEN | node_8101202_200863763 | node_1363798_419_15290995_706 | ABCN | 8101202
oh_line_TAP_OH_2137353 |  | unb_TAPWIRE_OH | 105.60000000000001 | OPEN | node_8101202_200863763 | node_1363837_428_15291002_802 | ABCN | 8101202
oh_line_TAP_OH_2137369 |  | unb_TAPWIRE_OH | 52.800000000000004 | OPEN | node_8101202_200861375 | node_1358774_236_15289648_726 | ABCN | 8101202
oh_line_TAP_OH_2137370 |  | unb_TAPWIRE_OH | 52.800000000000004 | OPEN | node_8101202_200861375 | node_1358757_198_15289637_377 | ABCN | 8101202
oh_line_TAP_OH_2137371 |  | unb_TAPWIRE_OH | 52.800000000000004 | OPEN | node_8101202_200861375 | node_1358797_542_15289656_078 | ABCN | 8101202
oh_line_TAP_OH_2137372 |  | unb_TAPWIRE_OH | 52.800000000000004 | OPEN | node_8101202_200863968 | node_1363498_488_15290306_597 | ABCN | 8101202
oh_line_TAP_OH_2137373 |  | unb_TAPWIRE_OH | 52.800000000000004 | OPEN | node_8101202_200863968 | node_1363502_257_15290332_776 | ABCN | 8101202
oh_line_TAP_OH_2137374 |  | unb_TAPWIRE_OH | 105.60000000000001 | OPEN | node_8101202_200863968 | node_1363489_808_15290282_572 | ABCN | 8101202
oh_line_TAP_OH_2137380 |  | unb_TAPWIRE_OH | 52.800000000000004 | OPEN | node_8101202_200861383 | node_1359463_967_15289836_426 | ABCN | 8101202
oh_line_TAP_OH_2137381 |  | unb_TAPWIRE_OH | 52.800000000000004 | OPEN | node_8101202_200861383 | node_1359476_383_15289829_794 | ABCN | 8101202
oh_line_TAP_OH_2137382 |  | unb_TAPWIRE_OH | 52.800000000000004 | OPEN | node_8101202_200861383 | node_1359451_245_15289853_255 | ABCN | 8101202
oh_line_TAP_OH_2137383 |  | unb_TAPWIRE_OH | 105.60000000000001 | OPEN | node_8101202_200866634 | node_1362789_513_15290951_676 | ABCN | 8101202
oh_line_TAP_OH_2137384 |  | unb_TAPWIRE_OH | 105.60000000000001 | OPEN | node_8101202_200866634 | node_1362785_505_15290977_715 | ABCN | 8101202
oh_line_TAP_OH_2137385 |  | unb_TAPWIRE_OH | 105.60000000000001 | OPEN | node_8101202_200866634 | node_1362788_357_15290925_083 | ABCN | 8101202
oh_line_TAP_OH_2137386 |  | unb_TAPWIRE_OH | 105.60000000000001 | OPEN | node_8101202_200861401 | node_1361312_482_15289993_634 | ABCN | 8101202
oh_line_TAP_OH_2137387 |  | unb_TAPWIRE_OH | 105.60000000000001 | OPEN | node_8101202_200861401 | node_1361329_869_15290006_616 | ABCN | 8101202
oh_line_TAP_OH_2137388 |  | unb_TAPWIRE_OH | 105.60000000000001 | OPEN | node_8101202_200861401 | node_1361293_217_15289987_111 | ABCN | 8101202
oh_line_TAP_OH_2137389 |  | unb_TAPWIRE_OH | 52.800000000000004 | OPEN | node_8101202_200866711 | node_1360688_667_15290870_472 | ABCN | 8101202
oh_line_TAP_OH_2137390 |  | unb_TAPWIRE_OH | 52.800000000000004 | OPEN | node_8101202_200866711 | node_1360668_794_15290865_21 | ABCN | 8101202
oh_line_TAP_OH_2137393 |  | unb_TAPWIRE_OH | 52.800000000000004 | OPEN | node_8101202_201041768 | node_1360084_036_15289977_248 | ABCN | 8101202
oh_line_TAP_OH_2137394 |  | unb_TAPWIRE_OH | 52.800000000000004 | OPEN | node_8101202_201041768 | node_1360062_497_15289970_379 | ABCN | 8101202
oh_line_TAP_OH_2137401 |  | unb_TAPWIRE_OH | 105.60000000000001 | OPEN | node_8101202_200862003 | node_1366826_987_15291351_022 | ABCN | 8101202
oh_line_TAP_OH_2137402 |  | unb_TAPWIRE_OH | 105.60000000000001 | OPEN | node_8101202_200862003 | node_1366808_209_15291342_273 | ABCN | 8101202
oh_line_TAP_OH_2137403 |  | unb_TAPWIRE_OH | 105.60000000000001 | OPEN | node_8101202_200862003 | node_1366846_778_15291352_964 | ABCN | 8101202
oh_line_TAP_OH_2137416 |  | unb_TAPWIRE_OH | 105.60000000000001 | OPEN | node_8101202_200863764 | node_1363644_581_15290973_308 | ABCN | 8101202
oh_line_TAP_OH_2137417 |  | unb_TAPWIRE_OH | 105.60000000000001 | OPEN | node_8101202_200863764 | node_1363625_955_15290963_98 | ABCN | 8101202
oh_line_TAP_OH_2137418 |  | unb_TAPWIRE_OH | 105.60000000000001 | OPEN | node_8101202_200863764 | node_1363664_337_15290975_863 | ABCN | 8101202
oh_line_TAP_OH_2137427 |  | unb_TAPWIRE_OH | 52.800000000000004 | OPEN | node_8101202_201041770 | node_1362995_552_15290616_852 | ABCN | 8101202
oh_line_TAP_OH_2137428 |  | unb_TAPWIRE_OH | 52.800000000000004 | OPEN | node_8101202_201041770 | node_1362980_701_15290605_126 | ABCN | 8101202
oh_line_TAP_OH_2137429 |  | unb_TAPWIRE_OH | 52.800000000000004 | OPEN | node_8101202_201041770 | node_1363010_284_15290629_606 | ABCN | 8101202
oh_line_TAP_OH_2137456 |  | unb_TAPWIRE_OH | 52.800000000000004 | OPEN | node_8101202_200861408 | node_1362679_074_15290581_459 | ABCN | 8101202
oh_line_TAP_OH_2137457 |  | unb_TAPWIRE_OH | 52.800000000000004 | OPEN | node_8101202_200861408 | node_1362668_6_15290577_196 | ABCN | 8101202
oh_line_TAP_OH_2137458 |  | unb_TAPWIRE_OH | 52.800000000000004 | OPEN | node_8101202_200861408 | node_1362692_811_15290584_43 | ABCN | 8101202
oh_line_TAP_OH_2137476 |  | unb_TAPWIRE_OH | 105.60000000000001 | OPEN | node_8101202_200865068 | node_1363267_005_15291963_806 | ABCN | 8101202
oh_line_TAP_OH_2137477 |  | unb_TAPWIRE_OH | 105.60000000000001 | OPEN | node_8101202_200865068 | node_1363285_329_15291953_794 | ABCN | 8101202
oh_line_TAP_OH_2137478 |  | unb_TAPWIRE_OH | 105.60000000000001 | OPEN | node_8101202_200865068 | node_1363251_269_15291979_863 | ABCN | 8101202
oh_line_TAP_OH_2137481 |  | unb_TAPWIRE_OH | 52.800000000000004 | OPEN | node_8101202_200866703 | node_1360783_788_15291792_22 | ABCN | 8101202
oh_line_TAP_OH_2137482 |  | unb_TAPWIRE_OH | 52.800000000000004 | OPEN | node_8101202_200866703 | node_1360785_882_15291765_762 | ABCN | 8101202
oh_line_TAP_OH_2137483 |  | unb_TAPWIRE_OH | 105.60000000000001 | OPEN | node_8101202_200866703 | node_1360786_87_15291818_553 | ABCN | 8101202
oh_line_TAP_OH_2137484 |  | unb_TAPWIRE_OH | 105.60000000000001 | OPEN | node_8101202_200865195 | node_1363132_419_15292227_857 | ABCN | 8101202
oh_line_TAP_OH_2137485 |  | unb_TAPWIRE_OH | 105.60000000000001 | OPEN | node_8101202_200865195 | node_1363118_115_15292209_275 | ABCN | 8101202
oh_line_TAP_OH_2137492 |  | unb_TAPWIRE_OH | 105.60000000000001 | OPEN | node_8101202_200863760 | node_1364082_137_15291034_509 | ABCN | 8101202
oh_line_TAP_OH_2137493 |  | unb_TAPWIRE_OH | 105.60000000000001 | OPEN | node_8101202_200863760 | node_1364063_593_15291024_883 | ABCN | 8101202
oh_line_TAP_OH_2137494 |  | unb_TAPWIRE_OH | 105.60000000000001 | OPEN | node_8101202_200863760 | node_1364101_87_15291037_382 | ABCN | 8101202
oh_line_TAP_OH_2137501 |  | unb_TAPWIRE_OH | 52.800000000000004 | OPEN | node_8101202_200864611 | node_1358894_054_15289345_025 | ABCN | 8101202
oh_line_TAP_OH_2137502 |  | unb_TAPWIRE_OH | 0 | OPEN | node_8101202_200864611 | node_1358907_458_15289348_149 | ABCN | 8101202
oh_line_TAP_OH_2137519 |  | unb_TAPWIRE_OH | 52.800000000000004 | OPEN | node_8101202_200863769 | node_1363211_548_15290827_764 | ABCN | 8101202
oh_line_TAP_OH_2137520 |  | unb_TAPWIRE_OH | 52.800000000000004 | OPEN | node_8101202_200863769 | node_1363206_919_15290843_389 | ABCN | 8101202
oh_line_TAP_OH_2137521 |  | unb_TAPWIRE_OH | 52.800000000000004 | OPEN | node_8101202_200863769 | node_1363213_032_15290817_355 | ABCN | 8101202
oh_line_TAP_OH_2137522 |  | unb_TAPWIRE_OH | 52.800000000000004 | OPEN | node_8101202_200861394 | node_1360559_364_15290091_408 | ABCN | 8101202
oh_line_TAP_OH_2137523 |  | unb_TAPWIRE_OH | 52.800000000000004 | OPEN | node_8101202_200861394 | node_1360542_397_15290087_946 | ABCN | 8101202
oh_line_TAP_OH_2137524 |  | unb_TAPWIRE_OH | 52.800000000000004 | OPEN | node_8101202_200861394 | node_1360577_779_15290104_311 | ABCN | 8101202
oh_line_TAP_OH_2137533 |  | unb_TAPWIRE_OH | 52.800000000000004 | OPEN | node_8101202_200861403 | node_1361527_136_15290334_571 | ABCN | 8101202
oh_line_TAP_OH_2137534 |  | unb_TAPWIRE_OH | 52.800000000000004 | OPEN | node_8101202_200861403 | node_1361502_4_15290329_448 | ABCN | 8101202
oh_line_TAP_OH_2137535 |  | unb_TAPWIRE_OH | 52.800000000000004 | OPEN | node_8101202_200861403 | node_1361551_17_15290347_913 | ABCN | 8101202
oh_line_TAP_OH_2137541 |  | unb_TAPWIRE_OH | 52.800000000000004 | OPEN | node_8101202_200861391 | node_1360230_935_15290003_424 | ABCN | 8101202
oh_line_TAP_OH_2137542 |  | unb_TAPWIRE_OH | 52.800000000000004 | OPEN | node_8101202_200861391 | node_1360215_348_15290000_387 | ABCN | 8101202
oh_line_TAP_OH_2137543 |  | unb_TAPWIRE_OH | 52.800000000000004 | OPEN | node_8101202_200861391 | node_1360253_534_15290013_708 | ABCN | 8101202
oh_line_TAP_OH_2137552 |  | unb_TAPWIRE_OH | 52.800000000000004 | OPEN | node_8101202_200861404 | node_1361806_636_15290402_862 | ABCN | 8101202
oh_line_TAP_OH_2137553 |  | unb_TAPWIRE_OH | 105.60000000000001 | OPEN | node_8101202_200861404 | node_1361786_231_15290392_993 | ABCN | 8101202
oh_line_TAP_OH_2137554 |  | unb_TAPWIRE_OH | 52.800000000000004 | OPEN | node_8101202_200861404 | node_1361827_107_15290415_545 | ABCN | 8101202
oh_line_TAP_OH_2137568 |  | unb_TAPWIRE_OH | 52.800000000000004 | OPEN | node_8101202_200861388 | node_1360024_865_15289827_783 | ABCN | 8101202
oh_line_TAP_OH_2137569 |  | unb_TAPWIRE_OH | 52.800000000000004 | OPEN | node_8101202_200861388 | node_1360028_609_15289806_571 | ABCN | 8101202
oh_line_TAP_OH_2137585 |  | unb_TAPWIRE_OH | 105.60000000000001 | OPEN | node_8101202_200861380 | node_1359084_187_15289617_28 | ABCN | 8101202
oh_line_TAP_OH_2137586 |  | unb_TAPWIRE_OH | 105.60000000000001 | OPEN | node_8101202_200861380 | node_1359066_63_15289629_5 | ABCN | 8101202
oh_line_TAP_OH_2137587 |  | unb_TAPWIRE_OH | 105.60000000000001 | OPEN | node_8101202_200861380 | node_1359098_757_15289599_354 | ABCN | 8101202
oh_line_TAP_OH_2137620 |  | unb_TAPWIRE_OH | 52.800000000000004 | OPEN | node_8101202_200861405 | node_1362048_459_15290468_353 | ABCN | 8101202
oh_line_TAP_OH_2137621 |  | unb_TAPWIRE_OH | 52.800000000000004 | OPEN | node_8101202_200861405 | node_1362018_185_15290464_692 | ABCN | 8101202
oh_line_TAP_OH_2137622 |  | unb_TAPWIRE_OH | 52.800000000000004 | OPEN | node_8101202_200861405 | node_1362065_748_15290478_394 | ABCN | 8101202
oh_line_TAP_OH_2143734 |  | unb_TAPWIRE_OH | 105.60000000000001 | OPEN | node_8101202_200949193 | node_1367082_451_15291186_549 | ABCN | 8101202
oh_line_TAP_OH_2143735 |  | unb_TAPWIRE_OH | 105.60000000000001 | OPEN | node_8101202_200949193 | node_1367101_168_15291195_533 | ABCN | 8101202
oh_line_TAP_OH_2143736 |  | unb_TAPWIRE_OH | 105.60000000000001 | OPEN | node_8101202_200949193 | node_1367062_673_15291184_36 | ABCN | 8101202
oh_line_TAP_OH_2143742 |  | unb_TAPWIRE_OH | 52.800000000000004 | OPEN | node_8101202_200863818 | node_1367545_413_15290543_267 | ABN | 8101202
oh_line_TAP_OH_2143743 |  | unb_TAPWIRE_OH | 52.800000000000004 | OPEN | node_8101202_200863818 | node_1367559_867_15290540_392 | ABN | 8101202
oh_line_TAP_OH_5004779 |  | unb_TAPWIRE_OH | 0 | OPEN | node_8101202_200863239 | node_1359229_693_15287875_811 | AN | 8101202

## UndergroundLine
Name | GroupId | Configuration | NumParallelCables | Length | Status | From | To | Phases | Feeder | Comments
und_line_8101202_200860128 |  | und_1P_2ALURD | 0 | 158.4 | OPEN | node_8101202_200861766 | node_intto1_8101202_200860128 | AN | 8101202
und_line_8101202_200860129 |  | und_1P_2ALURD | 0 | 105.60000000000001 | OPEN | node_8101202_200860128 | node_8101202_200860129 | AN | 8101202
und_line_8101202_200860133 |  | und_1P_2ALURD | 0 | 158.4 | OPEN | node_8101202_200860129 | node_8101202_200860133 | AN | 8101202
und_line_8101202_200860304 |  | und_3P_4/0ALURD_4/0AL(N) | 0 | 52.800000000000004 | OPEN | node_8101202_200864117 | node_intto1_8101202_200860304 | ABCN | 8101202
und_line_8101202_200860305 |  | und_3P_1/0ALURD_1/0AL(N) | 0 | 211.20000000000002 | OPEN | node_8101202_200860304 | node_intto1_8101202_200860305 | ABCN | 8101202
und_line_8101202_200860306 |  | und_3P_1/0ALURD_1/0AL(N) | 0 | 369.6 | OPEN | node_8101202_200860304 | node_intto1_8101202_200860306 | ABCN | 8101202
und_line_8101202_200860308 |  | und_1P_2ALURD_2AL(N) | 0 | 158.4 | OPEN | node_8101202_200863990 | node_8101202_200860308 | AN | 8101202
und_line_8101202_200860309 |  | und_1P_2ALURD_2AL(N) | 0 | 105.60000000000001 | OPEN | node_8101202_201055268 | node_8101202_200860309 | AN | 8101202
und_line_8101202_200860312 |  | und_1P_2ALURD_2AL(N) | 0 | 475.2 | OPEN | node_8101202_200860309 | node_8101202_200860312 | AN | 8101202
und_line_8101202_200861327 |  | und_3P_2ALURD | 0 | 105.60000000000001 | OPEN | node_8101202_200861399 | node_8101202_200861327 | ABCN | 8101202
und_line_8101202_200861328 |  | und_3P_2ALURD | 0 | 316.8 | OPEN | node_8101202_200861402 | node_intto1_8101202_200861328 | ABCN | 8101202
und_line_8101202_200864109 |  | und_3P_2ALURD_2AL(N) | 0 | 158.4 | OPEN | node_8101202_200864115 | node_intto1_8101202_200864109 | ABCN | 8101202
und_line_8101202_200864110 |  | und_3P_2ALURD_2AL(N) | 0 | 211.20000000000002 | OPEN | node_8101202_200864109 | node_8101202_200864110 | ABCN | 8101202
und_line_8101202_200864111 |  | und_3P_2ALURD_2AL(N) | 0 | 211.20000000000002 | OPEN | node_8101202_200864110 | node_8101202_200864111 | ABCN | 8101202
und_line_8101202_200981047 |  | und_3P_WYECUST | 0 | 211.20000000000002 | OPEN | node_8101202_200862003 | node_intto1_8101202_200981047 | ABCN | 8101202
und_line_8101202_201015287 |  | und_3P_WYECUST | 0 | 264 | OPEN | node_8101202_200862001 | node_intto1_8101202_201015287 | ABCN | 8101202
und_line_8101202_201032728 |  | und_3P_4/0ALURD_4/0AL(N) | 0 | 897.6 | OPEN | node_8101202_200860306 | node_8101202_201032728 | ABCN | 8101202
und_line_8101202_201038558 |  | und_3P_WYECUST | 0 | 264 | OPEN | node_8101202_201034307 | node_intto1_8101202_201038558 | ABCN | 8101202
und_line_8101202_201052202 |  | und_3P_2ALURD_2AL(N) | 0 | 105.60000000000001 | OPEN | node_8101202_200863767 | node_8101202_201052202 | ABCN | 8101202
und_line_8101202_201055268 |  | und_1P_2ALURD_2AL(N) | 0 | 52.800000000000004 | OPEN | node_8101202_200860308 | node_8101202_201055268 | AN | 8101202
und_line_8101202_201055269 |  | und_1P_2ALURD_2AL(N) | 0 | 105.60000000000001 | OPEN | node_8101202_200860309 | node_8101202_201055269 | AN | 8101202
und_line_8101202_201055270 |  | und_1P_2ALURD_2AL(N) | 0 | 211.20000000000002 | OPEN | node_8101202_200860309 | node_8101202_201055270 | AN | 8101202
und_line_8101202_201055271 |  | und_1P_2ALURD_2AL(N) | 0 | 105.60000000000001 | OPEN | node_8101202_200860312 | node_8101202_201055271 | AN | 8101202
und_line_TAP_UG_59593 |  | und_TAPWIRE_UG | 0 | 52.800000000000004 | OPEN | node_8101202_200860129 | node_1362600_608_15289561_617 | AN | 8101202
und_line_TAP_UG_59594 |  | und_TAPWIRE_UG | 0 | 52.800000000000004 | OPEN | node_8101202_200860133 | node_1362516_802_15289370_735 | AN | 8101202
und_line_TAP_UG_59628 |  | und_TAPWIRE_UG | 0 | 52.800000000000004 | OPEN | node_8101202_200860305 | node_1365275_702_15291475_21 | ABCN | 8101202
und_line_TAP_UG_59629 |  | und_TAPWIRE_UG | 0 | 52.800000000000004 | OPEN | node_8101202_200860306 | node_1365505_38_15291963_472 | ABCN | 8101202
und_line_TAP_UG_59630 |  | und_TAPWIRE_UG | 0 | 52.800000000000004 | OPEN | node_8101202_200860308 | node_1363823_415_15288895_208 | AN | 8101202
und_line_TAP_UG_59631 |  | und_TAPWIRE_UG | 0 | 52.800000000000004 | OPEN | node_8101202_200860309 | node_1363692_582_15288913_64 | AN | 8101202
und_line_TAP_UG_59632 |  | und_TAPWIRE_UG | 0 | 52.800000000000004 | OPEN | node_8101202_200860312 | node_1363274_576_15289175_251 | AN | 8101202
und_line_TAP_UG_59650 |  | und_TAPWIRE_UG | 0 | 52.800000000000004 | OPEN | node_8101202_200861327 | node_1360999_875_15290102_921 | ABCN | 8101202
und_line_TAP_UG_59651 |  | und_TAPWIRE_UG | 0 | 52.800000000000004 | OPEN | node_8101202_200861328 | node_1361386_916_15290031_4 | ABCN | 8101202
und_line_TAP_UG_59673 |  | und_TAPWIRE_UG | 0 | 52.800000000000004 | OPEN | node_8101202_200864109 | node_1364969_946_15291716_884 | ABCN | 8101202
und_line_TAP_UG_59674 |  | und_TAPWIRE_UG | 0 | 52.800000000000004 | OPEN | node_8101202_200864110 | node_1364804_906_15291530_098 | ABCN | 8101202
und_line_TAP_UG_59675 |  | und_TAPWIRE_UG | 0 | 52.800000000000004 | OPEN | node_8101202_200864111 | node_1364555_072_15291463_843 | ABCN | 8101202
und_line_TAP_UG_64592 |  | und_TAPWIRE_UG | 0 | 52.800000000000004 | OPEN | node_8101202_201015287 | node_1367446_81_15291098_448 | ABCN | 8101202
und_line_TAP_UG_66718 |  | und_TAPWIRE_UG | 0 | 52.800000000000004 | OPEN | node_8101202_201038558 | node_1367229_808_15291036_486 | ABCN | 8101202
und_line_TAP_UG_68842 |  | und_TAPWIRE_UG | 0 | 52.800000000000004 | OPEN | node_8101202_201052202 | node_1363343_817_15290951_978 | ABCN | 8101202