## Feeder
Name | Description | Comments
8101204

## Node
Name | GroupId | Latitude | Longitude | BusType | NominalVoltage | ConsistentPath | DistToSlack | Phases | Feeder | Comments
node_1367902_139_15290814_463 |  | 42.094337707451594 | -76.00765405098598 | PQ | 2771.281 | False | -1 | ABCN | 8101204
node_1367967_373_15290565_131 |  | 42.093654785494515 | -76.00740586501962 | PQ | 2771.281 | False | -1 | AN | 8101204
node_1368063_037_15291690_382 |  | 42.09673685524538 | -76.00704190661929 | PQ | 2771.281 | False | -1 | ABCN | 8101204
node_1368082_367_15291684_602 |  | 42.09672102378808 | -76.00696836468211 | PQ | 2771.281 | False | -1 | ABCN | 8101204
node_1368102_188_15291685_747 |  | 42.09672415995047 | -76.00689295471125 | PQ | 2771.281 | False | -1 | ABCN | 8101204
node_1368135_402_15290571_255 |  | 42.09367155917004 | -76.00676659041216 | PQ | 2771.281 | False | -1 | AN | 8101204
node_1368145_842_15291152_827 |  | 42.095264488631244 | -76.00672687091789 | PQ | 2771.281 | False | -1 | ABCN | 8101204
node_1368189_507_15291373_716 |  | 42.095869505027764 | -76.0065607452745 | PQ | 2771.281 | False | -1 | ABCN | 8101204
node_1368195_919_15291909_603 |  | 42.097337302979135 | -76.00653635050465 | PQ | 2771.281 | False | -1 | ABCN | 8101204
node_1368207_257_15291385_764 |  | 42.095902504577516 | -76.00649321452515 | PQ | 2771.281 | False | -1 | ABCN | 8101204
node_1368215_465_15291914_306 |  | 42.09735018452649 | -76.00646198678483 | PQ | 2771.281 | False | -1 | ABCN | 8101204
node_1368222_112_15291403_547 |  | 42.09595121232928 | -76.0064366979459 | PQ | 2771.281 | False | -1 | ABCN | 8101204
node_1368235_216_15291912_065 |  | 42.09734404641302 | -76.0063868431324 | PQ | 2771.281 | False | -1 | ABCN | 8101204
node_1368236_925_15291046_239 |  | 42.09497254341137 | -76.00638034115772 | PQ | 2771.281 | False | -1 | ABCN | 8101204
node_1368247_285_15291023_63 |  | 42.09491061721447 | -76.0063409260274 | PQ | 2771.281 | False | -1 | ABCN | 8101204
node_1368252_914_15290998_151 |  | 42.09484083006904 | -76.00631951021963 | PQ | 2771.281 | False | -1 | ABCN | 8101204
node_1368382_97_15290403_723 |  | 42.09321268794086 | -76.00582470576119 | PQ | 2771.281 | False | -1 | ABCN | 8101204
node_1368456_716_15291789_596 |  | 42.09700860303167 | -76.00554413547152 | PQ | 2771.281 | False | -1 | ABCN | 8101204
node_1368516_274_15291840_334 |  | 42.09714757474111 | -76.00531754412674 | PQ | 2771.281 | False | -1 | ABCN | 8101204
node_1368669_949_15290686_824 |  | 42.093988103406865 | -76.00473288001936 | PQ | 2771.281 | False | -1 | ABCN | 8101204
node_1368756_978_15291397_431 |  | 42.09593446056581 | -76.00440177390189 | PQ | 2771.281 | False | -1 | ABCN | 8101204
node_1368773_663_15291411_984 |  | 42.09597432132672 | -76.0043382949975 | PQ | 2771.281 | False | -1 | ABCN | 8101204
node_1368787_005_15291431_812 |  | 42.09602863034669 | -76.00428753470128 | PQ | 2771.281 | False | -1 | ABCN | 8101204
node_1368820_631_15291774_336 |  | 42.09696680579318 | -76.0041596029279 | PQ | 2771.281 | False | -1 | ABCN | 8101204
node_1368835_514_15291756_876 |  | 42.096918982740505 | -76.00410297982127 | PQ | 2771.281 | False | -1 | ABCN | 8101204
node_1368846_497_15291734_808 |  | 42.09685853834609 | -76.00406119445675 | PQ | 2771.281 | False | -1 | ABCN | 8101204
node_1368852_039_15292683_928 |  | 42.09945818415128 | -76.00404010964476 | PQ | 2771.281 | False | -1 | AN | 8101204
node_1368896_921_15291502_781 |  | 42.09622301489569 | -76.00386935386491 | PQ | 2771.281 | False | -1 | ABCN | 8101204
node_1368915_418_15290778_811 |  | 42.09424005639352 | -76.00379898111727 | PQ | 2771.281 | False | -1 | ABCN | 8101204
node_1368916_678_15291505_304 |  | 42.09622992540897 | -76.00379418738521 | PQ | 2771.281 | False | -1 | ABCN | 8101204
node_1368933_747_15290789_159 |  | 42.09426839963229 | -76.0037292475339 | PQ | 2771.281 | False | -1 | ABCN | 8101204
node_1368935_311_15291514_601 |  | 42.09625538995197 | -76.00372329721885 | PQ | 2771.281 | False | -1 | ABCN | 8101204
node_1368953_413_15290792_805 |  | 42.09427838604982 | -76.00365442726817 | PQ | 2771.281 | False | -1 | ABCN | 8101204
node_1368999_307_15292353_867 |  | 42.09855414494222 | -76.00347982128447 | PQ | 2771.281 | False | -1 | AN | 8101204
node_1369173_761_15291625_917 |  | 42.09656028519435 | -76.00281610244802 | PQ | 2771.281 | False | -1 | ABCN | 8101204
node_1369232_765_15290609_806 |  | 42.09377715060783 | -76.00259161882354 | PQ | 2771.281 | False | -1 | ABCN | 8101204
node_1369252_582_15290608_897 |  | 42.09377466085096 | -76.00251622407087 | PQ | 2771.281 | False | -1 | ABCN | 8101204
node_1369271_936_15290614_908 |  | 42.093791125018754 | -76.00244259082451 | PQ | 2771.281 | False | -1 | ABCN | 8101204
node_1369291_262_15291845_525 |  | 42.09716179292361 | -76.00236906410554 | PQ | 2771.281 | False | -1 | ABCN | 8101204
node_1369302_409_15291867_654 |  | 42.097222404397414 | -76.00232665479494 | PQ | 2771.281 | False | -1 | ABCN | 8101204
node_1369308_93_15291892_862 |  | 42.0972914492721 | -76.00230184532923 | PQ | 2771.281 | False | -1 | ABCN | 8101204
node_1369359_183_15291285_406 |  | 42.09562762336785 | -76.0021106553153 | PQ | 2771.281 | False | -1 | ABCN | 8101204
node_1369362_95_15292044_374 |  | 42.09770644161789 | -76.00209632357824 | PQ | 2771.281 | False | -1 | ABCN | 8101204
node_1369378_883_15291288_683 |  | 42.095636599091996 | -76.00203570569491 | PQ | 2771.281 | False | -1 | ABCN | 8101204
node_1369397_315_15291298_689 |  | 42.09566400559057 | -76.00196558024297 | PQ | 2771.281 | False | -1 | ABCN | 8101204
node_1369515_386_15290883_822 |  | 42.09452768220021 | -76.0015163733074 | PQ | 2771.281 | False | -1 | ABCN | 8101204
node_1369621_787_15291937_895 |  | 42.09741479494972 | -76.00111156546167 | PQ | 2771.281 | False | -1 | ABCN | 8101204
node_1369634_611_15291917_704 |  | 42.09735949167042 | -76.00106277592198 | PQ | 2771.281 | False | -1 | ABCN | 8101204
node_1369730_615_15292025_954 |  | 42.09765598911901 | -76.0006975239749 | PQ | 2771.281 | False | -1 | ABCN | 8101204
node_1369797_447_15291770_427 |  | 42.09695609901696 | -76.00044325833882 | PQ | 2771.281 | False | -1 | ABCD | 8101204
node_1370055_718_15291781_19 |  | 42.09698557894342 | -75.99946065359713 | PQ | 2771.281 | False | -1 | ABCN | 8101204
node_1370435_603_15291761_536 |  | 42.09693174651058 | -75.99801536240183 | PQ | 2771.281 | False | -1 | ABCN | 8101204
node_1370455_437_15291761_717 |  | 42.096932242270746 | -75.99793990297182 | PQ | 2771.281 | False | -1 | ABCN | 8101204
node_1371053_293_15291782_954 |  | 42.0969904105508 | -75.99566533036997 | PQ | 2771.281 | False | -1 | ABCN | 8101204
node_1371072_721_15291788_485 |  | 42.097005559995495 | -75.99559141558697 | PQ | 2771.281 | False | -1 | ABCN | 8101204
node_1371204_92_15292265_193 |  | 42.09831126628396 | -75.99508845797946 | PQ | 2771.281 | False | -1 | ABCN | 8101204
node_1371273_277_15290959_246 |  | 42.09473426902296 | -75.99482839040576 | PQ | 2771.281 | False | -1 | AN | 8101204
node_1371333_127_15291273_918 |  | 42.09559615766171 | -75.9946006881326 | PQ | 2771.281 | False | -1 | AN | 8101204
node_1371483_694_15291913_591 |  | 42.09734822613687 | -75.99402784856431 | PQ | 2771.281 | False | -1 | ABCN | 8101204
node_1371573_301_15292205_367 |  | 42.09814740248387 | -75.99368693431884 | PQ | 2771.281 | False | -1 | ABCN | 8101204
node_1371679_748_15291370_177 |  | 42.09585981168392 | -75.99328195146387 | PQ | 2771.281 | False | -1 | AN | 8101204
node_1371956_609_15292338_352 |  | 42.09851164925709 | -75.99222862015145 | PQ | 2771.281 | False | -1 | AN | 8101204
node_1371957_922_15291447_939 |  | 42.096072802303766 | -75.99222362477826 | PQ | 2771.281 | False | -1 | AN | 8101204
node_1372081_018_15291670_395 |  | 42.09668211072339 | -75.99175529998267 | PQ | 2771.281 | False | -1 | AN | 8101204
node_1372127_622_15292158_353 |  | 42.09801863083446 | -75.991577992769 | PQ | 2771.281 | False | -1 | AN | 8101204
node_1372347_03_15292172_885 |  | 42.098058434076236 | -75.99074324422516 | PQ | 2771.281 | False | -1 | AN | 8101204
node_1372418_929_15292415_869 |  | 42.09872396882035 | -75.99046970093798 | PQ | 2771.281 | False | -1 | AN | 8101204
node_1372547_074_15291784_798 |  | 42.0969954612787 | -75.98998216697316 | PQ | 2771.281 | False | -1 | ABCN | 8101204
node_8101204_200861688 |  | 42.09721846022812 | -75.99164963623609 | PQ | 2771.281 | False | -1 | AD | 8101204
node_8101204_200861692 |  | 42.09760413698784 | -75.99171063457437 | PQ | 2771.281 | False | -1 | AD | 8101204
node_8101204_200861693 |  | 42.09801847197208 | -75.99173372057928 | PQ | 2771.281 | False | -1 | AN | 8101204
node_8101204_200861694 |  | 42.0983943430887 | -75.99174317107963 | PQ | 2771.281 | False | -1 | AD | 8101204
node_8101204_200861698 |  | 42.096709169368154 | -75.99163439901632 | PQ | 2771.281 | False | -1 | AN | 8101204
node_8101204_200861699 |  | 42.09637475311421 | -75.99155642477925 | PQ | 2771.281 | False | -1 | AD | 8101204
node_8101204_200861700 |  | 42.09601230860723 | -75.99171579734771 | PQ | 2771.281 | False | -1 | AD | 8101204
node_8101204_200861701 |  | 42.09596308866126 | -75.99220424059979 | PQ | 2771.281 | False | -1 | AN | 8101204
node_8101204_200861702 |  | 42.095908938503676 | -75.99262739398203 | PQ | 2771.281 | False | -1 | AD | 8101204
node_8101204_200861703 |  | 42.095716945107306 | -75.99329304172495 | PQ | 2771.281 | False | -1 | AN | 8101204
node_8101204_200861705 |  | 42.09563442979889 | -75.99388340885169 | PQ | 2771.281 | False | -1 | AD | 8101204
node_8101204_200861706 |  | 42.09568067518385 | -75.99457563137119 | PQ | 2771.281 | False | -1 | AN | 8101204
node_8101204_200861929 |  | 42.09720012531892 | -75.99015558974205 | PQ | 2771.281 | False | -1 | ABCN | 8101204
node_8101204_200861930 |  | 42.09720783836109 | -75.99051539357458 | PQ | 2771.281 | False | -1 | ABCD | 8101204
node_8101204_200861935 |  | 42.09721912032868 | -75.99088254018719 | PQ | 2771.281 | False | -1 | ABCD | 8101204
node_8101204_200861936 |  | 42.09722682515383 | -75.99171976168805 | PQ | 2771.281 | False | -1 | ABCD | 8101204
node_8101204_200861938 |  | 42.097240051815994 | -75.99247504080695 | PQ | 2771.281 | False | -1 | ABCD | 8101204
node_8101204_200861939 |  | 42.09725959188804 | -75.99322739803205 | PQ | 2771.281 | False | -1 | ABCD | 8101204
node_8101204_200861940 |  | 42.097246000938014 | -75.9941030987441 | PQ | 2771.281 | False | -1 | ABCN | 8101204
node_8101204_200861941 |  | 42.09757424894942 | -75.99460173438365 | PQ | 2771.281 | False | -1 | ABCN | 8101204
node_8101204_200861944 |  | 42.097298598078936 | -75.99488986811724 | PQ | 2771.281 | False | -1 | ABCD | 8101204
node_8101204_200861945 |  | 42.0972999812772 | -75.99571520420622 | PQ | 2771.281 | False | -1 | ABCN | 8101204
node_8101204_200861946 |  | 42.09728231194657 | -75.9965725936227 | PQ | 2771.281 | False | -1 | ABCD | 8101204
node_8101204_200861947 |  | 42.09727204067237 | -75.99743306091953 | PQ | 2771.281 | False | -1 | ABCD | 8101204
node_8101204_200861948 |  | 42.09722887940867 | -75.99799242477435 | PQ | 2771.281 | False | -1 | ABCN | 8101204
node_8101204_200861950 |  | 42.09720631547351 | -75.99843212033677 | PQ | 2771.281 | False | -1 | ABCD | 8101204
node_8101204_200861996 |  | 42.097131381734954 | -75.9989639658868 | PQ | 2771.281 | False | -1 | ABCD | 8101204
node_8101204_200861998 |  | 42.097086105958276 | -75.99949227320602 | PQ | 2771.281 | False | -1 | ABCN | 8101204
node_8101204_200861999 |  | 42.097026412051626 | -75.99993362374737 | PQ | 2771.281 | False | -1 | ABCD | 8101204
node_8101204_200862008 |  | 42.09695795058532 | -76.00042519433893 | PQ | 2771.281 | False | -1 | ABCD | 8101204
node_8101204_200862009 |  | 42.0968827347291 | -76.00115882937712 | PQ | 2771.281 | False | -1 | ABCD | 8101204
node_8101204_200862010 |  | 42.096821890439735 | -76.00154007184473 | PQ | 2771.281 | False | -1 | ABCD | 8101204
node_8101204_200862011 |  | 42.09678560408224 | -76.00187262369091 | PQ | 2771.281 | False | -1 | ABCD | 8101204
node_8101204_200862013 |  | 42.09672597865076 | -76.00233619660449 | PQ | 2771.281 | False | -1 | ABCD | 8101204
node_8101204_200862014 |  | 42.09650809068737 | -76.00224156985531 | PQ | 2771.281 | False | -1 | ABCD | 8101204
node_8101204_200862015 |  | 42.095838526864775 | -76.0020813755042 | PQ | 2771.281 | False | -1 | ABCN | 8101204
node_8101204_200862016 |  | 42.09663079543749 | -76.00286021239214 | PQ | 2771.281 | False | -1 | ABCN | 8101204
node_8101204_200862017 |  | 42.0965023305568 | -76.00384615372353 | PQ | 2771.281 | False | -1 | ABCN | 8101204
node_8101204_200862018 |  | 42.09640394544499 | -76.0047498749409 | PQ | 2771.281 | False | -1 | ABCD | 8101204
node_8101204_200862019 |  | 42.09617732552904 | -76.00454275908378 | PQ | 2771.281 | False | -1 | ABCN | 8101204
node_8101204_200862020 |  | 42.096297923983194 | -76.00559294783851 | PQ | 2771.281 | False | -1 | ABCD | 8101204
node_8101204_200862021 |  | 42.096208780279156 | -76.00607910075195 | PQ | 2771.281 | False | -1 | ABCD | 8101204
node_8101204_200862022 |  | 42.095583990995046 | -76.00590349036725 | PQ | 2771.281 | False | -1 | ABCD | 8101204
node_8101204_200862025 |  | 42.096133024838664 | -76.00665484699587 | PQ | 2771.281 | False | -1 | ABCN | 8101204
node_8101204_200862026 |  | 42.09606968257542 | -76.0071358409405 | PQ | 2771.281 | False | -1 | ABCD | 8101204
node_8101204_200862264 |  | 42.098754999024464 | -75.99058606307706 | PQ | 2771.281 | False | -1 | AN | 8101204
node_8101204_200862271 |  | 42.09852648371604 | -75.99211574678402 | PQ | 2771.281 | False | -1 | AN | 8101204
node_8101204_200862272 |  | 42.098531129070984 | -75.9914886543433 | PQ | 2771.281 | False | -1 | AD | 8101204
node_8101204_200862273 |  | 42.098506519098 | -75.99090014764116 | PQ | 2771.281 | False | -1 | AD | 8101204
node_8101204_200862274 |  | 42.098164222722495 | -75.99077718080454 | PQ | 2771.281 | False | -1 | AN | 8101204
node_8101204_200863058 |  | 42.09426034421431 | -76.00764854960775 | PQ | 2771.281 | False | -1 | ABCN | 8101204
node_8101204_200863073 |  | 42.095276411526335 | -76.00687002849742 | PQ | 2771.281 | False | -1 | ABCN | 8101204
node_8101204_200863075 |  | 42.094795247523635 | -76.00660502261877 | PQ | 2771.281 | False | -1 | ABCN | 8101204
node_8101204_200863076 |  | 42.094351687340534 | -76.00635597301972 | PQ | 2771.281 | False | -1 | ABCD | 8101204
node_8101204_200863077 |  | 42.09415883389614 | -76.0065710251666 | PQ | 2771.281 | False | -1 | ABCD | 8101204
node_8101204_200863078 |  | 42.09412752431337 | -76.00765901972731 | PQ | 2771.281 | False | -1 | ABCN | 8101204
node_8101204_200863079 |  | 42.09408866602882 | -76.00877614572171 | PQ | 2771.281 | False | -1 | ABCN | 8101204
node_8101204_200863080 |  | 42.09401753950923 | -76.0061737807648 | PQ | 2771.281 | False | -1 | ABCD | 8101204
node_8101204_200863083 |  | 42.093663906386006 | -76.0060012748923 | PQ | 2771.281 | False | -1 | ABCD | 8101204
node_8101204_200863084 |  | 42.09355367781029 | -76.00624769935236 | PQ | 2771.281 | False | -1 | AD | 8101204
node_8101204_200863085 |  | 42.09360346199159 | -76.00680640502016 | PQ | 2771.281 | False | -1 | AN | 8101204
node_8101204_200863086 |  | 42.09365153429386 | -76.00729367266652 | PQ | 2771.281 | False | -1 | AN | 8101204
node_8101204_200863087 |  | 42.093263863537445 | -76.00593714160543 | PQ | 2771.281 | False | -1 | ABCN | 8101204
node_8101204_200863088 |  | 42.092916814985735 | -76.0061622263487 | PQ | 2771.281 | False | -1 | ABCD | 8101204
node_8101204_200863175 |  | 42.09707210141828 | -76.00534566735487 | PQ | 2771.281 | False | -1 | ABCN | 8101204
node_8101204_200863181 |  | 42.096979958502175 | -76.00694682332421 | PQ | 2771.281 | False | -1 | ABCN | 8101204
node_8101204_200863183 |  | 42.09706292848566 | -76.00645021550942 | PQ | 2771.281 | False | -1 | ABCN | 8101204
node_8101204_200863184 |  | 42.09699225938016 | -76.00567058727525 | PQ | 2771.281 | False | -1 | ABCN | 8101204
node_8101204_200863185 |  | 42.09660272336035 | -76.00555688832064 | PQ | 2771.281 | False | -1 | ABCN | 8101204
node_8101204_200863186 |  | 42.097303311909045 | -76.00574847400767 | PQ | 2771.281 | False | -1 | ABCD | 8101204
node_8101204_200863187 |  | 42.09742295444995 | -76.00493867189333 | PQ | 2771.281 | False | -1 | ABCD | 8101204
node_8101204_200863188 |  | 42.09755836819 | -76.00412026769311 | PQ | 2771.281 | False | -1 | ABCD | 8101204
node_8101204_200863189 |  | 42.097702858997444 | -76.00333001335285 | PQ | 2771.281 | False | -1 | ABCD | 8101204
node_8101204_200863190 |  | 42.097879823465405 | -76.00339114485034 | PQ | 2771.281 | False | -1 | AD | 8101204
node_8101204_200863191 |  | 42.09853251500825 | -76.00360946510503 | PQ | 2771.281 | False | -1 | AN | 8101204
node_8101204_200863192 |  | 42.099355753526936 | -76.00399554695929 | PQ | 2771.281 | False | -1 | AN | 8101204
node_8101204_200863193 |  | 42.097346026714696 | -76.00257768656417 | PQ | 2771.281 | False | -1 | ABCN | 8101204
node_8101204_200863194 |  | 42.097795788008405 | -76.00210930850487 | PQ | 2771.281 | False | -1 | ABCN | 8101204
node_8101204_200863195 |  | 42.09790313788834 | -76.0011163021255 | PQ | 2771.281 | False | -1 | ABCD | 8101204
node_8101204_200863196 |  | 42.097553739269095 | -76.0009000667638 | PQ | 2771.281 | False | -1 | ABCN | 8101204
node_8101204_200863731 |  | 42.096746863574964 | -76.00433062122164 | PQ | 2771.281 | False | -1 | ABCN | 8101204
node_8101204_200866785 |  | 42.09447322253489 | -76.00162565137576 | PQ | 2771.281 | False | -1 | ABCN | 8101204
node_8101204_200866786 |  | 42.09384765263395 | -76.00546804068179 | PQ | 2771.281 | False | -1 | ABCD | 8101204
node_8101204_200866787 |  | 42.09389698761819 | -76.00473519698986 | PQ | 2771.281 | False | -1 | ABCN | 8101204
node_8101204_200866788 |  | 42.09394014888188 | -76.00402060752526 | PQ | 2771.281 | False | -1 | ABCD | 8101204
node_8101204_200866789 |  | 42.09401911717694 | -76.00364909709467 | PQ | 2771.281 | False | -1 | ABCN | 8101204
node_8101204_200866790 |  | 42.09407568313822 | -76.00252541586188 | PQ | 2771.281 | False | -1 | ABCN | 8101204
node_8101204_200866791 |  | 42.09409843606483 | -76.00222539291187 | PQ | 2771.281 | False | -1 | ABCN | 8101204
node_8101204_200917419 |  | 42.09718210813447 | -75.98968383324302 | PQ | 2771.281 | False | -1 | ABCD | 8101204
node_8101204_200917565 |  | 42.09415959533994 | -76.00884000888558 | PQ | 2771.281 | False | -1 | ABCN | 8101204
node_8101204_200917572 |  | 42.09386659560258 | -76.00473487360317 | PQ | 2771.281 | False | -1 | ABCN | 8101204
node_8101204_200949192 |  | 42.098079266959324 | -75.99377100724838 | PQ | 2771.281 | False | -1 | ABCN | 8101204
node_8101204_200970692 |  | 42.09521980721897 | -75.99476691269429 | PQ | 2771.281 | False | -1 | AD | 8101204
node_8101204_200970693 |  | 42.09578822227225 | -75.99481262815819 | PQ | 2771.281 | False | -1 | AD | 8101204
node_8101204_200975983 |  | 42.094690614738106 | -75.99471257231721 | PQ | 2771.281 | False | -1 | AN | 8101204
node_8101204_200976632 |  | 42.097600463980186 | -75.99462822546015 | PQ | 2771.281 | False | -1 | ABCN | 8101204
node_8101204_200983601 |  | 42.09822889614288 | -75.99503866403876 | PQ | 2771.281 | False | -1 | ABCN | 8101204
node_8101204_201004186 |  | 42.09747847411076 | -76.00078283338294 | PQ | 2771.281 | False | -1 | ABCN | 8101204
node_8101204_201010124 |  | 42.09755449797388 | -76.0007534812854 | PQ | 2771.281 | False | -1 | ABCN | 8101204
node_8101204_310045008 |  | 42.095661625393966 | -76.00706227237147 | PQ | 2771.281 | False | -1 | ABCD | 8101204
node_8101204_312077852 |  | 42.097071819300616 | -75.99002761231407 | PQ | 2771.281 | False | -1 | ABCN | 8101204
node_SOURCE_8101204 |  | 42.092906173945664 | -76.00647827786476 | SWING | 2771.281 | False | -1 | ABCN | 8101204
node_intto1_8101204_200861692 |  | 42.09760413698784 | -75.99171063457437 | PQ | 2771.281 | False | -1 | AD | 8101204
node_intto1_8101204_200861698 |  | 42.096709169368154 | -75.99163439901632 | PQ | 2771.281 | False | -1 | AD | 8101204
node_intto1_8101204_200863058 |  | 42.09426034421431 | -76.00764854960775 | PQ | 2771.281 | False | -1 | ABCN | 8101204
node_intto1_8101204_200863088 |  | 42.092916814985735 | -76.0061622263487 | PQ | 2771.281 | False | -1 | ABCD | 8101204
node_intto1_8101204_200863175 |  | 42.09707210141828 | -76.00534566735487 | PQ | 2771.281 | False | -1 | ABCN | 8101204
node_intto1_8101204_200863183 |  | 42.09706292848566 | -76.00645021550942 | PQ | 2771.281 | False | -1 | ABCD | 8101204
node_intto1_8101204_200863185 |  | 42.09660272336035 | -76.00555688832064 | PQ | 2771.281 | False | -1 | ABCD | 8101204
node_intto1_8101204_200863186 |  | 42.097303311909045 | -76.00574847400767 | PQ | 2771.281 | False | -1 | ABCD | 8101204
node_intto1_8101204_200866785 |  | 42.09447322253489 | -76.00162565137576 | PQ | 2771.281 | False | -1 | ABCN | 8101204
node_intto1_8101204_200917565 |  | 42.09415959533994 | -76.00884000888558 | PQ | 2771.281 | False | -1 | ABCN | 8101204
node_intto1_8101204_200917572 |  | 42.09386659560258 | -76.00473487360317 | PQ | 2771.281 | False | -1 | ABCN | 8101204
node_intto1_8101204_200983601 |  | 42.09822889614288 | -75.99503866403876 | PQ | 2771.281 | False | -1 | ABCN | 8101204
node_intto1_8101204_201010124 |  | 42.09755449797388 | -76.0007534812854 | PQ | 2771.281 | False | -1 | ABCN | 8101204
node_intto1_8101204_312077852 |  | 42.097071819300616 | -75.99002761231407 | PQ | 2771.281 | False | -1 | ABCN | 8101204

## Capacitor
Name | GroupId | NominalVoltage | RemoteSense | RemoteSenseB | ParticipatingPhases | PhasesConnected | SwitchA | SwitchB | SwitchC | Control | ControlLevel | VoltageSetHigh | VoltageSetLow | ReactivePowerSetHigh | ReactivePowerSetLow | CapacitorA | CapacitorB | CapacitorC | TimeDelay | DwellTime | LockoutTime | CurrentSetHigh | CurrentSetLow | Status | ParentNode | Phases | Feeder | Comments
cap_220369355 |  | 0 |  |  |  |  | CLOSED | CLOSED | CLOSED | MANUAL | BANK | 0 | 0 | 0 | 0 | 200000 | 200000 | 200000 | 0 | 0 | 0 | 0 | 0 | OPEN | node_1369797_447_15291770_427 | ABCN | 8101204

## EVChargingStation
Name | GroupId | ServiceCharge | ServiceDischarge | ChargeEfficiency | DischargeEfficiency | CommitmentStatus | ConstructionTime | CalendarLife | YearOfInstallation | DepthOfDischarge | ReactivePower | ReactivePowerA | ReactivePowerB | ReactivePowerC | ActivePower | ActivePowerA | ActivePowerB | ActivePowerC | Energy | MaxEnergy | PowerCharge | PowerDischarge | RampUpLimit | RampDownLimit | CapitalCost | FixedOperatingCost | VariableOperatingCost | MaxReactivePower | MaxActivePower | OutputSchedule | PlanningStatus | UnitType | UnitSubtype | ParentNode | Phases | Feeder | Comments
evchargingstation_load_220348218 |  | 0 | 0 | 0.92 | 0 | False | 0 | 0 | 0 | 0 | 0 | 0 | 0 | 0 | 0 | 0 | 0 | 0 | 0 | 3043.7040351680553 | 0 | 0 | 0 | 0 | 0 | 0 | 0.001 | 216.10208588217594 | 507.2840058613425 | OPTIMIZED | INSTALLED |  |  | node_1371957_922_15291447_939 | AN | 8101204
evchargingstation_load_220348219 |  | 0 | 0 | 0.92 | 0 | False | 0 | 0 | 0 | 0 | 0 | 0 | 0 | 0 | 0 | 0 | 0 | 0 | 0 | 4505.452762338001 | 0 | 0 | 0 | 0 | 0 | 0 | 0.001 | 319.8858079484125 | 750.9087937230001 | OPTIMIZED | INSTALLED |  |  | node_1371679_748_15291370_177 | AN | 8101204
evchargingstation_load_220348220 |  | 0 | 0 | 0.92 | 0 | False | 0 | 0 | 0 | 0 | 0 | 0 | 0 | 0 | 0 | 0 | 0 | 0 | 0 | 8476.857967103557 | 0 | 0 | 0 | 0 | 0 | 0 | 0.001 | 601.8543964919453 | 1412.8096611839262 | OPTIMIZED | INSTALLED |  |  | node_1371333_127_15291273_918 | AN | 8101204
evchargingstation_load_220348314 |  | 0 | 0 | 0.92 | 0 | False | 0 | 0 | 0 | 0 | 0 | 0 | 0 | 0 | 0 | 0 | 0 | 0 | 0 | 2839.0775655140073 | 0 | 0 | 0 | 0 | 0 | 0 | 0.001 | 201.5736617631151 | 473.17959425233454 | OPTIMIZED | INSTALLED |  |  | node_1371483_694_15291913_591 | AN | 8101204
evchargingstation_load_220348315 |  | 0 | 0 | 0.92 | 0 | False | 0 | 0 | 0 | 0 | 0 | 0 | 0 | 0 | 0 | 0 | 0 | 0 | 0 | 509.7819373543789 | 0 | 0 | 0 | 0 | 0 | 0 | 0.001 | 36.19436886576251 | 84.96365622572982 | OPTIMIZED | INSTALLED |  |  | node_1371053_293_15291782_954 | AN | 8101204
evchargingstation_load_220348316 |  | 0 | 0 | 0.92 | 0 | False | 0 | 0 | 0 | 0 | 0 | 0 | 0 | 0 | 0 | 0 | 0 | 0 | 0 | 509.7819373543789 | 0 | 0 | 0 | 0 | 0 | 0 | 0.001 | 36.19436886576251 | 84.96365622572982 | OPTIMIZED | INSTALLED |  |  | node_1371072_721_15291788_485 | AN | 8101204
evchargingstation_load_220348317 |  | 0 | 0 | 0.92 | 0 | False | 0 | 0 | 0 | 0 | 0 | 0 | 0 | 0 | 0 | 0 | 0 | 0 | 0 | 0 | 0 | 0 | 0 | 0 | 0 | 0 | 0.001 | 0 | 0 | OPTIMIZED | INSTALLED |  |  | node_1370435_603_15291761_536 | AN | 8101204
evchargingstation_load_220348318 |  | 0 | 0 | 0.92 | 0 | False | 0 | 0 | 0 | 0 | 0 | 0 | 0 | 0 | 0 | 0 | 0 | 0 | 0 | 0 | 0 | 0 | 0 | 0 | 0 | 0 | 0.001 | 0 | 0 | OPTIMIZED | INSTALLED |  |  | node_1370455_437_15291761_717 | AN | 8101204
evchargingstation_load_220348336 |  | 0 | 0 | 0.92 | 0 | False | 0 | 0 | 0 | 0 | 0 | 0 | 0 | 0 | 0 | 0 | 0 | 0 | 0 | 2166.5732337561108 | 0 | 0 | 0 | 0 | 0 | 0 | 0.001 | 153.82606236926216 | 361.0955389593518 | OPTIMIZED | INSTALLED |  |  | node_1370055_718_15291781_19 | AN | 8101204
evchargingstation_load_220348342 |  | 0 | 0 | 0.92 | 0 | False | 0 | 0 | 0 | 0 | 0 | 0 | 0 | 0 | 0 | 0 | 0 | 0 | 0 | 7646.729060315685 | 0 | 0 | 0 | 0 | 0 | 0 | 0.001 | 542.9154905046096 | 1274.4548433859475 | OPTIMIZED | INSTALLED |  |  | node_1369378_883_15291288_683 | AN | 8101204
evchargingstation_load_220348343 |  | 0 | 0 | 0.92 | 0 | False | 0 | 0 | 0 | 0 | 0 | 0 | 0 | 0 | 0 | 0 | 0 | 0 | 0 | 7646.729060315685 | 0 | 0 | 0 | 0 | 0 | 0 | 0.001 | 542.9154905046096 | 1274.4548433859475 | OPTIMIZED | INSTALLED |  |  | node_1369397_315_15291298_689 | BN | 8101204
evchargingstation_load_220348344 |  | 0 | 0 | 0.92 | 0 | False | 0 | 0 | 0 | 0 | 0 | 0 | 0 | 0 | 0 | 0 | 0 | 0 | 0 | 7646.729060315685 | 0 | 0 | 0 | 0 | 0 | 0 | 0.001 | 542.9154905046096 | 1274.4548433859475 | OPTIMIZED | INSTALLED |  |  | node_1369359_183_15291285_406 | CN | 8101204
evchargingstation_load_220348345 |  | 0 | 0 | 0.92 | 0 | False | 0 | 0 | 0 | 0 | 0 | 0 | 0 | 0 | 0 | 0 | 0 | 0 | 0 | 206.46168462852347 | 0 | 0 | 0 | 0 | 0 | 0 | 0.001 | 14.658715885882998 | 34.41028077142058 | OPTIMIZED | INSTALLED |  |  | node_1369173_761_15291625_917 | AN | 8101204
evchargingstation_load_220348346 |  | 0 | 0 | 0.92 | 0 | False | 0 | 0 | 0 | 0 | 0 | 0 | 0 | 0 | 0 | 0 | 0 | 0 | 0 | 339.8546673847475 | 0 | 0 | 0 | 0 | 0 | 0 | 0.001 | 24.129572163536988 | 56.642444564124574 | OPTIMIZED | INSTALLED |  |  | node_1368935_311_15291514_601 | AN | 8101204
evchargingstation_load_220348347 |  | 0 | 0 | 0.92 | 0 | False | 0 | 0 | 0 | 0 | 0 | 0 | 0 | 0 | 0 | 0 | 0 | 0 | 0 | 339.8546673847475 | 0 | 0 | 0 | 0 | 0 | 0 | 0.001 | 24.129572163536988 | 56.642444564124574 | OPTIMIZED | INSTALLED |  |  | node_1368916_678_15291505_304 | BN | 8101204
evchargingstation_load_220348348 |  | 0 | 0 | 0.92 | 0 | False | 0 | 0 | 0 | 0 | 0 | 0 | 0 | 0 | 0 | 0 | 0 | 0 | 0 | 339.8546673847475 | 0 | 0 | 0 | 0 | 0 | 0 | 0.001 | 24.129572163536988 | 56.642444564124574 | OPTIMIZED | INSTALLED |  |  | node_1368896_921_15291502_781 | CN | 8101204
evchargingstation_load_220348349 |  | 0 | 0 | 0.92 | 0 | False | 0 | 0 | 0 | 0 | 0 | 0 | 0 | 0 | 0 | 0 | 0 | 0 | 0 | 3356.0643784345 | 0 | 0 | 0 | 0 | 0 | 0 | 0.001 | 238.27957556209867 | 559.3440630724167 | OPTIMIZED | INSTALLED |  |  | node_1368773_663_15291411_984 | AN | 8101204
evchargingstation_load_220348350 |  | 0 | 0 | 0.92 | 0 | False | 0 | 0 | 0 | 0 | 0 | 0 | 0 | 0 | 0 | 0 | 0 | 0 | 0 | 3356.0643784345 | 0 | 0 | 0 | 0 | 0 | 0 | 0.001 | 238.27957556209867 | 559.3440630724167 | OPTIMIZED | INSTALLED |  |  | node_1368787_005_15291431_812 | BN | 8101204
evchargingstation_load_220348351 |  | 0 | 0 | 0.92 | 0 | False | 0 | 0 | 0 | 0 | 0 | 0 | 0 | 0 | 0 | 0 | 0 | 0 | 0 | 3356.0643784345 | 0 | 0 | 0 | 0 | 0 | 0 | 0.001 | 238.27957556209867 | 559.3440630724167 | OPTIMIZED | INSTALLED |  |  | node_1368756_978_15291397_431 | CN | 8101204
evchargingstation_load_220348355 |  | 0 | 0 | 0.92 | 0 | False | 0 | 0 | 0 | 0 | 0 | 0 | 0 | 0 | 0 | 0 | 0 | 0 | 0 | 2251.536932463669 | 0 | 0 | 0 | 0 | 0 | 0 | 0.001 | 159.85846072037495 | 375.2561554106115 | OPTIMIZED | INSTALLED |  |  | node_1368207_257_15291385_764 | AN | 8101204
evchargingstation_load_220348356 |  | 0 | 0 | 0.92 | 0 | False | 0 | 0 | 0 | 0 | 0 | 0 | 0 | 0 | 0 | 0 | 0 | 0 | 0 | 2251.536932463669 | 0 | 0 | 0 | 0 | 0 | 0 | 0.001 | 159.85846072037495 | 375.2561554106115 | OPTIMIZED | INSTALLED |  |  | node_1368189_507_15291373_716 | BN | 8101204
evchargingstation_load_220348357 |  | 0 | 0 | 0.92 | 0 | False | 0 | 0 | 0 | 0 | 0 | 0 | 0 | 0 | 0 | 0 | 0 | 0 | 0 | 2251.536932463669 | 0 | 0 | 0 | 0 | 0 | 0 | 0.001 | 159.85846072037495 | 375.2561554106115 | OPTIMIZED | INSTALLED |  |  | node_1368222_112_15291403_547 | CN | 8101204
evchargingstation_load_220348454 |  | 0 | 0 | 0.92 | 0 | False | 0 | 0 | 0 | 0 | 0 | 0 | 0 | 0 | 0 | 0 | 0 | 0 | 0 | 1746.2070482136899 | 0 | 0 | 0 | 0 | 0 | 0 | 0.001 | 123.98017789668619 | 291.034508035615 | OPTIMIZED | INSTALLED |  |  | node_1372418_929_15292415_869 | AN | 8101204
evchargingstation_load_220348456 |  | 0 | 0 | 0.92 | 0 | False | 0 | 0 | 0 | 0 | 0 | 0 | 0 | 0 | 0 | 0 | 0 | 0 | 0 | 3946.6298026101317 | 0 | 0 | 0 | 0 | 0 | 0 | 0.001 | 280.2095434868634 | 657.7716337683553 | OPTIMIZED | INSTALLED |  |  | node_1371956_609_15292338_352 | AN | 8101204
evchargingstation_load_220348457 |  | 0 | 0 | 0.92 | 0 | False | 0 | 0 | 0 | 0 | 0 | 0 | 0 | 0 | 0 | 0 | 0 | 0 | 0 | 1321.3547816225505 | 0 | 0 | 0 | 0 | 0 | 0 | 0.001 | 93.81580715874806 | 220.22579693709173 | OPTIMIZED | INSTALLED |  |  | node_1372347_03_15292172_885 | AN | 8101204
evchargingstation_load_220348734 |  | 0 | 0 | 0.92 | 0 | False | 0 | 0 | 0 | 0 | 0 | 0 | 0 | 0 | 0 | 0 | 0 | 0 | 0 | 637.2274216929737 | 0 | 0 | 0 | 0 | 0 | 0 | 0.001 | 45.24295577197462 | 106.2045702821623 | OPTIMIZED | INSTALLED |  |  | node_1368145_842_15291152_827 | AN | 8101204
evchargingstation_load_220348735 |  | 0 | 0 | 0.92 | 0 | False | 0 | 0 | 0 | 0 | 0 | 0 | 0 | 0 | 0 | 0 | 0 | 0 | 0 | 3313.5825928034637 | 0 | 0 | 0 | 0 | 0 | 0 | 0.001 | 235.2633870069993 | 552.263765467244 | OPTIMIZED | INSTALLED |  |  | node_1368247_285_15291023_63 | AN | 8101204
evchargingstation_load_220348736 |  | 0 | 0 | 0.92 | 0 | False | 0 | 0 | 0 | 0 | 0 | 0 | 0 | 0 | 0 | 0 | 0 | 0 | 0 | 3313.5825928034637 | 0 | 0 | 0 | 0 | 0 | 0 | 0.001 | 235.2633870069993 | 552.263765467244 | OPTIMIZED | INSTALLED |  |  | node_1368236_925_15291046_239 | BN | 8101204
evchargingstation_load_220348737 |  | 0 | 0 | 0.92 | 0 | False | 0 | 0 | 0 | 0 | 0 | 0 | 0 | 0 | 0 | 0 | 0 | 0 | 0 | 3313.5825928034637 | 0 | 0 | 0 | 0 | 0 | 0 | 0.001 | 235.2633870069993 | 552.263765467244 | OPTIMIZED | INSTALLED |  |  | node_1368252_914_15290998_151 | CN | 8101204
evchargingstation_load_220348738 |  | 0 | 0 | 0.92 | 0 | False | 0 | 0 | 0 | 0 | 0 | 0 | 0 | 0 | 0 | 0 | 0 | 0 | 0 | 810.2474112310499 | 0 | 0 | 0 | 0 | 0 | 0 | 0.001 | 57.52731980280149 | 135.04123520517498 | OPTIMIZED | INSTALLED |  |  | node_1368135_402_15290571_255 | AN | 8101204
evchargingstation_load_220348739 |  | 0 | 0 | 0.92 | 0 | False | 0 | 0 | 0 | 0 | 0 | 0 | 0 | 0 | 0 | 0 | 0 | 0 | 0 | 113.78332841749739 | 0 | 0 | 0 | 0 | 0 | 0 | 0.001 | 8.078578083997014 | 18.963888069582897 | OPTIMIZED | INSTALLED |  |  | node_1367967_373_15290565_131 | AN | 8101204
evchargingstation_load_220348740 |  | 0 | 0 | 0.92 | 0 | False | 0 | 0 | 0 | 0 | 0 | 0 | 0 | 0 | 0 | 0 | 0 | 0 | 0 | 93.59596369826399 | 0 | 0 | 0 | 0 | 0 | 0 | 0.001 | 6.645283685297064 | 15.599327283043998 | OPTIMIZED | INSTALLED |  |  | node_1368382_97_15290403_723 | AN | 8101204
evchargingstation_load_220348774 |  | 0 | 0 | 0.92 | 0 | False | 0 | 0 | 0 | 0 | 0 | 0 | 0 | 0 | 0 | 0 | 0 | 0 | 0 | 2931.2461397876787 | 0 | 0 | 0 | 0 | 0 | 0 | 0.001 | 208.11760504744893 | 488.5410232979465 | OPTIMIZED | INSTALLED |  |  | node_1368082_367_15291684_602 | AN | 8101204
evchargingstation_load_220348775 |  | 0 | 0 | 0.92 | 0 | False | 0 | 0 | 0 | 0 | 0 | 0 | 0 | 0 | 0 | 0 | 0 | 0 | 0 | 2931.2461397876787 | 0 | 0 | 0 | 0 | 0 | 0 | 0.001 | 208.11760504744893 | 488.5410232979465 | OPTIMIZED | INSTALLED |  |  | node_1368102_188_15291685_747 | BN | 8101204
evchargingstation_load_220348776 |  | 0 | 0 | 0.92 | 0 | False | 0 | 0 | 0 | 0 | 0 | 0 | 0 | 0 | 0 | 0 | 0 | 0 | 0 | 2931.2461397876787 | 0 | 0 | 0 | 0 | 0 | 0 | 0.001 | 208.11760504744893 | 488.5410232979465 | OPTIMIZED | INSTALLED |  |  | node_1368063_037_15291690_382 | CN | 8101204
evchargingstation_load_220348778 |  | 0 | 0 | 0.92 | 0 | False | 0 | 0 | 0 | 0 | 0 | 0 | 0 | 0 | 0 | 0 | 0 | 0 | 0 | 27225.41414634797 | 0 | 0 | 0 | 0 | 0 | 0 | 0.001 | 1932.9963116024499 | 4537.569024391328 | OPTIMIZED | INSTALLED |  |  | node_1368999_307_15292353_867 | AN | 8101204
evchargingstation_load_220348779 |  | 0 | 0 | 0.92 | 0 | False | 0 | 0 | 0 | 0 | 0 | 0 | 0 | 0 | 0 | 0 | 0 | 0 | 0 | 6591.174580829707 | 0 | 0 | 0 | 0 | 0 | 0 | 0.001 | 467.9714283302676 | 1098.5290968049512 | OPTIMIZED | INSTALLED |  |  | node_1368852_039_15292683_928 | AN | 8101204
evchargingstation_load_220348780 |  | 0 | 0 | 0.92 | 0 | False | 0 | 0 | 0 | 0 | 0 | 0 | 0 | 0 | 0 | 0 | 0 | 0 | 0 | 722.1911204005318 | 0 | 0 | 0 | 0 | 0 | 0 | 0.001 | 51.27535412308738 | 120.36518673342196 | OPTIMIZED | INSTALLED |  |  | node_1369302_409_15291867_654 | AN | 8101204
evchargingstation_load_220348781 |  | 0 | 0 | 0.92 | 0 | False | 0 | 0 | 0 | 0 | 0 | 0 | 0 | 0 | 0 | 0 | 0 | 0 | 0 | 722.1911204005318 | 0 | 0 | 0 | 0 | 0 | 0 | 0.001 | 51.27535412308738 | 120.36518673342196 | OPTIMIZED | INSTALLED |  |  | node_1369308_93_15291892_862 | BN | 8101204
evchargingstation_load_220348782 |  | 0 | 0 | 0.92 | 0 | False | 0 | 0 | 0 | 0 | 0 | 0 | 0 | 0 | 0 | 0 | 0 | 0 | 0 | 722.1911204005318 | 0 | 0 | 0 | 0 | 0 | 0 | 0.001 | 51.27535412308738 | 120.36518673342196 | OPTIMIZED | INSTALLED |  |  | node_1369291_262_15291845_525 | CN | 8101204
evchargingstation_load_220348783 |  | 0 | 0 | 0.92 | 0 | False | 0 | 0 | 0 | 0 | 0 | 0 | 0 | 0 | 0 | 0 | 0 | 0 | 0 | 0 | 0 | 0 | 0 | 0 | 0 | 0 | 0.001 | 0 | 0 | OPTIMIZED | INSTALLED |  |  | node_1369362_95_15292044_374 | AN | 8101204
evchargingstation_load_220348784 |  | 0 | 0 | 0.92 | 0 | False | 0 | 0 | 0 | 0 | 0 | 0 | 0 | 0 | 0 | 0 | 0 | 0 | 0 | 2230.295975925408 | 0 | 0 | 0 | 0 | 0 | 0 | 0.001 | 158.35035582236821 | 371.715995987568 | OPTIMIZED | INSTALLED |  |  | node_1369621_787_15291937_895 | AN | 8101204
evchargingstation_load_220348785 |  | 0 | 0 | 0.92 | 0 | False | 0 | 0 | 0 | 0 | 0 | 0 | 0 | 0 | 0 | 0 | 0 | 0 | 0 | 2230.295975925408 | 0 | 0 | 0 | 0 | 0 | 0 | 0.001 | 158.35035582236821 | 371.715995987568 | OPTIMIZED | INSTALLED |  |  | node_1369634_611_15291917_704 | AN | 8101204
evchargingstation_load_220348999 |  | 0 | 0 | 0.92 | 0 | False | 0 | 0 | 0 | 0 | 0 | 0 | 0 | 0 | 0 | 0 | 0 | 0 | 0 | 1784.2367807403264 | 0 | 0 | 0 | 0 | 0 | 0 | 0.001 | 126.68028040971177 | 297.3727967900544 | OPTIMIZED | INSTALLED |  |  | node_1368835_514_15291756_876 | AN | 8101204
evchargingstation_load_220349000 |  | 0 | 0 | 0.92 | 0 | False | 0 | 0 | 0 | 0 | 0 | 0 | 0 | 0 | 0 | 0 | 0 | 0 | 0 | 1784.2367807403264 | 0 | 0 | 0 | 0 | 0 | 0 | 0.001 | 126.68028040971177 | 297.3727967900544 | OPTIMIZED | INSTALLED |  |  | node_1368820_631_15291774_336 | BN | 8101204
evchargingstation_load_220349001 |  | 0 | 0 | 0.92 | 0 | False | 0 | 0 | 0 | 0 | 0 | 0 | 0 | 0 | 0 | 0 | 0 | 0 | 0 | 1784.2367807403264 | 0 | 0 | 0 | 0 | 0 | 0 | 0.001 | 126.68028040971177 | 297.3727967900544 | OPTIMIZED | INSTALLED |  |  | node_1368846_497_15291734_808 | CN | 8101204
evchargingstation_load_220350168 |  | 0 | 0 | 0.92 | 0 | False | 0 | 0 | 0 | 0 | 0 | 0 | 0 | 0 | 0 | 0 | 0 | 0 | 0 | 3738.4008314502844 | 0 | 0 | 0 | 0 | 0 | 0 | 0.001 | 265.42535752164906 | 623.0668052417141 | OPTIMIZED | INSTALLED |  |  | node_1368933_747_15290789_159 | AN | 8101204
evchargingstation_load_220350169 |  | 0 | 0 | 0.92 | 0 | False | 0 | 0 | 0 | 0 | 0 | 0 | 0 | 0 | 0 | 0 | 0 | 0 | 0 | 3738.4008314502844 | 0 | 0 | 0 | 0 | 0 | 0 | 0.001 | 265.42535752164906 | 623.0668052417141 | OPTIMIZED | INSTALLED |  |  | node_1368915_418_15290778_811 | BN | 8101204
evchargingstation_load_220350170 |  | 0 | 0 | 0.92 | 0 | False | 0 | 0 | 0 | 0 | 0 | 0 | 0 | 0 | 0 | 0 | 0 | 0 | 0 | 3738.4008314502844 | 0 | 0 | 0 | 0 | 0 | 0 | 0.001 | 265.42535752164906 | 623.0668052417141 | OPTIMIZED | INSTALLED |  |  | node_1368953_413_15290792_805 | CN | 8101204
evchargingstation_load_220350171 |  | 0 | 0 | 0.92 | 0 | False | 0 | 0 | 0 | 0 | 0 | 0 | 0 | 0 | 0 | 0 | 0 | 0 | 0 | 10025.711477117948 | 0 | 0 | 0 | 0 | 0 | 0 | 0.001 | 711.8225381311967 | 1670.9519128529914 | OPTIMIZED | INSTALLED |  |  | node_1369252_582_15290608_897 | AN | 8101204
evchargingstation_load_220350173 |  | 0 | 0 | 0.92 | 0 | False | 0 | 0 | 0 | 0 | 0 | 0 | 0 | 0 | 0 | 0 | 0 | 0 | 0 | 10025.711477117948 | 0 | 0 | 0 | 0 | 0 | 0 | 0.001 | 711.8225381311967 | 1670.9519128529914 | OPTIMIZED | INSTALLED |  |  | node_1369271_936_15290614_908 | BN | 8101204
evchargingstation_load_220435492 |  | 0 | 0 | 0.92 | 0 | False | 0 | 0 | 0 | 0 | 0 | 0 | 0 | 0 | 0 | 0 | 0 | 0 | 0 | 892.1183903701632 | 0 | 0 | 0 | 0 | 0 | 0 | 0.001 | 63.34015082531291 | 148.6863983950272 | OPTIMIZED | INSTALLED |  |  | node_1372127_622_15292158_353 | AN | 8101204
evchargingstation_load_220474380 |  | 0 | 0 | 0.92 | 0 | False | 0 | 0 | 0 | 0 | 0 | 0 | 0 | 0 | 0 | 0 | 0 | 0 | 0 | 10025.711477117948 | 0 | 0 | 0 | 0 | 0 | 0 | 0.001 | 711.8225381311967 | 1670.9519128529914 | OPTIMIZED | INSTALLED |  |  | node_1369232_765_15290609_806 | CN | 8101204
evchargingstation_load_220486146 |  | 0 | 0 | 0.92 | 0 | False | 0 | 0 | 0 | 0 | 0 | 0 | 0 | 0 | 0 | 0 | 0 | 0 | 0 | 17151.919151450493 | 0 | 0 | 0 | 0 | 0 | 0 | 0.001 | 1217.7811534372458 | 2858.6531919084155 | OPTIMIZED | INSTALLED |  |  | node_1368456_716_15291789_596 | AN | 8101204
evchargingstation_load_220517316 |  | 0 | 0 | 0.92 | 0 | False | 0 | 0 | 0 | 0 | 0 | 0 | 0 | 0 | 0 | 0 | 0 | 0 | 0 | 637.2274216929737 | 0 | 0 | 0 | 0 | 0 | 0 | 0.001 | 45.24295577197462 | 106.2045702821623 | OPTIMIZED | INSTALLED |  |  | node_1368215_465_15291914_306 | AN | 8101204
evchargingstation_load_220517317 |  | 0 | 0 | 0.92 | 0 | False | 0 | 0 | 0 | 0 | 0 | 0 | 0 | 0 | 0 | 0 | 0 | 0 | 0 | 637.2274216929737 | 0 | 0 | 0 | 0 | 0 | 0 | 0.001 | 45.24295577197462 | 106.2045702821623 | OPTIMIZED | INSTALLED |  |  | node_1368195_919_15291909_603 | BN | 8101204
evchargingstation_load_220517318 |  | 0 | 0 | 0.92 | 0 | False | 0 | 0 | 0 | 0 | 0 | 0 | 0 | 0 | 0 | 0 | 0 | 0 | 0 | 637.2274216929737 | 0 | 0 | 0 | 0 | 0 | 0 | 0.001 | 45.24295577197462 | 106.2045702821623 | OPTIMIZED | INSTALLED |  |  | node_1368235_216_15291912_065 | CN | 8101204
evchargingstation_load_220519727 |  | 0 | 0 | 0.92 | 0 | False | 0 | 0 | 0 | 0 | 0 | 0 | 0 | 0 | 0 | 0 | 0 | 0 | 0 | 3492.4140964273797 | 0 | 0 | 0 | 0 | 0 | 0 | 0.001 | 247.96035579337237 | 582.06901607123 | OPTIMIZED | INSTALLED |  |  | node_1372081_018_15291670_395 | AN | 8101204
evchargingstation_load_220526797 |  | 0 | 0 | 0.92 | 0 | False | 0 | 0 | 0 | 0 | 0 | 0 | 0 | 0 | 0 | 0 | 0 | 0 | 0 | 5607.601438343653 | 0 | 0 | 0 | 0 | 0 | 0 | 0.001 | 398.1380362824736 | 934.6002397239422 | OPTIMIZED | INSTALLED |  |  | node_1371573_301_15292205_367 | ABCN | 8101204
evchargingstation_load_220529949 |  | 0 | 0 | 0.92 | 0 | False | 0 | 0 | 0 | 0 | 0 | 0 | 0 | 0 | 0 | 0 | 0 | 0 | 0 | 68693.11618594805 | 0 | 0 | 0 | 0 | 0 | 0 | 0.001 | 4877.190848876188 | 11448.852697658007 | OPTIMIZED | INSTALLED |  |  | node_1367902_139_15290814_463 | ABCN | 8101204
evchargingstation_load_220530413 |  | 0 | 0 | 0.92 | 0 | False | 0 | 0 | 0 | 0 | 0 | 0 | 0 | 0 | 0 | 0 | 0 | 0 | 0 | 44223.58319293786 | 0 | 0 | 0 | 0 | 0 | 0 | 0.001 | 3139.8612707650723 | 7370.597198822977 | OPTIMIZED | INSTALLED |  |  | node_1369515_386_15290883_822 | ABCN | 8101204
evchargingstation_load_220530652 |  | 0 | 0 | 0.92 | 0 | False | 0 | 0 | 0 | 0 | 0 | 0 | 0 | 0 | 0 | 0 | 0 | 0 | 0 | 5989.937891359436 | 0 | 0 | 0 | 0 | 0 | 0 | 0.001 | 425.28379700110986 | 998.3229818932394 | OPTIMIZED | INSTALLED |  |  | node_1368516_274_15291840_334 | ABCN | 8101204
evchargingstation_load_220538287 |  | 0 | 0 | 0.92 | 0 | False | 0 | 0 | 0 | 0 | 0 | 0 | 0 | 0 | 0 | 0 | 0 | 0 | 0 | 0 | 0 | 0 | 0 | 0 | 0 | 0 | 0.001 | 0 | 0 | OPTIMIZED | INSTALLED |  |  | node_1371273_277_15290959_246 | AN | 8101204
evchargingstation_load_220551988 |  | 0 | 0 | 0.92 | 0 | False | 0 | 0 | 0 | 0 | 0 | 0 | 0 | 0 | 0 | 0 | 0 | 0 | 0 | 9940.74777841039 | 0 | 0 | 0 | 0 | 0 | 0 | 0.001 | 705.790161020998 | 1656.7912964017319 | OPTIMIZED | INSTALLED |  |  | node_1371204_92_15292265_193 | ABCN | 8101204
evchargingstation_load_220571752 |  | 0 | 0 | 0.92 | 0 | False | 0 | 0 | 0 | 0 | 0 | 0 | 0 | 0 | 0 | 0 | 0 | 0 | 0 | 19371.713746911882 | 0 | 0 | 0 | 0 | 0 | 0 | 0.001 | 1375.3859319353191 | 3228.6189578186472 | OPTIMIZED | INSTALLED |  |  | node_1369730_615_15292025_954 | ABCN | 8101204
evchargingstation_load_310013987 |  | 0 | 0 | 0.92 | 0 | False | 0 | 0 | 0 | 0 | 0 | 0 | 0 | 0 | 0 | 0 | 0 | 0 | 0 | 68055.88863680958 | 0 | 0 | 0 | 0 | 0 | 0 | 0.001 | 4831.947850622386 | 11342.648106134931 | OPTIMIZED | INSTALLED |  |  | node_1368669_949_15290686_824 | AN | 8101204
evchargingstation_load_312077866 |  | 0 | 0 | 0.92 | 0 | False | 0 | 0 | 0 | 0 | 0 | 0 | 0 | 0 | 0 | 0 | 0 | 0 | 0 | 8921.183776256146 | 0 | 0 | 0 | 0 | 0 | 0 | 0.001 | 633.4013808076448 | 1486.8639627093578 | OPTIMIZED | INSTALLED |  |  | node_1372547_074_15291784_798 | ABCN | 8101204

## Fuse
Name | GroupId | MeanReplacementTime | PhaseAStatus | PhaseBStatus | PhaseCStatus | RepairDistributionType | CurrentLimit | CurrentInAReal | CurrentInAImag | CurrentInA | CurrentInBReal | CurrentInBImag | CurrentInB | CurrentInCReal | CurrentInCImag | CurrentInC | CurrentOutAReal | CurrentOutAImag | CurrentOutA | CurrentOutBReal | CurrentOutBImag | CurrentOutB | CurrentOutCReal | CurrentOutCImag | CurrentOutC | ActivePowerInA | ReactivePowerInA | PowerInA | ActivePowerInB | ReactivePowerInB | PowerInB | ActivePowerInC | ReactivePowerInC | PowerInC | ActivePowerOutA | ReactivePowerOutA | PowerOutA | ActivePowerOutB | ReactivePowerOutB | PowerOutB | ActivePowerOutC | ReactivePowerOutC | PowerOutC | Status | From | To | Length | Phases | Feeder | Comments
fuse_220386274 |  | 0 | GOOD | GOOD | GOOD | NONE | 100 | 0 | 0 | 0+0j | 0 | 0 | 0+0j | 0 | 0 | 0+0j | 0 | 0 | 0+0j | 0 | 0 | 0+0j | 0 | 0 | 0+0j | 0 | 0 | 0+0j | 0 | 0 | 0+0j | 0 | 0 | 0+0j | 0 | 0 | 0+0j | 0 | 0 | 0+0j | 0 | 0 | 0+0j | OPEN | node_intto1_8101204_200861698 | node_8101204_200861698 | 0 | AD | 8101204
fuse_220386285 |  | 0 | GOOD | GOOD | GOOD | NONE | 100 | 0 | 0 | 0+0j | 0 | 0 | 0+0j | 0 | 0 | 0+0j | 0 | 0 | 0+0j | 0 | 0 | 0+0j | 0 | 0 | 0+0j | 0 | 0 | 0+0j | 0 | 0 | 0+0j | 0 | 0 | 0+0j | 0 | 0 | 0+0j | 0 | 0 | 0+0j | 0 | 0 | 0+0j | OPEN | node_intto1_8101204_200861692 | node_8101204_200861692 | 0 | AD | 8101204
fuse_220386342 |  | 0 | GOOD | GOOD | GOOD | NONE | 30 | 0 | 0 | 0+0j | 0 | 0 | 0+0j | 0 | 0 | 0+0j | 0 | 0 | 0+0j | 0 | 0 | 0+0j | 0 | 0 | 0+0j | 0 | 0 | 0+0j | 0 | 0 | 0+0j | 0 | 0 | 0+0j | 0 | 0 | 0+0j | 0 | 0 | 0+0j | 0 | 0 | 0+0j | OPEN | node_intto1_8101204_200863175 | node_8101204_200863175 | 0 | ABCN | 8101204
fuse_220386343 |  | 0 | GOOD | GOOD | GOOD | NONE | 100 | 0 | 0 | 0+0j | 0 | 0 | 0+0j | 0 | 0 | 0+0j | 0 | 0 | 0+0j | 0 | 0 | 0+0j | 0 | 0 | 0+0j | 0 | 0 | 0+0j | 0 | 0 | 0+0j | 0 | 0 | 0+0j | 0 | 0 | 0+0j | 0 | 0 | 0+0j | 0 | 0 | 0+0j | OPEN | node_intto1_8101204_200863186 | node_8101204_200863186 | 0 | ABCD | 8101204
fuse_220386370 |  | 0 | GOOD | GOOD | GOOD | NONE | 100 | 0 | 0 | 0+0j | 0 | 0 | 0+0j | 0 | 0 | 0+0j | 0 | 0 | 0+0j | 0 | 0 | 0+0j | 0 | 0 | 0+0j | 0 | 0 | 0+0j | 0 | 0 | 0+0j | 0 | 0 | 0+0j | 0 | 0 | 0+0j | 0 | 0 | 0+0j | 0 | 0 | 0+0j | OPEN | node_intto1_8101204_200917565 | node_8101204_200917565 | 0 | ABCN | 8101204
fuse_220386395 |  | 0 | GOOD | GOOD | GOOD | NONE | 40 | 0 | 0 | 0+0j | 0 | 0 | 0+0j | 0 | 0 | 0+0j | 0 | 0 | 0+0j | 0 | 0 | 0+0j | 0 | 0 | 0+0j | 0 | 0 | 0+0j | 0 | 0 | 0+0j | 0 | 0 | 0+0j | 0 | 0 | 0+0j | 0 | 0 | 0+0j | 0 | 0 | 0+0j | OPEN | node_intto1_8101204_200863058 | node_8101204_200863058 | 0 | ABCN | 8101204
fuse_220386567 |  | 0 | GOOD | GOOD | GOOD | NONE | 200 | 0 | 0 | 0+0j | 0 | 0 | 0+0j | 0 | 0 | 0+0j | 0 | 0 | 0+0j | 0 | 0 | 0+0j | 0 | 0 | 0+0j | 0 | 0 | 0+0j | 0 | 0 | 0+0j | 0 | 0 | 0+0j | 0 | 0 | 0+0j | 0 | 0 | 0+0j | 0 | 0 | 0+0j | OPEN | node_intto1_8101204_200917572 | node_8101204_200917572 | 0 | ABCN | 8101204
fuse_220386591 |  | 0 | GOOD | GOOD | GOOD | NONE | 100 | 0 | 0 | 0+0j | 0 | 0 | 0+0j | 0 | 0 | 0+0j | 0 | 0 | 0+0j | 0 | 0 | 0+0j | 0 | 0 | 0+0j | 0 | 0 | 0+0j | 0 | 0 | 0+0j | 0 | 0 | 0+0j | 0 | 0 | 0+0j | 0 | 0 | 0+0j | 0 | 0 | 0+0j | OPEN | node_intto1_8101204_200866785 | node_8101204_200866785 | 0 | ABCN | 8101204
fuse_220517313 |  | 0 | GOOD | GOOD | GOOD | NONE | 6 | 0 | 0 | 0+0j | 0 | 0 | 0+0j | 0 | 0 | 0+0j | 0 | 0 | 0+0j | 0 | 0 | 0+0j | 0 | 0 | 0+0j | 0 | 0 | 0+0j | 0 | 0 | 0+0j | 0 | 0 | 0+0j | 0 | 0 | 0+0j | 0 | 0 | 0+0j | 0 | 0 | 0+0j | OPEN | node_intto1_8101204_200863183 | node_8101204_200863183 | 0 | ABCD | 8101204
fuse_220551083 |  | 0 | GOOD | GOOD | GOOD | NONE | 50 | 0 | 0 | 0+0j | 0 | 0 | 0+0j | 0 | 0 | 0+0j | 0 | 0 | 0+0j | 0 | 0 | 0+0j | 0 | 0 | 0+0j | 0 | 0 | 0+0j | 0 | 0 | 0+0j | 0 | 0 | 0+0j | 0 | 0 | 0+0j | 0 | 0 | 0+0j | 0 | 0 | 0+0j | OPEN | node_intto1_8101204_200983601 | node_8101204_200983601 | 0 | ABCN | 8101204
fuse_220571776 |  | 0 | GOOD | GOOD | GOOD | NONE | 50 | 0 | 0 | 0+0j | 0 | 0 | 0+0j | 0 | 0 | 0+0j | 0 | 0 | 0+0j | 0 | 0 | 0+0j | 0 | 0 | 0+0j | 0 | 0 | 0+0j | 0 | 0 | 0+0j | 0 | 0 | 0+0j | 0 | 0 | 0+0j | 0 | 0 | 0+0j | 0 | 0 | 0+0j | OPEN | node_intto1_8101204_201010124 | node_8101204_201010124 | 0 | ABCN | 8101204
fuse_310014558 |  | 0 | GOOD | GOOD | GOOD | NONE | 200 | 0 | 0 | 0+0j | 0 | 0 | 0+0j | 0 | 0 | 0+0j | 0 | 0 | 0+0j | 0 | 0 | 0+0j | 0 | 0 | 0+0j | 0 | 0 | 0+0j | 0 | 0 | 0+0j | 0 | 0 | 0+0j | 0 | 0 | 0+0j | 0 | 0 | 0+0j | 0 | 0 | 0+0j | OPEN | node_intto1_8101204_200863185 | node_8101204_200863185 | 0 | ABCD | 8101204
fuse_312077853 |  | 0 | GOOD | GOOD | GOOD | NONE | 80 | 0 | 0 | 0+0j | 0 | 0 | 0+0j | 0 | 0 | 0+0j | 0 | 0 | 0+0j | 0 | 0 | 0+0j | 0 | 0 | 0+0j | 0 | 0 | 0+0j | 0 | 0 | 0+0j | 0 | 0 | 0+0j | 0 | 0 | 0+0j | 0 | 0 | 0+0j | 0 | 0 | 0+0j | OPEN | node_intto1_8101204_312077852 | node_8101204_312077852 | 0 | ABCN | 8101204

## Generator
Name | GroupId | ColdStartupCost | ColdStartupTime | HotStartupCost | HotStartupStatus | ShutdownCost | CommitmentStatus | ConstructionTime | CalendarLife | YearOfInstallation | ReactivePower | ActivePower | MaxPowerOutput | MinPowerOutput | MinimumDowntime | MinimumUptime | NoLoadCost | NonSpinningReserve | SpinningReserve | OperatingReserve | RampUpLimit | RampDownLimit | StartupCapability | ShutdownCapability | ShutdownStatus | StartupStatus | CapitalCost | FixedOperatingCost | VariableOperatingCost | MaxReactivePower | MaxActivePower | OutputSchedule | PlanningStatus | UnitType | UnitSubtype | ParentNode | Phases | Feeder | Comments

## HeatPump
Name | GroupId | YearOfInstallation | ReactivePower | ActivePower | MaxPowerOutput | MinPowerOutput | RampUpLimit | RampDownLimit | CapitalCost | FixedOperatingCost | VariableOperatingCost | MaxReactivePower | MaxActivePower | OutputSchedule | PlanningStatus | UnitType | UnitSubtype | ParentNode | Phases | Feeder | Comments
heatpump_load_220348218 |  | 0 | 0 | 0 | 0 | 0 | 0 | 0 | 0 | 0 | 0.19 | 400.0252044582815 | 939.0302149778415 | OPTIMIZED | INSTALLED |  |  | node_1371957_922_15291447_939 | AN | 8101204
heatpump_load_220348219 |  | 0 | 0 | 0 | 0 | 0 | 0 | 0 | 0 | 0 | 0.19 | 592.1385960042721 | 1390.0025190054876 | OPTIMIZED | INSTALLED |  |  | node_1371679_748_15291370_177 | AN | 8101204
heatpump_load_220348220 |  | 0 | 0 | 0 | 0 | 0 | 0 | 0 | 0 | 0 | 0.19 | 1114.0888669722167 | 2615.2430286298763 | OPTIMIZED | INSTALLED |  |  | node_1371333_127_15291273_918 | AN | 8101204
heatpump_load_220348314 |  | 0 | 0 | 0 | 0 | 0 | 0 | 0 | 0 | 0 | 0.19 | 373.1317304552002 | 875.899754338692 | OPTIMIZED | INSTALLED |  |  | node_1371483_694_15291913_591 | AN | 8101204
heatpump_load_220348315 |  | 0 | 0 | 0 | 0 | 0 | 0 | 0 | 0 | 0 | 0.19 | 66.99916729938101 | 157.275686694443 | OPTIMIZED | INSTALLED |  |  | node_1371053_293_15291782_954 | AN | 8101204
heatpump_load_220348316 |  | 0 | 0 | 0 | 0 | 0 | 0 | 0 | 0 | 0 | 0.19 | 66.99916729938101 | 157.275686694443 | OPTIMIZED | INSTALLED |  |  | node_1371072_721_15291788_485 | AN | 8101204
heatpump_load_220348317 |  | 0 | 0 | 0 | 0 | 0 | 0 | 0 | 0 | 0 | 0.19 | 0 | 0 | OPTIMIZED | INSTALLED |  |  | node_1370435_603_15291761_536 | AN | 8101204
heatpump_load_220348318 |  | 0 | 0 | 0 | 0 | 0 | 0 | 0 | 0 | 0 | 0.19 | 0 | 0 | OPTIMIZED | INSTALLED |  |  | node_1370455_437_15291761_717 | AN | 8101204
heatpump_load_220348336 |  | 0 | 0 | 0 | 0 | 0 | 0 | 0 | 0 | 0 | 0.19 | 284.7464511926389 | 668.4216684513829 | OPTIMIZED | INSTALLED |  |  | node_1370055_718_15291781_19 | AN | 8101204
heatpump_load_220348342 |  | 0 | 0 | 0 | 0 | 0 | 0 | 0 | 0 | 0 | 0.19 | 1004.9874308528719 | 2359.1353004166454 | OPTIMIZED | INSTALLED |  |  | node_1369378_883_15291288_683 | AN | 8101204
heatpump_load_220348343 |  | 0 | 0 | 0 | 0 | 0 | 0 | 0 | 0 | 0 | 0.19 | 1004.9874308528719 | 2359.1353004166454 | OPTIMIZED | INSTALLED |  |  | node_1369397_315_15291298_689 | BN | 8101204
heatpump_load_220348344 |  | 0 | 0 | 0 | 0 | 0 | 0 | 0 | 0 | 0 | 0.19 | 1004.9874308528719 | 2359.1353004166454 | OPTIMIZED | INSTALLED |  |  | node_1369359_183_15291285_406 | CN | 8101204
heatpump_load_220348345 |  | 0 | 0 | 0 | 0 | 0 | 0 | 0 | 0 | 0 | 0.19 | 27.134656268627232 | 63.696653111249425 | OPTIMIZED | INSTALLED |  |  | node_1369173_761_15291625_917 | AN | 8101204
heatpump_load_220348346 |  | 0 | 0 | 0 | 0 | 0 | 0 | 0 | 0 | 0 | 0.19 | 44.666098426613445 | 104.85047090260257 | OPTIMIZED | INSTALLED |  |  | node_1368935_311_15291514_601 | AN | 8101204
heatpump_load_220348347 |  | 0 | 0 | 0 | 0 | 0 | 0 | 0 | 0 | 0 | 0.19 | 44.666098426613445 | 104.85047090260257 | OPTIMIZED | INSTALLED |  |  | node_1368916_678_15291505_304 | BN | 8101204
heatpump_load_220348348 |  | 0 | 0 | 0 | 0 | 0 | 0 | 0 | 0 | 0 | 0.19 | 44.666098426613445 | 104.85047090260257 | OPTIMIZED | INSTALLED |  |  | node_1368896_921_15291502_781 | CN | 8101204
heatpump_load_220348349 |  | 0 | 0 | 0 | 0 | 0 | 0 | 0 | 0 | 0 | 0.19 | 441.07781534524673 | 1035.3982576321093 | OPTIMIZED | INSTALLED |  |  | node_1368773_663_15291411_984 | AN | 8101204
heatpump_load_220348350 |  | 0 | 0 | 0 | 0 | 0 | 0 | 0 | 0 | 0 | 0.19 | 441.07781534524673 | 1035.3982576321093 | OPTIMIZED | INSTALLED |  |  | node_1368787_005_15291431_812 | BN | 8101204
heatpump_load_220348351 |  | 0 | 0 | 0 | 0 | 0 | 0 | 0 | 0 | 0 | 0.19 | 441.07781534524673 | 1035.3982576321093 | OPTIMIZED | INSTALLED |  |  | node_1368756_978_15291397_431 | CN | 8101204
heatpump_load_220348355 |  | 0 | 0 | 0 | 0 | 0 | 0 | 0 | 0 | 0 | 0.19 | 295.91298562902267 | 694.634296006764 | OPTIMIZED | INSTALLED |  |  | node_1368207_257_15291385_764 | AN | 8101204
heatpump_load_220348356 |  | 0 | 0 | 0 | 0 | 0 | 0 | 0 | 0 | 0 | 0.19 | 295.91298562902267 | 694.634296006764 | OPTIMIZED | INSTALLED |  |  | node_1368189_507_15291373_716 | BN | 8101204
heatpump_load_220348357 |  | 0 | 0 | 0 | 0 | 0 | 0 | 0 | 0 | 0 | 0.19 | 295.91298562902267 | 694.634296006764 | OPTIMIZED | INSTALLED |  |  | node_1368222_112_15291403_547 | CN | 8101204
heatpump_load_220348454 |  | 0 | 0 | 0 | 0 | 0 | 0 | 0 | 0 | 0 | 0.19 | 229.49892320306665 | 538.7321372031452 | OPTIMIZED | INSTALLED |  |  | node_1372418_929_15292415_869 | AN | 8101204
heatpump_load_220348456 |  | 0 | 0 | 0 | 0 | 0 | 0 | 0 | 0 | 0 | 0.19 | 518.6941137884662 | 1217.5969112510388 | OPTIMIZED | INSTALLED |  |  | node_1371956_609_15292338_352 | AN | 8101204
heatpump_load_220348457 |  | 0 | 0 | 0 | 0 | 0 | 0 | 0 | 0 | 0 | 0.19 | 173.6618473019203 | 407.6585799119963 | OPTIMIZED | INSTALLED |  |  | node_1372347_03_15292172_885 | AN | 8101204
heatpump_load_220348734 |  | 0 | 0 | 0 | 0 | 0 | 0 | 0 | 0 | 0 | 0.19 | 83.74894929449584 | 196.59460836805377 | OPTIMIZED | INSTALLED |  |  | node_1368145_842_15291152_827 | AN | 8101204
heatpump_load_220348735 |  | 0 | 0 | 0 | 0 | 0 | 0 | 0 | 0 | 0 | 0.19 | 435.49456778651574 | 1022.2919635138796 | OPTIMIZED | INSTALLED |  |  | node_1368247_285_15291023_63 | AN | 8101204
heatpump_load_220348736 |  | 0 | 0 | 0 | 0 | 0 | 0 | 0 | 0 | 0 | 0.19 | 435.49456778651574 | 1022.2919635138796 | OPTIMIZED | INSTALLED |  |  | node_1368236_925_15291046_239 | BN | 8101204
heatpump_load_220348737 |  | 0 | 0 | 0 | 0 | 0 | 0 | 0 | 0 | 0 | 0.19 | 435.49456778651574 | 1022.2919635138796 | OPTIMIZED | INSTALLED |  |  | node_1368252_914_15290998_151 | CN | 8101204
heatpump_load_220348738 |  | 0 | 0 | 0 | 0 | 0 | 0 | 0 | 0 | 0 | 0.19 | 106.48845786060353 | 249.97397643214774 | OPTIMIZED | INSTALLED |  |  | node_1368135_402_15290571_255 | AN | 8101204
heatpump_load_220348739 |  | 0 | 0 | 0 | 0 | 0 | 0 | 0 | 0 | 0 | 0.19 | 14.954204799046051 | 35.103933270199676 | OPTIMIZED | INSTALLED |  |  | node_1367967_373_15290565_131 | AN | 8101204
heatpump_load_220348740 |  | 0 | 0 | 0 | 0 | 0 | 0 | 0 | 0 | 0 | 0.19 | 12.301042602354146 | 28.87581607709974 | OPTIMIZED | INSTALLED |  |  | node_1368382_97_15290403_723 | AN | 8101204
heatpump_load_220348774 |  | 0 | 0 | 0 | 0 | 0 | 0 | 0 | 0 | 0 | 0.19 | 385.24518248224956 | 904.3351984930473 | OPTIMIZED | INSTALLED |  |  | node_1368082_367_15291684_602 | AN | 8101204
heatpump_load_220348775 |  | 0 | 0 | 0 | 0 | 0 | 0 | 0 | 0 | 0 | 0.19 | 385.24518248224956 | 904.3351984930473 | OPTIMIZED | INSTALLED |  |  | node_1368102_188_15291685_747 | BN | 8101204
heatpump_load_220348776 |  | 0 | 0 | 0 | 0 | 0 | 0 | 0 | 0 | 0 | 0.19 | 385.24518248224956 | 904.3351984930473 | OPTIMIZED | INSTALLED |  |  | node_1368063_037_15291690_382 | CN | 8101204
heatpump_load_220348778 |  | 0 | 0 | 0 | 0 | 0 | 0 | 0 | 0 | 0 | 0.19 | 3578.157247345901 | 8399.465323603425 | OPTIMIZED | INSTALLED |  |  | node_1368999_307_15292353_867 | AN | 8101204
heatpump_load_220348779 |  | 0 | 0 | 0 | 0 | 0 | 0 | 0 | 0 | 0 | 0.19 | 866.2589513389311 | 2033.4802635471315 | OPTIMIZED | INSTALLED |  |  | node_1368852_039_15292683_928 | AN | 8101204
heatpump_load_220348780 |  | 0 | 0 | 0 | 0 | 0 | 0 | 0 | 0 | 0 | 0.19 | 94.91548373087961 | 222.80723592343483 | OPTIMIZED | INSTALLED |  |  | node_1369302_409_15291867_654 | AN | 8101204
heatpump_load_220348781 |  | 0 | 0 | 0 | 0 | 0 | 0 | 0 | 0 | 0 | 0.19 | 94.91548373087961 | 222.80723592343483 | OPTIMIZED | INSTALLED |  |  | node_1369308_93_15291892_862 | BN | 8101204
heatpump_load_220348782 |  | 0 | 0 | 0 | 0 | 0 | 0 | 0 | 0 | 0 | 0.19 | 94.91548373087961 | 222.80723592343483 | OPTIMIZED | INSTALLED |  |  | node_1369291_262_15291845_525 | CN | 8101204
heatpump_load_220348783 |  | 0 | 0 | 0 | 0 | 0 | 0 | 0 | 0 | 0 | 0.19 | 0 | 0 | OPTIMIZED | INSTALLED |  |  | node_1369362_95_15292044_374 | AN | 8101204
heatpump_load_220348784 |  | 0 | 0 | 0 | 0 | 0 | 0 | 0 | 0 | 0 | 0.19 | 293.1213421901963 | 688.0811292881882 | OPTIMIZED | INSTALLED |  |  | node_1369621_787_15291937_895 | AN | 8101204
heatpump_load_220348785 |  | 0 | 0 | 0 | 0 | 0 | 0 | 0 | 0 | 0 | 0.19 | 293.1213421901963 | 688.0811292881882 | OPTIMIZED | INSTALLED |  |  | node_1369634_611_15291917_704 | AN | 8101204
heatpump_load_220348999 |  | 0 | 0 | 0 | 0 | 0 | 0 | 0 | 0 | 0 | 0.19 | 234.4970658883727 | 550.4649034305505 | OPTIMIZED | INSTALLED |  |  | node_1368835_514_15291756_876 | AN | 8101204
heatpump_load_220349000 |  | 0 | 0 | 0 | 0 | 0 | 0 | 0 | 0 | 0 | 0.19 | 234.4970658883727 | 550.4649034305505 | OPTIMIZED | INSTALLED |  |  | node_1368820_631_15291774_336 | BN | 8101204
heatpump_load_220349001 |  | 0 | 0 | 0 | 0 | 0 | 0 | 0 | 0 | 0 | 0.19 | 234.4970658883727 | 550.4649034305505 | OPTIMIZED | INSTALLED |  |  | node_1368846_497_15291734_808 | CN | 8101204
heatpump_load_220350168 |  | 0 | 0 | 0 | 0 | 0 | 0 | 0 | 0 | 0 | 0.19 | 491.327200649513 | 1153.3550226529414 | OPTIMIZED | INSTALLED |  |  | node_1368933_747_15290789_159 | AN | 8101204
heatpump_load_220350169 |  | 0 | 0 | 0 | 0 | 0 | 0 | 0 | 0 | 0 | 0.19 | 491.327200649513 | 1153.3550226529414 | OPTIMIZED | INSTALLED |  |  | node_1368915_418_15290778_811 | BN | 8101204
heatpump_load_220350170 |  | 0 | 0 | 0 | 0 | 0 | 0 | 0 | 0 | 0 | 0.19 | 491.327200649513 | 1153.3550226529414 | OPTIMIZED | INSTALLED |  |  | node_1368953_413_15290792_805 | CN | 8101204
heatpump_load_220350171 |  | 0 | 0 | 0 | 0 | 0 | 0 | 0 | 0 | 0 | 0.19 | 1317.6501984770093 | 3093.08851809702 | OPTIMIZED | INSTALLED |  |  | node_1369252_582_15290608_897 | AN | 8101204
heatpump_load_220350173 |  | 0 | 0 | 0 | 0 | 0 | 0 | 0 | 0 | 0 | 0.19 | 1317.6501984770093 | 3093.08851809702 | OPTIMIZED | INSTALLED |  |  | node_1369271_936_15290614_908 | BN | 8101204
heatpump_load_220435492 |  | 0 | 0 | 0 | 0 | 0 | 0 | 0 | 0 | 0 | 0.19 | 117.24855260364718 | 275.23245171527526 | OPTIMIZED | INSTALLED |  |  | node_1372127_622_15292158_353 | AN | 8101204
heatpump_load_220474380 |  | 0 | 0 | 0 | 0 | 0 | 0 | 0 | 0 | 0 | 0.19 | 1317.6501984770093 | 3093.08851809702 | OPTIMIZED | INSTALLED |  |  | node_1369232_765_15290609_806 | CN | 8101204
heatpump_load_220486146 |  | 0 | 0 | 0 | 0 | 0 | 0 | 0 | 0 | 0 | 0.19 | 2254.2269913802606 | 5291.634844246551 | OPTIMIZED | INSTALLED |  |  | node_1368456_716_15291789_596 | AN | 8101204
heatpump_load_220517316 |  | 0 | 0 | 0 | 0 | 0 | 0 | 0 | 0 | 0 | 0.19 | 83.74894929449584 | 196.59460836805377 | OPTIMIZED | INSTALLED |  |  | node_1368215_465_15291914_306 | AN | 8101204
heatpump_load_220517317 |  | 0 | 0 | 0 | 0 | 0 | 0 | 0 | 0 | 0 | 0.19 | 83.74894929449584 | 196.59460836805377 | OPTIMIZED | INSTALLED |  |  | node_1368195_919_15291909_603 | BN | 8101204
heatpump_load_220517318 |  | 0 | 0 | 0 | 0 | 0 | 0 | 0 | 0 | 0 | 0.19 | 83.74894929449584 | 196.59460836805377 | OPTIMIZED | INSTALLED |  |  | node_1368235_216_15291912_065 | CN | 8101204
heatpump_load_220519727 |  | 0 | 0 | 0 | 0 | 0 | 0 | 0 | 0 | 0 | 0.19 | 458.9978464061333 | 1077.4642744062903 | OPTIMIZED | INSTALLED |  |  | node_1372081_018_15291670_395 | AN | 8101204
heatpump_load_220526797 |  | 0 | 0 | 0 | 0 | 0 | 0 | 0 | 0 | 0 | 0.19 | 736.9908009742694 | 1730.0325929577948 | OPTIMIZED | INSTALLED |  |  | node_1371573_301_15292205_367 | ABCN | 8101204
heatpump_load_220529949 |  | 0 | 0 | 0 | 0 | 0 | 0 | 0 | 0 | 0 | 0.19 | 9028.137134999652 | 21192.898821395116 | OPTIMIZED | INSTALLED |  |  | node_1367902_139_15290814_463 | ABCN | 8101204
heatpump_load_220530413 |  | 0 | 0 | 0 | 0 | 0 | 0 | 0 | 0 | 0 | 0.19 | 5812.177340542895 | 13643.665860061854 | OPTIMIZED | INSTALLED |  |  | node_1369515_386_15290883_822 | ABCN | 8101204
heatpump_load_220530652 |  | 0 | 0 | 0 | 0 | 0 | 0 | 0 | 0 | 0 | 0.19 | 787.2401469596139 | 1847.9893579786271 | OPTIMIZED | INSTALLED |  |  | node_1368516_274_15291840_334 | ABCN | 8101204
heatpump_load_220538287 |  | 0 | 0 | 0 | 0 | 0 | 0 | 0 | 0 | 0 | 0.19 | 0 | 0 | OPTIMIZED | INSTALLED |  |  | node_1371273_277_15290959_246 | AN | 8101204
heatpump_load_220551988 |  | 0 | 0 | 0 | 0 | 0 | 0 | 0 | 0 | 0 | 0.19 | 1306.4837033595472 | 3066.875890541639 | OPTIMIZED | INSTALLED |  |  | node_1371204_92_15292265_193 | ABCN | 8101204
heatpump_load_220571752 |  | 0 | 0 | 0 | 0 | 0 | 0 | 0 | 0 | 0 | 0.19 | 2545.968200100792 | 5976.476133707756 | OPTIMIZED | INSTALLED |  |  | node_1369730_615_15292025_954 | ABCN | 8101204
heatpump_load_310013987 |  | 0 | 0 | 0 | 0 | 0 | 0 | 0 | 0 | 0 | 0.19 | 8944.388107067314 | 20996.304173708144 | OPTIMIZED | INSTALLED |  |  | node_1368669_949_15290686_824 | AN | 8101204
heatpump_load_312077866 |  | 0 | 0 | 0 | 0 | 0 | 0 | 0 | 0 | 0 | 0.19 | 1172.485290122942 | 2752.324477833831 | OPTIMIZED | INSTALLED |  |  | node_1372547_074_15291784_798 | ABCN | 8101204

## LineSpacing
Name | DistanceAB | DistanceAC | DistanceAE | DistanceAN | DistanceBC | DistanceBE | DistanceBN | DistanceCE | DistanceCN | DistanceNE | Feeder | Comments

## Load
Name | GroupId | PriorityLevel | LoadClass | BaseReactivePowerA | BaseReactivePowerB | BaseReactivePowerC | BaseActivePowerA | BaseActivePowerB | BaseActivePowerC | BasePowerA | BasePowerB | BasePowerC | ConstantCurrentAReal | ConstantCurrentAImag | ConstantCurrentA | ConstantCurrentBReal | ConstantCurrentBImag | ConstantCurrentB | ConstantCurrentCReal | ConstantCurrentCImag | ConstantCurrentC | ConstantResistanceA | ConstantReactanceA | ConstantImpedanceA | ConstantResistanceB | ConstantReactanceB | ConstantImpedanceB | ConstantResistanceC | ConstantReactanceC | ConstantImpedanceC | ConstantActivePowerA | ConstantReactivePowerA | ConstantPowerA | ConstantActivePowerB | ConstantReactivePowerB | ConstantPowerB | ConstantActivePowerC | ConstantReactivePowerC | ConstantPowerC | CurrentFractionA | CurrentFractionB | CurrentFractionC | CurrentPfA | CurrentPfB | CurrentPfC | ImpedanceFractionA | ImpedanceFractionB | ImpedanceFractionC | ImpedancePfA | ImpedancePfB | ImpedancePfC | PowerFractionA | PowerFractionB | PowerFractionC | PowerPfA | PowerPfB | PowerPfC | DemandResponseLowerBound | DemandResponseShortageCost | DemandResponseSurplusCost | DemandResponseUpperBound | ActivePowerA | ActivePowerB | ActivePowerC | ReactivePowerA | ReactivePowerB | ReactivePowerC | NominalVoltage | Status | ParentNode | Phases | Feeder | Comments
load_220348218 |  | 0 | R | 0 | 0 | 0 | 0 | 0 | 0 | 0 | 0 | 0 | 0 | 0 | 0+0j | 0 | 0 | 0+0j | 0 | 0 | 0+0j | 0 | 0 | 0+0j | 0 | 0 | 0+0j | 0 | 0 | 0+0j | 23882.4 | 10173.86 | 23882.4+10173.86j | 0 | 0 | 0+0j | 0 | 0 | 0+0j | 0 | 0 | 0 | 0 | 0 | 0 | 0 | 0 | 0 | 0 | 0 | 0 | 0 | 0 | 0 | 0 | 0 | 0 | 1 | 0 | 0 | 1 | 0 | 0 | 0 | 0 | 0 | 0 | 0 | OPEN | node_1371957_922_15291447_939 | AN | 8101204
load_220348219 |  | 0 | R | 0 | 0 | 0 | 0 | 0 | 0 | 0 | 0 | 0 | 0 | 0 | 0+0j | 0 | 0 | 0+0j | 0 | 0 | 0+0j | 0 | 0 | 0+0j | 0 | 0 | 0+0j | 0 | 0 | 0+0j | 35352 | 15059.889 | 35352+15059.889j | 0 | 0 | 0+0j | 0 | 0 | 0+0j | 0 | 0 | 0 | 0 | 0 | 0 | 0 | 0 | 0 | 0 | 0 | 0 | 0 | 0 | 0 | 0 | 0 | 0 | 1 | 0 | 0 | 1 | 0 | 0 | 0 | 0 | 0 | 0 | 0 | OPEN | node_1371679_748_15291370_177 | AN | 8101204
load_220348220 |  | 0 | R | 0 | 0 | 0 | 0 | 0 | 0 | 0 | 0 | 0 | 0 | 0 | 0+0j | 0 | 0 | 0+0j | 0 | 0 | 0+0j | 0 | 0 | 0+0j | 0 | 0 | 0+0j | 0 | 0 | 0+0j | 66513.6 | 28334.675 | 66513.6+28334.675j | 0 | 0 | 0+0j | 0 | 0 | 0+0j | 0 | 0 | 0 | 0 | 0 | 0 | 0 | 0 | 0 | 0 | 0 | 0 | 0 | 0 | 0 | 0 | 0 | 0 | 1 | 0 | 0 | 1 | 0 | 0 | 0 | 0 | 0 | 0 | 0 | OPEN | node_1371333_127_15291273_918 | AN | 8101204
load_220348314 |  | 0 | R | 0 | 0 | 0 | 0 | 0 | 0 | 0 | 0 | 0 | 0 | 0 | 0+0j | 0 | 0 | 0+0j | 0 | 0 | 0+0j | 0 | 0 | 0+0j | 0 | 0 | 0+0j | 0 | 0 | 0+0j | 22276.8 | 9489.877 | 22276.8+9489.877j | 0 | 0 | 0+0j | 0 | 0 | 0+0j | 0 | 0 | 0 | 0 | 0 | 0 | 0 | 0 | 0 | 0 | 0 | 0 | 0 | 0 | 0 | 0 | 0 | 0 | 1 | 0 | 0 | 1 | 0 | 0 | 0 | 0 | 0 | 0 | 0 | OPEN | node_1371483_694_15291913_591 | AN | 8101204
load_220348315 |  | 0 | C | 0 | 0 | 0 | 0 | 0 | 0 | 0 | 0 | 0 | 0 | 0 | 0+0j | 0 | 0 | 0+0j | 0 | 0 | 0+0j | 0 | 0 | 0+0j | 0 | 0 | 0+0j | 0 | 0 | 0+0j | 4000 | 1703.993 | 4000+1703.993j | 0 | 0 | 0+0j | 0 | 0 | 0+0j | 0 | 0 | 0 | 0 | 0 | 0 | 0 | 0 | 0 | 0 | 0 | 0 | 0 | 0 | 0 | 0 | 0 | 0 | 1 | 0 | 0 | 1 | 0 | 0 | 0 | 0 | 0 | 0 | 0 | OPEN | node_1371053_293_15291782_954 | AN | 8101204
load_220348316 |  | 0 | C | 0 | 0 | 0 | 0 | 0 | 0 | 0 | 0 | 0 | 0 | 0 | 0+0j | 0 | 0 | 0+0j | 0 | 0 | 0+0j | 0 | 0 | 0+0j | 0 | 0 | 0+0j | 0 | 0 | 0+0j | 4000 | 1703.993 | 4000+1703.993j | 0 | 0 | 0+0j | 0 | 0 | 0+0j | 0 | 0 | 0 | 0 | 0 | 0 | 0 | 0 | 0 | 0 | 0 | 0 | 0 | 0 | 0 | 0 | 0 | 0 | 1 | 0 | 0 | 1 | 0 | 0 | 0 | 0 | 0 | 0 | 0 | OPEN | node_1371072_721_15291788_485 | AN | 8101204
load_220348317 |  | 0 | C | 0 | 0 | 0 | 0 | 0 | 0 | 0 | 0 | 0 | 0 | 0 | 0+0j | 0 | 0 | 0+0j | 0 | 0 | 0+0j | 0 | 0 | 0+0j | 0 | 0 | 0+0j | 0 | 0 | 0+0j | 0 | 0 | 0+0j | 0 | 0 | 0+0j | 0 | 0 | 0+0j | 0 | 0 | 0 | 0 | 0 | 0 | 0 | 0 | 0 | 0 | 0 | 0 | 0 | 0 | 0 | 0 | 0 | 0 | 1 | 0 | 0 | 1 | 0 | 0 | 0 | 0 | 0 | 0 | 0 | OPEN | node_1370435_603_15291761_536 | AN | 8101204
load_220348318 |  | 0 | C | 0 | 0 | 0 | 0 | 0 | 0 | 0 | 0 | 0 | 0 | 0 | 0+0j | 0 | 0 | 0+0j | 0 | 0 | 0+0j | 0 | 0 | 0+0j | 0 | 0 | 0+0j | 0 | 0 | 0+0j | 0 | 0 | 0+0j | 0 | 0 | 0+0j | 0 | 0 | 0+0j | 0 | 0 | 0 | 0 | 0 | 0 | 0 | 0 | 0 | 0 | 0 | 0 | 0 | 0 | 0 | 0 | 0 | 0 | 1 | 0 | 0 | 1 | 0 | 0 | 0 | 0 | 0 | 0 | 0 | OPEN | node_1370455_437_15291761_717 | AN | 8101204
load_220348336 |  | 0 | C | 0 | 0 | 0 | 0 | 0 | 0 | 0 | 0 | 0 | 0 | 0 | 0+0j | 0 | 0 | 0+0j | 0 | 0 | 0+0j | 0 | 0 | 0+0j | 0 | 0 | 0+0j | 0 | 0 | 0+0j | 17000 | 7241.97 | 17000+7241.97j | 0 | 0 | 0+0j | 0 | 0 | 0+0j | 0 | 0 | 0 | 0 | 0 | 0 | 0 | 0 | 0 | 0 | 0 | 0 | 0 | 0 | 0 | 0 | 0 | 0 | 1 | 0 | 0 | 1 | 0 | 0 | 0 | 0 | 0 | 0 | 0 | OPEN | node_1370055_718_15291781_19 | AN | 8101204
load_220348342 |  | 0 | C | 0 | 0 | 0 | 0 | 0 | 0 | 0 | 0 | 0 | 0 | 0 | 0+0j | 0 | 0 | 0+0j | 0 | 0 | 0+0j | 0 | 0 | 0+0j | 0 | 0 | 0+0j | 0 | 0 | 0+0j | 60000 | 25559.893 | 60000+25559.893j | 0 | 0 | 0+0j | 0 | 0 | 0+0j | 0 | 0 | 0 | 0 | 0 | 0 | 0 | 0 | 0 | 0 | 0 | 0 | 0 | 0 | 0 | 0 | 0 | 0 | 1 | 0 | 0 | 1 | 0 | 0 | 0 | 0 | 0 | 0 | 0 | OPEN | node_1369378_883_15291288_683 | AN | 8101204
load_220348343 |  | 0 | C | 0 | 0 | 0 | 0 | 0 | 0 | 0 | 0 | 0 | 0 | 0 | 0+0j | 0 | 0 | 0+0j | 0 | 0 | 0+0j | 0 | 0 | 0+0j | 0 | 0 | 0+0j | 0 | 0 | 0+0j | 0 | 0 | 0+0j | 60000 | 25559.893 | 60000+25559.893j | 0 | 0 | 0+0j | 0 | 0 | 0 | 0 | 0 | 0 | 0 | 0 | 0 | 0 | 0 | 0 | 0 | 0 | 0 | 0 | 0 | 0 | 1 | 0 | 0 | 1 | 0 | 0 | 0 | 0 | 0 | 0 | 0 | OPEN | node_1369397_315_15291298_689 | BN | 8101204
load_220348344 |  | 0 | C | 0 | 0 | 0 | 0 | 0 | 0 | 0 | 0 | 0 | 0 | 0 | 0+0j | 0 | 0 | 0+0j | 0 | 0 | 0+0j | 0 | 0 | 0+0j | 0 | 0 | 0+0j | 0 | 0 | 0+0j | 0 | 0 | 0+0j | 0 | 0 | 0+0j | 60000 | 25559.893 | 60000+25559.893j | 0 | 0 | 0 | 0 | 0 | 0 | 0 | 0 | 0 | 0 | 0 | 0 | 0 | 0 | 0 | 0 | 0 | 0 | 1 | 0 | 0 | 1 | 0 | 0 | 0 | 0 | 0 | 0 | 0 | OPEN | node_1369359_183_15291285_406 | CN | 8101204
load_220348345 |  | 0 | C | 0 | 0 | 0 | 0 | 0 | 0 | 0 | 0 | 0 | 0 | 0 | 0+0j | 0 | 0 | 0+0j | 0 | 0 | 0+0j | 0 | 0 | 0+0j | 0 | 0 | 0+0j | 0 | 0 | 0+0j | 1620 | 690.117 | 1620+690.117j | 0 | 0 | 0+0j | 0 | 0 | 0+0j | 0 | 0 | 0 | 0 | 0 | 0 | 0 | 0 | 0 | 0 | 0 | 0 | 0 | 0 | 0 | 0 | 0 | 0 | 1 | 0 | 0 | 1 | 0 | 0 | 0 | 0 | 0 | 0 | 0 | OPEN | node_1369173_761_15291625_917 | AN | 8101204
load_220348346 |  | 0 | C | 0 | 0 | 0 | 0 | 0 | 0 | 0 | 0 | 0 | 0 | 0 | 0+0j | 0 | 0 | 0+0j | 0 | 0 | 0+0j | 0 | 0 | 0+0j | 0 | 0 | 0+0j | 0 | 0 | 0+0j | 2666.667 | 1135.995 | 2666.667+1135.995j | 0 | 0 | 0+0j | 0 | 0 | 0+0j | 0 | 0 | 0 | 0 | 0 | 0 | 0 | 0 | 0 | 0 | 0 | 0 | 0 | 0 | 0 | 0 | 0 | 0 | 1 | 0 | 0 | 1 | 0 | 0 | 0 | 0 | 0 | 0 | 0 | OPEN | node_1368935_311_15291514_601 | AN | 8101204
load_220348347 |  | 0 | C | 0 | 0 | 0 | 0 | 0 | 0 | 0 | 0 | 0 | 0 | 0 | 0+0j | 0 | 0 | 0+0j | 0 | 0 | 0+0j | 0 | 0 | 0+0j | 0 | 0 | 0+0j | 0 | 0 | 0+0j | 0 | 0 | 0+0j | 2666.667 | 1135.995 | 2666.667+1135.995j | 0 | 0 | 0+0j | 0 | 0 | 0 | 0 | 0 | 0 | 0 | 0 | 0 | 0 | 0 | 0 | 0 | 0 | 0 | 0 | 0 | 0 | 1 | 0 | 0 | 1 | 0 | 0 | 0 | 0 | 0 | 0 | 0 | OPEN | node_1368916_678_15291505_304 | BN | 8101204
load_220348348 |  | 0 | C | 0 | 0 | 0 | 0 | 0 | 0 | 0 | 0 | 0 | 0 | 0 | 0+0j | 0 | 0 | 0+0j | 0 | 0 | 0+0j | 0 | 0 | 0+0j | 0 | 0 | 0+0j | 0 | 0 | 0+0j | 0 | 0 | 0+0j | 0 | 0 | 0+0j | 2666.667 | 1135.995 | 2666.667+1135.995j | 0 | 0 | 0 | 0 | 0 | 0 | 0 | 0 | 0 | 0 | 0 | 0 | 0 | 0 | 0 | 0 | 0 | 0 | 1 | 0 | 0 | 1 | 0 | 0 | 0 | 0 | 0 | 0 | 0 | OPEN | node_1368896_921_15291502_781 | CN | 8101204
load_220348349 |  | 0 | C | 0 | 0 | 0 | 0 | 0 | 0 | 0 | 0 | 0 | 0 | 0 | 0+0j | 0 | 0 | 0+0j | 0 | 0 | 0+0j | 0 | 0 | 0+0j | 0 | 0 | 0+0j | 0 | 0 | 0+0j | 26333.333 | 11217.953 | 26333.333+11217.953j | 0 | 0 | 0+0j | 0 | 0 | 0+0j | 0 | 0 | 0 | 0 | 0 | 0 | 0 | 0 | 0 | 0 | 0 | 0 | 0 | 0 | 0 | 0 | 0 | 0 | 1 | 0 | 0 | 1 | 0 | 0 | 0 | 0 | 0 | 0 | 0 | OPEN | node_1368773_663_15291411_984 | AN | 8101204
load_220348350 |  | 0 | C | 0 | 0 | 0 | 0 | 0 | 0 | 0 | 0 | 0 | 0 | 0 | 0+0j | 0 | 0 | 0+0j | 0 | 0 | 0+0j | 0 | 0 | 0+0j | 0 | 0 | 0+0j | 0 | 0 | 0+0j | 0 | 0 | 0+0j | 26333.333 | 11217.953 | 26333.333+11217.953j | 0 | 0 | 0+0j | 0 | 0 | 0 | 0 | 0 | 0 | 0 | 0 | 0 | 0 | 0 | 0 | 0 | 0 | 0 | 0 | 0 | 0 | 1 | 0 | 0 | 1 | 0 | 0 | 0 | 0 | 0 | 0 | 0 | OPEN | node_1368787_005_15291431_812 | BN | 8101204
load_220348351 |  | 0 | C | 0 | 0 | 0 | 0 | 0 | 0 | 0 | 0 | 0 | 0 | 0 | 0+0j | 0 | 0 | 0+0j | 0 | 0 | 0+0j | 0 | 0 | 0+0j | 0 | 0 | 0+0j | 0 | 0 | 0+0j | 0 | 0 | 0+0j | 0 | 0 | 0+0j | 26333.333 | 11217.953 | 26333.333+11217.953j | 0 | 0 | 0 | 0 | 0 | 0 | 0 | 0 | 0 | 0 | 0 | 0 | 0 | 0 | 0 | 0 | 0 | 0 | 1 | 0 | 0 | 1 | 0 | 0 | 0 | 0 | 0 | 0 | 0 | OPEN | node_1368756_978_15291397_431 | CN | 8101204
load_220348355 |  | 0 | C | 0 | 0 | 0 | 0 | 0 | 0 | 0 | 0 | 0 | 0 | 0 | 0+0j | 0 | 0 | 0+0j | 0 | 0 | 0+0j | 0 | 0 | 0+0j | 0 | 0 | 0+0j | 0 | 0 | 0+0j | 17666.667 | 7525.969 | 17666.667+7525.969j | 0 | 0 | 0+0j | 0 | 0 | 0+0j | 0 | 0 | 0 | 0 | 0 | 0 | 0 | 0 | 0 | 0 | 0 | 0 | 0 | 0 | 0 | 0 | 0 | 0 | 1 | 0 | 0 | 1 | 0 | 0 | 0 | 0 | 0 | 0 | 0 | OPEN | node_1368207_257_15291385_764 | AN | 8101204
load_220348356 |  | 0 | C | 0 | 0 | 0 | 0 | 0 | 0 | 0 | 0 | 0 | 0 | 0 | 0+0j | 0 | 0 | 0+0j | 0 | 0 | 0+0j | 0 | 0 | 0+0j | 0 | 0 | 0+0j | 0 | 0 | 0+0j | 0 | 0 | 0+0j | 17666.667 | 7525.969 | 17666.667+7525.969j | 0 | 0 | 0+0j | 0 | 0 | 0 | 0 | 0 | 0 | 0 | 0 | 0 | 0 | 0 | 0 | 0 | 0 | 0 | 0 | 0 | 0 | 1 | 0 | 0 | 1 | 0 | 0 | 0 | 0 | 0 | 0 | 0 | OPEN | node_1368189_507_15291373_716 | BN | 8101204
load_220348357 |  | 0 | C | 0 | 0 | 0 | 0 | 0 | 0 | 0 | 0 | 0 | 0 | 0 | 0+0j | 0 | 0 | 0+0j | 0 | 0 | 0+0j | 0 | 0 | 0+0j | 0 | 0 | 0+0j | 0 | 0 | 0+0j | 0 | 0 | 0+0j | 0 | 0 | 0+0j | 17666.667 | 7525.969 | 17666.667+7525.969j | 0 | 0 | 0 | 0 | 0 | 0 | 0 | 0 | 0 | 0 | 0 | 0 | 0 | 0 | 0 | 0 | 0 | 0 | 1 | 0 | 0 | 1 | 0 | 0 | 0 | 0 | 0 | 0 | 0 | OPEN | node_1368222_112_15291403_547 | CN | 8101204
load_220348454 |  | 0 | R | 0 | 0 | 0 | 0 | 0 | 0 | 0 | 0 | 0 | 0 | 0 | 0+0j | 0 | 0 | 0+0j | 0 | 0 | 0+0j | 0 | 0 | 0+0j | 0 | 0 | 0+0j | 0 | 0 | 0+0j | 13701.6 | 5836.857 | 13701.6+5836.857j | 0 | 0 | 0+0j | 0 | 0 | 0+0j | 0 | 0 | 0 | 0 | 0 | 0 | 0 | 0 | 0 | 0 | 0 | 0 | 0 | 0 | 0 | 0 | 0 | 0 | 1 | 0 | 0 | 1 | 0 | 0 | 0 | 0 | 0 | 0 | 0 | OPEN | node_1372418_929_15292415_869 | AN | 8101204
load_220348456 |  | 0 | R | 0 | 0 | 0 | 0 | 0 | 0 | 0 | 0 | 0 | 0 | 0 | 0+0j | 0 | 0 | 0+0j | 0 | 0 | 0+0j | 0 | 0 | 0+0j | 0 | 0 | 0+0j | 0 | 0 | 0+0j | 30967.2 | 13191.972 | 30967.2+13191.972j | 0 | 0 | 0+0j | 0 | 0 | 0+0j | 0 | 0 | 0 | 0 | 0 | 0 | 0 | 0 | 0 | 0 | 0 | 0 | 0 | 0 | 0 | 0 | 0 | 0 | 1 | 0 | 0 | 1 | 0 | 0 | 0 | 0 | 0 | 0 | 0 | OPEN | node_1371956_609_15292338_352 | AN | 8101204
load_220348457 |  | 0 | R | 0 | 0 | 0 | 0 | 0 | 0 | 0 | 0 | 0 | 0 | 0 | 0+0j | 0 | 0 | 0+0j | 0 | 0 | 0+0j | 0 | 0 | 0+0j | 0 | 0 | 0+0j | 0 | 0 | 0+0j | 10368 | 4416.75 | 10368+4416.75j | 0 | 0 | 0+0j | 0 | 0 | 0+0j | 0 | 0 | 0 | 0 | 0 | 0 | 0 | 0 | 0 | 0 | 0 | 0 | 0 | 0 | 0 | 0 | 0 | 0 | 1 | 0 | 0 | 1 | 0 | 0 | 0 | 0 | 0 | 0 | 0 | OPEN | node_1372347_03_15292172_885 | AN | 8101204
load_220348734 |  | 0 | C | 0 | 0 | 0 | 0 | 0 | 0 | 0 | 0 | 0 | 0 | 0 | 0+0j | 0 | 0 | 0+0j | 0 | 0 | 0+0j | 0 | 0 | 0+0j | 0 | 0 | 0+0j | 0 | 0 | 0+0j | 5000 | 2129.991 | 5000+2129.991j | 0 | 0 | 0+0j | 0 | 0 | 0+0j | 0 | 0 | 0 | 0 | 0 | 0 | 0 | 0 | 0 | 0 | 0 | 0 | 0 | 0 | 0 | 0 | 0 | 0 | 1 | 0 | 0 | 1 | 0 | 0 | 0 | 0 | 0 | 0 | 0 | OPEN | node_1368145_842_15291152_827 | AN | 8101204
load_220348735 |  | 0 | C | 0 | 0 | 0 | 0 | 0 | 0 | 0 | 0 | 0 | 0 | 0 | 0+0j | 0 | 0 | 0+0j | 0 | 0 | 0+0j | 0 | 0 | 0+0j | 0 | 0 | 0+0j | 0 | 0 | 0+0j | 26000 | 11075.954 | 26000+11075.954j | 0 | 0 | 0+0j | 0 | 0 | 0+0j | 0 | 0 | 0 | 0 | 0 | 0 | 0 | 0 | 0 | 0 | 0 | 0 | 0 | 0 | 0 | 0 | 0 | 0 | 1 | 0 | 0 | 1 | 0 | 0 | 0 | 0 | 0 | 0 | 0 | OPEN | node_1368247_285_15291023_63 | AN | 8101204
load_220348736 |  | 0 | C | 0 | 0 | 0 | 0 | 0 | 0 | 0 | 0 | 0 | 0 | 0 | 0+0j | 0 | 0 | 0+0j | 0 | 0 | 0+0j | 0 | 0 | 0+0j | 0 | 0 | 0+0j | 0 | 0 | 0+0j | 0 | 0 | 0+0j | 26000 | 11075.954 | 26000+11075.954j | 0 | 0 | 0+0j | 0 | 0 | 0 | 0 | 0 | 0 | 0 | 0 | 0 | 0 | 0 | 0 | 0 | 0 | 0 | 0 | 0 | 0 | 1 | 0 | 0 | 1 | 0 | 0 | 0 | 0 | 0 | 0 | 0 | OPEN | node_1368236_925_15291046_239 | BN | 8101204
load_220348737 |  | 0 | C | 0 | 0 | 0 | 0 | 0 | 0 | 0 | 0 | 0 | 0 | 0 | 0+0j | 0 | 0 | 0+0j | 0 | 0 | 0+0j | 0 | 0 | 0+0j | 0 | 0 | 0+0j | 0 | 0 | 0+0j | 0 | 0 | 0+0j | 0 | 0 | 0+0j | 26000 | 11075.954 | 26000+11075.954j | 0 | 0 | 0 | 0 | 0 | 0 | 0 | 0 | 0 | 0 | 0 | 0 | 0 | 0 | 0 | 0 | 0 | 0 | 1 | 0 | 0 | 1 | 0 | 0 | 0 | 0 | 0 | 0 | 0 | OPEN | node_1368252_914_15290998_151 | CN | 8101204
load_220348738 |  | 0 | C | 0 | 0 | 0 | 0 | 0 | 0 | 0 | 0 | 0 | 0 | 0 | 0+0j | 0 | 0 | 0+0j | 0 | 0 | 0+0j | 0 | 0 | 0+0j | 0 | 0 | 0+0j | 0 | 0 | 0+0j | 6357.6 | 2708.326 | 6357.6+2708.326j | 0 | 0 | 0+0j | 0 | 0 | 0+0j | 0 | 0 | 0 | 0 | 0 | 0 | 0 | 0 | 0 | 0 | 0 | 0 | 0 | 0 | 0 | 0 | 0 | 0 | 1 | 0 | 0 | 1 | 0 | 0 | 0 | 0 | 0 | 0 | 0 | OPEN | node_1368135_402_15290571_255 | AN | 8101204
load_220348739 |  | 0 | C | 0 | 0 | 0 | 0 | 0 | 0 | 0 | 0 | 0 | 0 | 0 | 0+0j | 0 | 0 | 0+0j | 0 | 0 | 0+0j | 0 | 0 | 0+0j | 0 | 0 | 0+0j | 0 | 0 | 0+0j | 892.8 | 380.331 | 892.8+380.331j | 0 | 0 | 0+0j | 0 | 0 | 0+0j | 0 | 0 | 0 | 0 | 0 | 0 | 0 | 0 | 0 | 0 | 0 | 0 | 0 | 0 | 0 | 0 | 0 | 0 | 1 | 0 | 0 | 1 | 0 | 0 | 0 | 0 | 0 | 0 | 0 | OPEN | node_1367967_373_15290565_131 | AN | 8101204
load_220348740 |  | 0 | C | 0 | 0 | 0 | 0 | 0 | 0 | 0 | 0 | 0 | 0 | 0 | 0+0j | 0 | 0 | 0+0j | 0 | 0 | 0+0j | 0 | 0 | 0+0j | 0 | 0 | 0+0j | 0 | 0 | 0+0j | 734.4 | 312.853 | 734.4+312.853j | 0 | 0 | 0+0j | 0 | 0 | 0+0j | 0 | 0 | 0 | 0 | 0 | 0 | 0 | 0 | 0 | 0 | 0 | 0 | 0 | 0 | 0 | 0 | 0 | 0 | 1 | 0 | 0 | 1 | 0 | 0 | 0 | 0 | 0 | 0 | 0 | OPEN | node_1368382_97_15290403_723 | AN | 8101204
load_220348774 |  | 0 | C | 0 | 0 | 0 | 0 | 0 | 0 | 0 | 0 | 0 | 0 | 0 | 0+0j | 0 | 0 | 0+0j | 0 | 0 | 0+0j | 0 | 0 | 0+0j | 0 | 0 | 0+0j | 0 | 0 | 0+0j | 23000 | 9797.959 | 23000+9797.959j | 0 | 0 | 0+0j | 0 | 0 | 0+0j | 0 | 0 | 0 | 0 | 0 | 0 | 0 | 0 | 0 | 0 | 0 | 0 | 0 | 0 | 0 | 0 | 0 | 0 | 1 | 0 | 0 | 1 | 0 | 0 | 0 | 0 | 0 | 0 | 0 | OPEN | node_1368082_367_15291684_602 | AN | 8101204
load_220348775 |  | 0 | C | 0 | 0 | 0 | 0 | 0 | 0 | 0 | 0 | 0 | 0 | 0 | 0+0j | 0 | 0 | 0+0j | 0 | 0 | 0+0j | 0 | 0 | 0+0j | 0 | 0 | 0+0j | 0 | 0 | 0+0j | 0 | 0 | 0+0j | 23000 | 9797.959 | 23000+9797.959j | 0 | 0 | 0+0j | 0 | 0 | 0 | 0 | 0 | 0 | 0 | 0 | 0 | 0 | 0 | 0 | 0 | 0 | 0 | 0 | 0 | 0 | 1 | 0 | 0 | 1 | 0 | 0 | 0 | 0 | 0 | 0 | 0 | OPEN | node_1368102_188_15291685_747 | BN | 8101204
load_220348776 |  | 0 | C | 0 | 0 | 0 | 0 | 0 | 0 | 0 | 0 | 0 | 0 | 0 | 0+0j | 0 | 0 | 0+0j | 0 | 0 | 0+0j | 0 | 0 | 0+0j | 0 | 0 | 0+0j | 0 | 0 | 0+0j | 0 | 0 | 0+0j | 0 | 0 | 0+0j | 23000 | 9797.959 | 23000+9797.959j | 0 | 0 | 0 | 0 | 0 | 0 | 0 | 0 | 0 | 0 | 0 | 0 | 0 | 0 | 0 | 0 | 0 | 0 | 1 | 0 | 0 | 1 | 0 | 0 | 0 | 0 | 0 | 0 | 0 | OPEN | node_1368063_037_15291690_382 | CN | 8101204
load_220348778 |  | 0 | R | 0 | 0 | 0 | 0 | 0 | 0 | 0 | 0 | 0 | 0 | 0 | 0+0j | 0 | 0 | 0+0j | 0 | 0 | 0+0j | 0 | 0 | 0+0j | 0 | 0 | 0+0j | 0 | 0 | 0+0j | 213624 | 91003.443 | 213624+91003.443j | 0 | 0 | 0+0j | 0 | 0 | 0+0j | 0 | 0 | 0 | 0 | 0 | 0 | 0 | 0 | 0 | 0 | 0 | 0 | 0 | 0 | 0 | 0 | 0 | 0 | 1 | 0 | 0 | 1 | 0 | 0 | 0 | 0 | 0 | 0 | 0 | OPEN | node_1368999_307_15292353_867 | AN | 8101204
load_220348779 |  | 0 | R | 0 | 0 | 0 | 0 | 0 | 0 | 0 | 0 | 0 | 0 | 0 | 0+0j | 0 | 0 | 0+0j | 0 | 0 | 0+0j | 0 | 0 | 0+0j | 0 | 0 | 0+0j | 0 | 0 | 0+0j | 51717.6 | 22031.605 | 51717.6+22031.605j | 0 | 0 | 0+0j | 0 | 0 | 0+0j | 0 | 0 | 0 | 0 | 0 | 0 | 0 | 0 | 0 | 0 | 0 | 0 | 0 | 0 | 0 | 0 | 0 | 0 | 1 | 0 | 0 | 1 | 0 | 0 | 0 | 0 | 0 | 0 | 0 | OPEN | node_1368852_039_15292683_928 | AN | 8101204
load_220348780 |  | 0 | C | 0 | 0 | 0 | 0 | 0 | 0 | 0 | 0 | 0 | 0 | 0 | 0+0j | 0 | 0 | 0+0j | 0 | 0 | 0+0j | 0 | 0 | 0+0j | 0 | 0 | 0+0j | 0 | 0 | 0+0j | 5666.667 | 2413.99 | 5666.667+2413.99j | 0 | 0 | 0+0j | 0 | 0 | 0+0j | 0 | 0 | 0 | 0 | 0 | 0 | 0 | 0 | 0 | 0 | 0 | 0 | 0 | 0 | 0 | 0 | 0 | 0 | 1 | 0 | 0 | 1 | 0 | 0 | 0 | 0 | 0 | 0 | 0 | OPEN | node_1369302_409_15291867_654 | AN | 8101204
load_220348781 |  | 0 | C | 0 | 0 | 0 | 0 | 0 | 0 | 0 | 0 | 0 | 0 | 0 | 0+0j | 0 | 0 | 0+0j | 0 | 0 | 0+0j | 0 | 0 | 0+0j | 0 | 0 | 0+0j | 0 | 0 | 0+0j | 0 | 0 | 0+0j | 5666.667 | 2413.99 | 5666.667+2413.99j | 0 | 0 | 0+0j | 0 | 0 | 0 | 0 | 0 | 0 | 0 | 0 | 0 | 0 | 0 | 0 | 0 | 0 | 0 | 0 | 0 | 0 | 1 | 0 | 0 | 1 | 0 | 0 | 0 | 0 | 0 | 0 | 0 | OPEN | node_1369308_93_15291892_862 | BN | 8101204
load_220348782 |  | 0 | C | 0 | 0 | 0 | 0 | 0 | 0 | 0 | 0 | 0 | 0 | 0 | 0+0j | 0 | 0 | 0+0j | 0 | 0 | 0+0j | 0 | 0 | 0+0j | 0 | 0 | 0+0j | 0 | 0 | 0+0j | 0 | 0 | 0+0j | 0 | 0 | 0+0j | 5666.667 | 2413.99 | 5666.667+2413.99j | 0 | 0 | 0 | 0 | 0 | 0 | 0 | 0 | 0 | 0 | 0 | 0 | 0 | 0 | 0 | 0 | 0 | 0 | 1 | 0 | 0 | 1 | 0 | 0 | 0 | 0 | 0 | 0 | 0 | OPEN | node_1369291_262_15291845_525 | CN | 8101204
load_220348783 |  | 0 | C | 0 | 0 | 0 | 0 | 0 | 0 | 0 | 0 | 0 | 0 | 0 | 0+0j | 0 | 0 | 0+0j | 0 | 0 | 0+0j | 0 | 0 | 0+0j | 0 | 0 | 0+0j | 0 | 0 | 0+0j | 0 | 0 | 0+0j | 0 | 0 | 0+0j | 0 | 0 | 0+0j | 0 | 0 | 0 | 0 | 0 | 0 | 0 | 0 | 0 | 0 | 0 | 0 | 0 | 0 | 0 | 0 | 0 | 0 | 1 | 0 | 0 | 1 | 0 | 0 | 0 | 0 | 0 | 0 | 0 | OPEN | node_1369362_95_15292044_374 | AN | 8101204
load_220348784 |  | 0 | C | 0 | 0 | 0 | 0 | 0 | 0 | 0 | 0 | 0 | 0 | 0 | 0+0j | 0 | 0 | 0+0j | 0 | 0 | 0+0j | 0 | 0 | 0+0j | 0 | 0 | 0+0j | 0 | 0 | 0+0j | 17500 | 7454.969 | 17500+7454.969j | 0 | 0 | 0+0j | 0 | 0 | 0+0j | 0 | 0 | 0 | 0 | 0 | 0 | 0 | 0 | 0 | 0 | 0 | 0 | 0 | 0 | 0 | 0 | 0 | 0 | 1 | 0 | 0 | 1 | 0 | 0 | 0 | 0 | 0 | 0 | 0 | OPEN | node_1369621_787_15291937_895 | AN | 8101204
load_220348785 |  | 0 | C | 0 | 0 | 0 | 0 | 0 | 0 | 0 | 0 | 0 | 0 | 0 | 0+0j | 0 | 0 | 0+0j | 0 | 0 | 0+0j | 0 | 0 | 0+0j | 0 | 0 | 0+0j | 0 | 0 | 0+0j | 17500 | 7454.969 | 17500+7454.969j | 0 | 0 | 0+0j | 0 | 0 | 0+0j | 0 | 0 | 0 | 0 | 0 | 0 | 0 | 0 | 0 | 0 | 0 | 0 | 0 | 0 | 0 | 0 | 0 | 0 | 1 | 0 | 0 | 1 | 0 | 0 | 0 | 0 | 0 | 0 | 0 | OPEN | node_1369634_611_15291917_704 | AN | 8101204
load_220348999 |  | 0 | C | 0 | 0 | 0 | 0 | 0 | 0 | 0 | 0 | 0 | 0 | 0 | 0+0j | 0 | 0 | 0+0j | 0 | 0 | 0+0j | 0 | 0 | 0+0j | 0 | 0 | 0+0j | 0 | 0 | 0+0j | 14000 | 5963.975 | 14000+5963.975j | 0 | 0 | 0+0j | 0 | 0 | 0+0j | 0 | 0 | 0 | 0 | 0 | 0 | 0 | 0 | 0 | 0 | 0 | 0 | 0 | 0 | 0 | 0 | 0 | 0 | 1 | 0 | 0 | 1 | 0 | 0 | 0 | 0 | 0 | 0 | 0 | OPEN | node_1368835_514_15291756_876 | AN | 8101204
load_220349000 |  | 0 | C | 0 | 0 | 0 | 0 | 0 | 0 | 0 | 0 | 0 | 0 | 0 | 0+0j | 0 | 0 | 0+0j | 0 | 0 | 0+0j | 0 | 0 | 0+0j | 0 | 0 | 0+0j | 0 | 0 | 0+0j | 0 | 0 | 0+0j | 14000 | 5963.975 | 14000+5963.975j | 0 | 0 | 0+0j | 0 | 0 | 0 | 0 | 0 | 0 | 0 | 0 | 0 | 0 | 0 | 0 | 0 | 0 | 0 | 0 | 0 | 0 | 1 | 0 | 0 | 1 | 0 | 0 | 0 | 0 | 0 | 0 | 0 | OPEN | node_1368820_631_15291774_336 | BN | 8101204
load_220349001 |  | 0 | C | 0 | 0 | 0 | 0 | 0 | 0 | 0 | 0 | 0 | 0 | 0 | 0+0j | 0 | 0 | 0+0j | 0 | 0 | 0+0j | 0 | 0 | 0+0j | 0 | 0 | 0+0j | 0 | 0 | 0+0j | 0 | 0 | 0+0j | 0 | 0 | 0+0j | 14000 | 5963.975 | 14000+5963.975j | 0 | 0 | 0 | 0 | 0 | 0 | 0 | 0 | 0 | 0 | 0 | 0 | 0 | 0 | 0 | 0 | 0 | 0 | 1 | 0 | 0 | 1 | 0 | 0 | 0 | 0 | 0 | 0 | 0 | OPEN | node_1368846_497_15291734_808 | CN | 8101204
load_220350168 |  | 0 | C | 0 | 0 | 0 | 0 | 0 | 0 | 0 | 0 | 0 | 0 | 0 | 0+0j | 0 | 0 | 0+0j | 0 | 0 | 0+0j | 0 | 0 | 0+0j | 0 | 0 | 0+0j | 0 | 0 | 0+0j | 29333.333 | 12495.948 | 29333.333+12495.948j | 0 | 0 | 0+0j | 0 | 0 | 0+0j | 0 | 0 | 0 | 0 | 0 | 0 | 0 | 0 | 0 | 0 | 0 | 0 | 0 | 0 | 0 | 0 | 0 | 0 | 1 | 0 | 0 | 1 | 0 | 0 | 0 | 0 | 0 | 0 | 0 | OPEN | node_1368933_747_15290789_159 | AN | 8101204
load_220350169 |  | 0 | C | 0 | 0 | 0 | 0 | 0 | 0 | 0 | 0 | 0 | 0 | 0 | 0+0j | 0 | 0 | 0+0j | 0 | 0 | 0+0j | 0 | 0 | 0+0j | 0 | 0 | 0+0j | 0 | 0 | 0+0j | 0 | 0 | 0+0j | 29333.333 | 12495.948 | 29333.333+12495.948j | 0 | 0 | 0+0j | 0 | 0 | 0 | 0 | 0 | 0 | 0 | 0 | 0 | 0 | 0 | 0 | 0 | 0 | 0 | 0 | 0 | 0 | 1 | 0 | 0 | 1 | 0 | 0 | 0 | 0 | 0 | 0 | 0 | OPEN | node_1368915_418_15290778_811 | BN | 8101204
load_220350170 |  | 0 | C | 0 | 0 | 0 | 0 | 0 | 0 | 0 | 0 | 0 | 0 | 0 | 0+0j | 0 | 0 | 0+0j | 0 | 0 | 0+0j | 0 | 0 | 0+0j | 0 | 0 | 0+0j | 0 | 0 | 0+0j | 0 | 0 | 0+0j | 0 | 0 | 0+0j | 29333.333 | 12495.948 | 29333.333+12495.948j | 0 | 0 | 0 | 0 | 0 | 0 | 0 | 0 | 0 | 0 | 0 | 0 | 0 | 0 | 0 | 0 | 0 | 0 | 1 | 0 | 0 | 1 | 0 | 0 | 0 | 0 | 0 | 0 | 0 | OPEN | node_1368953_413_15290792_805 | CN | 8101204
load_220350171 |  | 0 | C | 0 | 0 | 0 | 0 | 0 | 0 | 0 | 0 | 0 | 0 | 0 | 0+0j | 0 | 0 | 0+0j | 0 | 0 | 0+0j | 0 | 0 | 0+0j | 0 | 0 | 0+0j | 0 | 0 | 0+0j | 78666.667 | 33511.86 | 78666.667+33511.86j | 0 | 0 | 0+0j | 0 | 0 | 0+0j | 0 | 0 | 0 | 0 | 0 | 0 | 0 | 0 | 0 | 0 | 0 | 0 | 0 | 0 | 0 | 0 | 0 | 0 | 1 | 0 | 0 | 1 | 0 | 0 | 0 | 0 | 0 | 0 | 0 | OPEN | node_1369252_582_15290608_897 | AN | 8101204
load_220350173 |  | 0 | C | 0 | 0 | 0 | 0 | 0 | 0 | 0 | 0 | 0 | 0 | 0 | 0+0j | 0 | 0 | 0+0j | 0 | 0 | 0+0j | 0 | 0 | 0+0j | 0 | 0 | 0+0j | 0 | 0 | 0+0j | 0 | 0 | 0+0j | 78666.667 | 33511.86 | 78666.667+33511.86j | 0 | 0 | 0+0j | 0 | 0 | 0 | 0 | 0 | 0 | 0 | 0 | 0 | 0 | 0 | 0 | 0 | 0 | 0 | 0 | 0 | 0 | 1 | 0 | 0 | 1 | 0 | 0 | 0 | 0 | 0 | 0 | 0 | OPEN | node_1369271_936_15290614_908 | BN | 8101204
load_220435492 |  | 0 | C | 0 | 0 | 0 | 0 | 0 | 0 | 0 | 0 | 0 | 0 | 0 | 0+0j | 0 | 0 | 0+0j | 0 | 0 | 0+0j | 0 | 0 | 0+0j | 0 | 0 | 0+0j | 0 | 0 | 0+0j | 7000 | 2981.988 | 7000+2981.988j | 0 | 0 | 0+0j | 0 | 0 | 0+0j | 0 | 0 | 0 | 0 | 0 | 0 | 0 | 0 | 0 | 0 | 0 | 0 | 0 | 0 | 0 | 0 | 0 | 0 | 1 | 0 | 0 | 1 | 0 | 0 | 0 | 0 | 0 | 0 | 0 | OPEN | node_1372127_622_15292158_353 | AN | 8101204
load_220474380 |  | 0 | C | 0 | 0 | 0 | 0 | 0 | 0 | 0 | 0 | 0 | 0 | 0 | 0+0j | 0 | 0 | 0+0j | 0 | 0 | 0+0j | 0 | 0 | 0+0j | 0 | 0 | 0+0j | 0 | 0 | 0+0j | 0 | 0 | 0+0j | 0 | 0 | 0+0j | 78666.667 | 33511.86 | 78666.667+33511.86j | 0 | 0 | 0 | 0 | 0 | 0 | 0 | 0 | 0 | 0 | 0 | 0 | 0 | 0 | 0 | 0 | 0 | 0 | 1 | 0 | 0 | 1 | 0 | 0 | 0 | 0 | 0 | 0 | 0 | OPEN | node_1369232_765_15290609_806 | CN | 8101204
load_220486146 |  | 0 | R | 0 | 0 | 0 | 0 | 0 | 0 | 0 | 0 | 0 | 0 | 0 | 0+0j | 0 | 0 | 0+0j | 0 | 0 | 0+0j | 0 | 0 | 0+0j | 0 | 0 | 0+0j | 0 | 0 | 0+0j | 134582.4 | 57331.862 | 134582.4+57331.862j | 0 | 0 | 0+0j | 0 | 0 | 0+0j | 0 | 0 | 0 | 0 | 0 | 0 | 0 | 0 | 0 | 0 | 0 | 0 | 0 | 0 | 0 | 0 | 0 | 0 | 1 | 0 | 0 | 1 | 0 | 0 | 0 | 0 | 0 | 0 | 0 | OPEN | node_1368456_716_15291789_596 | AN | 8101204
load_220517316 |  | 0 | C | 0 | 0 | 0 | 0 | 0 | 0 | 0 | 0 | 0 | 0 | 0 | 0+0j | 0 | 0 | 0+0j | 0 | 0 | 0+0j | 0 | 0 | 0+0j | 0 | 0 | 0+0j | 0 | 0 | 0+0j | 5000 | 2129.991 | 5000+2129.991j | 0 | 0 | 0+0j | 0 | 0 | 0+0j | 0 | 0 | 0 | 0 | 0 | 0 | 0 | 0 | 0 | 0 | 0 | 0 | 0 | 0 | 0 | 0 | 0 | 0 | 1 | 0 | 0 | 1 | 0 | 0 | 0 | 0 | 0 | 0 | 0 | OPEN | node_1368215_465_15291914_306 | AN | 8101204
load_220517317 |  | 0 | C | 0 | 0 | 0 | 0 | 0 | 0 | 0 | 0 | 0 | 0 | 0 | 0+0j | 0 | 0 | 0+0j | 0 | 0 | 0+0j | 0 | 0 | 0+0j | 0 | 0 | 0+0j | 0 | 0 | 0+0j | 0 | 0 | 0+0j | 5000 | 2129.991 | 5000+2129.991j | 0 | 0 | 0+0j | 0 | 0 | 0 | 0 | 0 | 0 | 0 | 0 | 0 | 0 | 0 | 0 | 0 | 0 | 0 | 0 | 0 | 0 | 1 | 0 | 0 | 1 | 0 | 0 | 0 | 0 | 0 | 0 | 0 | OPEN | node_1368195_919_15291909_603 | BN | 8101204
load_220517318 |  | 0 | C | 0 | 0 | 0 | 0 | 0 | 0 | 0 | 0 | 0 | 0 | 0 | 0+0j | 0 | 0 | 0+0j | 0 | 0 | 0+0j | 0 | 0 | 0+0j | 0 | 0 | 0+0j | 0 | 0 | 0+0j | 0 | 0 | 0+0j | 0 | 0 | 0+0j | 5000 | 2129.991 | 5000+2129.991j | 0 | 0 | 0 | 0 | 0 | 0 | 0 | 0 | 0 | 0 | 0 | 0 | 0 | 0 | 0 | 0 | 0 | 0 | 1 | 0 | 0 | 1 | 0 | 0 | 0 | 0 | 0 | 0 | 0 | OPEN | node_1368235_216_15291912_065 | CN | 8101204
load_220519727 |  | 0 | R | 0 | 0 | 0 | 0 | 0 | 0 | 0 | 0 | 0 | 0 | 0 | 0+0j | 0 | 0 | 0+0j | 0 | 0 | 0+0j | 0 | 0 | 0+0j | 0 | 0 | 0+0j | 0 | 0 | 0+0j | 27403.2 | 11673.714 | 27403.2+11673.714j | 0 | 0 | 0+0j | 0 | 0 | 0+0j | 0 | 0 | 0 | 0 | 0 | 0 | 0 | 0 | 0 | 0 | 0 | 0 | 0 | 0 | 0 | 0 | 0 | 0 | 1 | 0 | 0 | 1 | 0 | 0 | 0 | 0 | 0 | 0 | 0 | OPEN | node_1372081_018_15291670_395 | AN | 8101204
load_220526797 |  | 0 | C | 0 | 0 | 0 | 0 | 0 | 0 | 0 | 0 | 0 | 0 | 0 | 0+0j | 0 | 0 | 0+0j | 0 | 0 | 0+0j | 0 | 0 | 0+0j | 0 | 0 | 0+0j | 0 | 0 | 0+0j | 14666.667 | 6247.974 | 14666.667+6247.974j | 14666.667 | 6247.974 | 14666.667+6247.974j | 14666.667 | 6247.974 | 14666.667+6247.974j | 0 | 0 | 0 | 0 | 0 | 0 | 0 | 0 | 0 | 0 | 0 | 0 | 0 | 0 | 0 | 0 | 0 | 0 | 1 | 0 | 0 | 1 | 0 | 0 | 0 | 0 | 0 | 0 | 0 | OPEN | node_1371573_301_15292205_367 | ABCN | 8101204
load_220529949 |  | 0 | C | 0 | 0 | 0 | 0 | 0 | 0 | 0 | 0 | 0 | 0 | 0 | 0+0j | 0 | 0 | 0+0j | 0 | 0 | 0+0j | 0 | 0 | 0+0j | 0 | 0 | 0+0j | 0 | 0 | 0+0j | 179666.667 | 76537.68 | 179666.667+76537.68j | 179666.667 | 76537.68 | 179666.667+76537.68j | 179666.667 | 76537.68 | 179666.667+76537.68j | 0 | 0 | 0 | 0 | 0 | 0 | 0 | 0 | 0 | 0 | 0 | 0 | 0 | 0 | 0 | 0 | 0 | 0 | 1 | 0 | 0 | 1 | 0 | 0 | 0 | 0 | 0 | 0 | 0 | OPEN | node_1367902_139_15290814_463 | ABCN | 8101204
load_220530413 |  | 0 | C | 0 | 0 | 0 | 0 | 0 | 0 | 0 | 0 | 0 | 0 | 0 | 0+0j | 0 | 0 | 0+0j | 0 | 0 | 0+0j | 0 | 0 | 0+0j | 0 | 0 | 0+0j | 0 | 0 | 0+0j | 115666.667 | 49273.794 | 115666.667+49273.794j | 115666.667 | 49273.794 | 115666.667+49273.794j | 115666.667 | 49273.794 | 115666.667+49273.794j | 0 | 0 | 0 | 0 | 0 | 0 | 0 | 0 | 0 | 0 | 0 | 0 | 0 | 0 | 0 | 0 | 0 | 0 | 1 | 0 | 0 | 1 | 0 | 0 | 0 | 0 | 0 | 0 | 0 | OPEN | node_1369515_386_15290883_822 | ABCN | 8101204
load_220530652 |  | 0 | C | 0 | 0 | 0 | 0 | 0 | 0 | 0 | 0 | 0 | 0 | 0 | 0+0j | 0 | 0 | 0+0j | 0 | 0 | 0+0j | 0 | 0 | 0+0j | 0 | 0 | 0+0j | 0 | 0 | 0+0j | 15666.667 | 6673.972 | 15666.667+6673.972j | 15666.667 | 6673.972 | 15666.667+6673.972j | 15666.667 | 6673.972 | 15666.667+6673.972j | 0 | 0 | 0 | 0 | 0 | 0 | 0 | 0 | 0 | 0 | 0 | 0 | 0 | 0 | 0 | 0 | 0 | 0 | 1 | 0 | 0 | 1 | 0 | 0 | 0 | 0 | 0 | 0 | 0 | OPEN | node_1368516_274_15291840_334 | ABCN | 8101204
load_220538287 |  | 0 | C | 0 | 0 | 0 | 0 | 0 | 0 | 0 | 0 | 0 | 0 | 0 | 0+0j | 0 | 0 | 0+0j | 0 | 0 | 0+0j | 0 | 0 | 0+0j | 0 | 0 | 0+0j | 0 | 0 | 0+0j | 0 | 0 | 0+0j | 0 | 0 | 0+0j | 0 | 0 | 0+0j | 0 | 0 | 0 | 0 | 0 | 0 | 0 | 0 | 0 | 0 | 0 | 0 | 0 | 0 | 0 | 0 | 0 | 0 | 1 | 0 | 0 | 1 | 0 | 0 | 0 | 0 | 0 | 0 | 0 | OPEN | node_1371273_277_15290959_246 | AN | 8101204
load_220551988 |  | 0 | C | 0 | 0 | 0 | 0 | 0 | 0 | 0 | 0 | 0 | 0 | 0 | 0+0j | 0 | 0 | 0+0j | 0 | 0 | 0+0j | 0 | 0 | 0+0j | 0 | 0 | 0+0j | 0 | 0 | 0+0j | 26000 | 11075.954 | 26000+11075.954j | 26000 | 11075.954 | 26000+11075.954j | 26000 | 11075.954 | 26000+11075.954j | 0 | 0 | 0 | 0 | 0 | 0 | 0 | 0 | 0 | 0 | 0 | 0 | 0 | 0 | 0 | 0 | 0 | 0 | 1 | 0 | 0 | 1 | 0 | 0 | 0 | 0 | 0 | 0 | 0 | OPEN | node_1371204_92_15292265_193 | ABCN | 8101204
load_220571752 |  | 0 | C | 0 | 0 | 0 | 0 | 0 | 0 | 0 | 0 | 0 | 0 | 0 | 0+0j | 0 | 0 | 0+0j | 0 | 0 | 0+0j | 0 | 0 | 0+0j | 0 | 0 | 0+0j | 0 | 0 | 0+0j | 50666.667 | 21583.91 | 50666.667+21583.91j | 50666.667 | 21583.91 | 50666.667+21583.91j | 50666.667 | 21583.91 | 50666.667+21583.91j | 0 | 0 | 0 | 0 | 0 | 0 | 0 | 0 | 0 | 0 | 0 | 0 | 0 | 0 | 0 | 0 | 0 | 0 | 1 | 0 | 0 | 1 | 0 | 0 | 0 | 0 | 0 | 0 | 0 | OPEN | node_1369730_615_15292025_954 | ABCN | 8101204
load_310013987 |  | 0 | C | 0 | 0 | 0 | 0 | 0 | 0 | 0 | 0 | 0 | 0 | 0 | 0+0j | 0 | 0 | 0+0j | 0 | 0 | 0+0j | 0 | 0 | 0+0j | 0 | 0 | 0+0j | 0 | 0 | 0+0j | 534000 | 227483.047 | 534000+227483.047j | 0 | 0 | 0+0j | 0 | 0 | 0+0j | 0 | 0 | 0 | 0 | 0 | 0 | 0 | 0 | 0 | 0 | 0 | 0 | 0 | 0 | 0 | 0 | 0 | 0 | 1 | 0 | 0 | 1 | 0 | 0 | 0 | 0 | 0 | 0 | 0 | OPEN | node_1368669_949_15290686_824 | AN | 8101204
load_312077866 |  | 0 | C | 0 | 0 | 0 | 0 | 0 | 0 | 0 | 0 | 0 | 0 | 0 | 0+0j | 0 | 0 | 0+0j | 0 | 0 | 0+0j | 0 | 0 | 0+0j | 0 | 0 | 0+0j | 0 | 0 | 0+0j | 23333.333 | 9939.958 | 23333.333+9939.958j | 23333.333 | 9939.958 | 23333.333+9939.958j | 23333.333 | 9939.958 | 23333.333+9939.958j | 0 | 0 | 0 | 0 | 0 | 0 | 0 | 0 | 0 | 0 | 0 | 0 | 0 | 0 | 0 | 0 | 0 | 0 | 1 | 0 | 0 | 1 | 0 | 0 | 0 | 0 | 0 | 0 | 0 | OPEN | node_1372547_074_15291784_798 | ABCN | 8101204

## OverheadLineConductor
Name | Diameter | GeometricMeanRadius | RatingSummerContinuous | RatingSummerEmergency | RatingWinterContinuous | RatingWinterEmergency | Feeder | Comments
oh_cond_1/0_AAAC | 0.398 | 0.012 | 235 | 235 | 310 | 310 | 8101204
oh_cond_1/0_ACSR | 0.398 | 0.012 | 265 | 265 | 330 | 330 | 8101204
oh_cond_2_ACSR | 0.325 | 0.01 | 195 | 195 | 245 | 245 | 8101204
oh_cond_4_CU | 0.232 | 0.007 | 140 | 140 | 200 | 200 | 8101204
oh_cond_477_MCM_AL | 0.792 | 0.025 | 605 | 605 | 810 | 810 | 8101204
oh_cond_WP-4/0-CU | 0.81 | 0.015 | 340 | 340 | 390 | 390 | 8101204

## OverheadLineConfiguration
Name | ConductorA | ConductorB | ConductorC | ConductorN | LineSpacing | Capacitance11 | Capacitance12 | Capacitance13 | Capacitance21 | Capacitance22 | Capacitance23 | Capacitance31 | Capacitance32 | Capacitance33 | Impedance11 | Impedance12 | Impedance13 | Impedance21 | Impedance22 | Impedance23 | Impedance31 | Impedance32 | Impedance33 | Feeder | Comments
bal_1P_1/0AA | oh_cond_1/0_AAAC | oh_cond_1/0_AAAC | oh_cond_1/0_AAAC |  |  | 12.796 | -3.172 | -3.172 | -3.172 | 12.796 | -3.172 | -3.172 | -3.172 | 12.796 | 0.972+1.499j | 0.095+0.781j | 0.095+0.781j | 0.095+0.781j | 0.972+1.499j | 0.095+0.781j | 0.095+0.781j | 0.095+0.781j | 0.972+1.499j | 8101204
bal_1P_1/0AC | oh_cond_1/0_ACSR | oh_cond_1/0_ACSR | oh_cond_1/0_ACSR |  |  | 12.796 | -3.172 | -3.172 | -3.172 | 12.796 | -3.172 | -3.172 | -3.172 | 12.796 | 0.983+1.218j | 0.095+0.781j | 0.095+0.781j | 0.095+0.781j | 0.983+1.218j | 0.095+0.781j | 0.095+0.781j | 0.095+0.781j | 0.983+1.218j | 8101204
bal_1P_4CU | oh_cond_4_CU | oh_cond_4_CU | oh_cond_4_CU |  |  | 11.78 | -2.785 | -2.785 | -2.785 | 11.78 | -2.785 | -2.785 | -2.785 | 11.78 | 1.483+1.565j | 0.095+0.781j | 0.095+0.781j | 0.095+0.781j | 1.483+1.565j | 0.095+0.781j | 0.095+0.781j | 0.095+0.781j | 1.483+1.565j | 8101204
bal_3P_1/0AA | oh_cond_1/0_AAAC | oh_cond_1/0_AAAC | oh_cond_1/0_AAAC |  |  | 12.796 | -3.172 | -3.172 | -3.172 | 12.796 | -3.172 | -3.172 | -3.172 | 12.796 | 0.972+1.499j | 0.095+0.781j | 0.095+0.781j | 0.095+0.781j | 0.972+1.499j | 0.095+0.781j | 0.095+0.781j | 0.095+0.781j | 0.972+1.499j | 8101204
bal_3P_1/0AC | oh_cond_1/0_ACSR | oh_cond_1/0_ACSR | oh_cond_1/0_ACSR |  |  | 12.796 | -3.172 | -3.172 | -3.172 | 12.796 | -3.172 | -3.172 | -3.172 | 12.796 | 0.983+1.497j | 0.095+0.781j | 0.095+0.781j | 0.095+0.781j | 0.983+1.497j | 0.095+0.781j | 0.095+0.781j | 0.095+0.781j | 0.983+1.497j | 8101204
bal_3P_2AC | oh_cond_2_ACSR | oh_cond_2_ACSR | oh_cond_2_ACSR |  |  | 12.393 | -3.017 | -3.017 | -3.017 | 12.393 | -3.017 | -3.017 | -3.017 | 12.393 | 1.505+1.527j | 0.095+0.781j | 0.095+0.781j | 0.095+0.781j | 1.505+1.527j | 0.095+0.781j | 0.095+0.781j | 0.095+0.781j | 1.505+1.527j | 8101204
bal_3P_477AL | oh_cond_477_MCM_AL | oh_cond_477_MCM_AL | oh_cond_477_MCM_AL |  |  | 14.305 | -3.735 | -3.735 | -3.735 | 14.305 | -3.735 | -3.735 | -3.735 | 14.305 | 0.293+1.41j | 0.095+0.775j | 0.095+0.775j | 0.095+0.775j | 0.293+1.41j | 0.095+0.775j | 0.095+0.775j | 0.095+0.775j | 0.293+1.41j | 8101204
unb_TAPWIRE_OH | oh_cond_WP-4/0-CU | oh_cond_WP-4/0-CU | oh_cond_WP-4/0-CU | oh_cond_WP-4/0-CU |  | 14.911 | -4.341 | -1.953 | -4.341 | 15.781 | -3.724 | -1.953 | -3.724 | 14.818 | 0.365+1.097j | 0.093+0.433j | 0.094+0.34j | 0.093+0.433j | 0.368+1.078j | 0.095+0.401j | 0.094+0.34j | 0.095+0.401j | 0.368+1.077j | 8101204

## Recloser
Name | GroupId | RetryTime | MaximumNumberOfTries | Status | From | To | Length | Phases | Feeder | Comments

## RegulatorConfiguration
Name | CurrentTransducerPhase | PowerTransducerPhase | Regulation | Control | Type | CompensatorResistiveSettingA | CompensatorResistiveSettingB | CompensatorResistiveSettingC | CompensatorReactiveSettingA | CompensatorReactiveSettingB | CompensatorReactiveSettingC | BandCenter | BandWidth | CurrentTransducerRatio | PowerTransducerRatio | ConnectType | ControlLevel | DwellTime | TimeDelay | LowerTaps | RaiseTaps | TapPositionA | TapPositionB | TapPositionC | Feeder | Comments
config_regulator_220370669 | A | A | 0.1 | MANUAL | TYPEA | 0 | 0 | 0 | 0 | 0 | 0 | 123 | 3 | 400 | 40 | UNKNOWN | INDIVIDUAL | 0 | 0 | 16 | 16 | 0 | 0 | 0 | 8101204

## Sectionalizer
Name | GroupId | OperatingMode | PhaseAState | PhaseBState | PhaseCState | CurrentInAReal | CurrentInAImag | CurrentInA | CurrentInBReal | CurrentInBImag | CurrentInB | CurrentInCReal | CurrentInCImag | CurrentInC | CurrentOutAReal | CurrentOutAImag | CurrentOutA | CurrentOutBReal | CurrentOutBImag | CurrentOutB | CurrentOutCReal | CurrentOutCImag | CurrentOutC | ActivePowerInA | ReactivePowerInA | PowerInA | ActivePowerInB | ReactivePowerInB | PowerInB | ActivePowerInC | ReactivePowerInC | PowerInC | ActivePowerOutA | ReactivePowerOutA | PowerOutA | ActivePowerOutB | ReactivePowerOutB | PowerOutB | ActivePowerOutC | ReactivePowerOutC | PowerOutC | Status | From | To | Length | Phases | Feeder | Comments

## Solar
Name | GroupId | SpillageCost | CapitalCost | FixedOperatingCost | VariableOperatingCost | MaxReactivePower | MaxActivePower | OutputSchedule | PlanningStatus | UnitType | UnitSubtype | ParentNode | Phases | Feeder | Comments
solar_load_220348218 |  | 0 | 0 | 0 | 0.001 | 4327.14206314078 | 10157.652809135701 | OPTIMIZED | INSTALLED | solar_pv |  | node_1371957_922_15291447_939 | AN | 8101204
solar_load_220348219 |  | 0 | 0 | 0 | 0.001 | 6405.265961801236 | 15035.898490460144 | OPTIMIZED | INSTALLED | solar_pv |  | node_1371679_748_15291370_177 | AN | 8101204
solar_load_220348220 |  | 0 | 0 | 0 | 0.001 | 12051.292630124992 | 28289.537730116255 | OPTIMIZED | INSTALLED | solar_pv |  | node_1371333_127_15291273_918 | AN | 8101204
solar_load_220348314 |  | 0 | 0 | 0 | 0.001 | 4036.230687343076 | 9474.759659772644 | OPTIMIZED | INSTALLED | solar_pv |  | node_1371483_694_15291913_591 | AN | 8101204
solar_load_220348315 |  | 0 | 0 | 0 | 0.001 | 724.7416207415323 | 1701.2783990111047 | OPTIMIZED | INSTALLED | solar_pv |  | node_1371053_293_15291782_954 | AN | 8101204
solar_load_220348316 |  | 0 | 0 | 0 | 0.001 | 724.7416207415323 | 1701.2783990111047 | OPTIMIZED | INSTALLED | solar_pv |  | node_1371072_721_15291788_485 | AN | 8101204
solar_load_220348317 |  | 0 | 0 | 0 | 0.001 | 0 | 0 | OPTIMIZED | INSTALLED | solar_pv |  | node_1370435_603_15291761_536 | AN | 8101204
solar_load_220348318 |  | 0 | 0 | 0 | 0.001 | 0 | 0 | OPTIMIZED | INSTALLED | solar_pv |  | node_1370455_437_15291761_717 | AN | 8101204
solar_load_220348336 |  | 0 | 0 | 0 | 0.001 | 3080.1517818216125 | 7230.4331957971945 | OPTIMIZED | INSTALLED | solar_pv |  | node_1370055_718_15291781_19 | AN | 8101204
solar_load_220348342 |  | 0 | 0 | 0 | 0.001 | 10871.123460483786 | 25519.175985166567 | OPTIMIZED | INSTALLED | solar_pv |  | node_1369378_883_15291288_683 | AN | 8101204
solar_load_220348343 |  | 0 | 0 | 0 | 0.001 | 10871.123460483786 | 25519.175985166567 | OPTIMIZED | INSTALLED | solar_pv |  | node_1369397_315_15291298_689 | BN | 8101204
solar_load_220348344 |  | 0 | 0 | 0 | 0.001 | 10871.123460483786 | 25519.175985166567 | OPTIMIZED | INSTALLED | solar_pv |  | node_1369359_183_15291285_406 | CN | 8101204
solar_load_220348345 |  | 0 | 0 | 0 | 0.001 | 293.5202862225866 | 689.0177515994974 | OPTIMIZED | INSTALLED | solar_pv |  | node_1369173_761_15291625_917 | AN | 8101204
solar_load_220348346 |  | 0 | 0 | 0 | 0.001 | 483.16093872115493 | 1134.1857411139363 | OPTIMIZED | INSTALLED | solar_pv |  | node_1368935_311_15291514_601 | AN | 8101204
solar_load_220348347 |  | 0 | 0 | 0 | 0.001 | 483.16093872115493 | 1134.1857411139363 | OPTIMIZED | INSTALLED | solar_pv |  | node_1368916_678_15291505_304 | BN | 8101204
solar_load_220348348 |  | 0 | 0 | 0 | 0.001 | 483.16093872115493 | 1134.1857411139363 | OPTIMIZED | INSTALLED | solar_pv |  | node_1368896_921_15291502_781 | CN | 8101204
solar_load_220348349 |  | 0 | 0 | 0 | 0.001 | 4771.215280005455 | 11200.082651716571 | OPTIMIZED | INSTALLED | solar_pv |  | node_1368773_663_15291411_984 | AN | 8101204
solar_load_220348350 |  | 0 | 0 | 0 | 0.001 | 4771.215280005455 | 11200.082651716571 | OPTIMIZED | INSTALLED | solar_pv |  | node_1368787_005_15291431_812 | BN | 8101204
solar_load_220348351 |  | 0 | 0 | 0 | 0.001 | 4771.215280005455 | 11200.082651716571 | OPTIMIZED | INSTALLED | solar_pv |  | node_1368756_978_15291397_431 | CN | 8101204
solar_load_220348355 |  | 0 | 0 | 0 | 0.001 | 3200.942122831801 | 7513.979737405579 | OPTIMIZED | INSTALLED | solar_pv |  | node_1368207_257_15291385_764 | AN | 8101204
solar_load_220348356 |  | 0 | 0 | 0 | 0.001 | 3200.942122831801 | 7513.979737405579 | OPTIMIZED | INSTALLED | solar_pv |  | node_1368189_507_15291373_716 | BN | 8101204
solar_load_220348357 |  | 0 | 0 | 0 | 0.001 | 3200.942122831801 | 7513.979737405579 | OPTIMIZED | INSTALLED | solar_pv |  | node_1368222_112_15291403_547 | CN | 8101204
solar_load_220348454 |  | 0 | 0 | 0 | 0.001 | 2482.5296830541897 | 5827.5590279726375 | OPTIMIZED | INSTALLED | solar_pv |  | node_1372418_929_15292415_869 | AN | 8101204
solar_load_220348456 |  | 0 | 0 | 0 | 0.001 | 5610.80425098983 | 13170.95710946417 | OPTIMIZED | INSTALLED | solar_pv |  | node_1371956_609_15292338_352 | AN | 8101204
solar_load_220348457 |  | 0 | 0 | 0 | 0.001 | 1878.5303422080742 | 4409.713610236783 | OPTIMIZED | INSTALLED | solar_pv |  | node_1372347_03_15292172_885 | AN | 8101204
solar_load_220348734 |  | 0 | 0 | 0 | 0.001 | 905.9269195970154 | 2126.5979987638807 | OPTIMIZED | INSTALLED | solar_pv |  | node_1368145_842_15291152_827 | AN | 8101204
solar_load_220348735 |  | 0 | 0 | 0 | 0.001 | 4710.82032216016 | 11058.309593572181 | OPTIMIZED | INSTALLED | solar_pv |  | node_1368247_285_15291023_63 | AN | 8101204
solar_load_220348736 |  | 0 | 0 | 0 | 0.001 | 4710.82032216016 | 11058.309593572181 | OPTIMIZED | INSTALLED | solar_pv |  | node_1368236_925_15291046_239 | BN | 8101204
solar_load_220348737 |  | 0 | 0 | 0 | 0.001 | 4710.82032216016 | 11058.309593572181 | OPTIMIZED | INSTALLED | solar_pv |  | node_1368252_914_15290998_151 | CN | 8101204
solar_load_220348738 |  | 0 | 0 | 0 | 0.001 | 1151.9041303200372 | 2704.0118873882498 | OPTIMIZED | INSTALLED | solar_pv |  | node_1368135_402_15290571_255 | AN | 8101204
solar_load_220348739 |  | 0 | 0 | 0 | 0.001 | 161.76222869357312 | 379.7253386592785 | OPTIMIZED | INSTALLED | solar_pv |  | node_1367967_373_15290565_131 | AN | 8101204
solar_load_220348740 |  | 0 | 0 | 0 | 0.001 | 133.06251274145527 | 312.3547140584388 | OPTIMIZED | INSTALLED | solar_pv |  | node_1368382_97_15290403_723 | AN | 8101204
solar_load_220348774 |  | 0 | 0 | 0 | 0.001 | 4167.264000274111 | 9782.350794313852 | OPTIMIZED | INSTALLED | solar_pv |  | node_1368082_367_15291684_602 | AN | 8101204
solar_load_220348775 |  | 0 | 0 | 0 | 0.001 | 4167.264000274111 | 9782.350794313852 | OPTIMIZED | INSTALLED | solar_pv |  | node_1368102_188_15291685_747 | BN | 8101204
solar_load_220348776 |  | 0 | 0 | 0 | 0.001 | 4167.264000274111 | 9782.350794313852 | OPTIMIZED | INSTALLED | solar_pv |  | node_1368063_037_15291690_382 | CN | 8101204
solar_load_220348778 |  | 0 | 0 | 0 | 0.001 | 38705.54795288458 | 90858.47417758705 | OPTIMIZED | INSTALLED | solar_pv |  | node_1368999_307_15292353_867 | AN | 8101204
solar_load_220348779 |  | 0 | 0 | 0 | 0.001 | 9370.473420511262 | 21996.508932174176 | OPTIMIZED | INSTALLED | solar_pv |  | node_1368852_039_15292683_928 | AN | 8101204
solar_load_220348780 |  | 0 | 0 | 0 | 0.001 | 1026.717260607204 | 2410.144540372265 | OPTIMIZED | INSTALLED | solar_pv |  | node_1369302_409_15291867_654 | AN | 8101204
solar_load_220348781 |  | 0 | 0 | 0 | 0.001 | 1026.717260607204 | 2410.144540372265 | OPTIMIZED | INSTALLED | solar_pv |  | node_1369308_93_15291892_862 | BN | 8101204
solar_load_220348782 |  | 0 | 0 | 0 | 0.001 | 1026.717260607204 | 2410.144540372265 | OPTIMIZED | INSTALLED | solar_pv |  | node_1369291_262_15291845_525 | CN | 8101204
solar_load_220348783 |  | 0 | 0 | 0 | 0.001 | 0 | 0 | OPTIMIZED | INSTALLED | solar_pv |  | node_1369362_95_15292044_374 | AN | 8101204
solar_load_220348784 |  | 0 | 0 | 0 | 0.001 | 3170.744431249354 | 7443.092995673583 | OPTIMIZED | INSTALLED | solar_pv |  | node_1369621_787_15291937_895 | AN | 8101204
solar_load_220348785 |  | 0 | 0 | 0 | 0.001 | 3170.744431249354 | 7443.092995673583 | OPTIMIZED | INSTALLED | solar_pv |  | node_1369634_611_15291917_704 | AN | 8101204
solar_load_220348999 |  | 0 | 0 | 0 | 0.001 | 2536.5954599355637 | 5954.474396538866 | OPTIMIZED | INSTALLED | solar_pv |  | node_1368835_514_15291756_876 | AN | 8101204
solar_load_220349000 |  | 0 | 0 | 0 | 0.001 | 2536.5954599355637 | 5954.474396538866 | OPTIMIZED | INSTALLED | solar_pv |  | node_1368820_631_15291774_336 | BN | 8101204
solar_load_220349001 |  | 0 | 0 | 0 | 0.001 | 2536.5954599355637 | 5954.474396538866 | OPTIMIZED | INSTALLED | solar_pv |  | node_1368846_497_15291734_808 | CN | 8101204
solar_load_220350168 |  | 0 | 0 | 0 | 0.001 | 5314.771601891503 | 12476.0414509749 | OPTIMIZED | INSTALLED | solar_pv |  | node_1368933_747_15290789_159 | AN | 8101204
solar_load_220350169 |  | 0 | 0 | 0 | 0.001 | 5314.771601891503 | 12476.0414509749 | OPTIMIZED | INSTALLED | solar_pv |  | node_1368915_418_15290778_811 | BN | 8101204
solar_load_220350170 |  | 0 | 0 | 0 | 0.001 | 5314.771601891503 | 12476.0414509749 | OPTIMIZED | INSTALLED | solar_pv |  | node_1368953_413_15290792_805 | CN | 8101204
solar_load_220350171 |  | 0 | 0 | 0 | 0.001 | 14253.250882171069 | 33458.47532232493 | OPTIMIZED | INSTALLED | solar_pv |  | node_1369252_582_15290608_897 | AN | 8101204
solar_load_220350173 |  | 0 | 0 | 0 | 0.001 | 14253.250882171069 | 33458.47532232493 | OPTIMIZED | INSTALLED | solar_pv |  | node_1369271_936_15290614_908 | BN | 8101204
solar_load_220435492 |  | 0 | 0 | 0 | 0.001 | 1268.2979426275815 | 2977.237198269433 | OPTIMIZED | INSTALLED | solar_pv |  | node_1372127_622_15292158_353 | AN | 8101204
solar_load_220474380 |  | 0 | 0 | 0 | 0.001 | 14253.250882171069 | 33458.47532232493 | OPTIMIZED | INSTALLED | solar_pv |  | node_1369232_765_15290609_806 | CN | 8101204
solar_load_220486146 |  | 0 | 0 | 0 | 0.001 | 24384.364598921395 | 57240.532501768015 | OPTIMIZED | INSTALLED | solar_pv |  | node_1368456_716_15291789_596 | AN | 8101204
solar_load_220517316 |  | 0 | 0 | 0 | 0.001 | 905.9269195970154 | 2126.5979987638807 | OPTIMIZED | INSTALLED | solar_pv |  | node_1368215_465_15291914_306 | AN | 8101204
solar_load_220517317 |  | 0 | 0 | 0 | 0.001 | 905.9269195970154 | 2126.5979987638807 | OPTIMIZED | INSTALLED | solar_pv |  | node_1368195_919_15291909_603 | BN | 8101204
solar_load_220517318 |  | 0 | 0 | 0 | 0.001 | 905.9269195970154 | 2126.5979987638807 | OPTIMIZED | INSTALLED | solar_pv |  | node_1368235_216_15291912_065 | CN | 8101204
solar_load_220519727 |  | 0 | 0 | 0 | 0.001 | 4965.059366108379 | 11655.118055945275 | OPTIMIZED | INSTALLED | solar_pv |  | node_1372081_018_15291670_395 | AN | 8101204
solar_load_220526797 |  | 0 | 0 | 0 | 0.001 | 7972.157402837255 | 18714.06281444175 | OPTIMIZED | INSTALLED | solar_pv |  | node_1371573_301_15292205_367 | ABCN | 8101204
solar_load_220529949 |  | 0 | 0 | 0 | 0.001 | 97658.92627081818 | 229247.26469206595 | OPTIMIZED | INSTALLED | solar_pv |  | node_1367902_139_15290814_463 | ABCN | 8101204
solar_load_220530413 |  | 0 | 0 | 0 | 0.001 | 62871.33102714224 | 147585.9015395329 | OPTIMIZED | INSTALLED | solar_pv |  | node_1369515_386_15290883_822 | ABCN | 8101204
solar_load_220530652 |  | 0 | 0 | 0 | 0.001 | 8515.713299403704 | 19990.02161370008 | OPTIMIZED | INSTALLED | solar_pv |  | node_1368516_274_15291840_334 | ABCN | 8101204
solar_load_220538287 |  | 0 | 0 | 0 | 0.001 | 0 | 0 | OPTIMIZED | INSTALLED | solar_pv |  | node_1371273_277_15290959_246 | AN | 8101204
solar_load_220551988 |  | 0 | 0 | 0 | 0.001 | 14132.460966480481 | 33174.92878071654 | OPTIMIZED | INSTALLED | solar_pv |  | node_1371204_92_15292265_193 | ABCN | 8101204
solar_load_220571752 |  | 0 | 0 | 0 | 0.001 | 27540.179886899827 | 64648.57958774157 | OPTIMIZED | INSTALLED | solar_pv |  | node_1369730_615_15292025_954 | ABCN | 8101204
solar_load_310013987 |  | 0 | 0 | 0 | 0.001 | 96752.99850058198 | 227120.66626798248 | OPTIMIZED | INSTALLED | solar_pv |  | node_1368669_949_15290686_824 | AN | 8101204
solar_load_312077866 |  | 0 | 0 | 0 | 0.001 | 12682.976874358217 | 29772.37155737473 | OPTIMIZED | INSTALLED | solar_pv |  | node_1372547_074_15291784_798 | ABCN | 8101204

## Storage
Name | GroupId | InitStateOfCharge | SpinningReserveCharge | SpinningReserveDischarge | NonSpinningReserveCharge | NonSpinningReserveDischarge | RegulationUpCharge | RegulationUpDischarge | RegulationDownCharge | RegulationDownDischarge | ChargeEfficiency | DischargeEfficiency | CommitmentStatus | ConstructionTime | CalendarLife | YearOfInstallation | DepthOfDischarge | ReactivePower | ReactivePowerA | ReactivePowerB | ReactivePowerC | ActivePower | ActivePowerA | ActivePowerB | ActivePowerC | Energy | MaxEnergy | PowerCharge | PowerDischarge | RampUpLimit | RampDownLimit | CapitalCost | FixedOperatingCost | VariableOperatingCost | MaxReactivePower | MaxActivePower | OutputSchedule | PlanningStatus | UnitType | UnitSubtype | ParentNode | Phases | Feeder | Comments

## Switch
Name | GroupId | OperatingMode | PhaseAState | PhaseBState | PhaseCState | CurrentInAReal | CurrentInAImag | CurrentInA | CurrentInBReal | CurrentInBImag | CurrentInB | CurrentInCReal | CurrentInCImag | CurrentInC | CurrentOutAReal | CurrentOutAImag | CurrentOutA | CurrentOutBReal | CurrentOutBImag | CurrentOutB | CurrentOutCReal | CurrentOutCImag | CurrentOutC | ActivePowerInA | ReactivePowerInA | PowerInA | ActivePowerInB | ReactivePowerInB | PowerInB | ActivePowerInC | ReactivePowerInC | PowerInC | ActivePowerOutA | ReactivePowerOutA | PowerOutA | ActivePowerOutB | ReactivePowerOutB | PowerOutB | ActivePowerOutC | ReactivePowerOutC | PowerOutC | Status | From | To | Length | Phases | Feeder | Comments

## TransformerConfiguration
Name | ConnectType | NoLoadLoss | PowerRating | ReactanceResistanceRatio | FullLoadLoss | PowerARating | PowerBRating | PowerCRating | ShuntResistance | ShuntReactance | ShuntImpedance | Impedance | PrimaryVoltage | SecondaryVoltage | CoreCoilWeight | InstalledInsulationLife | InstallType | CoolantType | CoolingType | Feeder | Comments

## UndergroundLineConductor
Name | OuterDiameter | ConductorGMR | ConductorDiameter | ConductorResistance | NeutralGMR | NeutralDiameter | NeutralResistance | NeutralStrands | InsulationRelativePermittivity | ShieldGMR | ShieldResitance | RatingSummerContinuous | RatingSummerEmergency | RatingWinterContinuous | RatingWinterEmergency | Feeder | Comments
und_cond_3P_2ALURD | 0 | 0 | 0 | 0 | 0 | 0 | 0 | 0 | 0 | 0 | 0 | 125 | 125 | 140 | 140 | 8101204
und_cond_3P_2ALURD_2AL(N) | 0 | 0 | 0 | 0 | 0 | 0 | 0 | 0 | 0 | 0 | 0 | 125 | 125 | 140 | 140 | 8101204
und_cond_3P_DELTACUST | 0 | 0 | 0 | 0 | 0 | 0 | 0 | 0 | 0 | 0 | 0 | 685 | 685 | 685 | 685 | 8101204
und_cond_TAPWIRE_UG | 0 | 0 | 0 | 0 | 0 | 0 | 0 | 0 | 0 | 0 | 0 | 99999999 | 99999999 | 99999999 | 99999999 | 8101204

## UndergroundLineConfiguration
Name | ConductorA | ConductorB | ConductorC | ConductorN | LineSpacing | Capacitance11 | Capacitance12 | Capacitance13 | Capacitance21 | Capacitance22 | Capacitance23 | Capacitance31 | Capacitance32 | Capacitance33 | Impedance11 | Impedance12 | Impedance13 | Impedance21 | Impedance22 | Impedance23 | Impedance31 | Impedance32 | Impedance33 | Feeder | Comments
und_3P_2ALURD | und_cond_3P_2ALURD | und_cond_3P_2ALURD | und_cond_3P_2ALURD |  |  | 401.498 | 0 | 0 | 0 | 401.498 | 0 | 0 | 0 | 401.498 | 2.125+0.49j | 0.384+0.067j | 0.384+0.067j | 0.384+0.067j | 2.125+0.49j | 0.384+0.067j | 0.384+0.067j | 0.384+0.067j | 2.125+0.49j | 8101204
und_3P_2ALURD_2AL(N) | und_cond_3P_2ALURD_2AL(N) | und_cond_3P_2ALURD_2AL(N) | und_cond_3P_2ALURD_2AL(N) |  |  | 401.497 | 0 | 0 | 0 | 401.497 | 0 | 0 | 0 | 401.497 | 2.125+0.49j | 0.384+0.067j | 0.384+0.067j | 0.384+0.067j | 2.125+0.49j | 0.384+0.067j | 0.384+0.067j | 0.384+0.067j | 2.125+0.49j | 8101204
und_3P_DELTACUST | und_cond_3P_DELTACUST | und_cond_3P_DELTACUST | und_cond_3P_DELTACUST |  |  | 324.124 | 0 | 0 | 0 | 324.124 | 0 | 0 | 0 | 324.124 | 0.179+0.233j | 0.061+-0.024j | 0.061+-0.024j | 0.061+-0.024j | 0.179+0.233j | 0.061+-0.024j | 0.061+-0.024j | 0.061+-0.024j | 0.179+0.233j | 8101204
und_TAPWIRE_UG | und_cond_TAPWIRE_UG | und_cond_TAPWIRE_UG | und_cond_TAPWIRE_UG |  |  | 0 | 0 | 0 | 0 | 0 | 0 | 0 | 0 | 0 | 0.001+0.001j | 0+0j | 0+0j | 0+0j | 0.001+0.001j | 0+0j | 0+0j | 0+0j | 0.001+0.001j | 8101204

## Regulator
Name | GroupId | Configuration | SenseNode | Status | From | To | Length | Phases | Feeder | Comments
regulator_220370669 |  | config_regulator_220370669 |  | OPEN | node_intto1_8101204_200863088 | node_8101204_200863088 | 0 | ABCD | 8101204

## Transformer
Name | GroupId | Configuration | AgingConstant | AgingGranularity | Climate | UseThermalModel | Status | From | To | Length | Phases | Feeder | Comments

## OverheadLine
Name | GroupId | Configuration | Length | Status | From | To | Phases | Feeder | Comments
oh_line_8101204_200861688 |  | bal_1P_4CU | 0 | OPEN | node_8101204_200861936 | node_8101204_200861688 | AD | 8101204
oh_line_8101204_200861692 |  | bal_1P_4CU | 158.4 | OPEN | node_8101204_200861936 | node_intto1_8101204_200861692 | AD | 8101204
oh_line_8101204_200861693 |  | bal_1P_4CU | 158.4 | OPEN | node_8101204_200861692 | node_8101204_200861693 | AD | 8101204
oh_line_8101204_200861694 |  | bal_1P_4CU | 158.4 | OPEN | node_8101204_200861693 | node_8101204_200861694 | AD | 8101204
oh_line_8101204_200861698 |  | bal_1P_4CU | 211.20000000000002 | OPEN | node_8101204_200861688 | node_intto1_8101204_200861698 | AD | 8101204
oh_line_8101204_200861699 |  | bal_1P_4CU | 105.60000000000001 | OPEN | node_8101204_200861698 | node_8101204_200861699 | AD | 8101204
oh_line_8101204_200861700 |  | bal_1P_4CU | 158.4 | OPEN | node_8101204_200861699 | node_8101204_200861700 | AD | 8101204
oh_line_8101204_200861701 |  | bal_1P_4CU | 158.4 | OPEN | node_8101204_200861700 | node_8101204_200861701 | AD | 8101204
oh_line_8101204_200861702 |  | bal_1P_4CU | 105.60000000000001 | OPEN | node_8101204_200861701 | node_8101204_200861702 | AD | 8101204
oh_line_8101204_200861703 |  | bal_1P_4CU | 211.20000000000002 | OPEN | node_8101204_200861702 | node_8101204_200861703 | AD | 8101204
oh_line_8101204_200861705 |  | bal_1P_4CU | 158.4 | OPEN | node_8101204_200861703 | node_8101204_200861705 | AD | 8101204
oh_line_8101204_200861706 |  | bal_1P_4CU | 211.20000000000002 | OPEN | node_8101204_200861705 | node_8101204_200861706 | AD | 8101204
oh_line_8101204_200861929 |  | bal_3P_477AL | 105.60000000000001 | OPEN | node_8101204_200861930 | node_8101204_200861929 | ABCD | 8101204
oh_line_8101204_200861930 |  | bal_3P_477AL | 105.60000000000001 | OPEN | node_8101204_200861935 | node_8101204_200861930 | ABCD | 8101204
oh_line_8101204_200861935 |  | bal_3P_477AL | 211.20000000000002 | OPEN | node_8101204_200861936 | node_8101204_200861935 | ABCD | 8101204
oh_line_8101204_200861936 |  | bal_3P_477AL | 211.20000000000002 | OPEN | node_8101204_200861938 | node_8101204_200861936 | ABCD | 8101204
oh_line_8101204_200861938 |  | bal_3P_477AL | 211.20000000000002 | OPEN | node_8101204_200861939 | node_8101204_200861938 | ABCD | 8101204
oh_line_8101204_200861939 |  | bal_3P_477AL | 211.20000000000002 | OPEN | node_8101204_200861940 | node_8101204_200861939 | ABCD | 8101204
oh_line_8101204_200861940 |  | bal_3P_477AL | 211.20000000000002 | OPEN | node_8101204_200861944 | node_8101204_200861940 | ABCD | 8101204
oh_line_8101204_200861941 |  | bal_3P_2AC | 158.4 | OPEN | node_8101204_200861940 | node_8101204_200861941 | ABCD | 8101204
oh_line_8101204_200861944 |  | bal_3P_477AL | 211.20000000000002 | OPEN | node_8101204_200861945 | node_8101204_200861944 | ABCD | 8101204
oh_line_8101204_200861945 |  | bal_3P_477AL | 211.20000000000002 | OPEN | node_8101204_200861946 | node_8101204_200861945 | ABCD | 8101204
oh_line_8101204_200861946 |  | bal_3P_477AL | 211.20000000000002 | OPEN | node_8101204_200861947 | node_8101204_200861946 | ABCD | 8101204
oh_line_8101204_200861947 |  | bal_3P_477AL | 158.4 | OPEN | node_8101204_200861948 | node_8101204_200861947 | ABCD | 8101204
oh_line_8101204_200861948 |  | bal_3P_477AL | 105.60000000000001 | OPEN | node_8101204_200861950 | node_8101204_200861948 | ABCD | 8101204
oh_line_8101204_200861950 |  | bal_3P_477AL | 158.4 | OPEN | node_8101204_200861996 | node_8101204_200861950 | ABCD | 8101204
oh_line_8101204_200861996 |  | bal_3P_477AL | 158.4 | OPEN | node_8101204_200861998 | node_8101204_200861996 | ABCD | 8101204
oh_line_8101204_200861998 |  | bal_3P_477AL | 105.60000000000001 | OPEN | node_8101204_200861999 | node_8101204_200861998 | ABCD | 8101204
oh_line_8101204_200861999 |  | bal_3P_477AL | 158.4 | OPEN | node_8101204_200862008 | node_8101204_200861999 | ABCD | 8101204
oh_line_8101204_200862008-1 |  | bal_3P_477AL | 211.20000000000002 | OPEN | node_8101204_200862009 | node_1369797_447_15291770_427 | ABCD | 8101204
oh_line_8101204_200862008-2 |  | bal_3P_477AL | 0 | OPEN | node_1369797_447_15291770_427 | node_8101204_200862008 | ABCD | 8101204
oh_line_8101204_200862009 |  | bal_3P_477AL | 105.60000000000001 | OPEN | node_8101204_200862010 | node_8101204_200862009 | ABCD | 8101204
oh_line_8101204_200862010 |  | bal_3P_477AL | 105.60000000000001 | OPEN | node_8101204_200862011 | node_8101204_200862010 | ABCD | 8101204
oh_line_8101204_200862011 |  | bal_3P_477AL | 105.60000000000001 | OPEN | node_8101204_200862013 | node_8101204_200862011 | ABCD | 8101204
oh_line_8101204_200862013 |  | bal_3P_477AL | 158.4 | OPEN | node_8101204_200862016 | node_8101204_200862013 | ABCD | 8101204
oh_line_8101204_200862014 |  | bal_3P_1/0AA | 105.60000000000001 | OPEN | node_8101204_200862013 | node_8101204_200862014 | ABCD | 8101204
oh_line_8101204_200862015 |  | bal_3P_1/0AA | 264 | OPEN | node_8101204_200862014 | node_8101204_200862015 | ABCD | 8101204
oh_line_8101204_200862016 |  | bal_3P_477AL | 264 | OPEN | node_8101204_200862017 | node_8101204_200862016 | ABCD | 8101204
oh_line_8101204_200862017 |  | bal_3P_477AL | 264 | OPEN | node_8101204_200862018 | node_8101204_200862017 | ABCD | 8101204
oh_line_8101204_200862018 |  | bal_3P_477AL | 211.20000000000002 | OPEN | node_8101204_200862020 | node_8101204_200862018 | ABCD | 8101204
oh_line_8101204_200862019 |  | bal_3P_1/0AA | 105.60000000000001 | OPEN | node_8101204_200862018 | node_8101204_200862019 | ABCD | 8101204
oh_line_8101204_200862020 |  | bal_3P_477AL | 158.4 | OPEN | node_8101204_200862021 | node_8101204_200862020 | ABCD | 8101204
oh_line_8101204_200862021 |  | bal_3P_477AL | 158.4 | OPEN | node_8101204_200862025 | node_8101204_200862021 | ABCD | 8101204
oh_line_8101204_200862022 |  | bal_3P_477AL | 211.20000000000002 | OPEN | node_8101204_200862021 | node_8101204_200862022 | ABCD | 8101204
oh_line_8101204_200862025 |  | bal_3P_477AL | 158.4 | OPEN | node_8101204_200862026 | node_8101204_200862025 | ABCD | 8101204
oh_line_8101204_200862026 |  | bal_3P_477AL | 158.4 | OPEN | node_8101204_310045008 | node_8101204_200862026 | ABCD | 8101204
oh_line_8101204_200862264 |  | bal_1P_1/0AC | 105.60000000000001 | OPEN | node_8101204_200862273 | node_8101204_200862264 | AD | 8101204
oh_line_8101204_200862271 |  | bal_1P_1/0AC | 158.4 | OPEN | node_8101204_200862272 | node_8101204_200862271 | AD | 8101204
oh_line_8101204_200862272 |  | bal_1P_4CU | 105.60000000000001 | OPEN | node_8101204_200861694 | node_8101204_200862272 | AD | 8101204
oh_line_8101204_200862273 |  | bal_1P_1/0AC | 158.4 | OPEN | node_8101204_200862272 | node_8101204_200862273 | AD | 8101204
oh_line_8101204_200862274 |  | bal_1P_1/0AC | 105.60000000000001 | OPEN | node_8101204_200862273 | node_8101204_200862274 | AD | 8101204
oh_line_8101204_200863073 |  | bal_3P_477AL | 211.20000000000002 | OPEN | node_8101204_200863075 | node_8101204_200863073 | ABCD | 8101204
oh_line_8101204_200863075 |  | bal_3P_477AL | 158.4 | OPEN | node_8101204_200863076 | node_8101204_200863075 | ABCD | 8101204
oh_line_8101204_200863076 |  | bal_3P_477AL | 105.60000000000001 | OPEN | node_8101204_200863080 | node_8101204_200863076 | ABCD | 8101204
oh_line_8101204_200863077 |  | bal_3P_1/0AA | 105.60000000000001 | OPEN | node_8101204_200863076 | node_8101204_200863077 | ABCD | 8101204
oh_line_8101204_200863078 |  | bal_3P_1/0AA | 316.8 | OPEN | node_8101204_200863077 | node_8101204_200863078 | ABCD | 8101204
oh_line_8101204_200863079 |  | bal_3P_1/0AA | 316.8 | OPEN | node_8101204_200863078 | node_8101204_200863079 | ABCD | 8101204
oh_line_8101204_200863080 |  | bal_3P_477AL | 158.4 | OPEN | node_8101204_200863083 | node_8101204_200863080 | ABCD | 8101204
oh_line_8101204_200863083 |  | bal_3P_477AL | 158.4 | OPEN | node_8101204_200863087 | node_8101204_200863083 | ABCD | 8101204
oh_line_8101204_200863084 |  | bal_1P_1/0AC | 52.800000000000004 | OPEN | node_8101204_200863083 | node_8101204_200863084 | AD | 8101204
oh_line_8101204_200863085 |  | bal_1P_1/0AC | 158.4 | OPEN | node_8101204_200863084 | node_8101204_200863085 | AD | 8101204
oh_line_8101204_200863086 |  | bal_1P_1/0AC | 158.4 | OPEN | node_8101204_200863085 | node_8101204_200863086 | AD | 8101204
oh_line_8101204_200863087 |  | bal_3P_477AL | 158.4 | OPEN | node_8101204_200863088 | node_8101204_200863087 | ABCD | 8101204
oh_line_8101204_200863088 |  | bal_3P_477AL | 105.60000000000001 | OPEN | node_SOURCE_8101204 | node_intto1_8101204_200863088 | ABCD | 8101204
oh_line_8101204_200863181 |  | bal_3P_1/0AC | 158.4 | OPEN | node_8101204_200863183 | node_8101204_200863181 | ABCD | 8101204
oh_line_8101204_200863183 |  | bal_3P_1/0AC | 211.20000000000002 | OPEN | node_8101204_200863184 | node_intto1_8101204_200863183 | ABCD | 8101204
oh_line_8101204_200863184 |  | bal_3P_2AC | 158.4 | OPEN | node_8101204_200863185 | node_8101204_200863184 | ABCD | 8101204
oh_line_8101204_200863185 |  | bal_3P_1/0AC | 105.60000000000001 | OPEN | node_8101204_200862020 | node_intto1_8101204_200863185 | ABCD | 8101204
oh_line_8101204_200863186 |  | bal_3P_1/0AA | 105.60000000000001 | OPEN | node_8101204_200863184 | node_intto1_8101204_200863186 | ABCD | 8101204
oh_line_8101204_200863187 |  | bal_3P_1/0AA | 211.20000000000002 | OPEN | node_8101204_200863186 | node_8101204_200863187 | ABCD | 8101204
oh_line_8101204_200863188 |  | bal_3P_1/0AA | 211.20000000000002 | OPEN | node_8101204_200863187 | node_8101204_200863188 | ABCD | 8101204
oh_line_8101204_200863189 |  | bal_3P_1/0AA | 211.20000000000002 | OPEN | node_8101204_200863188 | node_8101204_200863189 | ABCD | 8101204
oh_line_8101204_200863190 |  | bal_1P_1/0AC | 52.800000000000004 | OPEN | node_8101204_200863189 | node_8101204_200863190 | AD | 8101204
oh_line_8101204_200863191 |  | bal_1P_1/0AC | 264 | OPEN | node_8101204_200863190 | node_8101204_200863191 | AD | 8101204
oh_line_8101204_200863192 |  | bal_1P_1/0AC | 316.8 | OPEN | node_8101204_200863191 | node_8101204_200863192 | AD | 8101204
oh_line_8101204_200863193 |  | bal_3P_1/0AC | 264 | OPEN | node_8101204_200863189 | node_8101204_200863193 | ABCD | 8101204
oh_line_8101204_200863194 |  | bal_3P_1/0AA | 316.8 | OPEN | node_8101204_200863189 | node_8101204_200863194 | ABCD | 8101204
oh_line_8101204_200863195 |  | bal_3P_1/0AA | 264 | OPEN | node_8101204_200863194 | node_8101204_200863195 | ABCD | 8101204
oh_line_8101204_200863196 |  | bal_3P_1/0AA | 158.4 | OPEN | node_8101204_200863195 | node_8101204_200863196 | ABCD | 8101204
oh_line_8101204_200863731 |  | bal_3P_1/0AA | 158.4 | OPEN | node_8101204_200862018 | node_8101204_200863731 | ABCD | 8101204
oh_line_8101204_200866786 |  | bal_3P_1/0AA | 158.4 | OPEN | node_8101204_200863083 | node_8101204_200866786 | ABCD | 8101204
oh_line_8101204_200866787 |  | bal_3P_1/0AA | 211.20000000000002 | OPEN | node_8101204_200866786 | node_8101204_200866787 | ABCD | 8101204
oh_line_8101204_200866788 |  | bal_3P_1/0AA | 211.20000000000002 | OPEN | node_8101204_200866787 | node_8101204_200866788 | ABCD | 8101204
oh_line_8101204_200866789 |  | bal_3P_1/0AA | 105.60000000000001 | OPEN | node_8101204_200866788 | node_8101204_200866789 | ABCD | 8101204
oh_line_8101204_200866790 |  | bal_3P_1/0AA | 316.8 | OPEN | node_8101204_200866789 | node_8101204_200866790 | ABCD | 8101204
oh_line_8101204_200866791 |  | bal_3P_1/0AA | 105.60000000000001 | OPEN | node_8101204_200866790 | node_8101204_200866791 | ABCD | 8101204
oh_line_8101204_200917419 |  | bal_3P_477AL | 105.60000000000001 | OPEN | node_8101204_200861929 | node_8101204_200917419 | ABCD | 8101204
oh_line_8101204_200970692 |  | bal_1P_1/0AA | 211.20000000000002 | OPEN | node_8101204_200970693 | node_8101204_200970692 | AD | 8101204
oh_line_8101204_200970693 |  | bal_1P_1/0AA | 52.800000000000004 | OPEN | node_8101204_200861706 | node_8101204_200970693 | AD | 8101204
oh_line_8101204_200975983 |  | bal_1P_1/0AA | 211.20000000000002 | OPEN | node_8101204_200970692 | node_8101204_200975983 | AD | 8101204
oh_line_8101204_200976632 |  | bal_3P_1/0AA | 0 | OPEN | node_8101204_200861941 | node_8101204_200976632 | ABCD | 8101204
oh_line_8101204_201004186 |  | bal_3P_1/0AA | 52.800000000000004 | OPEN | node_8101204_200863196 | node_8101204_201004186 | ABCD | 8101204
oh_line_8101204_310045008 |  | bal_3P_477AL | 158.4 | OPEN | node_8101204_200863073 | node_8101204_310045008 | ABCD | 8101204
oh_line_TAP_OH_905147 |  | unb_TAPWIRE_OH | 52.800000000000004 | OPEN | node_8101204_200861693 | node_1372127_622_15292158_353 | AN | 8101204
oh_line_TAP_OH_905148 |  | unb_TAPWIRE_OH | 52.800000000000004 | OPEN | node_8101204_200861698 | node_1372081_018_15291670_395 | AN | 8101204
oh_line_TAP_OH_905149 |  | unb_TAPWIRE_OH | 52.800000000000004 | OPEN | node_8101204_200861701 | node_1371957_922_15291447_939 | AN | 8101204
oh_line_TAP_OH_905150 |  | unb_TAPWIRE_OH | 52.800000000000004 | OPEN | node_8101204_200861703 | node_1371679_748_15291370_177 | AN | 8101204
oh_line_TAP_OH_905151 |  | unb_TAPWIRE_OH | 52.800000000000004 | OPEN | node_8101204_200861706 | node_1371333_127_15291273_918 | AN | 8101204
oh_line_TAP_OH_905217 |  | unb_TAPWIRE_OH | 52.800000000000004 | OPEN | node_8101204_200861940 | node_1371483_694_15291913_591 | ABCN | 8101204
oh_line_TAP_OH_905229 |  | unb_TAPWIRE_OH | 52.800000000000004 | OPEN | node_8101204_200861998 | node_1370055_718_15291781_19 | ABCN | 8101204
oh_line_TAP_OH_905234 |  | unb_TAPWIRE_OH | 52.800000000000004 | OPEN | node_8101204_200862016 | node_1369173_761_15291625_917 | ABCN | 8101204
oh_line_TAP_OH_905319 |  | unb_TAPWIRE_OH | 52.800000000000004 | OPEN | node_8101204_200862264 | node_1372418_929_15292415_869 | AN | 8101204
oh_line_TAP_OH_905321 |  | unb_TAPWIRE_OH | 52.800000000000004 | OPEN | node_8101204_200862271 | node_1371956_609_15292338_352 | AN | 8101204
oh_line_TAP_OH_905322 |  | unb_TAPWIRE_OH | 52.800000000000004 | OPEN | node_8101204_200862274 | node_1372347_03_15292172_885 | AN | 8101204
oh_line_TAP_OH_905541 |  | unb_TAPWIRE_OH | 52.800000000000004 | OPEN | node_8101204_200863073 | node_1368145_842_15291152_827 | ABCN | 8101204
oh_line_TAP_OH_905543 |  | unb_TAPWIRE_OH | 52.800000000000004 | OPEN | node_8101204_200863085 | node_1368135_402_15290571_255 | AN | 8101204
oh_line_TAP_OH_905544 |  | unb_TAPWIRE_OH | 52.800000000000004 | OPEN | node_8101204_200863086 | node_1367967_373_15290565_131 | AN | 8101204
oh_line_TAP_OH_905545 |  | unb_TAPWIRE_OH | 52.800000000000004 | OPEN | node_8101204_200863087 | node_1368382_97_15290403_723 | ABCN | 8101204
oh_line_TAP_OH_905572 |  | unb_TAPWIRE_OH | 52.800000000000004 | OPEN | node_8101204_200863184 | node_1368456_716_15291789_596 | ABCN | 8101204
oh_line_TAP_OH_905573 |  | unb_TAPWIRE_OH | 52.800000000000004 | OPEN | node_8101204_200863191 | node_1368999_307_15292353_867 | AN | 8101204
oh_line_TAP_OH_905574 |  | unb_TAPWIRE_OH | 52.800000000000004 | OPEN | node_8101204_200863192 | node_1368852_039_15292683_928 | AN | 8101204
oh_line_TAP_OH_905576 |  | unb_TAPWIRE_OH | 52.800000000000004 | OPEN | node_8101204_200863194 | node_1369362_95_15292044_374 | ABCN | 8101204
oh_line_TAP_OH_925097 |  | unb_TAPWIRE_OH | 52.800000000000004 | OPEN | node_8101204_200975983 | node_1371273_277_15290959_246 | AN | 8101204
oh_line_TAP_OH_1440854 |  | unb_TAPWIRE_OH | 52.800000000000004 | OPEN | node_8101204_200866787 | node_1368669_949_15290686_824 | ABCN | 8101204
oh_line_TAP_OH_2137323 |  | unb_TAPWIRE_OH | 105.60000000000001 | OPEN | node_8101204_200862017 | node_1368916_678_15291505_304 | ABCN | 8101204
oh_line_TAP_OH_2137324 |  | unb_TAPWIRE_OH | 105.60000000000001 | OPEN | node_8101204_200862017 | node_1368935_311_15291514_601 | ABCN | 8101204
oh_line_TAP_OH_2137325 |  | unb_TAPWIRE_OH | 105.60000000000001 | OPEN | node_8101204_200862017 | node_1368896_921_15291502_781 | ABCN | 8101204
oh_line_TAP_OH_2137375 |  | unb_TAPWIRE_OH | 52.800000000000004 | OPEN | node_8101204_200862015 | node_1369378_883_15291288_683 | ABCN | 8101204
oh_line_TAP_OH_2137376 |  | unb_TAPWIRE_OH | 52.800000000000004 | OPEN | node_8101204_200862015 | node_1369397_315_15291298_689 | ABCN | 8101204
oh_line_TAP_OH_2137377 |  | unb_TAPWIRE_OH | 52.800000000000004 | OPEN | node_8101204_200862015 | node_1369359_183_15291285_406 | ABCN | 8101204
oh_line_TAP_OH_2137395 |  | unb_TAPWIRE_OH | 105.60000000000001 | OPEN | node_8101204_200863183 | node_1368215_465_15291914_306 | ABCN | 8101204
oh_line_TAP_OH_2137396 |  | unb_TAPWIRE_OH | 105.60000000000001 | OPEN | node_8101204_200863183 | node_1368195_919_15291909_603 | ABCN | 8101204
oh_line_TAP_OH_2137397 |  | unb_TAPWIRE_OH | 105.60000000000001 | OPEN | node_8101204_200863183 | node_1368235_216_15291912_065 | ABCN | 8101204
oh_line_TAP_OH_2137411 |  | unb_TAPWIRE_OH | 105.60000000000001 | OPEN | node_8101204_200861945 | node_1371053_293_15291782_954 | ABCN | 8101204
oh_line_TAP_OH_2137412 |  | unb_TAPWIRE_OH | 105.60000000000001 | OPEN | node_8101204_200861945 | node_1371072_721_15291788_485 | ABCN | 8101204
oh_line_TAP_OH_2137467 |  | unb_TAPWIRE_OH | 105.60000000000001 | OPEN | node_8101204_200862019 | node_1368773_663_15291411_984 | ABCN | 8101204
oh_line_TAP_OH_2137468 |  | unb_TAPWIRE_OH | 105.60000000000001 | OPEN | node_8101204_200862019 | node_1368787_005_15291431_812 | ABCN | 8101204
oh_line_TAP_OH_2137469 |  | unb_TAPWIRE_OH | 105.60000000000001 | OPEN | node_8101204_200862019 | node_1368756_978_15291397_431 | ABCN | 8101204
oh_line_TAP_OH_2137517 |  | unb_TAPWIRE_OH | 52.800000000000004 | OPEN | node_8101204_200863196 | node_1369621_787_15291937_895 | ABCN | 8101204
oh_line_TAP_OH_2137518 |  | unb_TAPWIRE_OH | 105.60000000000001 | OPEN | node_8101204_200863196 | node_1369634_611_15291917_704 | ABCN | 8101204
oh_line_TAP_OH_2137525 |  | unb_TAPWIRE_OH | 105.60000000000001 | OPEN | node_8101204_200866790 | node_1369252_582_15290608_897 | ABCN | 8101204
oh_line_TAP_OH_2137526 |  | unb_TAPWIRE_OH | 105.60000000000001 | OPEN | node_8101204_200866790 | node_1369271_936_15290614_908 | ABCN | 8101204
oh_line_TAP_OH_2137527 |  | unb_TAPWIRE_OH | 105.60000000000001 | OPEN | node_8101204_200866790 | node_1369232_765_15290609_806 | ABCN | 8101204
oh_line_TAP_OH_2137539 |  | unb_TAPWIRE_OH | 105.60000000000001 | OPEN | node_8101204_200861948 | node_1370435_603_15291761_536 | ABCN | 8101204
oh_line_TAP_OH_2137540 |  | unb_TAPWIRE_OH | 105.60000000000001 | OPEN | node_8101204_200861948 | node_1370455_437_15291761_717 | ABCN | 8101204
oh_line_TAP_OH_2137560 |  | unb_TAPWIRE_OH | 105.60000000000001 | OPEN | node_8101204_200863731 | node_1368835_514_15291756_876 | ABCN | 8101204
oh_line_TAP_OH_2137561 |  | unb_TAPWIRE_OH | 105.60000000000001 | OPEN | node_8101204_200863731 | node_1368820_631_15291774_336 | ABCN | 8101204
oh_line_TAP_OH_2137562 |  | unb_TAPWIRE_OH | 105.60000000000001 | OPEN | node_8101204_200863731 | node_1368846_497_15291734_808 | ABCN | 8101204
oh_line_TAP_OH_2137612 |  | unb_TAPWIRE_OH | 105.60000000000001 | OPEN | node_8101204_200862025 | node_1368207_257_15291385_764 | ABCN | 8101204
oh_line_TAP_OH_2137613 |  | unb_TAPWIRE_OH | 105.60000000000001 | OPEN | node_8101204_200862025 | node_1368222_112_15291403_547 | ABCN | 8101204
oh_line_TAP_OH_2137614 |  | unb_TAPWIRE_OH | 105.60000000000001 | OPEN | node_8101204_200862025 | node_1368189_507_15291373_716 | ABCN | 8101204
oh_line_TAP_OH_2137623 |  | unb_TAPWIRE_OH | 105.60000000000001 | OPEN | node_8101204_200866789 | node_1368933_747_15290789_159 | ABCN | 8101204
oh_line_TAP_OH_2137624 |  | unb_TAPWIRE_OH | 105.60000000000001 | OPEN | node_8101204_200866789 | node_1368915_418_15290778_811 | ABCN | 8101204
oh_line_TAP_OH_2137625 |  | unb_TAPWIRE_OH | 105.60000000000001 | OPEN | node_8101204_200866789 | node_1368953_413_15290792_805 | ABCN | 8101204
oh_line_TAP_OH_2137641 |  | unb_TAPWIRE_OH | 105.60000000000001 | OPEN | node_8101204_200863075 | node_1368247_285_15291023_63 | ABCN | 8101204
oh_line_TAP_OH_2137642 |  | unb_TAPWIRE_OH | 105.60000000000001 | OPEN | node_8101204_200863075 | node_1368236_925_15291046_239 | ABCN | 8101204
oh_line_TAP_OH_2137643 |  | unb_TAPWIRE_OH | 52.800000000000004 | OPEN | node_8101204_200863075 | node_1368252_914_15290998_151 | ABCN | 8101204
oh_line_TAP_OH_2137644 |  | unb_TAPWIRE_OH | 105.60000000000001 | OPEN | node_8101204_200863193 | node_1369302_409_15291867_654 | ABCN | 8101204
oh_line_TAP_OH_2137645 |  | unb_TAPWIRE_OH | 52.800000000000004 | OPEN | node_8101204_200863193 | node_1369308_93_15291892_862 | ABCN | 8101204
oh_line_TAP_OH_2137646 |  | unb_TAPWIRE_OH | 105.60000000000001 | OPEN | node_8101204_200863193 | node_1369291_262_15291845_525 | ABCN | 8101204
oh_line_TAP_OH_2143720 |  | unb_TAPWIRE_OH | 105.60000000000001 | OPEN | node_8101204_200863181 | node_1368082_367_15291684_602 | ABCN | 8101204
oh_line_TAP_OH_2143721 |  | unb_TAPWIRE_OH | 105.60000000000001 | OPEN | node_8101204_200863181 | node_1368102_188_15291685_747 | ABCN | 8101204
oh_line_TAP_OH_2143722 |  | unb_TAPWIRE_OH | 105.60000000000001 | OPEN | node_8101204_200863181 | node_1368063_037_15291690_382 | ABCN | 8101204

## UndergroundLine
Name | GroupId | Configuration | NumParallelCables | Length | Status | From | To | Phases | Feeder | Comments
und_line_8101204_200863058 |  | und_3P_2ALURD | 0 | 52.800000000000004 | OPEN | node_8101204_200863078 | node_intto1_8101204_200863058 | ABCN | 8101204
und_line_8101204_200863175 |  | und_3P_2ALURD | 0 | 158.4 | OPEN | node_8101204_200863185 | node_intto1_8101204_200863175 | ABCN | 8101204
und_line_8101204_200866785 |  | und_3P_DELTACUST | 0 | 211.20000000000002 | OPEN | node_8101204_200866791 | node_intto1_8101204_200866785 | ABCN | 8101204
und_line_8101204_200917565 |  | und_3P_2ALURD | 0 | 52.800000000000004 | OPEN | node_8101204_200863079 | node_intto1_8101204_200917565 | ABCN | 8101204
und_line_8101204_200917572 |  | und_3P_DELTACUST | 0 | 0 | OPEN | node_8101204_200866787 | node_intto1_8101204_200917572 | ABCN | 8101204
und_line_8101204_200949192 |  | und_3P_2ALURD_2AL(N) | 0 | 316.8 | OPEN | node_8101204_200861941 | node_8101204_200949192 | ABCN | 8101204
und_line_8101204_200983601 |  | und_3P_DELTACUST | 0 | 264 | OPEN | node_8101204_200976632 | node_intto1_8101204_200983601 | ABCN | 8101204
und_line_8101204_201010124 |  | und_3P_DELTACUST | 0 | 52.800000000000004 | OPEN | node_8101204_201004186 | node_intto1_8101204_201010124 | ABCN | 8101204
und_line_8101204_312077852 |  | und_3P_2ALURD | 0 | 52.800000000000004 | OPEN | node_8101204_200861929 | node_intto1_8101204_312077852 | ABCN | 8101204
und_line_TAP_UG_59662 |  | und_TAPWIRE_UG | 0 | 52.800000000000004 | OPEN | node_8101204_200863058 | node_1367902_139_15290814_463 | ABCN | 8101204
und_line_TAP_UG_59663 |  | und_TAPWIRE_UG | 0 | 52.800000000000004 | OPEN | node_8101204_200863175 | node_1368516_274_15291840_334 | ABCN | 8101204
und_line_TAP_UG_59690 |  | und_TAPWIRE_UG | 0 | 52.800000000000004 | OPEN | node_8101204_200866785 | node_1369515_386_15290883_822 | ABCN | 8101204
und_line_TAP_UG_59942 |  | und_TAPWIRE_UG | 0 | 52.800000000000004 | OPEN | node_8101204_200949192 | node_1371573_301_15292205_367 | ABCN | 8101204
und_line_TAP_UG_62892 |  | und_TAPWIRE_UG | 0 | 52.800000000000004 | OPEN | node_8101204_200983601 | node_1371204_92_15292265_193 | ABCN | 8101204
und_line_TAP_UG_64014 |  | und_TAPWIRE_UG | 0 | 52.800000000000004 | OPEN | node_8101204_201010124 | node_1369730_615_15292025_954 | ABCN | 8101204
und_line_TAP_UG_2350956 |  | und_TAPWIRE_UG | 0 | 52.800000000000004 | OPEN | node_8101204_312077852 | node_1372547_074_15291784_798 | ABCN | 8101204