## Feeder
Name | Description | Comments
8101601

## Node
Name | GroupId | Latitude | Longitude | BusType | NominalVoltage | ConsistentPath | DistToSlack | Phases | Feeder | Comments
node_1395792_469_15297131_676 |  | 42.11164059462705 | -75.90154391664846 | PQ | 2771.281 | False | -1 | ABCN | 8101601
node_1395804_887_15297152_54 |  | 42.11169774125769 | -75.90149667175577 | PQ | 2771.281 | False | -1 | ABCN | 8101601
node_1395866_844_15297366_329 |  | 42.11228331070839 | -75.90126095329731 | PQ | 2771.281 | False | -1 | AN | 8101601
node_1396027_881_15297036_863 |  | 42.111380901208165 | -75.90064828009828 | PQ | 2771.281 | False | -1 | ABCD | 8101601
node_1396152_977_15296843_899 |  | 42.110852371566864 | -75.90017234620416 | PQ | 2771.281 | False | -1 | ABCN | 8101601
node_1396291_721_15296948_425 |  | 42.111138668955434 | -75.89964448782176 | PQ | 2771.281 | False | -1 | ABCN | 8101601
node_1396299_18_15297446_624 |  | 42.11250323923158 | -75.89961610968884 | PQ | 2771.281 | False | -1 | AN | 8101601
node_1396342_423_15296845_026 |  | 42.11085545842714 | -75.89945158956522 | PQ | 2771.281 | False | -1 | ABCN | 8101601
node_1396362_145_15296842_448 |  | 42.110848397268505 | -75.89937655624473 | PQ | 2771.281 | False | -1 | ABCN | 8101601
node_1396362_357_15297242_833 |  | 42.11194505436741 | -75.89937574968029 | PQ | 2771.281 | False | -1 | ABCN | 8101601
node_1396381_725_15296846_818 |  | 42.110860366726705 | -75.89930206317024 | PQ | 2771.281 | False | -1 | ABCN | 8101601
node_1396565_518_15296856_885 |  | 42.11088794030467 | -75.89860281364827 | PQ | 2771.281 | False | -1 | ABCN | 8101601
node_1396567_111_15296830_357 |  | 42.11081527994147 | -75.8985967530013 | PQ | 2771.281 | False | -1 | ABCN | 8101601
node_1396569_094_15296883_106 |  | 42.11095975979289 | -75.8985892085801 | PQ | 2771.281 | False | -1 | ABCN | 8101601
node_1396598_648_15297167_359 |  | 42.11173833059433 | -75.8984767689313 | PQ | 2771.281 | False | -1 | ABCN | 8101601
node_1396600_512_15297220_114 |  | 42.111882826879786 | -75.89846967725148 | PQ | 2771.281 | False | -1 | ABCN | 8101601
node_1396602_166_15297193_594 |  | 42.11181018842864 | -75.89846338452702 | PQ | 2771.281 | False | -1 | ABCN | 8101601
node_1396619_376_15296537_543 |  | 42.11001326050578 | -75.89839790823427 | PQ | 2771.281 | False | -1 | ABCN | 8101601
node_1396639_008_15296533_969 |  | 42.110003471296714 | -75.89832321732321 | PQ | 2771.281 | False | -1 | ABCN | 8101601
node_1396658_692_15296537_348 |  | 42.11001272639952 | -75.89824832857559 | PQ | 2771.281 | False | -1 | ABCN | 8101601
node_1396673_73_15296864_23 |  | 42.110908058307075 | -75.89819111576384 | PQ | 2771.281 | False | -1 | ABCN | 8101601
node_1396704_383_15297080_218 |  | 42.11149965083296 | -75.8980744949154 | PQ | 2771.281 | False | -1 | ABCN | 8101601
node_1396721_122_15297066_088 |  | 42.11146094867177 | -75.89801081056535 | PQ | 2771.281 | False | -1 | ABCN | 8101601
node_1396734_541_15297046_598 |  | 42.11140756543599 | -75.89795975731884 | PQ | 2771.281 | False | -1 | ABCN | 8101601
node_1396971_514_15296868_369 |  | 42.110919395054786 | -75.89705818186727 | PQ | 2771.281 | False | -1 | ABCN | 8101601
node_1396989_504_15296879_72 |  | 42.11095048551704 | -75.8969897380261 | PQ | 2771.281 | False | -1 | ABCN | 8101601
node_1397004_722_15296896_917 |  | 42.11099758821102 | -75.89693184039547 | PQ | 2771.281 | False | -1 | ABCN | 8101601
node_1397265_673_15296314_131 |  | 42.109401333595976 | -75.89593903946177 | PQ | 2771.281 | False | -1 | ABCN | 8101601
node_1397267_03_15296340_707 |  | 42.10947412543149 | -75.89593387668842 | PQ | 2771.281 | False | -1 | ABCN | 8101601
node_1397269_482_15296288_032 |  | 42.10932984826655 | -75.89592454793363 | PQ | 2771.281 | False | -1 | ABCN | 8101601
node_1397296_764_15296109_312 |  | 42.10884033303317 | -75.89582075222074 | PQ | 2771.281 | False | -1 | ABCN | 8101601
node_1397323_316_15296525_168 |  | 42.109979365300916 | -75.89571973382881 | PQ | 2771.281 | False | -1 | ABCN | 8101601
node_1397332_432_15296716_271 |  | 42.11050279765121 | -75.89568505155778 | PQ | 2771.281 | False | -1 | ABCN | 8101601
node_1397333_015_15295678_558 |  | 42.10766049504728 | -75.89568283350555 | PQ | 2771.281 | False | -1 | ABCD | 8101601
node_1397333_061_15296702_394 |  | 42.11046478845866 | -75.89568265849628 | PQ | 2771.281 | False | -1 | ABCN | 8101601
node_1397334_392_15296730_814 |  | 42.110542631022064 | -75.89567759464123 | PQ | 2771.281 | False | -1 | ABCN | 8101601
node_1397446_788_15296857_228 |  | 42.110888879783886 | -75.8952499785227 | PQ | 2771.281 | False | -1 | ABCN | 8101601
node_1397448_641_15296909_984 |  | 42.111033378808344 | -75.89524292869292 | PQ | 2771.281 | False | -1 | ABCN | 8101601
node_1397450_299_15296883_463 |  | 42.11096073761819 | -75.89523662075025 | PQ | 2771.281 | False | -1 | ABCN | 8101601
node_1397538_4_15296314_922 |  | 42.10940350015009 | -75.89490143615598 | PQ | 2771.281 | False | -1 | ABCN | 8101601
node_1397539_853_15296288_379 |  | 42.10933079870179 | -75.8948959081459 | PQ | 2771.281 | False | -1 | ABCN | 8101601
node_1397542_115_15296341_109 |  | 42.10947522651208 | -75.89488730225547 | PQ | 2771.281 | False | -1 | ABCN | 8101601
node_1397600_356_15296083_055 |  | 42.10876841494072 | -75.89466572150208 | PQ | 2771.281 | False | -1 | ABCN | 8101601
node_1397612_282_15296745_434 |  | 42.11058267529642 | -75.89462034844762 | PQ | 2771.281 | False | -1 | ABCN | 8101601
node_1397619_104_15297773_88 |  | 42.11339959552755 | -75.89459439381257 | PQ | 2771.281 | False | -1 | ABCN | 8101601
node_1397655_965_15297069_068 |  | 42.111469110911 | -75.89445415432233 | PQ | 2771.281 | False | -1 | ABCN | 8101601
node_1397661_969_15297301_039 |  | 42.112104480977045 | -75.89443131180857 | PQ | 2771.281 | False | -1 | ABCN | 8101601
node_1397705_997_15296522_713 |  | 42.10997264104007 | -75.8942638051138 | PQ | 2771.281 | False | -1 | ABCN | 8101601
node_1397715_985_15297641_539 |  | 42.113037112674476 | -75.8942258052758 | PQ | 2771.281 | False | -1 | ABCN | 8101601
node_1397717_22_15297694_322 |  | 42.113181685652116 | -75.89422110665745 | PQ | 2771.281 | False | -1 | ABCN | 8101601
node_1397719_189_15297667_843 |  | 42.11310915950023 | -75.89421361549996 | PQ | 2771.281 | False | -1 | ABCN | 8101601
node_1397739_559_15298083_1 |  | 42.11424655110311 | -75.89413611683156 | PQ | 2771.281 | False | -1 | ABCN | 8101601
node_1397764_95_15298222_686 |  | 42.114628878057935 | -75.89403951552133 | PQ | 2771.281 | False | -1 | ABCN | 8101601
node_1397788_647_15296957_734 |  | 42.1111641663665 | -75.89394935911753 | PQ | 2771.281 | False | -1 | ABCN | 8101601
node_1397937_663_15296515_579 |  | 42.109953100968035 | -75.89338242040513 | PQ | 2771.281 | False | -1 | ABCN | 8101601
node_1397941_033_15296489_367 |  | 42.10988130613087 | -75.89336959907413 | PQ | 2771.281 | False | -1 | ABCN | 8101601
node_1398130_889_15296730_749 |  | 42.11054245298664 | -75.89264728257 | PQ | 2771.281 | False | -1 | ABCN | 8101601
node_1398132_732_15296757_277 |  | 42.110615113349844 | -75.89264027078572 | PQ | 2771.281 | False | -1 | ABCN | 8101601
node_1398134_219_15296704_528 |  | 42.11047063349843 | -75.89263461342097 | PQ | 2771.281 | False | -1 | ABCN | 8101601
node_1398209_658_15296376_84 |  | 42.109573093951674 | -75.8923476020294 | PQ | 2771.281 | False | -1 | ABCN | 8101601
node_1398247_244_15296901_506 |  | 42.11101015751163 | -75.89220460424096 | PQ | 2771.281 | False | -1 | ABCN | 8101601
node_1398252_857_15296191_778 |  | 42.10906620793937 | -75.89218324930596 | PQ | 2771.281 | False | -1 | ABCD | 8101601
node_1398257_593_15296903_565 |  | 42.11101579712592 | -75.89216523096067 | PQ | 2771.281 | False | -1 | ABCN | 8101601
node_1398262_866_15296913_953 |  | 42.11104424992496 | -75.89214516957243 | PQ | 2771.281 | False | -1 | ABCN | 8101601
node_1398267_214_15297186_032 |  | 42.11178947606184 | -75.89212862739225 | PQ | 2771.281 | False | -1 | ABCN | 8101601
node_1398279_453_15297165_185 |  | 42.1117323759943 | -75.89208206351387 | PQ | 2771.281 | False | -1 | ABCN | 8101601
node_1398287_236_15297140_761 |  | 42.111665478500676 | -75.89205245270699 | PQ | 2771.281 | False | -1 | ABCN | 8101601
node_1398348_479_15296855_519 |  | 42.11088419882185 | -75.89181945069672 | PQ | 2771.281 | False | -1 | ABCN | 8101601
node_1398380_216_15296780_885 |  | 42.1106797758142 | -75.89169870571688 | PQ | 2771.281 | False | -1 | ABCN | 8101601
node_1398486_854_15296866_802 |  | 42.110915103031665 | -75.89129299619299 | PQ | 2771.281 | False | -1 | ABCN | 8101601
node_1398534_091_15297295_049 |  | 42.11208807432838 | -75.89111328069963 | PQ | 2771.281 | False | -1 | AN | 8101601
node_1398616_025_15296813_245 |  | 42.11076841006304 | -75.89080155876064 | PQ | 2771.281 | False | -1 | ABCN | 8101601
node_1398635_021_15296821_037 |  | 42.110789752401324 | -75.89072928754291 | PQ | 2771.281 | False | -1 | ABCN | 8101601
node_1398733_092_15297733_728 |  | 42.11328961894042 | -75.89035617159252 | PQ | 2771.281 | False | -1 | ABCN | 8101601
node_1398733_654_15297707_116 |  | 42.11321672850068 | -75.89035403343584 | PQ | 2771.281 | False | -1 | ABCN | 8101601
node_1398737_679_15297759_671 |  | 42.11336067698485 | -75.89033872012507 | PQ | 2771.281 | False | -1 | ABCN | 8101601
node_1398743_29_15297619_248 |  | 42.11297605748162 | -75.89031737279917 | PQ | 2771.281 | False | -1 | ABCN | 8101601
node_1398744_663_15297645_823 |  | 42.113048846578124 | -75.89031214915305 | PQ | 2771.281 | False | -1 | ABCN | 8101601
node_1398747_083_15297593_145 |  | 42.11290456119616 | -75.89030294214383 | PQ | 2771.281 | False | -1 | ABCN | 8101601
node_1398875_956_15297279_242 |  | 42.112044778853374 | -75.88981263846716 | PQ | 2771.281 | False | -1 | ABCN | 8101601
node_1398885_47_15297280_682 |  | 42.11204872302267 | -75.88977644198552 | PQ | 2771.281 | False | -1 | ABCN | 8101601
node_1398886_391_15297602_574 |  | 42.11293038728801 | -75.88977293799564 | PQ | 2771.281 | False | -1 | ABCN | 8101601
node_1398893_914_15297279_376 |  | 42.11204514588024 | -75.88974431637158 | PQ | 2771.281 | False | -1 | ABCN | 8101601
node_1398900_143_15297539_922 |  | 42.11275878305568 | -75.88972061783424 | PQ | 2771.281 | False | -1 | ABCN | 8101601
node_1398903_904_15297513_81 |  | 42.112687262119174 | -75.88970630892447 | PQ | 2771.281 | False | -1 | ABCN | 8101601
node_1398956_864_15297147_688 |  | 42.11168445159838 | -75.88950481999571 | PQ | 2771.281 | False | -1 | ABCN | 8101601
node_1398967_476_15297125_284 |  | 42.111623086897794 | -75.88946444611898 | PQ | 2771.281 | False | -1 | ABCN | 8101601
node_1398973_391_15297099_919 |  | 42.1115536119991 | -75.88944194221011 | PQ | 2771.281 | False | -1 | ABCN | 8101601
node_8101601_200808475 |  | 42.11107824921207 | -75.88982884965156 | PQ | 2771.281 | False | -1 | ABCD | 8101601
node_8101601_200808476 |  | 42.111454238105964 | -75.88987015564287 | PQ | 2771.281 | False | -1 | ABCD | 8101601
node_8101601_200808477 |  | 42.11154209173796 | -75.88976176783902 | PQ | 2771.281 | False | -1 | ABCN | 8101601
node_8101601_200808478 |  | 42.111710896705695 | -75.88989451997632 | PQ | 2771.281 | False | -1 | ABCD | 8101601
node_8101601_200808479 |  | 42.11187319379409 | -75.88978792791973 | PQ | 2771.281 | False | -1 | ABCD | 8101601
node_8101601_200808480 |  | 42.111918225799194 | -75.88979525167706 | PQ | 2771.281 | False | -1 | ABCN | 8101601
node_8101601_200808481 |  | 42.11205007061384 | -75.88995015009559 | PQ | 2771.281 | False | -1 | ABCD | 8101601
node_8101601_200808482 |  | 42.11238405410476 | -75.88998329532873 | PQ | 2771.281 | False | -1 | ABCD | 8101601
node_8101601_200808485 |  | 42.1130067370929 | -75.89004635192815 | PQ | 2771.281 | False | -1 | ABCN | 8101601
node_8101601_200808486 |  | 42.113286184226325 | -75.89007515236605 | PQ | 2771.281 | False | -1 | ABCN | 8101601
node_8101601_200808508 |  | 42.11108459275102 | -75.89228302741483 | PQ | 2771.281 | False | -1 | ABCN | 8101601
node_8101601_200808525 |  | 42.109585948108965 | -75.89223823265186 | PQ | 2771.281 | False | -1 | ABCN | 8101601
node_8101601_200808526 |  | 42.109853294311876 | -75.8922736872464 | PQ | 2771.281 | False | -1 | ABCD | 8101601
node_8101601_200808527 |  | 42.110186543749066 | -75.89232119845755 | PQ | 2771.281 | False | -1 | ABCD | 8101601
node_8101601_200808528 |  | 42.11000660198109 | -75.89242777529594 | PQ | 2771.281 | False | -1 | ABCD | 8101601
node_8101601_200808529 |  | 42.1099626792736 | -75.89305400790855 | PQ | 2771.281 | False | -1 | ABCN | 8101601
node_8101601_200808530 |  | 42.11057532928111 | -75.89236266804447 | PQ | 2771.281 | False | -1 | ABCN | 8101601
node_8101601_200808531 |  | 42.11093572227225 | -75.89238622200894 | PQ | 2771.281 | False | -1 | ABCD | 8101601
node_8101601_200808532 |  | 42.111230600968035 | -75.89243345168344 | PQ | 2771.281 | False | -1 | ABCD | 8101601
node_8101601_200808533 |  | 42.11154770396218 | -75.89243899871626 | PQ | 2771.281 | False | -1 | ABCD | 8101601
node_8101601_200809005 |  | 42.11098415886238 | -75.89556450060995 | PQ | 2771.281 | False | -1 | ABCN | 8101601
node_8101601_200809007 |  | 42.1104996121867 | -75.89557753499571 | PQ | 2771.281 | False | -1 | ABCN | 8101601
node_8101601_200809008 |  | 42.11060362047877 | -75.89544545245909 | PQ | 2771.281 | False | -1 | ABCD | 8101601
node_8101601_200809009 |  | 42.10997017867327 | -75.89561726209907 | PQ | 2771.281 | False | -1 | ABCN | 8101601
node_8101601_200809011 |  | 42.10942050938016 | -75.89565062038697 | PQ | 2771.281 | False | -1 | ABCN | 8101601
node_8101601_200809013 |  | 42.10910680275401 | -75.89568190139099 | PQ | 2771.281 | False | -1 | ABCD | 8101601
node_8101601_200809015 |  | 42.108828158149485 | -75.89573132248586 | PQ | 2771.281 | False | -1 | ABCN | 8101601
node_8101601_200809020 |  | 42.10817266186403 | -75.89577825540552 | PQ | 2771.281 | False | -1 | ABCD | 8101601
node_8101601_200809025 |  | 42.10767020756416 | -75.89585573505119 | PQ | 2771.281 | False | -1 | ABCD | 8101601
node_8101601_200809036 |  | 42.109605677172446 | -75.89459429489429 | PQ | 2771.281 | False | -1 | ABCN | 8101601
node_8101601_200809037 |  | 42.10984996368003 | -75.8945749715886 | PQ | 2771.281 | False | -1 | ABCN | 8101601
node_8101601_200809040 |  | 42.11042352806544 | -75.8944496573451 | PQ | 2771.281 | False | -1 | ABCN | 8101601
node_8101601_200809041 |  | 42.110656672294766 | -75.89457155890791 | PQ | 2771.281 | False | -1 | ABCN | 8101601
node_8101601_200809042 |  | 42.11098788665016 | -75.8944509394782 | PQ | 2771.281 | False | -1 | ABCD | 8101601
node_8101601_200809045 |  | 42.111109457451604 | -75.89458707005524 | PQ | 2771.281 | False | -1 | ABCD | 8101601
node_8101601_200809046 |  | 42.111478746735706 | -75.89455966969147 | PQ | 2771.281 | False | -1 | ABCN | 8101601
node_8101601_200809047 |  | 42.11183210048027 | -75.89455326663507 | PQ | 2771.281 | False | -1 | ABCD | 8101601
node_8101601_200809048 |  | 42.112133122767524 | -75.89447834364651 | PQ | 2771.281 | False | -1 | ABCN | 8101601
node_8101601_200809051 |  | 42.112651222272255 | -75.89450976922339 | PQ | 2771.281 | False | -1 | ABCD | 8101601
node_8101601_200809052 |  | 42.11314171806995 | -75.89449807784352 | PQ | 2771.281 | False | -1 | ABCN | 8101601
node_8101601_200809053 |  | 42.113490957826805 | -75.89448057311238 | PQ | 2771.281 | False | -1 | ABCN | 8101601
node_8101601_200809055 |  | 42.114236115488524 | -75.89425745532108 | PQ | 2771.281 | False | -1 | ABCN | 8101601
node_8101601_200809057 |  | 42.11488006686178 | -75.89419745757927 | PQ | 2771.281 | False | -1 | ABCN | 8101601
node_8101601_200809062 |  | 42.10884989764371 | -75.89466594977503 | PQ | 2771.281 | False | -1 | ABCN | 8101601
node_8101601_200809063 |  | 42.10938240706139 | -75.89462089630271 | PQ | 2771.281 | False | -1 | ABCN | 8101601
node_8101601_200809150 |  | 42.11098636376257 | -75.89183432648431 | PQ | 2771.281 | False | -1 | ABCN | 8101601
node_8101601_200809151 |  | 42.11097671424284 | -75.8917907796135 | PQ | 2771.281 | False | -1 | ABCN | 8101601
node_8101601_200809154 |  | 42.11100997125919 | -75.89129519141791 | PQ | 2771.281 | False | -1 | ABCN | 8101601
node_8101601_200809155 |  | 42.11103987299265 | -75.89086348160437 | PQ | 2771.281 | False | -1 | ABCN | 8101601
node_8101601_200809156 |  | 42.111078638150985 | -75.89034054250416 | PQ | 2771.281 | False | -1 | ABCD | 8101601
node_8101601_200809157 |  | 42.111104924395924 | -75.88986899525534 | PQ | 2771.281 | False | -1 | ABCD | 8101601
node_8101601_200809171 |  | 42.11304104588774 | -75.88979931874022 | PQ | 2771.281 | False | -1 | ABCN | 8101601
node_8101601_200809172 |  | 42.113066606295966 | -75.88925218270671 | PQ | 2771.281 | False | -1 | ABCD | 8101601
node_8101601_200809572 |  | 42.11077583824854 | -75.90011678076223 | PQ | 2771.281 | False | -1 | ABCN | 8101601
node_8101601_200809573 |  | 42.11085891231428 | -75.89990314390768 | PQ | 2771.281 | False | -1 | ABCD | 8101601
node_8101601_200809574 |  | 42.11109921904548 | -75.89956908165544 | PQ | 2771.281 | False | -1 | ABCN | 8101601
node_8101601_200809576 |  | 42.11108872865076 | -75.89570711794347 | PQ | 2771.281 | False | -1 | ABCD | 8101601
node_8101601_200809579 |  | 42.111140232928115 | -75.8993885405749 | PQ | 2771.281 | False | -1 | ABCN | 8101601
node_8101601_200809585 |  | 42.111061453624494 | -75.89395894277712 | PQ | 2771.281 | False | -1 | ABCN | 8101601
node_8101601_200809586 |  | 42.111026728500676 | -75.89338545643544 | PQ | 2771.281 | False | -1 | ABCD | 8101601
node_8101601_200809587 |  | 42.110982781142134 | -75.89287615283978 | PQ | 2771.281 | False | -1 | ABCD | 8101601
node_8101601_200809588 |  | 42.11119011571365 | -75.89883015068469 | PQ | 2771.281 | False | -1 | ABCD | 8101601
node_8101601_200809589 |  | 42.11118118655261 | -75.89852873526964 | PQ | 2771.281 | False | -1 | ABCD | 8101601
node_8101601_200809590 |  | 42.110937382110166 | -75.89828240211877 | PQ | 2771.281 | False | -1 | ABCN | 8101601
node_8101601_200809591 |  | 42.110859961353746 | -75.89829361792998 | PQ | 2771.281 | False | -1 | ABCN | 8101601
node_8101601_200809592 |  | 42.11027630099055 | -75.89831325701326 | PQ | 2771.281 | False | -1 | ABCN | 8101601
node_8101601_200809593 |  | 42.111245528553205 | -75.89819621385985 | PQ | 2771.281 | False | -1 | ABCN | 8101601
node_8101601_200809594 |  | 42.111567608322076 | -75.90092385501477 | PQ | 2771.281 | False | -1 | ABCD | 8101601
node_8101601_200809595 |  | 42.11140179982741 | -75.90091822047731 | PQ | 2771.281 | False | -1 | ABCD | 8101601
node_8101601_200809597 |  | 42.11137909346391 | -75.90067406352861 | PQ | 2771.281 | False | -1 | ABCD | 8101601
node_8101601_200809598 |  | 42.11139807203962 | -75.90040310353038 | PQ | 2771.281 | False | -1 | ABCD | 8101601
node_8101601_200809600 |  | 42.11147132950623 | -75.90005165448801 | PQ | 2771.281 | False | -1 | ABCD | 8101601
node_8101601_200809602 |  | 42.11167980624344 | -75.89965353503989 | PQ | 2771.281 | False | -1 | ABCD | 8101601
node_8101601_200809603 |  | 42.11187470024764 | -75.89928903639358 | PQ | 2771.281 | False | -1 | ABCN | 8101601
node_8101601_200809604 |  | 42.1119258265421 | -75.89906147488874 | PQ | 2771.281 | False | -1 | ABCD | 8101601
node_8101601_200809605 |  | 42.11211021097854 | -75.89881635919363 | PQ | 2771.281 | False | -1 | ABCD | 8101601
node_8101601_200809607 |  | 42.112555948671776 | -75.89866243093515 | PQ | 2771.281 | False | -1 | ABCD | 8101601
node_8101601_200809608 |  | 42.1120910927135 | -75.8986929890748 | PQ | 2771.281 | False | -1 | ABCD | 8101601
node_8101601_200809610 |  | 42.111845124455954 | -75.89872003561548 | PQ | 2771.281 | False | -1 | ABCN | 8101601
node_8101601_200809611 |  | 42.11139006866277 | -75.89881266497629 | PQ | 2771.281 | False | -1 | ABCD | 8101601
node_8101601_200809618 |  | 42.11218904232328 | -75.90126572800663 | PQ | 2771.281 | False | -1 | AN | 8101601
node_8101601_200809619 |  | 42.11221300315174 | -75.90079287960197 | PQ | 2771.281 | False | -1 | AD | 8101601
node_8101601_200809620 |  | 42.11222492604683 | -75.90048170551806 | PQ | 2771.281 | False | -1 | AD | 8101601
node_8101601_200815802 |  | 42.11147848379109 | -75.90129758730212 | PQ | 2771.281 | False | -1 | ABCN | 8101601
node_8101601_200815805 |  | 42.1116529667192 | -75.90103439238894 | PQ | 2771.281 | False | -1 | ABCD | 8101601
node_8101601_200815806 |  | 42.11190097827556 | -75.90058054009872 | PQ | 2771.281 | False | -1 | AD | 8101601
node_8101601_200815807 |  | 42.112149734841665 | -75.90023272440091 | PQ | 2771.281 | False | -1 | AD | 8101601
node_8101601_200815808 |  | 42.11236414426685 | -75.90000478624569 | PQ | 2771.281 | False | -1 | AD | 8101601
node_8101601_200815809 |  | 42.11258194184302 | -75.8997231240504 | PQ | 2771.281 | False | -1 | AN | 8101601
node_8101601_200815810 |  | 42.11279867942368 | -75.89944356577084 | PQ | 2771.281 | False | -1 | AD | 8101601
node_8101601_200815907 |  | 42.11207075285157 | -75.88998367958821 | PQ | 2771.281 | False | -1 | AD | 8101601
node_8101601_200815909 |  | 42.11206877802792 | -75.89050058847785 | PQ | 2771.281 | False | -1 | AD | 8101601
node_8101601_200815910 |  | 42.11201666021312 | -75.89111206704841 | PQ | 2771.281 | False | -1 | AN | 8101601
node_8101601_200815933 |  | 42.111625061721455 | -75.89229659063294 | PQ | 2771.281 | False | -1 | ABCN | 8101601
node_8101601_200917134 |  | 42.11306741430287 | -75.88899388805297 | PQ | 2771.281 | False | -1 | ABCD | 8101601
node_8101601_200917149 |  | 42.11323421979589 | -75.89689470419015 | PQ | 2771.281 | False | -1 | ABCN | 8101601
node_8101601_200917150 |  | 42.11244140342189 | -75.89692672327672 | PQ | 2771.281 | False | -1 | ABCN | 8101601
node_8101601_200917151 |  | 42.11314397775027 | -75.89578818527909 | PQ | 2771.281 | False | -1 | ABCN | 8101601
node_8101601_200917153 |  | 42.11247424958727 | -75.89594168742805 | PQ | 2771.281 | False | -1 | ABCN | 8101601
node_8101601_200917154 |  | 42.11173883183251 | -75.8962528957529 | PQ | 2771.281 | False | -1 | ABCD | 8101601
node_8101601_200957539 |  | 42.1110946449047 | -75.89507542960725 | PQ | 2771.281 | False | -1 | ABCD | 8101601
node_8101601_200959281 |  | 42.11116622336035 | -75.89714748985658 | PQ | 2771.281 | False | -1 | ABCN | 8101601
node_8101601_200976505 |  | 42.10766017732253 | -75.89569061761334 | PQ | 2771.281 | False | -1 | ABCD | 8101601
node_8101601_200983561 |  | 42.11076848949423 | -75.89171833719105 | PQ | 2771.281 | False | -1 | ABCN | 8101601
node_8101601_201008792 |  | 42.11267567064386 | -75.89001388770933 | PQ | 2771.281 | False | -1 | ABCN | 8101601
node_8101601_310055475 |  | 42.108579305718145 | -75.89572403677403 | PQ | 2771.281 | False | -1 | ABCD | 8101601
node_8101601_312099686 |  | 42.109916003864626 | -75.89430981733254 | PQ | 2771.281 | False | -1 | ABCN | 8101601
node_SOURCE_8101601 |  | 42.10760520820201 | -75.89550525616889 | SWING | 2771.281 | False | -1 | ABCN | 8101601
node_intto1_1397333_015_15295678_558 |  | 42.10766049504728 | -75.89568283350555 | PQ | 2771.281 | False | -1 | ABCD | 8101601
node_intto1_1398252_857_15296191_778 |  | 42.10906620793937 | -75.89218324930596 | PQ | 2771.281 | False | -1 | ABCD | 8101601
node_intto1_8101601_200808477 |  | 42.11154209173796 | -75.88976176783902 | PQ | 2771.281 | False | -1 | ABCD | 8101601
node_intto1_8101601_200808479 |  | 42.11187319379409 | -75.88978792791973 | PQ | 2771.281 | False | -1 | ABCD | 8101601
node_intto1_8101601_200808529 |  | 42.1099626792736 | -75.89305400790855 | PQ | 2771.281 | False | -1 | ABCD | 8101601
node_intto1_8101601_200808530 |  | 42.11057532928111 | -75.89236266804447 | PQ | 2771.281 | False | -1 | ABCD | 8101601
node_intto1_8101601_200809036 |  | 42.109605677172446 | -75.89459429489429 | PQ | 2771.281 | False | -1 | ABCD | 8101601
node_intto1_8101601_200809037 |  | 42.10984996368003 | -75.8945749715886 | PQ | 2771.281 | False | -1 | ABCN | 8101601
node_intto1_8101601_200809057 |  | 42.11488006686178 | -75.89419745757927 | PQ | 2771.281 | False | -1 | ABCD | 8101601
node_intto1_8101601_200809586 |  | 42.111026728500676 | -75.89338545643544 | PQ | 2771.281 | False | -1 | ABCD | 8101601
node_intto1_8101601_200809611 |  | 42.11139006866277 | -75.89881266497629 | PQ | 2771.281 | False | -1 | ABCD | 8101601
node_intto1_8101601_200917154 |  | 42.11173883183251 | -75.8962528957529 | PQ | 2771.281 | False | -1 | ABCD | 8101601
node_intto1_8101601_200976505 |  | 42.10766017732253 | -75.89569061761334 | PQ | 2771.281 | False | -1 | ABCD | 8101601
node_intto1_8101601_200983561 |  | 42.11076848949423 | -75.89171833719105 | PQ | 2771.281 | False | -1 | ABCN | 8101601
node_intto1_8101601_312099686 |  | 42.109916003864626 | -75.89430981733254 | PQ | 2771.281 | False | -1 | ABCN | 8101601

## Capacitor
Name | GroupId | NominalVoltage | RemoteSense | RemoteSenseB | ParticipatingPhases | PhasesConnected | SwitchA | SwitchB | SwitchC | Control | ControlLevel | VoltageSetHigh | VoltageSetLow | ReactivePowerSetHigh | ReactivePowerSetLow | CapacitorA | CapacitorB | CapacitorC | TimeDelay | DwellTime | LockoutTime | CurrentSetHigh | CurrentSetLow | Status | ParentNode | Phases | Feeder | Comments
cap_220368768 |  | 0 |  |  |  |  | CLOSED | CLOSED | CLOSED | MANUAL | BANK | 0 | 0 | 0 | 0 | 100000 | 100000 | 100000 | 0 | 0 | 0 | 0 | 0 | OPEN | node_1396027_881_15297036_863 | ABCN | 8101601

## EVChargingStation
Name | GroupId | ServiceCharge | ServiceDischarge | ChargeEfficiency | DischargeEfficiency | CommitmentStatus | ConstructionTime | CalendarLife | YearOfInstallation | DepthOfDischarge | ReactivePower | ReactivePowerA | ReactivePowerB | ReactivePowerC | ActivePower | ActivePowerA | ActivePowerB | ActivePowerC | Energy | MaxEnergy | PowerCharge | PowerDischarge | RampUpLimit | RampDownLimit | CapitalCost | FixedOperatingCost | VariableOperatingCost | MaxReactivePower | MaxActivePower | OutputSchedule | PlanningStatus | UnitType | UnitSubtype | ParentNode | Phases | Feeder | Comments
evchargingstation_load_220330941 |  | 0 | 0 | 0.92 | 0 | False | 0 | 0 | 0 | 0 | 0 | 0 | 0 | 0 | 0 | 0 | 0 | 0 | 0 | 8934.782795654088 | 0 | 0 | 0 | 0 | 0 | 0 | 0.001 | 634.3669136754406 | 1489.1304659423479 | OPTIMIZED | INSTALLED |  |  | node_1398967_476_15297125_284 | AN | 8101601
evchargingstation_load_220330942 |  | 0 | 0 | 0.92 | 0 | False | 0 | 0 | 0 | 0 | 0 | 0 | 0 | 0 | 0 | 0 | 0 | 0 | 0 | 8934.782795654088 | 0 | 0 | 0 | 0 | 0 | 0 | 0.001 | 634.3669136754406 | 1489.1304659423479 | OPTIMIZED | INSTALLED |  |  | node_1398956_864_15297147_688 | BN | 8101601
evchargingstation_load_220330943 |  | 0 | 0 | 0.92 | 0 | False | 0 | 0 | 0 | 0 | 0 | 0 | 0 | 0 | 0 | 0 | 0 | 0 | 0 | 8934.782795654088 | 0 | 0 | 0 | 0 | 0 | 0 | 0.001 | 634.3669136754406 | 1489.1304659423479 | OPTIMIZED | INSTALLED |  |  | node_1398973_391_15297099_919 | CN | 8101601
evchargingstation_load_220330944 |  | 0 | 0 | 0.92 | 0 | False | 0 | 0 | 0 | 0 | 0 | 0 | 0 | 0 | 0 | 0 | 0 | 0 | 0 | 6411.218072102927 | 0 | 0 | 0 | 0 | 0 | 0 | 0.001 | 455.19457823727123 | 1068.5363453504879 | OPTIMIZED | INSTALLED |  |  | node_1398885_47_15297280_682 | AN | 8101601
evchargingstation_load_220330945 |  | 0 | 0 | 0.92 | 0 | False | 0 | 0 | 0 | 0 | 0 | 0 | 0 | 0 | 0 | 0 | 0 | 0 | 0 | 6411.218072102927 | 0 | 0 | 0 | 0 | 0 | 0 | 0.001 | 455.19457823727123 | 1068.5363453504879 | OPTIMIZED | INSTALLED |  |  | node_1398875_956_15297279_242 | BN | 8101601
evchargingstation_load_220330946 |  | 0 | 0 | 0.92 | 0 | False | 0 | 0 | 0 | 0 | 0 | 0 | 0 | 0 | 0 | 0 | 0 | 0 | 0 | 6411.218072102927 | 0 | 0 | 0 | 0 | 0 | 0 | 0.001 | 455.19457823727123 | 1068.5363453504879 | OPTIMIZED | INSTALLED |  |  | node_1398893_914_15297279_376 | CN | 8101601
evchargingstation_load_220330949 |  | 0 | 0 | 0.92 | 0 | False | 0 | 0 | 0 | 0 | 0 | 0 | 0 | 0 | 0 | 0 | 0 | 0 | 0 | 2114.3378291309627 | 0 | 0 | 0 | 0 | 0 | 0 | 0.001 | 150.11734276855532 | 352.3896381884938 | OPTIMIZED | INSTALLED |  |  | node_1398743_29_15297619_248 | AN | 8101601
evchargingstation_load_220330950 |  | 0 | 0 | 0.92 | 0 | False | 0 | 0 | 0 | 0 | 0 | 0 | 0 | 0 | 0 | 0 | 0 | 0 | 0 | 2114.3378291309627 | 0 | 0 | 0 | 0 | 0 | 0 | 0.001 | 150.11734276855532 | 352.3896381884938 | OPTIMIZED | INSTALLED |  |  | node_1398747_083_15297593_145 | BN | 8101601
evchargingstation_load_220330951 |  | 0 | 0 | 0.92 | 0 | False | 0 | 0 | 0 | 0 | 0 | 0 | 0 | 0 | 0 | 0 | 0 | 0 | 0 | 2114.3378291309627 | 0 | 0 | 0 | 0 | 0 | 0 | 0.001 | 150.11734276855532 | 352.3896381884938 | OPTIMIZED | INSTALLED |  |  | node_1398744_663_15297645_823 | CN | 8101601
evchargingstation_load_220330952 |  | 0 | 0 | 0.92 | 0 | False | 0 | 0 | 0 | 0 | 0 | 0 | 0 | 0 | 0 | 0 | 0 | 0 | 0 | 0 | 0 | 0 | 0 | 0 | 0 | 0 | 0.001 | 0 | 0 | OPTIMIZED | INSTALLED |  |  | node_1398733_092_15297733_728 | BN | 8101601
evchargingstation_load_220330953 |  | 0 | 0 | 0.92 | 0 | False | 0 | 0 | 0 | 0 | 0 | 0 | 0 | 0 | 0 | 0 | 0 | 0 | 0 | 0 | 0 | 0 | 0 | 0 | 0 | 0 | 0.001 | 0 | 0 | OPTIMIZED | INSTALLED |  |  | node_1398733_654_15297707_116 | AN | 8101601
evchargingstation_load_220330954 |  | 0 | 0 | 0.92 | 0 | False | 0 | 0 | 0 | 0 | 0 | 0 | 0 | 0 | 0 | 0 | 0 | 0 | 0 | 0 | 0 | 0 | 0 | 0 | 0 | 0 | 0.001 | 0 | 0 | OPTIMIZED | INSTALLED |  |  | node_1398737_679_15297759_671 | CN | 8101601
evchargingstation_load_220330966 |  | 0 | 0 | 0.92 | 0 | False | 0 | 0 | 0 | 0 | 0 | 0 | 0 | 0 | 0 | 0 | 0 | 0 | 0 | 204.61334490342688 | 0 | 0 | 0 | 0 | 0 | 0 | 0.001 | 14.527479283695005 | 34.102224150571146 | OPTIMIZED | INSTALLED |  |  | node_1398257_593_15296903_565 | AN | 8101601
evchargingstation_load_220330967 |  | 0 | 0 | 0.92 | 0 | False | 0 | 0 | 0 | 0 | 0 | 0 | 0 | 0 | 0 | 0 | 0 | 0 | 0 | 204.61334490342688 | 0 | 0 | 0 | 0 | 0 | 0 | 0.001 | 14.527479283695005 | 34.102224150571146 | OPTIMIZED | INSTALLED |  |  | node_1398262_866_15296913_953 | BN | 8101601
evchargingstation_load_220330968 |  | 0 | 0 | 0.92 | 0 | False | 0 | 0 | 0 | 0 | 0 | 0 | 0 | 0 | 0 | 0 | 0 | 0 | 0 | 204.61334490342688 | 0 | 0 | 0 | 0 | 0 | 0 | 0.001 | 14.527479283695005 | 34.102224150571146 | OPTIMIZED | INSTALLED |  |  | node_1398247_244_15296901_506 | CN | 8101601
evchargingstation_load_220330984 |  | 0 | 0 | 0.92 | 0 | False | 0 | 0 | 0 | 0 | 0 | 0 | 0 | 0 | 0 | 0 | 0 | 0 | 0 | 1636.906759227415 | 0 | 0 | 0 | 0 | 0 | 0 | 0.001 | 116.21990247400835 | 272.81779320456917 | OPTIMIZED | INSTALLED |  |  | node_1398209_658_15296376_84 | AN | 8101601
evchargingstation_load_220330985 |  | 0 | 0 | 0.92 | 0 | False | 0 | 0 | 0 | 0 | 0 | 0 | 0 | 0 | 0 | 0 | 0 | 0 | 0 | 0 | 0 | 0 | 0 | 0 | 0 | 0 | 0.001 | 0 | 0 | OPTIMIZED | INSTALLED |  |  | node_1397937_663_15296515_579 | AN | 8101601
evchargingstation_load_220330986 |  | 0 | 0 | 0.92 | 0 | False | 0 | 0 | 0 | 0 | 0 | 0 | 0 | 0 | 0 | 0 | 0 | 0 | 0 | 0 | 0 | 0 | 0 | 0 | 0 | 0 | 0.001 | 0 | 0 | OPTIMIZED | INSTALLED |  |  | node_1397941_033_15296489_367 | AN | 8101601
evchargingstation_load_220330987 |  | 0 | 0 | 0.92 | 0 | False | 0 | 0 | 0 | 0 | 0 | 0 | 0 | 0 | 0 | 0 | 0 | 0 | 0 | 3410.222483261563 | 0 | 0 | 0 | 0 | 0 | 0 | 0.001 | 242.12476840233063 | 568.3704138769272 | OPTIMIZED | INSTALLED |  |  | node_1398130_889_15296730_749 | AN | 8101601
evchargingstation_load_220330988 |  | 0 | 0 | 0.92 | 0 | False | 0 | 0 | 0 | 0 | 0 | 0 | 0 | 0 | 0 | 0 | 0 | 0 | 0 | 3410.222483261563 | 0 | 0 | 0 | 0 | 0 | 0 | 0.001 | 242.12476840233063 | 568.3704138769272 | OPTIMIZED | INSTALLED |  |  | node_1398134_219_15296704_528 | BN | 8101601
evchargingstation_load_220330989 |  | 0 | 0 | 0.92 | 0 | False | 0 | 0 | 0 | 0 | 0 | 0 | 0 | 0 | 0 | 0 | 0 | 0 | 0 | 3410.222483261563 | 0 | 0 | 0 | 0 | 0 | 0 | 0.001 | 242.12476840233063 | 568.3704138769272 | OPTIMIZED | INSTALLED |  |  | node_1398132_732_15296757_277 | CN | 8101601
evchargingstation_load_220331170 |  | 0 | 0 | 0.92 | 0 | False | 0 | 0 | 0 | 0 | 0 | 0 | 0 | 0 | 0 | 0 | 0 | 0 | 0 | 3137.404553648097 | 0 | 0 | 0 | 0 | 0 | 0 | 0.001 | 222.75480739147864 | 522.9007589413495 | OPTIMIZED | INSTALLED |  |  | node_1397450_299_15296883_463 | AN | 8101601
evchargingstation_load_220331171 |  | 0 | 0 | 0.92 | 0 | False | 0 | 0 | 0 | 0 | 0 | 0 | 0 | 0 | 0 | 0 | 0 | 0 | 0 | 3137.404553648097 | 0 | 0 | 0 | 0 | 0 | 0 | 0.001 | 222.75480739147864 | 522.9007589413495 | OPTIMIZED | INSTALLED |  |  | node_1397448_641_15296909_984 | BN | 8101601
evchargingstation_load_220331172 |  | 0 | 0 | 0.92 | 0 | False | 0 | 0 | 0 | 0 | 0 | 0 | 0 | 0 | 0 | 0 | 0 | 0 | 0 | 3137.404553648097 | 0 | 0 | 0 | 0 | 0 | 0 | 0.001 | 222.75480739147864 | 522.9007589413495 | OPTIMIZED | INSTALLED |  |  | node_1397446_788_15296857_228 | CN | 8101601
evchargingstation_load_220331176 |  | 0 | 0 | 0.92 | 0 | False | 0 | 0 | 0 | 0 | 0 | 0 | 0 | 0 | 0 | 0 | 0 | 0 | 0 | 0 | 0 | 0 | 0 | 0 | 0 | 0 | 0.001 | 0 | 0 | OPTIMIZED | INSTALLED |  |  | node_1397323_316_15296525_168 | AN | 8101601
evchargingstation_load_220331179 |  | 0 | 0 | 0.92 | 0 | False | 0 | 0 | 0 | 0 | 0 | 0 | 0 | 0 | 0 | 0 | 0 | 0 | 0 | 6240.543328878597 | 0 | 0 | 0 | 0 | 0 | 0 | 0.001 | 443.0767280098314 | 1040.0905548130995 | OPTIMIZED | INSTALLED |  |  | node_1397296_764_15296109_312 | AN | 8101601
evchargingstation_load_220331186 |  | 0 | 0 | 0.92 | 0 | False | 0 | 0 | 0 | 0 | 0 | 0 | 0 | 0 | 0 | 0 | 0 | 0 | 0 | 0 | 0 | 0 | 0 | 0 | 0 | 0 | 0.001 | 0 | 0 | OPTIMIZED | INSTALLED |  |  | node_1397612_282_15296745_434 | AN | 8101601
evchargingstation_load_220331190 |  | 0 | 0 | 0.92 | 0 | False | 0 | 0 | 0 | 0 | 0 | 0 | 0 | 0 | 0 | 0 | 0 | 0 | 0 | 0 | 0 | 0 | 0 | 0 | 0 | 0 | 0.001 | 0 | 0 | OPTIMIZED | INSTALLED |  |  | node_1397661_969_15297301_039 | AN | 8101601
evchargingstation_load_220331191 |  | 0 | 0 | 0.92 | 0 | False | 0 | 0 | 0 | 0 | 0 | 0 | 0 | 0 | 0 | 0 | 0 | 0 | 0 | 0 | 0 | 0 | 0 | 0 | 0 | 0 | 0.001 | 0 | 0 | OPTIMIZED | INSTALLED |  |  | node_1397719_189_15297667_843 | AN | 8101601
evchargingstation_load_220331192 |  | 0 | 0 | 0.92 | 0 | False | 0 | 0 | 0 | 0 | 0 | 0 | 0 | 0 | 0 | 0 | 0 | 0 | 0 | 0 | 0 | 0 | 0 | 0 | 0 | 0 | 0.001 | 0 | 0 | OPTIMIZED | INSTALLED |  |  | node_1397717_22_15297694_322 | BN | 8101601
evchargingstation_load_220331193 |  | 0 | 0 | 0.92 | 0 | False | 0 | 0 | 0 | 0 | 0 | 0 | 0 | 0 | 0 | 0 | 0 | 0 | 0 | 0 | 0 | 0 | 0 | 0 | 0 | 0 | 0.001 | 0 | 0 | OPTIMIZED | INSTALLED |  |  | node_1397715_985_15297641_539 | CN | 8101601
evchargingstation_load_220331194 |  | 0 | 0 | 0.92 | 0 | False | 0 | 0 | 0 | 0 | 0 | 0 | 0 | 0 | 0 | 0 | 0 | 0 | 0 | 0 | 0 | 0 | 0 | 0 | 0 | 0 | 0.001 | 0 | 0 | OPTIMIZED | INSTALLED |  |  | node_1397619_104_15297773_88 | AN | 8101601
evchargingstation_load_220331197 |  | 0 | 0 | 0.92 | 0 | False | 0 | 0 | 0 | 0 | 0 | 0 | 0 | 0 | 0 | 0 | 0 | 0 | 0 | 0 | 0 | 0 | 0 | 0 | 0 | 0 | 0.001 | 0 | 0 | OPTIMIZED | INSTALLED |  |  | node_1397764_95_15298222_686 | AN | 8101601
evchargingstation_load_220331199 |  | 0 | 0 | 0.92 | 0 | False | 0 | 0 | 0 | 0 | 0 | 0 | 0 | 0 | 0 | 0 | 0 | 0 | 0 | 4699.559305741908 | 0 | 0 | 0 | 0 | 0 | 0 | 0.001 | 333.6673125164853 | 783.259884290318 | OPTIMIZED | INSTALLED |  |  | node_1397600_356_15296083_055 | AN | 8101601
evchargingstation_load_220331201 |  | 0 | 0 | 0.92 | 0 | False | 0 | 0 | 0 | 0 | 0 | 0 | 0 | 0 | 0 | 0 | 0 | 0 | 0 | 543.1256627116563 | 0 | 0 | 0 | 0 | 0 | 0 | 0.001 | 38.56177200274133 | 90.52094378527605 | OPTIMIZED | INSTALLED |  |  | node_1397538_4_15296314_922 | AN | 8101601
evchargingstation_load_220331202 |  | 0 | 0 | 0.92 | 0 | False | 0 | 0 | 0 | 0 | 0 | 0 | 0 | 0 | 0 | 0 | 0 | 0 | 0 | 405.1344229087852 | 0 | 0 | 0 | 0 | 0 | 0 | 0.001 | 28.76440761762715 | 67.52240381813087 | OPTIMIZED | INSTALLED |  |  | node_1397539_853_15296288_379 | BN | 8101601
evchargingstation_load_220331222 |  | 0 | 0 | 0.92 | 0 | False | 0 | 0 | 0 | 0 | 0 | 0 | 0 | 0 | 0 | 0 | 0 | 0 | 0 | 3136.4770413556494 | 0 | 0 | 0 | 0 | 0 | 0 | 0.001 | 222.68892189441976 | 522.7461735592749 | OPTIMIZED | INSTALLED |  |  | node_1398486_854_15296866_802 | AN | 8101601
evchargingstation_load_220331223 |  | 0 | 0 | 0.92 | 0 | False | 0 | 0 | 0 | 0 | 0 | 0 | 0 | 0 | 0 | 0 | 0 | 0 | 0 | 3683.040208261684 | 0 | 0 | 0 | 0 | 0 | 0 | 0.001 | 261.4947635154067 | 613.8400347102806 | OPTIMIZED | INSTALLED |  |  | node_1398616_025_15296813_245 | AN | 8101601
evchargingstation_load_220331224 |  | 0 | 0 | 0.92 | 0 | False | 0 | 0 | 0 | 0 | 0 | 0 | 0 | 0 | 0 | 0 | 0 | 0 | 0 | 3683.040208261684 | 0 | 0 | 0 | 0 | 0 | 0 | 0.001 | 261.4947635154067 | 613.8400347102806 | OPTIMIZED | INSTALLED |  |  | node_1398635_021_15296821_037 | AN | 8101601
evchargingstation_load_220331228 |  | 0 | 0 | 0.92 | 0 | False | 0 | 0 | 0 | 0 | 0 | 0 | 0 | 0 | 0 | 0 | 0 | 0 | 0 | 66527.49188987244 | 0 | 0 | 0 | 0 | 0 | 0 | 0.001 | 4723.432158531826 | 11087.915314978742 | OPTIMIZED | INSTALLED |  |  | node_1398886_391_15297602_574 | AN | 8101601
evchargingstation_load_220331409 |  | 0 | 0 | 0.92 | 0 | False | 0 | 0 | 0 | 0 | 0 | 0 | 0 | 0 | 0 | 0 | 0 | 0 | 0 | 758.7062829019069 | 0 | 0 | 0 | 0 | 0 | 0 | 0.001 | 53.867907370466334 | 126.4510471503178 | OPTIMIZED | INSTALLED |  |  | node_1396152_977_15296843_899 | AN | 8101601
evchargingstation_load_220331410 |  | 0 | 0 | 0.92 | 0 | False | 0 | 0 | 0 | 0 | 0 | 0 | 0 | 0 | 0 | 0 | 0 | 0 | 0 | 0 | 0 | 0 | 0 | 0 | 0 | 0 | 0.001 | 0 | 0 | OPTIMIZED | INSTALLED |  |  | node_1396291_721_15296948_425 | AN | 8101601
evchargingstation_load_220331411 |  | 0 | 0 | 0.92 | 0 | False | 0 | 0 | 0 | 0 | 0 | 0 | 0 | 0 | 0 | 0 | 0 | 0 | 0 | 603.5275221271479 | 0 | 0 | 0 | 0 | 0 | 0 | 0.001 | 42.850263098572256 | 100.58792035452464 | OPTIMIZED | INSTALLED |  |  | node_1396362_145_15296842_448 | AN | 8101601
evchargingstation_load_220331412 |  | 0 | 0 | 0.92 | 0 | False | 0 | 0 | 0 | 0 | 0 | 0 | 0 | 0 | 0 | 0 | 0 | 0 | 0 | 1295.884449517255 | 0 | 0 | 0 | 0 | 0 | 0 | 0.001 | 92.0074256337753 | 215.98074158620918 | OPTIMIZED | INSTALLED |  |  | node_1396381_725_15296846_818 | BN | 8101601
evchargingstation_load_220331413 |  | 0 | 0 | 0.92 | 0 | False | 0 | 0 | 0 | 0 | 0 | 0 | 0 | 0 | 0 | 0 | 0 | 0 | 0 | 1295.884449517255 | 0 | 0 | 0 | 0 | 0 | 0 | 0.001 | 92.0074256337753 | 215.98074158620918 | OPTIMIZED | INSTALLED |  |  | node_1396342_423_15296845_026 | CN | 8101601
evchargingstation_load_220331414 |  | 0 | 0 | 0.92 | 0 | False | 0 | 0 | 0 | 0 | 0 | 0 | 0 | 0 | 0 | 0 | 0 | 0 | 0 | 0 | 0 | 0 | 0 | 0 | 0 | 0 | 0.001 | 0 | 0 | OPTIMIZED | INSTALLED |  |  | node_1396673_73_15296864_23 | AN | 8101601
evchargingstation_load_220331415 |  | 0 | 0 | 0.92 | 0 | False | 0 | 0 | 0 | 0 | 0 | 0 | 0 | 0 | 0 | 0 | 0 | 0 | 0 | 2455.360138841122 | 0 | 0 | 0 | 0 | 0 | 0 | 0.001 | 174.32985371101256 | 409.2266898068537 | OPTIMIZED | INSTALLED |  |  | node_1396565_518_15296856_885 | AN | 8101601
evchargingstation_load_220331416 |  | 0 | 0 | 0.92 | 0 | False | 0 | 0 | 0 | 0 | 0 | 0 | 0 | 0 | 0 | 0 | 0 | 0 | 0 | 2455.360138841122 | 0 | 0 | 0 | 0 | 0 | 0 | 0.001 | 174.32985371101256 | 409.2266898068537 | OPTIMIZED | INSTALLED |  |  | node_1396567_111_15296830_357 | BN | 8101601
evchargingstation_load_220331417 |  | 0 | 0 | 0.92 | 0 | False | 0 | 0 | 0 | 0 | 0 | 0 | 0 | 0 | 0 | 0 | 0 | 0 | 0 | 2455.360138841122 | 0 | 0 | 0 | 0 | 0 | 0 | 0.001 | 174.32985371101256 | 409.2266898068537 | OPTIMIZED | INSTALLED |  |  | node_1396569_094_15296883_106 | CN | 8101601
evchargingstation_load_220331418 |  | 0 | 0 | 0.92 | 0 | False | 0 | 0 | 0 | 0 | 0 | 0 | 0 | 0 | 0 | 0 | 0 | 0 | 0 | 1432.2934143239881 | 0 | 0 | 0 | 0 | 0 | 0 | 0.001 | 101.69242319031333 | 238.71556905399802 | OPTIMIZED | INSTALLED |  |  | node_1396639_008_15296533_969 | AN | 8101601
evchargingstation_load_220331419 |  | 0 | 0 | 0.92 | 0 | False | 0 | 0 | 0 | 0 | 0 | 0 | 0 | 0 | 0 | 0 | 0 | 0 | 0 | 1432.2934143239881 | 0 | 0 | 0 | 0 | 0 | 0 | 0.001 | 101.69242319031333 | 238.71556905399802 | OPTIMIZED | INSTALLED |  |  | node_1396658_692_15296537_348 | BN | 8101601
evchargingstation_load_220331420 |  | 0 | 0 | 0.92 | 0 | False | 0 | 0 | 0 | 0 | 0 | 0 | 0 | 0 | 0 | 0 | 0 | 0 | 0 | 1432.2934143239881 | 0 | 0 | 0 | 0 | 0 | 0 | 0.001 | 101.69242319031333 | 238.71556905399802 | OPTIMIZED | INSTALLED |  |  | node_1396619_376_15296537_543 | CN | 8101601
evchargingstation_load_220331421 |  | 0 | 0 | 0.92 | 0 | False | 0 | 0 | 0 | 0 | 0 | 0 | 0 | 0 | 0 | 0 | 0 | 0 | 0 | 7638.898141523488 | 0 | 0 | 0 | 0 | 0 | 0 | 0.001 | 542.3594880416654 | 1273.1496902539147 | OPTIMIZED | INSTALLED |  |  | node_1396721_122_15297066_088 | AN | 8101601
evchargingstation_load_220331422 |  | 0 | 0 | 0.92 | 0 | False | 0 | 0 | 0 | 0 | 0 | 0 | 0 | 0 | 0 | 0 | 0 | 0 | 0 | 7638.898141523488 | 0 | 0 | 0 | 0 | 0 | 0 | 0.001 | 542.3594880416654 | 1273.1496902539147 | OPTIMIZED | INSTALLED |  |  | node_1396704_383_15297080_218 | BN | 8101601
evchargingstation_load_220331423 |  | 0 | 0 | 0.92 | 0 | False | 0 | 0 | 0 | 0 | 0 | 0 | 0 | 0 | 0 | 0 | 0 | 0 | 0 | 7638.898141523488 | 0 | 0 | 0 | 0 | 0 | 0 | 0.001 | 542.3594880416654 | 1273.1496902539147 | OPTIMIZED | INSTALLED |  |  | node_1396734_541_15297046_598 | CN | 8101601
evchargingstation_load_220331424 |  | 0 | 0 | 0.92 | 0 | False | 0 | 0 | 0 | 0 | 0 | 0 | 0 | 0 | 0 | 0 | 0 | 0 | 0 | 296.1164327442394 | 0 | 0 | 0 | 0 | 0 | 0 | 0.001 | 21.024191699947863 | 49.35273879070656 | OPTIMIZED | INSTALLED |  |  | node_1396362_357_15297242_833 | AN | 8101601
evchargingstation_load_220331425 |  | 0 | 0 | 0.92 | 0 | False | 0 | 0 | 0 | 0 | 0 | 0 | 0 | 0 | 0 | 0 | 0 | 0 | 0 | 0 | 0 | 0 | 0 | 0 | 0 | 0 | 0.001 | 0 | 0 | OPTIMIZED | INSTALLED |  |  | node_1396602_166_15297193_594 | AN | 8101601
evchargingstation_load_220331426 |  | 0 | 0 | 0.92 | 0 | False | 0 | 0 | 0 | 0 | 0 | 0 | 0 | 0 | 0 | 0 | 0 | 0 | 0 | 0 | 0 | 0 | 0 | 0 | 0 | 0 | 0.001 | 0 | 0 | OPTIMIZED | INSTALLED |  |  | node_1396600_512_15297220_114 | BN | 8101601
evchargingstation_load_220331427 |  | 0 | 0 | 0.92 | 0 | False | 0 | 0 | 0 | 0 | 0 | 0 | 0 | 0 | 0 | 0 | 0 | 0 | 0 | 2387.1557587444286 | 0 | 0 | 0 | 0 | 0 | 0 | 0.001 | 169.48733788163145 | 397.8592931240714 | OPTIMIZED | INSTALLED |  |  | node_1396598_648_15297167_359 | CN | 8101601
evchargingstation_load_220331428 |  | 0 | 0 | 0.92 | 0 | False | 0 | 0 | 0 | 0 | 0 | 0 | 0 | 0 | 0 | 0 | 0 | 0 | 0 | 24730.878390435555 | 0 | 0 | 0 | 0 | 0 | 0 | 0.001 | 1755.8850201018424 | 4121.8130650725925 | OPTIMIZED | INSTALLED |  |  | node_1395866_844_15297366_329 | AN | 8101601
evchargingstation_load_220332937 |  | 0 | 0 | 0.92 | 0 | False | 0 | 0 | 0 | 0 | 0 | 0 | 0 | 0 | 0 | 0 | 0 | 0 | 0 | 2346.0966126626927 | 0 | 0 | 0 | 0 | 0 | 0 | 0.001 | 166.57217745456813 | 391.01610211044874 | OPTIMIZED | INSTALLED |  |  | node_1395804_887_15297152_54 | AN | 8101601
evchargingstation_load_220332938 |  | 0 | 0 | 0.92 | 0 | False | 0 | 0 | 0 | 0 | 0 | 0 | 0 | 0 | 0 | 0 | 0 | 0 | 0 | 2346.0966126626927 | 0 | 0 | 0 | 0 | 0 | 0 | 0.001 | 166.57217745456813 | 391.01610211044874 | OPTIMIZED | INSTALLED |  |  | node_1395792_469_15297131_676 | AN | 8101601
evchargingstation_load_220332960 |  | 0 | 0 | 0.92 | 0 | False | 0 | 0 | 0 | 0 | 0 | 0 | 0 | 0 | 0 | 0 | 0 | 0 | 0 | 4860.139858822118 | 0 | 0 | 0 | 0 | 0 | 0 | 0.001 | 345.0684704011767 | 810.0233098036863 | OPTIMIZED | INSTALLED |  |  | node_1398534_091_15297295_049 | AN | 8101601
evchargingstation_load_220332974 |  | 0 | 0 | 0.92 | 0 | False | 0 | 0 | 0 | 0 | 0 | 0 | 0 | 0 | 0 | 0 | 0 | 0 | 0 | 7502.4893813301005 | 0 | 0 | 0 | 0 | 0 | 0 | 0.001 | 532.6745245873515 | 1250.41489688835 | OPTIMIZED | INSTALLED |  |  | node_1398279_453_15297165_185 | AN | 8101601
evchargingstation_load_220332975 |  | 0 | 0 | 0.92 | 0 | False | 0 | 0 | 0 | 0 | 0 | 0 | 0 | 0 | 0 | 0 | 0 | 0 | 0 | 7502.4893813301005 | 0 | 0 | 0 | 0 | 0 | 0 | 0.001 | 532.6745245873515 | 1250.41489688835 | OPTIMIZED | INSTALLED |  |  | node_1398267_214_15297186_032 | BN | 8101601
evchargingstation_load_220332976 |  | 0 | 0 | 0.92 | 0 | False | 0 | 0 | 0 | 0 | 0 | 0 | 0 | 0 | 0 | 0 | 0 | 0 | 0 | 7502.4893813301005 | 0 | 0 | 0 | 0 | 0 | 0 | 0.001 | 532.6745245873515 | 1250.41489688835 | OPTIMIZED | INSTALLED |  |  | node_1398287_236_15297140_761 | CN | 8101601
evchargingstation_load_220448572 |  | 0 | 0 | 0.92 | 0 | False | 0 | 0 | 0 | 0 | 0 | 0 | 0 | 0 | 0 | 0 | 0 | 0 | 0 | 405.1344229087852 | 0 | 0 | 0 | 0 | 0 | 0 | 0.001 | 28.76440761762715 | 67.52240381813087 | OPTIMIZED | INSTALLED |  |  | node_1397542_115_15296341_109 | CN | 8101601
evchargingstation_load_220499099 |  | 0 | 0 | 0.92 | 0 | False | 0 | 0 | 0 | 0 | 0 | 0 | 0 | 0 | 0 | 0 | 0 | 0 | 0 | 8184.533796137075 | 0 | 0 | 0 | 0 | 0 | 0 | 0.001 | 581.0994782678176 | 1364.0889660228459 | OPTIMIZED | INSTALLED |  |  | node_1396989_504_15296879_72 | AN | 8101601
evchargingstation_load_220499100 |  | 0 | 0 | 0.92 | 0 | False | 0 | 0 | 0 | 0 | 0 | 0 | 0 | 0 | 0 | 0 | 0 | 0 | 0 | 8184.533796137075 | 0 | 0 | 0 | 0 | 0 | 0 | 0.001 | 581.0994782678176 | 1364.0889660228459 | OPTIMIZED | INSTALLED |  |  | node_1397004_722_15296896_917 | BN | 8101601
evchargingstation_load_220499101 |  | 0 | 0 | 0.92 | 0 | False | 0 | 0 | 0 | 0 | 0 | 0 | 0 | 0 | 0 | 0 | 0 | 0 | 0 | 8184.533796137075 | 0 | 0 | 0 | 0 | 0 | 0 | 0.001 | 581.0994782678176 | 1364.0889660228459 | OPTIMIZED | INSTALLED |  |  | node_1396971_514_15296868_369 | CN | 8101601
evchargingstation_load_220551884 |  | 0 | 0 | 0.92 | 0 | False | 0 | 0 | 0 | 0 | 0 | 0 | 0 | 0 | 0 | 0 | 0 | 0 | 0 | 11049.12062478505 | 0 | 0 | 0 | 0 | 0 | 0 | 0.001 | 784.4842905462202 | 1841.5201041308417 | OPTIMIZED | INSTALLED |  |  | node_1398380_216_15296780_885 | ABCN | 8101601
evchargingstation_load_220573014 |  | 0 | 0 | 0.92 | 0 | False | 0 | 0 | 0 | 0 | 0 | 0 | 0 | 0 | 0 | 0 | 0 | 0 | 0 | 511.5333622585672 | 0 | 0 | 0 | 0 | 0 | 0 | 0.001 | 36.318732311461666 | 85.25556037642787 | OPTIMIZED | INSTALLED |  |  | node_1398903_904_15297513_81 | AN | 8101601
evchargingstation_load_220573015 |  | 0 | 0 | 0.92 | 0 | False | 0 | 0 | 0 | 0 | 0 | 0 | 0 | 0 | 0 | 0 | 0 | 0 | 0 | 511.5333622585672 | 0 | 0 | 0 | 0 | 0 | 0 | 0.001 | 36.318732311461666 | 85.25556037642787 | OPTIMIZED | INSTALLED |  |  | node_1398900_143_15297539_922 | AN | 8101601
evchargingstation_load_220596306 |  | 0 | 0 | 0.92 | 0 | False | 0 | 0 | 0 | 0 | 0 | 0 | 0 | 0 | 0 | 0 | 0 | 0 | 0 | 12.276800694205612 | 0 | 0 | 0 | 0 | 0 | 0 | 0.001 | 0.8716528492885984 | 2.0461334490342686 | OPTIMIZED | INSTALLED |  |  | node_1397265_673_15296314_131 | AN | 8101601
evchargingstation_load_220596307 |  | 0 | 0 | 0.92 | 0 | False | 0 | 0 | 0 | 0 | 0 | 0 | 0 | 0 | 0 | 0 | 0 | 0 | 0 | 12.276800694205612 | 0 | 0 | 0 | 0 | 0 | 0 | 0.001 | 0.8716528492885984 | 2.0461334490342686 | OPTIMIZED | INSTALLED |  |  | node_1397269_482_15296288_032 | BN | 8101601
evchargingstation_load_220596308 |  | 0 | 0 | 0.92 | 0 | False | 0 | 0 | 0 | 0 | 0 | 0 | 0 | 0 | 0 | 0 | 0 | 0 | 0 | 12.276800694205612 | 0 | 0 | 0 | 0 | 0 | 0 | 0.001 | 0.8716528492885984 | 2.0461334490342686 | OPTIMIZED | INSTALLED |  |  | node_1397267_03_15296340_707 | CN | 8101601
evchargingstation_load_220616440 |  | 0 | 0 | 0.92 | 0 | False | 0 | 0 | 0 | 0 | 0 | 0 | 0 | 0 | 0 | 0 | 0 | 0 | 0 | 29820.8399582532 | 0 | 0 | 0 | 0 | 0 | 0 | 0.001 | 2117.2707568168084 | 4970.1399930422 | OPTIMIZED | INSTALLED |  |  | node_1396299_18_15297446_624 | AN | 8101601
evchargingstation_load_220647782 |  | 0 | 0 | 0.92 | 0 | False | 0 | 0 | 0 | 0 | 0 | 0 | 0 | 0 | 0 | 0 | 0 | 0 | 0 | 0 | 0 | 0 | 0 | 0 | 0 | 0 | 0.001 | 0 | 0 | OPTIMIZED | INSTALLED |  |  | node_1398348_479_15296855_519 | AN | 8101601
evchargingstation_load_220648218 |  | 0 | 0 | 0.92 | 0 | False | 0 | 0 | 0 | 0 | 0 | 0 | 0 | 0 | 0 | 0 | 0 | 0 | 0 | 0 | 0 | 0 | 0 | 0 | 0 | 0 | 0.001 | 0 | 0 | OPTIMIZED | INSTALLED |  |  | node_1397655_965_15297069_068 | AN | 8101601
evchargingstation_load_310058335 |  | 0 | 0 | 0.92 | 0 | False | 0 | 0 | 0 | 0 | 0 | 0 | 0 | 0 | 0 | 0 | 0 | 0 | 0 | 4092.2668980685376 | 0 | 0 | 0 | 0 | 0 | 0 | 0.001 | 290.54972208279673 | 682.0444830114229 | OPTIMIZED | INSTALLED |  |  | node_1397739_559_15298083_1 | AN | 8101601
evchargingstation_load_311904015 |  | 0 | 0 | 0.92 | 0 | False | 0 | 0 | 0 | 0 | 0 | 0 | 0 | 0 | 0 | 0 | 0 | 0 | 0 | 409.22668980685376 | 0 | 0 | 0 | 0 | 0 | 0 | 0.001 | 29.05495856739001 | 68.20444830114229 | OPTIMIZED | INSTALLED |  |  | node_1397788_647_15296957_734 | AN | 8101601
evchargingstation_load_312099687 |  | 0 | 0 | 0.92 | 0 | False | 0 | 0 | 0 | 0 | 0 | 0 | 0 | 0 | 0 | 0 | 0 | 0 | 0 | 0 | 0 | 0 | 0 | 0 | 0 | 0 | 0.001 | 0 | 0 | OPTIMIZED | INSTALLED |  |  | node_1397705_997_15296522_713 | ABCN | 8101601
evchargingstation_load_312099687-L1-1 |  | 0 | 0 | 0.92 | 0 | False | 0 | 0 | 0 | 0 | 0 | 0 | 0 | 0 | 0 | 0 | 0 | 0 | 0 | 0 | 0 | 0 | 0 | 0 | 0 | 0 | 0.001 | 0 | 0 | OPTIMIZED | INSTALLED |  |  | node_1397705_997_15296522_713 | ABCN | 8101601
evchargingstation_load_312104738 |  | 0 | 0 | 0.92 | 0 | False | 0 | 0 | 0 | 0 | 0 | 0 | 0 | 0 | 0 | 0 | 0 | 0 | 0 | 0 | 0 | 0 | 0 | 0 | 0 | 0 | 0.001 | 0 | 0 | OPTIMIZED | INSTALLED |  |  | node_1397334_392_15296730_814 | AN | 8101601
evchargingstation_load_312104740 |  | 0 | 0 | 0.92 | 0 | False | 0 | 0 | 0 | 0 | 0 | 0 | 0 | 0 | 0 | 0 | 0 | 0 | 0 | 0 | 0 | 0 | 0 | 0 | 0 | 0 | 0.001 | 0 | 0 | OPTIMIZED | INSTALLED |  |  | node_1397332_432_15296716_271 | BN | 8101601
evchargingstation_load_312104741 |  | 0 | 0 | 0.92 | 0 | False | 0 | 0 | 0 | 0 | 0 | 0 | 0 | 0 | 0 | 0 | 0 | 0 | 0 | 0 | 0 | 0 | 0 | 0 | 0 | 0 | 0.001 | 0 | 0 | OPTIMIZED | INSTALLED |  |  | node_1397333_061_15296702_394 | CN | 8101601

## Fuse
Name | GroupId | MeanReplacementTime | PhaseAStatus | PhaseBStatus | PhaseCStatus | RepairDistributionType | CurrentLimit | CurrentInAReal | CurrentInAImag | CurrentInA | CurrentInBReal | CurrentInBImag | CurrentInB | CurrentInCReal | CurrentInCImag | CurrentInC | CurrentOutAReal | CurrentOutAImag | CurrentOutA | CurrentOutBReal | CurrentOutBImag | CurrentOutB | CurrentOutCReal | CurrentOutCImag | CurrentOutC | ActivePowerInA | ReactivePowerInA | PowerInA | ActivePowerInB | ReactivePowerInB | PowerInB | ActivePowerInC | ReactivePowerInC | PowerInC | ActivePowerOutA | ReactivePowerOutA | PowerOutA | ActivePowerOutB | ReactivePowerOutB | PowerOutB | ActivePowerOutC | ReactivePowerOutC | PowerOutC | Status | From | To | Length | Phases | Feeder | Comments
fuse_220383274 |  | 0 | GOOD | GOOD | GOOD | NONE | 140 | 0 | 0 | 0+0j | 0 | 0 | 0+0j | 0 | 0 | 0+0j | 0 | 0 | 0+0j | 0 | 0 | 0+0j | 0 | 0 | 0+0j | 0 | 0 | 0+0j | 0 | 0 | 0+0j | 0 | 0 | 0+0j | 0 | 0 | 0+0j | 0 | 0 | 0+0j | 0 | 0 | 0+0j | OPEN | node_intto1_8101601_200808529 | node_8101601_200808529 | 0 | ABCD | 8101601
fuse_220383276 |  | 0 | GOOD | GOOD | GOOD | NONE | 50 | 0 | 0 | 0+0j | 0 | 0 | 0+0j | 0 | 0 | 0+0j | 0 | 0 | 0+0j | 0 | 0 | 0+0j | 0 | 0 | 0+0j | 0 | 0 | 0+0j | 0 | 0 | 0+0j | 0 | 0 | 0+0j | 0 | 0 | 0+0j | 0 | 0 | 0+0j | 0 | 0 | 0+0j | OPEN | node_intto1_8101601_200808479 | node_8101601_200808479 | 0 | ABCD | 8101601
fuse_220383286 |  | 0 | GOOD | GOOD | GOOD | NONE | 50 | 0 | 0 | 0+0j | 0 | 0 | 0+0j | 0 | 0 | 0+0j | 0 | 0 | 0+0j | 0 | 0 | 0+0j | 0 | 0 | 0+0j | 0 | 0 | 0+0j | 0 | 0 | 0+0j | 0 | 0 | 0+0j | 0 | 0 | 0+0j | 0 | 0 | 0+0j | 0 | 0 | 0+0j | OPEN | node_intto1_8101601_200808477 | node_8101601_200808477 | 0 | ABCD | 8101601
fuse_220383325 |  | 0 | GOOD | GOOD | GOOD | NONE | 140 | 0 | 0 | 0+0j | 0 | 0 | 0+0j | 0 | 0 | 0+0j | 0 | 0 | 0+0j | 0 | 0 | 0+0j | 0 | 0 | 0+0j | 0 | 0 | 0+0j | 0 | 0 | 0+0j | 0 | 0 | 0+0j | 0 | 0 | 0+0j | 0 | 0 | 0+0j | 0 | 0 | 0+0j | OPEN | node_intto1_8101601_200809611 | node_8101601_200809611 | 0 | ABCD | 8101601
fuse_220383382 |  | 0 | GOOD | GOOD | GOOD | NONE | 50 | 0 | 0 | 0+0j | 0 | 0 | 0+0j | 0 | 0 | 0+0j | 0 | 0 | 0+0j | 0 | 0 | 0+0j | 0 | 0 | 0+0j | 0 | 0 | 0+0j | 0 | 0 | 0+0j | 0 | 0 | 0+0j | 0 | 0 | 0+0j | 0 | 0 | 0+0j | 0 | 0 | 0+0j | OPEN | node_intto1_8101601_200983561 | node_8101601_200983561 | 0 | ABCN | 8101601
fuse_220497433 |  | 0 | GOOD | GOOD | GOOD | NONE | 100 | 0 | 0 | 0+0j | 0 | 0 | 0+0j | 0 | 0 | 0+0j | 0 | 0 | 0+0j | 0 | 0 | 0+0j | 0 | 0 | 0+0j | 0 | 0 | 0+0j | 0 | 0 | 0+0j | 0 | 0 | 0+0j | 0 | 0 | 0+0j | 0 | 0 | 0+0j | 0 | 0 | 0+0j | OPEN | node_intto1_8101601_200917154 | node_8101601_200917154 | 0 | ABCD | 8101601
fuse_220538482 |  | 0 | GOOD | GOOD | GOOD | NONE | 300 | 0 | 0 | 0+0j | 0 | 0 | 0+0j | 0 | 0 | 0+0j | 0 | 0 | 0+0j | 0 | 0 | 0+0j | 0 | 0 | 0+0j | 0 | 0 | 0+0j | 0 | 0 | 0+0j | 0 | 0 | 0+0j | 0 | 0 | 0+0j | 0 | 0 | 0+0j | 0 | 0 | 0+0j | OPEN | node_intto1_8101601_200976505 | node_8101601_200976505 | 0 | ABCD | 8101601
fuse_310058333 |  | 0 | GOOD | GOOD | GOOD | NONE | 10 | 0 | 0 | 0+0j | 0 | 0 | 0+0j | 0 | 0 | 0+0j | 0 | 0 | 0+0j | 0 | 0 | 0+0j | 0 | 0 | 0+0j | 0 | 0 | 0+0j | 0 | 0 | 0+0j | 0 | 0 | 0+0j | 0 | 0 | 0+0j | 0 | 0 | 0+0j | 0 | 0 | 0+0j | OPEN | node_intto1_8101601_200809057 | node_8101601_200809057 | 0 | ABCD | 8101601
fuse_310058338 |  | 0 | GOOD | GOOD | GOOD | NONE | 3 | 0 | 0 | 0+0j | 0 | 0 | 0+0j | 0 | 0 | 0+0j | 0 | 0 | 0+0j | 0 | 0 | 0+0j | 0 | 0 | 0+0j | 0 | 0 | 0+0j | 0 | 0 | 0+0j | 0 | 0 | 0+0j | 0 | 0 | 0+0j | 0 | 0 | 0+0j | 0 | 0 | 0+0j | OPEN | node_intto1_8101601_200809586 | node_8101601_200809586 | 0 | ABCD | 8101601
fuse_312099683 |  | 0 | GOOD | GOOD | GOOD | NONE | 80 | 0 | 0 | 0+0j | 0 | 0 | 0+0j | 0 | 0 | 0+0j | 0 | 0 | 0+0j | 0 | 0 | 0+0j | 0 | 0 | 0+0j | 0 | 0 | 0+0j | 0 | 0 | 0+0j | 0 | 0 | 0+0j | 0 | 0 | 0+0j | 0 | 0 | 0+0j | 0 | 0 | 0+0j | OPEN | node_intto1_8101601_312099686 | node_8101601_312099686 | 0 | ABCN | 8101601

## Generator
Name | GroupId | ColdStartupCost | ColdStartupTime | HotStartupCost | HotStartupStatus | ShutdownCost | CommitmentStatus | ConstructionTime | CalendarLife | YearOfInstallation | ReactivePower | ActivePower | MaxPowerOutput | MinPowerOutput | MinimumDowntime | MinimumUptime | NoLoadCost | NonSpinningReserve | SpinningReserve | OperatingReserve | RampUpLimit | RampDownLimit | StartupCapability | ShutdownCapability | ShutdownStatus | StartupStatus | CapitalCost | FixedOperatingCost | VariableOperatingCost | MaxReactivePower | MaxActivePower | OutputSchedule | PlanningStatus | UnitType | UnitSubtype | ParentNode | Phases | Feeder | Comments

## HeatPump
Name | GroupId | YearOfInstallation | ReactivePower | ActivePower | MaxPowerOutput | MinPowerOutput | RampUpLimit | RampDownLimit | CapitalCost | FixedOperatingCost | VariableOperatingCost | MaxReactivePower | MaxActivePower | OutputSchedule | PlanningStatus | UnitType | UnitSubtype | ParentNode | Phases | Feeder | Comments
heatpump_load_220330941 |  | 0 | 0 | 0 | 0 | 0 | 0 | 0 | 0 | 0 | 0.19 | 629.3023827436169 | 1477.241845738955 | OPTIMIZED | INSTALLED |  |  | node_1398967_476_15297125_284 | AN | 8101601
heatpump_load_220330942 |  | 0 | 0 | 0 | 0 | 0 | 0 | 0 | 0 | 0 | 0.19 | 629.3023827436169 | 1477.241845738955 | OPTIMIZED | INSTALLED |  |  | node_1398956_864_15297147_688 | BN | 8101601
heatpump_load_220330943 |  | 0 | 0 | 0 | 0 | 0 | 0 | 0 | 0 | 0 | 0.19 | 629.3023827436169 | 1477.241845738955 | OPTIMIZED | INSTALLED |  |  | node_1398973_391_15297099_919 | CN | 8101601
heatpump_load_220330944 |  | 0 | 0 | 0 | 0 | 0 | 0 | 0 | 0 | 0 | 0.19 | 451.56048734794 | 1060.0055798642315 | OPTIMIZED | INSTALLED |  |  | node_1398885_47_15297280_682 | AN | 8101601
heatpump_load_220330945 |  | 0 | 0 | 0 | 0 | 0 | 0 | 0 | 0 | 0 | 0.19 | 451.56048734794 | 1060.0055798642315 | OPTIMIZED | INSTALLED |  |  | node_1398875_956_15297279_242 | BN | 8101601
heatpump_load_220330946 |  | 0 | 0 | 0 | 0 | 0 | 0 | 0 | 0 | 0 | 0.19 | 451.56048734794 | 1060.0055798642315 | OPTIMIZED | INSTALLED |  |  | node_1398893_914_15297279_376 | CN | 8101601
heatpump_load_220330949 |  | 0 | 0 | 0 | 0 | 0 | 0 | 0 | 0 | 0 | 0.19 | 148.91886613072185 | 349.5763006953394 | OPTIMIZED | INSTALLED |  |  | node_1398743_29_15297619_248 | AN | 8101601
heatpump_load_220330950 |  | 0 | 0 | 0 | 0 | 0 | 0 | 0 | 0 | 0 | 0.19 | 148.91886613072185 | 349.5763006953394 | OPTIMIZED | INSTALLED |  |  | node_1398747_083_15297593_145 | BN | 8101601
heatpump_load_220330951 |  | 0 | 0 | 0 | 0 | 0 | 0 | 0 | 0 | 0 | 0.19 | 148.91886613072185 | 349.5763006953394 | OPTIMIZED | INSTALLED |  |  | node_1398744_663_15297645_823 | CN | 8101601
heatpump_load_220330952 |  | 0 | 0 | 0 | 0 | 0 | 0 | 0 | 0 | 0 | 0.19 | 0 | 0 | OPTIMIZED | INSTALLED |  |  | node_1398733_092_15297733_728 | BN | 8101601
heatpump_load_220330953 |  | 0 | 0 | 0 | 0 | 0 | 0 | 0 | 0 | 0 | 0.19 | 0 | 0 | OPTIMIZED | INSTALLED |  |  | node_1398733_654_15297707_116 | AN | 8101601
heatpump_load_220330954 |  | 0 | 0 | 0 | 0 | 0 | 0 | 0 | 0 | 0 | 0.19 | 0 | 0 | OPTIMIZED | INSTALLED |  |  | node_1398737_679_15297759_671 | CN | 8101601
heatpump_load_220330966 |  | 0 | 0 | 0 | 0 | 0 | 0 | 0 | 0 | 0 | 0.19 | 14.41149771749475 | 33.82996567470915 | OPTIMIZED | INSTALLED |  |  | node_1398257_593_15296903_565 | AN | 8101601
heatpump_load_220330967 |  | 0 | 0 | 0 | 0 | 0 | 0 | 0 | 0 | 0 | 0.19 | 14.41149771749475 | 33.82996567470915 | OPTIMIZED | INSTALLED |  |  | node_1398262_866_15296913_953 | BN | 8101601
heatpump_load_220330968 |  | 0 | 0 | 0 | 0 | 0 | 0 | 0 | 0 | 0 | 0.19 | 14.41149771749475 | 33.82996567470915 | OPTIMIZED | INSTALLED |  |  | node_1398247_244_15296901_506 | CN | 8101601
heatpump_load_220330984 |  | 0 | 0 | 0 | 0 | 0 | 0 | 0 | 0 | 0 | 0.19 | 115.29204939988935 | 270.6397253976732 | OPTIMIZED | INSTALLED |  |  | node_1398209_658_15296376_84 | AN | 8101601
heatpump_load_220330985 |  | 0 | 0 | 0 | 0 | 0 | 0 | 0 | 0 | 0 | 0.19 | 0 | 0 | OPTIMIZED | INSTALLED |  |  | node_1397937_663_15296515_579 | AN | 8101601
heatpump_load_220330986 |  | 0 | 0 | 0 | 0 | 0 | 0 | 0 | 0 | 0 | 0.19 | 0 | 0 | OPTIMIZED | INSTALLED |  |  | node_1397941_033_15296489_367 | AN | 8101601
heatpump_load_220330987 |  | 0 | 0 | 0 | 0 | 0 | 0 | 0 | 0 | 0 | 0.19 | 240.19174139146475 | 563.8327725218078 | OPTIMIZED | INSTALLED |  |  | node_1398130_889_15296730_749 | AN | 8101601
heatpump_load_220330988 |  | 0 | 0 | 0 | 0 | 0 | 0 | 0 | 0 | 0 | 0.19 | 240.19174139146475 | 563.8327725218078 | OPTIMIZED | INSTALLED |  |  | node_1398134_219_15296704_528 | BN | 8101601
heatpump_load_220330989 |  | 0 | 0 | 0 | 0 | 0 | 0 | 0 | 0 | 0 | 0.19 | 240.19174139146475 | 563.8327725218078 | OPTIMIZED | INSTALLED |  |  | node_1398132_732_15296757_277 | CN | 8101601
heatpump_load_220331170 |  | 0 | 0 | 0 | 0 | 0 | 0 | 0 | 0 | 0 | 0.19 | 220.97642237812695 | 518.7261290688851 | OPTIMIZED | INSTALLED |  |  | node_1397450_299_15296883_463 | AN | 8101601
heatpump_load_220331171 |  | 0 | 0 | 0 | 0 | 0 | 0 | 0 | 0 | 0 | 0.19 | 220.97642237812695 | 518.7261290688851 | OPTIMIZED | INSTALLED |  |  | node_1397448_641_15296909_984 | BN | 8101601
heatpump_load_220331172 |  | 0 | 0 | 0 | 0 | 0 | 0 | 0 | 0 | 0 | 0.19 | 220.97642237812695 | 518.7261290688851 | OPTIMIZED | INSTALLED |  |  | node_1397446_788_15296857_228 | CN | 8101601
heatpump_load_220331176 |  | 0 | 0 | 0 | 0 | 0 | 0 | 0 | 0 | 0 | 0.19 | 0 | 0 | OPTIMIZED | INSTALLED |  |  | node_1397323_316_15296525_168 | AN | 8101601
heatpump_load_220331179 |  | 0 | 0 | 0 | 0 | 0 | 0 | 0 | 0 | 0 | 0.19 | 439.53938117505453 | 1031.7868891060893 | OPTIMIZED | INSTALLED |  |  | node_1397296_764_15296109_312 | AN | 8101601
heatpump_load_220331186 |  | 0 | 0 | 0 | 0 | 0 | 0 | 0 | 0 | 0 | 0.19 | 0 | 0 | OPTIMIZED | INSTALLED |  |  | node_1397612_282_15296745_434 | AN | 8101601
heatpump_load_220331190 |  | 0 | 0 | 0 | 0 | 0 | 0 | 0 | 0 | 0 | 0.19 | 0 | 0 | OPTIMIZED | INSTALLED |  |  | node_1397661_969_15297301_039 | AN | 8101601
heatpump_load_220331191 |  | 0 | 0 | 0 | 0 | 0 | 0 | 0 | 0 | 0 | 0.19 | 0 | 0 | OPTIMIZED | INSTALLED |  |  | node_1397719_189_15297667_843 | AN | 8101601
heatpump_load_220331192 |  | 0 | 0 | 0 | 0 | 0 | 0 | 0 | 0 | 0 | 0.19 | 0 | 0 | OPTIMIZED | INSTALLED |  |  | node_1397717_22_15297694_322 | BN | 8101601
heatpump_load_220331193 |  | 0 | 0 | 0 | 0 | 0 | 0 | 0 | 0 | 0 | 0.19 | 0 | 0 | OPTIMIZED | INSTALLED |  |  | node_1397715_985_15297641_539 | CN | 8101601
heatpump_load_220331194 |  | 0 | 0 | 0 | 0 | 0 | 0 | 0 | 0 | 0 | 0.19 | 0 | 0 | OPTIMIZED | INSTALLED |  |  | node_1397619_104_15297773_88 | AN | 8101601
heatpump_load_220331197 |  | 0 | 0 | 0 | 0 | 0 | 0 | 0 | 0 | 0 | 0.19 | 0 | 0 | OPTIMIZED | INSTALLED |  |  | node_1397764_95_15298222_686 | AN | 8101601
heatpump_load_220331199 |  | 0 | 0 | 0 | 0 | 0 | 0 | 0 | 0 | 0 | 0.19 | 331.00344656012993 | 777.0066516167199 | OPTIMIZED | INSTALLED |  |  | node_1397600_356_15296083_055 | AN | 8101601
heatpump_load_220331201 |  | 0 | 0 | 0 | 0 | 0 | 0 | 0 | 0 | 0 | 0.19 | 38.25391028599087 | 89.79826088694797 | OPTIMIZED | INSTALLED |  |  | node_1397538_4_15296314_922 | AN | 8101601
heatpump_load_220331202 |  | 0 | 0 | 0 | 0 | 0 | 0 | 0 | 0 | 0 | 0.19 | 28.534764127440976 | 66.98333203592412 | OPTIMIZED | INSTALLED |  |  | node_1397539_853_15296288_379 | BN | 8101601
heatpump_load_220331222 |  | 0 | 0 | 0 | 0 | 0 | 0 | 0 | 0 | 0 | 0.19 | 220.91106288444345 | 518.5727778344816 | OPTIMIZED | INSTALLED |  |  | node_1398486_854_15296866_802 | AN | 8101601
heatpump_load_220331223 |  | 0 | 0 | 0 | 0 | 0 | 0 | 0 | 0 | 0 | 0.19 | 259.4070942347682 | 608.9393821447647 | OPTIMIZED | INSTALLED |  |  | node_1398616_025_15296813_245 | AN | 8101601
heatpump_load_220331224 |  | 0 | 0 | 0 | 0 | 0 | 0 | 0 | 0 | 0 | 0.19 | 259.4070942347682 | 608.9393821447647 | OPTIMIZED | INSTALLED |  |  | node_1398635_021_15296821_037 | AN | 8101601
heatpump_load_220331228 |  | 0 | 0 | 0 | 0 | 0 | 0 | 0 | 0 | 0 | 0.19 | 4685.7221712113105 | 10999.393847557314 | OPTIMIZED | INSTALLED |  |  | node_1398886_391_15297602_574 | AN | 8101601
heatpump_load_220331409 |  | 0 | 0 | 0 | 0 | 0 | 0 | 0 | 0 | 0 | 0.19 | 53.43784760973625 | 125.44151272182154 | OPTIMIZED | INSTALLED |  |  | node_1396152_977_15296843_899 | AN | 8101601
heatpump_load_220331410 |  | 0 | 0 | 0 | 0 | 0 | 0 | 0 | 0 | 0 | 0.19 | 0 | 0 | OPTIMIZED | INSTALLED |  |  | node_1396291_721_15296948_425 | AN | 8101601
heatpump_load_220331411 |  | 0 | 0 | 0 | 0 | 0 | 0 | 0 | 0 | 0 | 0.19 | 42.50816378944824 | 99.78486675412212 | OPTIMIZED | INSTALLED |  |  | node_1396362_145_15296842_448 | AN | 8101601
heatpump_load_220331412 |  | 0 | 0 | 0 | 0 | 0 | 0 | 0 | 0 | 0 | 0.19 | 91.27287526074286 | 214.25643799650274 | OPTIMIZED | INSTALLED |  |  | node_1396381_725_15296846_818 | BN | 8101601
heatpump_load_220331413 |  | 0 | 0 | 0 | 0 | 0 | 0 | 0 | 0 | 0 | 0.19 | 91.27287526074286 | 214.25643799650274 | OPTIMIZED | INSTALLED |  |  | node_1396342_423_15296845_026 | CN | 8101601
heatpump_load_220331414 |  | 0 | 0 | 0 | 0 | 0 | 0 | 0 | 0 | 0 | 0.19 | 0 | 0 | OPTIMIZED | INSTALLED |  |  | node_1396673_73_15296864_23 | AN | 8101601
heatpump_load_220331415 |  | 0 | 0 | 0 | 0 | 0 | 0 | 0 | 0 | 0 | 0.19 | 172.93807409983404 | 405.95958809650983 | OPTIMIZED | INSTALLED |  |  | node_1396565_518_15296856_885 | AN | 8101601
heatpump_load_220331416 |  | 0 | 0 | 0 | 0 | 0 | 0 | 0 | 0 | 0 | 0.19 | 172.93807409983404 | 405.95958809650983 | OPTIMIZED | INSTALLED |  |  | node_1396567_111_15296830_357 | BN | 8101601
heatpump_load_220331417 |  | 0 | 0 | 0 | 0 | 0 | 0 | 0 | 0 | 0 | 0.19 | 172.93807409983404 | 405.95958809650983 | OPTIMIZED | INSTALLED |  |  | node_1396569_094_15296883_106 | CN | 8101601
heatpump_load_220331418 |  | 0 | 0 | 0 | 0 | 0 | 0 | 0 | 0 | 0 | 0.19 | 100.88055168239458 | 236.80975972296406 | OPTIMIZED | INSTALLED |  |  | node_1396639_008_15296533_969 | AN | 8101601
heatpump_load_220331419 |  | 0 | 0 | 0 | 0 | 0 | 0 | 0 | 0 | 0 | 0.19 | 100.88055168239458 | 236.80975972296406 | OPTIMIZED | INSTALLED |  |  | node_1396658_692_15296537_348 | BN | 8101601
heatpump_load_220331420 |  | 0 | 0 | 0 | 0 | 0 | 0 | 0 | 0 | 0 | 0.19 | 100.88055168239458 | 236.80975972296406 | OPTIMIZED | INSTALLED |  |  | node_1396619_376_15296537_543 | CN | 8101601
heatpump_load_220331421 |  | 0 | 0 | 0 | 0 | 0 | 0 | 0 | 0 | 0 | 0.19 | 538.0295074828742 | 1262.9853739124865 | OPTIMIZED | INSTALLED |  |  | node_1396721_122_15297066_088 | AN | 8101601
heatpump_load_220331422 |  | 0 | 0 | 0 | 0 | 0 | 0 | 0 | 0 | 0 | 0.19 | 538.0295074828742 | 1262.9853739124865 | OPTIMIZED | INSTALLED |  |  | node_1396704_383_15297080_218 | BN | 8101601
heatpump_load_220331423 |  | 0 | 0 | 0 | 0 | 0 | 0 | 0 | 0 | 0 | 0.19 | 538.0295074828742 | 1262.9853739124865 | OPTIMIZED | INSTALLED |  |  | node_1396734_541_15297046_598 | CN | 8101601
heatpump_load_220331424 |  | 0 | 0 | 0 | 0 | 0 | 0 | 0 | 0 | 0 | 0.19 | 20.856342988286567 | 48.958726324439084 | OPTIMIZED | INSTALLED |  |  | node_1396362_357_15297242_833 | AN | 8101601
heatpump_load_220331425 |  | 0 | 0 | 0 | 0 | 0 | 0 | 0 | 0 | 0 | 0.19 | 0 | 0 | OPTIMIZED | INSTALLED |  |  | node_1396602_166_15297193_594 | AN | 8101601
heatpump_load_220331426 |  | 0 | 0 | 0 | 0 | 0 | 0 | 0 | 0 | 0 | 0.19 | 0 | 0 | OPTIMIZED | INSTALLED |  |  | node_1396600_512_15297220_114 | BN | 8101601
heatpump_load_220331427 |  | 0 | 0 | 0 | 0 | 0 | 0 | 0 | 0 | 0 | 0.19 | 168.13421897402532 | 394.6829441482619 | OPTIMIZED | INSTALLED |  |  | node_1396598_648_15297167_359 | CN | 8101601
heatpump_load_220331428 |  | 0 | 0 | 0 | 0 | 0 | 0 | 0 | 0 | 0 | 0.19 | 1741.8667385595274 | 4088.906163225666 | OPTIMIZED | INSTALLED |  |  | node_1395866_844_15297366_329 | AN | 8101601
heatpump_load_220332937 |  | 0 | 0 | 0 | 0 | 0 | 0 | 0 | 0 | 0 | 0.19 | 165.2423320182542 | 387.8943864262152 | OPTIMIZED | INSTALLED |  |  | node_1395804_887_15297152_54 | AN | 8101601
heatpump_load_220332938 |  | 0 | 0 | 0 | 0 | 0 | 0 | 0 | 0 | 0 | 0.19 | 165.2423320182542 | 387.8943864262152 | OPTIMIZED | INSTALLED |  |  | node_1395792_469_15297131_676 | AN | 8101601
heatpump_load_220332960 |  | 0 | 0 | 0 | 0 | 0 | 0 | 0 | 0 | 0 | 0.19 | 342.3135821743958 | 803.5564086782316 | OPTIMIZED | INSTALLED |  |  | node_1398534_091_15297295_049 | AN | 8101601
heatpump_load_220332974 |  | 0 | 0 | 0 | 0 | 0 | 0 | 0 | 0 | 0 | 0.19 | 528.4218648911881 | 1240.4320860159908 | OPTIMIZED | INSTALLED |  |  | node_1398279_453_15297165_185 | AN | 8101601
heatpump_load_220332975 |  | 0 | 0 | 0 | 0 | 0 | 0 | 0 | 0 | 0 | 0.19 | 528.4218648911881 | 1240.4320860159908 | OPTIMIZED | INSTALLED |  |  | node_1398267_214_15297186_032 | BN | 8101601
heatpump_load_220332976 |  | 0 | 0 | 0 | 0 | 0 | 0 | 0 | 0 | 0 | 0.19 | 528.4218648911881 | 1240.4320860159908 | OPTIMIZED | INSTALLED |  |  | node_1398287_236_15297140_761 | CN | 8101601
heatpump_load_220448572 |  | 0 | 0 | 0 | 0 | 0 | 0 | 0 | 0 | 0 | 0.19 | 28.534764127440976 | 66.98333203592412 | OPTIMIZED | INSTALLED |  |  | node_1397542_115_15296341_109 | CN | 8101601
heatpump_load_220499099 |  | 0 | 0 | 0 | 0 | 0 | 0 | 0 | 0 | 0 | 0.19 | 576.460213169481 | 1353.198626988366 | OPTIMIZED | INSTALLED |  |  | node_1396989_504_15296879_72 | AN | 8101601
heatpump_load_220499100 |  | 0 | 0 | 0 | 0 | 0 | 0 | 0 | 0 | 0 | 0.19 | 576.460213169481 | 1353.198626988366 | OPTIMIZED | INSTALLED |  |  | node_1397004_722_15296896_917 | BN | 8101601
heatpump_load_220499101 |  | 0 | 0 | 0 | 0 | 0 | 0 | 0 | 0 | 0 | 0.19 | 576.460213169481 | 1353.198626988366 | OPTIMIZED | INSTALLED |  |  | node_1396971_514_15296868_369 | CN | 8101601
heatpump_load_220551884 |  | 0 | 0 | 0 | 0 | 0 | 0 | 0 | 0 | 0 | 0.19 | 778.2212827043045 | 1826.8181464342942 | OPTIMIZED | INSTALLED |  |  | node_1398380_216_15296780_885 | ABCN | 8101601
heatpump_load_220573014 |  | 0 | 0 | 0 | 0 | 0 | 0 | 0 | 0 | 0 | 0.19 | 36.02877812370255 | 84.57491418677287 | OPTIMIZED | INSTALLED |  |  | node_1398903_904_15297513_81 | AN | 8101601
heatpump_load_220573015 |  | 0 | 0 | 0 | 0 | 0 | 0 | 0 | 0 | 0 | 0.19 | 36.02877812370255 | 84.57491418677287 | OPTIMIZED | INSTALLED |  |  | node_1398900_143_15297539_922 | AN | 8101601
heatpump_load_220596306 |  | 0 | 0 | 0 | 0 | 0 | 0 | 0 | 0 | 0 | 0.19 | 0.8646939226455659 | 2.029797940482549 | OPTIMIZED | INSTALLED |  |  | node_1397265_673_15296314_131 | AN | 8101601
heatpump_load_220596307 |  | 0 | 0 | 0 | 0 | 0 | 0 | 0 | 0 | 0 | 0.19 | 0.8646939226455659 | 2.029797940482549 | OPTIMIZED | INSTALLED |  |  | node_1397269_482_15296288_032 | BN | 8101601
heatpump_load_220596308 |  | 0 | 0 | 0 | 0 | 0 | 0 | 0 | 0 | 0 | 0.19 | 0.8646939226455659 | 2.029797940482549 | OPTIMIZED | INSTALLED |  |  | node_1397267_03_15296340_707 | CN | 8101601
heatpump_load_220616440 |  | 0 | 0 | 0 | 0 | 0 | 0 | 0 | 0 | 0 | 0.19 | 2100.3673165399236 | 4930.4603893497315 | OPTIMIZED | INSTALLED |  |  | node_1396299_18_15297446_624 | AN | 8101601
heatpump_load_220647782 |  | 0 | 0 | 0 | 0 | 0 | 0 | 0 | 0 | 0 | 0.19 | 0 | 0 | OPTIMIZED | INSTALLED |  |  | node_1398348_479_15296855_519 | AN | 8101601
heatpump_load_220648218 |  | 0 | 0 | 0 | 0 | 0 | 0 | 0 | 0 | 0 | 0.19 | 0 | 0 | OPTIMIZED | INSTALLED |  |  | node_1397655_965_15297069_068 | AN | 8101601
heatpump_load_310058335 |  | 0 | 0 | 0 | 0 | 0 | 0 | 0 | 0 | 0 | 0.19 | 288.23008966975766 | 676.599313494183 | OPTIMIZED | INSTALLED |  |  | node_1397739_559_15298083_1 | AN | 8101601
heatpump_load_311904015 |  | 0 | 0 | 0 | 0 | 0 | 0 | 0 | 0 | 0 | 0.19 | 28.8229954349895 | 67.6599313494183 | OPTIMIZED | INSTALLED |  |  | node_1397788_647_15296957_734 | AN | 8101601
heatpump_load_312099687 |  | 0 | 0 | 0 | 0 | 0 | 0 | 0 | 0 | 0 | 0.19 | 0 | 0 | OPTIMIZED | INSTALLED |  |  | node_1397705_997_15296522_713 | ABCN | 8101601
heatpump_load_312099687-L1-1 |  | 0 | 0 | 0 | 0 | 0 | 0 | 0 | 0 | 0 | 0.19 | 0 | 0 | OPTIMIZED | INSTALLED |  |  | node_1397705_997_15296522_713 | ABCN | 8101601
heatpump_load_312104738 |  | 0 | 0 | 0 | 0 | 0 | 0 | 0 | 0 | 0 | 0.19 | 0 | 0 | OPTIMIZED | INSTALLED |  |  | node_1397334_392_15296730_814 | AN | 8101601
heatpump_load_312104740 |  | 0 | 0 | 0 | 0 | 0 | 0 | 0 | 0 | 0 | 0.19 | 0 | 0 | OPTIMIZED | INSTALLED |  |  | node_1397332_432_15296716_271 | BN | 8101601
heatpump_load_312104741 |  | 0 | 0 | 0 | 0 | 0 | 0 | 0 | 0 | 0 | 0.19 | 0 | 0 | OPTIMIZED | INSTALLED |  |  | node_1397333_061_15296702_394 | CN | 8101601

## LineSpacing
Name | DistanceAB | DistanceAC | DistanceAE | DistanceAN | DistanceBC | DistanceBE | DistanceBN | DistanceCE | DistanceCN | DistanceNE | Feeder | Comments

## Load
Name | GroupId | PriorityLevel | LoadClass | BaseReactivePowerA | BaseReactivePowerB | BaseReactivePowerC | BaseActivePowerA | BaseActivePowerB | BaseActivePowerC | BasePowerA | BasePowerB | BasePowerC | ConstantCurrentAReal | ConstantCurrentAImag | ConstantCurrentA | ConstantCurrentBReal | ConstantCurrentBImag | ConstantCurrentB | ConstantCurrentCReal | ConstantCurrentCImag | ConstantCurrentC | ConstantResistanceA | ConstantReactanceA | ConstantImpedanceA | ConstantResistanceB | ConstantReactanceB | ConstantImpedanceB | ConstantResistanceC | ConstantReactanceC | ConstantImpedanceC | ConstantActivePowerA | ConstantReactivePowerA | ConstantPowerA | ConstantActivePowerB | ConstantReactivePowerB | ConstantPowerB | ConstantActivePowerC | ConstantReactivePowerC | ConstantPowerC | CurrentFractionA | CurrentFractionB | CurrentFractionC | CurrentPfA | CurrentPfB | CurrentPfC | ImpedanceFractionA | ImpedanceFractionB | ImpedanceFractionC | ImpedancePfA | ImpedancePfB | ImpedancePfC | PowerFractionA | PowerFractionB | PowerFractionC | PowerPfA | PowerPfB | PowerPfC | DemandResponseLowerBound | DemandResponseShortageCost | DemandResponseSurplusCost | DemandResponseUpperBound | ActivePowerA | ActivePowerB | ActivePowerC | ReactivePowerA | ReactivePowerB | ReactivePowerC | NominalVoltage | Status | ParentNode | Phases | Feeder | Comments
load_220330941 |  | 0 | C | 0 | 0 | 0 | 0 | 0 | 0 | 0 | 0 | 0 | 0 | 0 | 0+0j | 0 | 0 | 0+0j | 0 | 0 | 0+0j | 0 | 0 | 0+0j | 0 | 0 | 0+0j | 0 | 0 | 0+0j | 43666.667 | 18601.922 | 43666.667+18601.922j | 0 | 0 | 0+0j | 0 | 0 | 0+0j | 0 | 0 | 0 | 0 | 0 | 0 | 0 | 0 | 0 | 0 | 0 | 0 | 0 | 0 | 0 | 0 | 0 | 0 | 1 | 0 | 0 | 1 | 0 | 0 | 0 | 0 | 0 | 0 | 0 | OPEN | node_1398967_476_15297125_284 | AN | 8101601
load_220330942 |  | 0 | C | 0 | 0 | 0 | 0 | 0 | 0 | 0 | 0 | 0 | 0 | 0 | 0+0j | 0 | 0 | 0+0j | 0 | 0 | 0+0j | 0 | 0 | 0+0j | 0 | 0 | 0+0j | 0 | 0 | 0+0j | 0 | 0 | 0+0j | 43666.667 | 18601.922 | 43666.667+18601.922j | 0 | 0 | 0+0j | 0 | 0 | 0 | 0 | 0 | 0 | 0 | 0 | 0 | 0 | 0 | 0 | 0 | 0 | 0 | 0 | 0 | 0 | 1 | 0 | 0 | 1 | 0 | 0 | 0 | 0 | 0 | 0 | 0 | OPEN | node_1398956_864_15297147_688 | BN | 8101601
load_220330943 |  | 0 | C | 0 | 0 | 0 | 0 | 0 | 0 | 0 | 0 | 0 | 0 | 0 | 0+0j | 0 | 0 | 0+0j | 0 | 0 | 0+0j | 0 | 0 | 0+0j | 0 | 0 | 0+0j | 0 | 0 | 0+0j | 0 | 0 | 0+0j | 0 | 0 | 0+0j | 43666.667 | 18601.922 | 43666.667+18601.922j | 0 | 0 | 0 | 0 | 0 | 0 | 0 | 0 | 0 | 0 | 0 | 0 | 0 | 0 | 0 | 0 | 0 | 0 | 1 | 0 | 0 | 1 | 0 | 0 | 0 | 0 | 0 | 0 | 0 | OPEN | node_1398973_391_15297099_919 | CN | 8101601
load_220330944 |  | 0 | C | 0 | 0 | 0 | 0 | 0 | 0 | 0 | 0 | 0 | 0 | 0 | 0+0j | 0 | 0 | 0+0j | 0 | 0 | 0+0j | 0 | 0 | 0+0j | 0 | 0 | 0+0j | 0 | 0 | 0+0j | 31333.333 | 13347.944 | 31333.333+13347.944j | 0 | 0 | 0+0j | 0 | 0 | 0+0j | 0 | 0 | 0 | 0 | 0 | 0 | 0 | 0 | 0 | 0 | 0 | 0 | 0 | 0 | 0 | 0 | 0 | 0 | 1 | 0 | 0 | 1 | 0 | 0 | 0 | 0 | 0 | 0 | 0 | OPEN | node_1398885_47_15297280_682 | AN | 8101601
load_220330945 |  | 0 | C | 0 | 0 | 0 | 0 | 0 | 0 | 0 | 0 | 0 | 0 | 0 | 0+0j | 0 | 0 | 0+0j | 0 | 0 | 0+0j | 0 | 0 | 0+0j | 0 | 0 | 0+0j | 0 | 0 | 0+0j | 0 | 0 | 0+0j | 31333.333 | 13347.944 | 31333.333+13347.944j | 0 | 0 | 0+0j | 0 | 0 | 0 | 0 | 0 | 0 | 0 | 0 | 0 | 0 | 0 | 0 | 0 | 0 | 0 | 0 | 0 | 0 | 1 | 0 | 0 | 1 | 0 | 0 | 0 | 0 | 0 | 0 | 0 | OPEN | node_1398875_956_15297279_242 | BN | 8101601
load_220330946 |  | 0 | C | 0 | 0 | 0 | 0 | 0 | 0 | 0 | 0 | 0 | 0 | 0 | 0+0j | 0 | 0 | 0+0j | 0 | 0 | 0+0j | 0 | 0 | 0+0j | 0 | 0 | 0+0j | 0 | 0 | 0+0j | 0 | 0 | 0+0j | 0 | 0 | 0+0j | 31333.333 | 13347.944 | 31333.333+13347.944j | 0 | 0 | 0 | 0 | 0 | 0 | 0 | 0 | 0 | 0 | 0 | 0 | 0 | 0 | 0 | 0 | 0 | 0 | 1 | 0 | 0 | 1 | 0 | 0 | 0 | 0 | 0 | 0 | 0 | OPEN | node_1398893_914_15297279_376 | CN | 8101601
load_220330949 |  | 0 | C | 0 | 0 | 0 | 0 | 0 | 0 | 0 | 0 | 0 | 0 | 0 | 0+0j | 0 | 0 | 0+0j | 0 | 0 | 0+0j | 0 | 0 | 0+0j | 0 | 0 | 0+0j | 0 | 0 | 0+0j | 10333.333 | 4401.981 | 10333.333+4401.981j | 0 | 0 | 0+0j | 0 | 0 | 0+0j | 0 | 0 | 0 | 0 | 0 | 0 | 0 | 0 | 0 | 0 | 0 | 0 | 0 | 0 | 0 | 0 | 0 | 0 | 1 | 0 | 0 | 1 | 0 | 0 | 0 | 0 | 0 | 0 | 0 | OPEN | node_1398743_29_15297619_248 | AN | 8101601
load_220330950 |  | 0 | C | 0 | 0 | 0 | 0 | 0 | 0 | 0 | 0 | 0 | 0 | 0 | 0+0j | 0 | 0 | 0+0j | 0 | 0 | 0+0j | 0 | 0 | 0+0j | 0 | 0 | 0+0j | 0 | 0 | 0+0j | 0 | 0 | 0+0j | 10333.333 | 4401.981 | 10333.333+4401.981j | 0 | 0 | 0+0j | 0 | 0 | 0 | 0 | 0 | 0 | 0 | 0 | 0 | 0 | 0 | 0 | 0 | 0 | 0 | 0 | 0 | 0 | 1 | 0 | 0 | 1 | 0 | 0 | 0 | 0 | 0 | 0 | 0 | OPEN | node_1398747_083_15297593_145 | BN | 8101601
load_220330951 |  | 0 | C | 0 | 0 | 0 | 0 | 0 | 0 | 0 | 0 | 0 | 0 | 0 | 0+0j | 0 | 0 | 0+0j | 0 | 0 | 0+0j | 0 | 0 | 0+0j | 0 | 0 | 0+0j | 0 | 0 | 0+0j | 0 | 0 | 0+0j | 0 | 0 | 0+0j | 10333.333 | 4401.981 | 10333.333+4401.981j | 0 | 0 | 0 | 0 | 0 | 0 | 0 | 0 | 0 | 0 | 0 | 0 | 0 | 0 | 0 | 0 | 0 | 0 | 1 | 0 | 0 | 1 | 0 | 0 | 0 | 0 | 0 | 0 | 0 | OPEN | node_1398744_663_15297645_823 | CN | 8101601
load_220330952 |  | 0 | C | 0 | 0 | 0 | 0 | 0 | 0 | 0 | 0 | 0 | 0 | 0 | 0+0j | 0 | 0 | 0+0j | 0 | 0 | 0+0j | 0 | 0 | 0+0j | 0 | 0 | 0+0j | 0 | 0 | 0+0j | 0 | 0 | 0+0j | 0 | 0 | 0+0j | 0 | 0 | 0+0j | 0 | 0 | 0 | 0 | 0 | 0 | 0 | 0 | 0 | 0 | 0 | 0 | 0 | 0 | 0 | 0 | 0 | 0 | 1 | 0 | 0 | 1 | 0 | 0 | 0 | 0 | 0 | 0 | 0 | OPEN | node_1398733_092_15297733_728 | BN | 8101601
load_220330953 |  | 0 | C | 0 | 0 | 0 | 0 | 0 | 0 | 0 | 0 | 0 | 0 | 0 | 0+0j | 0 | 0 | 0+0j | 0 | 0 | 0+0j | 0 | 0 | 0+0j | 0 | 0 | 0+0j | 0 | 0 | 0+0j | 0 | 0 | 0+0j | 0 | 0 | 0+0j | 0 | 0 | 0+0j | 0 | 0 | 0 | 0 | 0 | 0 | 0 | 0 | 0 | 0 | 0 | 0 | 0 | 0 | 0 | 0 | 0 | 0 | 1 | 0 | 0 | 1 | 0 | 0 | 0 | 0 | 0 | 0 | 0 | OPEN | node_1398733_654_15297707_116 | AN | 8101601
load_220330954 |  | 0 | C | 0 | 0 | 0 | 0 | 0 | 0 | 0 | 0 | 0 | 0 | 0 | 0+0j | 0 | 0 | 0+0j | 0 | 0 | 0+0j | 0 | 0 | 0+0j | 0 | 0 | 0+0j | 0 | 0 | 0+0j | 0 | 0 | 0+0j | 0 | 0 | 0+0j | 0 | 0 | 0+0j | 0 | 0 | 0 | 0 | 0 | 0 | 0 | 0 | 0 | 0 | 0 | 0 | 0 | 0 | 0 | 0 | 0 | 0 | 1 | 0 | 0 | 1 | 0 | 0 | 0 | 0 | 0 | 0 | 0 | OPEN | node_1398737_679_15297759_671 | CN | 8101601
load_220330966 |  | 0 | C | 0 | 0 | 0 | 0 | 0 | 0 | 0 | 0 | 0 | 0 | 0 | 0+0j | 0 | 0 | 0+0j | 0 | 0 | 0+0j | 0 | 0 | 0+0j | 0 | 0 | 0+0j | 0 | 0 | 0+0j | 1000 | 425.998 | 1000+425.998j | 0 | 0 | 0+0j | 0 | 0 | 0+0j | 0 | 0 | 0 | 0 | 0 | 0 | 0 | 0 | 0 | 0 | 0 | 0 | 0 | 0 | 0 | 0 | 0 | 0 | 1 | 0 | 0 | 1 | 0 | 0 | 0 | 0 | 0 | 0 | 0 | OPEN | node_1398257_593_15296903_565 | AN | 8101601
load_220330967 |  | 0 | C | 0 | 0 | 0 | 0 | 0 | 0 | 0 | 0 | 0 | 0 | 0 | 0+0j | 0 | 0 | 0+0j | 0 | 0 | 0+0j | 0 | 0 | 0+0j | 0 | 0 | 0+0j | 0 | 0 | 0+0j | 0 | 0 | 0+0j | 1000 | 425.998 | 1000+425.998j | 0 | 0 | 0+0j | 0 | 0 | 0 | 0 | 0 | 0 | 0 | 0 | 0 | 0 | 0 | 0 | 0 | 0 | 0 | 0 | 0 | 0 | 1 | 0 | 0 | 1 | 0 | 0 | 0 | 0 | 0 | 0 | 0 | OPEN | node_1398262_866_15296913_953 | BN | 8101601
load_220330968 |  | 0 | C | 0 | 0 | 0 | 0 | 0 | 0 | 0 | 0 | 0 | 0 | 0 | 0+0j | 0 | 0 | 0+0j | 0 | 0 | 0+0j | 0 | 0 | 0+0j | 0 | 0 | 0+0j | 0 | 0 | 0+0j | 0 | 0 | 0+0j | 0 | 0 | 0+0j | 1000 | 425.998 | 1000+425.998j | 0 | 0 | 0 | 0 | 0 | 0 | 0 | 0 | 0 | 0 | 0 | 0 | 0 | 0 | 0 | 0 | 0 | 0 | 1 | 0 | 0 | 1 | 0 | 0 | 0 | 0 | 0 | 0 | 0 | OPEN | node_1398247_244_15296901_506 | CN | 8101601
load_220330984 |  | 0 | C | 0 | 0 | 0 | 0 | 0 | 0 | 0 | 0 | 0 | 0 | 0 | 0+0j | 0 | 0 | 0+0j | 0 | 0 | 0+0j | 0 | 0 | 0+0j | 0 | 0 | 0+0j | 0 | 0 | 0+0j | 8000 | 3407.986 | 8000+3407.986j | 0 | 0 | 0+0j | 0 | 0 | 0+0j | 0 | 0 | 0 | 0 | 0 | 0 | 0 | 0 | 0 | 0 | 0 | 0 | 0 | 0 | 0 | 0 | 0 | 0 | 1 | 0 | 0 | 1 | 0 | 0 | 0 | 0 | 0 | 0 | 0 | OPEN | node_1398209_658_15296376_84 | AN | 8101601
load_220330985 |  | 0 | C | 0 | 0 | 0 | 0 | 0 | 0 | 0 | 0 | 0 | 0 | 0 | 0+0j | 0 | 0 | 0+0j | 0 | 0 | 0+0j | 0 | 0 | 0+0j | 0 | 0 | 0+0j | 0 | 0 | 0+0j | 0 | 0 | 0+0j | 0 | 0 | 0+0j | 0 | 0 | 0+0j | 0 | 0 | 0 | 0 | 0 | 0 | 0 | 0 | 0 | 0 | 0 | 0 | 0 | 0 | 0 | 0 | 0 | 0 | 1 | 0 | 0 | 1 | 0 | 0 | 0 | 0 | 0 | 0 | 0 | OPEN | node_1397937_663_15296515_579 | AN | 8101601
load_220330986 |  | 0 | C | 0 | 0 | 0 | 0 | 0 | 0 | 0 | 0 | 0 | 0 | 0 | 0+0j | 0 | 0 | 0+0j | 0 | 0 | 0+0j | 0 | 0 | 0+0j | 0 | 0 | 0+0j | 0 | 0 | 0+0j | 0 | 0 | 0+0j | 0 | 0 | 0+0j | 0 | 0 | 0+0j | 0 | 0 | 0 | 0 | 0 | 0 | 0 | 0 | 0 | 0 | 0 | 0 | 0 | 0 | 0 | 0 | 0 | 0 | 1 | 0 | 0 | 1 | 0 | 0 | 0 | 0 | 0 | 0 | 0 | OPEN | node_1397941_033_15296489_367 | AN | 8101601
load_220330987 |  | 0 | C | 0 | 0 | 0 | 0 | 0 | 0 | 0 | 0 | 0 | 0 | 0 | 0+0j | 0 | 0 | 0+0j | 0 | 0 | 0+0j | 0 | 0 | 0+0j | 0 | 0 | 0+0j | 0 | 0 | 0+0j | 16666.667 | 7099.97 | 16666.667+7099.97j | 0 | 0 | 0+0j | 0 | 0 | 0+0j | 0 | 0 | 0 | 0 | 0 | 0 | 0 | 0 | 0 | 0 | 0 | 0 | 0 | 0 | 0 | 0 | 0 | 0 | 1 | 0 | 0 | 1 | 0 | 0 | 0 | 0 | 0 | 0 | 0 | OPEN | node_1398130_889_15296730_749 | AN | 8101601
load_220330988 |  | 0 | C | 0 | 0 | 0 | 0 | 0 | 0 | 0 | 0 | 0 | 0 | 0 | 0+0j | 0 | 0 | 0+0j | 0 | 0 | 0+0j | 0 | 0 | 0+0j | 0 | 0 | 0+0j | 0 | 0 | 0+0j | 0 | 0 | 0+0j | 16666.667 | 7099.97 | 16666.667+7099.97j | 0 | 0 | 0+0j | 0 | 0 | 0 | 0 | 0 | 0 | 0 | 0 | 0 | 0 | 0 | 0 | 0 | 0 | 0 | 0 | 0 | 0 | 1 | 0 | 0 | 1 | 0 | 0 | 0 | 0 | 0 | 0 | 0 | OPEN | node_1398134_219_15296704_528 | BN | 8101601
load_220330989 |  | 0 | C | 0 | 0 | 0 | 0 | 0 | 0 | 0 | 0 | 0 | 0 | 0 | 0+0j | 0 | 0 | 0+0j | 0 | 0 | 0+0j | 0 | 0 | 0+0j | 0 | 0 | 0+0j | 0 | 0 | 0+0j | 0 | 0 | 0+0j | 0 | 0 | 0+0j | 16666.667 | 7099.97 | 16666.667+7099.97j | 0 | 0 | 0 | 0 | 0 | 0 | 0 | 0 | 0 | 0 | 0 | 0 | 0 | 0 | 0 | 0 | 0 | 0 | 1 | 0 | 0 | 1 | 0 | 0 | 0 | 0 | 0 | 0 | 0 | OPEN | node_1398132_732_15296757_277 | CN | 8101601
load_220331170 |  | 0 | C | 0 | 0 | 0 | 0 | 0 | 0 | 0 | 0 | 0 | 0 | 0 | 0+0j | 0 | 0 | 0+0j | 0 | 0 | 0+0j | 0 | 0 | 0+0j | 0 | 0 | 0+0j | 0 | 0 | 0+0j | 15333.333 | 6531.973 | 15333.333+6531.973j | 0 | 0 | 0+0j | 0 | 0 | 0+0j | 0 | 0 | 0 | 0 | 0 | 0 | 0 | 0 | 0 | 0 | 0 | 0 | 0 | 0 | 0 | 0 | 0 | 0 | 1 | 0 | 0 | 1 | 0 | 0 | 0 | 0 | 0 | 0 | 0 | OPEN | node_1397450_299_15296883_463 | AN | 8101601
load_220331171 |  | 0 | C | 0 | 0 | 0 | 0 | 0 | 0 | 0 | 0 | 0 | 0 | 0 | 0+0j | 0 | 0 | 0+0j | 0 | 0 | 0+0j | 0 | 0 | 0+0j | 0 | 0 | 0+0j | 0 | 0 | 0+0j | 0 | 0 | 0+0j | 15333.333 | 6531.973 | 15333.333+6531.973j | 0 | 0 | 0+0j | 0 | 0 | 0 | 0 | 0 | 0 | 0 | 0 | 0 | 0 | 0 | 0 | 0 | 0 | 0 | 0 | 0 | 0 | 1 | 0 | 0 | 1 | 0 | 0 | 0 | 0 | 0 | 0 | 0 | OPEN | node_1397448_641_15296909_984 | BN | 8101601
load_220331172 |  | 0 | C | 0 | 0 | 0 | 0 | 0 | 0 | 0 | 0 | 0 | 0 | 0 | 0+0j | 0 | 0 | 0+0j | 0 | 0 | 0+0j | 0 | 0 | 0+0j | 0 | 0 | 0+0j | 0 | 0 | 0+0j | 0 | 0 | 0+0j | 0 | 0 | 0+0j | 15333.333 | 6531.973 | 15333.333+6531.973j | 0 | 0 | 0 | 0 | 0 | 0 | 0 | 0 | 0 | 0 | 0 | 0 | 0 | 0 | 0 | 0 | 0 | 0 | 1 | 0 | 0 | 1 | 0 | 0 | 0 | 0 | 0 | 0 | 0 | OPEN | node_1397446_788_15296857_228 | CN | 8101601
load_220331176 |  | 0 | C | 0 | 0 | 0 | 0 | 0 | 0 | 0 | 0 | 0 | 0 | 0 | 0+0j | 0 | 0 | 0+0j | 0 | 0 | 0+0j | 0 | 0 | 0+0j | 0 | 0 | 0+0j | 0 | 0 | 0+0j | 0 | 0 | 0+0j | 0 | 0 | 0+0j | 0 | 0 | 0+0j | 0 | 0 | 0 | 0 | 0 | 0 | 0 | 0 | 0 | 0 | 0 | 0 | 0 | 0 | 0 | 0 | 0 | 0 | 1 | 0 | 0 | 1 | 0 | 0 | 0 | 0 | 0 | 0 | 0 | OPEN | node_1397323_316_15296525_168 | AN | 8101601
load_220331179 |  | 0 | R | 0 | 0 | 0 | 0 | 0 | 0 | 0 | 0 | 0 | 0 | 0 | 0+0j | 0 | 0 | 0+0j | 0 | 0 | 0+0j | 0 | 0 | 0+0j | 0 | 0 | 0+0j | 0 | 0 | 0+0j | 30499.2 | 12992.605 | 30499.2+12992.605j | 0 | 0 | 0+0j | 0 | 0 | 0+0j | 0 | 0 | 0 | 0 | 0 | 0 | 0 | 0 | 0 | 0 | 0 | 0 | 0 | 0 | 0 | 0 | 0 | 0 | 1 | 0 | 0 | 1 | 0 | 0 | 0 | 0 | 0 | 0 | 0 | OPEN | node_1397296_764_15296109_312 | AN | 8101601
load_220331186 |  | 0 | C | 0 | 0 | 0 | 0 | 0 | 0 | 0 | 0 | 0 | 0 | 0 | 0+0j | 0 | 0 | 0+0j | 0 | 0 | 0+0j | 0 | 0 | 0+0j | 0 | 0 | 0+0j | 0 | 0 | 0+0j | 0 | 0 | 0+0j | 0 | 0 | 0+0j | 0 | 0 | 0+0j | 0 | 0 | 0 | 0 | 0 | 0 | 0 | 0 | 0 | 0 | 0 | 0 | 0 | 0 | 0 | 0 | 0 | 0 | 1 | 0 | 0 | 1 | 0 | 0 | 0 | 0 | 0 | 0 | 0 | OPEN | node_1397612_282_15296745_434 | AN | 8101601
load_220331190 |  | 0 | C | 0 | 0 | 0 | 0 | 0 | 0 | 0 | 0 | 0 | 0 | 0 | 0+0j | 0 | 0 | 0+0j | 0 | 0 | 0+0j | 0 | 0 | 0+0j | 0 | 0 | 0+0j | 0 | 0 | 0+0j | 0 | 0 | 0+0j | 0 | 0 | 0+0j | 0 | 0 | 0+0j | 0 | 0 | 0 | 0 | 0 | 0 | 0 | 0 | 0 | 0 | 0 | 0 | 0 | 0 | 0 | 0 | 0 | 0 | 1 | 0 | 0 | 1 | 0 | 0 | 0 | 0 | 0 | 0 | 0 | OPEN | node_1397661_969_15297301_039 | AN | 8101601
load_220331191 |  | 0 | C | 0 | 0 | 0 | 0 | 0 | 0 | 0 | 0 | 0 | 0 | 0 | 0+0j | 0 | 0 | 0+0j | 0 | 0 | 0+0j | 0 | 0 | 0+0j | 0 | 0 | 0+0j | 0 | 0 | 0+0j | 0 | 0 | 0+0j | 0 | 0 | 0+0j | 0 | 0 | 0+0j | 0 | 0 | 0 | 0 | 0 | 0 | 0 | 0 | 0 | 0 | 0 | 0 | 0 | 0 | 0 | 0 | 0 | 0 | 1 | 0 | 0 | 1 | 0 | 0 | 0 | 0 | 0 | 0 | 0 | OPEN | node_1397719_189_15297667_843 | AN | 8101601
load_220331192 |  | 0 | C | 0 | 0 | 0 | 0 | 0 | 0 | 0 | 0 | 0 | 0 | 0 | 0+0j | 0 | 0 | 0+0j | 0 | 0 | 0+0j | 0 | 0 | 0+0j | 0 | 0 | 0+0j | 0 | 0 | 0+0j | 0 | 0 | 0+0j | 0 | 0 | 0+0j | 0 | 0 | 0+0j | 0 | 0 | 0 | 0 | 0 | 0 | 0 | 0 | 0 | 0 | 0 | 0 | 0 | 0 | 0 | 0 | 0 | 0 | 1 | 0 | 0 | 1 | 0 | 0 | 0 | 0 | 0 | 0 | 0 | OPEN | node_1397717_22_15297694_322 | BN | 8101601
load_220331193 |  | 0 | C | 0 | 0 | 0 | 0 | 0 | 0 | 0 | 0 | 0 | 0 | 0 | 0+0j | 0 | 0 | 0+0j | 0 | 0 | 0+0j | 0 | 0 | 0+0j | 0 | 0 | 0+0j | 0 | 0 | 0+0j | 0 | 0 | 0+0j | 0 | 0 | 0+0j | 0 | 0 | 0+0j | 0 | 0 | 0 | 0 | 0 | 0 | 0 | 0 | 0 | 0 | 0 | 0 | 0 | 0 | 0 | 0 | 0 | 0 | 1 | 0 | 0 | 1 | 0 | 0 | 0 | 0 | 0 | 0 | 0 | OPEN | node_1397715_985_15297641_539 | CN | 8101601
load_220331194 |  | 0 | C | 0 | 0 | 0 | 0 | 0 | 0 | 0 | 0 | 0 | 0 | 0 | 0+0j | 0 | 0 | 0+0j | 0 | 0 | 0+0j | 0 | 0 | 0+0j | 0 | 0 | 0+0j | 0 | 0 | 0+0j | 0 | 0 | 0+0j | 0 | 0 | 0+0j | 0 | 0 | 0+0j | 0 | 0 | 0 | 0 | 0 | 0 | 0 | 0 | 0 | 0 | 0 | 0 | 0 | 0 | 0 | 0 | 0 | 0 | 1 | 0 | 0 | 1 | 0 | 0 | 0 | 0 | 0 | 0 | 0 | OPEN | node_1397619_104_15297773_88 | AN | 8101601
load_220331197 |  | 0 | C | 0 | 0 | 0 | 0 | 0 | 0 | 0 | 0 | 0 | 0 | 0 | 0+0j | 0 | 0 | 0+0j | 0 | 0 | 0+0j | 0 | 0 | 0+0j | 0 | 0 | 0+0j | 0 | 0 | 0+0j | 0 | 0 | 0+0j | 0 | 0 | 0+0j | 0 | 0 | 0+0j | 0 | 0 | 0 | 0 | 0 | 0 | 0 | 0 | 0 | 0 | 0 | 0 | 0 | 0 | 0 | 0 | 0 | 0 | 1 | 0 | 0 | 1 | 0 | 0 | 0 | 0 | 0 | 0 | 0 | OPEN | node_1397764_95_15298222_686 | AN | 8101601
load_220331199 |  | 0 | R | 0 | 0 | 0 | 0 | 0 | 0 | 0 | 0 | 0 | 0 | 0 | 0+0j | 0 | 0 | 0+0j | 0 | 0 | 0+0j | 0 | 0 | 0+0j | 0 | 0 | 0+0j | 0 | 0 | 0+0j | 22968 | 9784.327 | 22968+9784.327j | 0 | 0 | 0+0j | 0 | 0 | 0+0j | 0 | 0 | 0 | 0 | 0 | 0 | 0 | 0 | 0 | 0 | 0 | 0 | 0 | 0 | 0 | 0 | 0 | 0 | 1 | 0 | 0 | 1 | 0 | 0 | 0 | 0 | 0 | 0 | 0 | OPEN | node_1397600_356_15296083_055 | AN | 8101601
load_220331201 |  | 0 | C | 0 | 0 | 0 | 0 | 0 | 0 | 0 | 0 | 0 | 0 | 0 | 0+0j | 0 | 0 | 0+0j | 0 | 0 | 0+0j | 0 | 0 | 0+0j | 0 | 0 | 0+0j | 0 | 0 | 0+0j | 2654.4 | 1130.77 | 2654.4+1130.77j | 0 | 0 | 0+0j | 0 | 0 | 0+0j | 0 | 0 | 0 | 0 | 0 | 0 | 0 | 0 | 0 | 0 | 0 | 0 | 0 | 0 | 0 | 0 | 0 | 0 | 1 | 0 | 0 | 1 | 0 | 0 | 0 | 0 | 0 | 0 | 0 | OPEN | node_1397538_4_15296314_922 | AN | 8101601
load_220331202 |  | 0 | R | 0 | 0 | 0 | 0 | 0 | 0 | 0 | 0 | 0 | 0 | 0 | 0+0j | 0 | 0 | 0+0j | 0 | 0 | 0+0j | 0 | 0 | 0+0j | 0 | 0 | 0+0j | 0 | 0 | 0+0j | 0 | 0 | 0+0j | 1980 | 843.476 | 1980+843.476j | 0 | 0 | 0+0j | 0 | 0 | 0 | 0 | 0 | 0 | 0 | 0 | 0 | 0 | 0 | 0 | 0 | 0 | 0 | 0 | 0 | 0 | 1 | 0 | 0 | 1 | 0 | 0 | 0 | 0 | 0 | 0 | 0 | OPEN | node_1397539_853_15296288_379 | BN | 8101601
load_220331222 |  | 0 | R | 0 | 0 | 0 | 0 | 0 | 0 | 0 | 0 | 0 | 0 | 0 | 0+0j | 0 | 0 | 0+0j | 0 | 0 | 0+0j | 0 | 0 | 0+0j | 0 | 0 | 0+0j | 0 | 0 | 0+0j | 15328.8 | 6530.041 | 15328.8+6530.041j | 0 | 0 | 0+0j | 0 | 0 | 0+0j | 0 | 0 | 0 | 0 | 0 | 0 | 0 | 0 | 0 | 0 | 0 | 0 | 0 | 0 | 0 | 0 | 0 | 0 | 1 | 0 | 0 | 1 | 0 | 0 | 0 | 0 | 0 | 0 | 0 | OPEN | node_1398486_854_15296866_802 | AN | 8101601
load_220331223 |  | 0 | C | 0 | 0 | 0 | 0 | 0 | 0 | 0 | 0 | 0 | 0 | 0 | 0+0j | 0 | 0 | 0+0j | 0 | 0 | 0+0j | 0 | 0 | 0+0j | 0 | 0 | 0+0j | 0 | 0 | 0+0j | 18000 | 7667.968 | 18000+7667.968j | 0 | 0 | 0+0j | 0 | 0 | 0+0j | 0 | 0 | 0 | 0 | 0 | 0 | 0 | 0 | 0 | 0 | 0 | 0 | 0 | 0 | 0 | 0 | 0 | 0 | 1 | 0 | 0 | 1 | 0 | 0 | 0 | 0 | 0 | 0 | 0 | OPEN | node_1398616_025_15296813_245 | AN | 8101601
load_220331224 |  | 0 | C | 0 | 0 | 0 | 0 | 0 | 0 | 0 | 0 | 0 | 0 | 0 | 0+0j | 0 | 0 | 0+0j | 0 | 0 | 0+0j | 0 | 0 | 0+0j | 0 | 0 | 0+0j | 0 | 0 | 0+0j | 18000 | 7667.968 | 18000+7667.968j | 0 | 0 | 0+0j | 0 | 0 | 0+0j | 0 | 0 | 0 | 0 | 0 | 0 | 0 | 0 | 0 | 0 | 0 | 0 | 0 | 0 | 0 | 0 | 0 | 0 | 1 | 0 | 0 | 1 | 0 | 0 | 0 | 0 | 0 | 0 | 0 | OPEN | node_1398635_021_15296821_037 | AN | 8101601
load_220331228 |  | 0 | R | 0 | 0 | 0 | 0 | 0 | 0 | 0 | 0 | 0 | 0 | 0 | 0+0j | 0 | 0 | 0+0j | 0 | 0 | 0+0j | 0 | 0 | 0+0j | 0 | 0 | 0+0j | 0 | 0 | 0+0j | 325137.6 | 138508.038 | 325137.6+138508.038j | 0 | 0 | 0+0j | 0 | 0 | 0+0j | 0 | 0 | 0 | 0 | 0 | 0 | 0 | 0 | 0 | 0 | 0 | 0 | 0 | 0 | 0 | 0 | 0 | 0 | 1 | 0 | 0 | 1 | 0 | 0 | 0 | 0 | 0 | 0 | 0 | OPEN | node_1398886_391_15297602_574 | AN | 8101601
load_220331409 |  | 0 | C | 0 | 0 | 0 | 0 | 0 | 0 | 0 | 0 | 0 | 0 | 0 | 0+0j | 0 | 0 | 0+0j | 0 | 0 | 0+0j | 0 | 0 | 0+0j | 0 | 0 | 0+0j | 0 | 0 | 0+0j | 3708 | 1579.601 | 3708+1579.601j | 0 | 0 | 0+0j | 0 | 0 | 0+0j | 0 | 0 | 0 | 0 | 0 | 0 | 0 | 0 | 0 | 0 | 0 | 0 | 0 | 0 | 0 | 0 | 0 | 0 | 1 | 0 | 0 | 1 | 0 | 0 | 0 | 0 | 0 | 0 | 0 | OPEN | node_1396152_977_15296843_899 | AN | 8101601
load_220331410 |  | 0 | C | 0 | 0 | 0 | 0 | 0 | 0 | 0 | 0 | 0 | 0 | 0 | 0+0j | 0 | 0 | 0+0j | 0 | 0 | 0+0j | 0 | 0 | 0+0j | 0 | 0 | 0+0j | 0 | 0 | 0+0j | 0 | 0 | 0+0j | 0 | 0 | 0+0j | 0 | 0 | 0+0j | 0 | 0 | 0 | 0 | 0 | 0 | 0 | 0 | 0 | 0 | 0 | 0 | 0 | 0 | 0 | 0 | 0 | 0 | 1 | 0 | 0 | 1 | 0 | 0 | 0 | 0 | 0 | 0 | 0 | OPEN | node_1396291_721_15296948_425 | AN | 8101601
load_220331411 |  | 0 | R | 0 | 0 | 0 | 0 | 0 | 0 | 0 | 0 | 0 | 0 | 0 | 0+0j | 0 | 0 | 0+0j | 0 | 0 | 0+0j | 0 | 0 | 0+0j | 0 | 0 | 0+0j | 0 | 0 | 0+0j | 2949.6 | 1256.524 | 2949.6+1256.524j | 0 | 0 | 0+0j | 0 | 0 | 0+0j | 0 | 0 | 0 | 0 | 0 | 0 | 0 | 0 | 0 | 0 | 0 | 0 | 0 | 0 | 0 | 0 | 0 | 0 | 1 | 0 | 0 | 1 | 0 | 0 | 0 | 0 | 0 | 0 | 0 | OPEN | node_1396362_145_15296842_448 | AN | 8101601
load_220331412 |  | 0 | C | 0 | 0 | 0 | 0 | 0 | 0 | 0 | 0 | 0 | 0 | 0 | 0+0j | 0 | 0 | 0+0j | 0 | 0 | 0+0j | 0 | 0 | 0+0j | 0 | 0 | 0+0j | 0 | 0 | 0+0j | 0 | 0 | 0+0j | 6333.333 | 2697.989 | 6333.333+2697.989j | 0 | 0 | 0+0j | 0 | 0 | 0 | 0 | 0 | 0 | 0 | 0 | 0 | 0 | 0 | 0 | 0 | 0 | 0 | 0 | 0 | 0 | 1 | 0 | 0 | 1 | 0 | 0 | 0 | 0 | 0 | 0 | 0 | OPEN | node_1396381_725_15296846_818 | BN | 8101601
load_220331413 |  | 0 | C | 0 | 0 | 0 | 0 | 0 | 0 | 0 | 0 | 0 | 0 | 0 | 0+0j | 0 | 0 | 0+0j | 0 | 0 | 0+0j | 0 | 0 | 0+0j | 0 | 0 | 0+0j | 0 | 0 | 0+0j | 0 | 0 | 0+0j | 0 | 0 | 0+0j | 6333.333 | 2697.989 | 6333.333+2697.989j | 0 | 0 | 0 | 0 | 0 | 0 | 0 | 0 | 0 | 0 | 0 | 0 | 0 | 0 | 0 | 0 | 0 | 0 | 1 | 0 | 0 | 1 | 0 | 0 | 0 | 0 | 0 | 0 | 0 | OPEN | node_1396342_423_15296845_026 | CN | 8101601
load_220331414 |  | 0 | C | 0 | 0 | 0 | 0 | 0 | 0 | 0 | 0 | 0 | 0 | 0 | 0+0j | 0 | 0 | 0+0j | 0 | 0 | 0+0j | 0 | 0 | 0+0j | 0 | 0 | 0+0j | 0 | 0 | 0+0j | 0 | 0 | 0+0j | 0 | 0 | 0+0j | 0 | 0 | 0+0j | 0 | 0 | 0 | 0 | 0 | 0 | 0 | 0 | 0 | 0 | 0 | 0 | 0 | 0 | 0 | 0 | 0 | 0 | 1 | 0 | 0 | 1 | 0 | 0 | 0 | 0 | 0 | 0 | 0 | OPEN | node_1396673_73_15296864_23 | AN | 8101601
load_220331415 |  | 0 | C | 0 | 0 | 0 | 0 | 0 | 0 | 0 | 0 | 0 | 0 | 0 | 0+0j | 0 | 0 | 0+0j | 0 | 0 | 0+0j | 0 | 0 | 0+0j | 0 | 0 | 0+0j | 0 | 0 | 0+0j | 12000 | 5111.979 | 12000+5111.979j | 0 | 0 | 0+0j | 0 | 0 | 0+0j | 0 | 0 | 0 | 0 | 0 | 0 | 0 | 0 | 0 | 0 | 0 | 0 | 0 | 0 | 0 | 0 | 0 | 0 | 1 | 0 | 0 | 1 | 0 | 0 | 0 | 0 | 0 | 0 | 0 | OPEN | node_1396565_518_15296856_885 | AN | 8101601
load_220331416 |  | 0 | C | 0 | 0 | 0 | 0 | 0 | 0 | 0 | 0 | 0 | 0 | 0 | 0+0j | 0 | 0 | 0+0j | 0 | 0 | 0+0j | 0 | 0 | 0+0j | 0 | 0 | 0+0j | 0 | 0 | 0+0j | 0 | 0 | 0+0j | 12000 | 5111.979 | 12000+5111.979j | 0 | 0 | 0+0j | 0 | 0 | 0 | 0 | 0 | 0 | 0 | 0 | 0 | 0 | 0 | 0 | 0 | 0 | 0 | 0 | 0 | 0 | 1 | 0 | 0 | 1 | 0 | 0 | 0 | 0 | 0 | 0 | 0 | OPEN | node_1396567_111_15296830_357 | BN | 8101601
load_220331417 |  | 0 | C | 0 | 0 | 0 | 0 | 0 | 0 | 0 | 0 | 0 | 0 | 0 | 0+0j | 0 | 0 | 0+0j | 0 | 0 | 0+0j | 0 | 0 | 0+0j | 0 | 0 | 0+0j | 0 | 0 | 0+0j | 0 | 0 | 0+0j | 0 | 0 | 0+0j | 12000 | 5111.979 | 12000+5111.979j | 0 | 0 | 0 | 0 | 0 | 0 | 0 | 0 | 0 | 0 | 0 | 0 | 0 | 0 | 0 | 0 | 0 | 0 | 1 | 0 | 0 | 1 | 0 | 0 | 0 | 0 | 0 | 0 | 0 | OPEN | node_1396569_094_15296883_106 | CN | 8101601
load_220331418 |  | 0 | C | 0 | 0 | 0 | 0 | 0 | 0 | 0 | 0 | 0 | 0 | 0 | 0+0j | 0 | 0 | 0+0j | 0 | 0 | 0+0j | 0 | 0 | 0+0j | 0 | 0 | 0+0j | 0 | 0 | 0+0j | 7000 | 2981.988 | 7000+2981.988j | 0 | 0 | 0+0j | 0 | 0 | 0+0j | 0 | 0 | 0 | 0 | 0 | 0 | 0 | 0 | 0 | 0 | 0 | 0 | 0 | 0 | 0 | 0 | 0 | 0 | 1 | 0 | 0 | 1 | 0 | 0 | 0 | 0 | 0 | 0 | 0 | OPEN | node_1396639_008_15296533_969 | AN | 8101601
load_220331419 |  | 0 | C | 0 | 0 | 0 | 0 | 0 | 0 | 0 | 0 | 0 | 0 | 0 | 0+0j | 0 | 0 | 0+0j | 0 | 0 | 0+0j | 0 | 0 | 0+0j | 0 | 0 | 0+0j | 0 | 0 | 0+0j | 0 | 0 | 0+0j | 7000 | 2981.988 | 7000+2981.988j | 0 | 0 | 0+0j | 0 | 0 | 0 | 0 | 0 | 0 | 0 | 0 | 0 | 0 | 0 | 0 | 0 | 0 | 0 | 0 | 0 | 0 | 1 | 0 | 0 | 1 | 0 | 0 | 0 | 0 | 0 | 0 | 0 | OPEN | node_1396658_692_15296537_348 | BN | 8101601
load_220331420 |  | 0 | C | 0 | 0 | 0 | 0 | 0 | 0 | 0 | 0 | 0 | 0 | 0 | 0+0j | 0 | 0 | 0+0j | 0 | 0 | 0+0j | 0 | 0 | 0+0j | 0 | 0 | 0+0j | 0 | 0 | 0+0j | 0 | 0 | 0+0j | 0 | 0 | 0+0j | 7000 | 2981.988 | 7000+2981.988j | 0 | 0 | 0 | 0 | 0 | 0 | 0 | 0 | 0 | 0 | 0 | 0 | 0 | 0 | 0 | 0 | 0 | 0 | 1 | 0 | 0 | 1 | 0 | 0 | 0 | 0 | 0 | 0 | 0 | OPEN | node_1396619_376_15296537_543 | CN | 8101601
load_220331421 |  | 0 | C | 0 | 0 | 0 | 0 | 0 | 0 | 0 | 0 | 0 | 0 | 0 | 0+0j | 0 | 0 | 0+0j | 0 | 0 | 0+0j | 0 | 0 | 0+0j | 0 | 0 | 0+0j | 0 | 0 | 0+0j | 37333.333 | 15903.933 | 37333.333+15903.933j | 0 | 0 | 0+0j | 0 | 0 | 0+0j | 0 | 0 | 0 | 0 | 0 | 0 | 0 | 0 | 0 | 0 | 0 | 0 | 0 | 0 | 0 | 0 | 0 | 0 | 1 | 0 | 0 | 1 | 0 | 0 | 0 | 0 | 0 | 0 | 0 | OPEN | node_1396721_122_15297066_088 | AN | 8101601
load_220331422 |  | 0 | C | 0 | 0 | 0 | 0 | 0 | 0 | 0 | 0 | 0 | 0 | 0 | 0+0j | 0 | 0 | 0+0j | 0 | 0 | 0+0j | 0 | 0 | 0+0j | 0 | 0 | 0+0j | 0 | 0 | 0+0j | 0 | 0 | 0+0j | 37333.333 | 15903.933 | 37333.333+15903.933j | 0 | 0 | 0+0j | 0 | 0 | 0 | 0 | 0 | 0 | 0 | 0 | 0 | 0 | 0 | 0 | 0 | 0 | 0 | 0 | 0 | 0 | 1 | 0 | 0 | 1 | 0 | 0 | 0 | 0 | 0 | 0 | 0 | OPEN | node_1396704_383_15297080_218 | BN | 8101601
load_220331423 |  | 0 | C | 0 | 0 | 0 | 0 | 0 | 0 | 0 | 0 | 0 | 0 | 0 | 0+0j | 0 | 0 | 0+0j | 0 | 0 | 0+0j | 0 | 0 | 0+0j | 0 | 0 | 0+0j | 0 | 0 | 0+0j | 0 | 0 | 0+0j | 0 | 0 | 0+0j | 37333.333 | 15903.933 | 37333.333+15903.933j | 0 | 0 | 0 | 0 | 0 | 0 | 0 | 0 | 0 | 0 | 0 | 0 | 0 | 0 | 0 | 0 | 0 | 0 | 1 | 0 | 0 | 1 | 0 | 0 | 0 | 0 | 0 | 0 | 0 | OPEN | node_1396734_541_15297046_598 | CN | 8101601
load_220331424 |  | 0 | C | 0 | 0 | 0 | 0 | 0 | 0 | 0 | 0 | 0 | 0 | 0 | 0+0j | 0 | 0 | 0+0j | 0 | 0 | 0+0j | 0 | 0 | 0+0j | 0 | 0 | 0+0j | 0 | 0 | 0+0j | 1447.2 | 616.505 | 1447.2+616.505j | 0 | 0 | 0+0j | 0 | 0 | 0+0j | 0 | 0 | 0 | 0 | 0 | 0 | 0 | 0 | 0 | 0 | 0 | 0 | 0 | 0 | 0 | 0 | 0 | 0 | 1 | 0 | 0 | 1 | 0 | 0 | 0 | 0 | 0 | 0 | 0 | OPEN | node_1396362_357_15297242_833 | AN | 8101601
load_220331425 |  | 0 | R | 0 | 0 | 0 | 0 | 0 | 0 | 0 | 0 | 0 | 0 | 0 | 0+0j | 0 | 0 | 0+0j | 0 | 0 | 0+0j | 0 | 0 | 0+0j | 0 | 0 | 0+0j | 0 | 0 | 0+0j | 0 | 0 | 0+0j | 0 | 0 | 0+0j | 0 | 0 | 0+0j | 0 | 0 | 0 | 0 | 0 | 0 | 0 | 0 | 0 | 0 | 0 | 0 | 0 | 0 | 0 | 0 | 0 | 0 | 1 | 0 | 0 | 1 | 0 | 0 | 0 | 0 | 0 | 0 | 0 | OPEN | node_1396602_166_15297193_594 | AN | 8101601
load_220331426 |  | 0 | R | 0 | 0 | 0 | 0 | 0 | 0 | 0 | 0 | 0 | 0 | 0 | 0+0j | 0 | 0 | 0+0j | 0 | 0 | 0+0j | 0 | 0 | 0+0j | 0 | 0 | 0+0j | 0 | 0 | 0+0j | 0 | 0 | 0+0j | 0 | 0 | 0+0j | 0 | 0 | 0+0j | 0 | 0 | 0 | 0 | 0 | 0 | 0 | 0 | 0 | 0 | 0 | 0 | 0 | 0 | 0 | 0 | 0 | 0 | 1 | 0 | 0 | 1 | 0 | 0 | 0 | 0 | 0 | 0 | 0 | OPEN | node_1396600_512_15297220_114 | BN | 8101601
load_220331427 |  | 0 | C | 0 | 0 | 0 | 0 | 0 | 0 | 0 | 0 | 0 | 0 | 0 | 0+0j | 0 | 0 | 0+0j | 0 | 0 | 0+0j | 0 | 0 | 0+0j | 0 | 0 | 0+0j | 0 | 0 | 0+0j | 0 | 0 | 0+0j | 0 | 0 | 0+0j | 11666.667 | 4969.979 | 11666.667+4969.979j | 0 | 0 | 0 | 0 | 0 | 0 | 0 | 0 | 0 | 0 | 0 | 0 | 0 | 0 | 0 | 0 | 0 | 0 | 1 | 0 | 0 | 1 | 0 | 0 | 0 | 0 | 0 | 0 | 0 | OPEN | node_1396598_648_15297167_359 | CN | 8101601
load_220331428 |  | 0 | R | 0 | 0 | 0 | 0 | 0 | 0 | 0 | 0 | 0 | 0 | 0 | 0+0j | 0 | 0 | 0+0j | 0 | 0 | 0+0j | 0 | 0 | 0+0j | 0 | 0 | 0+0j | 0 | 0 | 0+0j | 120866.4 | 51488.871 | 120866.4+51488.871j | 0 | 0 | 0+0j | 0 | 0 | 0+0j | 0 | 0 | 0 | 0 | 0 | 0 | 0 | 0 | 0 | 0 | 0 | 0 | 0 | 0 | 0 | 0 | 0 | 0 | 1 | 0 | 0 | 1 | 0 | 0 | 0 | 0 | 0 | 0 | 0 | OPEN | node_1395866_844_15297366_329 | AN | 8101601
load_220332937 |  | 0 | R | 0 | 0 | 0 | 0 | 0 | 0 | 0 | 0 | 0 | 0 | 0 | 0+0j | 0 | 0 | 0+0j | 0 | 0 | 0+0j | 0 | 0 | 0+0j | 0 | 0 | 0+0j | 0 | 0 | 0+0j | 11466 | 4884.496 | 11466+4884.496j | 0 | 0 | 0+0j | 0 | 0 | 0+0j | 0 | 0 | 0 | 0 | 0 | 0 | 0 | 0 | 0 | 0 | 0 | 0 | 0 | 0 | 0 | 0 | 0 | 0 | 1 | 0 | 0 | 1 | 0 | 0 | 0 | 0 | 0 | 0 | 0 | OPEN | node_1395804_887_15297152_54 | AN | 8101601
load_220332938 |  | 0 | R | 0 | 0 | 0 | 0 | 0 | 0 | 0 | 0 | 0 | 0 | 0 | 0+0j | 0 | 0 | 0+0j | 0 | 0 | 0+0j | 0 | 0 | 0+0j | 0 | 0 | 0+0j | 0 | 0 | 0+0j | 11466 | 4884.496 | 11466+4884.496j | 0 | 0 | 0+0j | 0 | 0 | 0+0j | 0 | 0 | 0 | 0 | 0 | 0 | 0 | 0 | 0 | 0 | 0 | 0 | 0 | 0 | 0 | 0 | 0 | 0 | 1 | 0 | 0 | 1 | 0 | 0 | 0 | 0 | 0 | 0 | 0 | OPEN | node_1395792_469_15297131_676 | AN | 8101601
load_220332960 |  | 0 | R | 0 | 0 | 0 | 0 | 0 | 0 | 0 | 0 | 0 | 0 | 0 | 0+0j | 0 | 0 | 0+0j | 0 | 0 | 0+0j | 0 | 0 | 0+0j | 0 | 0 | 0+0j | 0 | 0 | 0+0j | 23752.8 | 10118.65 | 23752.8+10118.65j | 0 | 0 | 0+0j | 0 | 0 | 0+0j | 0 | 0 | 0 | 0 | 0 | 0 | 0 | 0 | 0 | 0 | 0 | 0 | 0 | 0 | 0 | 0 | 0 | 0 | 1 | 0 | 0 | 1 | 0 | 0 | 0 | 0 | 0 | 0 | 0 | OPEN | node_1398534_091_15297295_049 | AN | 8101601
load_220332974 |  | 0 | C | 0 | 0 | 0 | 0 | 0 | 0 | 0 | 0 | 0 | 0 | 0 | 0+0j | 0 | 0 | 0+0j | 0 | 0 | 0+0j | 0 | 0 | 0+0j | 0 | 0 | 0+0j | 0 | 0 | 0+0j | 36666.667 | 15619.935 | 36666.667+15619.935j | 0 | 0 | 0+0j | 0 | 0 | 0+0j | 0 | 0 | 0 | 0 | 0 | 0 | 0 | 0 | 0 | 0 | 0 | 0 | 0 | 0 | 0 | 0 | 0 | 0 | 1 | 0 | 0 | 1 | 0 | 0 | 0 | 0 | 0 | 0 | 0 | OPEN | node_1398279_453_15297165_185 | AN | 8101601
load_220332975 |  | 0 | C | 0 | 0 | 0 | 0 | 0 | 0 | 0 | 0 | 0 | 0 | 0 | 0+0j | 0 | 0 | 0+0j | 0 | 0 | 0+0j | 0 | 0 | 0+0j | 0 | 0 | 0+0j | 0 | 0 | 0+0j | 0 | 0 | 0+0j | 36666.667 | 15619.935 | 36666.667+15619.935j | 0 | 0 | 0+0j | 0 | 0 | 0 | 0 | 0 | 0 | 0 | 0 | 0 | 0 | 0 | 0 | 0 | 0 | 0 | 0 | 0 | 0 | 1 | 0 | 0 | 1 | 0 | 0 | 0 | 0 | 0 | 0 | 0 | OPEN | node_1398267_214_15297186_032 | BN | 8101601
load_220332976 |  | 0 | C | 0 | 0 | 0 | 0 | 0 | 0 | 0 | 0 | 0 | 0 | 0 | 0+0j | 0 | 0 | 0+0j | 0 | 0 | 0+0j | 0 | 0 | 0+0j | 0 | 0 | 0+0j | 0 | 0 | 0+0j | 0 | 0 | 0+0j | 0 | 0 | 0+0j | 36666.667 | 15619.935 | 36666.667+15619.935j | 0 | 0 | 0 | 0 | 0 | 0 | 0 | 0 | 0 | 0 | 0 | 0 | 0 | 0 | 0 | 0 | 0 | 0 | 1 | 0 | 0 | 1 | 0 | 0 | 0 | 0 | 0 | 0 | 0 | OPEN | node_1398287_236_15297140_761 | CN | 8101601
load_220448572 |  | 0 | R | 0 | 0 | 0 | 0 | 0 | 0 | 0 | 0 | 0 | 0 | 0 | 0+0j | 0 | 0 | 0+0j | 0 | 0 | 0+0j | 0 | 0 | 0+0j | 0 | 0 | 0+0j | 0 | 0 | 0+0j | 0 | 0 | 0+0j | 0 | 0 | 0+0j | 1980 | 843.476 | 1980+843.476j | 0 | 0 | 0 | 0 | 0 | 0 | 0 | 0 | 0 | 0 | 0 | 0 | 0 | 0 | 0 | 0 | 0 | 0 | 1 | 0 | 0 | 1 | 0 | 0 | 0 | 0 | 0 | 0 | 0 | OPEN | node_1397542_115_15296341_109 | CN | 8101601
load_220499099 |  | 0 | C | 0 | 0 | 0 | 0 | 0 | 0 | 0 | 0 | 0 | 0 | 0 | 0+0j | 0 | 0 | 0+0j | 0 | 0 | 0+0j | 0 | 0 | 0+0j | 0 | 0 | 0+0j | 0 | 0 | 0+0j | 40000 | 17039.929 | 40000+17039.929j | 0 | 0 | 0+0j | 0 | 0 | 0+0j | 0 | 0 | 0 | 0 | 0 | 0 | 0 | 0 | 0 | 0 | 0 | 0 | 0 | 0 | 0 | 0 | 0 | 0 | 1 | 0 | 0 | 1 | 0 | 0 | 0 | 0 | 0 | 0 | 0 | OPEN | node_1396989_504_15296879_72 | AN | 8101601
load_220499100 |  | 0 | C | 0 | 0 | 0 | 0 | 0 | 0 | 0 | 0 | 0 | 0 | 0 | 0+0j | 0 | 0 | 0+0j | 0 | 0 | 0+0j | 0 | 0 | 0+0j | 0 | 0 | 0+0j | 0 | 0 | 0+0j | 0 | 0 | 0+0j | 40000 | 17039.929 | 40000+17039.929j | 0 | 0 | 0+0j | 0 | 0 | 0 | 0 | 0 | 0 | 0 | 0 | 0 | 0 | 0 | 0 | 0 | 0 | 0 | 0 | 0 | 0 | 1 | 0 | 0 | 1 | 0 | 0 | 0 | 0 | 0 | 0 | 0 | OPEN | node_1397004_722_15296896_917 | BN | 8101601
load_220499101 |  | 0 | C | 0 | 0 | 0 | 0 | 0 | 0 | 0 | 0 | 0 | 0 | 0 | 0+0j | 0 | 0 | 0+0j | 0 | 0 | 0+0j | 0 | 0 | 0+0j | 0 | 0 | 0+0j | 0 | 0 | 0+0j | 0 | 0 | 0+0j | 0 | 0 | 0+0j | 40000 | 17039.929 | 40000+17039.929j | 0 | 0 | 0 | 0 | 0 | 0 | 0 | 0 | 0 | 0 | 0 | 0 | 0 | 0 | 0 | 0 | 0 | 0 | 1 | 0 | 0 | 1 | 0 | 0 | 0 | 0 | 0 | 0 | 0 | OPEN | node_1396971_514_15296868_369 | CN | 8101601
load_220551884 |  | 0 | C | 0 | 0 | 0 | 0 | 0 | 0 | 0 | 0 | 0 | 0 | 0 | 0+0j | 0 | 0 | 0+0j | 0 | 0 | 0+0j | 0 | 0 | 0+0j | 0 | 0 | 0+0j | 0 | 0 | 0+0j | 18000 | 7667.968 | 18000+7667.968j | 18000 | 7667.968 | 18000+7667.968j | 18000 | 7667.968 | 18000+7667.968j | 0 | 0 | 0 | 0 | 0 | 0 | 0 | 0 | 0 | 0 | 0 | 0 | 0 | 0 | 0 | 0 | 0 | 0 | 1 | 0 | 0 | 1 | 0 | 0 | 0 | 0 | 0 | 0 | 0 | OPEN | node_1398380_216_15296780_885 | ABCN | 8101601
load_220573014 |  | 0 | C | 0 | 0 | 0 | 0 | 0 | 0 | 0 | 0 | 0 | 0 | 0 | 0+0j | 0 | 0 | 0+0j | 0 | 0 | 0+0j | 0 | 0 | 0+0j | 0 | 0 | 0+0j | 0 | 0 | 0+0j | 2500 | 1064.996 | 2500+1064.996j | 0 | 0 | 0+0j | 0 | 0 | 0+0j | 0 | 0 | 0 | 0 | 0 | 0 | 0 | 0 | 0 | 0 | 0 | 0 | 0 | 0 | 0 | 0 | 0 | 0 | 1 | 0 | 0 | 1 | 0 | 0 | 0 | 0 | 0 | 0 | 0 | OPEN | node_1398903_904_15297513_81 | AN | 8101601
load_220573015 |  | 0 | C | 0 | 0 | 0 | 0 | 0 | 0 | 0 | 0 | 0 | 0 | 0 | 0+0j | 0 | 0 | 0+0j | 0 | 0 | 0+0j | 0 | 0 | 0+0j | 0 | 0 | 0+0j | 0 | 0 | 0+0j | 2500 | 1064.996 | 2500+1064.996j | 0 | 0 | 0+0j | 0 | 0 | 0+0j | 0 | 0 | 0 | 0 | 0 | 0 | 0 | 0 | 0 | 0 | 0 | 0 | 0 | 0 | 0 | 0 | 0 | 0 | 1 | 0 | 0 | 1 | 0 | 0 | 0 | 0 | 0 | 0 | 0 | OPEN | node_1398900_143_15297539_922 | AN | 8101601
load_220596306 |  | 0 | R | 0 | 0 | 0 | 0 | 0 | 0 | 0 | 0 | 0 | 0 | 0 | 0+0j | 0 | 0 | 0+0j | 0 | 0 | 0+0j | 0 | 0 | 0+0j | 0 | 0 | 0+0j | 0 | 0 | 0+0j | 60 | 25.56 | 60+25.56j | 0 | 0 | 0+0j | 0 | 0 | 0+0j | 0 | 0 | 0 | 0 | 0 | 0 | 0 | 0 | 0 | 0 | 0 | 0 | 0 | 0 | 0 | 0 | 0 | 0 | 1 | 0 | 0 | 1 | 0 | 0 | 0 | 0 | 0 | 0 | 0 | OPEN | node_1397265_673_15296314_131 | AN | 8101601
load_220596307 |  | 0 | R | 0 | 0 | 0 | 0 | 0 | 0 | 0 | 0 | 0 | 0 | 0 | 0+0j | 0 | 0 | 0+0j | 0 | 0 | 0+0j | 0 | 0 | 0+0j | 0 | 0 | 0+0j | 0 | 0 | 0+0j | 0 | 0 | 0+0j | 60 | 25.56 | 60+25.56j | 0 | 0 | 0+0j | 0 | 0 | 0 | 0 | 0 | 0 | 0 | 0 | 0 | 0 | 0 | 0 | 0 | 0 | 0 | 0 | 0 | 0 | 1 | 0 | 0 | 1 | 0 | 0 | 0 | 0 | 0 | 0 | 0 | OPEN | node_1397269_482_15296288_032 | BN | 8101601
load_220596308 |  | 0 | R | 0 | 0 | 0 | 0 | 0 | 0 | 0 | 0 | 0 | 0 | 0 | 0+0j | 0 | 0 | 0+0j | 0 | 0 | 0+0j | 0 | 0 | 0+0j | 0 | 0 | 0+0j | 0 | 0 | 0+0j | 0 | 0 | 0+0j | 0 | 0 | 0+0j | 60 | 25.56 | 60+25.56j | 0 | 0 | 0 | 0 | 0 | 0 | 0 | 0 | 0 | 0 | 0 | 0 | 0 | 0 | 0 | 0 | 0 | 0 | 1 | 0 | 0 | 1 | 0 | 0 | 0 | 0 | 0 | 0 | 0 | OPEN | node_1397267_03_15296340_707 | CN | 8101601
load_220616440 |  | 0 | R | 0 | 0 | 0 | 0 | 0 | 0 | 0 | 0 | 0 | 0 | 0 | 0+0j | 0 | 0 | 0+0j | 0 | 0 | 0+0j | 0 | 0 | 0+0j | 0 | 0 | 0+0j | 0 | 0 | 0+0j | 145742.4 | 62086.002 | 145742.4+62086.002j | 0 | 0 | 0+0j | 0 | 0 | 0+0j | 0 | 0 | 0 | 0 | 0 | 0 | 0 | 0 | 0 | 0 | 0 | 0 | 0 | 0 | 0 | 0 | 0 | 0 | 1 | 0 | 0 | 1 | 0 | 0 | 0 | 0 | 0 | 0 | 0 | OPEN | node_1396299_18_15297446_624 | AN | 8101601
load_220647782 |  | 0 | C | 0 | 0 | 0 | 0 | 0 | 0 | 0 | 0 | 0 | 0 | 0 | 0+0j | 0 | 0 | 0+0j | 0 | 0 | 0+0j | 0 | 0 | 0+0j | 0 | 0 | 0+0j | 0 | 0 | 0+0j | 0 | 0 | 0+0j | 0 | 0 | 0+0j | 0 | 0 | 0+0j | 0 | 0 | 0 | 0 | 0 | 0 | 0 | 0 | 0 | 0 | 0 | 0 | 0 | 0 | 0 | 0 | 0 | 0 | 1 | 0 | 0 | 1 | 0 | 0 | 0 | 0 | 0 | 0 | 0 | OPEN | node_1398348_479_15296855_519 | AN | 8101601
load_220648218 |  | 0 | C | 0 | 0 | 0 | 0 | 0 | 0 | 0 | 0 | 0 | 0 | 0 | 0+0j | 0 | 0 | 0+0j | 0 | 0 | 0+0j | 0 | 0 | 0+0j | 0 | 0 | 0+0j | 0 | 0 | 0+0j | 0 | 0 | 0+0j | 0 | 0 | 0+0j | 0 | 0 | 0+0j | 0 | 0 | 0 | 0 | 0 | 0 | 0 | 0 | 0 | 0 | 0 | 0 | 0 | 0 | 0 | 0 | 0 | 0 | 1 | 0 | 0 | 1 | 0 | 0 | 0 | 0 | 0 | 0 | 0 | OPEN | node_1397655_965_15297069_068 | AN | 8101601
load_310058335 |  | 0 | C | 0 | 0 | 0 | 0 | 0 | 0 | 0 | 0 | 0 | 0 | 0 | 0+0j | 0 | 0 | 0+0j | 0 | 0 | 0+0j | 0 | 0 | 0+0j | 0 | 0 | 0+0j | 0 | 0 | 0+0j | 20000 | 8519.964 | 20000+8519.964j | 0 | 0 | 0+0j | 0 | 0 | 0+0j | 0 | 0 | 0 | 0 | 0 | 0 | 0 | 0 | 0 | 0 | 0 | 0 | 0 | 0 | 0 | 0 | 0 | 0 | 1 | 0 | 0 | 1 | 0 | 0 | 0 | 0 | 0 | 0 | 0 | OPEN | node_1397739_559_15298083_1 | AN | 8101601
load_311904015 |  | 0 | C | 0 | 0 | 0 | 0 | 0 | 0 | 0 | 0 | 0 | 0 | 0 | 0+0j | 0 | 0 | 0+0j | 0 | 0 | 0+0j | 0 | 0 | 0+0j | 0 | 0 | 0+0j | 0 | 0 | 0+0j | 2000 | 851.996 | 2000+851.996j | 0 | 0 | 0+0j | 0 | 0 | 0+0j | 0 | 0 | 0 | 0 | 0 | 0 | 0 | 0 | 0 | 0 | 0 | 0 | 0 | 0 | 0 | 0 | 0 | 0 | 1 | 0 | 0 | 1 | 0 | 0 | 0 | 0 | 0 | 0 | 0 | OPEN | node_1397788_647_15296957_734 | AN | 8101601
load_312099687 |  | 0 | U | 0 | 0 | 0 | 0 | 0 | 0 | 0 | 0 | 0 | 0 | 0 | 0+0j | 0 | 0 | 0+0j | 0 | 0 | 0+0j | 0 | 0 | 0+0j | 0 | 0 | 0+0j | 0 | 0 | 0+0j | 0 | 0 | 0+0j | 0 | 0 | 0+0j | 0 | 0 | 0+0j | 0 | 0 | 0 | 0 | 0 | 0 | 0 | 0 | 0 | 0 | 0 | 0 | 0 | 0 | 0 | 0 | 0 | 0 | 1 | 0 | 0 | 1 | 0 | 0 | 0 | 0 | 0 | 0 | 0 | OPEN | node_1397705_997_15296522_713 | ABCN | 8101601
load_312099687-L1-1 |  | 0 | C | 0 | 0 | 0 | 0 | 0 | 0 | 0 | 0 | 0 | 0 | 0 | 0+0j | 0 | 0 | 0+0j | 0 | 0 | 0+0j | 0 | 0 | 0+0j | 0 | 0 | 0+0j | 0 | 0 | 0+0j | 0 | 0 | 0+0j | 0 | 0 | 0+0j | 0 | 0 | 0+0j | 0 | 0 | 0 | 0 | 0 | 0 | 0 | 0 | 0 | 0 | 0 | 0 | 0 | 0 | 0 | 0 | 0 | 0 | 1 | 0 | 0 | 1 | 0 | 0 | 0 | 0 | 0 | 0 | 0 | OPEN | node_1397705_997_15296522_713 | ABCN | 8101601
load_312104738 |  | 0 | C | 0 | 0 | 0 | 0 | 0 | 0 | 0 | 0 | 0 | 0 | 0 | 0+0j | 0 | 0 | 0+0j | 0 | 0 | 0+0j | 0 | 0 | 0+0j | 0 | 0 | 0+0j | 0 | 0 | 0+0j | 0 | 0 | 0+0j | 0 | 0 | 0+0j | 0 | 0 | 0+0j | 0 | 0 | 0 | 0 | 0 | 0 | 0 | 0 | 0 | 0 | 0 | 0 | 0 | 0 | 0 | 0 | 0 | 0 | 1 | 0 | 0 | 1 | 0 | 0 | 0 | 0 | 0 | 0 | 0 | OPEN | node_1397334_392_15296730_814 | AN | 8101601
load_312104740 |  | 0 | C | 0 | 0 | 0 | 0 | 0 | 0 | 0 | 0 | 0 | 0 | 0 | 0+0j | 0 | 0 | 0+0j | 0 | 0 | 0+0j | 0 | 0 | 0+0j | 0 | 0 | 0+0j | 0 | 0 | 0+0j | 0 | 0 | 0+0j | 0 | 0 | 0+0j | 0 | 0 | 0+0j | 0 | 0 | 0 | 0 | 0 | 0 | 0 | 0 | 0 | 0 | 0 | 0 | 0 | 0 | 0 | 0 | 0 | 0 | 1 | 0 | 0 | 1 | 0 | 0 | 0 | 0 | 0 | 0 | 0 | OPEN | node_1397332_432_15296716_271 | BN | 8101601
load_312104741 |  | 0 | C | 0 | 0 | 0 | 0 | 0 | 0 | 0 | 0 | 0 | 0 | 0 | 0+0j | 0 | 0 | 0+0j | 0 | 0 | 0+0j | 0 | 0 | 0+0j | 0 | 0 | 0+0j | 0 | 0 | 0+0j | 0 | 0 | 0+0j | 0 | 0 | 0+0j | 0 | 0 | 0+0j | 0 | 0 | 0 | 0 | 0 | 0 | 0 | 0 | 0 | 0 | 0 | 0 | 0 | 0 | 0 | 0 | 0 | 0 | 1 | 0 | 0 | 1 | 0 | 0 | 0 | 0 | 0 | 0 | 0 | OPEN | node_1397333_061_15296702_394 | CN | 8101601

## OverheadLineConductor
Name | Diameter | GeometricMeanRadius | RatingSummerContinuous | RatingSummerEmergency | RatingWinterContinuous | RatingWinterEmergency | Feeder | Comments
oh_cond_1/0_AAAC | 0.398 | 0.012 | 235 | 235 | 310 | 310 | 8101601
oh_cond_1/0_ACSR | 0.398 | 0.012 | 265 | 265 | 330 | 330 | 8101601
oh_cond_2/0_CU | 0.414 | 0.013 | 295 | 295 | 425 | 425 | 8101601
oh_cond_2_ACSR | 0.325 | 0.01 | 195 | 195 | 245 | 245 | 8101601
oh_cond_4/0_AAAC | 0.563 | 0.017 | 365 | 365 | 480 | 480 | 8101601
oh_cond_4/0_AL | 0.522 | 0.016 | 365 | 365 | 480 | 480 | 8101601
oh_cond_4_CU | 0.232 | 0.007 | 140 | 140 | 200 | 200 | 8101601
oh_cond_477_MCM_AL | 0.792 | 0.025 | 605 | 605 | 810 | 810 | 8101601
oh_cond_WP-4/0-CU | 0.81 | 0.015 | 340 | 340 | 390 | 390 | 8101601

## OverheadLineConfiguration
Name | ConductorA | ConductorB | ConductorC | ConductorN | LineSpacing | Capacitance11 | Capacitance12 | Capacitance13 | Capacitance21 | Capacitance22 | Capacitance23 | Capacitance31 | Capacitance32 | Capacitance33 | Impedance11 | Impedance12 | Impedance13 | Impedance21 | Impedance22 | Impedance23 | Impedance31 | Impedance32 | Impedance33 | Feeder | Comments
bal_1P_1/0AC | oh_cond_1/0_ACSR | oh_cond_1/0_ACSR | oh_cond_1/0_ACSR |  |  | 12.796 | -3.172 | -3.172 | -3.172 | 12.796 | -3.172 | -3.172 | -3.172 | 12.796 | 0.983+1.218j | 0.095+0.781j | 0.095+0.781j | 0.095+0.781j | 0.983+1.218j | 0.095+0.781j | 0.095+0.781j | 0.095+0.781j | 0.983+1.218j | 8101601
bal_3P_1/0AA | oh_cond_1/0_AAAC | oh_cond_1/0_AAAC | oh_cond_1/0_AAAC |  |  | 12.796 | -3.172 | -3.172 | -3.172 | 12.796 | -3.172 | -3.172 | -3.172 | 12.796 | 0.972+1.499j | 0.095+0.781j | 0.095+0.781j | 0.095+0.781j | 0.972+1.499j | 0.095+0.781j | 0.095+0.781j | 0.095+0.781j | 0.972+1.499j | 8101601
bal_3P_1/0AC | oh_cond_1/0_ACSR | oh_cond_1/0_ACSR | oh_cond_1/0_ACSR |  |  | 12.796 | -3.172 | -3.172 | -3.172 | 12.796 | -3.172 | -3.172 | -3.172 | 12.796 | 0.983+1.497j | 0.095+0.781j | 0.095+0.781j | 0.095+0.781j | 0.983+1.497j | 0.095+0.781j | 0.095+0.781j | 0.095+0.781j | 0.983+1.497j | 8101601
bal_3P_2/0CU | oh_cond_2/0_CU | oh_cond_2/0_CU | oh_cond_2/0_CU |  |  | 12.878 | -3.204 | -3.204 | -3.204 | 12.878 | -3.204 | -3.204 | -3.204 | 12.878 | 0.535+1.487j | 0.095+0.781j | 0.095+0.781j | 0.095+0.781j | 0.535+1.487j | 0.095+0.781j | 0.095+0.781j | 0.095+0.781j | 0.535+1.487j | 8101601
bal_3P_2AC | oh_cond_2_ACSR | oh_cond_2_ACSR | oh_cond_2_ACSR |  |  | 12.393 | -3.017 | -3.017 | -3.017 | 12.393 | -3.017 | -3.017 | -3.017 | 12.393 | 1.505+1.527j | 0.095+0.781j | 0.095+0.781j | 0.095+0.781j | 1.505+1.527j | 0.095+0.781j | 0.095+0.781j | 0.095+0.781j | 1.505+1.527j | 8101601
bal_3P_4/0AA | oh_cond_4/0_AAAC | oh_cond_4/0_AAAC | oh_cond_4/0_AAAC |  |  | 13.554 | -3.469 | -3.469 | -3.469 | 13.554 | -3.469 | -3.469 | -3.469 | 13.554 | 0.534+1.457j | 0.095+0.781j | 0.095+0.781j | 0.095+0.781j | 0.534+1.457j | 0.095+0.781j | 0.095+0.781j | 0.095+0.781j | 0.534+1.457j | 8101601
bal_3P_4/0AL | oh_cond_4/0_AL | oh_cond_4/0_AL | oh_cond_4/0_AL |  |  | 13.381 | -3.4 | -3.4 | -3.4 | 13.381 | -3.4 | -3.4 | -3.4 | 13.381 | 0.537+1.466j | 0.095+0.781j | 0.095+0.781j | 0.095+0.781j | 0.537+1.466j | 0.095+0.781j | 0.095+0.781j | 0.095+0.781j | 0.537+1.466j | 8101601
bal_3P_4CU | oh_cond_4_CU | oh_cond_4_CU | oh_cond_4_CU |  |  | 11.78 | -2.785 | -2.785 | -2.785 | 11.78 | -2.785 | -2.785 | -2.785 | 11.78 | 1.483+1.565j | 0.095+0.781j | 0.095+0.781j | 0.095+0.781j | 1.483+1.565j | 0.095+0.781j | 0.095+0.781j | 0.095+0.781j | 1.483+1.565j | 8101601
bal_3P_477AL | oh_cond_477_MCM_AL | oh_cond_477_MCM_AL | oh_cond_477_MCM_AL |  |  | 14.305 | -3.735 | -3.735 | -3.735 | 14.305 | -3.735 | -3.735 | -3.735 | 14.305 | 0.293+1.41j | 0.095+0.775j | 0.095+0.775j | 0.095+0.775j | 0.293+1.41j | 0.095+0.775j | 0.095+0.775j | 0.095+0.775j | 0.293+1.41j | 8101601
unb_TAPWIRE_OH | oh_cond_WP-4/0-CU | oh_cond_WP-4/0-CU | oh_cond_WP-4/0-CU | oh_cond_WP-4/0-CU |  | 14.911 | -4.341 | -1.953 | -4.341 | 15.781 | -3.724 | -1.953 | -3.724 | 14.818 | 0.365+1.097j | 0.093+0.433j | 0.094+0.34j | 0.093+0.433j | 0.368+1.078j | 0.095+0.401j | 0.094+0.34j | 0.095+0.401j | 0.368+1.077j | 8101601

## Recloser
Name | GroupId | RetryTime | MaximumNumberOfTries | Status | From | To | Length | Phases | Feeder | Comments

## RegulatorConfiguration
Name | CurrentTransducerPhase | PowerTransducerPhase | Regulation | Control | Type | CompensatorResistiveSettingA | CompensatorResistiveSettingB | CompensatorResistiveSettingC | CompensatorReactiveSettingA | CompensatorReactiveSettingB | CompensatorReactiveSettingC | BandCenter | BandWidth | CurrentTransducerRatio | PowerTransducerRatio | ConnectType | ControlLevel | DwellTime | TimeDelay | LowerTaps | RaiseTaps | TapPositionA | TapPositionB | TapPositionC | Feeder | Comments

## Sectionalizer
Name | GroupId | OperatingMode | PhaseAState | PhaseBState | PhaseCState | CurrentInAReal | CurrentInAImag | CurrentInA | CurrentInBReal | CurrentInBImag | CurrentInB | CurrentInCReal | CurrentInCImag | CurrentInC | CurrentOutAReal | CurrentOutAImag | CurrentOutA | CurrentOutBReal | CurrentOutBImag | CurrentOutB | CurrentOutCReal | CurrentOutCImag | CurrentOutC | ActivePowerInA | ReactivePowerInA | PowerInA | ActivePowerInB | ReactivePowerInB | PowerInB | ActivePowerInC | ReactivePowerInC | PowerInC | ActivePowerOutA | ReactivePowerOutA | PowerOutA | ActivePowerOutB | ReactivePowerOutB | PowerOutB | ActivePowerOutC | ReactivePowerOutC | PowerOutC | Status | From | To | Length | Phases | Feeder | Comments

## Solar
Name | GroupId | SpillageCost | CapitalCost | FixedOperatingCost | VariableOperatingCost | MaxReactivePower | MaxActivePower | OutputSchedule | PlanningStatus | UnitType | UnitSubtype | ParentNode | Phases | Feeder | Comments
solar_load_220330941 |  | 0 | 0 | 0 | 0.001 | 5392.639896124174 | 12658.832275233115 | OPTIMIZED | INSTALLED | solar_pv |  | node_1398967_476_15297125_284 | AN | 8101601
solar_load_220330942 |  | 0 | 0 | 0 | 0.001 | 5392.639896124174 | 12658.832275233115 | OPTIMIZED | INSTALLED | solar_pv |  | node_1398956_864_15297147_688 | BN | 8101601
solar_load_220330943 |  | 0 | 0 | 0 | 0.001 | 5392.639896124174 | 12658.832275233115 | OPTIMIZED | INSTALLED | solar_pv |  | node_1398973_391_15297099_919 | CN | 8101601
solar_load_220330944 |  | 0 | 0 | 0 | 0.001 | 3869.527855542631 | 9083.436733814073 | OPTIMIZED | INSTALLED | solar_pv |  | node_1398885_47_15297280_682 | AN | 8101601
solar_load_220330945 |  | 0 | 0 | 0 | 0.001 | 3869.527855542631 | 9083.436733814073 | OPTIMIZED | INSTALLED | solar_pv |  | node_1398875_956_15297279_242 | BN | 8101601
solar_load_220330946 |  | 0 | 0 | 0 | 0.001 | 3869.527855542631 | 9083.436733814073 | OPTIMIZED | INSTALLED | solar_pv |  | node_1398893_914_15297279_376 | CN | 8101601
solar_load_220330949 |  | 0 | 0 | 0 | 0.001 | 1276.1207343295273 | 2995.601411280861 | OPTIMIZED | INSTALLED | solar_pv |  | node_1398743_29_15297619_248 | AN | 8101601
solar_load_220330950 |  | 0 | 0 | 0 | 0.001 | 1276.1207343295273 | 2995.601411280861 | OPTIMIZED | INSTALLED | solar_pv |  | node_1398747_083_15297593_145 | BN | 8101601
solar_load_220330951 |  | 0 | 0 | 0 | 0.001 | 1276.1207343295273 | 2995.601411280861 | OPTIMIZED | INSTALLED | solar_pv |  | node_1398744_663_15297645_823 | CN | 8101601
solar_load_220330952 |  | 0 | 0 | 0 | 0.001 | 0 | 0 | OPTIMIZED | INSTALLED | solar_pv |  | node_1398733_092_15297733_728 | BN | 8101601
solar_load_220330953 |  | 0 | 0 | 0 | 0.001 | 0 | 0 | OPTIMIZED | INSTALLED | solar_pv |  | node_1398733_654_15297707_116 | AN | 8101601
solar_load_220330954 |  | 0 | 0 | 0 | 0.001 | 0 | 0 | OPTIMIZED | INSTALLED | solar_pv |  | node_1398737_679_15297759_671 | CN | 8101601
solar_load_220330966 |  | 0 | 0 | 0 | 0.001 | 123.49550817754779 | 289.89692012062915 | OPTIMIZED | INSTALLED | solar_pv |  | node_1398257_593_15296903_565 | AN | 8101601
solar_load_220330967 |  | 0 | 0 | 0 | 0.001 | 123.49550817754779 | 289.89692012062915 | OPTIMIZED | INSTALLED | solar_pv |  | node_1398262_866_15296913_953 | BN | 8101601
solar_load_220330968 |  | 0 | 0 | 0 | 0.001 | 123.49550817754779 | 289.89692012062915 | OPTIMIZED | INSTALLED | solar_pv |  | node_1398247_244_15296901_506 | CN | 8101601
solar_load_220330984 |  | 0 | 0 | 0 | 0.001 | 987.9646452142225 | 2319.175360965033 | OPTIMIZED | INSTALLED | solar_pv |  | node_1398209_658_15296376_84 | AN | 8101601
solar_load_220330985 |  | 0 | 0 | 0 | 0.001 | 0 | 0 | OPTIMIZED | INSTALLED | solar_pv |  | node_1397937_663_15296515_579 | AN | 8101601
solar_load_220330986 |  | 0 | 0 | 0 | 0.001 | 0 | 0 | OPTIMIZED | INSTALLED | solar_pv |  | node_1397941_033_15296489_367 | AN | 8101601
solar_load_220330987 |  | 0 | 0 | 0 | 0.001 | 2058.2594359488635 | 4831.615431976127 | OPTIMIZED | INSTALLED | solar_pv |  | node_1398130_889_15296730_749 | AN | 8101601
solar_load_220330988 |  | 0 | 0 | 0 | 0.001 | 2058.2594359488635 | 4831.615431976127 | OPTIMIZED | INSTALLED | solar_pv |  | node_1398134_219_15296704_528 | BN | 8101601
solar_load_220330989 |  | 0 | 0 | 0 | 0.001 | 2058.2594359488635 | 4831.615431976127 | OPTIMIZED | INSTALLED | solar_pv |  | node_1398132_732_15296757_277 | CN | 8101601
solar_load_220331170 |  | 0 | 0 | 0 | 0.001 | 1893.5988550111065 | 4445.086011884007 | OPTIMIZED | INSTALLED | solar_pv |  | node_1397450_299_15296883_463 | AN | 8101601
solar_load_220331171 |  | 0 | 0 | 0 | 0.001 | 1893.5988550111065 | 4445.086011884007 | OPTIMIZED | INSTALLED | solar_pv |  | node_1397448_641_15296909_984 | BN | 8101601
solar_load_220331172 |  | 0 | 0 | 0 | 0.001 | 1893.5988550111065 | 4445.086011884007 | OPTIMIZED | INSTALLED | solar_pv |  | node_1397446_788_15296857_228 | CN | 8101601
solar_load_220331176 |  | 0 | 0 | 0 | 0.001 | 0 | 0 | OPTIMIZED | INSTALLED | solar_pv |  | node_1397323_316_15296525_168 | AN | 8101601
solar_load_220331179 |  | 0 | 0 | 0 | 0.001 | 3766.516173843887 | 8841.624146143093 | OPTIMIZED | INSTALLED | solar_pv |  | node_1397296_764_15296109_312 | AN | 8101601
solar_load_220331186 |  | 0 | 0 | 0 | 0.001 | 0 | 0 | OPTIMIZED | INSTALLED | solar_pv |  | node_1397612_282_15296745_434 | AN | 8101601
solar_load_220331190 |  | 0 | 0 | 0 | 0.001 | 0 | 0 | OPTIMIZED | INSTALLED | solar_pv |  | node_1397661_969_15297301_039 | AN | 8101601
solar_load_220331191 |  | 0 | 0 | 0 | 0.001 | 0 | 0 | OPTIMIZED | INSTALLED | solar_pv |  | node_1397719_189_15297667_843 | AN | 8101601
solar_load_220331192 |  | 0 | 0 | 0 | 0.001 | 0 | 0 | OPTIMIZED | INSTALLED | solar_pv |  | node_1397717_22_15297694_322 | BN | 8101601
solar_load_220331193 |  | 0 | 0 | 0 | 0.001 | 0 | 0 | OPTIMIZED | INSTALLED | solar_pv |  | node_1397715_985_15297641_539 | CN | 8101601
solar_load_220331194 |  | 0 | 0 | 0 | 0.001 | 0 | 0 | OPTIMIZED | INSTALLED | solar_pv |  | node_1397619_104_15297773_88 | AN | 8101601
solar_load_220331197 |  | 0 | 0 | 0 | 0.001 | 0 | 0 | OPTIMIZED | INSTALLED | solar_pv |  | node_1397764_95_15298222_686 | AN | 8101601
solar_load_220331199 |  | 0 | 0 | 0 | 0.001 | 2836.446262753115 | 6658.35246133061 | OPTIMIZED | INSTALLED | solar_pv |  | node_1397600_356_15296083_055 | AN | 8101601
solar_load_220331201 |  | 0 | 0 | 0 | 0.001 | 327.80674036480383 | 769.5023847681981 | OPTIMIZED | INSTALLED | solar_pv |  | node_1397538_4_15296314_922 | AN | 8101601
solar_load_220331202 |  | 0 | 0 | 0 | 0.001 | 244.52109459566782 | 573.9959018388457 | OPTIMIZED | INSTALLED | solar_pv |  | node_1397539_853_15296288_379 | BN | 8101601
solar_load_220331222 |  | 0 | 0 | 0 | 0.001 | 1893.0387741614334 | 4443.771909145101 | OPTIMIZED | INSTALLED | solar_pv |  | node_1398486_854_15296866_802 | AN | 8101601
solar_load_220331223 |  | 0 | 0 | 0 | 0.001 | 2222.9203067835406 | 5218.144562171326 | OPTIMIZED | INSTALLED | solar_pv |  | node_1398616_025_15296813_245 | AN | 8101601
solar_load_220331224 |  | 0 | 0 | 0 | 0.001 | 2222.9203067835406 | 5218.144562171326 | OPTIMIZED | INSTALLED | solar_pv |  | node_1398635_021_15296821_037 | AN | 8101601
solar_load_220331228 |  | 0 | 0 | 0 | 0.001 | 40153.05362815107 | 94256.38885541308 | OPTIMIZED | INSTALLED | solar_pv |  | node_1398886_391_15297602_574 | AN | 8101601
solar_load_220331409 |  | 0 | 0 | 0 | 0.001 | 457.921464919466 | 1074.937779807293 | OPTIMIZED | INSTALLED | solar_pv |  | node_1396152_977_15296843_899 | AN | 8101601
solar_load_220331410 |  | 0 | 0 | 0 | 0.001 | 0 | 0 | OPTIMIZED | INSTALLED | solar_pv |  | node_1396291_721_15296948_425 | AN | 8101601
solar_load_220331411 |  | 0 | 0 | 0 | 0.001 | 364.2624376576534 | 855.0799555878078 | OPTIMIZED | INSTALLED | solar_pv |  | node_1396362_145_15296842_448 | AN | 8101601
solar_load_220331412 |  | 0 | 0 | 0 | 0.001 | 782.1387016193362 | 1836.0137307983446 | OPTIMIZED | INSTALLED | solar_pv |  | node_1396381_725_15296846_818 | BN | 8101601
solar_load_220331413 |  | 0 | 0 | 0 | 0.001 | 782.1387016193362 | 1836.0137307983446 | OPTIMIZED | INSTALLED | solar_pv |  | node_1396342_423_15296845_026 | CN | 8101601
solar_load_220331414 |  | 0 | 0 | 0 | 0.001 | 0 | 0 | OPTIMIZED | INSTALLED | solar_pv |  | node_1396673_73_15296864_23 | AN | 8101601
solar_load_220331415 |  | 0 | 0 | 0 | 0.001 | 1481.946967821334 | 3478.7630414475498 | OPTIMIZED | INSTALLED | solar_pv |  | node_1396565_518_15296856_885 | AN | 8101601
solar_load_220331416 |  | 0 | 0 | 0 | 0.001 | 1481.946967821334 | 3478.7630414475498 | OPTIMIZED | INSTALLED | solar_pv |  | node_1396567_111_15296830_357 | BN | 8101601
solar_load_220331417 |  | 0 | 0 | 0 | 0.001 | 1481.946967821334 | 3478.7630414475498 | OPTIMIZED | INSTALLED | solar_pv |  | node_1396569_094_15296883_106 | CN | 8101601
solar_load_220331418 |  | 0 | 0 | 0 | 0.001 | 864.4691370366746 | 2029.278440844404 | OPTIMIZED | INSTALLED | solar_pv |  | node_1396639_008_15296533_969 | AN | 8101601
solar_load_220331419 |  | 0 | 0 | 0 | 0.001 | 864.4691370366746 | 2029.278440844404 | OPTIMIZED | INSTALLED | solar_pv |  | node_1396658_692_15296537_348 | BN | 8101601
solar_load_220331420 |  | 0 | 0 | 0 | 0.001 | 864.4691370366746 | 2029.278440844404 | OPTIMIZED | INSTALLED | solar_pv |  | node_1396619_376_15296537_543 | CN | 8101601
solar_load_220331421 |  | 0 | 0 | 0 | 0.001 | 4610.501194504839 | 10822.818254537848 | OPTIMIZED | INSTALLED | solar_pv |  | node_1396721_122_15297066_088 | AN | 8101601
solar_load_220331422 |  | 0 | 0 | 0 | 0.001 | 4610.501194504839 | 10822.818254537848 | OPTIMIZED | INSTALLED | solar_pv |  | node_1396704_383_15297080_218 | BN | 8101601
solar_load_220331423 |  | 0 | 0 | 0 | 0.001 | 4610.501194504839 | 10822.818254537848 | OPTIMIZED | INSTALLED | solar_pv |  | node_1396734_541_15297046_598 | CN | 8101601
solar_load_220331424 |  | 0 | 0 | 0 | 0.001 | 178.7229007389685 | 419.53882279857453 | OPTIMIZED | INSTALLED | solar_pv |  | node_1396362_357_15297242_833 | AN | 8101601
solar_load_220331425 |  | 0 | 0 | 0 | 0.001 | 0 | 0 | OPTIMIZED | INSTALLED | solar_pv |  | node_1396602_166_15297193_594 | AN | 8101601
solar_load_220331426 |  | 0 | 0 | 0 | 0.001 | 0 | 0 | OPTIMIZED | INSTALLED | solar_pv |  | node_1396600_512_15297220_114 | BN | 8101601
solar_load_220331427 |  | 0 | 0 | 0 | 0.001 | 1440.7816051642044 | 3382.1308313729805 | OPTIMIZED | INSTALLED | solar_pv |  | node_1396598_648_15297167_359 | CN | 8101601
solar_load_220331428 |  | 0 | 0 | 0 | 0.001 | 14926.46512338838 | 35038.797106068014 | OPTIMIZED | INSTALLED | solar_pv |  | node_1395866_844_15297366_329 | AN | 8101601
solar_load_220332937 |  | 0 | 0 | 0 | 0.001 | 1416.0003467415327 | 3323.958086103134 | OPTIMIZED | INSTALLED | solar_pv |  | node_1395804_887_15297152_54 | AN | 8101601
solar_load_220332938 |  | 0 | 0 | 0 | 0.001 | 1416.0003467415327 | 3323.958086103134 | OPTIMIZED | INSTALLED | solar_pv |  | node_1395792_469_15297131_676 | AN | 8101601
solar_load_220332960 |  | 0 | 0 | 0 | 0.001 | 2933.365470778604 | 6885.86356424128 | OPTIMIZED | INSTALLED | solar_pv |  | node_1398534_091_15297295_049 | AN | 8101601
solar_load_220332974 |  | 0 | 0 | 0 | 0.001 | 4528.17104898442 | 10629.553834388711 | OPTIMIZED | INSTALLED | solar_pv |  | node_1398279_453_15297165_185 | AN | 8101601
solar_load_220332975 |  | 0 | 0 | 0 | 0.001 | 4528.17104898442 | 10629.553834388711 | OPTIMIZED | INSTALLED | solar_pv |  | node_1398267_214_15297186_032 | BN | 8101601
solar_load_220332976 |  | 0 | 0 | 0 | 0.001 | 4528.17104898442 | 10629.553834388711 | OPTIMIZED | INSTALLED | solar_pv |  | node_1398287_236_15297140_761 | CN | 8101601
solar_load_220448572 |  | 0 | 0 | 0 | 0.001 | 244.52109459566782 | 573.9959018388457 | OPTIMIZED | INSTALLED | solar_pv |  | node_1397542_115_15296341_109 | CN | 8101601
solar_load_220499099 |  | 0 | 0 | 0 | 0.001 | 4939.822936174192 | 11595.876804825168 | OPTIMIZED | INSTALLED | solar_pv |  | node_1396989_504_15296879_72 | AN | 8101601
solar_load_220499100 |  | 0 | 0 | 0 | 0.001 | 4939.822936174192 | 11595.876804825168 | OPTIMIZED | INSTALLED | solar_pv |  | node_1397004_722_15296896_917 | BN | 8101601
solar_load_220499101 |  | 0 | 0 | 0 | 0.001 | 4939.822936174192 | 11595.876804825168 | OPTIMIZED | INSTALLED | solar_pv |  | node_1396971_514_15296868_369 | CN | 8101601
solar_load_220551884 |  | 0 | 0 | 0 | 0.001 | 6668.760920350622 | 15654.433686513976 | OPTIMIZED | INSTALLED | solar_pv |  | node_1398380_216_15296780_885 | ABCN | 8101601
solar_load_220573014 |  | 0 | 0 | 0 | 0.001 | 308.7390603407896 | 724.742300301573 | OPTIMIZED | INSTALLED | solar_pv |  | node_1398903_904_15297513_81 | AN | 8101601
solar_load_220573015 |  | 0 | 0 | 0 | 0.001 | 308.7390603407896 | 724.742300301573 | OPTIMIZED | INSTALLED | solar_pv |  | node_1398900_143_15297539_922 | AN | 8101601
solar_load_220596306 |  | 0 | 0 | 0 | 0.001 | 7.409765278283281 | 17.39381520723775 | OPTIMIZED | INSTALLED | solar_pv |  | node_1397265_673_15296314_131 | AN | 8101601
solar_load_220596307 |  | 0 | 0 | 0 | 0.001 | 7.409765278283281 | 17.39381520723775 | OPTIMIZED | INSTALLED | solar_pv |  | node_1397269_482_15296288_032 | BN | 8101601
solar_load_220596308 |  | 0 | 0 | 0 | 0.001 | 7.409765278283281 | 17.39381520723775 | OPTIMIZED | INSTALLED | solar_pv |  | node_1397267_03_15296340_707 | CN | 8101601
solar_load_220616440 |  | 0 | 0 | 0 | 0.001 | 17998.540762403223 | 42250.27289098878 | OPTIMIZED | INSTALLED | solar_pv |  | node_1396299_18_15297446_624 | AN | 8101601
solar_load_220647782 |  | 0 | 0 | 0 | 0.001 | 0 | 0 | OPTIMIZED | INSTALLED | solar_pv |  | node_1398348_479_15296855_519 | AN | 8101601
solar_load_220648218 |  | 0 | 0 | 0 | 0.001 | 0 | 0 | OPTIMIZED | INSTALLED | solar_pv |  | node_1397655_965_15297069_068 | AN | 8101601
solar_load_310058335 |  | 0 | 0 | 0 | 0.001 | 2469.9113231386364 | 5797.938402412584 | OPTIMIZED | INSTALLED | solar_pv |  | node_1397739_559_15298083_1 | AN | 8101601
solar_load_311904015 |  | 0 | 0 | 0 | 0.001 | 246.99101635509558 | 579.7938402412583 | OPTIMIZED | INSTALLED | solar_pv |  | node_1397788_647_15296957_734 | AN | 8101601
solar_load_312099687 |  | 0 | 0 | 0 | 0.001 | 0 | 0 | OPTIMIZED | INSTALLED | solar_pv |  | node_1397705_997_15296522_713 | ABCN | 8101601
solar_load_312099687-L1-1 |  | 0 | 0 | 0 | 0.001 | 0 | 0 | OPTIMIZED | INSTALLED | solar_pv |  | node_1397705_997_15296522_713 | ABCN | 8101601
solar_load_312104738 |  | 0 | 0 | 0 | 0.001 | 0 | 0 | OPTIMIZED | INSTALLED | solar_pv |  | node_1397334_392_15296730_814 | AN | 8101601
solar_load_312104740 |  | 0 | 0 | 0 | 0.001 | 0 | 0 | OPTIMIZED | INSTALLED | solar_pv |  | node_1397332_432_15296716_271 | BN | 8101601
solar_load_312104741 |  | 0 | 0 | 0 | 0.001 | 0 | 0 | OPTIMIZED | INSTALLED | solar_pv |  | node_1397333_061_15296702_394 | CN | 8101601

## Storage
Name | GroupId | InitStateOfCharge | SpinningReserveCharge | SpinningReserveDischarge | NonSpinningReserveCharge | NonSpinningReserveDischarge | RegulationUpCharge | RegulationUpDischarge | RegulationDownCharge | RegulationDownDischarge | ChargeEfficiency | DischargeEfficiency | CommitmentStatus | ConstructionTime | CalendarLife | YearOfInstallation | DepthOfDischarge | ReactivePower | ReactivePowerA | ReactivePowerB | ReactivePowerC | ActivePower | ActivePowerA | ActivePowerB | ActivePowerC | Energy | MaxEnergy | PowerCharge | PowerDischarge | RampUpLimit | RampDownLimit | CapitalCost | FixedOperatingCost | VariableOperatingCost | MaxReactivePower | MaxActivePower | OutputSchedule | PlanningStatus | UnitType | UnitSubtype | ParentNode | Phases | Feeder | Comments

## Switch
Name | GroupId | OperatingMode | PhaseAState | PhaseBState | PhaseCState | CurrentInAReal | CurrentInAImag | CurrentInA | CurrentInBReal | CurrentInBImag | CurrentInB | CurrentInCReal | CurrentInCImag | CurrentInC | CurrentOutAReal | CurrentOutAImag | CurrentOutA | CurrentOutBReal | CurrentOutBImag | CurrentOutB | CurrentOutCReal | CurrentOutCImag | CurrentOutC | ActivePowerInA | ReactivePowerInA | PowerInA | ActivePowerInB | ReactivePowerInB | PowerInB | ActivePowerInC | ReactivePowerInC | PowerInC | ActivePowerOutA | ReactivePowerOutA | PowerOutA | ActivePowerOutB | ReactivePowerOutB | PowerOutB | ActivePowerOutC | ReactivePowerOutC | PowerOutC | Status | From | To | Length | Phases | Feeder | Comments
switch_651T653_NO-220417175 |  | INDIVIDUAL | CLOSED | CLOSED | CLOSED | 0 | 0 | 0+0j | 0 | 0 | 0+0j | 0 | 0 | 0+0j | 0 | 0 | 0+0j | 0 | 0 | 0+0j | 0 | 0 | 0+0j | 0 | 0 | 0+0j | 0 | 0 | 0+0j | 0 | 0 | 0+0j | 0 | 0 | 0+0j | 0 | 0 | 0+0j | 0 | 0 | 0+0j | OPEN | node_intto1_1397333_015_15295678_558 | node_1397333_015_15295678_558 | 0 | ABCD | 8101601
switch_655T651_NO-220416974 |  | INDIVIDUAL | CLOSED | CLOSED | CLOSED | 0 | 0 | 0+0j | 0 | 0 | 0+0j | 0 | 0 | 0+0j | 0 | 0 | 0+0j | 0 | 0 | 0+0j | 0 | 0 | 0+0j | 0 | 0 | 0+0j | 0 | 0 | 0+0j | 0 | 0 | 0+0j | 0 | 0 | 0+0j | 0 | 0 | 0+0j | 0 | 0 | 0+0j | OPEN | node_intto1_1398252_857_15296191_778 | node_1398252_857_15296191_778 | 0 | ABCD | 8101601
switch_220416978 |  | INDIVIDUAL | CLOSED | CLOSED | CLOSED | 0 | 0 | 0+0j | 0 | 0 | 0+0j | 0 | 0 | 0+0j | 0 | 0 | 0+0j | 0 | 0 | 0+0j | 0 | 0 | 0+0j | 0 | 0 | 0+0j | 0 | 0 | 0+0j | 0 | 0 | 0+0j | 0 | 0 | 0+0j | 0 | 0 | 0+0j | 0 | 0 | 0+0j | OPEN | node_intto1_8101601_200808530 | node_8101601_200808530 | 0 | ABCD | 8101601
switch_220417180 |  | INDIVIDUAL | CLOSED | CLOSED | CLOSED | 0 | 0 | 0+0j | 0 | 0 | 0+0j | 0 | 0 | 0+0j | 0 | 0 | 0+0j | 0 | 0 | 0+0j | 0 | 0 | 0+0j | 0 | 0 | 0+0j | 0 | 0 | 0+0j | 0 | 0 | 0+0j | 0 | 0 | 0+0j | 0 | 0 | 0+0j | 0 | 0 | 0+0j | OPEN | node_intto1_8101601_200809036 | node_8101601_200809036 | 0 | ABCD | 8101601
switch_220417220 |  | INDIVIDUAL | CLOSED | CLOSED | CLOSED | 0 | 0 | 0+0j | 0 | 0 | 0+0j | 0 | 0 | 0+0j | 0 | 0 | 0+0j | 0 | 0 | 0+0j | 0 | 0 | 0+0j | 0 | 0 | 0+0j | 0 | 0 | 0+0j | 0 | 0 | 0+0j | 0 | 0 | 0+0j | 0 | 0 | 0+0j | 0 | 0 | 0+0j | OPEN | node_intto1_8101601_200809037 | node_8101601_200809037 | 0 | ABCN | 8101601

## TransformerConfiguration
Name | ConnectType | NoLoadLoss | PowerRating | ReactanceResistanceRatio | FullLoadLoss | PowerARating | PowerBRating | PowerCRating | ShuntResistance | ShuntReactance | ShuntImpedance | Impedance | PrimaryVoltage | SecondaryVoltage | CoreCoilWeight | InstalledInsulationLife | InstallType | CoolantType | CoolingType | Feeder | Comments

## UndergroundLineConductor
Name | OuterDiameter | ConductorGMR | ConductorDiameter | ConductorResistance | NeutralGMR | NeutralDiameter | NeutralResistance | NeutralStrands | InsulationRelativePermittivity | ShieldGMR | ShieldResitance | RatingSummerContinuous | RatingSummerEmergency | RatingWinterContinuous | RatingWinterEmergency | Feeder | Comments
und_cond_3P_1/0ALURD | 0 | 0 | 0 | 0 | 0 | 0 | 0 | 0 | 0 | 0 | 0 | 160 | 160 | 180 | 180 | 8101601
und_cond_3P_2ALURD | 0 | 0 | 0 | 0 | 0 | 0 | 0 | 0 | 0 | 0 | 0 | 125 | 125 | 140 | 140 | 8101601
und_cond_3P_350CUURD | 0 | 0 | 0 | 0 | 0 | 0 | 0 | 0 | 0 | 0 | 0 | 401 | 401 | 422 | 422 | 8101601
und_cond_3P_DELTACUST | 0 | 0 | 0 | 0 | 0 | 0 | 0 | 0 | 0 | 0 | 0 | 685 | 685 | 685 | 685 | 8101601
und_cond_TAPWIRE_UG | 0 | 0 | 0 | 0 | 0 | 0 | 0 | 0 | 0 | 0 | 0 | 99999999 | 99999999 | 99999999 | 99999999 | 8101601

## UndergroundLineConfiguration
Name | ConductorA | ConductorB | ConductorC | ConductorN | LineSpacing | Capacitance11 | Capacitance12 | Capacitance13 | Capacitance21 | Capacitance22 | Capacitance23 | Capacitance31 | Capacitance32 | Capacitance33 | Impedance11 | Impedance12 | Impedance13 | Impedance21 | Impedance22 | Impedance23 | Impedance31 | Impedance32 | Impedance33 | Feeder | Comments
und_3P_1/0ALURD | und_cond_3P_1/0ALURD | und_cond_3P_1/0ALURD | und_cond_3P_1/0ALURD |  |  | 530.19 | 0 | 0 | 0 | 530.19 | 0 | 0 | 0 | 530.19 | 1.61+0.653j | 0.525+0.251j | 0.525+0.251j | 0.525+0.251j | 1.61+0.653j | 0.525+0.251j | 0.525+0.251j | 0.525+0.251j | 1.61+0.653j | 8101601
und_3P_2ALURD | und_cond_3P_2ALURD | und_cond_3P_2ALURD | und_cond_3P_2ALURD |  |  | 401.498 | 0 | 0 | 0 | 401.498 | 0 | 0 | 0 | 401.498 | 2.125+0.49j | 0.384+0.067j | 0.384+0.067j | 0.384+0.067j | 2.125+0.49j | 0.384+0.067j | 0.384+0.067j | 0.384+0.067j | 2.125+0.49j | 8101601
und_3P_350CUURD | und_cond_3P_350CUURD | und_cond_3P_350CUURD | und_cond_3P_350CUURD |  |  | 751.36 | 0 | 0 | 0 | 751.36 | 0 | 0 | 0 | 751.36 | 0.277+0.267j | 0.044+0.015j | 0.044+0.015j | 0.044+0.015j | 0.277+0.267j | 0.044+0.015j | 0.044+0.015j | 0.044+0.015j | 0.277+0.267j | 8101601
und_3P_DELTACUST | und_cond_3P_DELTACUST | und_cond_3P_DELTACUST | und_cond_3P_DELTACUST |  |  | 324.124 | 0 | 0 | 0 | 324.124 | 0 | 0 | 0 | 324.124 | 0.179+0.233j | 0.061+-0.024j | 0.061+-0.024j | 0.061+-0.024j | 0.179+0.233j | 0.061+-0.024j | 0.061+-0.024j | 0.061+-0.024j | 0.179+0.233j | 8101601
und_TAPWIRE_UG | und_cond_TAPWIRE_UG | und_cond_TAPWIRE_UG | und_cond_TAPWIRE_UG |  |  | 0 | 0 | 0 | 0 | 0 | 0 | 0 | 0 | 0 | 0.001+0.001j | 0+0j | 0+0j | 0+0j | 0.001+0.001j | 0+0j | 0+0j | 0+0j | 0.001+0.001j | 8101601

## Regulator
Name | GroupId | Configuration | SenseNode | Status | From | To | Length | Phases | Feeder | Comments

## Transformer
Name | GroupId | Configuration | AgingConstant | AgingGranularity | Climate | UseThermalModel | Status | From | To | Length | Phases | Feeder | Comments

## OverheadLine
Name | GroupId | Configuration | Length | Status | From | To | Phases | Feeder | Comments
oh_line_8101601_200808475 |  | bal_3P_2/0CU | 0 | OPEN | node_8101601_200809157 | node_8101601_200808475 | ABCD | 8101601
oh_line_8101601_200808476 |  | bal_3P_2/0CU | 158.4 | OPEN | node_8101601_200808475 | node_8101601_200808476 | ABCD | 8101601
oh_line_8101601_200808477 |  | bal_3P_1/0AC | 52.800000000000004 | OPEN | node_8101601_200808476 | node_intto1_8101601_200808477 | ABCD | 8101601
oh_line_8101601_200808478 |  | bal_3P_2/0CU | 105.60000000000001 | OPEN | node_8101601_200808476 | node_8101601_200808478 | ABCD | 8101601
oh_line_8101601_200808479 |  | bal_3P_4CU | 52.800000000000004 | OPEN | node_8101601_200808478 | node_intto1_8101601_200808479 | ABCD | 8101601
oh_line_8101601_200808480 |  | bal_3P_4CU | 0 | OPEN | node_8101601_200808479 | node_8101601_200808480 | ABCD | 8101601
oh_line_8101601_200808481 |  | bal_3P_2/0CU | 105.60000000000001 | OPEN | node_8101601_200808478 | node_8101601_200808481 | ABCD | 8101601
oh_line_8101601_200808482 |  | bal_3P_2/0CU | 105.60000000000001 | OPEN | node_8101601_200808481 | node_8101601_200808482 | ABCD | 8101601
oh_line_8101601_200808485 |  | bal_3P_2/0CU | 105.60000000000001 | OPEN | node_8101601_201008792 | node_8101601_200808485 | ABCD | 8101601
oh_line_8101601_200808486 |  | bal_3P_1/0AC | 105.60000000000001 | OPEN | node_8101601_200808485 | node_8101601_200808486 | ABCD | 8101601
oh_line_8101601_200808508 |  | bal_3P_1/0AC | 52.800000000000004 | OPEN | node_8101601_200808532 | node_8101601_200808508 | ABCD | 8101601
oh_line_8101601_200808521 |  | bal_3P_2/0CU | 211.20000000000002 | OPEN | node_8101601_200808525 | node_intto1_1398252_857_15296191_778 | ABCD | 8101601
oh_line_8101601_200808525 |  | bal_3P_2/0CU | 105.60000000000001 | OPEN | node_8101601_200808526 | node_8101601_200808525 | ABCD | 8101601
oh_line_8101601_200808526 |  | bal_3P_2/0CU | 105.60000000000001 | OPEN | node_8101601_200808527 | node_8101601_200808526 | ABCD | 8101601
oh_line_8101601_200808527 |  | bal_3P_2/0CU | 158.4 | OPEN | node_8101601_200808530 | node_8101601_200808527 | ABCD | 8101601
oh_line_8101601_200808528 |  | bal_3P_1/0AC | 52.800000000000004 | OPEN | node_8101601_200808527 | node_8101601_200808528 | ABCD | 8101601
oh_line_8101601_200808529 |  | bal_3P_1/0AC | 158.4 | OPEN | node_8101601_200808528 | node_intto1_8101601_200808529 | ABCD | 8101601
oh_line_8101601_200808530 |  | bal_3P_2/0CU | 105.60000000000001 | OPEN | node_8101601_200808531 | node_intto1_8101601_200808530 | ABCD | 8101601
oh_line_8101601_200808531 |  | bal_3P_2/0CU | 158.4 | OPEN | node_8101601_200809587 | node_8101601_200808531 | ABCD | 8101601
oh_line_8101601_200808532 |  | bal_3P_2AC | 105.60000000000001 | OPEN | node_8101601_200808531 | node_8101601_200808532 | ABCD | 8101601
oh_line_8101601_200808533 |  | bal_3P_2AC | 105.60000000000001 | OPEN | node_8101601_200808532 | node_8101601_200808533 | ABCD | 8101601
oh_line_8101601_200809005 |  | bal_3P_477AL | 158.4 | OPEN | node_8101601_200809007 | node_8101601_200809005 | ABCD | 8101601
oh_line_8101601_200809007 |  | bal_3P_477AL | 211.20000000000002 | OPEN | node_8101601_200809009 | node_8101601_200809007 | ABCD | 8101601
oh_line_8101601_200809008 |  | bal_3P_1/0AC | 52.800000000000004 | OPEN | node_8101601_200809007 | node_8101601_200809008 | ABCD | 8101601
oh_line_8101601_200809009 |  | bal_3P_477AL | 211.20000000000002 | OPEN | node_8101601_200809011 | node_8101601_200809009 | ABCD | 8101601
oh_line_8101601_200809011 |  | bal_3P_477AL | 105.60000000000001 | OPEN | node_8101601_200809013 | node_8101601_200809011 | ABCD | 8101601
oh_line_8101601_200809013 |  | bal_3P_477AL | 105.60000000000001 | OPEN | node_8101601_200809015 | node_8101601_200809013 | ABCD | 8101601
oh_line_8101601_200809015 |  | bal_3P_477AL | 105.60000000000001 | OPEN | node_8101601_310055475 | node_8101601_200809015 | ABCD | 8101601
oh_line_8101601_200809020 |  | bal_3P_477AL | 158.4 | OPEN | node_8101601_200809025 | node_8101601_200809020 | ABCD | 8101601
oh_line_8101601_200809025 |  | bal_3P_477AL | 105.60000000000001 | OPEN | node_SOURCE_8101601 | node_8101601_200809025 | ABCD | 8101601
oh_line_8101601_200809036 |  | bal_3P_1/0AC | 105.60000000000001 | OPEN | node_8101601_200809037 | node_intto1_8101601_200809036 | ABCD | 8101601
oh_line_8101601_200809040 |  | bal_3P_1/0AC | 105.60000000000001 | OPEN | node_8101601_200809041 | node_8101601_200809040 | ABCD | 8101601
oh_line_8101601_200809041 |  | bal_3P_1/0AC | 158.4 | OPEN | node_8101601_200809045 | node_8101601_200809041 | ABCD | 8101601
oh_line_8101601_200809042 |  | bal_3P_1/0AA | 105.60000000000001 | OPEN | node_8101601_200809041 | node_8101601_200809042 | ABCD | 8101601
oh_line_8101601_200809045 |  | bal_3P_4/0AA | 158.4 | OPEN | node_8101601_200957539 | node_8101601_200809045 | ABCD | 8101601
oh_line_8101601_200809046 |  | bal_3P_1/0AC | 158.4 | OPEN | node_8101601_200809045 | node_8101601_200809046 | ABCD | 8101601
oh_line_8101601_200809047 |  | bal_3P_1/0AC | 105.60000000000001 | OPEN | node_8101601_200809046 | node_8101601_200809047 | ABCD | 8101601
oh_line_8101601_200809048 |  | bal_3P_1/0AC | 105.60000000000001 | OPEN | node_8101601_200809047 | node_8101601_200809048 | ABCD | 8101601
oh_line_8101601_200809051 |  | bal_3P_1/0AC | 211.20000000000002 | OPEN | node_8101601_200809048 | node_8101601_200809051 | ABCD | 8101601
oh_line_8101601_200809052 |  | bal_3P_1/0AC | 158.4 | OPEN | node_8101601_200809051 | node_8101601_200809052 | ABCD | 8101601
oh_line_8101601_200809053 |  | bal_3P_1/0AC | 105.60000000000001 | OPEN | node_8101601_200809052 | node_8101601_200809053 | ABCD | 8101601
oh_line_8101601_200809055 |  | bal_3P_1/0AC | 264 | OPEN | node_8101601_200809053 | node_8101601_200809055 | ABCD | 8101601
oh_line_8101601_200809057 |  | bal_3P_1/0AA | 211.20000000000002 | OPEN | node_8101601_200809055 | node_intto1_8101601_200809057 | ABCD | 8101601
oh_line_8101601_200809062 |  | bal_3P_1/0AC | 211.20000000000002 | OPEN | node_8101601_200809063 | node_8101601_200809062 | ABCD | 8101601
oh_line_8101601_200809063 |  | bal_3P_1/0AC | 105.60000000000001 | OPEN | node_8101601_200809036 | node_8101601_200809063 | ABCD | 8101601
oh_line_8101601_200809150 |  | bal_3P_2/0CU | 158.4 | OPEN | node_8101601_200808531 | node_8101601_200809150 | ABCD | 8101601
oh_line_8101601_200809151 |  | bal_3P_2/0CU | 0 | OPEN | node_8101601_200809150 | node_8101601_200809151 | ABCD | 8101601
oh_line_8101601_200809154 |  | bal_3P_2/0CU | 158.4 | OPEN | node_8101601_200809151 | node_8101601_200809154 | ABCD | 8101601
oh_line_8101601_200809155 |  | bal_3P_2/0CU | 105.60000000000001 | OPEN | node_8101601_200809154 | node_8101601_200809155 | ABCD | 8101601
oh_line_8101601_200809156 |  | bal_3P_2/0CU | 158.4 | OPEN | node_8101601_200809155 | node_8101601_200809156 | ABCD | 8101601
oh_line_8101601_200809157 |  | bal_3P_2/0CU | 105.60000000000001 | OPEN | node_8101601_200809156 | node_8101601_200809157 | ABCD | 8101601
oh_line_8101601_200809171 |  | bal_3P_2/0CU | 52.800000000000004 | OPEN | node_8101601_200808485 | node_8101601_200809171 | ABCD | 8101601
oh_line_8101601_200809172 |  | bal_3P_2/0CU | 158.4 | OPEN | node_8101601_200809171 | node_8101601_200809172 | ABCD | 8101601
oh_line_8101601_200809572 |  | bal_3P_1/0AC | 52.800000000000004 | OPEN | node_8101601_200809573 | node_8101601_200809572 | ABCD | 8101601
oh_line_8101601_200809573 |  | bal_3P_1/0AC | 105.60000000000001 | OPEN | node_8101601_200809574 | node_8101601_200809573 | ABCD | 8101601
oh_line_8101601_200809574 |  | bal_3P_1/0AC | 52.800000000000004 | OPEN | node_8101601_200809579 | node_8101601_200809574 | ABCD | 8101601
oh_line_8101601_200809576 |  | bal_3P_4/0AA | 52.800000000000004 | OPEN | node_8101601_200809005 | node_8101601_200809576 | ABCD | 8101601
oh_line_8101601_200809579 |  | bal_3P_1/0AA | 158.4 | OPEN | node_8101601_200809588 | node_8101601_200809579 | ABCD | 8101601
oh_line_8101601_200809585 |  | bal_3P_2/0CU | 158.4 | OPEN | node_8101601_200809045 | node_8101601_200809585 | ABCD | 8101601
oh_line_8101601_200809586 |  | bal_3P_2/0CU | 158.4 | OPEN | node_8101601_200809585 | node_intto1_8101601_200809586 | ABCD | 8101601
oh_line_8101601_200809587 |  | bal_3P_2/0CU | 158.4 | OPEN | node_8101601_200809586 | node_8101601_200809587 | ABCD | 8101601
oh_line_8101601_200809588 |  | bal_3P_2/0CU | 105.60000000000001 | OPEN | node_8101601_200809589 | node_8101601_200809588 | ABCD | 8101601
oh_line_8101601_200809589 |  | bal_3P_2/0CU | 105.60000000000001 | OPEN | node_8101601_200809593 | node_8101601_200809589 | ABCD | 8101601
oh_line_8101601_200809590 |  | bal_3P_1/0AC | 105.60000000000001 | OPEN | node_8101601_200809589 | node_8101601_200809590 | ABCD | 8101601
oh_line_8101601_200809591 |  | bal_3P_1/0AC | 52.800000000000004 | OPEN | node_8101601_200809590 | node_8101601_200809591 | ABCD | 8101601
oh_line_8101601_200809592 |  | bal_3P_1/0AC | 211.20000000000002 | OPEN | node_8101601_200809591 | node_8101601_200809592 | ABCD | 8101601
oh_line_8101601_200809593 |  | bal_3P_4/0AA | 264 | OPEN | node_8101601_200959281 | node_8101601_200809593 | ABCD | 8101601
oh_line_8101601_200809594 |  | bal_3P_1/0AC | 52.800000000000004 | OPEN | node_8101601_200809595 | node_8101601_200809594 | ABCD | 8101601
oh_line_8101601_200809595 |  | bal_3P_1/0AC | 52.800000000000004 | OPEN | node_8101601_200809597 | node_8101601_200809595 | ABCD | 8101601
oh_line_8101601_200809597-1 |  | bal_3P_1/0AC | 0 | OPEN | node_1396027_881_15297036_863 | node_8101601_200809597 | ABCD | 8101601
oh_line_8101601_200809597-2 |  | bal_3P_1/0AC | 52.800000000000004 | OPEN | node_8101601_200809598 | node_1396027_881_15297036_863 | ABCD | 8101601
oh_line_8101601_200809598 |  | bal_3P_1/0AC | 105.60000000000001 | OPEN | node_8101601_200809600 | node_8101601_200809598 | ABCD | 8101601
oh_line_8101601_200809600 |  | bal_3P_1/0AC | 105.60000000000001 | OPEN | node_8101601_200809602 | node_8101601_200809600 | ABCD | 8101601
oh_line_8101601_200809602 |  | bal_3P_1/0AC | 105.60000000000001 | OPEN | node_8101601_200809603 | node_8101601_200809602 | ABCD | 8101601
oh_line_8101601_200809603 |  | bal_3P_4CU | 52.800000000000004 | OPEN | node_8101601_200809604 | node_8101601_200809603 | ABCD | 8101601
oh_line_8101601_200809604 |  | bal_3P_4CU | 105.60000000000001 | OPEN | node_8101601_200809605 | node_8101601_200809604 | ABCD | 8101601
oh_line_8101601_200809605 |  | bal_3P_4CU | 52.800000000000004 | OPEN | node_8101601_200809608 | node_8101601_200809605 | ABCD | 8101601
oh_line_8101601_200809607 |  | bal_3P_2/0CU | 158.4 | OPEN | node_8101601_200809608 | node_8101601_200809607 | ABCD | 8101601
oh_line_8101601_200809608 |  | bal_3P_2/0CU | 105.60000000000001 | OPEN | node_8101601_200809610 | node_8101601_200809608 | ABCD | 8101601
oh_line_8101601_200809610 |  | bal_3P_2/0CU | 158.4 | OPEN | node_8101601_200809611 | node_8101601_200809610 | ABCD | 8101601
oh_line_8101601_200809611 |  | bal_3P_2/0CU | 52.800000000000004 | OPEN | node_8101601_200809588 | node_intto1_8101601_200809611 | ABCD | 8101601
oh_line_8101601_200809618 |  | bal_1P_1/0AC | 105.60000000000001 | OPEN | node_8101601_200809619 | node_8101601_200809618 | AD | 8101601
oh_line_8101601_200809619 |  | bal_1P_1/0AC | 105.60000000000001 | OPEN | node_8101601_200809620 | node_8101601_200809619 | AD | 8101601
oh_line_8101601_200809620 |  | bal_1P_1/0AC | 52.800000000000004 | OPEN | node_8101601_200815807 | node_8101601_200809620 | AD | 8101601
oh_line_8101601_200815802 |  | bal_3P_1/0AC | 105.60000000000001 | OPEN | node_8101601_200815805 | node_8101601_200815802 | ABCD | 8101601
oh_line_8101601_200815805 |  | bal_3P_1/0AC | 52.800000000000004 | OPEN | node_8101601_200809594 | node_8101601_200815805 | ABCD | 8101601
oh_line_8101601_200815806 |  | bal_1P_1/0AC | 158.4 | OPEN | node_8101601_200815805 | node_8101601_200815806 | AD | 8101601
oh_line_8101601_200815807 |  | bal_1P_1/0AC | 105.60000000000001 | OPEN | node_8101601_200815806 | node_8101601_200815807 | AD | 8101601
oh_line_8101601_200815808 |  | bal_1P_1/0AC | 105.60000000000001 | OPEN | node_8101601_200815807 | node_8101601_200815808 | AD | 8101601
oh_line_8101601_200815809 |  | bal_1P_1/0AC | 105.60000000000001 | OPEN | node_8101601_200815808 | node_8101601_200815809 | AD | 8101601
oh_line_8101601_200815810 |  | bal_1P_1/0AC | 105.60000000000001 | OPEN | node_8101601_200815809 | node_8101601_200815810 | AD | 8101601
oh_line_8101601_200815907 |  | bal_1P_1/0AC | 0 | OPEN | node_8101601_200808481 | node_8101601_200815907 | AD | 8101601
oh_line_8101601_200815909 |  | bal_1P_1/0AC | 158.4 | OPEN | node_8101601_200815907 | node_8101601_200815909 | AD | 8101601
oh_line_8101601_200815910 |  | bal_1P_1/0AC | 158.4 | OPEN | node_8101601_200815909 | node_8101601_200815910 | AD | 8101601
oh_line_8101601_200815933 |  | bal_3P_1/0AA | 52.800000000000004 | OPEN | node_8101601_200808533 | node_8101601_200815933 | ABCD | 8101601
oh_line_8101601_200917134 |  | bal_3P_2/0CU | 52.800000000000004 | OPEN | node_8101601_200809172 | node_8101601_200917134 | ABCD | 8101601
oh_line_8101601_200917151 |  | bal_3P_1/0AC | 264 | OPEN | node_8101601_200917153 | node_8101601_200917151 | ABCD | 8101601
oh_line_8101601_200917153 |  | bal_3P_2/0CU | 264 | OPEN | node_8101601_200917154 | node_8101601_200917153 | ABCD | 8101601
oh_line_8101601_200917154 |  | bal_3P_4/0AL | 316.8 | OPEN | node_8101601_200959281 | node_intto1_8101601_200917154 | ABCD | 8101601
oh_line_8101601_200957539 |  | bal_3P_4/0AA | 158.4 | OPEN | node_8101601_200809576 | node_8101601_200957539 | ABCD | 8101601
oh_line_8101601_200959281 |  | bal_3P_4/0AA | 369.6 | OPEN | node_8101601_200809576 | node_8101601_200959281 | ABCD | 8101601
oh_line_8101601_200976505 |  | bal_3P_2/0CU | 52.800000000000004 | OPEN | node_8101601_200809025 | node_intto1_8101601_200976505 | ABCD | 8101601
oh_line_8101601_201008792 |  | bal_3P_2/0CU | 105.60000000000001 | OPEN | node_8101601_200808482 | node_8101601_201008792 | ABCD | 8101601
oh_line_8101601_310055475 |  | bal_3P_477AL | 158.4 | OPEN | node_8101601_200809020 | node_8101601_310055475 | ABCD | 8101601
oh_line_8101601_500000084 |  | bal_3P_2/0CU | 0 | OPEN | node_8101601_200976505 | node_intto1_1397333_015_15295678_558 | ABCD | 8101601
oh_line_TAP_OH_891864 |  | unb_TAPWIRE_OH | 52.800000000000004 | OPEN | node_8101601_200808525 | node_1398209_658_15296376_84 | ABCN | 8101601
oh_line_TAP_OH_891957 |  | unb_TAPWIRE_OH | 52.800000000000004 | OPEN | node_8101601_200809009 | node_1397323_316_15296525_168 | ABCN | 8101601
oh_line_TAP_OH_891959 |  | unb_TAPWIRE_OH | 0 | OPEN | node_8101601_200809015 | node_1397296_764_15296109_312 | ABCN | 8101601
oh_line_TAP_OH_891962 |  | unb_TAPWIRE_OH | 52.800000000000004 | OPEN | node_8101601_200809041 | node_1397612_282_15296745_434 | ABCN | 8101601
oh_line_TAP_OH_891964 |  | unb_TAPWIRE_OH | 52.800000000000004 | OPEN | node_8101601_200809046 | node_1397655_965_15297069_068 | ABCN | 8101601
oh_line_TAP_OH_891965 |  | unb_TAPWIRE_OH | 0 | OPEN | node_8101601_200809048 | node_1397661_969_15297301_039 | ABCN | 8101601
oh_line_TAP_OH_891967 |  | unb_TAPWIRE_OH | 52.800000000000004 | OPEN | node_8101601_200809053 | node_1397619_104_15297773_88 | ABCN | 8101601
oh_line_TAP_OH_891969 |  | unb_TAPWIRE_OH | 52.800000000000004 | OPEN | node_8101601_200809062 | node_1397600_356_15296083_055 | ABCN | 8101601
oh_line_TAP_OH_891981 |  | unb_TAPWIRE_OH | 52.800000000000004 | OPEN | node_8101601_200809150 | node_1398348_479_15296855_519 | ABCN | 8101601
oh_line_TAP_OH_891982 |  | unb_TAPWIRE_OH | 52.800000000000004 | OPEN | node_8101601_200809154 | node_1398486_854_15296866_802 | ABCN | 8101601
oh_line_TAP_OH_891985 |  | unb_TAPWIRE_OH | 52.800000000000004 | OPEN | node_8101601_200809171 | node_1398886_391_15297602_574 | ABCN | 8101601
oh_line_TAP_OH_892071 |  | unb_TAPWIRE_OH | 52.800000000000004 | OPEN | node_8101601_200809572 | node_1396152_977_15296843_899 | ABCN | 8101601
oh_line_TAP_OH_892072 |  | unb_TAPWIRE_OH | 0 | OPEN | node_8101601_200809574 | node_1396291_721_15296948_425 | ABCN | 8101601
oh_line_TAP_OH_892074 |  | unb_TAPWIRE_OH | 52.800000000000004 | OPEN | node_8101601_200809590 | node_1396673_73_15296864_23 | ABCN | 8101601
oh_line_TAP_OH_892078 |  | unb_TAPWIRE_OH | 52.800000000000004 | OPEN | node_8101601_200809603 | node_1396362_357_15297242_833 | ABCN | 8101601
oh_line_TAP_OH_892080 |  | unb_TAPWIRE_OH | 52.800000000000004 | OPEN | node_8101601_200809618 | node_1395866_844_15297366_329 | AN | 8101601
oh_line_TAP_OH_893104 |  | unb_TAPWIRE_OH | 52.800000000000004 | OPEN | node_8101601_200815809 | node_1396299_18_15297446_624 | AN | 8101601
oh_line_TAP_OH_893118 |  | unb_TAPWIRE_OH | 0 | OPEN | node_8101601_200815910 | node_1398534_091_15297295_049 | AN | 8101601
oh_line_TAP_OH_2137732 |  | unb_TAPWIRE_OH | 105.60000000000001 | OPEN | node_8101601_200808529 | node_1397937_663_15296515_579 | ABCN | 8101601
oh_line_TAP_OH_2137733 |  | unb_TAPWIRE_OH | 105.60000000000001 | OPEN | node_8101601_200808529 | node_1397941_033_15296489_367 | ABCN | 8101601
oh_line_TAP_OH_2137750 |  | unb_TAPWIRE_OH | 105.60000000000001 | OPEN | node_8101601_200809593 | node_1396721_122_15297066_088 | ABCN | 8101601
oh_line_TAP_OH_2137751 |  | unb_TAPWIRE_OH | 105.60000000000001 | OPEN | node_8101601_200809593 | node_1396704_383_15297080_218 | ABCN | 8101601
oh_line_TAP_OH_2137752 |  | unb_TAPWIRE_OH | 105.60000000000001 | OPEN | node_8101601_200809593 | node_1396734_541_15297046_598 | ABCN | 8101601
oh_line_TAP_OH_2137785 |  | unb_TAPWIRE_OH | 105.60000000000001 | OPEN | node_8101601_200959281 | node_1396989_504_15296879_72 | ABCN | 8101601
oh_line_TAP_OH_2137786 |  | unb_TAPWIRE_OH | 105.60000000000001 | OPEN | node_8101601_200959281 | node_1397004_722_15296896_917 | ABCN | 8101601
oh_line_TAP_OH_2137787 |  | unb_TAPWIRE_OH | 105.60000000000001 | OPEN | node_8101601_200959281 | node_1396971_514_15296868_369 | ABCN | 8101601
oh_line_TAP_OH_2137791 |  | unb_TAPWIRE_OH | 52.800000000000004 | OPEN | node_8101601_200808480 | node_1398885_47_15297280_682 | ABCN | 8101601
oh_line_TAP_OH_2137792 |  | unb_TAPWIRE_OH | 52.800000000000004 | OPEN | node_8101601_200808480 | node_1398875_956_15297279_242 | ABCN | 8101601
oh_line_TAP_OH_2137793 |  | unb_TAPWIRE_OH | 52.800000000000004 | OPEN | node_8101601_200808480 | node_1398893_914_15297279_376 | ABCN | 8101601
oh_line_TAP_OH_2137809 |  | unb_TAPWIRE_OH | 105.60000000000001 | OPEN | node_8101601_201008792 | node_1398903_904_15297513_81 | ABCN | 8101601
oh_line_TAP_OH_2137810 |  | unb_TAPWIRE_OH | 105.60000000000001 | OPEN | node_8101601_201008792 | node_1398900_143_15297539_922 | ABCN | 8101601
oh_line_TAP_OH_2137815 |  | unb_TAPWIRE_OH | 52.800000000000004 | OPEN | node_8101601_200808530 | node_1398130_889_15296730_749 | ABCN | 8101601
oh_line_TAP_OH_2137816 |  | unb_TAPWIRE_OH | 105.60000000000001 | OPEN | node_8101601_200808530 | node_1398134_219_15296704_528 | ABCN | 8101601
oh_line_TAP_OH_2137817 |  | unb_TAPWIRE_OH | 52.800000000000004 | OPEN | node_8101601_200808530 | node_1398132_732_15296757_277 | ABCN | 8101601
oh_line_TAP_OH_2137848 |  | unb_TAPWIRE_OH | 105.60000000000001 | OPEN | node_8101601_200809155 | node_1398616_025_15296813_245 | ABCN | 8101601
oh_line_TAP_OH_2137849 |  | unb_TAPWIRE_OH | 105.60000000000001 | OPEN | node_8101601_200809155 | node_1398635_021_15296821_037 | ABCN | 8101601
oh_line_TAP_OH_2137850 |  | unb_TAPWIRE_OH | 52.800000000000004 | OPEN | node_8101601_200808508 | node_1398257_593_15296903_565 | ABCN | 8101601
oh_line_TAP_OH_2137851 |  | unb_TAPWIRE_OH | 52.800000000000004 | OPEN | node_8101601_200808508 | node_1398262_866_15296913_953 | ABCN | 8101601
oh_line_TAP_OH_2137852 |  | unb_TAPWIRE_OH | 52.800000000000004 | OPEN | node_8101601_200808508 | node_1398247_244_15296901_506 | ABCN | 8101601
oh_line_TAP_OH_2137856 |  | unb_TAPWIRE_OH | 105.60000000000001 | OPEN | node_8101601_200809592 | node_1396639_008_15296533_969 | ABCN | 8101601
oh_line_TAP_OH_2137857 |  | unb_TAPWIRE_OH | 105.60000000000001 | OPEN | node_8101601_200809592 | node_1396658_692_15296537_348 | ABCN | 8101601
oh_line_TAP_OH_2137858 |  | unb_TAPWIRE_OH | 105.60000000000001 | OPEN | node_8101601_200809592 | node_1396619_376_15296537_543 | ABCN | 8101601
oh_line_TAP_OH_2137859 |  | unb_TAPWIRE_OH | 105.60000000000001 | OPEN | node_8101601_200809057 | node_1397764_95_15298222_686 | ABCN | 8101601
oh_line_TAP_OH_2140940 |  | unb_TAPWIRE_OH | 105.60000000000001 | OPEN | node_8101601_200815802 | node_1395804_887_15297152_54 | ABCN | 8101601
oh_line_TAP_OH_2140941 |  | unb_TAPWIRE_OH | 105.60000000000001 | OPEN | node_8101601_200815802 | node_1395792_469_15297131_676 | ABCN | 8101601
oh_line_TAP_OH_2140942 |  | unb_TAPWIRE_OH | 52.800000000000004 | OPEN | node_8101601_200809052 | node_1397719_189_15297667_843 | ABCN | 8101601
oh_line_TAP_OH_2140943 |  | unb_TAPWIRE_OH | 52.800000000000004 | OPEN | node_8101601_200809052 | node_1397717_22_15297694_322 | ABCN | 8101601
oh_line_TAP_OH_2140944 |  | unb_TAPWIRE_OH | 105.60000000000001 | OPEN | node_8101601_200809052 | node_1397715_985_15297641_539 | ABCN | 8101601
oh_line_TAP_OH_2140955 |  | unb_TAPWIRE_OH | 105.60000000000001 | OPEN | node_8101601_200808477 | node_1398967_476_15297125_284 | ABCN | 8101601
oh_line_TAP_OH_2140956 |  | unb_TAPWIRE_OH | 105.60000000000001 | OPEN | node_8101601_200808477 | node_1398956_864_15297147_688 | ABCN | 8101601
oh_line_TAP_OH_2140957 |  | unb_TAPWIRE_OH | 105.60000000000001 | OPEN | node_8101601_200808477 | node_1398973_391_15297099_919 | ABCN | 8101601
oh_line_TAP_OH_2140961 |  | unb_TAPWIRE_OH | 52.800000000000004 | OPEN | node_8101601_200808485 | node_1398743_29_15297619_248 | ABCN | 8101601
oh_line_TAP_OH_2140962 |  | unb_TAPWIRE_OH | 52.800000000000004 | OPEN | node_8101601_200808485 | node_1398747_083_15297593_145 | ABCN | 8101601
oh_line_TAP_OH_2140963 |  | unb_TAPWIRE_OH | 52.800000000000004 | OPEN | node_8101601_200808485 | node_1398744_663_15297645_823 | ABCN | 8101601
oh_line_TAP_OH_2140976 |  | unb_TAPWIRE_OH | 105.60000000000001 | OPEN | node_8101601_200809005 | node_1397450_299_15296883_463 | ABCN | 8101601
oh_line_TAP_OH_2140977 |  | unb_TAPWIRE_OH | 105.60000000000001 | OPEN | node_8101601_200809005 | node_1397448_641_15296909_984 | ABCN | 8101601
oh_line_TAP_OH_2140978 |  | unb_TAPWIRE_OH | 105.60000000000001 | OPEN | node_8101601_200809005 | node_1397446_788_15296857_228 | ABCN | 8101601
oh_line_TAP_OH_2140985 |  | unb_TAPWIRE_OH | 52.800000000000004 | OPEN | node_8101601_200809610 | node_1396602_166_15297193_594 | ABCN | 8101601
oh_line_TAP_OH_2140986 |  | unb_TAPWIRE_OH | 52.800000000000004 | OPEN | node_8101601_200809610 | node_1396600_512_15297220_114 | ABCN | 8101601
oh_line_TAP_OH_2140987 |  | unb_TAPWIRE_OH | 52.800000000000004 | OPEN | node_8101601_200809610 | node_1396598_648_15297167_359 | ABCN | 8101601
oh_line_TAP_OH_2141104 |  | unb_TAPWIRE_OH | 52.800000000000004 | OPEN | node_8101601_200815933 | node_1398279_453_15297165_185 | ABCN | 8101601
oh_line_TAP_OH_2141105 |  | unb_TAPWIRE_OH | 52.800000000000004 | OPEN | node_8101601_200815933 | node_1398267_214_15297186_032 | ABCN | 8101601
oh_line_TAP_OH_2141106 |  | unb_TAPWIRE_OH | 52.800000000000004 | OPEN | node_8101601_200815933 | node_1398287_236_15297140_761 | ABCN | 8101601
oh_line_TAP_OH_2200555 |  | unb_TAPWIRE_OH | 52.800000000000004 | OPEN | node_8101601_200809063 | node_1397538_4_15296314_922 | ABCN | 8101601
oh_line_TAP_OH_2200556 |  | unb_TAPWIRE_OH | 52.800000000000004 | OPEN | node_8101601_200809063 | node_1397539_853_15296288_379 | ABCN | 8101601
oh_line_TAP_OH_2200557 |  | unb_TAPWIRE_OH | 105.60000000000001 | OPEN | node_8101601_200809063 | node_1397542_115_15296341_109 | ABCN | 8101601
oh_line_TAP_OH_2200558 |  | unb_TAPWIRE_OH | 105.60000000000001 | OPEN | node_8101601_200809579 | node_1396362_145_15296842_448 | ABCN | 8101601
oh_line_TAP_OH_2200559 |  | unb_TAPWIRE_OH | 105.60000000000001 | OPEN | node_8101601_200809579 | node_1396381_725_15296846_818 | ABCN | 8101601
oh_line_TAP_OH_2200560 |  | unb_TAPWIRE_OH | 105.60000000000001 | OPEN | node_8101601_200809579 | node_1396342_423_15296845_026 | ABCN | 8101601
oh_line_TAP_OH_2200563 |  | unb_TAPWIRE_OH | 52.800000000000004 | OPEN | node_8101601_200809011 | node_1397265_673_15296314_131 | ABCN | 8101601
oh_line_TAP_OH_2200564 |  | unb_TAPWIRE_OH | 105.60000000000001 | OPEN | node_8101601_200809011 | node_1397269_482_15296288_032 | ABCN | 8101601
oh_line_TAP_OH_2200565 |  | unb_TAPWIRE_OH | 52.800000000000004 | OPEN | node_8101601_200809011 | node_1397267_03_15296340_707 | ABCN | 8101601
oh_line_TAP_OH_2200566 |  | unb_TAPWIRE_OH | 52.800000000000004 | OPEN | node_8101601_200808486 | node_1398733_092_15297733_728 | ABCN | 8101601
oh_line_TAP_OH_2200567 |  | unb_TAPWIRE_OH | 105.60000000000001 | OPEN | node_8101601_200808486 | node_1398733_654_15297707_116 | ABCN | 8101601
oh_line_TAP_OH_2200568 |  | unb_TAPWIRE_OH | 52.800000000000004 | OPEN | node_8101601_200808486 | node_1398737_679_15297759_671 | ABCN | 8101601
oh_line_TAP_OH_2200569 |  | unb_TAPWIRE_OH | 105.60000000000001 | OPEN | node_8101601_200809591 | node_1396565_518_15296856_885 | ABCN | 8101601
oh_line_TAP_OH_2200570 |  | unb_TAPWIRE_OH | 105.60000000000001 | OPEN | node_8101601_200809591 | node_1396567_111_15296830_357 | ABCN | 8101601
oh_line_TAP_OH_2200571 |  | unb_TAPWIRE_OH | 105.60000000000001 | OPEN | node_8101601_200809591 | node_1396569_094_15296883_106 | ABCN | 8101601
oh_line_TAP_OH_2592155 |  | unb_TAPWIRE_OH | 52.800000000000004 | OPEN | node_8101601_200809055 | node_1397739_559_15298083_1 | ABCN | 8101601
oh_line_TAP_OH_2592156 |  | unb_TAPWIRE_OH | 52.800000000000004 | OPEN | node_8101601_200809585 | node_1397788_647_15296957_734 | ABCN | 8101601
oh_line_TAP_OH_5031182 |  | unb_TAPWIRE_OH | 52.800000000000004 | OPEN | node_8101601_200809007 | node_1397332_432_15296716_271 | ABCN | 8101601
oh_line_TAP_OH_5031183 |  | unb_TAPWIRE_OH | 52.800000000000004 | OPEN | node_8101601_200809007 | node_1397334_392_15296730_814 | ABCN | 8101601
oh_line_TAP_OH_5031184 |  | unb_TAPWIRE_OH | 52.800000000000004 | OPEN | node_8101601_200809007 | node_1397333_061_15296702_394 | ABCN | 8101601

## UndergroundLine
Name | GroupId | Configuration | NumParallelCables | Length | Status | From | To | Phases | Feeder | Comments
und_line_8101601_200809037 |  | und_3P_1/0ALURD | 0 | 211.20000000000002 | OPEN | node_8101601_200809040 | node_intto1_8101601_200809037 | ABCN | 8101601
und_line_8101601_200917149 |  | und_3P_2ALURD | 0 | 316.8 | OPEN | node_8101601_200917151 | node_8101601_200917149 | ABCN | 8101601
und_line_8101601_200917150 |  | und_3P_2ALURD | 0 | 264 | OPEN | node_8101601_200917153 | node_8101601_200917150 | ABCN | 8101601
und_line_8101601_200983561 |  | und_3P_350CUURD | 0 | 52.800000000000004 | OPEN | node_8101601_200809151 | node_intto1_8101601_200983561 | ABCN | 8101601
und_line_8101601_312099686 |  | und_3P_DELTACUST | 0 | 158.4 | OPEN | node_8101601_200809036 | node_intto1_8101601_312099686 | ABCN | 8101601
und_line_TAP_UG_62860 |  | und_TAPWIRE_UG | 0 | 52.800000000000004 | OPEN | node_8101601_200983561 | node_1398380_216_15296780_885 | ABCN | 8101601
und_line_TAP_UG_2520592 |  | und_TAPWIRE_UG | 0 | 0 | OPEN | node_8101601_312099686 | node_1397705_997_15296522_713 | ABCN | 8101601