## Feeder
Name | Description | Comments
8101604

## Node
Name | GroupId | Latitude | Longitude | BusType | NominalVoltage | ConsistentPath | DistToSlack | Phases | Feeder | Comments
node_1394234_031_15293323_427 |  | 42.10120977603932 | -75.90747307078671 | PQ | 2771.281 | False | -1 | ABCN | 8101604
node_1394252_114_15293324_101 |  | 42.10121162212967 | -75.90740427312245 | PQ | 2771.281 | False | -1 | ABCN | 8101604
node_1394274_153_15293332_536 |  | 42.10123472564911 | -75.90732042466134 | PQ | 2771.281 | False | -1 | ABCN | 8101604
node_1394358_108_15293483_176 |  | 42.10164732958127 | -75.90700101372829 | PQ | 2771.281 | False | -1 | ABCN | 8101604
node_1394415_74_15292793_791 |  | 42.09975909961729 | -75.9067817499454 | PQ | 2771.281 | False | -1 | ABCN | 8101604
node_1394430_535_15292798_943 |  | 42.09977321097854 | -75.9067254616391 | PQ | 2771.281 | False | -1 | ABCN | 8101604
node_1394452_402_15292805_968 |  | 42.099792452498875 | -75.90664226756046 | PQ | 2771.281 | False | -1 | ABCN | 8101604
node_1394604_904_15292762_787 |  | 42.0996741794612 | -75.90606206618934 | PQ | 2771.281 | False | -1 | ABCN | 8101604
node_1394604_931_15292734_232 |  | 42.099595967131926 | -75.90606196346651 | PQ | 2771.281 | False | -1 | ABCN | 8101604
node_1394615_58_15292719_837 |  | 42.09955653913402 | -75.90602144882145 | PQ | 2771.281 | False | -1 | ABCN | 8101604
node_1394648_804_15292697_928 |  | 42.09949653024163 | -75.90589504647687 | PQ | 2771.281 | False | -1 | AN | 8101604
node_1394733_315_15293438_515 |  | 42.10152500281405 | -75.90557352021443 | PQ | 2771.281 | False | -1 | ABCN | 8101604
node_1394740_015_15293413_511 |  | 42.101456516696686 | -75.90554802973439 | PQ | 2771.281 | False | -1 | ABCN | 8101604
node_1394791_949_15291694_229 |  | 42.09674739220321 | -75.90535044427317 | PQ | 2771.281 | False | -1 | ABCN | 8101604
node_1394865_23_15293590_91 |  | 42.10194241370254 | -75.90507164309892 | PQ | 2771.281 | False | -1 | ABCN | 8101604
node_1394868_519_15293605_866 |  | 42.10198337828306 | -75.9050591299364 | PQ | 2771.281 | False | -1 | ABCN | 8101604
node_1394870_845_15292321_108 |  | 42.0984644178298 | -75.90505028055483 | PQ | 2771.281 | False | -1 | AN | 8101604
node_1394894_608_15292102_279 |  | 42.09786504378658 | -75.90495987305079 | PQ | 2771.281 | False | -1 | ABCN | 8101604
node_1394896_051_15292075_735 |  | 42.09779233959927 | -75.9049543830862 | PQ | 2771.281 | False | -1 | ABCN | 8101604
node_1394897_265_15291399_362 |  | 42.09593974958727 | -75.90494976436341 | PQ | 2771.281 | False | -1 | AN | 8101604
node_1394902_563_15292050_64 |  | 42.09772360423233 | -75.90492960786143 | PQ | 2771.281 | False | -1 | ABCN | 8101604
node_1394965_733_15292708_083 |  | 42.09952434485217 | -75.90468927448472 | PQ | 2771.281 | False | -1 | ABCN | 8101604
node_1394966_141_15291828_643 |  | 42.09711555301666 | -75.90468772222863 | PQ | 2771.281 | False | -1 | ABCN | 8101604
node_1394968_403_15292681_721 |  | 42.09945213916404 | -75.90467911633822 | PQ | 2771.281 | False | -1 | ABCN | 8101604
node_1394976_069_15292657_228 |  | 42.099385052678976 | -75.90464995066358 | PQ | 2771.281 | False | -1 | ABCN | 8101604
node_1394983_315_15291842_108 |  | 42.09715243373855 | -75.90462238289966 | PQ | 2771.281 | False | -1 | ABCN | 8101604
node_1395040_74_15292939_991 |  | 42.1001595423608 | -75.90440390665846 | PQ | 2771.281 | False | -1 | ABCN | 8101604
node_1395044_594_15293778_586 |  | 42.10245645947771 | -75.9043892439256 | PQ | 2771.281 | False | -1 | ABCN | 8101604
node_1395059_708_15292947_924 |  | 42.10018127089899 | -75.90433174196811 | PQ | 2771.281 | False | -1 | ABCN | 8101604
node_1395061_32_15293793_033 |  | 42.102496029903946 | -75.9043256090347 | PQ | 2771.281 | False | -1 | ABCN | 8101604
node_1395076_532_15292962_166 |  | 42.1002202798289 | -75.90426773423137 | PQ | 2771.281 | False | -1 | ABCN | 8101604
node_1395077_706_15293221_156 |  | 42.100929655110306 | -75.90426326769054 | PQ | 2771.281 | False | -1 | ABCN | 8101604
node_1395080_233_15293801_199 |  | 42.10251839663064 | -75.90425365359457 | PQ | 2771.281 | False | -1 | ABCN | 8101604
node_1395088_941_15292764_248 |  | 42.09967818114963 | -75.90422052357961 | PQ | 2771.281 | False | -1 | ABCN | 8101604
node_1395097_101_15293226_874 |  | 42.10094531674921 | -75.90418947845767 | PQ | 2771.281 | False | -1 | ABCN | 8101604
node_1395116_906_15293225_666 |  | 42.10094200802941 | -75.90411412935958 | PQ | 2771.281 | False | -1 | ABCN | 8101604
node_1395148_049_15293833_292 |  | 42.10260629956476 | -75.903995644282 | PQ | 2771.281 | False | -1 | ABCN | 8101604
node_1395163_27_15291891_042 |  | 42.09728646428035 | -75.90393773523773 | PQ | 2771.281 | False | -1 | ABCN | 8101604
node_1395170_444_15292432_473 |  | 42.0987694472835 | -75.90391044140135 | PQ | 2771.281 | False | -1 | ABCN | 8101604
node_1395173_595_15293804_547 |  | 42.10252756682426 | -75.90389845326663 | PQ | 2771.281 | False | -1 | ABCN | 8101604
node_1395179_955_15291905_578 |  | 42.09732627847816 | -75.90387425633335 | PQ | 2771.281 | False | -1 | ABCN | 8101604
node_1395192_222_15293799_371 |  | 42.102513389726845 | -75.90382758592759 | PQ | 2771.281 | False | -1 | ABCN | 8101604
node_1395209_503_15293790_504 |  | 42.102489102956625 | -75.90376183951184 | PQ | 2771.281 | False | -1 | ABCN | 8101604
node_1395220_266_15292867_231 |  | 42.099960252251236 | -75.90372089114817 | PQ | 2771.281 | False | -1 | ABCN | 8101604
node_1395227_198_15292842_342 |  | 42.09989208111961 | -75.9036945180127 | PQ | 2771.281 | False | -1 | ABCN | 8101604
node_1395229_086_15292815_852 |  | 42.09981952483866 | -75.9036873350237 | PQ | 2771.281 | False | -1 | ABCN | 8101604
node_1395234_668_15292078_723 |  | 42.09780052375056 | -75.90366609802973 | PQ | 2771.281 | False | -1 | ABCN | 8101604
node_1395258_744_15292260_413 |  | 42.09829817383311 | -75.90357449970178 | PQ | 2771.281 | False | -1 | ABCN | 8101604
node_1395291_752_15291995_611 |  | 42.09757287944619 | -75.90344891913983 | PQ | 2771.281 | False | -1 | ABCD | 8101604
node_1395357_696_15293886_228 |  | 42.10275129161039 | -75.90319803194349 | PQ | 2771.281 | False | -1 | ABCN | 8101604
node_1395374_115_15293901_3 |  | 42.10279257391566 | -75.9031355650492 | PQ | 2771.281 | False | -1 | ABCN | 8101604
node_1395397_097_15292855_852 |  | 42.099929085096804 | -75.90304812889813 | PQ | 2771.281 | False | -1 | AN | 8101604
node_1395447_234_15291793_093 |  | 42.09701818133723 | -75.90285738021193 | PQ | 2771.281 | False | -1 | ABCN | 8101604
node_1395463_911_15291807_646 |  | 42.09705804209815 | -75.90279393174393 | PQ | 2771.281 | False | -1 | ABCN | 8101604
node_1395555_684_15292310_171 |  | 42.098434461316224 | -75.90244477684477 | PQ | 2771.281 | False | -1 | AN | 8101604
node_1395556_781_15293864_948 |  | 42.10269300555306 | -75.90244060325423 | PQ | 2771.281 | False | -1 | ABCD | 8101604
node_1395576_206_15292603_616 |  | 42.099238209064985 | -75.90236669988488 | PQ | 2771.281 | False | -1 | AN | 8101604
node_1395589_421_15291981_869 |  | 42.09753524001951 | -75.90231642276642 | PQ | 2771.281 | False | -1 | ABCN | 8101604
node_1395664_934_15293438_925 |  | 42.10152612580669 | -75.90202912983823 | PQ | 2771.281 | False | -1 | ABCN | 8101604
node_1395665_342_15293172_872 |  | 42.10079740492271 | -75.90202757758212 | PQ | 2771.281 | False | -1 | ABCN | 8101604
node_1395680_909_15292950_981 |  | 42.10018964404173 | -75.9019683521638 | PQ | 2771.281 | False | -1 | AN | 8101604
node_1395681_418_15293188_6 |  | 42.10084048401621 | -75.90196641564823 | PQ | 2771.281 | False | -1 | ABCN | 8101604
node_1395684_543_15293443_068 |  | 42.10153747351043 | -75.9019545264318 | PQ | 2771.281 | False | -1 | ABCN | 8101604
node_1395704_25_15293440_262 |  | 42.101529787858325 | -75.90187955017954 | PQ | 2771.281 | False | -1 | ABCN | 8101604
node_1395842_151_15292382_383 |  | 42.098632250450244 | -75.90135489903217 | PQ | 2771.281 | False | -1 | AN | 8101604
node_1395875_727_15293867_282 |  | 42.102699398394115 | -75.90122715748625 | PQ | 2771.281 | False | -1 | ABCN | 8101604
node_1395893_567_15293879_061 |  | 42.10273166115113 | -75.90115928432746 | PQ | 2771.281 | False | -1 | ABCN | 8101604
node_1396157_413_15293393_51 |  | 42.1014017338286 | -75.90015546922365 | PQ | 2771.281 | False | -1 | ABCN | 8101604
node_1396176_392_15293401_39 |  | 42.10142331719946 | -75.90008326268325 | PQ | 2771.281 | False | -1 | ABCN | 8101604
node_1396188_33_15294431_384 |  | 42.10424447741258 | -75.9000378439742 | PQ | 2771.281 | False | -1 | ABCN | 8101604
node_1396193_237_15293415_584 |  | 42.10146219465706 | -75.90001917505099 | PQ | 2771.281 | False | -1 | ABCN | 8101604
node_1396197_356_15294455_169 |  | 42.10430962468107 | -75.90000350411259 | PQ | 2771.281 | False | -1 | ABCN | 8101604
node_1396210_644_15294475_046 |  | 42.10436406791235 | -75.89995294926203 | PQ | 2771.281 | False | -1 | ABCN | 8101604
node_1396398_57_15294793_805 |  | 42.10523715087048 | -75.89923797553797 | PQ | 2771.281 | False | -1 | ABCN | 8101604
node_1396462_471_15293966_26 |  | 42.10297049977488 | -75.89899486103576 | PQ | 2771.281 | False | -1 | ABCN | 8101604
node_1396466_674_15293940_274 |  | 42.102899323953174 | -75.89897887051522 | PQ | 2771.281 | False | -1 | ABCN | 8101604
node_1396475_54_15294553_793 |  | 42.104579756453546 | -75.8989451393815 | PQ | 2771.281 | False | -1 | ABCN | 8101604
node_1396498_245_15295138_923 |  | 42.106182431299715 | -75.89885875709057 | PQ | 2771.281 | False | -1 | ABCN | 8101604
node_1396499_245_15295165_525 |  | 42.106255294349396 | -75.89885495254131 | PQ | 2771.281 | False | -1 | ABCN | 8101604
node_1396502_405_15295112_924 |  | 42.10611121987093 | -75.89884293016566 | PQ | 2771.281 | False | -1 | ABCN | 8101604
node_1396519_564_15294203_319 |  | 42.10361980590575 | -75.89877764790492 | PQ | 2771.281 | False | -1 | ABCN | 8101604
node_1396524_422_15293593_313 |  | 42.10194899553504 | -75.89875916540461 | PQ | 2771.281 | False | -1 | ABCN | 8101604
node_1396592_267_15295071_644 |  | 42.105998153684524 | -75.89850104576013 | PQ | 2771.281 | False | -1 | ABCN | 8101604
node_1396607_012_15295061_953 |  | 42.10597160997298 | -75.89844494768131 | PQ | 2771.281 | False | -1 | ABCN | 8101604
node_1396622_993_15295047_048 |  | 42.105930785081796 | -75.8983841471796 | PQ | 2771.281 | False | -1 | ABCN | 8101604
node_1396658_674_15294520_702 |  | 42.104489119990994 | -75.89824839705749 | PQ | 2771.281 | False | -1 | ABCN | 8101604
node_1396673_59_15294538_374 |  | 42.10453752371304 | -75.89819164840074 | PQ | 2771.281 | False | -1 | ABCN | 8101604
node_1396691_38_15294550_288 |  | 42.10457015623593 | -75.89812396546941 | PQ | 2771.281 | False | -1 | ABCN | 8101604
node_1396785_593_15296353_337 |  | 42.109508719082996 | -75.89776552747007 | PQ | 2771.281 | False | -1 | ABCN | 8101604
node_1396785_935_15296349_043 |  | 42.10949695778928 | -75.89776422631422 | PQ | 2771.281 | False | -1 | ABCN | 8101604
node_1396785_939_15296358_636 |  | 42.10952323307819 | -75.89776421109602 | PQ | 2771.281 | False | -1 | ABCN | 8101604
node_1396801_992_15295660_656 |  | 42.10761146135375 | -75.89770313666676 | PQ | 2771.281 | False | -1 | ABCN | 8101604
node_1396856_444_15296106_845 |  | 42.10883357590425 | -75.89749597135051 | PQ | 2771.281 | False | -1 | ABCN | 8101604
node_1396876_243_15296108_479 |  | 42.1088380514408 | -75.89742064507973 | PQ | 2771.281 | False | -1 | ABCN | 8101604
node_1396895_65_15296103_178 |  | 42.10882353196758 | -75.89734681019226 | PQ | 2771.281 | False | -1 | ABCN | 8101604
node_1396903_832_15295851_397 |  | 42.1081339021837 | -75.89731568137022 | PQ | 2771.281 | False | -1 | ABCN | 8101604
node_1396904_614_15295904_192 |  | 42.108278508029414 | -75.8973127062127 | PQ | 2771.281 | False | -1 | ABCN | 8101604
node_1396906_81_15295877_748 |  | 42.10820607774276 | -75.89730435142252 | PQ | 2771.281 | False | -1 | ABCN | 8101604
node_1396967_517_15295284_569 |  | 42.10658135663365 | -75.89707338865065 | PQ | 2771.281 | False | -1 | ABCN | 8101604
node_1396987_338_15295283_94 |  | 42.10657963379859 | -75.89699797867979 | PQ | 2771.281 | False | -1 | ABCN | 8101604
node_1397006_637_15295290_223 |  | 42.10659684297614 | -75.89692455468364 | PQ | 2771.281 | False | -1 | ABCN | 8101604
node_1397140_928_15295777_246 |  | 42.107930802116165 | -75.89641363795909 | PQ | 2771.281 | False | -1 | ABCN | 8101604
node_1397142_512_15295750_717 |  | 42.10785813901396 | -75.89640761155306 | PQ | 2771.281 | False | -1 | ABCN | 8101604
node_1397144_514_15295803_464 |  | 42.10800261338736 | -75.89639999484544 | PQ | 2771.281 | False | -1 | ABCN | 8101604
node_1397336_673_15294654_026 |  | 42.10485429528741 | -75.89566891646436 | PQ | 2771.281 | False | -1 | ABCN | 8101604
node_1397355_656_15294661_885 |  | 42.104875821139125 | -75.89559669470577 | PQ | 2771.281 | False | -1 | ABCN | 8101604
node_1397387_115_15294705_074 |  | 42.10499411608885 | -75.89547700739064 | PQ | 2771.281 | False | -1 | ABCN | 8101604
node_1397406_765_15294708_823 |  | 42.105004384624046 | -75.8954022479977 | PQ | 2771.281 | False | -1 | ABCN | 8101604
node_1397426_436_15294705_622 |  | 42.10499561706438 | -75.89532740870922 | PQ | 2771.281 | False | -1 | ABCN | 8101604
node_8101604_200805041 |  | 42.105692269660814 | -75.89888985167167 | PQ | 2771.281 | False | -1 | AN | 8101604
node_8101604_200805107 |  | 42.10066695700135 | -75.90416661311662 | PQ | 2771.281 | False | -1 | ABCN | 8101604
node_8101604_200805602 |  | 42.102553773638 | -75.90398934014388 | PQ | 2771.281 | False | -1 | ABCN | 8101604
node_8101604_200807766 |  | 42.100436132710485 | -75.90444070425889 | PQ | 2771.281 | False | -1 | ABCN | 8101604
node_8101604_200807772 |  | 42.10051819060483 | -75.90417815992362 | PQ | 2771.281 | False | -1 | ABCN | 8101604
node_8101604_200807773 |  | 42.1006149460078 | -75.90378920563467 | PQ | 2771.281 | False | -1 | ABCD | 8101604
node_8101604_200807776 |  | 42.100736075829204 | -75.9032320560275 | PQ | 2771.281 | False | -1 | ABCD | 8101604
node_8101604_200807777 |  | 42.1008370410851 | -75.90291429246429 | PQ | 2771.281 | False | -1 | ABCD | 8101604
node_8101604_200807778 |  | 42.10094134518985 | -75.90251341471796 | PQ | 2771.281 | False | -1 | ABCD | 8101604
node_8101604_200807779 |  | 42.10102918238781 | -75.9021630385585 | PQ | 2771.281 | False | -1 | ABCN | 8101604
node_8101604_200807780 |  | 42.10108369409425 | -75.90194875873512 | PQ | 2771.281 | False | -1 | ABCD | 8101604
node_8101604_200807782 |  | 42.10127639415428 | -75.90194796738888 | PQ | 2771.281 | False | -1 | ABCN | 8101604
node_8101604_200807784 |  | 42.101408953849614 | -75.90129441430805 | PQ | 2771.281 | False | -1 | ABCD | 8101604
node_8101604_200807785 |  | 42.10158330530542 | -75.900599174781 | PQ | 2771.281 | False | -1 | ABCD | 8101604
node_8101604_200807786 |  | 42.101669233415876 | -75.90018556701284 | PQ | 2771.281 | False | -1 | ABCN | 8101604
node_8101604_200807790 |  | 42.10204440334684 | -75.89882141924414 | PQ | 2771.281 | False | -1 | ABCN | 8101604
node_8101604_200807792 |  | 42.099848807556654 | -75.90681696865788 | PQ | 2771.281 | False | -1 | ABCN | 8101604
node_8101604_200807819 |  | 42.10005486027315 | -75.90602470932016 | PQ | 2771.281 | False | -1 | ABCD | 8101604
node_8101604_200807834 |  | 42.10017643929161 | -75.9055598618826 | PQ | 2771.281 | False | -1 | ABCD | 8101604
node_8101604_200807856 |  | 42.100257453624494 | -75.90522379843743 | PQ | 2771.281 | False | -1 | ABCD | 8101604
node_8101604_200807876 |  | 42.10033939921957 | -75.90485872149964 | PQ | 2771.281 | False | -1 | ABCD | 8101604
node_8101604_200808607 |  | 42.106774634624045 | -75.89858460507551 | PQ | 2771.281 | False | -1 | ABCD | 8101604
node_8101604_200808608 |  | 42.10668987059133 | -75.89863512188057 | PQ | 2771.281 | False | -1 | ABCD | 8101604
node_8101604_200808609 |  | 42.10616702986643 | -75.89861687526232 | PQ | 2771.281 | False | -1 | ABCN | 8101604
node_8101604_200808610 |  | 42.10575644732103 | -75.89857788243697 | PQ | 2771.281 | False | -1 | ABCN | 8101604
node_8101604_200808612 |  | 42.106807683475914 | -75.89768100560373 | PQ | 2771.281 | False | -1 | ABCD | 8101604
node_8101604_200808613 |  | 42.1068099705463 | -75.89747198747199 | PQ | 2771.281 | False | -1 | ABCD | 8101604
node_8101604_200808614 |  | 42.10685321124119 | -75.89702906184723 | PQ | 2771.281 | False | -1 | ABCN | 8101604
node_8101604_200808615 |  | 42.106852192330784 | -75.8967814884133 | PQ | 2771.281 | False | -1 | ABCD | 8101604
node_8101604_200808759 |  | 42.10353280410476 | -75.89980344569435 | PQ | 2771.281 | False | -1 | ABCD | 8101604
node_8101604_200808760 |  | 42.10417264422933 | -75.89974853843944 | PQ | 2771.281 | False | -1 | ABCN | 8101604
node_8101604_200808838 |  | 42.10543796112862 | -75.89913402764311 | PQ | 2771.281 | False | -1 | ABCD | 8101604
node_8101604_200808839 |  | 42.10554109841663 | -75.89887396767851 | PQ | 2771.281 | False | -1 | ABCN | 8101604
node_8101604_200808841 |  | 42.10583207950623 | -75.89823638229092 | PQ | 2771.281 | False | -1 | ABCD | 8101604
node_8101604_200808843 |  | 42.10567501939817 | -75.8977915353688 | PQ | 2771.281 | False | -1 | ABCD | 8101604
node_8101604_200808844 |  | 42.10549882185202 | -75.89745747311656 | PQ | 2771.281 | False | -1 | ABCD | 8101604
node_8101604_200808987 |  | 42.10427664704338 | -75.89801704622158 | PQ | 2771.281 | False | -1 | ABCN | 8101604
node_8101604_200808988 |  | 42.104449807031365 | -75.89759699735154 | PQ | 2771.281 | False | -1 | ABCD | 8101604
node_8101604_200808989 |  | 42.104606976699685 | -75.89560934863661 | PQ | 2771.281 | False | -1 | ABCN | 8101604
node_8101604_200808990 |  | 42.104731519323124 | -75.89690559281013 | PQ | 2771.281 | False | -1 | ABCD | 8101604
node_8101604_200808991 |  | 42.104851128995946 | -75.89636530116074 | PQ | 2771.281 | False | -1 | ABCD | 8101604
node_8101604_200808992 |  | 42.10464213458652 | -75.89580134901952 | PQ | 2771.281 | False | -1 | ABCD | 8101604
node_8101604_200808993 |  | 42.10443593122467 | -75.89551798619071 | PQ | 2771.281 | False | -1 | ABCD | 8101604
node_8101604_200808994 |  | 42.104385207564164 | -75.89538895490259 | PQ | 2771.281 | False | -1 | ABCD | 8101604
node_8101604_200809018 |  | 42.10857543824103 | -75.89576047294229 | PQ | 2771.281 | False | -1 | ABCD | 8101604
node_8101604_200809022 |  | 42.10791833141978 | -75.8961250248523 | PQ | 2771.281 | False | -1 | ABCN | 8101604
node_8101604_200809024 |  | 42.1079280165466 | -75.89588022113021 | PQ | 2771.281 | False | -1 | ABCD | 8101604
node_8101604_200809031 |  | 42.10794709646556 | -75.89543522963523 | PQ | 2771.281 | False | -1 | ABCD | 8101604
node_8101604_200809032 |  | 42.10777975686628 | -75.8954425800244 | PQ | 2771.281 | False | -1 | ABCD | 8101604
node_8101604_200809033 |  | 42.10774856506078 | -75.89564171393717 | PQ | 2771.281 | False | -1 | ABCD | 8101604
node_8101604_200809034 |  | 42.107579713529944 | -75.89508445399808 | PQ | 2771.281 | False | -1 | ABCD | 8101604
node_8101604_200809064 |  | 42.102179677397565 | -75.89865624854261 | PQ | 2771.281 | False | -1 | ABCD | 8101604
node_8101604_200809065 |  | 42.10423288867627 | -75.89898019069382 | PQ | 2771.281 | False | -1 | ABCD | 8101604
node_8101604_200809066 |  | 42.10453531881285 | -75.899026469231 | PQ | 2771.281 | False | -1 | ABCN | 8101604
node_8101604_200809067 |  | 42.10493356487318 | -75.89909976387248 | PQ | 2771.281 | False | -1 | ABCD | 8101604
node_8101604_200809068 |  | 42.105221439929466 | -75.8991194752422 | PQ | 2771.281 | False | -1 | ABCN | 8101604
node_8101604_200809070 |  | 42.10246079258592 | -75.89866135805227 | PQ | 2771.281 | False | -1 | ABCD | 8101604
node_8101604_200809083 |  | 42.10262175851719 | -75.89864567950477 | PQ | 2771.281 | False | -1 | ABCD | 8101604
node_8101604_200809089 |  | 42.10299036304968 | -75.89871833117742 | PQ | 2771.281 | False | -1 | ABCN | 8101604
node_8101604_200809090 |  | 42.10351722737506 | -75.89878249870522 | PQ | 2771.281 | False | -1 | ABCN | 8101604
node_8101604_200809095 |  | 42.103540087122916 | -75.89897295444113 | PQ | 2771.281 | False | -1 | ABCD | 8101604
node_8101604_200809096 |  | 42.10407091479064 | -75.89898613339976 | PQ | 2771.281 | False | -1 | ABCD | 8101604
node_8101604_200809331 |  | 42.095966915053275 | -75.90482146354874 | PQ | 2771.281 | False | -1 | AN | 8101604
node_8101604_200809333 |  | 42.09625269750863 | -75.90496698375335 | PQ | 2771.281 | False | -1 | AD | 8101604
node_8101604_200809334 |  | 42.096554100517785 | -75.90510550358732 | PQ | 2771.281 | False | -1 | AD | 8101604
node_8101604_200809339 |  | 42.09837653680774 | -75.90363550564915 | PQ | 2771.281 | False | -1 | ABCN | 8101604
node_8101604_200809341 |  | 42.09741977720246 | -75.90338004918914 | PQ | 2771.281 | False | -1 | ABCD | 8101604
node_8101604_200809342 |  | 42.099333652483864 | -75.90428386932479 | PQ | 2771.281 | False | -1 | ABCD | 8101604
node_8101604_200809343 |  | 42.09951267120666 | -75.90436559484742 | PQ | 2771.281 | False | -1 | ABCN | 8101604
node_8101604_200809344 |  | 42.09968915087048 | -75.90448545717182 | PQ | 2771.281 | False | -1 | ABCD | 8101604
node_8101604_200809345 |  | 42.09974251493321 | -75.90426031536032 | PQ | 2771.281 | False | -1 | ABCN | 8101604
node_8101604_200809346 |  | 42.09982414280354 | -75.9039717935627 | PQ | 2771.281 | False | -1 | ABCN | 8101604
node_8101604_200809347 |  | 42.09998364062734 | -75.90463970881699 | PQ | 2771.281 | False | -1 | ABCD | 8101604
node_8101604_200809348 |  | 42.10020433059433 | -75.90472550901187 | PQ | 2771.281 | False | -1 | ABCD | 8101604
node_8101604_200809349 |  | 42.09755829971484 | -75.90344348624349 | PQ | 2771.281 | False | -1 | ABCD | 8101604
node_8101604_200809350 |  | 42.09783467094402 | -75.9035471221653 | PQ | 2771.281 | False | -1 | ABCN | 8101604
node_8101604_200809351 |  | 42.09811686256191 | -75.9036975844794 | PQ | 2771.281 | False | -1 | ABCD | 8101604
node_8101604_200809352 |  | 42.098382162727 | -75.90385084694175 | PQ | 2771.281 | False | -1 | ABCD | 8101604
node_8101604_200809353 |  | 42.09840924602281 | -75.90366917971464 | PQ | 2771.281 | False | -1 | ABCN | 8101604
node_8101604_200809354 |  | 42.09861336773976 | -75.9039622936032 | PQ | 2771.281 | False | -1 | ABCD | 8101604
node_8101604_200809355 |  | 42.09873761728951 | -75.90403202718657 | PQ | 2771.281 | False | -1 | ABCN | 8101604
node_8101604_200809356 |  | 42.09914452134924 | -75.90419041818133 | PQ | 2771.281 | False | -1 | ABCD | 8101604
node_8101604_200809358 |  | 42.10180650968032 | -75.9053960532097 | PQ | 2771.281 | False | -1 | ABCD | 8101604
node_8101604_200809359 |  | 42.101628518084944 | -75.90525744587109 | PQ | 2771.281 | False | -1 | ABCN | 8101604
node_8101604_200809360 |  | 42.101303849954974 | -75.90513375997467 | PQ | 2771.281 | False | -1 | ABCD | 8101604
node_8101604_200809361 |  | 42.10086441197659 | -75.90489823554823 | PQ | 2771.281 | False | -1 | ABCD | 8101604
node_8101604_200809362 |  | 42.100639561458806 | -75.90481175814358 | PQ | 2771.281 | False | -1 | ABCD | 8101604
node_8101604_200809368 |  | 42.098539819938466 | -75.90246113260204 | PQ | 2771.281 | False | -1 | AN | 8101604
node_8101604_200809369 |  | 42.09882008603481 | -75.90264580542308 | PQ | 2771.281 | False | -1 | AD | 8101604
node_8101604_200809370 |  | 42.09906410138076 | -75.90276437420074 | PQ | 2771.281 | False | -1 | AD | 8101604
node_8101604_200809371 |  | 42.09928609511481 | -75.9028254410209 | PQ | 2771.281 | False | -1 | AD | 8101604
node_8101604_200809372 |  | 42.09952317803542 | -75.90296260263078 | PQ | 2771.281 | False | -1 | AD | 8101604
node_8101604_200809373 |  | 42.09970889088999 | -75.90308379654743 | PQ | 2771.281 | False | -1 | AD | 8101604
node_8101604_200809374 |  | 42.09985905965781 | -75.90311640914368 | PQ | 2771.281 | False | -1 | AN | 8101604
node_8101604_200809378 |  | 42.09870512445595 | -75.90139851818942 | PQ | 2771.281 | False | -1 | AN | 8101604
node_8101604_200809379 |  | 42.09900176707189 | -75.90153156708156 | PQ | 2771.281 | False | -1 | AD | 8101604
node_8101604_200809380 |  | 42.09923373626744 | -75.90166966841512 | PQ | 2771.281 | False | -1 | AD | 8101604
node_8101604_200809381 |  | 42.099540211916555 | -75.90180546419182 | PQ | 2771.281 | False | -1 | AD | 8101604
node_8101604_200809382 |  | 42.09979196495572 | -75.90188529504893 | PQ | 2771.281 | False | -1 | AD | 8101604
node_8101604_200809383 |  | 42.09995958393366 | -75.90198856573402 | PQ | 2771.281 | False | -1 | AD | 8101604
node_8101604_200809384 |  | 42.1001334423683 | -75.90208992653538 | PQ | 2771.281 | False | -1 | AN | 8101604
node_8101604_200809390 |  | 42.09952536102356 | -75.90577449552904 | PQ | 2771.281 | False | -1 | AN | 8101604
node_8101604_200809391 |  | 42.09975654412426 | -75.90589208273299 | PQ | 2771.281 | False | -1 | ABCD | 8101604
node_8101604_200809392 |  | 42.099943516921805 | -75.90597572574846 | PQ | 2771.281 | False | -1 | ABCD | 8101604
node_8101604_200809416 |  | 42.098415485479514 | -75.90553452358452 | PQ | 2771.281 | False | -1 | AD | 8101604
node_8101604_200809417 |  | 42.09852980613087 | -75.90507760482761 | PQ | 2771.281 | False | -1 | AN | 8101604
node_8101604_200809418 |  | 42.09861688462404 | -75.90472503724777 | PQ | 2771.281 | False | -1 | AD | 8101604
node_8101604_200809419 |  | 42.09873200780429 | -75.90428887230705 | PQ | 2771.281 | False | -1 | AD | 8101604
node_8101604_200809420 |  | 42.098774536357496 | -75.90410306573034 | PQ | 2771.281 | False | -1 | ABCD | 8101604
node_8101604_200809421 |  | 42.09885225840462 | -75.90386057897877 | PQ | 2771.281 | False | -1 | ABCD | 8101604
node_8101604_200809422 |  | 42.09893674579769 | -75.90355289366653 | PQ | 2771.281 | False | -1 | ABCD | 8101604
node_8101604_200809423 |  | 42.099055268084946 | -75.90313269641906 | PQ | 2771.281 | False | -1 | AD | 8101604
node_8101604_200809424 |  | 42.099123488518686 | -75.90272360084633 | PQ | 2771.281 | False | -1 | AD | 8101604
node_8101604_200809425 |  | 42.09921180230376 | -75.9023571162253 | PQ | 2771.281 | False | -1 | AN | 8101604
node_8101604_200809426 |  | 42.0993138905523 | -75.90195376552195 | PQ | 2771.281 | False | -1 | AD | 8101604
node_8101604_200809427 |  | 42.09934940450998 | -75.90178632730905 | PQ | 2771.281 | False | -1 | AD | 8101604
node_8101604_200809428 |  | 42.09942302078643 | -75.90153722825086 | PQ | 2771.281 | False | -1 | AD | 8101604
node_8101604_200809429 |  | 42.09951233156986 | -75.90117453676544 | PQ | 2771.281 | False | -1 | AD | 8101604
node_8101604_200809435 |  | 42.09650558723548 | -75.90596617252527 | PQ | 2771.281 | False | -1 | ABCD | 8101604
node_8101604_200809436 |  | 42.096589589824404 | -75.90564592459138 | PQ | 2771.281 | False | -1 | ABCD | 8101604
node_8101604_200809438 |  | 42.0966889883686 | -75.90523585505404 | PQ | 2771.281 | False | -1 | ABCN | 8101604
node_8101604_200809440 |  | 42.09677313338586 | -75.90485680020225 | PQ | 2771.281 | False | -1 | ABCD | 8101604
node_8101604_200809441 |  | 42.09692688203511 | -75.90447420711966 | PQ | 2771.281 | False | -1 | ABCN | 8101604
node_8101604_200809442 |  | 42.09695958029416 | -75.90415651964743 | PQ | 2771.281 | False | -1 | ABCD | 8101604
node_8101604_200809444 |  | 42.097079135186846 | -75.90375918393646 | PQ | 2771.281 | False | -1 | ABCN | 8101604
node_8101604_200809445 |  | 42.09712647343539 | -75.90344039694949 | PQ | 2771.281 | False | -1 | ABCD | 8101604
node_8101604_200809446 |  | 42.097262547276 | -75.90296372877737 | PQ | 2771.281 | False | -1 | ABCN | 8101604
node_8101604_200809447 |  | 42.097374233003144 | -75.90248247231884 | PQ | 2771.281 | False | -1 | ABCD | 8101604
node_8101604_200809448 |  | 42.097444417304516 | -75.90220451575452 | PQ | 2771.281 | False | -1 | ABCN | 8101604
node_8101604_200809450 |  | 42.097844424546 | -75.90466477699205 | PQ | 2771.281 | False | -1 | ABCN | 8101604
node_8101604_200809451 |  | 42.0979182298139 | -75.90438484967122 | PQ | 2771.281 | False | -1 | ABCD | 8101604
node_8101604_200809452 |  | 42.09800072594927 | -75.90403954497592 | PQ | 2771.281 | False | -1 | ABCD | 8101604
node_8101604_200809453 |  | 42.09811008899895 | -75.90379436079891 | PQ | 2771.281 | False | -1 | ABCD | 8101604
node_8101604_200815459 |  | 42.10722226497074 | -75.89788968132603 | PQ | 2771.281 | False | -1 | ABCD | 8101604
node_8101604_200815461 |  | 42.10754511713943 | -75.89791045036044 | PQ | 2771.281 | False | -1 | ABCD | 8101604
node_8101604_200815462 |  | 42.107628563710044 | -75.89783777205595 | PQ | 2771.281 | False | -1 | ABCN | 8101604
node_8101604_200815463 |  | 42.108208282642956 | -75.89782446374264 | PQ | 2771.281 | False | -1 | ABCD | 8101604
node_8101604_200815464 |  | 42.108204571289214 | -75.8975950798587 | PQ | 2771.281 | False | -1 | ABCN | 8101604
node_8101604_200815517 |  | 42.108507001425785 | -75.89595826004462 | PQ | 2771.281 | False | -1 | ABCD | 8101604
node_8101604_200815519 |  | 42.108523706626144 | -75.8968803420167 | PQ | 2771.281 | False | -1 | ABCD | 8101604
node_8101604_200815520 |  | 42.10854317822303 | -75.89746444305081 | PQ | 2771.281 | False | -1 | ABCN | 8101604
node_8101604_200815521 |  | 42.108563778290566 | -75.8978069514024 | PQ | 2771.281 | False | -1 | ABCD | 8101604
node_8101604_200815522 |  | 42.10903849467207 | -75.89774594925957 | PQ | 2771.281 | False | -1 | ABCD | 8101604
node_8101604_200815523 |  | 42.10950635258142 | -75.89772268444086 | PQ | 2771.281 | False | -1 | ABCN | 8101604
node_8101604_200816144 |  | 42.103191773150236 | -75.89986946984219 | PQ | 2771.281 | False | -1 | ABCD | 8101604
node_8101604_200816146 |  | 42.10229692878583 | -75.90394555358647 | PQ | 2771.281 | False | -1 | ABCN | 8101604
node_8101604_200816147 |  | 42.10228068099955 | -75.90404659861024 | PQ | 2771.281 | False | -1 | ABCN | 8101604
node_8101604_200816148 |  | 42.10224203087949 | -75.90422146710783 | PQ | 2771.281 | False | -1 | ABCN | 8101604
node_8101604_200816149 |  | 42.1021049929086 | -75.9047656812475 | PQ | 2771.281 | False | -1 | ABCD | 8101604
node_8101604_200816151 |  | 42.10198555031517 | -75.90519530236348 | PQ | 2771.281 | False | -1 | ABCN | 8101604
node_8101604_200816153 |  | 42.101906905222876 | -75.9055988356852 | PQ | 2771.281 | False | -1 | ABCD | 8101604
node_8101604_200816154 |  | 42.10172141696683 | -75.90628622642714 | PQ | 2771.281 | False | -1 | ABCD | 8101604
node_8101604_200816155 |  | 42.1016498467282 | -75.90660605205605 | PQ | 2771.281 | False | -1 | ABCD | 8101604
node_8101604_200816156 |  | 42.10151478905898 | -75.90693985559895 | PQ | 2771.281 | False | -1 | ABCN | 8101604
node_8101604_200816157 |  | 42.10134018835359 | -75.90755937318211 | PQ | 2771.281 | False | -1 | ABCN | 8101604
node_8101604_200816159 |  | 42.10307996416779 | -75.90055294570294 | PQ | 2771.281 | False | -1 | ABCD | 8101604
node_8101604_200816161 |  | 42.103016249399666 | -75.90091083965174 | PQ | 2771.281 | False | -1 | ABCD | 8101604
node_8101604_200816162 |  | 42.10295407121417 | -75.90132821011912 | PQ | 2771.281 | False | -1 | ABCN | 8101604
node_8101604_200816164 |  | 42.1028839279979 | -75.90161352848625 | PQ | 2771.281 | False | -1 | ABCD | 8101604
node_8101604_200816165 |  | 42.10280549928711 | -75.90197110665747 | PQ | 2771.281 | False | -1 | ABCD | 8101604
node_8101604_200816166 |  | 42.102681948184 | -75.90248390282936 | PQ | 2771.281 | False | -1 | ABCD | 8101604
node_8101604_200816167 |  | 42.102528235141826 | -75.90300348251257 | PQ | 2771.281 | False | -1 | ABCN | 8101604
node_8101604_200816168 |  | 42.10243905583071 | -75.90338495705768 | PQ | 2771.281 | False | -1 | ABCD | 8101604
node_8101604_200955946 |  | 42.10418402754014 | -75.89839544288634 | PQ | 2771.281 | False | -1 | ABCD | 8101604
node_8101604_200961718 |  | 42.10460195062284 | -75.89724014204468 | PQ | 2771.281 | False | -1 | ABCD | 8101604
node_8101604_200980283 |  | 42.10566618884136 | -75.89861094016548 | PQ | 2771.281 | False | -1 | ABCD | 8101604
node_8101604_201064403 |  | 42.10472501966081 | -75.89540106097833 | PQ | 2771.281 | False | -1 | ABCN | 8101604
node_8101604_310055476 |  | 42.108174628470664 | -75.89583733244642 | PQ | 2771.281 | False | -1 | ABCD | 8101604
node_8101604_311879701 |  | 42.10747032856822 | -75.89495897996352 | PQ | 2771.281 | False | -1 | ABCD | 8101604
node_8101604_311895394 |  | 42.099640366426534 | -75.9058329904739 | PQ | 2771.281 | False | -1 | ABCN | 8101604
node_8101604_311933165 |  | 42.103316507504125 | -75.89985975682794 | PQ | 2771.281 | False | -1 | ABCD | 8101604
node_SOURCE_8101604 |  | 42.10764975266397 | -75.89548754599208 | SWING | 2771.281 | False | -1 | ABCN | 8101604
node_intto1_8101604_200805107 |  | 42.10066695700135 | -75.90416661311662 | PQ | 2771.281 | False | -1 | ABCN | 8101604
node_intto1_8101604_200808990 |  | 42.104731519323124 | -75.89690559281013 | PQ | 2771.281 | False | -1 | ABCD | 8101604
node_intto1_8101604_200808994 |  | 42.104385207564164 | -75.89538895490259 | PQ | 2771.281 | False | -1 | ABCD | 8101604
node_intto1_8101604_200809090 |  | 42.10351722737506 | -75.89878249870522 | PQ | 2771.281 | False | -1 | ABCD | 8101604
node_intto1_8101604_200809339 |  | 42.09837653680774 | -75.90363550564915 | PQ | 2771.281 | False | -1 | ABCN | 8101604
node_intto1_8101604_200809372 |  | 42.09952317803542 | -75.90296260263078 | PQ | 2771.281 | False | -1 | AD | 8101604
node_intto1_8101604_200809444 |  | 42.097079135186846 | -75.90375918393646 | PQ | 2771.281 | False | -1 | ABCD | 8101604
node_intto1_8101604_200815464 |  | 42.108204571289214 | -75.8975950798587 | PQ | 2771.281 | False | -1 | ABCD | 8101604

## Capacitor
Name | GroupId | NominalVoltage | RemoteSense | RemoteSenseB | ParticipatingPhases | PhasesConnected | SwitchA | SwitchB | SwitchC | Control | ControlLevel | VoltageSetHigh | VoltageSetLow | ReactivePowerSetHigh | ReactivePowerSetLow | CapacitorA | CapacitorB | CapacitorC | TimeDelay | DwellTime | LockoutTime | CurrentSetHigh | CurrentSetLow | Status | ParentNode | Phases | Feeder | Comments
cap_220368765 |  | 0 |  |  |  |  | CLOSED | CLOSED | CLOSED | MANUAL | BANK | 0 | 0 | 0 | 0 | 150000 | 150000 | 150000 | 0 | 0 | 0 | 0 | 0 | OPEN | node_1395291_752_15291995_611 | ABCN | 8101604
cap_220368903 |  | 0 |  |  |  |  | CLOSED | CLOSED | CLOSED | MANUAL | BANK | 0 | 0 | 0 | 0 | 150000 | 150000 | 150000 | 0 | 0 | 0 | 0 | 0 | OPEN | node_1395556_781_15293864_948 | ABCN | 8101604

## EVChargingStation
Name | GroupId | ServiceCharge | ServiceDischarge | ChargeEfficiency | DischargeEfficiency | CommitmentStatus | ConstructionTime | CalendarLife | YearOfInstallation | DepthOfDischarge | ReactivePower | ReactivePowerA | ReactivePowerB | ReactivePowerC | ActivePower | ActivePowerA | ActivePowerB | ActivePowerC | Energy | MaxEnergy | PowerCharge | PowerDischarge | RampUpLimit | RampDownLimit | CapitalCost | FixedOperatingCost | VariableOperatingCost | MaxReactivePower | MaxActivePower | OutputSchedule | PlanningStatus | UnitType | UnitSubtype | ParentNode | Phases | Feeder | Comments
evchargingstation_load_220330570 |  | 0 | 0 | 0.92 | 0 | False | 0 | 0 | 0 | 0 | 0 | 0 | 0 | 0 | 0 | 0 | 0 | 0 | 0 | 6620.93779187944 | 0 | 0 | 0 | 0 | 0 | 0 | 0.001 | 470.0846187147642 | 1103.4896319799066 | OPTIMIZED | INSTALLED |  |  | node_1395097_101_15293226_874 | AN | 8101604
evchargingstation_load_220330571 |  | 0 | 0 | 0.92 | 0 | False | 0 | 0 | 0 | 0 | 0 | 0 | 0 | 0 | 0 | 0 | 0 | 0 | 0 | 6620.93779187944 | 0 | 0 | 0 | 0 | 0 | 0 | 0.001 | 470.0846187147642 | 1103.4896319799066 | OPTIMIZED | INSTALLED |  |  | node_1395077_706_15293221_156 | BN | 8101604
evchargingstation_load_220330572 |  | 0 | 0 | 0.92 | 0 | False | 0 | 0 | 0 | 0 | 0 | 0 | 0 | 0 | 0 | 0 | 0 | 0 | 0 | 6620.93779187944 | 0 | 0 | 0 | 0 | 0 | 0 | 0.001 | 470.0846187147642 | 1103.4896319799066 | OPTIMIZED | INSTALLED |  |  | node_1395116_906_15293225_666 | CN | 8101604
evchargingstation_load_220330677 |  | 0 | 0 | 0.92 | 0 | False | 0 | 0 | 0 | 0 | 0 | 0 | 0 | 0 | 0 | 0 | 0 | 0 | 0 | 126434.44872899845 | 0 | 0 | 0 | 0 | 0 | 0 | 0.001 | 8976.808262126287 | 21072.408121499742 | OPTIMIZED | INSTALLED |  |  | node_1395148_049_15293833_292 | ABCN | 8101604
evchargingstation_load_220330723 |  | 0 | 0 | 0.92 | 0 | False | 0 | 0 | 0 | 0 | 0 | 0 | 0 | 0 | 0 | 0 | 0 | 0 | 0 | 2973.9215921402174 | 0 | 0 | 0 | 0 | 0 | 0 | 0.001 | 211.14756722699676 | 495.65359869003623 | OPTIMIZED | INSTALLED |  |  | node_1395059_708_15292947_924 | AN | 8101604
evchargingstation_load_220330724 |  | 0 | 0 | 0.92 | 0 | False | 0 | 0 | 0 | 0 | 0 | 0 | 0 | 0 | 0 | 0 | 0 | 0 | 0 | 9676.755293051057 | 0 | 0 | 0 | 0 | 0 | 0 | 0.001 | 687.0467700178446 | 1612.7925488418427 | OPTIMIZED | INSTALLED |  |  | node_1395076_532_15292962_166 | BN | 8101604
evchargingstation_load_220330725 |  | 0 | 0 | 0.92 | 0 | False | 0 | 0 | 0 | 0 | 0 | 0 | 0 | 0 | 0 | 0 | 0 | 0 | 0 | 9676.755293051057 | 0 | 0 | 0 | 0 | 0 | 0 | 0.001 | 687.0467700178446 | 1612.7925488418427 | OPTIMIZED | INSTALLED |  |  | node_1395040_74_15292939_991 | CN | 8101604
evchargingstation_load_220330726 |  | 0 | 0 | 0.92 | 0 | False | 0 | 0 | 0 | 0 | 0 | 0 | 0 | 0 | 0 | 0 | 0 | 0 | 0 | 9740.41828498453 | 0 | 0 | 0 | 0 | 0 | 0 | 0.001 | 691.5668334049941 | 1623.4030474974215 | OPTIMIZED | INSTALLED |  |  | node_1395665_342_15293172_872 | AN | 8101604
evchargingstation_load_220330727 |  | 0 | 0 | 0.92 | 0 | False | 0 | 0 | 0 | 0 | 0 | 0 | 0 | 0 | 0 | 0 | 0 | 0 | 0 | 10118.11732812934 | 0 | 0 | 0 | 0 | 0 | 0 | 0.001 | 718.3833508751195 | 1686.3528880215565 | OPTIMIZED | INSTALLED |  |  | node_1395681_418_15293188_6 | AN | 8101604
evchargingstation_load_220330728 |  | 0 | 0 | 0.92 | 0 | False | 0 | 0 | 0 | 0 | 0 | 0 | 0 | 0 | 0 | 0 | 0 | 0 | 0 | 0 | 0 | 0 | 0 | 0 | 0 | 0 | 0.001 | 0 | 0 | OPTIMIZED | INSTALLED |  |  | node_1395684_543_15293443_068 | AN | 8101604
evchargingstation_load_220330729 |  | 0 | 0 | 0.92 | 0 | False | 0 | 0 | 0 | 0 | 0 | 0 | 0 | 0 | 0 | 0 | 0 | 0 | 0 | 0 | 0 | 0 | 0 | 0 | 0 | 0 | 0.001 | 0 | 0 | OPTIMIZED | INSTALLED |  |  | node_1395664_934_15293438_925 | BN | 8101604
evchargingstation_load_220330730 |  | 0 | 0 | 0.92 | 0 | False | 0 | 0 | 0 | 0 | 0 | 0 | 0 | 0 | 0 | 0 | 0 | 0 | 0 | 0 | 0 | 0 | 0 | 0 | 0 | 0 | 0.001 | 0 | 0 | OPTIMIZED | INSTALLED |  |  | node_1395704_25_15293440_262 | CN | 8101604
evchargingstation_load_220330734 |  | 0 | 0 | 0.92 | 0 | False | 0 | 0 | 0 | 0 | 0 | 0 | 0 | 0 | 0 | 0 | 0 | 0 | 0 | 3819.771876464521 | 0 | 0 | 0 | 0 | 0 | 0 | 0.001 | 271.202657297418 | 636.6286460774202 | OPTIMIZED | INSTALLED |  |  | node_1396176_392_15293401_39 | AN | 8101604
evchargingstation_load_220330735 |  | 0 | 0 | 0.92 | 0 | False | 0 | 0 | 0 | 0 | 0 | 0 | 0 | 0 | 0 | 0 | 0 | 0 | 0 | 3819.771876464521 | 0 | 0 | 0 | 0 | 0 | 0 | 0.001 | 271.202657297418 | 636.6286460774202 | OPTIMIZED | INSTALLED |  |  | node_1396193_237_15293415_584 | BN | 8101604
evchargingstation_load_220330736 |  | 0 | 0 | 0.92 | 0 | False | 0 | 0 | 0 | 0 | 0 | 0 | 0 | 0 | 0 | 0 | 0 | 0 | 0 | 3819.771876464521 | 0 | 0 | 0 | 0 | 0 | 0 | 0.001 | 271.202657297418 | 636.6286460774202 | OPTIMIZED | INSTALLED |  |  | node_1396157_413_15293393_51 | CN | 8101604
evchargingstation_load_220330737 |  | 0 | 0 | 0.92 | 0 | False | 0 | 0 | 0 | 0 | 0 | 0 | 0 | 0 | 0 | 0 | 0 | 0 | 0 | 2002.1716267676436 | 0 | 0 | 0 | 0 | 0 | 0 | 0.001 | 142.15357433700242 | 333.6952711279406 | OPTIMIZED | INSTALLED |  |  | node_1396524_422_15293593_313 | AN | 8101604
evchargingstation_load_220330738 |  | 0 | 0 | 0.92 | 0 | False | 0 | 0 | 0 | 0 | 0 | 0 | 0 | 0 | 0 | 0 | 0 | 0 | 0 | 17.418159756678214 | 0 | 0 | 0 | 0 | 0 | 0 | 0.001 | 1.236714807869996 | 2.9030266261130357 | OPTIMIZED | INSTALLED |  |  | node_1394430_535_15292798_943 | AN | 8101604
evchargingstation_load_220330739 |  | 0 | 0 | 0.92 | 0 | False | 0 | 0 | 0 | 0 | 0 | 0 | 0 | 0 | 0 | 0 | 0 | 0 | 0 | 17.418159756678214 | 0 | 0 | 0 | 0 | 0 | 0 | 0.001 | 1.236714807869996 | 2.9030266261130357 | OPTIMIZED | INSTALLED |  |  | node_1394415_74_15292793_791 | BN | 8101604
evchargingstation_load_220330740 |  | 0 | 0 | 0.92 | 0 | False | 0 | 0 | 0 | 0 | 0 | 0 | 0 | 0 | 0 | 0 | 0 | 0 | 0 | 1746.399701919579 | 0 | 0 | 0 | 0 | 0 | 0 | 0.001 | 123.99386953337323 | 291.0666169865965 | OPTIMIZED | INSTALLED |  |  | node_1394452_402_15292805_968 | CN | 8101604
evchargingstation_load_220331024 |  | 0 | 0 | 0.92 | 0 | False | 0 | 0 | 0 | 0 | 0 | 0 | 0 | 0 | 0 | 0 | 0 | 0 | 0 | 0 | 0 | 0 | 0 | 0 | 0 | 0 | 0.001 | 0 | 0 | OPTIMIZED | INSTALLED |  |  | node_1396592_267_15295071_644 | AN | 8101604
evchargingstation_load_220331025 |  | 0 | 0 | 0.92 | 0 | False | 0 | 0 | 0 | 0 | 0 | 0 | 0 | 0 | 0 | 0 | 0 | 0 | 0 | 0 | 0 | 0 | 0 | 0 | 0 | 0 | 0.001 | 0 | 0 | OPTIMIZED | INSTALLED |  |  | node_1396607_012_15295061_953 | BN | 8101604
evchargingstation_load_220331026 |  | 0 | 0 | 0.92 | 0 | False | 0 | 0 | 0 | 0 | 0 | 0 | 0 | 0 | 0 | 0 | 0 | 0 | 0 | 0 | 0 | 0 | 0 | 0 | 0 | 0 | 0.001 | 0 | 0 | OPTIMIZED | INSTALLED |  |  | node_1396622_993_15295047_048 | CN | 8101604
evchargingstation_load_220331027 |  | 0 | 0 | 0.92 | 0 | False | 0 | 0 | 0 | 0 | 0 | 0 | 0 | 0 | 0 | 0 | 0 | 0 | 0 | 679.3082305104504 | 0 | 0 | 0 | 0 | 0 | 0 | 0.001 | 48.23066791250231 | 113.2180384184084 | OPTIMIZED | INSTALLED |  |  | node_1396987_338_15295283_94 | AN | 8101604
evchargingstation_load_220331028 |  | 0 | 0 | 0.92 | 0 | False | 0 | 0 | 0 | 0 | 0 | 0 | 0 | 0 | 0 | 0 | 0 | 0 | 0 | 679.3082305104504 | 0 | 0 | 0 | 0 | 0 | 0 | 0.001 | 48.23066791250231 | 113.2180384184084 | OPTIMIZED | INSTALLED |  |  | node_1397006_637_15295290_223 | BN | 8101604
evchargingstation_load_220331029 |  | 0 | 0 | 0.92 | 0 | False | 0 | 0 | 0 | 0 | 0 | 0 | 0 | 0 | 0 | 0 | 0 | 0 | 0 | 679.3082305104504 | 0 | 0 | 0 | 0 | 0 | 0 | 0.001 | 48.23066791250231 | 113.2180384184084 | OPTIMIZED | INSTALLED |  |  | node_1396967_517_15295284_569 | CN | 8101604
evchargingstation_load_220331152 |  | 0 | 0 | 0.92 | 0 | False | 0 | 0 | 0 | 0 | 0 | 0 | 0 | 0 | 0 | 0 | 0 | 0 | 0 | 3055.817501171617 | 0 | 0 | 0 | 0 | 0 | 0 | 0.001 | 216.96215130308028 | 509.3029168619362 | OPTIMIZED | INSTALLED |  |  | node_1396673_59_15294538_374 | AN | 8101604
evchargingstation_load_220331153 |  | 0 | 0 | 0.92 | 0 | False | 0 | 0 | 0 | 0 | 0 | 0 | 0 | 0 | 0 | 0 | 0 | 0 | 0 | 3055.817501171617 | 0 | 0 | 0 | 0 | 0 | 0 | 0.001 | 216.96215130308028 | 509.3029168619362 | OPTIMIZED | INSTALLED |  |  | node_1396658_674_15294520_702 | BN | 8101604
evchargingstation_load_220331154 |  | 0 | 0 | 0.92 | 0 | False | 0 | 0 | 0 | 0 | 0 | 0 | 0 | 0 | 0 | 0 | 0 | 0 | 0 | 3055.817501171617 | 0 | 0 | 0 | 0 | 0 | 0 | 0.001 | 216.96215130308028 | 509.3029168619362 | OPTIMIZED | INSTALLED |  |  | node_1396691_38_15294550_288 | CN | 8101604
evchargingstation_load_220331180 |  | 0 | 0 | 0.92 | 0 | False | 0 | 0 | 0 | 0 | 0 | 0 | 0 | 0 | 0 | 0 | 0 | 0 | 0 | 8148.846542465249 | 0 | 0 | 0 | 0 | 0 | 0 | 0.001 | 578.5656943663043 | 1358.1410904108748 | OPTIMIZED | INSTALLED |  |  | node_1397140_928_15295777_246 | AN | 8101604
evchargingstation_load_220331181 |  | 0 | 0 | 0.92 | 0 | False | 0 | 0 | 0 | 0 | 0 | 0 | 0 | 0 | 0 | 0 | 0 | 0 | 0 | 8148.846542465249 | 0 | 0 | 0 | 0 | 0 | 0 | 0.001 | 578.5656943663043 | 1358.1410904108748 | OPTIMIZED | INSTALLED |  |  | node_1397142_512_15295750_717 | BN | 8101604
evchargingstation_load_220331182 |  | 0 | 0 | 0.92 | 0 | False | 0 | 0 | 0 | 0 | 0 | 0 | 0 | 0 | 0 | 0 | 0 | 0 | 0 | 8148.846542465249 | 0 | 0 | 0 | 0 | 0 | 0 | 0.001 | 578.5656943663043 | 1358.1410904108748 | OPTIMIZED | INSTALLED |  |  | node_1397144_514_15295803_464 | CN | 8101604
evchargingstation_load_220331211 |  | 0 | 0 | 0.92 | 0 | False | 0 | 0 | 0 | 0 | 0 | 0 | 0 | 0 | 0 | 0 | 0 | 0 | 0 | 7066.577971459365 | 0 | 0 | 0 | 0 | 0 | 0 | 0.001 | 501.72493509908276 | 1177.7629952432274 | OPTIMIZED | INSTALLED |  |  | node_1396462_471_15293966_26 | AN | 8101604
evchargingstation_load_220331212 |  | 0 | 0 | 0.92 | 0 | False | 0 | 0 | 0 | 0 | 0 | 0 | 0 | 0 | 0 | 0 | 0 | 0 | 0 | 7066.577971459365 | 0 | 0 | 0 | 0 | 0 | 0 | 0.001 | 501.72493509908276 | 1177.7629952432274 | OPTIMIZED | INSTALLED |  |  | node_1396466_674_15293940_274 | AN | 8101604
evchargingstation_load_220331213 |  | 0 | 0 | 0.92 | 0 | False | 0 | 0 | 0 | 0 | 0 | 0 | 0 | 0 | 0 | 0 | 0 | 0 | 0 | 2398.205574919484 | 0 | 0 | 0 | 0 | 0 | 0 | 0.001 | 170.27187006262687 | 399.7009291532474 | OPTIMIZED | INSTALLED |  |  | node_1396519_564_15294203_319 | AN | 8101604
evchargingstation_load_220331293 |  | 0 | 0 | 0.92 | 0 | False | 0 | 0 | 0 | 0 | 0 | 0 | 0 | 0 | 0 | 0 | 0 | 0 | 0 | 2065.4270490418958 | 0 | 0 | 0 | 0 | 0 | 0 | 0.001 | 146.6447347836202 | 344.23784150698265 | OPTIMIZED | INSTALLED |  |  | node_1394897_265_15291399_362 | AN | 8101604
evchargingstation_load_220331295 |  | 0 | 0 | 0.92 | 0 | False | 0 | 0 | 0 | 0 | 0 | 0 | 0 | 0 | 0 | 0 | 0 | 0 | 0 | 2546.51471163541 | 0 | 0 | 0 | 0 | 0 | 0 | 0.001 | 180.80177153161202 | 424.41911860590164 | OPTIMIZED | INSTALLED |  |  | node_1394968_403_15292681_721 | AN | 8101604
evchargingstation_load_220331296 |  | 0 | 0 | 0.92 | 0 | False | 0 | 0 | 0 | 0 | 0 | 0 | 0 | 0 | 0 | 0 | 0 | 0 | 0 | 2546.51471163541 | 0 | 0 | 0 | 0 | 0 | 0 | 0.001 | 180.80177153161202 | 424.41911860590164 | OPTIMIZED | INSTALLED |  |  | node_1394976_069_15292657_228 | BN | 8101604
evchargingstation_load_220331297 |  | 0 | 0 | 0.92 | 0 | False | 0 | 0 | 0 | 0 | 0 | 0 | 0 | 0 | 0 | 0 | 0 | 0 | 0 | 2546.51471163541 | 0 | 0 | 0 | 0 | 0 | 0 | 0.001 | 180.80177153161202 | 424.41911860590164 | OPTIMIZED | INSTALLED |  |  | node_1394965_733_15292708_083 | CN | 8101604
evchargingstation_load_220331298 |  | 0 | 0 | 0.92 | 0 | False | 0 | 0 | 0 | 0 | 0 | 0 | 0 | 0 | 0 | 0 | 0 | 0 | 0 | 7686.908924197202 | 0 | 0 | 0 | 0 | 0 | 0 | 0.001 | 545.7682417548755 | 1281.1514873662004 | OPTIMIZED | INSTALLED |  |  | node_1395088_941_15292764_248 | AN | 8101604
evchargingstation_load_220331299 |  | 0 | 0 | 0.92 | 0 | False | 0 | 0 | 0 | 0 | 0 | 0 | 0 | 0 | 0 | 0 | 0 | 0 | 0 | 0 | 0 | 0 | 0 | 0 | 0 | 0 | 0.001 | 0 | 0 | OPTIMIZED | INSTALLED |  |  | node_1395229_086_15292815_852 | AN | 8101604
evchargingstation_load_220331300 |  | 0 | 0 | 0.92 | 0 | False | 0 | 0 | 0 | 0 | 0 | 0 | 0 | 0 | 0 | 0 | 0 | 0 | 0 | 0 | 0 | 0 | 0 | 0 | 0 | 0 | 0.001 | 0 | 0 | OPTIMIZED | INSTALLED |  |  | node_1395220_266_15292867_231 | BN | 8101604
evchargingstation_load_220331301 |  | 0 | 0 | 0.92 | 0 | False | 0 | 0 | 0 | 0 | 0 | 0 | 0 | 0 | 0 | 0 | 0 | 0 | 0 | 0 | 0 | 0 | 0 | 0 | 0 | 0 | 0.001 | 0 | 0 | OPTIMIZED | INSTALLED |  |  | node_1395227_198_15292842_342 | CN | 8101604
evchargingstation_load_220331302 |  | 0 | 0 | 0.92 | 0 | False | 0 | 0 | 0 | 0 | 0 | 0 | 0 | 0 | 0 | 0 | 0 | 0 | 0 | 9282.045659808786 | 0 | 0 | 0 | 0 | 0 | 0 | 0.001 | 659.0225043432456 | 1547.007609968131 | OPTIMIZED | INSTALLED |  |  | node_1395234_668_15292078_723 | AN | 8101604
evchargingstation_load_220331303 |  | 0 | 0 | 0.92 | 0 | False | 0 | 0 | 0 | 0 | 0 | 0 | 0 | 0 | 0 | 0 | 0 | 0 | 0 | 15926.615234356346 | 0 | 0 | 0 | 0 | 0 | 0 | 0.001 | 1130.7849578547468 | 2654.4358723927244 | OPTIMIZED | INSTALLED |  |  | node_1395170_444_15292432_473 | AN | 8101604
evchargingstation_load_220331304 |  | 0 | 0 | 0.92 | 0 | False | 0 | 0 | 0 | 0 | 0 | 0 | 0 | 0 | 0 | 0 | 0 | 0 | 0 | 9745.460383861462 | 0 | 0 | 0 | 0 | 0 | 0 | 0.001 | 691.9248096926834 | 1624.2433973102436 | OPTIMIZED | INSTALLED |  |  | node_1394733_315_15293438_515 | AN | 8101604
evchargingstation_load_220331305 |  | 0 | 0 | 0.92 | 0 | False | 0 | 0 | 0 | 0 | 0 | 0 | 0 | 0 | 0 | 0 | 0 | 0 | 0 | 5729.657814696781 | 0 | 0 | 0 | 0 | 0 | 0 | 0.001 | 406.80398594612706 | 954.9429691161303 | OPTIMIZED | INSTALLED |  |  | node_1394740_015_15293413_511 | AN | 8101604
evchargingstation_load_220331306 |  | 0 | 0 | 0.92 | 0 | False | 0 | 0 | 0 | 0 | 0 | 0 | 0 | 0 | 0 | 0 | 0 | 0 | 0 | 1512.6296630799502 | 0 | 0 | 0 | 0 | 0 | 0 | 0.001 | 107.39626043862421 | 252.1049438466584 | OPTIMIZED | INSTALLED |  |  | node_1395555_684_15292310_171 | AN | 8101604
evchargingstation_load_220331308 |  | 0 | 0 | 0.92 | 0 | False | 0 | 0 | 0 | 0 | 0 | 0 | 0 | 0 | 0 | 0 | 0 | 0 | 0 | 470.2903134303118 | 0 | 0 | 0 | 0 | 0 | 0 | 0.001 | 33.390472195250005 | 78.38171890505197 | OPTIMIZED | INSTALLED |  |  | node_1395842_151_15292382_383 | AN | 8101604
evchargingstation_load_220331309 |  | 0 | 0 | 0.92 | 0 | False | 0 | 0 | 0 | 0 | 0 | 0 | 0 | 0 | 0 | 0 | 0 | 0 | 0 | 23476.012371000827 | 0 | 0 | 0 | 0 | 0 | 0 | 0.001 | 1666.7899263562435 | 3912.668728500138 | OPTIMIZED | INSTALLED |  |  | node_1395680_909_15292950_981 | AN | 8101604
evchargingstation_load_220331310 |  | 0 | 0 | 0.92 | 0 | False | 0 | 0 | 0 | 0 | 0 | 0 | 0 | 0 | 0 | 0 | 0 | 0 | 0 | 16993.70670576548 | 0 | 0 | 0 | 0 | 0 | 0 | 0.001 | 1206.5480958127532 | 2832.284450960913 | OPTIMIZED | INSTALLED |  |  | node_1394648_804_15292697_928 | AN | 8101604
evchargingstation_load_220331329 |  | 0 | 0 | 0.92 | 0 | False | 0 | 0 | 0 | 0 | 0 | 0 | 0 | 0 | 0 | 0 | 0 | 0 | 0 | 32637.047657763214 | 0 | 0 | 0 | 0 | 0 | 0 | 0.001 | 2317.2206814806223 | 5439.507942960536 | OPTIMIZED | INSTALLED |  |  | node_1394791_949_15291694_229 | AN | 8101604
evchargingstation_load_220331330 |  | 0 | 0 | 0.92 | 0 | False | 0 | 0 | 0 | 0 | 0 | 0 | 0 | 0 | 0 | 0 | 0 | 0 | 0 | 2949.6278430059033 | 0 | 0 | 0 | 0 | 0 | 0 | 0.001 | 209.4226855733146 | 491.60464050098386 | OPTIMIZED | INSTALLED |  |  | node_1394983_315_15291842_108 | AN | 8101604
evchargingstation_load_220331331 |  | 0 | 0 | 0.92 | 0 | False | 0 | 0 | 0 | 0 | 0 | 0 | 0 | 0 | 0 | 0 | 0 | 0 | 0 | 2949.6278430059033 | 0 | 0 | 0 | 0 | 0 | 0 | 0.001 | 209.4226855733146 | 491.60464050098386 | OPTIMIZED | INSTALLED |  |  | node_1394966_141_15291828_643 | AN | 8101604
evchargingstation_load_220331334 |  | 0 | 0 | 0.92 | 0 | False | 0 | 0 | 0 | 0 | 0 | 0 | 0 | 0 | 0 | 0 | 0 | 0 | 0 | 8756.750631357383 | 0 | 0 | 0 | 0 | 0 | 0 | 0.001 | 621.7266973814984 | 1459.458438559564 | OPTIMIZED | INSTALLED |  |  | node_1395447_234_15291793_093 | AN | 8101604
evchargingstation_load_220331335 |  | 0 | 0 | 0.92 | 0 | False | 0 | 0 | 0 | 0 | 0 | 0 | 0 | 0 | 0 | 0 | 0 | 0 | 0 | 8756.750631357383 | 0 | 0 | 0 | 0 | 0 | 0 | 0.001 | 621.7266973814984 | 1459.458438559564 | OPTIMIZED | INSTALLED |  |  | node_1395463_911_15291807_646 | AN | 8101604
evchargingstation_load_220331336 |  | 0 | 0 | 0.92 | 0 | False | 0 | 0 | 0 | 0 | 0 | 0 | 0 | 0 | 0 | 0 | 0 | 0 | 0 | 33.002829012653464 | 0 | 0 | 0 | 0 | 0 | 0 | 0.001 | 2.3431753947525524 | 5.50047150210891 | OPTIMIZED | INSTALLED |  |  | node_1395589_421_15291981_869 | AN | 8101604
evchargingstation_load_220331337 |  | 0 | 0 | 0.92 | 0 | False | 0 | 0 | 0 | 0 | 0 | 0 | 0 | 0 | 0 | 0 | 0 | 0 | 0 | 2503.6312787099055 | 0 | 0 | 0 | 0 | 0 | 0 | 0.001 | 177.75709503174676 | 417.27187978498426 | OPTIMIZED | INSTALLED |  |  | node_1394896_051_15292075_735 | AN | 8101604
evchargingstation_load_220331338 |  | 0 | 0 | 0.92 | 0 | False | 0 | 0 | 0 | 0 | 0 | 0 | 0 | 0 | 0 | 0 | 0 | 0 | 0 | 2503.6312787099055 | 0 | 0 | 0 | 0 | 0 | 0 | 0.001 | 177.75709503174676 | 417.27187978498426 | OPTIMIZED | INSTALLED |  |  | node_1394902_563_15292050_64 | BN | 8101604
evchargingstation_load_220331339 |  | 0 | 0 | 0.92 | 0 | False | 0 | 0 | 0 | 0 | 0 | 0 | 0 | 0 | 0 | 0 | 0 | 0 | 0 | 2503.6312787099055 | 0 | 0 | 0 | 0 | 0 | 0 | 0.001 | 177.75709503174676 | 417.27187978498426 | OPTIMIZED | INSTALLED |  |  | node_1394894_608_15292102_279 | CN | 8101604
evchargingstation_load_220332797 |  | 0 | 0 | 0.92 | 0 | False | 0 | 0 | 0 | 0 | 0 | 0 | 0 | 0 | 0 | 0 | 0 | 0 | 0 | 5729.657814696781 | 0 | 0 | 0 | 0 | 0 | 0 | 0.001 | 406.80398594612706 | 954.9429691161303 | OPTIMIZED | INSTALLED |  |  | node_1396801_992_15295660_656 | AN | 8101604
evchargingstation_load_220332798 |  | 0 | 0 | 0.92 | 0 | False | 0 | 0 | 0 | 0 | 0 | 0 | 0 | 0 | 0 | 0 | 0 | 0 | 0 | 8658.149713978644 | 0 | 0 | 0 | 0 | 0 | 0 | 0.001 | 614.7260741377726 | 1443.0249523297741 | OPTIMIZED | INSTALLED |  |  | node_1396906_81_15295877_748 | AN | 8101604
evchargingstation_load_220332799 |  | 0 | 0 | 0.92 | 0 | False | 0 | 0 | 0 | 0 | 0 | 0 | 0 | 0 | 0 | 0 | 0 | 0 | 0 | 8658.149713978644 | 0 | 0 | 0 | 0 | 0 | 0 | 0.001 | 614.7260741377726 | 1443.0249523297741 | OPTIMIZED | INSTALLED |  |  | node_1396904_614_15295904_192 | BN | 8101604
evchargingstation_load_220332800 |  | 0 | 0 | 0.92 | 0 | False | 0 | 0 | 0 | 0 | 0 | 0 | 0 | 0 | 0 | 0 | 0 | 0 | 0 | 8658.149713978644 | 0 | 0 | 0 | 0 | 0 | 0 | 0.001 | 614.7260741377726 | 1443.0249523297741 | OPTIMIZED | INSTALLED |  |  | node_1396903_832_15295851_397 | CN | 8101604
evchargingstation_load_220332816 |  | 0 | 0 | 0.92 | 0 | False | 0 | 0 | 0 | 0 | 0 | 0 | 0 | 0 | 0 | 0 | 0 | 0 | 0 | 3947.0974783542756 | 0 | 0 | 0 | 0 | 0 | 0 | 0.001 | 280.2427204088528 | 657.8495797257126 | OPTIMIZED | INSTALLED |  |  | node_1396876_243_15296108_479 | AN | 8101604
evchargingstation_load_220332817 |  | 0 | 0 | 0.92 | 0 | False | 0 | 0 | 0 | 0 | 0 | 0 | 0 | 0 | 0 | 0 | 0 | 0 | 0 | 3947.0974783542756 | 0 | 0 | 0 | 0 | 0 | 0 | 0.001 | 280.2427204088528 | 657.8495797257126 | OPTIMIZED | INSTALLED |  |  | node_1396856_444_15296106_845 | BN | 8101604
evchargingstation_load_220332818 |  | 0 | 0 | 0.92 | 0 | False | 0 | 0 | 0 | 0 | 0 | 0 | 0 | 0 | 0 | 0 | 0 | 0 | 0 | 3947.0974783542756 | 0 | 0 | 0 | 0 | 0 | 0 | 0.001 | 280.2427204088528 | 657.8495797257126 | OPTIMIZED | INSTALLED |  |  | node_1396895_65_15296103_178 | CN | 8101604
evchargingstation_load_220333003 |  | 0 | 0 | 0.92 | 0 | False | 0 | 0 | 0 | 0 | 0 | 0 | 0 | 0 | 0 | 0 | 0 | 0 | 0 | 2546.51471163541 | 0 | 0 | 0 | 0 | 0 | 0 | 0.001 | 180.80177153161202 | 424.41911860590164 | OPTIMIZED | INSTALLED |  |  | node_1395192_222_15293799_371 | AN | 8101604
evchargingstation_load_220333004 |  | 0 | 0 | 0.92 | 0 | False | 0 | 0 | 0 | 0 | 0 | 0 | 0 | 0 | 0 | 0 | 0 | 0 | 0 | 2546.51471163541 | 0 | 0 | 0 | 0 | 0 | 0 | 0.001 | 180.80177153161202 | 424.41911860590164 | OPTIMIZED | INSTALLED |  |  | node_1395173_595_15293804_547 | BN | 8101604
evchargingstation_load_220333005 |  | 0 | 0 | 0.92 | 0 | False | 0 | 0 | 0 | 0 | 0 | 0 | 0 | 0 | 0 | 0 | 0 | 0 | 0 | 2546.51471163541 | 0 | 0 | 0 | 0 | 0 | 0 | 0.001 | 180.80177153161202 | 424.41911860590164 | OPTIMIZED | INSTALLED |  |  | node_1395209_503_15293790_504 | CN | 8101604
evchargingstation_load_220333006 |  | 0 | 0 | 0.92 | 0 | False | 0 | 0 | 0 | 0 | 0 | 0 | 0 | 0 | 0 | 0 | 0 | 0 | 0 | 12350.595606576222 | 0 | 0 | 0 | 0 | 0 | 0 | 0.001 | 876.8886046608912 | 2058.432601096037 | OPTIMIZED | INSTALLED |  |  | node_1395080_233_15293801_199 | AN | 8101604
evchargingstation_load_220333007 |  | 0 | 0 | 0.92 | 0 | False | 0 | 0 | 0 | 0 | 0 | 0 | 0 | 0 | 0 | 0 | 0 | 0 | 0 | 12350.595606576222 | 0 | 0 | 0 | 0 | 0 | 0 | 0.001 | 876.8886046608912 | 2058.432601096037 | OPTIMIZED | INSTALLED |  |  | node_1395061_32_15293793_033 | BN | 8101604
evchargingstation_load_220333008 |  | 0 | 0 | 0.92 | 0 | False | 0 | 0 | 0 | 0 | 0 | 0 | 0 | 0 | 0 | 0 | 0 | 0 | 0 | 12350.595606576222 | 0 | 0 | 0 | 0 | 0 | 0 | 0.001 | 876.8886046608912 | 2058.432601096037 | OPTIMIZED | INSTALLED |  |  | node_1395044_594_15293778_586 | CN | 8101604
evchargingstation_load_220333009 |  | 0 | 0 | 0.92 | 0 | False | 0 | 0 | 0 | 0 | 0 | 0 | 0 | 0 | 0 | 0 | 0 | 0 | 0 | 1145.9315629393564 | 0 | 0 | 0 | 0 | 0 | 0 | 0.001 | 81.36082265437125 | 190.98859382322604 | OPTIMIZED | INSTALLED |  |  | node_1394868_519_15293605_866 | AN | 8101604
evchargingstation_load_220333010 |  | 0 | 0 | 0.92 | 0 | False | 0 | 0 | 0 | 0 | 0 | 0 | 0 | 0 | 0 | 0 | 0 | 0 | 0 | 4551.640167995123 | 0 | 0 | 0 | 0 | 0 | 0 | 0.001 | 323.1651150074969 | 758.6066946658539 | OPTIMIZED | INSTALLED |  |  | node_1394865_23_15293590_91 | AN | 8101604
evchargingstation_load_220333012 |  | 0 | 0 | 0.92 | 0 | False | 0 | 0 | 0 | 0 | 0 | 0 | 0 | 0 | 0 | 0 | 0 | 0 | 0 | 1965.5018167535839 | 0 | 0 | 0 | 0 | 0 | 0 | 0.001 | 139.55001782600422 | 327.5836361255973 | OPTIMIZED | INSTALLED |  |  | node_1394252_114_15293324_101 | AN | 8101604
evchargingstation_load_220333013 |  | 0 | 0 | 0.92 | 0 | False | 0 | 0 | 0 | 0 | 0 | 0 | 0 | 0 | 0 | 0 | 0 | 0 | 0 | 1965.5018167535839 | 0 | 0 | 0 | 0 | 0 | 0 | 0.001 | 139.55001782600422 | 327.5836361255973 | OPTIMIZED | INSTALLED |  |  | node_1394274_153_15293332_536 | BN | 8101604
evchargingstation_load_220333014 |  | 0 | 0 | 0.92 | 0 | False | 0 | 0 | 0 | 0 | 0 | 0 | 0 | 0 | 0 | 0 | 0 | 0 | 0 | 1273.2571648291112 | 0 | 0 | 0 | 0 | 0 | 0 | 0.001 | 90.40088576580601 | 212.20952747151853 | OPTIMIZED | INSTALLED |  |  | node_1394234_031_15293323_427 | CN | 8101604
evchargingstation_load_220333015 |  | 0 | 0 | 0.92 | 0 | False | 0 | 0 | 0 | 0 | 0 | 0 | 0 | 0 | 0 | 0 | 0 | 0 | 0 | 2070.927520544005 | 0 | 0 | 0 | 0 | 0 | 0 | 0.001 | 147.0352427951241 | 345.15458675733413 | OPTIMIZED | INSTALLED |  |  | node_1395875_727_15293867_282 | AN | 8101604
evchargingstation_load_220333016 |  | 0 | 0 | 0.92 | 0 | False | 0 | 0 | 0 | 0 | 0 | 0 | 0 | 0 | 0 | 0 | 0 | 0 | 0 | 2070.927520544005 | 0 | 0 | 0 | 0 | 0 | 0 | 0.001 | 147.0352427951241 | 345.15458675733413 | OPTIMIZED | INSTALLED |  |  | node_1395893_567_15293879_061 | AN | 8101604
evchargingstation_load_220333017 |  | 0 | 0 | 0.92 | 0 | False | 0 | 0 | 0 | 0 | 0 | 0 | 0 | 0 | 0 | 0 | 0 | 0 | 0 | 381.97718764645214 | 0 | 0 | 0 | 0 | 0 | 0 | 0.001 | 27.12025299716888 | 63.66286460774202 | OPTIMIZED | INSTALLED |  |  | node_1395374_115_15293901_3 | AN | 8101604
evchargingstation_load_220333018 |  | 0 | 0 | 0.92 | 0 | False | 0 | 0 | 0 | 0 | 0 | 0 | 0 | 0 | 0 | 0 | 0 | 0 | 0 | 2081.928463548222 | 0 | 0 | 0 | 0 | 0 | 0 | 0.001 | 147.81632248099646 | 346.98807725803704 | OPTIMIZED | INSTALLED |  |  | node_1395357_696_15293886_228 | AN | 8101604
evchargingstation_load_220431783 |  | 0 | 0 | 0.92 | 0 | False | 0 | 0 | 0 | 0 | 0 | 0 | 0 | 0 | 0 | 0 | 0 | 0 | 0 | 66273.04205665944 | 0 | 0 | 0 | 0 | 0 | 0 | 0.001 | 4705.366250534791 | 11045.50700944324 | OPTIMIZED | INSTALLED |  |  | node_1397336_673_15294654_026 | BN | 8101604
evchargingstation_load_220431784 |  | 0 | 0 | 0.92 | 0 | False | 0 | 0 | 0 | 0 | 0 | 0 | 0 | 0 | 0 | 0 | 0 | 0 | 0 | 66273.04205665944 | 0 | 0 | 0 | 0 | 0 | 0 | 0.001 | 4705.366250534791 | 11045.50700944324 | OPTIMIZED | INSTALLED |  |  | node_1397355_656_15294661_885 | CN | 8101604
evchargingstation_load_220466220 |  | 0 | 0 | 0.92 | 0 | False | 0 | 0 | 0 | 0 | 0 | 0 | 0 | 0 | 0 | 0 | 0 | 0 | 0 | 214.51838858224747 | 0 | 0 | 0 | 0 | 0 | 0 | 0.001 | 15.230767391620807 | 35.75306476370791 | OPTIMIZED | INSTALLED |  |  | node_1396498_245_15295138_923 | AN | 8101604
evchargingstation_load_220466221 |  | 0 | 0 | 0.92 | 0 | False | 0 | 0 | 0 | 0 | 0 | 0 | 0 | 0 | 0 | 0 | 0 | 0 | 0 | 214.51838858224747 | 0 | 0 | 0 | 0 | 0 | 0 | 0.001 | 15.230767391620807 | 35.75306476370791 | OPTIMIZED | INSTALLED |  |  | node_1396502_405_15295112_924 | BN | 8101604
evchargingstation_load_220466222 |  | 0 | 0 | 0.92 | 0 | False | 0 | 0 | 0 | 0 | 0 | 0 | 0 | 0 | 0 | 0 | 0 | 0 | 0 | 214.51838858224747 | 0 | 0 | 0 | 0 | 0 | 0 | 0.001 | 15.230767391620807 | 35.75306476370791 | OPTIMIZED | INSTALLED |  |  | node_1396499_245_15295165_525 | CN | 8101604
evchargingstation_load_220467274 |  | 0 | 0 | 0.92 | 0 | False | 0 | 0 | 0 | 0 | 0 | 0 | 0 | 0 | 0 | 0 | 0 | 0 | 0 | 0 | 0 | 0 | 0 | 0 | 0 | 0 | 0.001 | 0 | 0 | OPTIMIZED | INSTALLED |  |  | node_1394615_58_15292719_837 | CN | 8101604
evchargingstation_load_220467276 |  | 0 | 0 | 0.92 | 0 | False | 0 | 0 | 0 | 0 | 0 | 0 | 0 | 0 | 0 | 0 | 0 | 0 | 0 | 0 | 0 | 0 | 0 | 0 | 0 | 0 | 0.001 | 0 | 0 | OPTIMIZED | INSTALLED |  |  | node_1394604_931_15292734_232 | BN | 8101604
evchargingstation_load_220467277 |  | 0 | 0 | 0.92 | 0 | False | 0 | 0 | 0 | 0 | 0 | 0 | 0 | 0 | 0 | 0 | 0 | 0 | 0 | 0 | 0 | 0 | 0 | 0 | 0 | 0 | 0.001 | 0 | 0 | OPTIMIZED | INSTALLED |  |  | node_1394604_904_15292762_787 | AN | 8101604
evchargingstation_load_220526833 |  | 0 | 0 | 0.92 | 0 | False | 0 | 0 | 0 | 0 | 0 | 0 | 0 | 0 | 0 | 0 | 0 | 0 | 0 | 84798.93565751237 | 0 | 0 | 0 | 0 | 0 | 0 | 0.001 | 6020.699221188993 | 14133.155942918727 | OPTIMIZED | INSTALLED |  |  | node_1395258_744_15292260_413 | ABCN | 8101604
evchargingstation_load_220535570 |  | 0 | 0 | 0.92 | 0 | False | 0 | 0 | 0 | 0 | 0 | 0 | 0 | 0 | 0 | 0 | 0 | 0 | 0 | 9549.429691161302 | 0 | 0 | 0 | 0 | 0 | 0 | 0.001 | 678.0066432435451 | 1591.5716151935503 | OPTIMIZED | INSTALLED |  |  | node_1395397_097_15292855_852 | AN | 8101604
evchargingstation_load_220638543 |  | 0 | 0 | 0.92 | 0 | False | 0 | 0 | 0 | 0 | 0 | 0 | 0 | 0 | 0 | 0 | 0 | 0 | 0 | 9227.040944787697 | 0 | 0 | 0 | 0 | 0 | 0 | 0.001 | 655.1171695767483 | 1537.8401574646161 | OPTIMIZED | INSTALLED |  |  | node_1395179_955_15291905_578 | AN | 8101604
evchargingstation_load_220638554 |  | 0 | 0 | 0.92 | 0 | False | 0 | 0 | 0 | 0 | 0 | 0 | 0 | 0 | 0 | 0 | 0 | 0 | 0 | 1718.8973444090345 | 0 | 0 | 0 | 0 | 0 | 0 | 0.001 | 122.04120215012456 | 286.4828907348391 | OPTIMIZED | INSTALLED |  |  | node_1395163_27_15291891_042 | AN | 8101604
evchargingstation_load_220653824 |  | 0 | 0 | 0.92 | 0 | False | 0 | 0 | 0 | 0 | 0 | 0 | 0 | 0 | 0 | 0 | 0 | 0 | 0 | 2291.8631258787127 | 0 | 0 | 0 | 0 | 0 | 0 | 0.001 | 162.7215816458779 | 381.9771876464521 | OPTIMIZED | INSTALLED |  |  | node_1397406_765_15294708_823 | AN | 8101604
evchargingstation_load_220653825 |  | 0 | 0 | 0.92 | 0 | False | 0 | 0 | 0 | 0 | 0 | 0 | 0 | 0 | 0 | 0 | 0 | 0 | 0 | 2291.8631258787127 | 0 | 0 | 0 | 0 | 0 | 0 | 0.001 | 162.7215816458779 | 381.9771876464521 | OPTIMIZED | INSTALLED |  |  | node_1397387_115_15294705_074 | BN | 8101604
evchargingstation_load_220653826 |  | 0 | 0 | 0.92 | 0 | False | 0 | 0 | 0 | 0 | 0 | 0 | 0 | 0 | 0 | 0 | 0 | 0 | 0 | 2291.8631258787127 | 0 | 0 | 0 | 0 | 0 | 0 | 0.001 | 162.7215816458779 | 381.9771876464521 | OPTIMIZED | INSTALLED |  |  | node_1397426_436_15294705_622 | CN | 8101604
evchargingstation_load_310004584 |  | 0 | 0 | 0.92 | 0 | False | 0 | 0 | 0 | 0 | 0 | 0 | 0 | 0 | 0 | 0 | 0 | 0 | 0 | 11993.77811034848 | 0 | 0 | 0 | 0 | 0 | 0 | 0.001 | 851.554667981751 | 1998.9630183914132 | OPTIMIZED | INSTALLED |  |  | node_1394358_108_15293483_176 | AN | 8101604
evchargingstation_load_310006954 |  | 0 | 0 | 0.92 | 0 | False | 0 | 0 | 0 | 0 | 0 | 0 | 0 | 0 | 0 | 0 | 0 | 0 | 0 | 3565.1202907078236 | 0 | 0 | 0 | 0 | 0 | 0 | 0.001 | 253.12246741168394 | 594.1867151179706 | OPTIMIZED | INSTALLED |  |  | node_1396197_356_15294455_169 | AN | 8101604
evchargingstation_load_310006955 |  | 0 | 0 | 0.92 | 0 | False | 0 | 0 | 0 | 0 | 0 | 0 | 0 | 0 | 0 | 0 | 0 | 0 | 0 | 3565.1202907078236 | 0 | 0 | 0 | 0 | 0 | 0 | 0.001 | 253.12246741168394 | 594.1867151179706 | OPTIMIZED | INSTALLED |  |  | node_1396188_33_15294431_384 | BN | 8101604
evchargingstation_load_310006956 |  | 0 | 0 | 0.92 | 0 | False | 0 | 0 | 0 | 0 | 0 | 0 | 0 | 0 | 0 | 0 | 0 | 0 | 0 | 3565.1202907078236 | 0 | 0 | 0 | 0 | 0 | 0 | 0.001 | 253.12246741168394 | 594.1867151179706 | OPTIMIZED | INSTALLED |  |  | node_1396210_644_15294475_046 | CN | 8101604
evchargingstation_load_310049564 |  | 0 | 0 | 0.92 | 0 | False | 0 | 0 | 0 | 0 | 0 | 0 | 0 | 0 | 0 | 0 | 0 | 0 | 0 | 4884.4186938727125 | 0 | 0 | 0 | 0 | 0 | 0 | 0.001 | 346.79225028650364 | 814.0697823121187 | OPTIMIZED | INSTALLED |  |  | node_1395576_206_15292603_616 | AN | 8101604
evchargingstation_load_310059316 |  | 0 | 0 | 0.92 | 0 | False | 0 | 0 | 0 | 0 | 0 | 0 | 0 | 0 | 0 | 0 | 0 | 0 | 0 | 763.9543752929043 | 0 | 0 | 0 | 0 | 0 | 0 | 0.001 | 54.24050599433776 | 127.32572921548405 | OPTIMIZED | INSTALLED |  |  | node_1396398_57_15294793_805 | AN | 8101604
evchargingstation_load_310060377 |  | 0 | 0 | 0.92 | 0 | False | 0 | 0 | 0 | 0 | 0 | 0 | 0 | 0 | 0 | 0 | 0 | 0 | 0 | 26834.050223038314 | 0 | 0 | 0 | 0 | 0 | 0 | 0.001 | 1905.2095825124986 | 4472.341703839719 | OPTIMIZED | INSTALLED |  |  | node_1394870_845_15292321_108 | AN | 8101604
evchargingstation_load_311883432 |  | 0 | 0 | 0.92 | 0 | False | 0 | 0 | 0 | 0 | 0 | 0 | 0 | 0 | 0 | 0 | 0 | 0 | 0 | 7894.195338685739 | 0 | 0 | 0 | 0 | 0 | 0 | 0.001 | 560.4855044805702 | 1315.69922311429 | OPTIMIZED | INSTALLED |  |  | node_1396785_939_15296358_636 | AN | 8101604
evchargingstation_load_311892822 |  | 0 | 0 | 0.92 | 0 | False | 0 | 0 | 0 | 0 | 0 | 0 | 0 | 0 | 0 | 0 | 0 | 0 | 0 | 7894.195338685739 | 0 | 0 | 0 | 0 | 0 | 0 | 0.001 | 560.4855044805702 | 1315.69922311429 | OPTIMIZED | INSTALLED |  |  | node_1396785_593_15296353_337 | BN | 8101604
evchargingstation_load_311892823 |  | 0 | 0 | 0.92 | 0 | False | 0 | 0 | 0 | 0 | 0 | 0 | 0 | 0 | 0 | 0 | 0 | 0 | 0 | 7894.195338685739 | 0 | 0 | 0 | 0 | 0 | 0 | 0.001 | 560.4855044805702 | 1315.69922311429 | OPTIMIZED | INSTALLED |  |  | node_1396785_935_15296349_043 | CN | 8101604
evchargingstation_load_312000244 |  | 0 | 0 | 0.92 | 0 | False | 0 | 0 | 0 | 0 | 0 | 0 | 0 | 0 | 0 | 0 | 0 | 0 | 0 | 1909.8859382322605 | 0 | 0 | 0 | 0 | 0 | 0 | 0.001 | 135.601328648709 | 318.3143230387101 | OPTIMIZED | INSTALLED |  |  | node_1396475_54_15294553_793 | AN | 8101604

## Fuse
Name | GroupId | MeanReplacementTime | PhaseAStatus | PhaseBStatus | PhaseCStatus | RepairDistributionType | CurrentLimit | CurrentInAReal | CurrentInAImag | CurrentInA | CurrentInBReal | CurrentInBImag | CurrentInB | CurrentInCReal | CurrentInCImag | CurrentInC | CurrentOutAReal | CurrentOutAImag | CurrentOutA | CurrentOutBReal | CurrentOutBImag | CurrentOutB | CurrentOutCReal | CurrentOutCImag | CurrentOutC | ActivePowerInA | ReactivePowerInA | PowerInA | ActivePowerInB | ReactivePowerInB | PowerInB | ActivePowerInC | ReactivePowerInC | PowerInC | ActivePowerOutA | ReactivePowerOutA | PowerOutA | ActivePowerOutB | ReactivePowerOutB | PowerOutB | ActivePowerOutC | ReactivePowerOutC | PowerOutC | Status | From | To | Length | Phases | Feeder | Comments
fuse_220382425 |  | 0 | GOOD | GOOD | GOOD | NONE | 40 | 0 | 0 | 0+0j | 0 | 0 | 0+0j | 0 | 0 | 0+0j | 0 | 0 | 0+0j | 0 | 0 | 0+0j | 0 | 0 | 0+0j | 0 | 0 | 0+0j | 0 | 0 | 0+0j | 0 | 0 | 0+0j | 0 | 0 | 0+0j | 0 | 0 | 0+0j | 0 | 0 | 0+0j | OPEN | node_intto1_8101604_200815464 | node_8101604_200815464 | 0 | ABCD | 8101604
fuse_220383285 |  | 0 | GOOD | GOOD | GOOD | NONE | 150 | 0 | 0 | 0+0j | 0 | 0 | 0+0j | 0 | 0 | 0+0j | 0 | 0 | 0+0j | 0 | 0 | 0+0j | 0 | 0 | 0+0j | 0 | 0 | 0+0j | 0 | 0 | 0+0j | 0 | 0 | 0+0j | 0 | 0 | 0+0j | 0 | 0 | 0+0j | 0 | 0 | 0+0j | OPEN | node_intto1_8101604_200805107 | node_8101604_200805107 | 0 | ABCN | 8101604
fuse_220383332 |  | 0 | GOOD | GOOD | GOOD | NONE | 100 | 0 | 0 | 0+0j | 0 | 0 | 0+0j | 0 | 0 | 0+0j | 0 | 0 | 0+0j | 0 | 0 | 0+0j | 0 | 0 | 0+0j | 0 | 0 | 0+0j | 0 | 0 | 0+0j | 0 | 0 | 0+0j | 0 | 0 | 0+0j | 0 | 0 | 0+0j | 0 | 0 | 0+0j | OPEN | node_intto1_8101604_200809444 | node_8101604_200809444 | 0 | ABCD | 8101604
fuse_220383352 |  | 0 | GOOD | GOOD | GOOD | NONE | 80 | 0 | 0 | 0+0j | 0 | 0 | 0+0j | 0 | 0 | 0+0j | 0 | 0 | 0+0j | 0 | 0 | 0+0j | 0 | 0 | 0+0j | 0 | 0 | 0+0j | 0 | 0 | 0+0j | 0 | 0 | 0+0j | 0 | 0 | 0+0j | 0 | 0 | 0+0j | 0 | 0 | 0+0j | OPEN | node_intto1_8101604_200809339 | node_8101604_200809339 | 0 | ABCN | 8101604
fuse_220383383 |  | 0 | GOOD | GOOD | GOOD | NONE | 100 | 0 | 0 | 0+0j | 0 | 0 | 0+0j | 0 | 0 | 0+0j | 0 | 0 | 0+0j | 0 | 0 | 0+0j | 0 | 0 | 0+0j | 0 | 0 | 0+0j | 0 | 0 | 0+0j | 0 | 0 | 0+0j | 0 | 0 | 0+0j | 0 | 0 | 0+0j | 0 | 0 | 0+0j | OPEN | node_intto1_8101604_200809372 | node_8101604_200809372 | 0 | AD | 8101604
fuse_220383384 |  | 0 | GOOD | GOOD | GOOD | NONE | 125 | 0 | 0 | 0+0j | 0 | 0 | 0+0j | 0 | 0 | 0+0j | 0 | 0 | 0+0j | 0 | 0 | 0+0j | 0 | 0 | 0+0j | 0 | 0 | 0+0j | 0 | 0 | 0+0j | 0 | 0 | 0+0j | 0 | 0 | 0+0j | 0 | 0 | 0+0j | 0 | 0 | 0+0j | OPEN | node_intto1_8101604_200809090 | node_8101604_200809090 | 0 | ABCD | 8101604
fuse_220383387 |  | 0 | GOOD | GOOD | GOOD | NONE | 80 | 0 | 0 | 0+0j | 0 | 0 | 0+0j | 0 | 0 | 0+0j | 0 | 0 | 0+0j | 0 | 0 | 0+0j | 0 | 0 | 0+0j | 0 | 0 | 0+0j | 0 | 0 | 0+0j | 0 | 0 | 0+0j | 0 | 0 | 0+0j | 0 | 0 | 0+0j | 0 | 0 | 0+0j | OPEN | node_intto1_8101604_200808994 | node_8101604_200808994 | 0 | ABCD | 8101604
fuse_220383388 |  | 0 | GOOD | GOOD | GOOD | NONE | 140 | 0 | 0 | 0+0j | 0 | 0 | 0+0j | 0 | 0 | 0+0j | 0 | 0 | 0+0j | 0 | 0 | 0+0j | 0 | 0 | 0+0j | 0 | 0 | 0+0j | 0 | 0 | 0+0j | 0 | 0 | 0+0j | 0 | 0 | 0+0j | 0 | 0 | 0+0j | 0 | 0 | 0+0j | OPEN | node_intto1_8101604_200808990 | node_8101604_200808990 | 0 | ABCD | 8101604

## Generator
Name | GroupId | ColdStartupCost | ColdStartupTime | HotStartupCost | HotStartupStatus | ShutdownCost | CommitmentStatus | ConstructionTime | CalendarLife | YearOfInstallation | ReactivePower | ActivePower | MaxPowerOutput | MinPowerOutput | MinimumDowntime | MinimumUptime | NoLoadCost | NonSpinningReserve | SpinningReserve | OperatingReserve | RampUpLimit | RampDownLimit | StartupCapability | ShutdownCapability | ShutdownStatus | StartupStatus | CapitalCost | FixedOperatingCost | VariableOperatingCost | MaxReactivePower | MaxActivePower | OutputSchedule | PlanningStatus | UnitType | UnitSubtype | ParentNode | Phases | Feeder | Comments

## HeatPump
Name | GroupId | YearOfInstallation | ReactivePower | ActivePower | MaxPowerOutput | MinPowerOutput | RampUpLimit | RampDownLimit | CapitalCost | FixedOperatingCost | VariableOperatingCost | MaxReactivePower | MaxActivePower | OutputSchedule | PlanningStatus | UnitType | UnitSubtype | ParentNode | Phases | Feeder | Comments
heatpump_load_220330570 |  | 0 | 0 | 0 | 0 | 0 | 0 | 0 | 0 | 0 | 0.19 | 367.4613622526158 | 862.5889621906889 | OPTIMIZED | INSTALLED |  |  | node_1395097_101_15293226_874 | AN | 8101604
heatpump_load_220330571 |  | 0 | 0 | 0 | 0 | 0 | 0 | 0 | 0 | 0 | 0.19 | 367.4613622526158 | 862.5889621906889 | OPTIMIZED | INSTALLED |  |  | node_1395077_706_15293221_156 | BN | 8101604
heatpump_load_220330572 |  | 0 | 0 | 0 | 0 | 0 | 0 | 0 | 0 | 0 | 0.19 | 367.4613622526158 | 862.5889621906889 | OPTIMIZED | INSTALLED |  |  | node_1395116_906_15293225_666 | CN | 8101604
heatpump_load_220330677 |  | 0 | 0 | 0 | 0 | 0 | 0 | 0 | 0 | 0 | 0.19 | 7017.098754900954 | 16472.131794994595 | OPTIMIZED | INSTALLED |  |  | node_1395148_049_15293833_292 | ABCN | 8101604
heatpump_load_220330723 |  | 0 | 0 | 0 | 0 | 0 | 0 | 0 | 0 | 0 | 0.19 | 165.05235355644945 | 387.4484280681521 | OPTIMIZED | INSTALLED |  |  | node_1395059_708_15292947_924 | AN | 8101604
heatpump_load_220330724 |  | 0 | 0 | 0 | 0 | 0 | 0 | 0 | 0 | 0 | 0.19 | 537.0589293737457 | 1260.7069523963528 | OPTIMIZED | INSTALLED |  |  | node_1395076_532_15292962_166 | BN | 8101604
heatpump_load_220330725 |  | 0 | 0 | 0 | 0 | 0 | 0 | 0 | 0 | 0 | 0.19 | 537.0589293737457 | 1260.7069523963528 | OPTIMIZED | INSTALLED |  |  | node_1395040_74_15292939_991 | CN | 8101604
heatpump_load_220330726 |  | 0 | 0 | 0 | 0 | 0 | 0 | 0 | 0 | 0 | 0.19 | 540.5922265368209 | 1269.001093780554 | OPTIMIZED | INSTALLED |  |  | node_1395665_342_15293172_872 | AN | 8101604
heatpump_load_220330727 |  | 0 | 0 | 0 | 0 | 0 | 0 | 0 | 0 | 0 | 0.19 | 561.5544823693663 | 1318.2084773699737 | OPTIMIZED | INSTALLED |  |  | node_1395681_418_15293188_6 | AN | 8101604
heatpump_load_220330728 |  | 0 | 0 | 0 | 0 | 0 | 0 | 0 | 0 | 0 | 0.19 | 0 | 0 | OPTIMIZED | INSTALLED |  |  | node_1395684_543_15293443_068 | AN | 8101604
heatpump_load_220330729 |  | 0 | 0 | 0 | 0 | 0 | 0 | 0 | 0 | 0 | 0.19 | 0 | 0 | OPTIMIZED | INSTALLED |  |  | node_1395664_934_15293438_925 | BN | 8101604
heatpump_load_220330730 |  | 0 | 0 | 0 | 0 | 0 | 0 | 0 | 0 | 0 | 0.19 | 0 | 0 | OPTIMIZED | INSTALLED |  |  | node_1395704_25_15293440_262 | CN | 8101604
heatpump_load_220330734 |  | 0 | 0 | 0 | 0 | 0 | 0 | 0 | 0 | 0 | 0.19 | 211.9969340190381 | 497.64748775707994 | OPTIMIZED | INSTALLED |  |  | node_1396176_392_15293401_39 | AN | 8101604
heatpump_load_220330735 |  | 0 | 0 | 0 | 0 | 0 | 0 | 0 | 0 | 0 | 0.19 | 211.9969340190381 | 497.64748775707994 | OPTIMIZED | INSTALLED |  |  | node_1396193_237_15293415_584 | BN | 8101604
heatpump_load_220330736 |  | 0 | 0 | 0 | 0 | 0 | 0 | 0 | 0 | 0 | 0.19 | 211.9969340190381 | 497.64748775707994 | OPTIMIZED | INSTALLED |  |  | node_1396157_413_15293393_51 | CN | 8101604
heatpump_load_220330737 |  | 0 | 0 | 0 | 0 | 0 | 0 | 0 | 0 | 0 | 0.19 | 111.12030471826367 | 260.846907182751 | OPTIMIZED | INSTALLED |  |  | node_1396524_422_15293593_313 | AN | 8101604
heatpump_load_220330738 |  | 0 | 0 | 0 | 0 | 0 | 0 | 0 | 0 | 0 | 0.19 | 0.9667300097169033 | 2.2692725441722845 | OPTIMIZED | INSTALLED |  |  | node_1394430_535_15292798_943 | AN | 8101604
heatpump_load_220330739 |  | 0 | 0 | 0 | 0 | 0 | 0 | 0 | 0 | 0 | 0.19 | 0.9667300097169033 | 2.2692725441722845 | OPTIMIZED | INSTALLED |  |  | node_1394415_74_15292793_791 | BN | 8101604
heatpump_load_220330740 |  | 0 | 0 | 0 | 0 | 0 | 0 | 0 | 0 | 0 | 0.19 | 96.92500965949053 | 227.52443140253692 | OPTIMIZED | INSTALLED |  |  | node_1394452_402_15292805_968 | CN | 8101604
heatpump_load_220331024 |  | 0 | 0 | 0 | 0 | 0 | 0 | 0 | 0 | 0 | 0.19 | 0 | 0 | OPTIMIZED | INSTALLED |  |  | node_1396592_267_15295071_644 | AN | 8101604
heatpump_load_220331025 |  | 0 | 0 | 0 | 0 | 0 | 0 | 0 | 0 | 0 | 0.19 | 0 | 0 | OPTIMIZED | INSTALLED |  |  | node_1396607_012_15295061_953 | BN | 8101604
heatpump_load_220331026 |  | 0 | 0 | 0 | 0 | 0 | 0 | 0 | 0 | 0 | 0.19 | 0 | 0 | OPTIMIZED | INSTALLED |  |  | node_1396622_993_15295047_048 | CN | 8101604
heatpump_load_220331027 |  | 0 | 0 | 0 | 0 | 0 | 0 | 0 | 0 | 0 | 0.19 | 37.7015248487325 | 88.50162922271909 | OPTIMIZED | INSTALLED |  |  | node_1396987_338_15295283_94 | AN | 8101604
heatpump_load_220331028 |  | 0 | 0 | 0 | 0 | 0 | 0 | 0 | 0 | 0 | 0.19 | 37.7015248487325 | 88.50162922271909 | OPTIMIZED | INSTALLED |  |  | node_1397006_637_15295290_223 | BN | 8101604
heatpump_load_220331029 |  | 0 | 0 | 0 | 0 | 0 | 0 | 0 | 0 | 0 | 0.19 | 37.7015248487325 | 88.50162922271909 | OPTIMIZED | INSTALLED |  |  | node_1396967_517_15295284_569 | CN | 8101604
heatpump_load_220331152 |  | 0 | 0 | 0 | 0 | 0 | 0 | 0 | 0 | 0 | 0.19 | 169.59756712112997 | 398.11799020566394 | OPTIMIZED | INSTALLED |  |  | node_1396673_59_15294538_374 | AN | 8101604
heatpump_load_220331153 |  | 0 | 0 | 0 | 0 | 0 | 0 | 0 | 0 | 0 | 0.19 | 169.59756712112997 | 398.11799020566394 | OPTIMIZED | INSTALLED |  |  | node_1396658_674_15294520_702 | BN | 8101604
heatpump_load_220331154 |  | 0 | 0 | 0 | 0 | 0 | 0 | 0 | 0 | 0 | 0.19 | 169.59756712112997 | 398.11799020566394 | OPTIMIZED | INSTALLED |  |  | node_1396691_38_15294550_288 | CN | 8101604
heatpump_load_220331180 |  | 0 | 0 | 0 | 0 | 0 | 0 | 0 | 0 | 0 | 0.19 | 452.2601458131807 | 1061.647957293521 | OPTIMIZED | INSTALLED |  |  | node_1397140_928_15295777_246 | AN | 8101604
heatpump_load_220331181 |  | 0 | 0 | 0 | 0 | 0 | 0 | 0 | 0 | 0 | 0.19 | 452.2601458131807 | 1061.647957293521 | OPTIMIZED | INSTALLED |  |  | node_1397142_512_15295750_717 | BN | 8101604
heatpump_load_220331182 |  | 0 | 0 | 0 | 0 | 0 | 0 | 0 | 0 | 0 | 0.19 | 452.2601458131807 | 1061.647957293521 | OPTIMIZED | INSTALLED |  |  | node_1397144_514_15295803_464 | CN | 8101604
heatpump_load_220331211 |  | 0 | 0 | 0 | 0 | 0 | 0 | 0 | 0 | 0 | 0.19 | 392.194342864645 | 920.6478523505979 | OPTIMIZED | INSTALLED |  |  | node_1396462_471_15293966_26 | AN | 8101604
heatpump_load_220331212 |  | 0 | 0 | 0 | 0 | 0 | 0 | 0 | 0 | 0 | 0.19 | 392.194342864645 | 920.6478523505979 | OPTIMIZED | INSTALLED |  |  | node_1396466_674_15293940_274 | AN | 8101604
heatpump_load_220331213 |  | 0 | 0 | 0 | 0 | 0 | 0 | 0 | 0 | 0 | 0.19 | 133.10015013377452 | 312.442998713405 | OPTIMIZED | INSTALLED |  |  | node_1396519_564_15294203_319 | AN | 8101604
heatpump_load_220331293 |  | 0 | 0 | 0 | 0 | 0 | 0 | 0 | 0 | 0 | 0.19 | 114.63100868539478 | 269.0879495800082 | OPTIMIZED | INSTALLED |  |  | node_1394897_265_15291399_362 | AN | 8101604
heatpump_load_220331295 |  | 0 | 0 | 0 | 0 | 0 | 0 | 0 | 0 | 0 | 0.19 | 141.3312893460254 | 331.76500842630287 | OPTIMIZED | INSTALLED |  |  | node_1394968_403_15292681_721 | AN | 8101604
heatpump_load_220331296 |  | 0 | 0 | 0 | 0 | 0 | 0 | 0 | 0 | 0 | 0.19 | 141.3312893460254 | 331.76500842630287 | OPTIMIZED | INSTALLED |  |  | node_1394976_069_15292657_228 | BN | 8101604
heatpump_load_220331297 |  | 0 | 0 | 0 | 0 | 0 | 0 | 0 | 0 | 0 | 0.19 | 141.3312893460254 | 331.76500842630287 | OPTIMIZED | INSTALLED |  |  | node_1394965_733_15292708_083 | CN | 8101604
heatpump_load_220331298 |  | 0 | 0 | 0 | 0 | 0 | 0 | 0 | 0 | 0 | 0.19 | 426.6226411274042 | 1001.4658043623477 | OPTIMIZED | INSTALLED |  |  | node_1395088_941_15292764_248 | AN | 8101604
heatpump_load_220331299 |  | 0 | 0 | 0 | 0 | 0 | 0 | 0 | 0 | 0 | 0.19 | 0 | 0 | OPTIMIZED | INSTALLED |  |  | node_1395229_086_15292815_852 | AN | 8101604
heatpump_load_220331300 |  | 0 | 0 | 0 | 0 | 0 | 0 | 0 | 0 | 0 | 0.19 | 0 | 0 | OPTIMIZED | INSTALLED |  |  | node_1395220_266_15292867_231 | BN | 8101604
heatpump_load_220331301 |  | 0 | 0 | 0 | 0 | 0 | 0 | 0 | 0 | 0 | 0.19 | 0 | 0 | OPTIMIZED | INSTALLED |  |  | node_1395227_198_15292842_342 | CN | 8101604
heatpump_load_220331302 |  | 0 | 0 | 0 | 0 | 0 | 0 | 0 | 0 | 0 | 0.19 | 515.1525864921766 | 1209.2833952497042 | OPTIMIZED | INSTALLED |  |  | node_1395234_668_15292078_723 | AN | 8101604
heatpump_load_220331303 |  | 0 | 0 | 0 | 0 | 0 | 0 | 0 | 0 | 0 | 0.19 | 883.9254986987761 | 2074.9511531528997 | OPTIMIZED | INSTALLED |  |  | node_1395170_444_15292432_473 | AN | 8101604
heatpump_load_220331304 |  | 0 | 0 | 0 | 0 | 0 | 0 | 0 | 0 | 0 | 0.19 | 540.8720537191867 | 1269.6579884643932 | OPTIMIZED | INSTALLED |  |  | node_1394733_315_15293438_515 | AN | 8101604
heatpump_load_220331305 |  | 0 | 0 | 0 | 0 | 0 | 0 | 0 | 0 | 0 | 0.19 | 317.9954010285571 | 746.4712316356199 | OPTIMIZED | INSTALLED |  |  | node_1394740_015_15293413_511 | AN | 8101604
heatpump_load_220331306 |  | 0 | 0 | 0 | 0 | 0 | 0 | 0 | 0 | 0 | 0.19 | 83.95079224142692 | 197.06840515180366 | OPTIMIZED | INSTALLED |  |  | node_1395555_684_15292310_171 | AN | 8101604
heatpump_load_220331308 |  | 0 | 0 | 0 | 0 | 0 | 0 | 0 | 0 | 0 | 0.19 | 26.10106332062231 | 61.270358692651676 | OPTIMIZED | INSTALLED |  |  | node_1395842_151_15292382_383 | AN | 8101604
heatpump_load_220331309 |  | 0 | 0 | 0 | 0 | 0 | 0 | 0 | 0 | 0 | 0.19 | 1302.9162677186864 | 3058.501647955992 | OPTIMIZED | INSTALLED |  |  | node_1395680_909_15292950_981 | AN | 8101604
heatpump_load_220331310 |  | 0 | 0 | 0 | 0 | 0 | 0 | 0 | 0 | 0 | 0.19 | 943.1489337447855 | 2213.9739553327177 | OPTIMIZED | INSTALLED |  |  | node_1394648_804_15292697_928 | AN | 8101604
heatpump_load_220331329 |  | 0 | 0 | 0 | 0 | 0 | 0 | 0 | 0 | 0 | 0.19 | 1811.35275301034 | 4252.019570793553 | OPTIMIZED | INSTALLED |  |  | node_1394791_949_15291694_229 | AN | 8101604
heatpump_load_220331330 |  | 0 | 0 | 0 | 0 | 0 | 0 | 0 | 0 | 0 | 0.19 | 163.70402745312043 | 384.28339004601713 | OPTIMIZED | INSTALLED |  |  | node_1394983_315_15291842_108 | AN | 8101604
heatpump_load_220331331 |  | 0 | 0 | 0 | 0 | 0 | 0 | 0 | 0 | 0 | 0.19 | 163.70402745312043 | 384.28339004601713 | OPTIMIZED | INSTALLED |  |  | node_1394966_141_15291828_643 | AN | 8101604
heatpump_load_220331334 |  | 0 | 0 | 0 | 0 | 0 | 0 | 0 | 0 | 0 | 0.19 | 485.99875442265727 | 1140.8469127333503 | OPTIMIZED | INSTALLED |  |  | node_1395447_234_15291793_093 | AN | 8101604
heatpump_load_220331335 |  | 0 | 0 | 0 | 0 | 0 | 0 | 0 | 0 | 0 | 0.19 | 485.99875442265727 | 1140.8469127333503 | OPTIMIZED | INSTALLED |  |  | node_1395463_911_15291807_646 | AN | 8101604
heatpump_load_220331336 |  | 0 | 0 | 0 | 0 | 0 | 0 | 0 | 0 | 0 | 0.19 | 1.8316413434387082 | 4.299674294221171 | OPTIMIZED | INSTALLED |  |  | node_1395589_421_15291981_869 | AN | 8101604
heatpump_load_220331337 |  | 0 | 0 | 0 | 0 | 0 | 0 | 0 | 0 | 0 | 0.19 | 138.95129023582714 | 326.17806937550046 | OPTIMIZED | INSTALLED |  |  | node_1394896_051_15292075_735 | AN | 8101604
heatpump_load_220331338 |  | 0 | 0 | 0 | 0 | 0 | 0 | 0 | 0 | 0 | 0.19 | 138.95129023582714 | 326.17806937550046 | OPTIMIZED | INSTALLED |  |  | node_1394902_563_15292050_64 | BN | 8101604
heatpump_load_220331339 |  | 0 | 0 | 0 | 0 | 0 | 0 | 0 | 0 | 0 | 0.19 | 138.95129023582714 | 326.17806937550046 | OPTIMIZED | INSTALLED |  |  | node_1394894_608_15292102_279 | CN | 8101604
heatpump_load_220332797 |  | 0 | 0 | 0 | 0 | 0 | 0 | 0 | 0 | 0 | 0.19 | 317.9954010285571 | 746.4712316356199 | OPTIMIZED | INSTALLED |  |  | node_1396801_992_15295660_656 | AN | 8101604
heatpump_load_220332798 |  | 0 | 0 | 0 | 0 | 0 | 0 | 0 | 0 | 0 | 0.19 | 480.5264235882853 | 1128.000988837631 | OPTIMIZED | INSTALLED |  |  | node_1396906_81_15295877_748 | AN | 8101604
heatpump_load_220332799 |  | 0 | 0 | 0 | 0 | 0 | 0 | 0 | 0 | 0 | 0.19 | 480.5264235882853 | 1128.000988837631 | OPTIMIZED | INSTALLED |  |  | node_1396904_614_15295904_192 | BN | 8101604
heatpump_load_220332800 |  | 0 | 0 | 0 | 0 | 0 | 0 | 0 | 0 | 0 | 0.19 | 480.5264235882853 | 1128.000988837631 | OPTIMIZED | INSTALLED |  |  | node_1396903_832_15295851_397 | CN | 8101604
heatpump_load_220332816 |  | 0 | 0 | 0 | 0 | 0 | 0 | 0 | 0 | 0 | 0.19 | 219.06347858043983 | 514.235720760733 | OPTIMIZED | INSTALLED |  |  | node_1396876_243_15296108_479 | AN | 8101604
heatpump_load_220332817 |  | 0 | 0 | 0 | 0 | 0 | 0 | 0 | 0 | 0 | 0.19 | 219.06347858043983 | 514.235720760733 | OPTIMIZED | INSTALLED |  |  | node_1396856_444_15296106_845 | BN | 8101604
heatpump_load_220332818 |  | 0 | 0 | 0 | 0 | 0 | 0 | 0 | 0 | 0 | 0.19 | 219.06347858043983 | 514.235720760733 | OPTIMIZED | INSTALLED |  |  | node_1396895_65_15296103_178 | CN | 8101604
heatpump_load_220333003 |  | 0 | 0 | 0 | 0 | 0 | 0 | 0 | 0 | 0 | 0.19 | 141.3312893460254 | 331.76500842630287 | OPTIMIZED | INSTALLED |  |  | node_1395192_222_15293799_371 | AN | 8101604
heatpump_load_220333004 |  | 0 | 0 | 0 | 0 | 0 | 0 | 0 | 0 | 0 | 0.19 | 141.3312893460254 | 331.76500842630287 | OPTIMIZED | INSTALLED |  |  | node_1395173_595_15293804_547 | BN | 8101604
heatpump_load_220333005 |  | 0 | 0 | 0 | 0 | 0 | 0 | 0 | 0 | 0 | 0.19 | 141.3312893460254 | 331.76500842630287 | OPTIMIZED | INSTALLED |  |  | node_1395209_503_15293790_504 | CN | 8101604
heatpump_load_220333006 |  | 0 | 0 | 0 | 0 | 0 | 0 | 0 | 0 | 0 | 0.19 | 685.4567632811728 | 1609.0601938263087 | OPTIMIZED | INSTALLED |  |  | node_1395080_233_15293801_199 | AN | 8101604
heatpump_load_220333007 |  | 0 | 0 | 0 | 0 | 0 | 0 | 0 | 0 | 0 | 0.19 | 685.4567632811728 | 1609.0601938263087 | OPTIMIZED | INSTALLED |  |  | node_1395061_32_15293793_033 | BN | 8101604
heatpump_load_220333008 |  | 0 | 0 | 0 | 0 | 0 | 0 | 0 | 0 | 0 | 0.19 | 685.4567632811728 | 1609.0601938263087 | OPTIMIZED | INSTALLED |  |  | node_1395044_594_15293778_586 | CN | 8101604
heatpump_load_220333009 |  | 0 | 0 | 0 | 0 | 0 | 0 | 0 | 0 | 0 | 0.19 | 63.59910011161093 | 149.29424632712397 | OPTIMIZED | INSTALLED |  |  | node_1394868_519_15293605_866 | AN | 8101604
heatpump_load_220333010 |  | 0 | 0 | 0 | 0 | 0 | 0 | 0 | 0 | 0 | 0.19 | 252.61556891150502 | 592.9967464113364 | OPTIMIZED | INSTALLED |  |  | node_1394865_23_15293590_91 | AN | 8101604
heatpump_load_220333012 |  | 0 | 0 | 0 | 0 | 0 | 0 | 0 | 0 | 0 | 0.19 | 109.08512555233233 | 256.06949130028306 | OPTIMIZED | INSTALLED |  |  | node_1394252_114_15293324_101 | AN | 8101604
heatpump_load_220333013 |  | 0 | 0 | 0 | 0 | 0 | 0 | 0 | 0 | 0 | 0.19 | 109.08512555233233 | 256.06949130028306 | OPTIMIZED | INSTALLED |  |  | node_1394274_153_15293332_536 | BN | 8101604
heatpump_load_220333014 |  | 0 | 0 | 0 | 0 | 0 | 0 | 0 | 0 | 0 | 0.19 | 70.6656446730127 | 165.88247933077704 | OPTIMIZED | INSTALLED |  |  | node_1394234_031_15293323_427 | CN | 8101604
heatpump_load_220333015 |  | 0 | 0 | 0 | 0 | 0 | 0 | 0 | 0 | 0 | 0.19 | 114.93626565438497 | 269.80456196237844 | OPTIMIZED | INSTALLED |  |  | node_1395875_727_15293867_282 | AN | 8101604
heatpump_load_220333016 |  | 0 | 0 | 0 | 0 | 0 | 0 | 0 | 0 | 0 | 0.19 | 114.93626565438497 | 269.80456196237844 | OPTIMIZED | INSTALLED |  |  | node_1395893_567_15293879_061 | AN | 8101604
heatpump_load_220333017 |  | 0 | 0 | 0 | 0 | 0 | 0 | 0 | 0 | 0 | 0.19 | 21.199683448954055 | 49.76474877570799 | OPTIMIZED | INSTALLED |  |  | node_1395374_115_15293901_3 | AN | 8101604
heatpump_load_220333018 |  | 0 | 0 | 0 | 0 | 0 | 0 | 0 | 0 | 0 | 0.19 | 115.54682935711412 | 271.2377867271188 | OPTIMIZED | INSTALLED |  |  | node_1395357_696_15293886_228 | AN | 8101604
heatpump_load_220431783 |  | 0 | 0 | 0 | 0 | 0 | 0 | 0 | 0 | 0 | 0.19 | 3678.146919689233 | 8634.183912585337 | OPTIMIZED | INSTALLED |  |  | node_1397336_673_15294654_026 | BN | 8101604
heatpump_load_220431784 |  | 0 | 0 | 0 | 0 | 0 | 0 | 0 | 0 | 0 | 0.19 | 3678.146919689233 | 8634.183912585337 | OPTIMIZED | INSTALLED |  |  | node_1397355_656_15294661_885 | CN | 8101604
heatpump_load_220466220 |  | 0 | 0 | 0 | 0 | 0 | 0 | 0 | 0 | 0 | 0.19 | 11.905768261849156 | 27.947882912437606 | OPTIMIZED | INSTALLED |  |  | node_1396498_245_15295138_923 | AN | 8101604
heatpump_load_220466221 |  | 0 | 0 | 0 | 0 | 0 | 0 | 0 | 0 | 0 | 0.19 | 11.905768261849156 | 27.947882912437606 | OPTIMIZED | INSTALLED |  |  | node_1396502_405_15295112_924 | BN | 8101604
heatpump_load_220466222 |  | 0 | 0 | 0 | 0 | 0 | 0 | 0 | 0 | 0 | 0.19 | 11.905768261849156 | 27.947882912437606 | OPTIMIZED | INSTALLED |  |  | node_1396499_245_15295165_525 | CN | 8101604
heatpump_load_220467274 |  | 0 | 0 | 0 | 0 | 0 | 0 | 0 | 0 | 0 | 0.19 | 0 | 0 | OPTIMIZED | INSTALLED |  |  | node_1394615_58_15292719_837 | CN | 8101604
heatpump_load_220467276 |  | 0 | 0 | 0 | 0 | 0 | 0 | 0 | 0 | 0 | 0.19 | 0 | 0 | OPTIMIZED | INSTALLED |  |  | node_1394604_931_15292734_232 | BN | 8101604
heatpump_load_220467277 |  | 0 | 0 | 0 | 0 | 0 | 0 | 0 | 0 | 0 | 0.19 | 0 | 0 | OPTIMIZED | INSTALLED |  |  | node_1394604_904_15292762_787 | AN | 8101604
heatpump_load_220526833 |  | 0 | 0 | 0 | 0 | 0 | 0 | 0 | 0 | 0 | 0.19 | 4706.332114375741 | 11047.774228207174 | OPTIMIZED | INSTALLED |  |  | node_1395258_744_15292260_413 | ABCN | 8101604
heatpump_load_220535570 |  | 0 | 0 | 0 | 0 | 0 | 0 | 0 | 0 | 0 | 0.19 | 529.9923350475952 | 1244.1187193926996 | OPTIMIZED | INSTALLED |  |  | node_1395397_097_15292855_852 | AN | 8101604
heatpump_load_220638543 |  | 0 | 0 | 0 | 0 | 0 | 0 | 0 | 0 | 0 | 0.19 | 512.0998177432797 | 1202.1172714260024 | OPTIMIZED | INSTALLED |  |  | node_1395179_955_15291905_578 | AN | 8101604
heatpump_load_220638554 |  | 0 | 0 | 0 | 0 | 0 | 0 | 0 | 0 | 0 | 0.19 | 95.39862528504202 | 223.94136949068596 | OPTIMIZED | INSTALLED |  |  | node_1395163_27_15291891_042 | AN | 8101604
heatpump_load_220653824 |  | 0 | 0 | 0 | 0 | 0 | 0 | 0 | 0 | 0 | 0.19 | 127.19815045847308 | 298.58849265424794 | OPTIMIZED | INSTALLED |  |  | node_1397406_765_15294708_823 | AN | 8101604
heatpump_load_220653825 |  | 0 | 0 | 0 | 0 | 0 | 0 | 0 | 0 | 0 | 0.19 | 127.19815045847308 | 298.58849265424794 | OPTIMIZED | INSTALLED |  |  | node_1397387_115_15294705_074 | BN | 8101604
heatpump_load_220653826 |  | 0 | 0 | 0 | 0 | 0 | 0 | 0 | 0 | 0 | 0.19 | 127.19815045847308 | 298.58849265424794 | OPTIMIZED | INSTALLED |  |  | node_1397426_436_15294705_622 | CN | 8101604
heatpump_load_310004584 |  | 0 | 0 | 0 | 0 | 0 | 0 | 0 | 0 | 0 | 0.19 | 665.6534289181164 | 1562.5732997582104 | OPTIMIZED | INSTALLED |  |  | node_1394358_108_15293483_176 | AN | 8101604
heatpump_load_310006954 |  | 0 | 0 | 0 | 0 | 0 | 0 | 0 | 0 | 0 | 0.19 | 197.8637951314858 | 464.470971985025 | OPTIMIZED | INSTALLED |  |  | node_1396197_356_15294455_169 | AN | 8101604
heatpump_load_310006955 |  | 0 | 0 | 0 | 0 | 0 | 0 | 0 | 0 | 0 | 0.19 | 197.8637951314858 | 464.470971985025 | OPTIMIZED | INSTALLED |  |  | node_1396188_33_15294431_384 | BN | 8101604
heatpump_load_310006956 |  | 0 | 0 | 0 | 0 | 0 | 0 | 0 | 0 | 0 | 0.19 | 197.8637951314858 | 464.470971985025 | OPTIMIZED | INSTALLED |  |  | node_1396210_644_15294475_046 | CN | 8101604
heatpump_load_310049564 |  | 0 | 0 | 0 | 0 | 0 | 0 | 0 | 0 | 0 | 0.19 | 271.0847103598847 | 636.3517955447332 | OPTIMIZED | INSTALLED |  |  | node_1395576_206_15292603_616 | AN | 8101604
heatpump_load_310059316 |  | 0 | 0 | 0 | 0 | 0 | 0 | 0 | 0 | 0 | 0.19 | 42.39936689790811 | 99.52949755141599 | OPTIMIZED | INSTALLED |  |  | node_1396398_57_15294793_805 | AN | 8101604
heatpump_load_310060377 |  | 0 | 0 | 0 | 0 | 0 | 0 | 0 | 0 | 0 | 0.19 | 1489.28699364992 | 3495.9935073929964 | OPTIMIZED | INSTALLED |  |  | node_1394870_845_15292321_108 | AN | 8101604
heatpump_load_311883432 |  | 0 | 0 | 0 | 0 | 0 | 0 | 0 | 0 | 0 | 0.19 | 438.12700692562845 | 1028.4714912862148 | OPTIMIZED | INSTALLED |  |  | node_1396785_939_15296358_636 | AN | 8101604
heatpump_load_311892822 |  | 0 | 0 | 0 | 0 | 0 | 0 | 0 | 0 | 0 | 0.19 | 438.12700692562845 | 1028.4714912862148 | OPTIMIZED | INSTALLED |  |  | node_1396785_593_15296353_337 | BN | 8101604
heatpump_load_311892823 |  | 0 | 0 | 0 | 0 | 0 | 0 | 0 | 0 | 0 | 0.19 | 438.12700692562845 | 1028.4714912862148 | OPTIMIZED | INSTALLED |  |  | node_1396785_935_15296349_043 | CN | 8101604
heatpump_load_312000244 |  | 0 | 0 | 0 | 0 | 0 | 0 | 0 | 0 | 0 | 0.19 | 105.99846700951905 | 248.82374387853997 | OPTIMIZED | INSTALLED |  |  | node_1396475_54_15294553_793 | AN | 8101604

## LineSpacing
Name | DistanceAB | DistanceAC | DistanceAE | DistanceAN | DistanceBC | DistanceBE | DistanceBN | DistanceCE | DistanceCN | DistanceNE | Feeder | Comments

## Load
Name | GroupId | PriorityLevel | LoadClass | BaseReactivePowerA | BaseReactivePowerB | BaseReactivePowerC | BaseActivePowerA | BaseActivePowerB | BaseActivePowerC | BasePowerA | BasePowerB | BasePowerC | ConstantCurrentAReal | ConstantCurrentAImag | ConstantCurrentA | ConstantCurrentBReal | ConstantCurrentBImag | ConstantCurrentB | ConstantCurrentCReal | ConstantCurrentCImag | ConstantCurrentC | ConstantResistanceA | ConstantReactanceA | ConstantImpedanceA | ConstantResistanceB | ConstantReactanceB | ConstantImpedanceB | ConstantResistanceC | ConstantReactanceC | ConstantImpedanceC | ConstantActivePowerA | ConstantReactivePowerA | ConstantPowerA | ConstantActivePowerB | ConstantReactivePowerB | ConstantPowerB | ConstantActivePowerC | ConstantReactivePowerC | ConstantPowerC | CurrentFractionA | CurrentFractionB | CurrentFractionC | CurrentPfA | CurrentPfB | CurrentPfC | ImpedanceFractionA | ImpedanceFractionB | ImpedanceFractionC | ImpedancePfA | ImpedancePfB | ImpedancePfC | PowerFractionA | PowerFractionB | PowerFractionC | PowerPfA | PowerPfB | PowerPfC | DemandResponseLowerBound | DemandResponseShortageCost | DemandResponseSurplusCost | DemandResponseUpperBound | ActivePowerA | ActivePowerB | ActivePowerC | ReactivePowerA | ReactivePowerB | ReactivePowerC | NominalVoltage | Status | ParentNode | Phases | Feeder | Comments
load_220330570 |  | 0 | C | 0 | 0 | 0 | 0 | 0 | 0 | 0 | 0 | 0 | 0 | 0 | 0+0j | 0 | 0 | 0+0j | 0 | 0 | 0+0j | 0 | 0 | 0+0j | 0 | 0 | 0+0j | 0 | 0 | 0+0j | 17333.333 | 7383.969 | 17333.333+7383.969j | 0 | 0 | 0+0j | 0 | 0 | 0+0j | 0 | 0 | 0 | 0 | 0 | 0 | 0 | 0 | 0 | 0 | 0 | 0 | 0 | 0 | 0 | 0 | 0 | 0 | 1 | 0 | 0 | 1 | 0 | 0 | 0 | 0 | 0 | 0 | 0 | OPEN | node_1395097_101_15293226_874 | AN | 8101604
load_220330571 |  | 0 | C | 0 | 0 | 0 | 0 | 0 | 0 | 0 | 0 | 0 | 0 | 0 | 0+0j | 0 | 0 | 0+0j | 0 | 0 | 0+0j | 0 | 0 | 0+0j | 0 | 0 | 0+0j | 0 | 0 | 0+0j | 0 | 0 | 0+0j | 17333.333 | 7383.969 | 17333.333+7383.969j | 0 | 0 | 0+0j | 0 | 0 | 0 | 0 | 0 | 0 | 0 | 0 | 0 | 0 | 0 | 0 | 0 | 0 | 0 | 0 | 0 | 0 | 1 | 0 | 0 | 1 | 0 | 0 | 0 | 0 | 0 | 0 | 0 | OPEN | node_1395077_706_15293221_156 | BN | 8101604
load_220330572 |  | 0 | C | 0 | 0 | 0 | 0 | 0 | 0 | 0 | 0 | 0 | 0 | 0 | 0+0j | 0 | 0 | 0+0j | 0 | 0 | 0+0j | 0 | 0 | 0+0j | 0 | 0 | 0+0j | 0 | 0 | 0+0j | 0 | 0 | 0+0j | 0 | 0 | 0+0j | 17333.333 | 7383.969 | 17333.333+7383.969j | 0 | 0 | 0 | 0 | 0 | 0 | 0 | 0 | 0 | 0 | 0 | 0 | 0 | 0 | 0 | 0 | 0 | 0 | 1 | 0 | 0 | 1 | 0 | 0 | 0 | 0 | 0 | 0 | 0 | OPEN | node_1395116_906_15293225_666 | CN | 8101604
load_220330677 |  | 0 | C | 0 | 0 | 0 | 0 | 0 | 0 | 0 | 0 | 0 | 0 | 0 | 0+0j | 0 | 0 | 0+0j | 0 | 0 | 0+0j | 0 | 0 | 0+0j | 0 | 0 | 0+0j | 0 | 0 | 0+0j | 110333.333 | 47001.803 | 110333.333+47001.803j | 110333.333 | 47001.803 | 110333.333+47001.803j | 110333.333 | 47001.803 | 110333.333+47001.803j | 0 | 0 | 0 | 0 | 0 | 0 | 0 | 0 | 0 | 0 | 0 | 0 | 0 | 0 | 0 | 0 | 0 | 0 | 1 | 0 | 0 | 1 | 0 | 0 | 0 | 0 | 0 | 0 | 0 | OPEN | node_1395148_049_15293833_292 | ABCN | 8101604
load_220330723 |  | 0 | R | 0 | 0 | 0 | 0 | 0 | 0 | 0 | 0 | 0 | 0 | 0 | 0+0j | 0 | 0 | 0+0j | 0 | 0 | 0+0j | 0 | 0 | 0+0j | 0 | 0 | 0+0j | 0 | 0 | 0+0j | 7785.6 | 3316.652 | 7785.6+3316.652j | 0 | 0 | 0+0j | 0 | 0 | 0+0j | 0 | 0 | 0 | 0 | 0 | 0 | 0 | 0 | 0 | 0 | 0 | 0 | 0 | 0 | 0 | 0 | 0 | 0 | 1 | 0 | 0 | 1 | 0 | 0 | 0 | 0 | 0 | 0 | 0 | OPEN | node_1395059_708_15292947_924 | AN | 8101604
load_220330724 |  | 0 | C | 0 | 0 | 0 | 0 | 0 | 0 | 0 | 0 | 0 | 0 | 0 | 0+0j | 0 | 0 | 0+0j | 0 | 0 | 0+0j | 0 | 0 | 0+0j | 0 | 0 | 0+0j | 0 | 0 | 0+0j | 0 | 0 | 0+0j | 25333.333 | 10791.955 | 25333.333+10791.955j | 0 | 0 | 0+0j | 0 | 0 | 0 | 0 | 0 | 0 | 0 | 0 | 0 | 0 | 0 | 0 | 0 | 0 | 0 | 0 | 0 | 0 | 1 | 0 | 0 | 1 | 0 | 0 | 0 | 0 | 0 | 0 | 0 | OPEN | node_1395076_532_15292962_166 | BN | 8101604
load_220330725 |  | 0 | C | 0 | 0 | 0 | 0 | 0 | 0 | 0 | 0 | 0 | 0 | 0 | 0+0j | 0 | 0 | 0+0j | 0 | 0 | 0+0j | 0 | 0 | 0+0j | 0 | 0 | 0+0j | 0 | 0 | 0+0j | 0 | 0 | 0+0j | 0 | 0 | 0+0j | 25333.333 | 10791.955 | 25333.333+10791.955j | 0 | 0 | 0 | 0 | 0 | 0 | 0 | 0 | 0 | 0 | 0 | 0 | 0 | 0 | 0 | 0 | 0 | 0 | 1 | 0 | 0 | 1 | 0 | 0 | 0 | 0 | 0 | 0 | 0 | OPEN | node_1395040_74_15292939_991 | CN | 8101604
load_220330726 |  | 0 | C | 0 | 0 | 0 | 0 | 0 | 0 | 0 | 0 | 0 | 0 | 0 | 0+0j | 0 | 0 | 0+0j | 0 | 0 | 0+0j | 0 | 0 | 0+0j | 0 | 0 | 0+0j | 0 | 0 | 0+0j | 25500 | 10862.955 | 25500+10862.955j | 0 | 0 | 0+0j | 0 | 0 | 0+0j | 0 | 0 | 0 | 0 | 0 | 0 | 0 | 0 | 0 | 0 | 0 | 0 | 0 | 0 | 0 | 0 | 0 | 0 | 1 | 0 | 0 | 1 | 0 | 0 | 0 | 0 | 0 | 0 | 0 | OPEN | node_1395665_342_15293172_872 | AN | 8101604
load_220330727 |  | 0 | R | 0 | 0 | 0 | 0 | 0 | 0 | 0 | 0 | 0 | 0 | 0 | 0+0j | 0 | 0 | 0+0j | 0 | 0 | 0+0j | 0 | 0 | 0+0j | 0 | 0 | 0+0j | 0 | 0 | 0+0j | 26488.8 | 11284.182 | 26488.8+11284.182j | 0 | 0 | 0+0j | 0 | 0 | 0+0j | 0 | 0 | 0 | 0 | 0 | 0 | 0 | 0 | 0 | 0 | 0 | 0 | 0 | 0 | 0 | 0 | 0 | 0 | 1 | 0 | 0 | 1 | 0 | 0 | 0 | 0 | 0 | 0 | 0 | OPEN | node_1395681_418_15293188_6 | AN | 8101604
load_220330728 |  | 0 | C | 0 | 0 | 0 | 0 | 0 | 0 | 0 | 0 | 0 | 0 | 0 | 0+0j | 0 | 0 | 0+0j | 0 | 0 | 0+0j | 0 | 0 | 0+0j | 0 | 0 | 0+0j | 0 | 0 | 0+0j | 0 | 0 | 0+0j | 0 | 0 | 0+0j | 0 | 0 | 0+0j | 0 | 0 | 0 | 0 | 0 | 0 | 0 | 0 | 0 | 0 | 0 | 0 | 0 | 0 | 0 | 0 | 0 | 0 | 1 | 0 | 0 | 1 | 0 | 0 | 0 | 0 | 0 | 0 | 0 | OPEN | node_1395684_543_15293443_068 | AN | 8101604
load_220330729 |  | 0 | C | 0 | 0 | 0 | 0 | 0 | 0 | 0 | 0 | 0 | 0 | 0 | 0+0j | 0 | 0 | 0+0j | 0 | 0 | 0+0j | 0 | 0 | 0+0j | 0 | 0 | 0+0j | 0 | 0 | 0+0j | 0 | 0 | 0+0j | 0 | 0 | 0+0j | 0 | 0 | 0+0j | 0 | 0 | 0 | 0 | 0 | 0 | 0 | 0 | 0 | 0 | 0 | 0 | 0 | 0 | 0 | 0 | 0 | 0 | 1 | 0 | 0 | 1 | 0 | 0 | 0 | 0 | 0 | 0 | 0 | OPEN | node_1395664_934_15293438_925 | BN | 8101604
load_220330730 |  | 0 | C | 0 | 0 | 0 | 0 | 0 | 0 | 0 | 0 | 0 | 0 | 0 | 0+0j | 0 | 0 | 0+0j | 0 | 0 | 0+0j | 0 | 0 | 0+0j | 0 | 0 | 0+0j | 0 | 0 | 0+0j | 0 | 0 | 0+0j | 0 | 0 | 0+0j | 0 | 0 | 0+0j | 0 | 0 | 0 | 0 | 0 | 0 | 0 | 0 | 0 | 0 | 0 | 0 | 0 | 0 | 0 | 0 | 0 | 0 | 1 | 0 | 0 | 1 | 0 | 0 | 0 | 0 | 0 | 0 | 0 | OPEN | node_1395704_25_15293440_262 | CN | 8101604
load_220330734 |  | 0 | C | 0 | 0 | 0 | 0 | 0 | 0 | 0 | 0 | 0 | 0 | 0 | 0+0j | 0 | 0 | 0+0j | 0 | 0 | 0+0j | 0 | 0 | 0+0j | 0 | 0 | 0+0j | 0 | 0 | 0+0j | 10000 | 4259.982 | 10000+4259.982j | 0 | 0 | 0+0j | 0 | 0 | 0+0j | 0 | 0 | 0 | 0 | 0 | 0 | 0 | 0 | 0 | 0 | 0 | 0 | 0 | 0 | 0 | 0 | 0 | 0 | 1 | 0 | 0 | 1 | 0 | 0 | 0 | 0 | 0 | 0 | 0 | OPEN | node_1396176_392_15293401_39 | AN | 8101604
load_220330735 |  | 0 | C | 0 | 0 | 0 | 0 | 0 | 0 | 0 | 0 | 0 | 0 | 0 | 0+0j | 0 | 0 | 0+0j | 0 | 0 | 0+0j | 0 | 0 | 0+0j | 0 | 0 | 0+0j | 0 | 0 | 0+0j | 0 | 0 | 0+0j | 10000 | 4259.982 | 10000+4259.982j | 0 | 0 | 0+0j | 0 | 0 | 0 | 0 | 0 | 0 | 0 | 0 | 0 | 0 | 0 | 0 | 0 | 0 | 0 | 0 | 0 | 0 | 1 | 0 | 0 | 1 | 0 | 0 | 0 | 0 | 0 | 0 | 0 | OPEN | node_1396193_237_15293415_584 | BN | 8101604
load_220330736 |  | 0 | C | 0 | 0 | 0 | 0 | 0 | 0 | 0 | 0 | 0 | 0 | 0 | 0+0j | 0 | 0 | 0+0j | 0 | 0 | 0+0j | 0 | 0 | 0+0j | 0 | 0 | 0+0j | 0 | 0 | 0+0j | 0 | 0 | 0+0j | 0 | 0 | 0+0j | 10000 | 4259.982 | 10000+4259.982j | 0 | 0 | 0 | 0 | 0 | 0 | 0 | 0 | 0 | 0 | 0 | 0 | 0 | 0 | 0 | 0 | 0 | 0 | 1 | 0 | 0 | 1 | 0 | 0 | 0 | 0 | 0 | 0 | 0 | OPEN | node_1396157_413_15293393_51 | CN | 8101604
load_220330737 |  | 0 | R | 0 | 0 | 0 | 0 | 0 | 0 | 0 | 0 | 0 | 0 | 0 | 0+0j | 0 | 0 | 0+0j | 0 | 0 | 0+0j | 0 | 0 | 0+0j | 0 | 0 | 0+0j | 0 | 0 | 0+0j | 5241.6 | 2232.912 | 5241.6+2232.912j | 0 | 0 | 0+0j | 0 | 0 | 0+0j | 0 | 0 | 0 | 0 | 0 | 0 | 0 | 0 | 0 | 0 | 0 | 0 | 0 | 0 | 0 | 0 | 0 | 0 | 1 | 0 | 0 | 1 | 0 | 0 | 0 | 0 | 0 | 0 | 0 | OPEN | node_1396524_422_15293593_313 | AN | 8101604
load_220330738 |  | 0 | C | 0 | 0 | 0 | 0 | 0 | 0 | 0 | 0 | 0 | 0 | 0 | 0+0j | 0 | 0 | 0+0j | 0 | 0 | 0+0j | 0 | 0 | 0+0j | 0 | 0 | 0+0j | 0 | 0 | 0+0j | 45.6 | 19.426 | 45.6+19.426j | 0 | 0 | 0+0j | 0 | 0 | 0+0j | 0 | 0 | 0 | 0 | 0 | 0 | 0 | 0 | 0 | 0 | 0 | 0 | 0 | 0 | 0 | 0 | 0 | 0 | 1 | 0 | 0 | 1 | 0 | 0 | 0 | 0 | 0 | 0 | 0 | OPEN | node_1394430_535_15292798_943 | AN | 8101604
load_220330739 |  | 0 | C | 0 | 0 | 0 | 0 | 0 | 0 | 0 | 0 | 0 | 0 | 0 | 0+0j | 0 | 0 | 0+0j | 0 | 0 | 0+0j | 0 | 0 | 0+0j | 0 | 0 | 0+0j | 0 | 0 | 0+0j | 0 | 0 | 0+0j | 45.6 | 19.426 | 45.6+19.426j | 0 | 0 | 0+0j | 0 | 0 | 0 | 0 | 0 | 0 | 0 | 0 | 0 | 0 | 0 | 0 | 0 | 0 | 0 | 0 | 0 | 0 | 1 | 0 | 0 | 1 | 0 | 0 | 0 | 0 | 0 | 0 | 0 | OPEN | node_1394415_74_15292793_791 | BN | 8101604
load_220330740 |  | 0 | R | 0 | 0 | 0 | 0 | 0 | 0 | 0 | 0 | 0 | 0 | 0 | 0+0j | 0 | 0 | 0+0j | 0 | 0 | 0+0j | 0 | 0 | 0+0j | 0 | 0 | 0+0j | 0 | 0 | 0+0j | 0 | 0 | 0+0j | 0 | 0 | 0+0j | 4572 | 1947.664 | 4572+1947.664j | 0 | 0 | 0 | 0 | 0 | 0 | 0 | 0 | 0 | 0 | 0 | 0 | 0 | 0 | 0 | 0 | 0 | 0 | 1 | 0 | 0 | 1 | 0 | 0 | 0 | 0 | 0 | 0 | 0 | OPEN | node_1394452_402_15292805_968 | CN | 8101604
load_220331024 |  | 0 | C | 0 | 0 | 0 | 0 | 0 | 0 | 0 | 0 | 0 | 0 | 0 | 0+0j | 0 | 0 | 0+0j | 0 | 0 | 0+0j | 0 | 0 | 0+0j | 0 | 0 | 0+0j | 0 | 0 | 0+0j | 0 | 0 | 0+0j | 0 | 0 | 0+0j | 0 | 0 | 0+0j | 0 | 0 | 0 | 0 | 0 | 0 | 0 | 0 | 0 | 0 | 0 | 0 | 0 | 0 | 0 | 0 | 0 | 0 | 1 | 0 | 0 | 1 | 0 | 0 | 0 | 0 | 0 | 0 | 0 | OPEN | node_1396592_267_15295071_644 | AN | 8101604
load_220331025 |  | 0 | C | 0 | 0 | 0 | 0 | 0 | 0 | 0 | 0 | 0 | 0 | 0 | 0+0j | 0 | 0 | 0+0j | 0 | 0 | 0+0j | 0 | 0 | 0+0j | 0 | 0 | 0+0j | 0 | 0 | 0+0j | 0 | 0 | 0+0j | 0 | 0 | 0+0j | 0 | 0 | 0+0j | 0 | 0 | 0 | 0 | 0 | 0 | 0 | 0 | 0 | 0 | 0 | 0 | 0 | 0 | 0 | 0 | 0 | 0 | 1 | 0 | 0 | 1 | 0 | 0 | 0 | 0 | 0 | 0 | 0 | OPEN | node_1396607_012_15295061_953 | BN | 8101604
load_220331026 |  | 0 | C | 0 | 0 | 0 | 0 | 0 | 0 | 0 | 0 | 0 | 0 | 0 | 0+0j | 0 | 0 | 0+0j | 0 | 0 | 0+0j | 0 | 0 | 0+0j | 0 | 0 | 0+0j | 0 | 0 | 0+0j | 0 | 0 | 0+0j | 0 | 0 | 0+0j | 0 | 0 | 0+0j | 0 | 0 | 0 | 0 | 0 | 0 | 0 | 0 | 0 | 0 | 0 | 0 | 0 | 0 | 0 | 0 | 0 | 0 | 1 | 0 | 0 | 1 | 0 | 0 | 0 | 0 | 0 | 0 | 0 | OPEN | node_1396622_993_15295047_048 | CN | 8101604
load_220331027 |  | 0 | R | 0 | 0 | 0 | 0 | 0 | 0 | 0 | 0 | 0 | 0 | 0 | 0+0j | 0 | 0 | 0+0j | 0 | 0 | 0+0j | 0 | 0 | 0+0j | 0 | 0 | 0+0j | 0 | 0 | 0+0j | 1778.4 | 757.595 | 1778.4+757.595j | 0 | 0 | 0+0j | 0 | 0 | 0+0j | 0 | 0 | 0 | 0 | 0 | 0 | 0 | 0 | 0 | 0 | 0 | 0 | 0 | 0 | 0 | 0 | 0 | 0 | 1 | 0 | 0 | 1 | 0 | 0 | 0 | 0 | 0 | 0 | 0 | OPEN | node_1396987_338_15295283_94 | AN | 8101604
load_220331028 |  | 0 | R | 0 | 0 | 0 | 0 | 0 | 0 | 0 | 0 | 0 | 0 | 0 | 0+0j | 0 | 0 | 0+0j | 0 | 0 | 0+0j | 0 | 0 | 0+0j | 0 | 0 | 0+0j | 0 | 0 | 0+0j | 0 | 0 | 0+0j | 1778.4 | 757.595 | 1778.4+757.595j | 0 | 0 | 0+0j | 0 | 0 | 0 | 0 | 0 | 0 | 0 | 0 | 0 | 0 | 0 | 0 | 0 | 0 | 0 | 0 | 0 | 0 | 1 | 0 | 0 | 1 | 0 | 0 | 0 | 0 | 0 | 0 | 0 | OPEN | node_1397006_637_15295290_223 | BN | 8101604
load_220331029 |  | 0 | R | 0 | 0 | 0 | 0 | 0 | 0 | 0 | 0 | 0 | 0 | 0 | 0+0j | 0 | 0 | 0+0j | 0 | 0 | 0+0j | 0 | 0 | 0+0j | 0 | 0 | 0+0j | 0 | 0 | 0+0j | 0 | 0 | 0+0j | 0 | 0 | 0+0j | 1778.4 | 757.595 | 1778.4+757.595j | 0 | 0 | 0 | 0 | 0 | 0 | 0 | 0 | 0 | 0 | 0 | 0 | 0 | 0 | 0 | 0 | 0 | 0 | 1 | 0 | 0 | 1 | 0 | 0 | 0 | 0 | 0 | 0 | 0 | OPEN | node_1396967_517_15295284_569 | CN | 8101604
load_220331152 |  | 0 | C | 0 | 0 | 0 | 0 | 0 | 0 | 0 | 0 | 0 | 0 | 0 | 0+0j | 0 | 0 | 0+0j | 0 | 0 | 0+0j | 0 | 0 | 0+0j | 0 | 0 | 0+0j | 0 | 0 | 0+0j | 8000 | 3407.986 | 8000+3407.986j | 0 | 0 | 0+0j | 0 | 0 | 0+0j | 0 | 0 | 0 | 0 | 0 | 0 | 0 | 0 | 0 | 0 | 0 | 0 | 0 | 0 | 0 | 0 | 0 | 0 | 1 | 0 | 0 | 1 | 0 | 0 | 0 | 0 | 0 | 0 | 0 | OPEN | node_1396673_59_15294538_374 | AN | 8101604
load_220331153 |  | 0 | C | 0 | 0 | 0 | 0 | 0 | 0 | 0 | 0 | 0 | 0 | 0 | 0+0j | 0 | 0 | 0+0j | 0 | 0 | 0+0j | 0 | 0 | 0+0j | 0 | 0 | 0+0j | 0 | 0 | 0+0j | 0 | 0 | 0+0j | 8000 | 3407.986 | 8000+3407.986j | 0 | 0 | 0+0j | 0 | 0 | 0 | 0 | 0 | 0 | 0 | 0 | 0 | 0 | 0 | 0 | 0 | 0 | 0 | 0 | 0 | 0 | 1 | 0 | 0 | 1 | 0 | 0 | 0 | 0 | 0 | 0 | 0 | OPEN | node_1396658_674_15294520_702 | BN | 8101604
load_220331154 |  | 0 | C | 0 | 0 | 0 | 0 | 0 | 0 | 0 | 0 | 0 | 0 | 0 | 0+0j | 0 | 0 | 0+0j | 0 | 0 | 0+0j | 0 | 0 | 0+0j | 0 | 0 | 0+0j | 0 | 0 | 0+0j | 0 | 0 | 0+0j | 0 | 0 | 0+0j | 8000 | 3407.986 | 8000+3407.986j | 0 | 0 | 0 | 0 | 0 | 0 | 0 | 0 | 0 | 0 | 0 | 0 | 0 | 0 | 0 | 0 | 0 | 0 | 1 | 0 | 0 | 1 | 0 | 0 | 0 | 0 | 0 | 0 | 0 | OPEN | node_1396691_38_15294550_288 | CN | 8101604
load_220331180 |  | 0 | C | 0 | 0 | 0 | 0 | 0 | 0 | 0 | 0 | 0 | 0 | 0 | 0+0j | 0 | 0 | 0+0j | 0 | 0 | 0+0j | 0 | 0 | 0+0j | 0 | 0 | 0+0j | 0 | 0 | 0+0j | 21333.333 | 9087.962 | 21333.333+9087.962j | 0 | 0 | 0+0j | 0 | 0 | 0+0j | 0 | 0 | 0 | 0 | 0 | 0 | 0 | 0 | 0 | 0 | 0 | 0 | 0 | 0 | 0 | 0 | 0 | 0 | 1 | 0 | 0 | 1 | 0 | 0 | 0 | 0 | 0 | 0 | 0 | OPEN | node_1397140_928_15295777_246 | AN | 8101604
load_220331181 |  | 0 | C | 0 | 0 | 0 | 0 | 0 | 0 | 0 | 0 | 0 | 0 | 0 | 0+0j | 0 | 0 | 0+0j | 0 | 0 | 0+0j | 0 | 0 | 0+0j | 0 | 0 | 0+0j | 0 | 0 | 0+0j | 0 | 0 | 0+0j | 21333.333 | 9087.962 | 21333.333+9087.962j | 0 | 0 | 0+0j | 0 | 0 | 0 | 0 | 0 | 0 | 0 | 0 | 0 | 0 | 0 | 0 | 0 | 0 | 0 | 0 | 0 | 0 | 1 | 0 | 0 | 1 | 0 | 0 | 0 | 0 | 0 | 0 | 0 | OPEN | node_1397142_512_15295750_717 | BN | 8101604
load_220331182 |  | 0 | C | 0 | 0 | 0 | 0 | 0 | 0 | 0 | 0 | 0 | 0 | 0 | 0+0j | 0 | 0 | 0+0j | 0 | 0 | 0+0j | 0 | 0 | 0+0j | 0 | 0 | 0+0j | 0 | 0 | 0+0j | 0 | 0 | 0+0j | 0 | 0 | 0+0j | 21333.333 | 9087.962 | 21333.333+9087.962j | 0 | 0 | 0 | 0 | 0 | 0 | 0 | 0 | 0 | 0 | 0 | 0 | 0 | 0 | 0 | 0 | 0 | 0 | 1 | 0 | 0 | 1 | 0 | 0 | 0 | 0 | 0 | 0 | 0 | OPEN | node_1397144_514_15295803_464 | CN | 8101604
load_220331211 |  | 0 | C | 0 | 0 | 0 | 0 | 0 | 0 | 0 | 0 | 0 | 0 | 0 | 0+0j | 0 | 0 | 0+0j | 0 | 0 | 0+0j | 0 | 0 | 0+0j | 0 | 0 | 0+0j | 0 | 0 | 0+0j | 18500 | 7880.967 | 18500+7880.967j | 0 | 0 | 0+0j | 0 | 0 | 0+0j | 0 | 0 | 0 | 0 | 0 | 0 | 0 | 0 | 0 | 0 | 0 | 0 | 0 | 0 | 0 | 0 | 0 | 0 | 1 | 0 | 0 | 1 | 0 | 0 | 0 | 0 | 0 | 0 | 0 | OPEN | node_1396462_471_15293966_26 | AN | 8101604
load_220331212 |  | 0 | C | 0 | 0 | 0 | 0 | 0 | 0 | 0 | 0 | 0 | 0 | 0 | 0+0j | 0 | 0 | 0+0j | 0 | 0 | 0+0j | 0 | 0 | 0+0j | 0 | 0 | 0+0j | 0 | 0 | 0+0j | 18500 | 7880.967 | 18500+7880.967j | 0 | 0 | 0+0j | 0 | 0 | 0+0j | 0 | 0 | 0 | 0 | 0 | 0 | 0 | 0 | 0 | 0 | 0 | 0 | 0 | 0 | 0 | 0 | 0 | 0 | 1 | 0 | 0 | 1 | 0 | 0 | 0 | 0 | 0 | 0 | 0 | OPEN | node_1396466_674_15293940_274 | AN | 8101604
load_220331213 |  | 0 | C | 0 | 0 | 0 | 0 | 0 | 0 | 0 | 0 | 0 | 0 | 0 | 0+0j | 0 | 0 | 0+0j | 0 | 0 | 0+0j | 0 | 0 | 0+0j | 0 | 0 | 0+0j | 0 | 0 | 0+0j | 6278.4 | 2674.587 | 6278.4+2674.587j | 0 | 0 | 0+0j | 0 | 0 | 0+0j | 0 | 0 | 0 | 0 | 0 | 0 | 0 | 0 | 0 | 0 | 0 | 0 | 0 | 0 | 0 | 0 | 0 | 0 | 1 | 0 | 0 | 1 | 0 | 0 | 0 | 0 | 0 | 0 | 0 | OPEN | node_1396519_564_15294203_319 | AN | 8101604
load_220331293 |  | 0 | R | 0 | 0 | 0 | 0 | 0 | 0 | 0 | 0 | 0 | 0 | 0 | 0+0j | 0 | 0 | 0+0j | 0 | 0 | 0+0j | 0 | 0 | 0+0j | 0 | 0 | 0+0j | 0 | 0 | 0+0j | 5407.2 | 2303.458 | 5407.2+2303.458j | 0 | 0 | 0+0j | 0 | 0 | 0+0j | 0 | 0 | 0 | 0 | 0 | 0 | 0 | 0 | 0 | 0 | 0 | 0 | 0 | 0 | 0 | 0 | 0 | 0 | 1 | 0 | 0 | 1 | 0 | 0 | 0 | 0 | 0 | 0 | 0 | OPEN | node_1394897_265_15291399_362 | AN | 8101604
load_220331295 |  | 0 | C | 0 | 0 | 0 | 0 | 0 | 0 | 0 | 0 | 0 | 0 | 0 | 0+0j | 0 | 0 | 0+0j | 0 | 0 | 0+0j | 0 | 0 | 0+0j | 0 | 0 | 0+0j | 0 | 0 | 0+0j | 6666.667 | 2839.988 | 6666.667+2839.988j | 0 | 0 | 0+0j | 0 | 0 | 0+0j | 0 | 0 | 0 | 0 | 0 | 0 | 0 | 0 | 0 | 0 | 0 | 0 | 0 | 0 | 0 | 0 | 0 | 0 | 1 | 0 | 0 | 1 | 0 | 0 | 0 | 0 | 0 | 0 | 0 | OPEN | node_1394968_403_15292681_721 | AN | 8101604
load_220331296 |  | 0 | C | 0 | 0 | 0 | 0 | 0 | 0 | 0 | 0 | 0 | 0 | 0 | 0+0j | 0 | 0 | 0+0j | 0 | 0 | 0+0j | 0 | 0 | 0+0j | 0 | 0 | 0+0j | 0 | 0 | 0+0j | 0 | 0 | 0+0j | 6666.667 | 2839.988 | 6666.667+2839.988j | 0 | 0 | 0+0j | 0 | 0 | 0 | 0 | 0 | 0 | 0 | 0 | 0 | 0 | 0 | 0 | 0 | 0 | 0 | 0 | 0 | 0 | 1 | 0 | 0 | 1 | 0 | 0 | 0 | 0 | 0 | 0 | 0 | OPEN | node_1394976_069_15292657_228 | BN | 8101604
load_220331297 |  | 0 | C | 0 | 0 | 0 | 0 | 0 | 0 | 0 | 0 | 0 | 0 | 0 | 0+0j | 0 | 0 | 0+0j | 0 | 0 | 0+0j | 0 | 0 | 0+0j | 0 | 0 | 0+0j | 0 | 0 | 0+0j | 0 | 0 | 0+0j | 0 | 0 | 0+0j | 6666.667 | 2839.988 | 6666.667+2839.988j | 0 | 0 | 0 | 0 | 0 | 0 | 0 | 0 | 0 | 0 | 0 | 0 | 0 | 0 | 0 | 0 | 0 | 0 | 1 | 0 | 0 | 1 | 0 | 0 | 0 | 0 | 0 | 0 | 0 | OPEN | node_1394965_733_15292708_083 | CN | 8101604
load_220331298 |  | 0 | R | 0 | 0 | 0 | 0 | 0 | 0 | 0 | 0 | 0 | 0 | 0 | 0+0j | 0 | 0 | 0+0j | 0 | 0 | 0+0j | 0 | 0 | 0+0j | 0 | 0 | 0+0j | 0 | 0 | 0+0j | 20124 | 8572.788 | 20124+8572.788j | 0 | 0 | 0+0j | 0 | 0 | 0+0j | 0 | 0 | 0 | 0 | 0 | 0 | 0 | 0 | 0 | 0 | 0 | 0 | 0 | 0 | 0 | 0 | 0 | 0 | 1 | 0 | 0 | 1 | 0 | 0 | 0 | 0 | 0 | 0 | 0 | OPEN | node_1395088_941_15292764_248 | AN | 8101604
load_220331299 |  | 0 | C | 0 | 0 | 0 | 0 | 0 | 0 | 0 | 0 | 0 | 0 | 0 | 0+0j | 0 | 0 | 0+0j | 0 | 0 | 0+0j | 0 | 0 | 0+0j | 0 | 0 | 0+0j | 0 | 0 | 0+0j | 0 | 0 | 0+0j | 0 | 0 | 0+0j | 0 | 0 | 0+0j | 0 | 0 | 0 | 0 | 0 | 0 | 0 | 0 | 0 | 0 | 0 | 0 | 0 | 0 | 0 | 0 | 0 | 0 | 1 | 0 | 0 | 1 | 0 | 0 | 0 | 0 | 0 | 0 | 0 | OPEN | node_1395229_086_15292815_852 | AN | 8101604
load_220331300 |  | 0 | C | 0 | 0 | 0 | 0 | 0 | 0 | 0 | 0 | 0 | 0 | 0 | 0+0j | 0 | 0 | 0+0j | 0 | 0 | 0+0j | 0 | 0 | 0+0j | 0 | 0 | 0+0j | 0 | 0 | 0+0j | 0 | 0 | 0+0j | 0 | 0 | 0+0j | 0 | 0 | 0+0j | 0 | 0 | 0 | 0 | 0 | 0 | 0 | 0 | 0 | 0 | 0 | 0 | 0 | 0 | 0 | 0 | 0 | 0 | 1 | 0 | 0 | 1 | 0 | 0 | 0 | 0 | 0 | 0 | 0 | OPEN | node_1395220_266_15292867_231 | BN | 8101604
load_220331301 |  | 0 | C | 0 | 0 | 0 | 0 | 0 | 0 | 0 | 0 | 0 | 0 | 0 | 0+0j | 0 | 0 | 0+0j | 0 | 0 | 0+0j | 0 | 0 | 0+0j | 0 | 0 | 0+0j | 0 | 0 | 0+0j | 0 | 0 | 0+0j | 0 | 0 | 0+0j | 0 | 0 | 0+0j | 0 | 0 | 0 | 0 | 0 | 0 | 0 | 0 | 0 | 0 | 0 | 0 | 0 | 0 | 0 | 0 | 0 | 0 | 1 | 0 | 0 | 1 | 0 | 0 | 0 | 0 | 0 | 0 | 0 | OPEN | node_1395227_198_15292842_342 | CN | 8101604
load_220331302 |  | 0 | R | 0 | 0 | 0 | 0 | 0 | 0 | 0 | 0 | 0 | 0 | 0 | 0+0j | 0 | 0 | 0+0j | 0 | 0 | 0+0j | 0 | 0 | 0+0j | 0 | 0 | 0+0j | 0 | 0 | 0+0j | 24300 | 10351.757 | 24300+10351.757j | 0 | 0 | 0+0j | 0 | 0 | 0+0j | 0 | 0 | 0 | 0 | 0 | 0 | 0 | 0 | 0 | 0 | 0 | 0 | 0 | 0 | 0 | 0 | 0 | 0 | 1 | 0 | 0 | 1 | 0 | 0 | 0 | 0 | 0 | 0 | 0 | OPEN | node_1395234_668_15292078_723 | AN | 8101604
load_220331303 |  | 0 | R | 0 | 0 | 0 | 0 | 0 | 0 | 0 | 0 | 0 | 0 | 0 | 0+0j | 0 | 0 | 0+0j | 0 | 0 | 0+0j | 0 | 0 | 0+0j | 0 | 0 | 0+0j | 0 | 0 | 0+0j | 41695.2 | 17762.081 | 41695.2+17762.081j | 0 | 0 | 0+0j | 0 | 0 | 0+0j | 0 | 0 | 0 | 0 | 0 | 0 | 0 | 0 | 0 | 0 | 0 | 0 | 0 | 0 | 0 | 0 | 0 | 0 | 1 | 0 | 0 | 1 | 0 | 0 | 0 | 0 | 0 | 0 | 0 | OPEN | node_1395170_444_15292432_473 | AN | 8101604
load_220331304 |  | 0 | R | 0 | 0 | 0 | 0 | 0 | 0 | 0 | 0 | 0 | 0 | 0 | 0+0j | 0 | 0 | 0+0j | 0 | 0 | 0+0j | 0 | 0 | 0+0j | 0 | 0 | 0+0j | 0 | 0 | 0+0j | 25513.2 | 10868.578 | 25513.2+10868.578j | 0 | 0 | 0+0j | 0 | 0 | 0+0j | 0 | 0 | 0 | 0 | 0 | 0 | 0 | 0 | 0 | 0 | 0 | 0 | 0 | 0 | 0 | 0 | 0 | 0 | 1 | 0 | 0 | 1 | 0 | 0 | 0 | 0 | 0 | 0 | 0 | OPEN | node_1394733_315_15293438_515 | AN | 8101604
load_220331305 |  | 0 | C | 0 | 0 | 0 | 0 | 0 | 0 | 0 | 0 | 0 | 0 | 0 | 0+0j | 0 | 0 | 0+0j | 0 | 0 | 0+0j | 0 | 0 | 0+0j | 0 | 0 | 0+0j | 0 | 0 | 0+0j | 15000 | 6389.973 | 15000+6389.973j | 0 | 0 | 0+0j | 0 | 0 | 0+0j | 0 | 0 | 0 | 0 | 0 | 0 | 0 | 0 | 0 | 0 | 0 | 0 | 0 | 0 | 0 | 0 | 0 | 0 | 1 | 0 | 0 | 1 | 0 | 0 | 0 | 0 | 0 | 0 | 0 | OPEN | node_1394740_015_15293413_511 | AN | 8101604
load_220331306 |  | 0 | C | 0 | 0 | 0 | 0 | 0 | 0 | 0 | 0 | 0 | 0 | 0 | 0+0j | 0 | 0 | 0+0j | 0 | 0 | 0+0j | 0 | 0 | 0+0j | 0 | 0 | 0+0j | 0 | 0 | 0+0j | 3960 | 1686.953 | 3960+1686.953j | 0 | 0 | 0+0j | 0 | 0 | 0+0j | 0 | 0 | 0 | 0 | 0 | 0 | 0 | 0 | 0 | 0 | 0 | 0 | 0 | 0 | 0 | 0 | 0 | 0 | 1 | 0 | 0 | 1 | 0 | 0 | 0 | 0 | 0 | 0 | 0 | OPEN | node_1395555_684_15292310_171 | AN | 8101604
load_220331308 |  | 0 | C | 0 | 0 | 0 | 0 | 0 | 0 | 0 | 0 | 0 | 0 | 0 | 0+0j | 0 | 0 | 0+0j | 0 | 0 | 0+0j | 0 | 0 | 0+0j | 0 | 0 | 0+0j | 0 | 0 | 0+0j | 1231.2 | 524.489 | 1231.2+524.489j | 0 | 0 | 0+0j | 0 | 0 | 0+0j | 0 | 0 | 0 | 0 | 0 | 0 | 0 | 0 | 0 | 0 | 0 | 0 | 0 | 0 | 0 | 0 | 0 | 0 | 1 | 0 | 0 | 1 | 0 | 0 | 0 | 0 | 0 | 0 | 0 | OPEN | node_1395842_151_15292382_383 | AN | 8101604
load_220331309 |  | 0 | R | 0 | 0 | 0 | 0 | 0 | 0 | 0 | 0 | 0 | 0 | 0 | 0+0j | 0 | 0 | 0+0j | 0 | 0 | 0+0j | 0 | 0 | 0+0j | 0 | 0 | 0+0j | 0 | 0 | 0+0j | 61459.2 | 26181.51 | 61459.2+26181.51j | 0 | 0 | 0+0j | 0 | 0 | 0+0j | 0 | 0 | 0 | 0 | 0 | 0 | 0 | 0 | 0 | 0 | 0 | 0 | 0 | 0 | 0 | 0 | 0 | 0 | 1 | 0 | 0 | 1 | 0 | 0 | 0 | 0 | 0 | 0 | 0 | OPEN | node_1395680_909_15292950_981 | AN | 8101604
load_220331310 |  | 0 | R | 0 | 0 | 0 | 0 | 0 | 0 | 0 | 0 | 0 | 0 | 0 | 0+0j | 0 | 0 | 0+0j | 0 | 0 | 0+0j | 0 | 0 | 0+0j | 0 | 0 | 0+0j | 0 | 0 | 0+0j | 44488.8 | 18952.149 | 44488.8+18952.149j | 0 | 0 | 0+0j | 0 | 0 | 0+0j | 0 | 0 | 0 | 0 | 0 | 0 | 0 | 0 | 0 | 0 | 0 | 0 | 0 | 0 | 0 | 0 | 0 | 0 | 1 | 0 | 0 | 1 | 0 | 0 | 0 | 0 | 0 | 0 | 0 | OPEN | node_1394648_804_15292697_928 | AN | 8101604
load_220331329 |  | 0 | R | 0 | 0 | 0 | 0 | 0 | 0 | 0 | 0 | 0 | 0 | 0 | 0+0j | 0 | 0 | 0+0j | 0 | 0 | 0+0j | 0 | 0 | 0+0j | 0 | 0 | 0+0j | 0 | 0 | 0+0j | 85442.4 | 36398.31 | 85442.4+36398.31j | 0 | 0 | 0+0j | 0 | 0 | 0+0j | 0 | 0 | 0 | 0 | 0 | 0 | 0 | 0 | 0 | 0 | 0 | 0 | 0 | 0 | 0 | 0 | 0 | 0 | 1 | 0 | 0 | 1 | 0 | 0 | 0 | 0 | 0 | 0 | 0 | OPEN | node_1394791_949_15291694_229 | AN | 8101604
load_220331330 |  | 0 | R | 0 | 0 | 0 | 0 | 0 | 0 | 0 | 0 | 0 | 0 | 0 | 0+0j | 0 | 0 | 0+0j | 0 | 0 | 0+0j | 0 | 0 | 0+0j | 0 | 0 | 0+0j | 0 | 0 | 0+0j | 7722 | 3289.558 | 7722+3289.558j | 0 | 0 | 0+0j | 0 | 0 | 0+0j | 0 | 0 | 0 | 0 | 0 | 0 | 0 | 0 | 0 | 0 | 0 | 0 | 0 | 0 | 0 | 0 | 0 | 0 | 1 | 0 | 0 | 1 | 0 | 0 | 0 | 0 | 0 | 0 | 0 | OPEN | node_1394983_315_15291842_108 | AN | 8101604
load_220331331 |  | 0 | R | 0 | 0 | 0 | 0 | 0 | 0 | 0 | 0 | 0 | 0 | 0 | 0+0j | 0 | 0 | 0+0j | 0 | 0 | 0+0j | 0 | 0 | 0+0j | 0 | 0 | 0+0j | 0 | 0 | 0+0j | 7722 | 3289.558 | 7722+3289.558j | 0 | 0 | 0+0j | 0 | 0 | 0+0j | 0 | 0 | 0 | 0 | 0 | 0 | 0 | 0 | 0 | 0 | 0 | 0 | 0 | 0 | 0 | 0 | 0 | 0 | 1 | 0 | 0 | 1 | 0 | 0 | 0 | 0 | 0 | 0 | 0 | OPEN | node_1394966_141_15291828_643 | AN | 8101604
load_220331334 |  | 0 | R | 0 | 0 | 0 | 0 | 0 | 0 | 0 | 0 | 0 | 0 | 0 | 0+0j | 0 | 0 | 0+0j | 0 | 0 | 0+0j | 0 | 0 | 0+0j | 0 | 0 | 0+0j | 0 | 0 | 0+0j | 22924.8 | 9765.924 | 22924.8+9765.924j | 0 | 0 | 0+0j | 0 | 0 | 0+0j | 0 | 0 | 0 | 0 | 0 | 0 | 0 | 0 | 0 | 0 | 0 | 0 | 0 | 0 | 0 | 0 | 0 | 0 | 1 | 0 | 0 | 1 | 0 | 0 | 0 | 0 | 0 | 0 | 0 | OPEN | node_1395447_234_15291793_093 | AN | 8101604
load_220331335 |  | 0 | R | 0 | 0 | 0 | 0 | 0 | 0 | 0 | 0 | 0 | 0 | 0 | 0+0j | 0 | 0 | 0+0j | 0 | 0 | 0+0j | 0 | 0 | 0+0j | 0 | 0 | 0+0j | 0 | 0 | 0+0j | 22924.8 | 9765.924 | 22924.8+9765.924j | 0 | 0 | 0+0j | 0 | 0 | 0+0j | 0 | 0 | 0 | 0 | 0 | 0 | 0 | 0 | 0 | 0 | 0 | 0 | 0 | 0 | 0 | 0 | 0 | 0 | 1 | 0 | 0 | 1 | 0 | 0 | 0 | 0 | 0 | 0 | 0 | OPEN | node_1395463_911_15291807_646 | AN | 8101604
load_220331336 |  | 0 | C | 0 | 0 | 0 | 0 | 0 | 0 | 0 | 0 | 0 | 0 | 0 | 0+0j | 0 | 0 | 0+0j | 0 | 0 | 0+0j | 0 | 0 | 0+0j | 0 | 0 | 0+0j | 0 | 0 | 0+0j | 86.4 | 36.806 | 86.4+36.806j | 0 | 0 | 0+0j | 0 | 0 | 0+0j | 0 | 0 | 0 | 0 | 0 | 0 | 0 | 0 | 0 | 0 | 0 | 0 | 0 | 0 | 0 | 0 | 0 | 0 | 1 | 0 | 0 | 1 | 0 | 0 | 0 | 0 | 0 | 0 | 0 | OPEN | node_1395589_421_15291981_869 | AN | 8101604
load_220331337 |  | 0 | R | 0 | 0 | 0 | 0 | 0 | 0 | 0 | 0 | 0 | 0 | 0 | 0+0j | 0 | 0 | 0+0j | 0 | 0 | 0+0j | 0 | 0 | 0+0j | 0 | 0 | 0+0j | 0 | 0 | 0+0j | 6554.4 | 2792.163 | 6554.4+2792.163j | 0 | 0 | 0+0j | 0 | 0 | 0+0j | 0 | 0 | 0 | 0 | 0 | 0 | 0 | 0 | 0 | 0 | 0 | 0 | 0 | 0 | 0 | 0 | 0 | 0 | 1 | 0 | 0 | 1 | 0 | 0 | 0 | 0 | 0 | 0 | 0 | OPEN | node_1394896_051_15292075_735 | AN | 8101604
load_220331338 |  | 0 | R | 0 | 0 | 0 | 0 | 0 | 0 | 0 | 0 | 0 | 0 | 0 | 0+0j | 0 | 0 | 0+0j | 0 | 0 | 0+0j | 0 | 0 | 0+0j | 0 | 0 | 0+0j | 0 | 0 | 0+0j | 0 | 0 | 0+0j | 6554.4 | 2792.163 | 6554.4+2792.163j | 0 | 0 | 0+0j | 0 | 0 | 0 | 0 | 0 | 0 | 0 | 0 | 0 | 0 | 0 | 0 | 0 | 0 | 0 | 0 | 0 | 0 | 1 | 0 | 0 | 1 | 0 | 0 | 0 | 0 | 0 | 0 | 0 | OPEN | node_1394902_563_15292050_64 | BN | 8101604
load_220331339 |  | 0 | R | 0 | 0 | 0 | 0 | 0 | 0 | 0 | 0 | 0 | 0 | 0 | 0+0j | 0 | 0 | 0+0j | 0 | 0 | 0+0j | 0 | 0 | 0+0j | 0 | 0 | 0+0j | 0 | 0 | 0+0j | 0 | 0 | 0+0j | 0 | 0 | 0+0j | 6554.4 | 2792.163 | 6554.4+2792.163j | 0 | 0 | 0 | 0 | 0 | 0 | 0 | 0 | 0 | 0 | 0 | 0 | 0 | 0 | 0 | 0 | 0 | 0 | 1 | 0 | 0 | 1 | 0 | 0 | 0 | 0 | 0 | 0 | 0 | OPEN | node_1394894_608_15292102_279 | CN | 8101604
load_220332797 |  | 0 | C | 0 | 0 | 0 | 0 | 0 | 0 | 0 | 0 | 0 | 0 | 0 | 0+0j | 0 | 0 | 0+0j | 0 | 0 | 0+0j | 0 | 0 | 0+0j | 0 | 0 | 0+0j | 0 | 0 | 0+0j | 15000 | 6389.973 | 15000+6389.973j | 0 | 0 | 0+0j | 0 | 0 | 0+0j | 0 | 0 | 0 | 0 | 0 | 0 | 0 | 0 | 0 | 0 | 0 | 0 | 0 | 0 | 0 | 0 | 0 | 0 | 1 | 0 | 0 | 1 | 0 | 0 | 0 | 0 | 0 | 0 | 0 | OPEN | node_1396801_992_15295660_656 | AN | 8101604
load_220332798 |  | 0 | C | 0 | 0 | 0 | 0 | 0 | 0 | 0 | 0 | 0 | 0 | 0 | 0+0j | 0 | 0 | 0+0j | 0 | 0 | 0+0j | 0 | 0 | 0+0j | 0 | 0 | 0+0j | 0 | 0 | 0+0j | 22666.667 | 9655.96 | 22666.667+9655.96j | 0 | 0 | 0+0j | 0 | 0 | 0+0j | 0 | 0 | 0 | 0 | 0 | 0 | 0 | 0 | 0 | 0 | 0 | 0 | 0 | 0 | 0 | 0 | 0 | 0 | 1 | 0 | 0 | 1 | 0 | 0 | 0 | 0 | 0 | 0 | 0 | OPEN | node_1396906_81_15295877_748 | AN | 8101604
load_220332799 |  | 0 | C | 0 | 0 | 0 | 0 | 0 | 0 | 0 | 0 | 0 | 0 | 0 | 0+0j | 0 | 0 | 0+0j | 0 | 0 | 0+0j | 0 | 0 | 0+0j | 0 | 0 | 0+0j | 0 | 0 | 0+0j | 0 | 0 | 0+0j | 22666.667 | 9655.96 | 22666.667+9655.96j | 0 | 0 | 0+0j | 0 | 0 | 0 | 0 | 0 | 0 | 0 | 0 | 0 | 0 | 0 | 0 | 0 | 0 | 0 | 0 | 0 | 0 | 1 | 0 | 0 | 1 | 0 | 0 | 0 | 0 | 0 | 0 | 0 | OPEN | node_1396904_614_15295904_192 | BN | 8101604
load_220332800 |  | 0 | C | 0 | 0 | 0 | 0 | 0 | 0 | 0 | 0 | 0 | 0 | 0 | 0+0j | 0 | 0 | 0+0j | 0 | 0 | 0+0j | 0 | 0 | 0+0j | 0 | 0 | 0+0j | 0 | 0 | 0+0j | 0 | 0 | 0+0j | 0 | 0 | 0+0j | 22666.667 | 9655.96 | 22666.667+9655.96j | 0 | 0 | 0 | 0 | 0 | 0 | 0 | 0 | 0 | 0 | 0 | 0 | 0 | 0 | 0 | 0 | 0 | 0 | 1 | 0 | 0 | 1 | 0 | 0 | 0 | 0 | 0 | 0 | 0 | OPEN | node_1396903_832_15295851_397 | CN | 8101604
load_220332816 |  | 0 | C | 0 | 0 | 0 | 0 | 0 | 0 | 0 | 0 | 0 | 0 | 0 | 0+0j | 0 | 0 | 0+0j | 0 | 0 | 0+0j | 0 | 0 | 0+0j | 0 | 0 | 0+0j | 0 | 0 | 0+0j | 10333.333 | 4401.981 | 10333.333+4401.981j | 0 | 0 | 0+0j | 0 | 0 | 0+0j | 0 | 0 | 0 | 0 | 0 | 0 | 0 | 0 | 0 | 0 | 0 | 0 | 0 | 0 | 0 | 0 | 0 | 0 | 1 | 0 | 0 | 1 | 0 | 0 | 0 | 0 | 0 | 0 | 0 | OPEN | node_1396876_243_15296108_479 | AN | 8101604
load_220332817 |  | 0 | C | 0 | 0 | 0 | 0 | 0 | 0 | 0 | 0 | 0 | 0 | 0 | 0+0j | 0 | 0 | 0+0j | 0 | 0 | 0+0j | 0 | 0 | 0+0j | 0 | 0 | 0+0j | 0 | 0 | 0+0j | 0 | 0 | 0+0j | 10333.333 | 4401.981 | 10333.333+4401.981j | 0 | 0 | 0+0j | 0 | 0 | 0 | 0 | 0 | 0 | 0 | 0 | 0 | 0 | 0 | 0 | 0 | 0 | 0 | 0 | 0 | 0 | 1 | 0 | 0 | 1 | 0 | 0 | 0 | 0 | 0 | 0 | 0 | OPEN | node_1396856_444_15296106_845 | BN | 8101604
load_220332818 |  | 0 | C | 0 | 0 | 0 | 0 | 0 | 0 | 0 | 0 | 0 | 0 | 0 | 0+0j | 0 | 0 | 0+0j | 0 | 0 | 0+0j | 0 | 0 | 0+0j | 0 | 0 | 0+0j | 0 | 0 | 0+0j | 0 | 0 | 0+0j | 0 | 0 | 0+0j | 10333.333 | 4401.981 | 10333.333+4401.981j | 0 | 0 | 0 | 0 | 0 | 0 | 0 | 0 | 0 | 0 | 0 | 0 | 0 | 0 | 0 | 0 | 0 | 0 | 1 | 0 | 0 | 1 | 0 | 0 | 0 | 0 | 0 | 0 | 0 | OPEN | node_1396895_65_15296103_178 | CN | 8101604
load_220333003 |  | 0 | C | 0 | 0 | 0 | 0 | 0 | 0 | 0 | 0 | 0 | 0 | 0 | 0+0j | 0 | 0 | 0+0j | 0 | 0 | 0+0j | 0 | 0 | 0+0j | 0 | 0 | 0+0j | 0 | 0 | 0+0j | 6666.667 | 2839.988 | 6666.667+2839.988j | 0 | 0 | 0+0j | 0 | 0 | 0+0j | 0 | 0 | 0 | 0 | 0 | 0 | 0 | 0 | 0 | 0 | 0 | 0 | 0 | 0 | 0 | 0 | 0 | 0 | 1 | 0 | 0 | 1 | 0 | 0 | 0 | 0 | 0 | 0 | 0 | OPEN | node_1395192_222_15293799_371 | AN | 8101604
load_220333004 |  | 0 | C | 0 | 0 | 0 | 0 | 0 | 0 | 0 | 0 | 0 | 0 | 0 | 0+0j | 0 | 0 | 0+0j | 0 | 0 | 0+0j | 0 | 0 | 0+0j | 0 | 0 | 0+0j | 0 | 0 | 0+0j | 0 | 0 | 0+0j | 6666.667 | 2839.988 | 6666.667+2839.988j | 0 | 0 | 0+0j | 0 | 0 | 0 | 0 | 0 | 0 | 0 | 0 | 0 | 0 | 0 | 0 | 0 | 0 | 0 | 0 | 0 | 0 | 1 | 0 | 0 | 1 | 0 | 0 | 0 | 0 | 0 | 0 | 0 | OPEN | node_1395173_595_15293804_547 | BN | 8101604
load_220333005 |  | 0 | C | 0 | 0 | 0 | 0 | 0 | 0 | 0 | 0 | 0 | 0 | 0 | 0+0j | 0 | 0 | 0+0j | 0 | 0 | 0+0j | 0 | 0 | 0+0j | 0 | 0 | 0+0j | 0 | 0 | 0+0j | 0 | 0 | 0+0j | 0 | 0 | 0+0j | 6666.667 | 2839.988 | 6666.667+2839.988j | 0 | 0 | 0 | 0 | 0 | 0 | 0 | 0 | 0 | 0 | 0 | 0 | 0 | 0 | 0 | 0 | 0 | 0 | 1 | 0 | 0 | 1 | 0 | 0 | 0 | 0 | 0 | 0 | 0 | OPEN | node_1395209_503_15293790_504 | CN | 8101604
load_220333006 |  | 0 | C | 0 | 0 | 0 | 0 | 0 | 0 | 0 | 0 | 0 | 0 | 0 | 0+0j | 0 | 0 | 0+0j | 0 | 0 | 0+0j | 0 | 0 | 0+0j | 0 | 0 | 0+0j | 0 | 0 | 0+0j | 32333.333 | 13773.942 | 32333.333+13773.942j | 0 | 0 | 0+0j | 0 | 0 | 0+0j | 0 | 0 | 0 | 0 | 0 | 0 | 0 | 0 | 0 | 0 | 0 | 0 | 0 | 0 | 0 | 0 | 0 | 0 | 1 | 0 | 0 | 1 | 0 | 0 | 0 | 0 | 0 | 0 | 0 | OPEN | node_1395080_233_15293801_199 | AN | 8101604
load_220333007 |  | 0 | C | 0 | 0 | 0 | 0 | 0 | 0 | 0 | 0 | 0 | 0 | 0 | 0+0j | 0 | 0 | 0+0j | 0 | 0 | 0+0j | 0 | 0 | 0+0j | 0 | 0 | 0+0j | 0 | 0 | 0+0j | 0 | 0 | 0+0j | 32333.333 | 13773.942 | 32333.333+13773.942j | 0 | 0 | 0+0j | 0 | 0 | 0 | 0 | 0 | 0 | 0 | 0 | 0 | 0 | 0 | 0 | 0 | 0 | 0 | 0 | 0 | 0 | 1 | 0 | 0 | 1 | 0 | 0 | 0 | 0 | 0 | 0 | 0 | OPEN | node_1395061_32_15293793_033 | BN | 8101604
load_220333008 |  | 0 | C | 0 | 0 | 0 | 0 | 0 | 0 | 0 | 0 | 0 | 0 | 0 | 0+0j | 0 | 0 | 0+0j | 0 | 0 | 0+0j | 0 | 0 | 0+0j | 0 | 0 | 0+0j | 0 | 0 | 0+0j | 0 | 0 | 0+0j | 0 | 0 | 0+0j | 32333.333 | 13773.942 | 32333.333+13773.942j | 0 | 0 | 0 | 0 | 0 | 0 | 0 | 0 | 0 | 0 | 0 | 0 | 0 | 0 | 0 | 0 | 0 | 0 | 1 | 0 | 0 | 1 | 0 | 0 | 0 | 0 | 0 | 0 | 0 | OPEN | node_1395044_594_15293778_586 | CN | 8101604
load_220333009 |  | 0 | C | 0 | 0 | 0 | 0 | 0 | 0 | 0 | 0 | 0 | 0 | 0 | 0+0j | 0 | 0 | 0+0j | 0 | 0 | 0+0j | 0 | 0 | 0+0j | 0 | 0 | 0+0j | 0 | 0 | 0+0j | 3000 | 1277.995 | 3000+1277.995j | 0 | 0 | 0+0j | 0 | 0 | 0+0j | 0 | 0 | 0 | 0 | 0 | 0 | 0 | 0 | 0 | 0 | 0 | 0 | 0 | 0 | 0 | 0 | 0 | 0 | 1 | 0 | 0 | 1 | 0 | 0 | 0 | 0 | 0 | 0 | 0 | OPEN | node_1394868_519_15293605_866 | AN | 8101604
load_220333010 |  | 0 | R | 0 | 0 | 0 | 0 | 0 | 0 | 0 | 0 | 0 | 0 | 0 | 0+0j | 0 | 0 | 0+0j | 0 | 0 | 0+0j | 0 | 0 | 0+0j | 0 | 0 | 0+0j | 0 | 0 | 0+0j | 11916 | 5076.195 | 11916+5076.195j | 0 | 0 | 0+0j | 0 | 0 | 0+0j | 0 | 0 | 0 | 0 | 0 | 0 | 0 | 0 | 0 | 0 | 0 | 0 | 0 | 0 | 0 | 0 | 0 | 0 | 1 | 0 | 0 | 1 | 0 | 0 | 0 | 0 | 0 | 0 | 0 | OPEN | node_1394865_23_15293590_91 | AN | 8101604
load_220333012 |  | 0 | R | 0 | 0 | 0 | 0 | 0 | 0 | 0 | 0 | 0 | 0 | 0 | 0+0j | 0 | 0 | 0+0j | 0 | 0 | 0+0j | 0 | 0 | 0+0j | 0 | 0 | 0+0j | 0 | 0 | 0+0j | 5145.6 | 2192.016 | 5145.6+2192.016j | 0 | 0 | 0+0j | 0 | 0 | 0+0j | 0 | 0 | 0 | 0 | 0 | 0 | 0 | 0 | 0 | 0 | 0 | 0 | 0 | 0 | 0 | 0 | 0 | 0 | 1 | 0 | 0 | 1 | 0 | 0 | 0 | 0 | 0 | 0 | 0 | OPEN | node_1394252_114_15293324_101 | AN | 8101604
load_220333013 |  | 0 | R | 0 | 0 | 0 | 0 | 0 | 0 | 0 | 0 | 0 | 0 | 0 | 0+0j | 0 | 0 | 0+0j | 0 | 0 | 0+0j | 0 | 0 | 0+0j | 0 | 0 | 0+0j | 0 | 0 | 0+0j | 0 | 0 | 0+0j | 5145.6 | 2192.016 | 5145.6+2192.016j | 0 | 0 | 0+0j | 0 | 0 | 0 | 0 | 0 | 0 | 0 | 0 | 0 | 0 | 0 | 0 | 0 | 0 | 0 | 0 | 0 | 0 | 1 | 0 | 0 | 1 | 0 | 0 | 0 | 0 | 0 | 0 | 0 | OPEN | node_1394274_153_15293332_536 | BN | 8101604
load_220333014 |  | 0 | C | 0 | 0 | 0 | 0 | 0 | 0 | 0 | 0 | 0 | 0 | 0 | 0+0j | 0 | 0 | 0+0j | 0 | 0 | 0+0j | 0 | 0 | 0+0j | 0 | 0 | 0+0j | 0 | 0 | 0+0j | 0 | 0 | 0+0j | 0 | 0 | 0+0j | 3333.333 | 1419.994 | 3333.333+1419.994j | 0 | 0 | 0 | 0 | 0 | 0 | 0 | 0 | 0 | 0 | 0 | 0 | 0 | 0 | 0 | 0 | 0 | 0 | 1 | 0 | 0 | 1 | 0 | 0 | 0 | 0 | 0 | 0 | 0 | OPEN | node_1394234_031_15293323_427 | CN | 8101604
load_220333015 |  | 0 | C | 0 | 0 | 0 | 0 | 0 | 0 | 0 | 0 | 0 | 0 | 0 | 0+0j | 0 | 0 | 0+0j | 0 | 0 | 0+0j | 0 | 0 | 0+0j | 0 | 0 | 0+0j | 0 | 0 | 0+0j | 5421.6 | 2309.592 | 5421.6+2309.592j | 0 | 0 | 0+0j | 0 | 0 | 0+0j | 0 | 0 | 0 | 0 | 0 | 0 | 0 | 0 | 0 | 0 | 0 | 0 | 0 | 0 | 0 | 0 | 0 | 0 | 1 | 0 | 0 | 1 | 0 | 0 | 0 | 0 | 0 | 0 | 0 | OPEN | node_1395875_727_15293867_282 | AN | 8101604
load_220333016 |  | 0 | C | 0 | 0 | 0 | 0 | 0 | 0 | 0 | 0 | 0 | 0 | 0 | 0+0j | 0 | 0 | 0+0j | 0 | 0 | 0+0j | 0 | 0 | 0+0j | 0 | 0 | 0+0j | 0 | 0 | 0+0j | 5421.6 | 2309.592 | 5421.6+2309.592j | 0 | 0 | 0+0j | 0 | 0 | 0+0j | 0 | 0 | 0 | 0 | 0 | 0 | 0 | 0 | 0 | 0 | 0 | 0 | 0 | 0 | 0 | 0 | 0 | 0 | 1 | 0 | 0 | 1 | 0 | 0 | 0 | 0 | 0 | 0 | 0 | OPEN | node_1395893_567_15293879_061 | AN | 8101604
load_220333017 |  | 0 | C | 0 | 0 | 0 | 0 | 0 | 0 | 0 | 0 | 0 | 0 | 0 | 0+0j | 0 | 0 | 0+0j | 0 | 0 | 0+0j | 0 | 0 | 0+0j | 0 | 0 | 0+0j | 0 | 0 | 0+0j | 1000 | 425.998 | 1000+425.998j | 0 | 0 | 0+0j | 0 | 0 | 0+0j | 0 | 0 | 0 | 0 | 0 | 0 | 0 | 0 | 0 | 0 | 0 | 0 | 0 | 0 | 0 | 0 | 0 | 0 | 1 | 0 | 0 | 1 | 0 | 0 | 0 | 0 | 0 | 0 | 0 | OPEN | node_1395374_115_15293901_3 | AN | 8101604
load_220333018 |  | 0 | R | 0 | 0 | 0 | 0 | 0 | 0 | 0 | 0 | 0 | 0 | 0 | 0+0j | 0 | 0 | 0+0j | 0 | 0 | 0+0j | 0 | 0 | 0+0j | 0 | 0 | 0+0j | 0 | 0 | 0+0j | 5450.4 | 2321.861 | 5450.4+2321.861j | 0 | 0 | 0+0j | 0 | 0 | 0+0j | 0 | 0 | 0 | 0 | 0 | 0 | 0 | 0 | 0 | 0 | 0 | 0 | 0 | 0 | 0 | 0 | 0 | 0 | 1 | 0 | 0 | 1 | 0 | 0 | 0 | 0 | 0 | 0 | 0 | OPEN | node_1395357_696_15293886_228 | AN | 8101604
load_220431783 |  | 0 | C | 0 | 0 | 0 | 0 | 0 | 0 | 0 | 0 | 0 | 0 | 0 | 0+0j | 0 | 0 | 0+0j | 0 | 0 | 0+0j | 0 | 0 | 0+0j | 0 | 0 | 0+0j | 0 | 0 | 0+0j | 0 | 0 | 0+0j | 173500 | 73910.69 | 173500+73910.69j | 0 | 0 | 0+0j | 0 | 0 | 0 | 0 | 0 | 0 | 0 | 0 | 0 | 0 | 0 | 0 | 0 | 0 | 0 | 0 | 0 | 0 | 1 | 0 | 0 | 1 | 0 | 0 | 0 | 0 | 0 | 0 | 0 | OPEN | node_1397336_673_15294654_026 | BN | 8101604
load_220431784 |  | 0 | C | 0 | 0 | 0 | 0 | 0 | 0 | 0 | 0 | 0 | 0 | 0 | 0+0j | 0 | 0 | 0+0j | 0 | 0 | 0+0j | 0 | 0 | 0+0j | 0 | 0 | 0+0j | 0 | 0 | 0+0j | 0 | 0 | 0+0j | 0 | 0 | 0+0j | 173500 | 73910.69 | 173500+73910.69j | 0 | 0 | 0 | 0 | 0 | 0 | 0 | 0 | 0 | 0 | 0 | 0 | 0 | 0 | 0 | 0 | 0 | 0 | 1 | 0 | 0 | 1 | 0 | 0 | 0 | 0 | 0 | 0 | 0 | OPEN | node_1397355_656_15294661_885 | CN | 8101604
load_220466220 |  | 0 | C | 0 | 0 | 0 | 0 | 0 | 0 | 0 | 0 | 0 | 0 | 0 | 0+0j | 0 | 0 | 0+0j | 0 | 0 | 0+0j | 0 | 0 | 0+0j | 0 | 0 | 0+0j | 0 | 0 | 0+0j | 561.6 | 239.241 | 561.6+239.241j | 0 | 0 | 0+0j | 0 | 0 | 0+0j | 0 | 0 | 0 | 0 | 0 | 0 | 0 | 0 | 0 | 0 | 0 | 0 | 0 | 0 | 0 | 0 | 0 | 0 | 1 | 0 | 0 | 1 | 0 | 0 | 0 | 0 | 0 | 0 | 0 | OPEN | node_1396498_245_15295138_923 | AN | 8101604
load_220466221 |  | 0 | C | 0 | 0 | 0 | 0 | 0 | 0 | 0 | 0 | 0 | 0 | 0 | 0+0j | 0 | 0 | 0+0j | 0 | 0 | 0+0j | 0 | 0 | 0+0j | 0 | 0 | 0+0j | 0 | 0 | 0+0j | 0 | 0 | 0+0j | 561.6 | 239.241 | 561.6+239.241j | 0 | 0 | 0+0j | 0 | 0 | 0 | 0 | 0 | 0 | 0 | 0 | 0 | 0 | 0 | 0 | 0 | 0 | 0 | 0 | 0 | 0 | 1 | 0 | 0 | 1 | 0 | 0 | 0 | 0 | 0 | 0 | 0 | OPEN | node_1396502_405_15295112_924 | BN | 8101604
load_220466222 |  | 0 | C | 0 | 0 | 0 | 0 | 0 | 0 | 0 | 0 | 0 | 0 | 0 | 0+0j | 0 | 0 | 0+0j | 0 | 0 | 0+0j | 0 | 0 | 0+0j | 0 | 0 | 0+0j | 0 | 0 | 0+0j | 0 | 0 | 0+0j | 0 | 0 | 0+0j | 561.6 | 239.241 | 561.6+239.241j | 0 | 0 | 0 | 0 | 0 | 0 | 0 | 0 | 0 | 0 | 0 | 0 | 0 | 0 | 0 | 0 | 0 | 0 | 1 | 0 | 0 | 1 | 0 | 0 | 0 | 0 | 0 | 0 | 0 | OPEN | node_1396499_245_15295165_525 | CN | 8101604
load_220467274 |  | 0 | C | 0 | 0 | 0 | 0 | 0 | 0 | 0 | 0 | 0 | 0 | 0 | 0+0j | 0 | 0 | 0+0j | 0 | 0 | 0+0j | 0 | 0 | 0+0j | 0 | 0 | 0+0j | 0 | 0 | 0+0j | 0 | 0 | 0+0j | 0 | 0 | 0+0j | 0 | 0 | 0+0j | 0 | 0 | 0 | 0 | 0 | 0 | 0 | 0 | 0 | 0 | 0 | 0 | 0 | 0 | 0 | 0 | 0 | 0 | 1 | 0 | 0 | 1 | 0 | 0 | 0 | 0 | 0 | 0 | 0 | OPEN | node_1394615_58_15292719_837 | CN | 8101604
load_220467276 |  | 0 | C | 0 | 0 | 0 | 0 | 0 | 0 | 0 | 0 | 0 | 0 | 0 | 0+0j | 0 | 0 | 0+0j | 0 | 0 | 0+0j | 0 | 0 | 0+0j | 0 | 0 | 0+0j | 0 | 0 | 0+0j | 0 | 0 | 0+0j | 0 | 0 | 0+0j | 0 | 0 | 0+0j | 0 | 0 | 0 | 0 | 0 | 0 | 0 | 0 | 0 | 0 | 0 | 0 | 0 | 0 | 0 | 0 | 0 | 0 | 1 | 0 | 0 | 1 | 0 | 0 | 0 | 0 | 0 | 0 | 0 | OPEN | node_1394604_931_15292734_232 | BN | 8101604
load_220467277 |  | 0 | C | 0 | 0 | 0 | 0 | 0 | 0 | 0 | 0 | 0 | 0 | 0 | 0+0j | 0 | 0 | 0+0j | 0 | 0 | 0+0j | 0 | 0 | 0+0j | 0 | 0 | 0+0j | 0 | 0 | 0+0j | 0 | 0 | 0+0j | 0 | 0 | 0+0j | 0 | 0 | 0+0j | 0 | 0 | 0 | 0 | 0 | 0 | 0 | 0 | 0 | 0 | 0 | 0 | 0 | 0 | 0 | 0 | 0 | 0 | 1 | 0 | 0 | 1 | 0 | 0 | 0 | 0 | 0 | 0 | 0 | OPEN | node_1394604_904_15292762_787 | AN | 8101604
load_220526833 |  | 0 | C | 0 | 0 | 0 | 0 | 0 | 0 | 0 | 0 | 0 | 0 | 0 | 0+0j | 0 | 0 | 0+0j | 0 | 0 | 0+0j | 0 | 0 | 0+0j | 0 | 0 | 0+0j | 0 | 0 | 0+0j | 74000 | 31523.868 | 74000+31523.868j | 74000 | 31523.868 | 74000+31523.868j | 74000 | 31523.868 | 74000+31523.868j | 0 | 0 | 0 | 0 | 0 | 0 | 0 | 0 | 0 | 0 | 0 | 0 | 0 | 0 | 0 | 0 | 0 | 0 | 1 | 0 | 0 | 1 | 0 | 0 | 0 | 0 | 0 | 0 | 0 | OPEN | node_1395258_744_15292260_413 | ABCN | 8101604
load_220535570 |  | 0 | C | 0 | 0 | 0 | 0 | 0 | 0 | 0 | 0 | 0 | 0 | 0 | 0+0j | 0 | 0 | 0+0j | 0 | 0 | 0+0j | 0 | 0 | 0+0j | 0 | 0 | 0+0j | 0 | 0 | 0+0j | 25000 | 10649.955 | 25000+10649.955j | 0 | 0 | 0+0j | 0 | 0 | 0+0j | 0 | 0 | 0 | 0 | 0 | 0 | 0 | 0 | 0 | 0 | 0 | 0 | 0 | 0 | 0 | 0 | 0 | 0 | 1 | 0 | 0 | 1 | 0 | 0 | 0 | 0 | 0 | 0 | 0 | OPEN | node_1395397_097_15292855_852 | AN | 8101604
load_220638543 |  | 0 | R | 0 | 0 | 0 | 0 | 0 | 0 | 0 | 0 | 0 | 0 | 0 | 0+0j | 0 | 0 | 0+0j | 0 | 0 | 0+0j | 0 | 0 | 0+0j | 0 | 0 | 0+0j | 0 | 0 | 0+0j | 24156 | 10290.413 | 24156+10290.413j | 0 | 0 | 0+0j | 0 | 0 | 0+0j | 0 | 0 | 0 | 0 | 0 | 0 | 0 | 0 | 0 | 0 | 0 | 0 | 0 | 0 | 0 | 0 | 0 | 0 | 1 | 0 | 0 | 1 | 0 | 0 | 0 | 0 | 0 | 0 | 0 | OPEN | node_1395179_955_15291905_578 | AN | 8101604
load_220638554 |  | 0 | C | 0 | 0 | 0 | 0 | 0 | 0 | 0 | 0 | 0 | 0 | 0 | 0+0j | 0 | 0 | 0+0j | 0 | 0 | 0+0j | 0 | 0 | 0+0j | 0 | 0 | 0+0j | 0 | 0 | 0+0j | 4500 | 1916.992 | 4500+1916.992j | 0 | 0 | 0+0j | 0 | 0 | 0+0j | 0 | 0 | 0 | 0 | 0 | 0 | 0 | 0 | 0 | 0 | 0 | 0 | 0 | 0 | 0 | 0 | 0 | 0 | 1 | 0 | 0 | 1 | 0 | 0 | 0 | 0 | 0 | 0 | 0 | OPEN | node_1395163_27_15291891_042 | AN | 8101604
load_220653824 |  | 0 | C | 0 | 0 | 0 | 0 | 0 | 0 | 0 | 0 | 0 | 0 | 0 | 0+0j | 0 | 0 | 0+0j | 0 | 0 | 0+0j | 0 | 0 | 0+0j | 0 | 0 | 0+0j | 0 | 0 | 0+0j | 6000 | 2555.989 | 6000+2555.989j | 0 | 0 | 0+0j | 0 | 0 | 0+0j | 0 | 0 | 0 | 0 | 0 | 0 | 0 | 0 | 0 | 0 | 0 | 0 | 0 | 0 | 0 | 0 | 0 | 0 | 1 | 0 | 0 | 1 | 0 | 0 | 0 | 0 | 0 | 0 | 0 | OPEN | node_1397406_765_15294708_823 | AN | 8101604
load_220653825 |  | 0 | C | 0 | 0 | 0 | 0 | 0 | 0 | 0 | 0 | 0 | 0 | 0 | 0+0j | 0 | 0 | 0+0j | 0 | 0 | 0+0j | 0 | 0 | 0+0j | 0 | 0 | 0+0j | 0 | 0 | 0+0j | 0 | 0 | 0+0j | 6000 | 2555.989 | 6000+2555.989j | 0 | 0 | 0+0j | 0 | 0 | 0 | 0 | 0 | 0 | 0 | 0 | 0 | 0 | 0 | 0 | 0 | 0 | 0 | 0 | 0 | 0 | 1 | 0 | 0 | 1 | 0 | 0 | 0 | 0 | 0 | 0 | 0 | OPEN | node_1397387_115_15294705_074 | BN | 8101604
load_220653826 |  | 0 | C | 0 | 0 | 0 | 0 | 0 | 0 | 0 | 0 | 0 | 0 | 0 | 0+0j | 0 | 0 | 0+0j | 0 | 0 | 0+0j | 0 | 0 | 0+0j | 0 | 0 | 0+0j | 0 | 0 | 0+0j | 0 | 0 | 0+0j | 0 | 0 | 0+0j | 6000 | 2555.989 | 6000+2555.989j | 0 | 0 | 0 | 0 | 0 | 0 | 0 | 0 | 0 | 0 | 0 | 0 | 0 | 0 | 0 | 0 | 0 | 0 | 1 | 0 | 0 | 1 | 0 | 0 | 0 | 0 | 0 | 0 | 0 | OPEN | node_1397426_436_15294705_622 | CN | 8101604
load_310004584 |  | 0 | R | 0 | 0 | 0 | 0 | 0 | 0 | 0 | 0 | 0 | 0 | 0 | 0+0j | 0 | 0 | 0+0j | 0 | 0 | 0+0j | 0 | 0 | 0+0j | 0 | 0 | 0+0j | 0 | 0 | 0+0j | 31399.2 | 13376.003 | 31399.2+13376.003j | 0 | 0 | 0+0j | 0 | 0 | 0+0j | 0 | 0 | 0 | 0 | 0 | 0 | 0 | 0 | 0 | 0 | 0 | 0 | 0 | 0 | 0 | 0 | 0 | 0 | 1 | 0 | 0 | 1 | 0 | 0 | 0 | 0 | 0 | 0 | 0 | OPEN | node_1394358_108_15293483_176 | AN | 8101604
load_310006954 |  | 0 | C | 0 | 0 | 0 | 0 | 0 | 0 | 0 | 0 | 0 | 0 | 0 | 0+0j | 0 | 0 | 0+0j | 0 | 0 | 0+0j | 0 | 0 | 0+0j | 0 | 0 | 0+0j | 0 | 0 | 0+0j | 9333.333 | 3975.983 | 9333.333+3975.983j | 0 | 0 | 0+0j | 0 | 0 | 0+0j | 0 | 0 | 0 | 0 | 0 | 0 | 0 | 0 | 0 | 0 | 0 | 0 | 0 | 0 | 0 | 0 | 0 | 0 | 1 | 0 | 0 | 1 | 0 | 0 | 0 | 0 | 0 | 0 | 0 | OPEN | node_1396197_356_15294455_169 | AN | 8101604
load_310006955 |  | 0 | C | 0 | 0 | 0 | 0 | 0 | 0 | 0 | 0 | 0 | 0 | 0 | 0+0j | 0 | 0 | 0+0j | 0 | 0 | 0+0j | 0 | 0 | 0+0j | 0 | 0 | 0+0j | 0 | 0 | 0+0j | 0 | 0 | 0+0j | 9333.333 | 3975.983 | 9333.333+3975.983j | 0 | 0 | 0+0j | 0 | 0 | 0 | 0 | 0 | 0 | 0 | 0 | 0 | 0 | 0 | 0 | 0 | 0 | 0 | 0 | 0 | 0 | 1 | 0 | 0 | 1 | 0 | 0 | 0 | 0 | 0 | 0 | 0 | OPEN | node_1396188_33_15294431_384 | BN | 8101604
load_310006956 |  | 0 | C | 0 | 0 | 0 | 0 | 0 | 0 | 0 | 0 | 0 | 0 | 0 | 0+0j | 0 | 0 | 0+0j | 0 | 0 | 0+0j | 0 | 0 | 0+0j | 0 | 0 | 0+0j | 0 | 0 | 0+0j | 0 | 0 | 0+0j | 0 | 0 | 0+0j | 9333.333 | 3975.983 | 9333.333+3975.983j | 0 | 0 | 0 | 0 | 0 | 0 | 0 | 0 | 0 | 0 | 0 | 0 | 0 | 0 | 0 | 0 | 0 | 0 | 1 | 0 | 0 | 1 | 0 | 0 | 0 | 0 | 0 | 0 | 0 | OPEN | node_1396210_644_15294475_046 | CN | 8101604
load_310049564 |  | 0 | C | 0 | 0 | 0 | 0 | 0 | 0 | 0 | 0 | 0 | 0 | 0 | 0+0j | 0 | 0 | 0+0j | 0 | 0 | 0+0j | 0 | 0 | 0+0j | 0 | 0 | 0+0j | 0 | 0 | 0+0j | 12787.2 | 5447.324 | 12787.2+5447.324j | 0 | 0 | 0+0j | 0 | 0 | 0+0j | 0 | 0 | 0 | 0 | 0 | 0 | 0 | 0 | 0 | 0 | 0 | 0 | 0 | 0 | 0 | 0 | 0 | 0 | 1 | 0 | 0 | 1 | 0 | 0 | 0 | 0 | 0 | 0 | 0 | OPEN | node_1395576_206_15292603_616 | AN | 8101604
load_310059316 |  | 0 | C | 0 | 0 | 0 | 0 | 0 | 0 | 0 | 0 | 0 | 0 | 0 | 0+0j | 0 | 0 | 0+0j | 0 | 0 | 0+0j | 0 | 0 | 0+0j | 0 | 0 | 0+0j | 0 | 0 | 0+0j | 2000 | 851.996 | 2000+851.996j | 0 | 0 | 0+0j | 0 | 0 | 0+0j | 0 | 0 | 0 | 0 | 0 | 0 | 0 | 0 | 0 | 0 | 0 | 0 | 0 | 0 | 0 | 0 | 0 | 0 | 1 | 0 | 0 | 1 | 0 | 0 | 0 | 0 | 0 | 0 | 0 | OPEN | node_1396398_57_15294793_805 | AN | 8101604
load_310060377 |  | 0 | R | 0 | 0 | 0 | 0 | 0 | 0 | 0 | 0 | 0 | 0 | 0 | 0+0j | 0 | 0 | 0+0j | 0 | 0 | 0+0j | 0 | 0 | 0+0j | 0 | 0 | 0+0j | 0 | 0 | 0+0j | 70250.4 | 29926.545 | 70250.4+29926.545j | 0 | 0 | 0+0j | 0 | 0 | 0+0j | 0 | 0 | 0 | 0 | 0 | 0 | 0 | 0 | 0 | 0 | 0 | 0 | 0 | 0 | 0 | 0 | 0 | 0 | 1 | 0 | 0 | 1 | 0 | 0 | 0 | 0 | 0 | 0 | 0 | OPEN | node_1394870_845_15292321_108 | AN | 8101604
load_311883432 |  | 0 | C | 0 | 0 | 0 | 0 | 0 | 0 | 0 | 0 | 0 | 0 | 0 | 0+0j | 0 | 0 | 0+0j | 0 | 0 | 0+0j | 0 | 0 | 0+0j | 0 | 0 | 0+0j | 0 | 0 | 0+0j | 20666.667 | 8803.963 | 20666.667+8803.963j | 0 | 0 | 0+0j | 0 | 0 | 0+0j | 0 | 0 | 0 | 0 | 0 | 0 | 0 | 0 | 0 | 0 | 0 | 0 | 0 | 0 | 0 | 0 | 0 | 0 | 1 | 0 | 0 | 1 | 0 | 0 | 0 | 0 | 0 | 0 | 0 | OPEN | node_1396785_939_15296358_636 | AN | 8101604
load_311892822 |  | 0 | C | 0 | 0 | 0 | 0 | 0 | 0 | 0 | 0 | 0 | 0 | 0 | 0+0j | 0 | 0 | 0+0j | 0 | 0 | 0+0j | 0 | 0 | 0+0j | 0 | 0 | 0+0j | 0 | 0 | 0+0j | 0 | 0 | 0+0j | 20666.667 | 8803.963 | 20666.667+8803.963j | 0 | 0 | 0+0j | 0 | 0 | 0 | 0 | 0 | 0 | 0 | 0 | 0 | 0 | 0 | 0 | 0 | 0 | 0 | 0 | 0 | 0 | 1 | 0 | 0 | 1 | 0 | 0 | 0 | 0 | 0 | 0 | 0 | OPEN | node_1396785_593_15296353_337 | BN | 8101604
load_311892823 |  | 0 | C | 0 | 0 | 0 | 0 | 0 | 0 | 0 | 0 | 0 | 0 | 0 | 0+0j | 0 | 0 | 0+0j | 0 | 0 | 0+0j | 0 | 0 | 0+0j | 0 | 0 | 0+0j | 0 | 0 | 0+0j | 0 | 0 | 0+0j | 0 | 0 | 0+0j | 20666.667 | 8803.963 | 20666.667+8803.963j | 0 | 0 | 0 | 0 | 0 | 0 | 0 | 0 | 0 | 0 | 0 | 0 | 0 | 0 | 0 | 0 | 0 | 0 | 1 | 0 | 0 | 1 | 0 | 0 | 0 | 0 | 0 | 0 | 0 | OPEN | node_1396785_935_15296349_043 | CN | 8101604
load_312000244 |  | 0 | C | 0 | 0 | 0 | 0 | 0 | 0 | 0 | 0 | 0 | 0 | 0 | 0+0j | 0 | 0 | 0+0j | 0 | 0 | 0+0j | 0 | 0 | 0+0j | 0 | 0 | 0+0j | 0 | 0 | 0+0j | 5000 | 2129.991 | 5000+2129.991j | 0 | 0 | 0+0j | 0 | 0 | 0+0j | 0 | 0 | 0 | 0 | 0 | 0 | 0 | 0 | 0 | 0 | 0 | 0 | 0 | 0 | 0 | 0 | 0 | 0 | 1 | 0 | 0 | 1 | 0 | 0 | 0 | 0 | 0 | 0 | 0 | OPEN | node_1396475_54_15294553_793 | AN | 8101604

## OverheadLineConductor
Name | Diameter | GeometricMeanRadius | RatingSummerContinuous | RatingSummerEmergency | RatingWinterContinuous | RatingWinterEmergency | Feeder | Comments
oh_cond_1/0_AAAC | 0.398 | 0.012 | 235 | 235 | 310 | 310 | 8101604
oh_cond_1/0_ACSR | 0.398 | 0.012 | 265 | 265 | 330 | 330 | 8101604
oh_cond_1_CU | 0.328 | 0.01 | 230 | 230 | 325 | 325 | 8101604
oh_cond_2/0_CU | 0.414 | 0.013 | 295 | 295 | 425 | 425 | 8101604
oh_cond_2_CU | 0.292 | 0.009 | 190 | 190 | 270 | 270 | 8101604
oh_cond_4/0_AL | 0.522 | 0.016 | 365 | 365 | 480 | 480 | 8101604
oh_cond_4_CU | 0.232 | 0.007 | 140 | 140 | 200 | 200 | 8101604
oh_cond_477_MCM_AL | 0.792 | 0.025 | 605 | 605 | 810 | 810 | 8101604
oh_cond_WP-4/0-CU | 0.81 | 0.015 | 340 | 340 | 390 | 390 | 8101604

## OverheadLineConfiguration
Name | ConductorA | ConductorB | ConductorC | ConductorN | LineSpacing | Capacitance11 | Capacitance12 | Capacitance13 | Capacitance21 | Capacitance22 | Capacitance23 | Capacitance31 | Capacitance32 | Capacitance33 | Impedance11 | Impedance12 | Impedance13 | Impedance21 | Impedance22 | Impedance23 | Impedance31 | Impedance32 | Impedance33 | Feeder | Comments
bal_1P_1/0AA | oh_cond_1/0_AAAC | oh_cond_1/0_AAAC | oh_cond_1/0_AAAC |  |  | 12.796 | -3.172 | -3.172 | -3.172 | 12.796 | -3.172 | -3.172 | -3.172 | 12.796 | 0.972+1.499j | 0.095+0.781j | 0.095+0.781j | 0.095+0.781j | 0.972+1.499j | 0.095+0.781j | 0.095+0.781j | 0.095+0.781j | 0.972+1.499j | 8101604
bal_1P_1/0AC | oh_cond_1/0_ACSR | oh_cond_1/0_ACSR | oh_cond_1/0_ACSR |  |  | 12.796 | -3.172 | -3.172 | -3.172 | 12.796 | -3.172 | -3.172 | -3.172 | 12.796 | 0.983+1.218j | 0.095+0.781j | 0.095+0.781j | 0.095+0.781j | 0.983+1.218j | 0.095+0.781j | 0.095+0.781j | 0.095+0.781j | 0.983+1.218j | 8101604
bal_1P_1CU | oh_cond_1_CU | oh_cond_1_CU | oh_cond_1_CU |  |  | 12.411 | -3.024 | -3.024 | -3.024 | 12.411 | -3.024 | -3.024 | -3.024 | 12.411 | 0.794+1.516j | 0.095+0.781j | 0.095+0.781j | 0.095+0.781j | 0.794+1.516j | 0.095+0.781j | 0.095+0.781j | 0.095+0.781j | 0.794+1.516j | 8101604
bal_1P_4CU | oh_cond_4_CU | oh_cond_4_CU | oh_cond_4_CU |  |  | 11.78 | -2.785 | -2.785 | -2.785 | 11.78 | -2.785 | -2.785 | -2.785 | 11.78 | 1.483+1.565j | 0.095+0.781j | 0.095+0.781j | 0.095+0.781j | 1.483+1.565j | 0.095+0.781j | 0.095+0.781j | 0.095+0.781j | 1.483+1.565j | 8101604
bal_3P_1/0AA | oh_cond_1/0_AAAC | oh_cond_1/0_AAAC | oh_cond_1/0_AAAC |  |  | 12.796 | -3.172 | -3.172 | -3.172 | 12.796 | -3.172 | -3.172 | -3.172 | 12.796 | 0.972+1.499j | 0.095+0.781j | 0.095+0.781j | 0.095+0.781j | 0.972+1.499j | 0.095+0.781j | 0.095+0.781j | 0.095+0.781j | 0.972+1.499j | 8101604
bal_3P_1/0AC | oh_cond_1/0_ACSR | oh_cond_1/0_ACSR | oh_cond_1/0_ACSR |  |  | 12.796 | -3.172 | -3.172 | -3.172 | 12.796 | -3.172 | -3.172 | -3.172 | 12.796 | 0.983+1.497j | 0.095+0.781j | 0.095+0.781j | 0.095+0.781j | 0.983+1.497j | 0.095+0.781j | 0.095+0.781j | 0.095+0.781j | 0.983+1.497j | 8101604
bal_3P_1CU | oh_cond_1_CU | oh_cond_1_CU | oh_cond_1_CU |  |  | 12.411 | -3.024 | -3.024 | -3.024 | 12.411 | -3.024 | -3.024 | -3.024 | 12.411 | 0.794+1.516j | 0.095+0.781j | 0.095+0.781j | 0.095+0.781j | 0.794+1.516j | 0.095+0.781j | 0.095+0.781j | 0.095+0.781j | 0.794+1.516j | 8101604
bal_3P_2/0CU | oh_cond_2/0_CU | oh_cond_2/0_CU | oh_cond_2/0_CU |  |  | 12.878 | -3.204 | -3.204 | -3.204 | 12.878 | -3.204 | -3.204 | -3.204 | 12.878 | 0.535+1.487j | 0.095+0.781j | 0.095+0.781j | 0.095+0.781j | 0.535+1.487j | 0.095+0.781j | 0.095+0.781j | 0.095+0.781j | 0.535+1.487j | 8101604
bal_3P_2CU | oh_cond_2_CU | oh_cond_2_CU | oh_cond_2_CU |  |  | 12.191 | -2.94 | -2.94 | -2.94 | 12.191 | -2.94 | -2.94 | -2.94 | 12.191 | 0.968+1.536j | 0.095+0.781j | 0.095+0.781j | 0.095+0.781j | 0.968+1.536j | 0.095+0.781j | 0.095+0.781j | 0.095+0.781j | 0.968+1.536j | 8101604
bal_3P_4/0AL | oh_cond_4/0_AL | oh_cond_4/0_AL | oh_cond_4/0_AL |  |  | 13.381 | -3.4 | -3.4 | -3.4 | 13.381 | -3.4 | -3.4 | -3.4 | 13.381 | 0.537+1.466j | 0.095+0.781j | 0.095+0.781j | 0.095+0.781j | 0.537+1.466j | 0.095+0.781j | 0.095+0.781j | 0.095+0.781j | 0.537+1.466j | 8101604
bal_3P_4CU | oh_cond_4_CU | oh_cond_4_CU | oh_cond_4_CU |  |  | 11.78 | -2.785 | -2.785 | -2.785 | 11.78 | -2.785 | -2.785 | -2.785 | 11.78 | 1.483+1.565j | 0.095+0.781j | 0.095+0.781j | 0.095+0.781j | 1.483+1.565j | 0.095+0.781j | 0.095+0.781j | 0.095+0.781j | 1.483+1.565j | 8101604
bal_3P_477AL | oh_cond_477_MCM_AL | oh_cond_477_MCM_AL | oh_cond_477_MCM_AL |  |  | 14.305 | -3.735 | -3.735 | -3.735 | 14.305 | -3.735 | -3.735 | -3.735 | 14.305 | 0.293+1.41j | 0.095+0.775j | 0.095+0.775j | 0.095+0.775j | 0.293+1.41j | 0.095+0.775j | 0.095+0.775j | 0.095+0.775j | 0.293+1.41j | 8101604
unb_TAPWIRE_OH | oh_cond_WP-4/0-CU | oh_cond_WP-4/0-CU | oh_cond_WP-4/0-CU | oh_cond_WP-4/0-CU |  | 14.911 | -4.341 | -1.953 | -4.341 | 15.781 | -3.724 | -1.953 | -3.724 | 14.818 | 0.365+1.097j | 0.093+0.433j | 0.094+0.34j | 0.093+0.433j | 0.368+1.078j | 0.095+0.401j | 0.094+0.34j | 0.095+0.401j | 0.368+1.077j | 8101604

## Recloser
Name | GroupId | RetryTime | MaximumNumberOfTries | Status | From | To | Length | Phases | Feeder | Comments

## RegulatorConfiguration
Name | CurrentTransducerPhase | PowerTransducerPhase | Regulation | Control | Type | CompensatorResistiveSettingA | CompensatorResistiveSettingB | CompensatorResistiveSettingC | CompensatorReactiveSettingA | CompensatorReactiveSettingB | CompensatorReactiveSettingC | BandCenter | BandWidth | CurrentTransducerRatio | PowerTransducerRatio | ConnectType | ControlLevel | DwellTime | TimeDelay | LowerTaps | RaiseTaps | TapPositionA | TapPositionB | TapPositionC | Feeder | Comments

## Sectionalizer
Name | GroupId | OperatingMode | PhaseAState | PhaseBState | PhaseCState | CurrentInAReal | CurrentInAImag | CurrentInA | CurrentInBReal | CurrentInBImag | CurrentInB | CurrentInCReal | CurrentInCImag | CurrentInC | CurrentOutAReal | CurrentOutAImag | CurrentOutA | CurrentOutBReal | CurrentOutBImag | CurrentOutB | CurrentOutCReal | CurrentOutCImag | CurrentOutC | ActivePowerInA | ReactivePowerInA | PowerInA | ActivePowerInB | ReactivePowerInB | PowerInB | ActivePowerInC | ReactivePowerInC | PowerInC | ActivePowerOutA | ReactivePowerOutA | PowerOutA | ActivePowerOutB | ReactivePowerOutB | PowerOutB | ActivePowerOutC | ReactivePowerOutC | PowerOutC | Status | From | To | Length | Phases | Feeder | Comments

## Solar
Name | GroupId | SpillageCost | CapitalCost | FixedOperatingCost | VariableOperatingCost | MaxReactivePower | MaxActivePower | OutputSchedule | PlanningStatus | UnitType | UnitSubtype | ParentNode | Phases | Feeder | Comments
solar_load_220330570 |  | 0 | 0 | 0 | 0.001 | 3100.188191397995 | 7277.467481806761 | OPTIMIZED | INSTALLED | solar_pv |  | node_1395097_101_15293226_874 | AN | 8101604
solar_load_220330571 |  | 0 | 0 | 0 | 0.001 | 3100.188191397995 | 7277.467481806761 | OPTIMIZED | INSTALLED | solar_pv |  | node_1395077_706_15293221_156 | BN | 8101604
solar_load_220330572 |  | 0 | 0 | 0 | 0.001 | 3100.188191397995 | 7277.467481806761 | OPTIMIZED | INSTALLED | solar_pv |  | node_1395116_906_15293225_666 | CN | 8101604
solar_load_220330677 |  | 0 | 0 | 0 | 0.001 | 59201.67106674535 | 138971.64089564138 | OPTIMIZED | INSTALLED | solar_pv |  | node_1395148_049_15293833_292 | ABCN | 8101604
solar_load_220330723 |  | 0 | 0 | 0 | 0.001 | 1392.509281306103 | 3268.814533613052 | OPTIMIZED | INSTALLED | solar_pv |  | node_1395059_708_15292947_924 | AN | 8101604
solar_load_220330724 |  | 0 | 0 | 0 | 0.001 | 4531.044408921348 | 10636.298691848942 | OPTIMIZED | INSTALLED | solar_pv |  | node_1395076_532_15292962_166 | BN | 8101604
solar_load_220330725 |  | 0 | 0 | 0 | 0.001 | 4531.044408921348 | 10636.298691848942 | OPTIMIZED | INSTALLED | solar_pv |  | node_1395040_74_15292939_991 | CN | 8101604
solar_load_220330726 |  | 0 | 0 | 0 | 0.001 | 4560.854035910472 | 10706.274482009456 | OPTIMIZED | INSTALLED | solar_pv |  | node_1395665_342_15293172_872 | AN | 8101604
solar_load_220330727 |  | 0 | 0 | 0 | 0.001 | 4737.707835174527 | 11121.42601957067 | OPTIMIZED | INSTALLED | solar_pv |  | node_1395681_418_15293188_6 | AN | 8101604
solar_load_220330728 |  | 0 | 0 | 0 | 0.001 | 0 | 0 | OPTIMIZED | INSTALLED | solar_pv |  | node_1395684_543_15293443_068 | AN | 8101604
solar_load_220330729 |  | 0 | 0 | 0 | 0.001 | 0 | 0 | OPTIMIZED | INSTALLED | solar_pv |  | node_1395664_934_15293438_925 | BN | 8101604
solar_load_220330730 |  | 0 | 0 | 0 | 0.001 | 0 | 0 | OPTIMIZED | INSTALLED | solar_pv |  | node_1395704_25_15293440_262 | CN | 8101604
solar_load_220330734 |  | 0 | 0 | 0 | 0.001 | 1788.5700619772394 | 4198.539012552728 | OPTIMIZED | INSTALLED | solar_pv |  | node_1396176_392_15293401_39 | AN | 8101604
solar_load_220330735 |  | 0 | 0 | 0 | 0.001 | 1788.5700619772394 | 4198.539012552728 | OPTIMIZED | INSTALLED | solar_pv |  | node_1396193_237_15293415_584 | BN | 8101604
solar_load_220330736 |  | 0 | 0 | 0 | 0.001 | 1788.5700619772394 | 4198.539012552728 | OPTIMIZED | INSTALLED | solar_pv |  | node_1396157_413_15293393_51 | CN | 8101604
solar_load_220330737 |  | 0 | 0 | 0 | 0.001 | 937.4968143597137 | 2200.706208819638 | OPTIMIZED | INSTALLED | solar_pv |  | node_1396524_422_15293593_313 | AN | 8101604
solar_load_220330738 |  | 0 | 0 | 0 | 0.001 | 8.156081885784928 | 19.14533789724044 | OPTIMIZED | INSTALLED | solar_pv |  | node_1394430_535_15292798_943 | AN | 8101604
solar_load_220330739 |  | 0 | 0 | 0 | 0.001 | 8.156081885784928 | 19.14533789724044 | OPTIMIZED | INSTALLED | solar_pv |  | node_1394415_74_15292793_791 | BN | 8101604
solar_load_220330740 |  | 0 | 0 | 0 | 0.001 | 817.7343287344496 | 1919.5720365391073 | OPTIMIZED | INSTALLED | solar_pv |  | node_1394452_402_15292805_968 | CN | 8101604
solar_load_220331024 |  | 0 | 0 | 0 | 0.001 | 0 | 0 | OPTIMIZED | INSTALLED | solar_pv |  | node_1396592_267_15295071_644 | AN | 8101604
solar_load_220331025 |  | 0 | 0 | 0 | 0.001 | 0 | 0 | OPTIMIZED | INSTALLED | solar_pv |  | node_1396607_012_15295061_953 | BN | 8101604
solar_load_220331026 |  | 0 | 0 | 0 | 0.001 | 0 | 0 | OPTIMIZED | INSTALLED | solar_pv |  | node_1396622_993_15295047_048 | CN | 8101604
solar_load_220331027 |  | 0 | 0 | 0 | 0.001 | 318.0792163214884 | 746.6681779923772 | OPTIMIZED | INSTALLED | solar_pv |  | node_1396987_338_15295283_94 | AN | 8101604
solar_load_220331028 |  | 0 | 0 | 0 | 0.001 | 318.0792163214884 | 746.6681779923772 | OPTIMIZED | INSTALLED | solar_pv |  | node_1397006_637_15295290_223 | BN | 8101604
solar_load_220331029 |  | 0 | 0 | 0 | 0.001 | 318.0792163214884 | 746.6681779923772 | OPTIMIZED | INSTALLED | solar_pv |  | node_1396967_517_15295284_569 | CN | 8101604
solar_load_220331152 |  | 0 | 0 | 0 | 0.001 | 1430.8562175233521 | 3358.831210042182 | OPTIMIZED | INSTALLED | solar_pv |  | node_1396673_59_15294538_374 | AN | 8101604
solar_load_220331153 |  | 0 | 0 | 0 | 0.001 | 1430.8562175233521 | 3358.831210042182 | OPTIMIZED | INSTALLED | solar_pv |  | node_1396658_674_15294520_702 | BN | 8101604
solar_load_220331154 |  | 0 | 0 | 0 | 0.001 | 1430.8562175233521 | 3358.831210042182 | OPTIMIZED | INSTALLED | solar_pv |  | node_1396691_38_15294550_288 | CN | 8101604
solar_load_220331180 |  | 0 | 0 | 0 | 0.001 | 3815.616300159671 | 8956.883086827851 | OPTIMIZED | INSTALLED | solar_pv |  | node_1397140_928_15295777_246 | AN | 8101604
solar_load_220331181 |  | 0 | 0 | 0 | 0.001 | 3815.616300159671 | 8956.883086827851 | OPTIMIZED | INSTALLED | solar_pv |  | node_1397142_512_15295750_717 | BN | 8101604
solar_load_220331182 |  | 0 | 0 | 0 | 0.001 | 3815.616300159671 | 8956.883086827851 | OPTIMIZED | INSTALLED | solar_pv |  | node_1397144_514_15295803_464 | CN | 8101604
solar_load_220331211 |  | 0 | 0 | 0 | 0.001 | 3308.8547406140633 | 7767.297173222546 | OPTIMIZED | INSTALLED | solar_pv |  | node_1396462_471_15293966_26 | AN | 8101604
solar_load_220331212 |  | 0 | 0 | 0 | 0.001 | 3308.8547406140633 | 7767.297173222546 | OPTIMIZED | INSTALLED | solar_pv |  | node_1396466_674_15293940_274 | AN | 8101604
solar_load_220331213 |  | 0 | 0 | 0 | 0.001 | 1122.9357861966362 | 2636.0107336411043 | OPTIMIZED | INSTALLED | solar_pv |  | node_1396519_564_15294203_319 | AN | 8101604
solar_load_220331293 |  | 0 | 0 | 0 | 0.001 | 967.1158276776682 | 2270.2340148675107 | OPTIMIZED | INSTALLED | solar_pv |  | node_1394897_265_15291399_362 | AN | 8101604
solar_load_220331295 |  | 0 | 0 | 0 | 0.001 | 1192.3800413181596 | 2799.0261483197855 | OPTIMIZED | INSTALLED | solar_pv |  | node_1394968_403_15292681_721 | AN | 8101604
solar_load_220331296 |  | 0 | 0 | 0 | 0.001 | 1192.3800413181596 | 2799.0261483197855 | OPTIMIZED | INSTALLED | solar_pv |  | node_1394976_069_15292657_228 | BN | 8101604
solar_load_220331297 |  | 0 | 0 | 0 | 0.001 | 1192.3800413181596 | 2799.0261483197855 | OPTIMIZED | INSTALLED | solar_pv |  | node_1394965_733_15292708_083 | CN | 8101604
solar_load_220331298 |  | 0 | 0 | 0 | 0.001 | 3599.3184864343875 | 8449.139908861109 | OPTIMIZED | INSTALLED | solar_pv |  | node_1395088_941_15292764_248 | AN | 8101604
solar_load_220331299 |  | 0 | 0 | 0 | 0.001 | 0 | 0 | OPTIMIZED | INSTALLED | solar_pv |  | node_1395229_086_15292815_852 | AN | 8101604
solar_load_220331300 |  | 0 | 0 | 0 | 0.001 | 0 | 0 | OPTIMIZED | INSTALLED | solar_pv |  | node_1395220_266_15292867_231 | BN | 8101604
solar_load_220331301 |  | 0 | 0 | 0 | 0.001 | 0 | 0 | OPTIMIZED | INSTALLED | solar_pv |  | node_1395227_198_15292842_342 | CN | 8101604
solar_load_220331302 |  | 0 | 0 | 0 | 0.001 | 4346.225561296579 | 10202.44980050313 | OPTIMIZED | INSTALLED | solar_pv |  | node_1395234_668_15292078_723 | AN | 8101604
solar_load_220331303 |  | 0 | 0 | 0 | 0.001 | 7457.479002262156 | 17505.892383618848 | OPTIMIZED | INSTALLED | solar_pv |  | node_1395170_444_15292432_473 | AN | 8101604
solar_load_220331304 |  | 0 | 0 | 0 | 0.001 | 4563.21487439723 | 10711.816553506025 | OPTIMIZED | INSTALLED | solar_pv |  | node_1394733_315_15293438_515 | AN | 8101604
solar_load_220331305 |  | 0 | 0 | 0 | 0.001 | 2682.855092965859 | 6297.808518829092 | OPTIMIZED | INSTALLED | solar_pv |  | node_1394740_015_15293413_511 | AN | 8101604
solar_load_220331306 |  | 0 | 0 | 0 | 0.001 | 708.2737982842862 | 1662.6214489708802 | OPTIMIZED | INSTALLED | solar_pv |  | node_1395555_684_15292310_171 | AN | 8101604
solar_load_220331308 |  | 0 | 0 | 0 | 0.001 | 220.2087528154768 | 516.9241232254918 | OPTIMIZED | INSTALLED | solar_pv |  | node_1395842_151_15292382_383 | AN | 8101604
solar_load_220331309 |  | 0 | 0 | 0 | 0.001 | 10992.409114253936 | 25803.88488802806 | OPTIMIZED | INSTALLED | solar_pv |  | node_1395680_909_15292950_981 | AN | 8101604
solar_load_220331310 |  | 0 | 0 | 0 | 0.001 | 7957.133694821218 | 18678.79624216558 | OPTIMIZED | INSTALLED | solar_pv |  | node_1394648_804_15292697_928 | AN | 8101604
solar_load_220331329 |  | 0 | 0 | 0 | 0.001 | 15281.972452598808 | 35873.32497261352 | OPTIMIZED | INSTALLED | solar_pv |  | node_1394791_949_15291694_229 | AN | 8101604
solar_load_220331330 |  | 0 | 0 | 0 | 0.001 | 1381.1337597054926 | 3242.111825493216 | OPTIMIZED | INSTALLED | solar_pv |  | node_1394983_315_15291842_108 | AN | 8101604
solar_load_220331331 |  | 0 | 0 | 0 | 0.001 | 1381.1337597054926 | 3242.111825493216 | OPTIMIZED | INSTALLED | solar_pv |  | node_1394966_141_15291828_643 | AN | 8101604
solar_load_220331334 |  | 0 | 0 | 0 | 0.001 | 4100.261290762499 | 9625.066715496878 | OPTIMIZED | INSTALLED | solar_pv |  | node_1395447_234_15291793_093 | AN | 8101604
solar_load_220331335 |  | 0 | 0 | 0 | 0.001 | 4100.261290762499 | 9625.066715496878 | OPTIMIZED | INSTALLED | solar_pv |  | node_1395463_911_15291807_646 | AN | 8101604
solar_load_220331336 |  | 0 | 0 | 0 | 0.001 | 15.453142689601568 | 36.27537706845557 | OPTIMIZED | INSTALLED | solar_pv |  | node_1395589_421_15291981_869 | AN | 8101604
solar_load_220331337 |  | 0 | 0 | 0 | 0.001 | 1172.3005284906262 | 2751.8904103875598 | OPTIMIZED | INSTALLED | solar_pv |  | node_1394896_051_15292075_735 | AN | 8101604
solar_load_220331338 |  | 0 | 0 | 0 | 0.001 | 1172.3005284906262 | 2751.8904103875598 | OPTIMIZED | INSTALLED | solar_pv |  | node_1394902_563_15292050_64 | BN | 8101604
solar_load_220331339 |  | 0 | 0 | 0 | 0.001 | 1172.3005284906262 | 2751.8904103875598 | OPTIMIZED | INSTALLED | solar_pv |  | node_1394894_608_15292102_279 | CN | 8101604
solar_load_220332797 |  | 0 | 0 | 0 | 0.001 | 2682.855092965859 | 6297.808518829092 | OPTIMIZED | INSTALLED | solar_pv |  | node_1396801_992_15295660_656 | AN | 8101604
solar_load_220332798 |  | 0 | 0 | 0 | 0.001 | 4054.0924763648636 | 9516.68856840415 | OPTIMIZED | INSTALLED | solar_pv |  | node_1396906_81_15295877_748 | AN | 8101604
solar_load_220332799 |  | 0 | 0 | 0 | 0.001 | 4054.0924763648636 | 9516.68856840415 | OPTIMIZED | INSTALLED | solar_pv |  | node_1396904_614_15295904_192 | BN | 8101604
solar_load_220332800 |  | 0 | 0 | 0 | 0.001 | 4054.0924763648636 | 9516.68856840415 | OPTIMIZED | INSTALLED | solar_pv |  | node_1396903_832_15295851_397 | CN | 8101604
solar_load_220332816 |  | 0 | 0 | 0 | 0.001 | 1848.1888961015868 | 4338.490173019852 | OPTIMIZED | INSTALLED | solar_pv |  | node_1396876_243_15296108_479 | AN | 8101604
solar_load_220332817 |  | 0 | 0 | 0 | 0.001 | 1848.1888961015868 | 4338.490173019852 | OPTIMIZED | INSTALLED | solar_pv |  | node_1396856_444_15296106_845 | BN | 8101604
solar_load_220332818 |  | 0 | 0 | 0 | 0.001 | 1848.1888961015868 | 4338.490173019852 | OPTIMIZED | INSTALLED | solar_pv |  | node_1396895_65_15296103_178 | CN | 8101604
solar_load_220333003 |  | 0 | 0 | 0 | 0.001 | 1192.3800413181596 | 2799.0261483197855 | OPTIMIZED | INSTALLED | solar_pv |  | node_1395192_222_15293799_371 | AN | 8101604
solar_load_220333004 |  | 0 | 0 | 0 | 0.001 | 1192.3800413181596 | 2799.0261483197855 | OPTIMIZED | INSTALLED | solar_pv |  | node_1395173_595_15293804_547 | BN | 8101604
solar_load_220333005 |  | 0 | 0 | 0 | 0.001 | 1192.3800413181596 | 2799.0261483197855 | OPTIMIZED | INSTALLED | solar_pv |  | node_1395209_503_15293790_504 | CN | 8101604
solar_load_220333006 |  | 0 | 0 | 0 | 0.001 | 5783.043284363855 | 13575.276000635851 | OPTIMIZED | INSTALLED | solar_pv |  | node_1395080_233_15293801_199 | AN | 8101604
solar_load_220333007 |  | 0 | 0 | 0 | 0.001 | 5783.043284363855 | 13575.276000635851 | OPTIMIZED | INSTALLED | solar_pv |  | node_1395061_32_15293793_033 | BN | 8101604
solar_load_220333008 |  | 0 | 0 | 0 | 0.001 | 5783.043284363855 | 13575.276000635851 | OPTIMIZED | INSTALLED | solar_pv |  | node_1395044_594_15293778_586 | CN | 8101604
solar_load_220333009 |  | 0 | 0 | 0 | 0.001 | 536.5711865347323 | 1259.5617037658185 | OPTIMIZED | INSTALLED | solar_pv |  | node_1394868_519_15293605_866 | AN | 8101604
solar_load_220333010 |  | 0 | 0 | 0 | 0.001 | 2131.2602742825093 | 5002.97908735783 | OPTIMIZED | INSTALLED | solar_pv |  | node_1394865_23_15293590_91 | AN | 8101604
solar_load_220333012 |  | 0 | 0 | 0 | 0.001 | 920.3264692139782 | 2160.400234299132 | OPTIMIZED | INSTALLED | solar_pv |  | node_1394252_114_15293324_101 | AN | 8101604
solar_load_220333013 |  | 0 | 0 | 0 | 0.001 | 920.3264692139782 | 2160.400234299132 | OPTIMIZED | INSTALLED | solar_pv |  | node_1394274_153_15293332_536 | BN | 8101604
solar_load_220333014 |  | 0 | 0 | 0 | 0.001 | 596.1900206590798 | 1399.5128642329423 | OPTIMIZED | INSTALLED | solar_pv |  | node_1394234_031_15293323_427 | CN | 8101604
solar_load_220333015 |  | 0 | 0 | 0 | 0.001 | 969.6912115079681 | 2276.279911045587 | OPTIMIZED | INSTALLED | solar_pv |  | node_1395875_727_15293867_282 | AN | 8101604
solar_load_220333016 |  | 0 | 0 | 0 | 0.001 | 969.6912115079681 | 2276.279911045587 | OPTIMIZED | INSTALLED | solar_pv |  | node_1395893_567_15293879_061 | AN | 8101604
solar_load_220333017 |  | 0 | 0 | 0 | 0.001 | 178.85692222694368 | 419.8539012552728 | OPTIMIZED | INSTALLED | solar_pv |  | node_1395374_115_15293901_3 | AN | 8101604
solar_load_220333018 |  | 0 | 0 | 0 | 0.001 | 974.8423990224688 | 2288.3717034017386 | OPTIMIZED | INSTALLED | solar_pv |  | node_1395357_696_15293886_228 | AN | 8101604
solar_load_220431783 |  | 0 | 0 | 0 | 0.001 | 31031.69154096908 | 72844.65186778983 | OPTIMIZED | INSTALLED | solar_pv |  | node_1397336_673_15294654_026 | BN | 8101604
solar_load_220431784 |  | 0 | 0 | 0 | 0.001 | 31031.69154096908 | 72844.65186778983 | OPTIMIZED | INSTALLED | solar_pv |  | node_1397355_656_15294661_885 | CN | 8101604
solar_load_220466220 |  | 0 | 0 | 0 | 0.001 | 100.44626719021272 | 235.7899509449612 | OPTIMIZED | INSTALLED | solar_pv |  | node_1396498_245_15295138_923 | AN | 8101604
solar_load_220466221 |  | 0 | 0 | 0 | 0.001 | 100.44626719021272 | 235.7899509449612 | OPTIMIZED | INSTALLED | solar_pv |  | node_1396502_405_15295112_924 | BN | 8101604
solar_load_220466222 |  | 0 | 0 | 0 | 0.001 | 100.44626719021272 | 235.7899509449612 | OPTIMIZED | INSTALLED | solar_pv |  | node_1396499_245_15295165_525 | CN | 8101604
solar_load_220467274 |  | 0 | 0 | 0 | 0.001 | 0 | 0 | OPTIMIZED | INSTALLED | solar_pv |  | node_1394615_58_15292719_837 | CN | 8101604
solar_load_220467276 |  | 0 | 0 | 0 | 0.001 | 0 | 0 | OPTIMIZED | INSTALLED | solar_pv |  | node_1394604_931_15292734_232 | BN | 8101604
solar_load_220467277 |  | 0 | 0 | 0 | 0.001 | 0 | 0 | OPTIMIZED | INSTALLED | solar_pv |  | node_1394604_904_15292762_787 | AN | 8101604
solar_load_220526833 |  | 0 | 0 | 0 | 0.001 | 39706.256887368756 | 93207.56607867057 | OPTIMIZED | INSTALLED | solar_pv |  | node_1395258_744_15292260_413 | ABCN | 8101604
solar_load_220535570 |  | 0 | 0 | 0 | 0.001 | 4471.425154943098 | 10496.34753138182 | OPTIMIZED | INSTALLED | solar_pv |  | node_1395397_097_15292855_852 | AN | 8101604
solar_load_220638543 |  | 0 | 0 | 0 | 0.001 | 4320.470043577976 | 10141.99083872237 | OPTIMIZED | INSTALLED | solar_pv |  | node_1395179_955_15291905_578 | AN | 8101604
solar_load_220638554 |  | 0 | 0 | 0 | 0.001 | 804.8565698751479 | 1889.3425556487275 | OPTIMIZED | INSTALLED | solar_pv |  | node_1395163_27_15291891_042 | AN | 8101604
solar_load_220653824 |  | 0 | 0 | 0 | 0.001 | 1073.1419532155635 | 2519.123407531637 | OPTIMIZED | INSTALLED | solar_pv |  | node_1397406_765_15294708_823 | AN | 8101604
solar_load_220653825 |  | 0 | 0 | 0 | 0.001 | 1073.1419532155635 | 2519.123407531637 | OPTIMIZED | INSTALLED | solar_pv |  | node_1397387_115_15294705_074 | BN | 8101604
solar_load_220653826 |  | 0 | 0 | 0 | 0.001 | 1073.1419532155635 | 2519.123407531637 | OPTIMIZED | INSTALLED | solar_pv |  | node_1397426_436_15294705_622 | CN | 8101604
solar_load_310004584 |  | 0 | 0 | 0 | 0.001 | 5615.967042752232 | 13183.076616294562 | OPTIMIZED | INSTALLED | solar_pv |  | node_1394358_108_15293483_176 | AN | 8101604
solar_load_310006954 |  | 0 | 0 | 0 | 0.001 | 1669.3319738746434 | 3918.636271764579 | OPTIMIZED | INSTALLED | solar_pv |  | node_1396197_356_15294455_169 | AN | 8101604
solar_load_310006955 |  | 0 | 0 | 0 | 0.001 | 1669.3319738746434 | 3918.636271764579 | OPTIMIZED | INSTALLED | solar_pv |  | node_1396188_33_15294431_384 | BN | 8101604
solar_load_310006956 |  | 0 | 0 | 0 | 0.001 | 1669.3319738746434 | 3918.636271764579 | OPTIMIZED | INSTALLED | solar_pv |  | node_1396210_644_15294475_046 | CN | 8101604
solar_load_310049564 |  | 0 | 0 | 0 | 0.001 | 2287.0802328014775 | 5368.755806131425 | OPTIMIZED | INSTALLED | solar_pv |  | node_1395576_206_15292603_616 | AN | 8101604
solar_load_310059316 |  | 0 | 0 | 0 | 0.001 | 357.71384445388736 | 839.7078025105455 | OPTIMIZED | INSTALLED | solar_pv |  | node_1396398_57_15294793_805 | AN | 8101604
solar_load_310060377 |  | 0 | 0 | 0 | 0.001 | 12564.776669341478 | 29494.904504743412 | OPTIMIZED | INSTALLED | solar_pv |  | node_1394870_845_15292321_108 | AN | 8101604
solar_load_311883432 |  | 0 | 0 | 0 | 0.001 | 3696.378212057075 | 8676.980765893604 | OPTIMIZED | INSTALLED | solar_pv |  | node_1396785_939_15296358_636 | AN | 8101604
solar_load_311892822 |  | 0 | 0 | 0 | 0.001 | 3696.378212057075 | 8676.980765893604 | OPTIMIZED | INSTALLED | solar_pv |  | node_1396785_593_15296353_337 | BN | 8101604
solar_load_311892823 |  | 0 | 0 | 0 | 0.001 | 3696.378212057075 | 8676.980765893604 | OPTIMIZED | INSTALLED | solar_pv |  | node_1396785_935_15296349_043 | CN | 8101604
solar_load_312000244 |  | 0 | 0 | 0 | 0.001 | 894.2850309886197 | 2099.269506276364 | OPTIMIZED | INSTALLED | solar_pv |  | node_1396475_54_15294553_793 | AN | 8101604

## Storage
Name | GroupId | InitStateOfCharge | SpinningReserveCharge | SpinningReserveDischarge | NonSpinningReserveCharge | NonSpinningReserveDischarge | RegulationUpCharge | RegulationUpDischarge | RegulationDownCharge | RegulationDownDischarge | ChargeEfficiency | DischargeEfficiency | CommitmentStatus | ConstructionTime | CalendarLife | YearOfInstallation | DepthOfDischarge | ReactivePower | ReactivePowerA | ReactivePowerB | ReactivePowerC | ActivePower | ActivePowerA | ActivePowerB | ActivePowerC | Energy | MaxEnergy | PowerCharge | PowerDischarge | RampUpLimit | RampDownLimit | CapitalCost | FixedOperatingCost | VariableOperatingCost | MaxReactivePower | MaxActivePower | OutputSchedule | PlanningStatus | UnitType | UnitSubtype | ParentNode | Phases | Feeder | Comments

## Switch
Name | GroupId | OperatingMode | PhaseAState | PhaseBState | PhaseCState | CurrentInAReal | CurrentInAImag | CurrentInA | CurrentInBReal | CurrentInBImag | CurrentInB | CurrentInCReal | CurrentInCImag | CurrentInC | CurrentOutAReal | CurrentOutAImag | CurrentOutA | CurrentOutBReal | CurrentOutBImag | CurrentOutB | CurrentOutCReal | CurrentOutCImag | CurrentOutC | ActivePowerInA | ReactivePowerInA | PowerInA | ActivePowerInB | ReactivePowerInB | PowerInB | ActivePowerInC | ReactivePowerInC | PowerInC | ActivePowerOutA | ReactivePowerOutA | PowerOutA | ActivePowerOutB | ReactivePowerOutB | PowerOutB | ActivePowerOutC | ReactivePowerOutC | PowerOutC | Status | From | To | Length | Phases | Feeder | Comments

## TransformerConfiguration
Name | ConnectType | NoLoadLoss | PowerRating | ReactanceResistanceRatio | FullLoadLoss | PowerARating | PowerBRating | PowerCRating | ShuntResistance | ShuntReactance | ShuntImpedance | Impedance | PrimaryVoltage | SecondaryVoltage | CoreCoilWeight | InstalledInsulationLife | InstallType | CoolantType | CoolingType | Feeder | Comments

## UndergroundLineConductor
Name | OuterDiameter | ConductorGMR | ConductorDiameter | ConductorResistance | NeutralGMR | NeutralDiameter | NeutralResistance | NeutralStrands | InsulationRelativePermittivity | ShieldGMR | ShieldResitance | RatingSummerContinuous | RatingSummerEmergency | RatingWinterContinuous | RatingWinterEmergency | Feeder | Comments
und_cond_1P_2CUURD | 0 | 0 | 0 | 0 | 0 | 0 | 0 | 0 | 0 | 0 | 0 | 152 | 152 | 160 | 160 | 8101604
und_cond_3P_1/0ALURD | 0 | 0 | 0 | 0 | 0 | 0 | 0 | 0 | 0 | 0 | 0 | 160 | 160 | 180 | 180 | 8101604
und_cond_3P_2ALURD | 0 | 0 | 0 | 0 | 0 | 0 | 0 | 0 | 0 | 0 | 0 | 125 | 125 | 140 | 140 | 8101604
und_cond_3P_2CUURD | 0 | 0 | 0 | 0 | 0 | 0 | 0 | 0 | 0 | 0 | 0 | 152 | 152 | 160 | 160 | 8101604
und_cond_TAPWIRE_UG | 0 | 0 | 0 | 0 | 0 | 0 | 0 | 0 | 0 | 0 | 0 | 99999999 | 99999999 | 99999999 | 99999999 | 8101604

## UndergroundLineConfiguration
Name | ConductorA | ConductorB | ConductorC | ConductorN | LineSpacing | Capacitance11 | Capacitance12 | Capacitance13 | Capacitance21 | Capacitance22 | Capacitance23 | Capacitance31 | Capacitance32 | Capacitance33 | Impedance11 | Impedance12 | Impedance13 | Impedance21 | Impedance22 | Impedance23 | Impedance31 | Impedance32 | Impedance33 | Feeder | Comments
und_1P_2CUURD | und_cond_1P_2CUURD | und_cond_1P_2CUURD | und_cond_1P_2CUURD |  |  | 401.498 | 0 | 0 | 0 | 401.498 | 0 | 0 | 0 | 401.498 | 1.645+0.542j | 0+0j | 0+0j | 0+0j | 1.645+0.542j | 0+0j | 0+0j | 0+0j | 1.645+0.542j | 8101604
und_3P_1/0ALURD | und_cond_3P_1/0ALURD | und_cond_3P_1/0ALURD | und_cond_3P_1/0ALURD |  |  | 530.19 | 0 | 0 | 0 | 530.19 | 0 | 0 | 0 | 530.19 | 1.61+0.653j | 0.525+0.251j | 0.525+0.251j | 0.525+0.251j | 1.61+0.653j | 0.525+0.251j | 0.525+0.251j | 0.525+0.251j | 1.61+0.653j | 8101604
und_3P_2ALURD | und_cond_3P_2ALURD | und_cond_3P_2ALURD | und_cond_3P_2ALURD |  |  | 401.498 | 0 | 0 | 0 | 401.498 | 0 | 0 | 0 | 401.498 | 2.125+0.49j | 0.384+0.067j | 0.384+0.067j | 0.384+0.067j | 2.125+0.49j | 0.384+0.067j | 0.384+0.067j | 0.384+0.067j | 2.125+0.49j | 8101604
und_3P_2CUURD | und_cond_3P_2CUURD | und_cond_3P_2CUURD | und_cond_3P_2CUURD |  |  | 401.497 | 0 | 0 | 0 | 401.497 | 0 | 0 | 0 | 401.497 | 1.412+0.529j | 0.346+0.109j | 0.346+0.109j | 0.346+0.109j | 1.412+0.529j | 0.346+0.109j | 0.346+0.109j | 0.346+0.109j | 1.412+0.529j | 8101604
und_TAPWIRE_UG | und_cond_TAPWIRE_UG | und_cond_TAPWIRE_UG | und_cond_TAPWIRE_UG |  |  | 0 | 0 | 0 | 0 | 0 | 0 | 0 | 0 | 0 | 0.001+0.001j | 0+0j | 0+0j | 0+0j | 0.001+0.001j | 0+0j | 0+0j | 0+0j | 0.001+0.001j | 8101604

## Regulator
Name | GroupId | Configuration | SenseNode | Status | From | To | Length | Phases | Feeder | Comments

## Transformer
Name | GroupId | Configuration | AgingConstant | AgingGranularity | Climate | UseThermalModel | Status | From | To | Length | Phases | Feeder | Comments

## OverheadLine
Name | GroupId | Configuration | Length | Status | From | To | Phases | Feeder | Comments
oh_line_8101604_200807766 |  | bal_3P_2CU | 105.60000000000001 | OPEN | node_8101604_200807876 | node_8101604_200807766 | ABCD | 8101604
oh_line_8101604_200807772 |  | bal_3P_2CU | 52.800000000000004 | OPEN | node_8101604_200807766 | node_8101604_200807772 | ABCD | 8101604
oh_line_8101604_200807773 |  | bal_3P_1/0AC | 105.60000000000001 | OPEN | node_8101604_200807772 | node_8101604_200807773 | ABCD | 8101604
oh_line_8101604_200807776 |  | bal_3P_1/0AC | 158.4 | OPEN | node_8101604_200807773 | node_8101604_200807776 | ABCD | 8101604
oh_line_8101604_200807777 |  | bal_3P_1/0AC | 105.60000000000001 | OPEN | node_8101604_200807776 | node_8101604_200807777 | ABCD | 8101604
oh_line_8101604_200807778 |  | bal_3P_1/0AC | 105.60000000000001 | OPEN | node_8101604_200807777 | node_8101604_200807778 | ABCD | 8101604
oh_line_8101604_200807779 |  | bal_3P_1/0AC | 105.60000000000001 | OPEN | node_8101604_200807778 | node_8101604_200807779 | ABCD | 8101604
oh_line_8101604_200807780 |  | bal_3P_1/0AC | 52.800000000000004 | OPEN | node_8101604_200807779 | node_8101604_200807780 | ABCD | 8101604
oh_line_8101604_200807782 |  | bal_3P_1/0AA | 52.800000000000004 | OPEN | node_8101604_200807780 | node_8101604_200807782 | ABCD | 8101604
oh_line_8101604_200807784 |  | bal_3P_1/0AC | 211.20000000000002 | OPEN | node_8101604_200807780 | node_8101604_200807784 | ABCD | 8101604
oh_line_8101604_200807785 |  | bal_3P_1/0AC | 211.20000000000002 | OPEN | node_8101604_200807784 | node_8101604_200807785 | ABCD | 8101604
oh_line_8101604_200807786 |  | bal_3P_1/0AC | 105.60000000000001 | OPEN | node_8101604_200807785 | node_8101604_200807786 | ABCD | 8101604
oh_line_8101604_200807790 |  | bal_3P_4/0AL | 52.800000000000004 | OPEN | node_8101604_200809064 | node_8101604_200807790 | ABCD | 8101604
oh_line_8101604_200807792 |  | bal_3P_1/0AA | 211.20000000000002 | OPEN | node_8101604_200807819 | node_8101604_200807792 | ABCD | 8101604
oh_line_8101604_200807819 |  | bal_3P_2CU | 158.4 | OPEN | node_8101604_200807834 | node_8101604_200807819 | ABCD | 8101604
oh_line_8101604_200807834 |  | bal_3P_2CU | 105.60000000000001 | OPEN | node_8101604_200807856 | node_8101604_200807834 | ABCD | 8101604
oh_line_8101604_200807856 |  | bal_3P_2CU | 105.60000000000001 | OPEN | node_8101604_200807876 | node_8101604_200807856 | ABCD | 8101604
oh_line_8101604_200807876 |  | bal_3P_2/0CU | 105.60000000000001 | OPEN | node_8101604_200809362 | node_8101604_200807876 | ABCD | 8101604
oh_line_8101604_200808607 |  | bal_3P_477AL | 264 | OPEN | node_8101604_200808612 | node_8101604_200808607 | ABCD | 8101604
oh_line_8101604_200808608 |  | bal_3P_477AL | 52.800000000000004 | OPEN | node_8101604_200808607 | node_8101604_200808608 | ABCD | 8101604
oh_line_8101604_200808609 |  | bal_3P_477AL | 211.20000000000002 | OPEN | node_8101604_200808608 | node_8101604_200808609 | ABCD | 8101604
oh_line_8101604_200808610 |  | bal_3P_477AL | 158.4 | OPEN | node_8101604_200808609 | node_8101604_200808610 | ABCD | 8101604
oh_line_8101604_200808612 |  | bal_3P_477AL | 158.4 | OPEN | node_8101604_200815459 | node_8101604_200808612 | ABCD | 8101604
oh_line_8101604_200808613 |  | bal_3P_477AL | 52.800000000000004 | OPEN | node_8101604_200808612 | node_8101604_200808613 | ABCD | 8101604
oh_line_8101604_200808614 |  | bal_3P_477AL | 105.60000000000001 | OPEN | node_8101604_200808613 | node_8101604_200808614 | ABCD | 8101604
oh_line_8101604_200808615 |  | bal_3P_477AL | 52.800000000000004 | OPEN | node_8101604_200808614 | node_8101604_200808615 | ABCD | 8101604
oh_line_8101604_200808759 |  | bal_3P_477AL | 211.20000000000002 | OPEN | node_8101604_200808760 | node_8101604_200808759 | ABCD | 8101604
oh_line_8101604_200808760 |  | bal_3P_477AL | 211.20000000000002 | OPEN | node_8101604_200809065 | node_8101604_200808760 | ABCD | 8101604
oh_line_8101604_200808838 |  | bal_3P_477AL | 105.60000000000001 | OPEN | node_8101604_200808839 | node_8101604_200808838 | ABCD | 8101604
oh_line_8101604_200808839 |  | bal_3P_477AL | 105.60000000000001 | OPEN | node_8101604_200980283 | node_8101604_200808839 | ABCD | 8101604
oh_line_8101604_200808841 |  | bal_3P_1/0AA | 105.60000000000001 | OPEN | node_8101604_200980283 | node_8101604_200808841 | ABCD | 8101604
oh_line_8101604_200808843 |  | bal_3P_1/0AA | 158.4 | OPEN | node_8101604_200808841 | node_8101604_200808843 | ABCD | 8101604
oh_line_8101604_200808844 |  | bal_3P_1/0AA | 105.60000000000001 | OPEN | node_8101604_200808843 | node_8101604_200808844 | ABCD | 8101604
oh_line_8101604_200808987 |  | bal_3P_1/0AC | 105.60000000000001 | OPEN | node_8101604_200955946 | node_8101604_200808987 | ABCD | 8101604
oh_line_8101604_200808988 |  | bal_3P_1/0AC | 105.60000000000001 | OPEN | node_8101604_200808987 | node_8101604_200808988 | ABCD | 8101604
oh_line_8101604_200808989 |  | bal_3P_1/0AC | 52.800000000000004 | OPEN | node_8101604_200808993 | node_8101604_200808989 | ABCD | 8101604
oh_line_8101604_200808990 |  | bal_3P_1/0AC | 105.60000000000001 | OPEN | node_8101604_200961718 | node_intto1_8101604_200808990 | ABCD | 8101604
oh_line_8101604_200808991 |  | bal_3P_1/0AC | 158.4 | OPEN | node_8101604_200808990 | node_8101604_200808991 | ABCD | 8101604
oh_line_8101604_200808992 |  | bal_3P_1/0AC | 158.4 | OPEN | node_8101604_200808991 | node_8101604_200808992 | ABCD | 8101604
oh_line_8101604_200808993 |  | bal_3P_1/0AC | 105.60000000000001 | OPEN | node_8101604_200808992 | node_8101604_200808993 | ABCD | 8101604
oh_line_8101604_200808994 |  | bal_3P_1/0AC | 52.800000000000004 | OPEN | node_8101604_200808993 | node_intto1_8101604_200808994 | ABCD | 8101604
oh_line_8101604_200809018 |  | bal_3P_477AL | 158.4 | OPEN | node_8101604_310055476 | node_8101604_200809018 | ABCD | 8101604
oh_line_8101604_200809022 |  | bal_3P_1/0AC | 52.800000000000004 | OPEN | node_8101604_200809024 | node_8101604_200809022 | ABCD | 8101604
oh_line_8101604_200809024 |  | bal_3P_477AL | 105.60000000000001 | OPEN | node_8101604_200809031 | node_8101604_200809024 | ABCD | 8101604
oh_line_8101604_200809031 |  | bal_3P_477AL | 52.800000000000004 | OPEN | node_8101604_200809032 | node_8101604_200809031 | ABCD | 8101604
oh_line_8101604_200809032 |  | bal_3P_477AL | 52.800000000000004 | OPEN | node_8101604_200809033 | node_8101604_200809032 | ABCD | 8101604
oh_line_8101604_200809033 |  | bal_3P_477AL | 52.800000000000004 | OPEN | node_SOURCE_8101604 | node_8101604_200809033 | ABCD | 8101604
oh_line_8101604_200809034 |  | bal_3P_477AL | 105.60000000000001 | OPEN | node_8101604_200809032 | node_8101604_200809034 | ABCD | 8101604
oh_line_8101604_200809064 |  | bal_3P_2/0CU | 105.60000000000001 | OPEN | node_8101604_200809070 | node_8101604_200809064 | ABCD | 8101604
oh_line_8101604_200809065 |  | bal_3P_477AL | 105.60000000000001 | OPEN | node_8101604_200809066 | node_8101604_200809065 | ABCD | 8101604
oh_line_8101604_200809066 |  | bal_3P_477AL | 158.4 | OPEN | node_8101604_200809067 | node_8101604_200809066 | ABCD | 8101604
oh_line_8101604_200809067 |  | bal_3P_477AL | 105.60000000000001 | OPEN | node_8101604_200809068 | node_8101604_200809067 | ABCD | 8101604
oh_line_8101604_200809068 |  | bal_3P_477AL | 52.800000000000004 | OPEN | node_8101604_200808838 | node_8101604_200809068 | ABCD | 8101604
oh_line_8101604_200809070 |  | bal_3P_2/0CU | 52.800000000000004 | OPEN | node_8101604_200809083 | node_8101604_200809070 | ABCD | 8101604
oh_line_8101604_200809083 |  | bal_3P_2/0CU | 158.4 | OPEN | node_8101604_200809089 | node_8101604_200809083 | ABCD | 8101604
oh_line_8101604_200809089 |  | bal_3P_2/0CU | 211.20000000000002 | OPEN | node_8101604_200809090 | node_8101604_200809089 | ABCD | 8101604
oh_line_8101604_200809090 |  | bal_3P_2/0CU | 52.800000000000004 | OPEN | node_8101604_200809095 | node_intto1_8101604_200809090 | ABCD | 8101604
oh_line_8101604_200809095 |  | bal_3P_477AL | 211.20000000000002 | OPEN | node_8101604_200809096 | node_8101604_200809095 | ABCD | 8101604
oh_line_8101604_200809096 |  | bal_3P_477AL | 52.800000000000004 | OPEN | node_8101604_200809065 | node_8101604_200809096 | ABCD | 8101604
oh_line_8101604_200809331 |  | bal_1P_1/0AA | 105.60000000000001 | OPEN | node_8101604_200809333 | node_8101604_200809331 | AD | 8101604
oh_line_8101604_200809333 |  | bal_1P_1/0AA | 105.60000000000001 | OPEN | node_8101604_200809334 | node_8101604_200809333 | AD | 8101604
oh_line_8101604_200809334 |  | bal_1P_1/0AA | 52.800000000000004 | OPEN | node_8101604_200809438 | node_8101604_200809334 | AD | 8101604
oh_line_8101604_200809341 |  | bal_3P_2/0CU | 52.800000000000004 | OPEN | node_8101604_200809349 | node_8101604_200809341 | ABCD | 8101604
oh_line_8101604_200809342 |  | bal_3P_2/0CU | 52.800000000000004 | OPEN | node_8101604_200809343 | node_8101604_200809342 | ABCD | 8101604
oh_line_8101604_200809343 |  | bal_3P_2/0CU | 52.800000000000004 | OPEN | node_8101604_200809344 | node_8101604_200809343 | ABCD | 8101604
oh_line_8101604_200809344 |  | bal_3P_2/0CU | 105.60000000000001 | OPEN | node_8101604_200809347 | node_8101604_200809344 | ABCD | 8101604
oh_line_8101604_200809345 |  | bal_3P_1/0AA | 52.800000000000004 | OPEN | node_8101604_200809344 | node_8101604_200809345 | ABCD | 8101604
oh_line_8101604_200809346 |  | bal_3P_1/0AA | 105.60000000000001 | OPEN | node_8101604_200809345 | node_8101604_200809346 | ABCD | 8101604
oh_line_8101604_200809347 |  | bal_3P_2/0CU | 105.60000000000001 | OPEN | node_8101604_200809348 | node_8101604_200809347 | ABCD | 8101604
oh_line_8101604_200809348 |  | bal_3P_2/0CU | 52.800000000000004 | OPEN | node_8101604_200807876 | node_8101604_200809348 | ABCD | 8101604
oh_line_8101604_200809349-1 |  | bal_3P_2/0CU | 0 | OPEN | node_1395291_752_15291995_611 | node_8101604_200809349 | ABCD | 8101604
oh_line_8101604_200809349-2 |  | bal_3P_2/0CU | 105.60000000000001 | OPEN | node_8101604_200809350 | node_1395291_752_15291995_611 | ABCD | 8101604
oh_line_8101604_200809350 |  | bal_3P_2/0CU | 105.60000000000001 | OPEN | node_8101604_200809351 | node_8101604_200809350 | ABCD | 8101604
oh_line_8101604_200809351 |  | bal_3P_2/0CU | 105.60000000000001 | OPEN | node_8101604_200809352 | node_8101604_200809351 | ABCD | 8101604
oh_line_8101604_200809352 |  | bal_3P_2/0CU | 105.60000000000001 | OPEN | node_8101604_200809354 | node_8101604_200809352 | ABCD | 8101604
oh_line_8101604_200809353 |  | bal_3P_1/0AA | 52.800000000000004 | OPEN | node_8101604_200809352 | node_8101604_200809353 | ABCD | 8101604
oh_line_8101604_200809354 |  | bal_3P_2/0CU | 52.800000000000004 | OPEN | node_8101604_200809355 | node_8101604_200809354 | ABCD | 8101604
oh_line_8101604_200809355 |  | bal_3P_2/0CU | 158.4 | OPEN | node_8101604_200809356 | node_8101604_200809355 | ABCD | 8101604
oh_line_8101604_200809356 |  | bal_3P_2/0CU | 52.800000000000004 | OPEN | node_8101604_200809342 | node_8101604_200809356 | ABCD | 8101604
oh_line_8101604_200809358 |  | bal_3P_2/0CU | 52.800000000000004 | OPEN | node_8101604_200816153 | node_8101604_200809358 | ABCD | 8101604
oh_line_8101604_200809359 |  | bal_3P_2/0CU | 52.800000000000004 | OPEN | node_8101604_200809358 | node_8101604_200809359 | ABCD | 8101604
oh_line_8101604_200809360 |  | bal_3P_2/0CU | 105.60000000000001 | OPEN | node_8101604_200809359 | node_8101604_200809360 | ABCD | 8101604
oh_line_8101604_200809361 |  | bal_3P_2/0CU | 158.4 | OPEN | node_8101604_200809360 | node_8101604_200809361 | ABCD | 8101604
oh_line_8101604_200809362 |  | bal_3P_2/0CU | 105.60000000000001 | OPEN | node_8101604_200809361 | node_8101604_200809362 | ABCD | 8101604
oh_line_8101604_200809368 |  | bal_1P_1/0AA | 105.60000000000001 | OPEN | node_8101604_200809369 | node_8101604_200809368 | AD | 8101604
oh_line_8101604_200809369 |  | bal_1P_1/0AA | 105.60000000000001 | OPEN | node_8101604_200809370 | node_8101604_200809369 | AD | 8101604
oh_line_8101604_200809370 |  | bal_1P_1CU | 0 | OPEN | node_8101604_200809424 | node_8101604_200809370 | AD | 8101604
oh_line_8101604_200809371 |  | bal_1P_1/0AA | 52.800000000000004 | OPEN | node_8101604_200809424 | node_8101604_200809371 | AD | 8101604
oh_line_8101604_200809372 |  | bal_1P_1/0AC | 105.60000000000001 | OPEN | node_8101604_200809371 | node_intto1_8101604_200809372 | AD | 8101604
oh_line_8101604_200809373 |  | bal_1P_1/0AC | 52.800000000000004 | OPEN | node_8101604_200809372 | node_8101604_200809373 | AD | 8101604
oh_line_8101604_200809374 |  | bal_1P_1/0AC | 52.800000000000004 | OPEN | node_8101604_200809373 | node_8101604_200809374 | AD | 8101604
oh_line_8101604_200809378 |  | bal_1P_1/0AA | 105.60000000000001 | OPEN | node_8101604_200809379 | node_8101604_200809378 | AD | 8101604
oh_line_8101604_200809379 |  | bal_1P_1/0AA | 105.60000000000001 | OPEN | node_8101604_200809380 | node_8101604_200809379 | AD | 8101604
oh_line_8101604_200809380 |  | bal_1P_1/0AA | 52.800000000000004 | OPEN | node_8101604_200809427 | node_8101604_200809380 | AD | 8101604
oh_line_8101604_200809381 |  | bal_1P_1/0AC | 52.800000000000004 | OPEN | node_8101604_200809427 | node_8101604_200809381 | AD | 8101604
oh_line_8101604_200809382 |  | bal_1P_1/0AC | 105.60000000000001 | OPEN | node_8101604_200809381 | node_8101604_200809382 | AD | 8101604
oh_line_8101604_200809383 |  | bal_1P_1/0AC | 52.800000000000004 | OPEN | node_8101604_200809382 | node_8101604_200809383 | AD | 8101604
oh_line_8101604_200809384 |  | bal_1P_1/0AC | 52.800000000000004 | OPEN | node_8101604_200809383 | node_8101604_200809384 | AD | 8101604
oh_line_8101604_200809390 |  | bal_1P_1/0AC | 52.800000000000004 | OPEN | node_8101604_311895394 | node_8101604_200809390 | AD | 8101604
oh_line_8101604_200809391 |  | bal_3P_4CU | 52.800000000000004 | OPEN | node_8101604_200809392 | node_8101604_200809391 | ABCD | 8101604
oh_line_8101604_200809392 |  | bal_3P_2CU | 52.800000000000004 | OPEN | node_8101604_200807819 | node_8101604_200809392 | ABCD | 8101604
oh_line_8101604_200809416 |  | bal_1P_4CU | 105.60000000000001 | OPEN | node_8101604_200809417 | node_8101604_200809416 | AD | 8101604
oh_line_8101604_200809417 |  | bal_1P_4CU | 105.60000000000001 | OPEN | node_8101604_200809418 | node_8101604_200809417 | AD | 8101604
oh_line_8101604_200809418 |  | bal_1P_4CU | 105.60000000000001 | OPEN | node_8101604_200809419 | node_8101604_200809418 | AD | 8101604
oh_line_8101604_200809419 |  | bal_1P_4CU | 52.800000000000004 | OPEN | node_8101604_200809420 | node_8101604_200809419 | AD | 8101604
oh_line_8101604_200809420 |  | bal_3P_2/0CU | 0 | OPEN | node_8101604_200809355 | node_8101604_200809420 | ABCD | 8101604
oh_line_8101604_200809421 |  | bal_3P_1CU | 52.800000000000004 | OPEN | node_8101604_200809420 | node_8101604_200809421 | ABCD | 8101604
oh_line_8101604_200809422 |  | bal_3P_1CU | 105.60000000000001 | OPEN | node_8101604_200809421 | node_8101604_200809422 | ABCD | 8101604
oh_line_8101604_200809423 |  | bal_1P_1CU | 105.60000000000001 | OPEN | node_8101604_200809422 | node_8101604_200809423 | AD | 8101604
oh_line_8101604_200809424 |  | bal_1P_1CU | 105.60000000000001 | OPEN | node_8101604_200809423 | node_8101604_200809424 | AD | 8101604
oh_line_8101604_200809425 |  | bal_1P_1CU | 105.60000000000001 | OPEN | node_8101604_200809424 | node_8101604_200809425 | AD | 8101604
oh_line_8101604_200809426 |  | bal_1P_1CU | 105.60000000000001 | OPEN | node_8101604_200809425 | node_8101604_200809426 | AD | 8101604
oh_line_8101604_200809427 |  | bal_1P_1/0AC | 52.800000000000004 | OPEN | node_8101604_200809426 | node_8101604_200809427 | AD | 8101604
oh_line_8101604_200809428 |  | bal_1P_1/0AC | 52.800000000000004 | OPEN | node_8101604_200809427 | node_8101604_200809428 | AD | 8101604
oh_line_8101604_200809429 |  | bal_1P_1/0AC | 105.60000000000001 | OPEN | node_8101604_200809428 | node_8101604_200809429 | AD | 8101604
oh_line_8101604_200809435 |  | bal_3P_1CU | 105.60000000000001 | OPEN | node_8101604_200809436 | node_8101604_200809435 | ABCD | 8101604
oh_line_8101604_200809436 |  | bal_3P_1CU | 105.60000000000001 | OPEN | node_8101604_200809438 | node_8101604_200809436 | ABCD | 8101604
oh_line_8101604_200809438 |  | bal_3P_1CU | 105.60000000000001 | OPEN | node_8101604_200809440 | node_8101604_200809438 | ABCD | 8101604
oh_line_8101604_200809440 |  | bal_3P_1CU | 105.60000000000001 | OPEN | node_8101604_200809441 | node_8101604_200809440 | ABCD | 8101604
oh_line_8101604_200809441 |  | bal_3P_1CU | 105.60000000000001 | OPEN | node_8101604_200809442 | node_8101604_200809441 | ABCD | 8101604
oh_line_8101604_200809442 |  | bal_3P_1CU | 105.60000000000001 | OPEN | node_8101604_200809444 | node_8101604_200809442 | ABCD | 8101604
oh_line_8101604_200809444 |  | bal_3P_1CU | 105.60000000000001 | OPEN | node_8101604_200809445 | node_intto1_8101604_200809444 | ABCD | 8101604
oh_line_8101604_200809445 |  | bal_3P_1CU | 158.4 | OPEN | node_8101604_200809446 | node_8101604_200809445 | ABCD | 8101604
oh_line_8101604_200809446 |  | bal_3P_2/0CU | 105.60000000000001 | OPEN | node_8101604_200809341 | node_8101604_200809446 | ABCD | 8101604
oh_line_8101604_200809447 |  | bal_3P_1CU | 158.4 | OPEN | node_8101604_200809446 | node_8101604_200809447 | ABCD | 8101604
oh_line_8101604_200809448 |  | bal_3P_1CU | 105.60000000000001 | OPEN | node_8101604_200809447 | node_8101604_200809448 | ABCD | 8101604
oh_line_8101604_200809450 |  | bal_3P_1/0AC | 105.60000000000001 | OPEN | node_8101604_200809451 | node_8101604_200809450 | ABCD | 8101604
oh_line_8101604_200809451 |  | bal_3P_1/0AC | 105.60000000000001 | OPEN | node_8101604_200809452 | node_8101604_200809451 | ABCD | 8101604
oh_line_8101604_200809452 |  | bal_3P_1/0AC | 52.800000000000004 | OPEN | node_8101604_200809453 | node_8101604_200809452 | ABCD | 8101604
oh_line_8101604_200809453 |  | bal_3P_1/0AC | 0 | OPEN | node_8101604_200809351 | node_8101604_200809453 | ABCD | 8101604
oh_line_8101604_200815459 |  | bal_3P_477AL | 105.60000000000001 | OPEN | node_8101604_200815461 | node_8101604_200815459 | ABCD | 8101604
oh_line_8101604_200815461 |  | bal_3P_477AL | 52.800000000000004 | OPEN | node_8101604_200815462 | node_8101604_200815461 | ABCD | 8101604
oh_line_8101604_200815462 |  | bal_3P_477AL | 211.20000000000002 | OPEN | node_8101604_200815463 | node_8101604_200815462 | ABCD | 8101604
oh_line_8101604_200815463 |  | bal_3P_477AL | 105.60000000000001 | OPEN | node_8101604_200815521 | node_8101604_200815463 | ABCD | 8101604
oh_line_8101604_200815464 |  | bal_3P_1/0AC | 52.800000000000004 | OPEN | node_8101604_200815463 | node_intto1_8101604_200815464 | ABCD | 8101604
oh_line_8101604_200815517 |  | bal_3P_477AL | 52.800000000000004 | OPEN | node_8101604_200809018 | node_8101604_200815517 | ABCD | 8101604
oh_line_8101604_200815519 |  | bal_3P_477AL | 264 | OPEN | node_8101604_200815517 | node_8101604_200815519 | ABCD | 8101604
oh_line_8101604_200815520 |  | bal_3P_477AL | 158.4 | OPEN | node_8101604_200815519 | node_8101604_200815520 | ABCD | 8101604
oh_line_8101604_200815521 |  | bal_3P_477AL | 105.60000000000001 | OPEN | node_8101604_200815520 | node_8101604_200815521 | ABCD | 8101604
oh_line_8101604_200815522 |  | bal_3P_1/0AC | 158.4 | OPEN | node_8101604_200815521 | node_8101604_200815522 | ABCD | 8101604
oh_line_8101604_200815523 |  | bal_3P_1/0AC | 158.4 | OPEN | node_8101604_200815522 | node_8101604_200815523 | ABCD | 8101604
oh_line_8101604_200816144 |  | bal_3P_477AL | 52.800000000000004 | OPEN | node_8101604_311933165 | node_8101604_200816144 | ABCD | 8101604
oh_line_8101604_200816146 |  | bal_3P_477AL | 158.4 | OPEN | node_8101604_200816168 | node_8101604_200816146 | ABCD | 8101604
oh_line_8101604_200816147 |  | bal_3P_477AL | 52.800000000000004 | OPEN | node_8101604_200816146 | node_8101604_200816147 | ABCD | 8101604
oh_line_8101604_200816148 |  | bal_3P_477AL | 52.800000000000004 | OPEN | node_8101604_200816147 | node_8101604_200816148 | ABCD | 8101604
oh_line_8101604_200816149 |  | bal_3P_477AL | 158.4 | OPEN | node_8101604_200816148 | node_8101604_200816149 | ABCD | 8101604
oh_line_8101604_200816151 |  | bal_3P_477AL | 105.60000000000001 | OPEN | node_8101604_200816149 | node_8101604_200816151 | ABCD | 8101604
oh_line_8101604_200816153 |  | bal_3P_477AL | 105.60000000000001 | OPEN | node_8101604_200816151 | node_8101604_200816153 | ABCD | 8101604
oh_line_8101604_200816154 |  | bal_3P_1/0AC | 211.20000000000002 | OPEN | node_8101604_200816153 | node_8101604_200816154 | ABCD | 8101604
oh_line_8101604_200816155 |  | bal_3P_1/0AC | 105.60000000000001 | OPEN | node_8101604_200816154 | node_8101604_200816155 | ABCD | 8101604
oh_line_8101604_200816156 |  | bal_3P_1/0AC | 105.60000000000001 | OPEN | node_8101604_200816155 | node_8101604_200816156 | ABCD | 8101604
oh_line_8101604_200816157 |  | bal_3P_1/0AC | 158.4 | OPEN | node_8101604_200816156 | node_8101604_200816157 | ABCD | 8101604
oh_line_8101604_200816159 |  | bal_3P_477AL | 211.20000000000002 | OPEN | node_8101604_200816144 | node_8101604_200816159 | ABCD | 8101604
oh_line_8101604_200816161 |  | bal_3P_477AL | 105.60000000000001 | OPEN | node_8101604_200816159 | node_8101604_200816161 | ABCD | 8101604
oh_line_8101604_200816162 |  | bal_3P_477AL | 105.60000000000001 | OPEN | node_8101604_200816161 | node_8101604_200816162 | ABCD | 8101604
oh_line_8101604_200816164 |  | bal_3P_477AL | 105.60000000000001 | OPEN | node_8101604_200816162 | node_8101604_200816164 | ABCD | 8101604
oh_line_8101604_200816165 |  | bal_3P_477AL | 105.60000000000001 | OPEN | node_8101604_200816164 | node_8101604_200816165 | ABCD | 8101604
oh_line_8101604_200816166-1 |  | bal_3P_477AL | 158.4 | OPEN | node_8101604_200816165 | node_1395556_781_15293864_948 | ABCD | 8101604
oh_line_8101604_200816166-2 |  | bal_3P_477AL | 0 | OPEN | node_1395556_781_15293864_948 | node_8101604_200816166 | ABCD | 8101604
oh_line_8101604_200816167 |  | bal_3P_477AL | 158.4 | OPEN | node_8101604_200816166 | node_8101604_200816167 | ABCD | 8101604
oh_line_8101604_200816168 |  | bal_3P_477AL | 105.60000000000001 | OPEN | node_8101604_200816167 | node_8101604_200816168 | ABCD | 8101604
oh_line_8101604_200955946 |  | bal_3P_1/0AC | 158.4 | OPEN | node_8101604_200809096 | node_8101604_200955946 | ABCD | 8101604
oh_line_8101604_200961718 |  | bal_3P_1/0AC | 105.60000000000001 | OPEN | node_8101604_200808988 | node_8101604_200961718 | ABCD | 8101604
oh_line_8101604_200980283 |  | bal_3P_477AL | 52.800000000000004 | OPEN | node_8101604_200808610 | node_8101604_200980283 | ABCD | 8101604
oh_line_8101604_201064403 |  | bal_3P_1/0AC | 105.60000000000001 | OPEN | node_8101604_200808994 | node_8101604_201064403 | ABCD | 8101604
oh_line_8101604_310055476 |  | bal_3P_477AL | 105.60000000000001 | OPEN | node_8101604_200809024 | node_8101604_310055476 | ABCD | 8101604
oh_line_8101604_311879701 |  | bal_3P_477AL | 52.800000000000004 | OPEN | node_8101604_200809034 | node_8101604_311879701 | ABCD | 8101604
oh_line_8101604_311895394 |  | bal_3P_1/0AA | 52.800000000000004 | OPEN | node_8101604_200809391 | node_8101604_311895394 | ABCD | 8101604
oh_line_8101604_311933165 |  | bal_3P_477AL | 105.60000000000001 | OPEN | node_8101604_200808759 | node_8101604_311933165 | ABCD | 8101604
oh_line_TAP_OH_891718 |  | unb_TAPWIRE_OH | 52.800000000000004 | OPEN | node_8101604_200807790 | node_1396524_422_15293593_313 | ABCN | 8101604
oh_line_TAP_OH_891971 |  | unb_TAPWIRE_OH | 52.800000000000004 | OPEN | node_8101604_200809068 | node_1396398_57_15294793_805 | ABCN | 8101604
oh_line_TAP_OH_891976 |  | unb_TAPWIRE_OH | 52.800000000000004 | OPEN | node_8101604_200809090 | node_1396519_564_15294203_319 | ABCN | 8101604
oh_line_TAP_OH_892016 |  | unb_TAPWIRE_OH | 52.800000000000004 | OPEN | node_8101604_200809331 | node_1394897_265_15291399_362 | AN | 8101604
oh_line_TAP_OH_892018 |  | unb_TAPWIRE_OH | 0 | OPEN | node_8101604_200809345 | node_1395088_941_15292764_248 | ABCN | 8101604
oh_line_TAP_OH_892020 |  | unb_TAPWIRE_OH | 52.800000000000004 | OPEN | node_8101604_200809350 | node_1395234_668_15292078_723 | ABCN | 8101604
oh_line_TAP_OH_892021 |  | unb_TAPWIRE_OH | 52.800000000000004 | OPEN | node_8101604_200809355 | node_1395170_444_15292432_473 | ABCN | 8101604
oh_line_TAP_OH_892023 |  | unb_TAPWIRE_OH | 52.800000000000004 | OPEN | node_8101604_200809368 | node_1395555_684_15292310_171 | AN | 8101604
oh_line_TAP_OH_892024 |  | unb_TAPWIRE_OH | 52.800000000000004 | OPEN | node_8101604_200809374 | node_1395397_097_15292855_852 | AN | 8101604
oh_line_TAP_OH_892025 |  | unb_TAPWIRE_OH | 52.800000000000004 | OPEN | node_8101604_200809378 | node_1395842_151_15292382_383 | AN | 8101604
oh_line_TAP_OH_892026 |  | unb_TAPWIRE_OH | 52.800000000000004 | OPEN | node_8101604_200809384 | node_1395680_909_15292950_981 | AN | 8101604
oh_line_TAP_OH_892027 |  | unb_TAPWIRE_OH | 52.800000000000004 | OPEN | node_8101604_200809390 | node_1394648_804_15292697_928 | AN | 8101604
oh_line_TAP_OH_892038 |  | unb_TAPWIRE_OH | 52.800000000000004 | OPEN | node_8101604_200809438 | node_1394791_949_15291694_229 | ABCN | 8101604
oh_line_TAP_OH_892042 |  | unb_TAPWIRE_OH | 52.800000000000004 | OPEN | node_8101604_200809448 | node_1395589_421_15291981_869 | ABCN | 8101604
oh_line_TAP_OH_893016 |  | unb_TAPWIRE_OH | 52.800000000000004 | OPEN | node_8101604_200815462 | node_1396801_992_15295660_656 | ABCN | 8101604
oh_line_TAP_OH_893144 |  | unb_TAPWIRE_OH | 52.800000000000004 | OPEN | node_8101604_200816156 | node_1394358_108_15293483_176 | ABCN | 8101604
oh_line_TAP_OH_1243989 |  | unb_TAPWIRE_OH | 0 | OPEN | node_8101604_200809417 | node_1394870_845_15292321_108 | AN | 8101604
oh_line_TAP_OH_2137762 |  | unb_TAPWIRE_OH | 105.60000000000001 | OPEN | node_8101604_200807782 | node_1395684_543_15293443_068 | ABCN | 8101604
oh_line_TAP_OH_2137763 |  | unb_TAPWIRE_OH | 105.60000000000001 | OPEN | node_8101604_200807782 | node_1395664_934_15293438_925 | ABCN | 8101604
oh_line_TAP_OH_2137764 |  | unb_TAPWIRE_OH | 105.60000000000001 | OPEN | node_8101604_200807782 | node_1395704_25_15293440_262 | ABCN | 8101604
oh_line_TAP_OH_2137776 |  | unb_TAPWIRE_OH | 52.800000000000004 | OPEN | node_8101604_200807792 | node_1394430_535_15292798_943 | ABCN | 8101604
oh_line_TAP_OH_2137777 |  | unb_TAPWIRE_OH | 52.800000000000004 | OPEN | node_8101604_200807792 | node_1394415_74_15292793_791 | ABCN | 8101604
oh_line_TAP_OH_2137778 |  | unb_TAPWIRE_OH | 52.800000000000004 | OPEN | node_8101604_200807792 | node_1394452_402_15292805_968 | ABCN | 8101604
oh_line_TAP_OH_2137782 |  | unb_TAPWIRE_OH | 52.800000000000004 | OPEN | node_8101604_200816157 | node_1394252_114_15293324_101 | ABCN | 8101604
oh_line_TAP_OH_2137783 |  | unb_TAPWIRE_OH | 52.800000000000004 | OPEN | node_8101604_200816157 | node_1394274_153_15293332_536 | ABCN | 8101604
oh_line_TAP_OH_2137784 |  | unb_TAPWIRE_OH | 52.800000000000004 | OPEN | node_8101604_200816157 | node_1394234_031_15293323_427 | ABCN | 8101604
oh_line_TAP_OH_2137794 |  | unb_TAPWIRE_OH | 105.60000000000001 | OPEN | node_8101604_200807779 | node_1395665_342_15293172_872 | ABCN | 8101604
oh_line_TAP_OH_2137795 |  | unb_TAPWIRE_OH | 105.60000000000001 | OPEN | node_8101604_200807779 | node_1395681_418_15293188_6 | ABCN | 8101604
oh_line_TAP_OH_2137804 |  | unb_TAPWIRE_OH | 105.60000000000001 | OPEN | node_8101604_200808610 | node_1396592_267_15295071_644 | ABCN | 8101604
oh_line_TAP_OH_2137805 |  | unb_TAPWIRE_OH | 105.60000000000001 | OPEN | node_8101604_200808610 | node_1396607_012_15295061_953 | ABCN | 8101604
oh_line_TAP_OH_2137806 |  | unb_TAPWIRE_OH | 105.60000000000001 | OPEN | node_8101604_200808610 | node_1396622_993_15295047_048 | ABCN | 8101604
oh_line_TAP_OH_2137820 |  | unb_TAPWIRE_OH | 105.60000000000001 | OPEN | node_8101604_200809343 | node_1394968_403_15292681_721 | ABCN | 8101604
oh_line_TAP_OH_2137821 |  | unb_TAPWIRE_OH | 105.60000000000001 | OPEN | node_8101604_200809343 | node_1394976_069_15292657_228 | ABCN | 8101604
oh_line_TAP_OH_2137822 |  | unb_TAPWIRE_OH | 105.60000000000001 | OPEN | node_8101604_200809343 | node_1394965_733_15292708_083 | ABCN | 8101604
oh_line_TAP_OH_2140934 |  | unb_TAPWIRE_OH | 105.60000000000001 | OPEN | node_8101604_200815520 | node_1396876_243_15296108_479 | ABCN | 8101604
oh_line_TAP_OH_2140935 |  | unb_TAPWIRE_OH | 105.60000000000001 | OPEN | node_8101604_200815520 | node_1396856_444_15296106_845 | ABCN | 8101604
oh_line_TAP_OH_2140936 |  | unb_TAPWIRE_OH | 105.60000000000001 | OPEN | node_8101604_200815520 | node_1396895_65_15296103_178 | ABCN | 8101604
oh_line_TAP_OH_2140937 |  | unb_TAPWIRE_OH | 105.60000000000001 | OPEN | node_8101604_200807786 | node_1396176_392_15293401_39 | ABCN | 8101604
oh_line_TAP_OH_2140938 |  | unb_TAPWIRE_OH | 105.60000000000001 | OPEN | node_8101604_200807786 | node_1396193_237_15293415_584 | ABCN | 8101604
oh_line_TAP_OH_2140939 |  | unb_TAPWIRE_OH | 105.60000000000001 | OPEN | node_8101604_200807786 | node_1396157_413_15293393_51 | ABCN | 8101604
oh_line_TAP_OH_2140945 |  | unb_TAPWIRE_OH | 105.60000000000001 | OPEN | node_8101604_200809441 | node_1394983_315_15291842_108 | ABCN | 8101604
oh_line_TAP_OH_2140946 |  | unb_TAPWIRE_OH | 105.60000000000001 | OPEN | node_8101604_200809441 | node_1394966_141_15291828_643 | ABCN | 8101604
oh_line_TAP_OH_2140979 |  | unb_TAPWIRE_OH | 105.60000000000001 | OPEN | node_8101604_200808987 | node_1396673_59_15294538_374 | ABCN | 8101604
oh_line_TAP_OH_2140980 |  | unb_TAPWIRE_OH | 105.60000000000001 | OPEN | node_8101604_200808987 | node_1396658_674_15294520_702 | ABCN | 8101604
oh_line_TAP_OH_2140981 |  | unb_TAPWIRE_OH | 105.60000000000001 | OPEN | node_8101604_200808987 | node_1396691_38_15294550_288 | ABCN | 8101604
oh_line_TAP_OH_2140988 |  | unb_TAPWIRE_OH | 105.60000000000001 | OPEN | node_8101604_200816162 | node_1395875_727_15293867_282 | ABCN | 8101604
oh_line_TAP_OH_2140989 |  | unb_TAPWIRE_OH | 105.60000000000001 | OPEN | node_8101604_200816162 | node_1395893_567_15293879_061 | ABCN | 8101604
oh_line_TAP_OH_2140990 |  | unb_TAPWIRE_OH | 105.60000000000001 | OPEN | node_8101604_200809359 | node_1394733_315_15293438_515 | ABCN | 8101604
oh_line_TAP_OH_2140991 |  | unb_TAPWIRE_OH | 105.60000000000001 | OPEN | node_8101604_200809359 | node_1394740_015_15293413_511 | ABCN | 8101604
oh_line_TAP_OH_2140995 |  | unb_TAPWIRE_OH | 105.60000000000001 | OPEN | node_8101604_200809446 | node_1395447_234_15291793_093 | ABCN | 8101604
oh_line_TAP_OH_2140996 |  | unb_TAPWIRE_OH | 105.60000000000001 | OPEN | node_8101604_200809446 | node_1395463_911_15291807_646 | ABCN | 8101604
oh_line_TAP_OH_2140997 |  | unb_TAPWIRE_OH | 52.800000000000004 | OPEN | node_8101604_200809022 | node_1397140_928_15295777_246 | ABCN | 8101604
oh_line_TAP_OH_2140998 |  | unb_TAPWIRE_OH | 105.60000000000001 | OPEN | node_8101604_200809022 | node_1397142_512_15295750_717 | ABCN | 8101604
oh_line_TAP_OH_2140999 |  | unb_TAPWIRE_OH | 105.60000000000001 | OPEN | node_8101604_200809022 | node_1397144_514_15295803_464 | ABCN | 8101604
oh_line_TAP_OH_2141008 |  | unb_TAPWIRE_OH | 105.60000000000001 | OPEN | node_8101604_200807766 | node_1395059_708_15292947_924 | ABCN | 8101604
oh_line_TAP_OH_2141009 |  | unb_TAPWIRE_OH | 105.60000000000001 | OPEN | node_8101604_200807766 | node_1395076_532_15292962_166 | ABCN | 8101604
oh_line_TAP_OH_2141010 |  | unb_TAPWIRE_OH | 105.60000000000001 | OPEN | node_8101604_200807766 | node_1395040_74_15292939_991 | ABCN | 8101604
oh_line_TAP_OH_2141011 |  | unb_TAPWIRE_OH | 105.60000000000001 | OPEN | node_8101604_200808989 | node_1397355_656_15294661_885 | ABCN | 8101604
oh_line_TAP_OH_2141012 |  | unb_TAPWIRE_OH | 105.60000000000001 | OPEN | node_8101604_200808989 | node_1397336_673_15294654_026 | ABCN | 8101604
oh_line_TAP_OH_2141023 |  | unb_TAPWIRE_OH | 52.800000000000004 | OPEN | node_8101604_200809346 | node_1395227_198_15292842_342 | ABCN | 8101604
oh_line_TAP_OH_2141024 |  | unb_TAPWIRE_OH | 105.60000000000001 | OPEN | node_8101604_200809346 | node_1395220_266_15292867_231 | ABCN | 8101604
oh_line_TAP_OH_2141025 |  | unb_TAPWIRE_OH | 52.800000000000004 | OPEN | node_8101604_200809346 | node_1395229_086_15292815_852 | ABCN | 8101604
oh_line_TAP_OH_2141051 |  | unb_TAPWIRE_OH | 105.60000000000001 | OPEN | node_8101604_200816167 | node_1395374_115_15293901_3 | ABCN | 8101604
oh_line_TAP_OH_2141052 |  | unb_TAPWIRE_OH | 105.60000000000001 | OPEN | node_8101604_200816167 | node_1395357_696_15293886_228 | ABCN | 8101604
oh_line_TAP_OH_2141058 |  | unb_TAPWIRE_OH | 52.800000000000004 | OPEN | node_8101604_200809089 | node_1396462_471_15293966_26 | ABCN | 8101604
oh_line_TAP_OH_2141059 |  | unb_TAPWIRE_OH | 52.800000000000004 | OPEN | node_8101604_200809089 | node_1396466_674_15293940_274 | ABCN | 8101604
oh_line_TAP_OH_2141074 |  | unb_TAPWIRE_OH | 105.60000000000001 | OPEN | node_8101604_200808760 | node_1396197_356_15294455_169 | ABCN | 8101604
oh_line_TAP_OH_2141075 |  | unb_TAPWIRE_OH | 105.60000000000001 | OPEN | node_8101604_200808760 | node_1396188_33_15294431_384 | ABCN | 8101604
oh_line_TAP_OH_2141076 |  | unb_TAPWIRE_OH | 105.60000000000001 | OPEN | node_8101604_200808760 | node_1396210_644_15294475_046 | ABCN | 8101604
oh_line_TAP_OH_2141079 |  | unb_TAPWIRE_OH | 52.800000000000004 | OPEN | node_8101604_200808609 | node_1396498_245_15295138_923 | ABCN | 8101604
oh_line_TAP_OH_2141080 |  | unb_TAPWIRE_OH | 52.800000000000004 | OPEN | node_8101604_200808609 | node_1396502_405_15295112_924 | ABCN | 8101604
oh_line_TAP_OH_2141081 |  | unb_TAPWIRE_OH | 52.800000000000004 | OPEN | node_8101604_200808609 | node_1396499_245_15295165_525 | ABCN | 8101604
oh_line_TAP_OH_2141085 |  | unb_TAPWIRE_OH | 105.60000000000001 | OPEN | node_8101604_200809444 | node_1395179_955_15291905_578 | ABCN | 8101604
oh_line_TAP_OH_2141086 |  | unb_TAPWIRE_OH | 105.60000000000001 | OPEN | node_8101604_200809444 | node_1395163_27_15291891_042 | ABCN | 8101604
oh_line_TAP_OH_2141115 |  | unb_TAPWIRE_OH | 52.800000000000004 | OPEN | node_8101604_311895394 | node_1394604_931_15292734_232 | ABCN | 8101604
oh_line_TAP_OH_2141116 |  | unb_TAPWIRE_OH | 52.800000000000004 | OPEN | node_8101604_311895394 | node_1394615_58_15292719_837 | ABCN | 8101604
oh_line_TAP_OH_2141117 |  | unb_TAPWIRE_OH | 52.800000000000004 | OPEN | node_8101604_311895394 | node_1394604_904_15292762_787 | ABCN | 8101604
oh_line_TAP_OH_2200525 |  | unb_TAPWIRE_OH | 105.60000000000001 | OPEN | node_8101604_200808614 | node_1396987_338_15295283_94 | ABCN | 8101604
oh_line_TAP_OH_2200526 |  | unb_TAPWIRE_OH | 105.60000000000001 | OPEN | node_8101604_200808614 | node_1397006_637_15295290_223 | ABCN | 8101604
oh_line_TAP_OH_2200527 |  | unb_TAPWIRE_OH | 105.60000000000001 | OPEN | node_8101604_200808614 | node_1396967_517_15295284_569 | ABCN | 8101604
oh_line_TAP_OH_2200528 |  | unb_TAPWIRE_OH | 105.60000000000001 | OPEN | node_8101604_200809450 | node_1394896_051_15292075_735 | ABCN | 8101604
oh_line_TAP_OH_2200529 |  | unb_TAPWIRE_OH | 105.60000000000001 | OPEN | node_8101604_200809450 | node_1394902_563_15292050_64 | ABCN | 8101604
oh_line_TAP_OH_2200530 |  | unb_TAPWIRE_OH | 105.60000000000001 | OPEN | node_8101604_200809450 | node_1394894_608_15292102_279 | ABCN | 8101604
oh_line_TAP_OH_2200539 |  | unb_TAPWIRE_OH | 105.60000000000001 | OPEN | node_8101604_201064403 | node_1397406_765_15294708_823 | ABCN | 8101604
oh_line_TAP_OH_2200540 |  | unb_TAPWIRE_OH | 105.60000000000001 | OPEN | node_8101604_201064403 | node_1397387_115_15294705_074 | ABCN | 8101604
oh_line_TAP_OH_2200541 |  | unb_TAPWIRE_OH | 105.60000000000001 | OPEN | node_8101604_201064403 | node_1397426_436_15294705_622 | ABCN | 8101604
oh_line_TAP_OH_2200542 |  | unb_TAPWIRE_OH | 105.60000000000001 | OPEN | node_8101604_200816148 | node_1395061_32_15293793_033 | ABCN | 8101604
oh_line_TAP_OH_2200543 |  | unb_TAPWIRE_OH | 105.60000000000001 | OPEN | node_8101604_200816148 | node_1395044_594_15293778_586 | ABCN | 8101604
oh_line_TAP_OH_2200544 |  | unb_TAPWIRE_OH | 105.60000000000001 | OPEN | node_8101604_200816148 | node_1395080_233_15293801_199 | ABCN | 8101604
oh_line_TAP_OH_2200552 |  | unb_TAPWIRE_OH | 105.60000000000001 | OPEN | node_8101604_200816146 | node_1395192_222_15293799_371 | ABCN | 8101604
oh_line_TAP_OH_2200553 |  | unb_TAPWIRE_OH | 105.60000000000001 | OPEN | node_8101604_200816146 | node_1395173_595_15293804_547 | ABCN | 8101604
oh_line_TAP_OH_2200554 |  | unb_TAPWIRE_OH | 105.60000000000001 | OPEN | node_8101604_200816146 | node_1395209_503_15293790_504 | ABCN | 8101604
oh_line_TAP_OH_2418934 |  | unb_TAPWIRE_OH | 52.800000000000004 | OPEN | node_8101604_200816151 | node_1394868_519_15293605_866 | ABCN | 8101604
oh_line_TAP_OH_2418935 |  | unb_TAPWIRE_OH | 52.800000000000004 | OPEN | node_8101604_200816151 | node_1394865_23_15293590_91 | ABCN | 8101604
oh_line_TAP_OH_2418936 |  | unb_TAPWIRE_OH | 52.800000000000004 | OPEN | node_8101604_200815464 | node_1396906_81_15295877_748 | ABCN | 8101604
oh_line_TAP_OH_2418937 |  | unb_TAPWIRE_OH | 105.60000000000001 | OPEN | node_8101604_200815464 | node_1396904_614_15295904_192 | ABCN | 8101604
oh_line_TAP_OH_2418938 |  | unb_TAPWIRE_OH | 105.60000000000001 | OPEN | node_8101604_200815464 | node_1396903_832_15295851_397 | ABCN | 8101604
oh_line_TAP_OH_2456134 |  | unb_TAPWIRE_OH | 0 | OPEN | node_8101604_200809425 | node_1395576_206_15292603_616 | AN | 8101604
oh_line_TAP_OH_2901979 |  | unb_TAPWIRE_OH | 0 | OPEN | node_8101604_200815523 | node_1396785_939_15296358_636 | ABCN | 8101604
oh_line_TAP_OH_3012465 |  | unb_TAPWIRE_OH | 0 | OPEN | node_8101604_200815523 | node_1396785_593_15296353_337 | ABCN | 8101604
oh_line_TAP_OH_3012466 |  | unb_TAPWIRE_OH | 0 | OPEN | node_8101604_200815523 | node_1396785_935_15296349_043 | ABCN | 8101604
oh_line_TAP_OH_3743024 |  | unb_TAPWIRE_OH | 52.800000000000004 | OPEN | node_8101604_200809066 | node_1396475_54_15294553_793 | ABCN | 8101604

## UndergroundLine
Name | GroupId | Configuration | NumParallelCables | Length | Status | From | To | Phases | Feeder | Comments
und_line_8101604_200805041 |  | und_1P_2CUURD | 0 | 52.800000000000004 | OPEN | node_8101604_200808839 | node_8101604_200805041 | AN | 8101604
und_line_8101604_200805107 |  | und_3P_2CUURD | 0 | 52.800000000000004 | OPEN | node_8101604_200807772 | node_intto1_8101604_200805107 | ABCN | 8101604
und_line_8101604_200805602 |  | und_3P_1/0ALURD | 0 | 105.60000000000001 | OPEN | node_8101604_200816147 | node_8101604_200805602 | ABCN | 8101604
und_line_8101604_200809339 |  | und_3P_2ALURD | 0 | 0 | OPEN | node_8101604_200809353 | node_intto1_8101604_200809339 | ABCN | 8101604
und_line_TAP_UG_58647 |  | und_TAPWIRE_UG | 0 | 0 | OPEN | node_8101604_200805602 | node_1395148_049_15293833_292 | ABCN | 8101604
und_line_TAP_UG_58676 |  | und_TAPWIRE_UG | 0 | 52.800000000000004 | OPEN | node_8101604_200809339 | node_1395258_744_15292260_413 | ABCN | 8101604
und_line_TAP_UG_899858 |  | und_TAPWIRE_UG | 0 | 105.60000000000001 | OPEN | node_8101604_200805107 | node_1395097_101_15293226_874 | ABCN | 8101604
und_line_TAP_UG_899859 |  | und_TAPWIRE_UG | 0 | 105.60000000000001 | OPEN | node_8101604_200805107 | node_1395077_706_15293221_156 | ABCN | 8101604
und_line_TAP_UG_899860 |  | und_TAPWIRE_UG | 0 | 105.60000000000001 | OPEN | node_8101604_200805107 | node_1395116_906_15293225_666 | ABCN | 8101604