## Feeder
Name | Description | Comments
8101605

## Node
Name | GroupId | Latitude | Longitude | BusType | NominalVoltage | ConsistentPath | DistToSlack | Phases | Feeder | Comments
node_1397466_051_15295839_574 |  | 42.1081015189104 | -75.89517669149032 | PQ | 2771.281 | False | -1 | ABCN | 8101605
node_1397483_06_15295853_405 |  | 42.10813940210866 | -75.89511197991197 | PQ | 2771.281 | False | -1 | ABCN | 8101605
node_1397572_976_15295667_579 |  | 42.10763042349542 | -75.89476989006079 | PQ | 2771.281 | False | -1 | ABCN | 8101605
node_1397592_773_15295669_273 |  | 42.107635063372356 | -75.89469457139911 | PQ | 2771.281 | False | -1 | ABCN | 8101605
node_1397611_6_15295677_788 |  | 42.10765838601231 | -75.89462294315021 | PQ | 2771.281 | False | -1 | ABCN | 8101605
node_1397828_715_15295695_667 |  | 42.10770735670869 | -75.89379691843781 | PQ | 2771.281 | False | -1 | ABCN | 8101605
node_1397848_543_15295696_135 |  | 42.107708638563714 | -75.8937214818351 | PQ | 2771.281 | False | -1 | ABCN | 8101605
node_1397854_721_15296120_235 |  | 42.10887025120066 | -75.89369797732978 | PQ | 2771.281 | False | -1 | ABCN | 8101605
node_1397866_13_15296115_564 |  | 42.10885745730152 | -75.89365457122729 | PQ | 2771.281 | False | -1 | ABCN | 8101605
node_1397867_637_15295703_478 |  | 42.1077287510881 | -75.89364883777155 | PQ | 2771.281 | False | -1 | ABCN | 8101605
node_1397877_311_15296104_611 |  | 42.10882745696383 | -75.89361203256202 | PQ | 2771.281 | False | -1 | ABCN | 8101605
node_1397952_665_15296164_53 |  | 42.10899157549152 | -75.89332534455716 | PQ | 2771.281 | False | -1 | ABCN | 8101605
node_1397955_93_15296138_293 |  | 42.1089197121792 | -75.89331292270383 | PQ | 2771.281 | False | -1 | ABCN | 8101605
node_1398068_081_15295784_912 |  | 42.10795179933964 | -75.89288623869986 | PQ | 2771.281 | False | -1 | ABCN | 8101605
node_1398221_381_15295813_972 |  | 42.108031394867176 | -75.89230300129844 | PQ | 2771.281 | False | -1 | ABCN | 8101605
node_1398221_651_15295604_444 |  | 42.10745749632298 | -75.89230197407015 | PQ | 2771.281 | False | -1 | ABCN | 8101605
node_1398223_306_15295630_992 |  | 42.10753021146631 | -75.89229567754111 | PQ | 2771.281 | False | -1 | ABCN | 8101605
node_1398225_167_15295578_269 |  | 42.10738580282906 | -75.89228859727496 | PQ | 2771.281 | False | -1 | ABCN | 8101605
node_1398230_033_15295799_099 |  | 42.10799065762419 | -75.89227008433825 | PQ | 2771.281 | False | -1 | ABCN | 8101605
node_1398232_082_15295731_993 |  | 42.10780685385713 | -75.89226228881682 | PQ | 2771.281 | False | -1 | ABCN | 8101605
node_1398239_449_15295755_702 |  | 42.10787179296113 | -75.89223426070242 | PQ | 2771.281 | False | -1 | ABCN | 8101605
node_1398249_199_15295788_682 |  | 42.10796212539397 | -75.89219716634716 | PQ | 2771.281 | False | -1 | ABCN | 8101605
node_1398252_15295712_871 |  | 42.107754478575714 | -75.89218650980467 | PQ | 2771.281 | False | -1 | ABCN | 8101605
node_1398333_465_15296082_887 |  | 42.10876795478764 | -75.89187657219928 | PQ | 2771.281 | False | -1 | ABCN | 8101605
node_1398336_434_15296030_263 |  | 42.10862381731202 | -75.89186527649254 | PQ | 2771.281 | False | -1 | ABCN | 8101605
node_1398337_53_15296056_859 |  | 42.10869666392766 | -75.89186110670654 | PQ | 2771.281 | False | -1 | ABCN | 8101605
node_1398547_164_15296174_31 |  | 42.10901836297464 | -75.89106354382717 | PQ | 2771.281 | False | -1 | ABCN | 8101605
node_1398921_731_15297287_794 |  | 42.11206820283656 | -75.88963848522484 | PQ | 2771.281 | False | -1 | AN | 8101605
node_1398987_405_15296267_062 |  | 42.10927241130122 | -75.88938862525679 | PQ | 2771.281 | False | -1 | ABCN | 8101605
node_1399097_59_15296672_66 |  | 42.11038334684076 | -75.88896942099667 | PQ | 2771.281 | False | -1 | AN | 8101605
node_1399103_912_15297852_284 |  | 42.11361434458953 | -75.88894536863626 | PQ | 2771.281 | False | -1 | ABCN | 8101605
node_1399201_162_15295853_982 |  | 42.10814098251539 | -75.88857537622081 | PQ | 2771.281 | False | -1 | ABCN | 8101605
node_1399202_205_15295827_401 |  | 42.108068176984844 | -75.88857140807593 | PQ | 2771.281 | False | -1 | ABCN | 8101605
node_1399208_337_15295802_13 |  | 42.10799895955276 | -75.88854807857989 | PQ | 2771.281 | False | -1 | ABCN | 8101605
node_1399246_009_15297560_571 |  | 42.11281534079995 | -75.8884047536002 | PQ | 2771.281 | False | -1 | ABCN | 8101605
node_1399256_594_15297433_172 |  | 42.112466394116765 | -75.88836448244628 | PQ | 2771.281 | False | -1 | ABCN | 8101605
node_1399278_856_15295747_475 |  | 42.10784925915504 | -75.88827978557067 | PQ | 2771.281 | False | -1 | ABCN | 8101605
node_1399280_17_15295774_054 |  | 42.10792205920757 | -75.88827478639296 | PQ | 2771.281 | False | -1 | ABCN | 8101605
node_1399282_709_15295721_387 |  | 42.107777803954676 | -75.88826512664238 | PQ | 2771.281 | False | -1 | ABCN | 8101605
node_1399305_385_15296855_781 |  | 42.11088491644154 | -75.88817885468339 | PQ | 2771.281 | False | -1 | ABCN | 8101605
node_1399339_777_15296420_21 |  | 42.10969188466157 | -75.88804800862526 | PQ | 2771.281 | False | -1 | ABCN | 8101605
node_1399411_932_15295996_367 |  | 42.10853097594928 | -75.88777349137348 | PQ | 2771.281 | False | -1 | ABCN | 8101605
node_1399415_147_15295970_119 |  | 42.108459082507885 | -75.8877612597476 | PQ | 2771.281 | False | -1 | ABCN | 8101605
node_1399472_143_15297549_774 |  | 42.11278576774727 | -75.88754441565804 | PQ | 2771.281 | False | -1 | AN | 8101605
node_1399489_953_15297323_649 |  | 42.11216640991296 | -75.88747665663573 | PQ | 2771.281 | False | -1 | AN | 8101605
node_1399541_637_15298182_84 |  | 42.11451973960679 | -75.88728002231183 | PQ | 2771.281 | False | -1 | AN | 8101605
node_1399581_162_15296596_702 |  | 42.110175297388565 | -75.88712964750236 | PQ | 2771.281 | False | -1 | AN | 8101605
node_1399700_975_15297665_858 |  | 42.11310372257242 | -75.88667381304198 | PQ | 2771.281 | False | -1 | AN | 8101605
node_1399774_618_15297952_201 |  | 42.113888017897345 | -75.88639363462089 | PQ | 2771.281 | False | -1 | AN | 8101605
node_1399882_415_15296974_456 |  | 42.11120996803242 | -75.8859835156244 | PQ | 2771.281 | False | -1 | ABCN | 8101605
node_1399887_457_15297314_809 |  | 42.112142197095906 | -75.88596433308705 | PQ | 2771.281 | False | -1 | AN | 8101605
node_1400141_793_15297462_74 |  | 42.112547381059585 | -75.88499669924668 | PQ | 2771.281 | False | -1 | ABCN | 8101605
node_1400155_871_15296628_327 |  | 42.11026191846766 | -75.88494313880221 | PQ | 2771.281 | False | -1 | AN | 8101605
node_1400161_617_15297463_368 |  | 42.11254910115564 | -75.88492127786216 | PQ | 2771.281 | False | -1 | ABCN | 8101605
node_1400180_856_15297457_086 |  | 42.112531894717094 | -75.88484808213897 | PQ | 2771.281 | False | -1 | ABCN | 8101605
node_8101605_200808314 |  | 42.11153285854721 | -75.88601828920463 | PQ | 2771.281 | False | -1 | AD | 8101605
node_8101605_200808315 |  | 42.111829432687976 | -75.8860559009786 | PQ | 2771.281 | False | -1 | AD | 8101605
node_8101605_200808317 |  | 42.112131298589226 | -75.88608425628424 | PQ | 2771.281 | False | -1 | AN | 8101605
node_8101605_200808322 |  | 42.11389080894492 | -75.88627170642623 | PQ | 2771.281 | False | -1 | AN | 8101605
node_8101605_200808323 |  | 42.114164589074 | -75.88629664905118 | PQ | 2771.281 | False | -1 | AD | 8101605
node_8101605_200808324 |  | 42.114433543073694 | -75.88632907141996 | PQ | 2771.281 | False | -1 | AD | 8101605
node_8101605_200808363 |  | 42.1102673690905 | -75.88713495865312 | PQ | 2771.281 | False | -1 | AN | 8101605
node_8101605_200808364 |  | 42.110617786620146 | -75.88718922674376 | PQ | 2771.281 | False | -1 | AD | 8101605
node_8101605_200808366 |  | 42.111205374718594 | -75.88724280621098 | PQ | 2771.281 | False | -1 | AD | 8101605
node_8101605_200808369 |  | 42.112182230414234 | -75.88736651493468 | PQ | 2771.281 | False | -1 | AN | 8101605
node_8101605_200808370 |  | 42.11249294330632 | -75.88738699482334 | PQ | 2771.281 | False | -1 | AD | 8101605
node_8101605_200808371 |  | 42.112815828343095 | -75.8874308841036 | PQ | 2771.281 | False | -1 | AN | 8101605
node_8101605_200808373 |  | 42.113135185539555 | -75.88746235913962 | PQ | 2771.281 | False | -1 | AD | 8101605
node_8101605_200808395 |  | 42.10786797204713 | -75.88797583252128 | PQ | 2771.281 | False | -1 | ABCN | 8101605
node_8101605_200808397 |  | 42.10816768782831 | -75.88801143549324 | PQ | 2771.281 | False | -1 | ABCD | 8101605
node_8101605_200808398 |  | 42.108126531517335 | -75.88829877788058 | PQ | 2771.281 | False | -1 | ABCN | 8101605
node_8101605_200808399 |  | 42.10843391377758 | -75.88807544322997 | PQ | 2771.281 | False | -1 | ABCN | 8101605
node_8101605_200808400 |  | 42.10871507552904 | -75.88808579160396 | PQ | 2771.281 | False | -1 | ABCD | 8101605
node_8101605_200808404 |  | 42.108995552528896 | -75.88811413930048 | PQ | 2771.281 | False | -1 | ABCD | 8101605
node_8101605_200808406 |  | 42.109126279828914 | -75.88812787752786 | PQ | 2771.281 | False | -1 | ABCD | 8101605
node_8101605_200808407 |  | 42.10923398577968 | -75.88811934392388 | PQ | 2771.281 | False | -1 | ABCD | 8101605
node_8101605_200808408 |  | 42.10939004067237 | -75.88813402948401 | PQ | 2771.281 | False | -1 | ABCD | 8101605
node_8101605_200808410 |  | 42.10966900026265 | -75.88817829541465 | PQ | 2771.281 | False | -1 | ABCN | 8101605
node_8101605_200808412 |  | 42.109942796825756 | -75.88820427287699 | PQ | 2771.281 | False | -1 | ABCD | 8101605
node_8101605_200808414 |  | 42.1102145720021 | -75.88824042750859 | PQ | 2771.281 | False | -1 | ABCD | 8101605
node_8101605_200808415 |  | 42.11034878057932 | -75.88825835074016 | PQ | 2771.281 | False | -1 | ABCD | 8101605
node_8101605_200808416 |  | 42.11062527232478 | -75.88827819146454 | PQ | 2771.281 | False | -1 | ABCD | 8101605
node_8101605_200808418 |  | 42.11087142957377 | -75.8882963467736 | PQ | 2771.281 | False | -1 | ABCN | 8101605
node_8101605_200808419 |  | 42.11115471679424 | -75.88834330252055 | PQ | 2771.281 | False | -1 | ABCD | 8101605
node_8101605_200808423 |  | 42.111552647868834 | -75.88839832771649 | PQ | 2771.281 | False | -1 | ABCD | 8101605
node_8101605_200808425 |  | 42.11184302637701 | -75.88844971956789 | PQ | 2771.281 | False | -1 | ABCD | 8101605
node_8101605_200808427 |  | 42.112117556993844 | -75.8884511652966 | PQ | 2771.281 | False | -1 | ABCD | 8101605
node_8101605_200808429 |  | 42.11246193501426 | -75.88848149135875 | PQ | 2771.281 | False | -1 | ABCN | 8101605
node_8101605_200808430 |  | 42.112800161226176 | -75.88853806500623 | PQ | 2771.281 | False | -1 | ABCN | 8101605
node_8101605_200808431 |  | 42.11305799759869 | -75.88855513982331 | PQ | 2771.281 | False | -1 | ABCD | 8101605
node_8101605_200808467 |  | 42.109198337610685 | -75.88945149543329 | PQ | 2771.281 | False | -1 | ABCN | 8101605
node_8101605_200808513 |  | 42.10747982470359 | -75.89201375663647 | PQ | 2771.281 | False | -1 | ABCN | 8101605
node_8101605_200808514 |  | 42.107832638863876 | -75.89204621705075 | PQ | 2771.281 | False | -1 | ABCN | 8101605
node_8101605_200808517 |  | 42.10805550634099 | -75.8920831325922 | PQ | 2771.281 | False | -1 | ABCN | 8101605
node_8101605_200808518 |  | 42.10841640057032 | -75.89211012586921 | PQ | 2771.281 | False | -1 | ABCD | 8101605
node_8101605_200808519 |  | 42.108662248311575 | -75.89215121880575 | PQ | 2771.281 | False | -1 | ABCN | 8101605
node_8101605_200808520 |  | 42.109037615451 | -75.89218068123522 | PQ | 2771.281 | False | -1 | ABCD | 8101605
node_8101605_200808569 |  | 42.11027967270749 | -75.88481083560173 | PQ | 2771.281 | False | -1 | AN | 8101605
node_8101605_200808570 |  | 42.11055404993997 | -75.88484274055182 | PQ | 2771.281 | False | -1 | AD | 8101605
node_8101605_200808571 |  | 42.11082052239982 | -75.88487278127276 | PQ | 2771.281 | False | -1 | AD | 8101605
node_8101605_200808572 |  | 42.11109416831758 | -75.88490245675698 | PQ | 2771.281 | False | -1 | AD | 8101605
node_8101605_200808573 |  | 42.11123770595078 | -75.8849121279212 | PQ | 2771.281 | False | -1 | AD | 8101605
node_8101605_200808574 |  | 42.11136153369353 | -75.88492810322354 | PQ | 2771.281 | False | -1 | ABCD | 8101605
node_8101605_200809109 |  | 42.10909357061384 | -75.89106766415401 | PQ | 2771.281 | False | -1 | ABCN | 8101605
node_8101605_200809110 |  | 42.10909687385562 | -75.89145610102427 | PQ | 2771.281 | False | -1 | ABCD | 8101605
node_8101605_200809111 |  | 42.10906718850368 | -75.89181852238669 | PQ | 2771.281 | False | -1 | ABCD | 8101605
node_8101605_200809112 |  | 42.10902800701636 | -75.89258429825702 | PQ | 2771.281 | False | -1 | ABCD | 8101605
node_8101605_200809114 |  | 42.10900193441393 | -75.8930332046332 | PQ | 2771.281 | False | -1 | ABCN | 8101605
node_8101605_200809119 |  | 42.10926457226475 | -75.88848569158112 | PQ | 2771.281 | False | -1 | ABCD | 8101605
node_8101605_200809120 |  | 42.10923768069939 | -75.8887446748583 | PQ | 2771.281 | False | -1 | ABCD | 8101605
node_8101605_200809121 |  | 42.1092296225424 | -75.88903734741915 | PQ | 2771.281 | False | -1 | ABCD | 8101605
node_8101605_200809123 |  | 42.109167888075945 | -75.8899190859509 | PQ | 2771.281 | False | -1 | ABCD | 8101605
node_8101605_200809124 |  | 42.10914186751464 | -75.8903002751548 | PQ | 2771.281 | False | -1 | ABCD | 8101605
node_8101605_200809125 |  | 42.109121344139275 | -75.89068280736461 | PQ | 2771.281 | False | -1 | ABCD | 8101605
node_8101605_200809132 |  | 42.11032304761369 | -75.8885099646054 | PQ | 2771.281 | False | -1 | AD | 8101605
node_8101605_200809133 |  | 42.110290015195865 | -75.88897138794864 | PQ | 2771.281 | False | -1 | AN | 8101605
node_8101605_200809136 |  | 42.11227132481615 | -75.8849539969858 | PQ | 2771.281 | False | -1 | ABCN | 8101605
node_8101605_200809137 |  | 42.11124484380159 | -75.88728376979284 | PQ | 2771.281 | False | -1 | ABCD | 8101605
node_8101605_200809138 |  | 42.11126349369653 | -75.88687256649982 | PQ | 2771.281 | False | -1 | ABCD | 8101605
node_8101605_200809139 |  | 42.11129217109411 | -75.88648102892192 | PQ | 2771.281 | False | -1 | ABCD | 8101605
node_8101605_200809140 |  | 42.11134393831608 | -75.8855059838196 | PQ | 2771.281 | False | -1 | ABCD | 8101605
node_8101605_200809141 |  | 42.11137390578568 | -75.88505971019151 | PQ | 2771.281 | False | -1 | ABCN | 8101605
node_8101605_200809160 |  | 42.1111771519961 | -75.88812774056409 | PQ | 2771.281 | False | -1 | ABCD | 8101605
node_8101605_200809161 |  | 42.111224156085854 | -75.88765484270029 | PQ | 2771.281 | False | -1 | ABCD | 8101605
node_8101605_200809166 |  | 42.112149206213424 | -75.88821375000919 | PQ | 2771.281 | False | -1 | ABCD | 8101605
node_8101605_200809168 |  | 42.11319481097104 | -75.8870664729619 | PQ | 2771.281 | False | -1 | AD | 8101605
node_8101605_200809169 |  | 42.11320944548252 | -75.88668487667123 | PQ | 2771.281 | False | -1 | AN | 8101605
node_8101605_200809173 |  | 42.11308034241333 | -75.88883021634383 | PQ | 2771.281 | False | -1 | ABCD | 8101605
node_8101605_200809175 |  | 42.11311883641003 | -75.88805292410291 | PQ | 2771.281 | False | -1 | AD | 8101605
node_8101605_200809176 |  | 42.11315471739457 | -75.88750799851253 | PQ | 2771.281 | False | -1 | AD | 8101605
node_8101605_200809177 |  | 42.11458770531292 | -75.8880352519716 | PQ | 2771.281 | False | -1 | ABCD | 8101605
node_8101605_200809178 |  | 42.11460872718746 | -75.88759748531565 | PQ | 2771.281 | False | -1 | ABCD | 8101605
node_8101605_200809179 |  | 42.114616777127424 | -75.88725436823617 | PQ | 2771.281 | False | -1 | AN | 8101605
node_8101605_200809180 |  | 42.114654027615195 | -75.88684004521275 | PQ | 2771.281 | False | -1 | AD | 8101605
node_8101605_200809181 |  | 42.11468390469759 | -75.88641689943961 | PQ | 2771.281 | False | -1 | AD | 8101605
node_8101605_200815898 |  | 42.11487046938317 | -75.88897373535553 | PQ | 2771.281 | False | -1 | ABCD | 8101605
node_8101605_200815899 |  | 42.11455707774276 | -75.88894380877106 | PQ | 2771.281 | False | -1 | ABCD | 8101605
node_8101605_200815900 |  | 42.11410647283507 | -75.88889318543862 | PQ | 2771.281 | False | -1 | ABCD | 8101605
node_8101605_200815901 |  | 42.113631323690534 | -75.88883480082569 | PQ | 2771.281 | False | -1 | ABCN | 8101605
node_8101605_200815902 |  | 42.113268030091554 | -75.88879794235247 | PQ | 2771.281 | False | -1 | ABCD | 8101605
node_8101605_200815905 |  | 42.11215537993397 | -75.8887427992155 | PQ | 2771.281 | False | -1 | AD | 8101605
node_8101605_200815906 |  | 42.11211132849318 | -75.8895184973503 | PQ | 2771.281 | False | -1 | AN | 8101605
node_8101605_200815914 |  | 42.10810526861024 | -75.89226557214283 | PQ | 2771.281 | False | -1 | ABCD | 8101605
node_8101605_200815915 |  | 42.10808338942669 | -75.89288914157095 | PQ | 2771.281 | False | -1 | ABCN | 8101605
node_8101605_200815916 |  | 42.10804935453249 | -75.8932653125744 | PQ | 2771.281 | False | -1 | ABCD | 8101605
node_8101605_200815917 |  | 42.10802063331082 | -75.89375330688966 | PQ | 2771.281 | False | -1 | ABCN | 8101605
node_8101605_200815918 |  | 42.107929057369056 | -75.89475714482077 | PQ | 2771.281 | False | -1 | ABCN | 8101605
node_8101605_200815919 |  | 42.107909465255894 | -75.8950263128763 | PQ | 2771.281 | False | -1 | ABCN | 8101605
node_8101605_200815925 |  | 42.115343564272855 | -75.88902298905025 | PQ | 2771.281 | False | -1 | ABCD | 8101605
node_8101605_200815930 |  | 42.113178346803245 | -75.88879942232214 | PQ | 2771.281 | False | -1 | ABCD | 8101605
node_8101605_200815935 |  | 42.108084306993845 | -75.89212543917998 | PQ | 2771.281 | False | -1 | ABCD | 8101605
node_8101605_200947031 |  | 42.111286547913856 | -75.88598523528067 | PQ | 2771.281 | False | -1 | ABCN | 8101605
node_8101605_200958316 |  | 42.11577561241183 | -75.88905936434571 | PQ | 2771.281 | False | -1 | ABCD | 8101605
node_8101605_201011440 |  | 42.109006330519286 | -75.89274954504954 | PQ | 2771.281 | False | -1 | ABCD | 8101605
node_8101605_312104073 |  | 42.108748129858924 | -75.89371940074666 | PQ | 2771.281 | False | -1 | ABCN | 8101605
node_SOURCE_8101605 |  | 42.1076495116314 | -75.8954582205264 | SWING | 2771.281 | False | -1 | ABCN | 8101605
node_intto1_8101605_200808364 |  | 42.110617786620146 | -75.88718922674376 | PQ | 2771.281 | False | -1 | AD | 8101605
node_intto1_8101605_200809136 |  | 42.11227132481615 | -75.8849539969858 | PQ | 2771.281 | False | -1 | ABCN | 8101605
node_intto1_8101605_200809160 |  | 42.1111771519961 | -75.88812774056409 | PQ | 2771.281 | False | -1 | ABCD | 8101605
node_intto1_8101605_200809175 |  | 42.11311883641003 | -75.88805292410291 | PQ | 2771.281 | False | -1 | AD | 8101605
node_intto1_8101605_200815930 |  | 42.113178346803245 | -75.88879942232214 | PQ | 2771.281 | False | -1 | ABCD | 8101605

## Capacitor
Name | GroupId | NominalVoltage | RemoteSense | RemoteSenseB | ParticipatingPhases | PhasesConnected | SwitchA | SwitchB | SwitchC | Control | ControlLevel | VoltageSetHigh | VoltageSetLow | ReactivePowerSetHigh | ReactivePowerSetLow | CapacitorA | CapacitorB | CapacitorC | TimeDelay | DwellTime | LockoutTime | CurrentSetHigh | CurrentSetLow | Status | ParentNode | Phases | Feeder | Comments

## EVChargingStation
Name | GroupId | ServiceCharge | ServiceDischarge | ChargeEfficiency | DischargeEfficiency | CommitmentStatus | ConstructionTime | CalendarLife | YearOfInstallation | DepthOfDischarge | ReactivePower | ReactivePowerA | ReactivePowerB | ReactivePowerC | ActivePower | ActivePowerA | ActivePowerB | ActivePowerC | Energy | MaxEnergy | PowerCharge | PowerDischarge | RampUpLimit | RampDownLimit | CapitalCost | FixedOperatingCost | VariableOperatingCost | MaxReactivePower | MaxActivePower | OutputSchedule | PlanningStatus | UnitType | UnitSubtype | ParentNode | Phases | Feeder | Comments
evchargingstation_load_220330884 |  | 0 | 0 | 0.92 | 0 | False | 0 | 0 | 0 | 0 | 0 | 0 | 0 | 0 | 0 | 0 | 0 | 0 | 0 | 29917.11030925681 | 0 | 0 | 0 | 0 | 0 | 0 | 0.001 | 2124.1059226706216 | 4986.185051542801 | OPTIMIZED | INSTALLED |  |  | node_1399887_457_15297314_809 | AN | 8101605
evchargingstation_load_220330885 |  | 0 | 0 | 0.92 | 0 | False | 0 | 0 | 0 | 0 | 0 | 0 | 0 | 0 | 0 | 0 | 0 | 0 | 0 | 39482.88798458672 | 0 | 0 | 0 | 0 | 0 | 0 | 0.001 | 2803.2733140605196 | 6580.481330764453 | OPTIMIZED | INSTALLED |  |  | node_1399774_618_15297952_201 | AN | 8101605
evchargingstation_load_220330901 |  | 0 | 0 | 0.92 | 0 | False | 0 | 0 | 0 | 0 | 0 | 0 | 0 | 0 | 0 | 0 | 0 | 0 | 0 | 56903.202389303886 | 0 | 0 | 0 | 0 | 0 | 0 | 0.001 | 4040.1104419960147 | 9483.867064883982 | OPTIMIZED | INSTALLED |  |  | node_1399581_162_15296596_702 | AN | 8101605
evchargingstation_load_220330902 |  | 0 | 0 | 0.92 | 0 | False | 0 | 0 | 0 | 0 | 0 | 0 | 0 | 0 | 0 | 0 | 0 | 0 | 0 | 18755.55604246827 | 0 | 0 | 0 | 0 | 0 | 0 | 0.001 | 1331.6389278443587 | 3125.926007078045 | OPTIMIZED | INSTALLED |  |  | node_1399489_953_15297323_649 | AN | 8101605
evchargingstation_load_220330903 |  | 0 | 0 | 0.92 | 0 | False | 0 | 0 | 0 | 0 | 0 | 0 | 0 | 0 | 0 | 0 | 0 | 0 | 0 | 94.73998316637486 | 0 | 0 | 0 | 0 | 0 | 0 | 0.001 | 6.726511391623041 | 15.78999719439581 | OPTIMIZED | INSTALLED |  |  | node_1399472_143_15297549_774 | AN | 8101605
evchargingstation_load_220330911 |  | 0 | 0 | 0.92 | 0 | False | 0 | 0 | 0 | 0 | 0 | 0 | 0 | 0 | 0 | 0 | 0 | 0 | 0 | 4934.37412324869 | 0 | 0 | 0 | 0 | 0 | 0 | 0.001 | 350.3391235582044 | 822.3956872081151 | OPTIMIZED | INSTALLED |  |  | node_1399278_856_15295747_475 | AN | 8101605
evchargingstation_load_220330912 |  | 0 | 0 | 0.92 | 0 | False | 0 | 0 | 0 | 0 | 0 | 0 | 0 | 0 | 0 | 0 | 0 | 0 | 0 | 4934.37412324869 | 0 | 0 | 0 | 0 | 0 | 0 | 0.001 | 350.3391235582044 | 822.3956872081151 | OPTIMIZED | INSTALLED |  |  | node_1399282_709_15295721_387 | BN | 8101605
evchargingstation_load_220330913 |  | 0 | 0 | 0.92 | 0 | False | 0 | 0 | 0 | 0 | 0 | 0 | 0 | 0 | 0 | 0 | 0 | 0 | 0 | 4934.37412324869 | 0 | 0 | 0 | 0 | 0 | 0 | 0.001 | 350.3391235582044 | 822.3956872081151 | OPTIMIZED | INSTALLED |  |  | node_1399280_17_15295774_054 | CN | 8101605
evchargingstation_load_220330914 |  | 0 | 0 | 0.92 | 0 | False | 0 | 0 | 0 | 0 | 0 | 0 | 0 | 0 | 0 | 0 | 0 | 0 | 0 | 4386.11046884256 | 0 | 0 | 0 | 0 | 0 | 0 | 0.001 | 311.4125314296348 | 731.0184114737601 | OPTIMIZED | INSTALLED |  |  | node_1399202_205_15295827_401 | AN | 8101605
evchargingstation_load_220330915 |  | 0 | 0 | 0.92 | 0 | False | 0 | 0 | 0 | 0 | 0 | 0 | 0 | 0 | 0 | 0 | 0 | 0 | 0 | 4386.11046884256 | 0 | 0 | 0 | 0 | 0 | 0 | 0.001 | 311.4125314296348 | 731.0184114737601 | OPTIMIZED | INSTALLED |  |  | node_1399208_337_15295802_13 | BN | 8101605
evchargingstation_load_220330916 |  | 0 | 0 | 0.92 | 0 | False | 0 | 0 | 0 | 0 | 0 | 0 | 0 | 0 | 0 | 0 | 0 | 0 | 0 | 4386.11046884256 | 0 | 0 | 0 | 0 | 0 | 0 | 0.001 | 311.4125314296348 | 731.0184114737601 | OPTIMIZED | INSTALLED |  |  | node_1399201_162_15295853_982 | CN | 8101605
evchargingstation_load_220330917 |  | 0 | 0 | 0.92 | 0 | False | 0 | 0 | 0 | 0 | 0 | 0 | 0 | 0 | 0 | 0 | 0 | 0 | 0 | 19365.444684101807 | 0 | 0 | 0 | 0 | 0 | 0 | 0.001 | 1374.9408020948233 | 3227.574114016968 | OPTIMIZED | INSTALLED |  |  | node_1399415_147_15295970_119 | AN | 8101605
evchargingstation_load_220330918 |  | 0 | 0 | 0.92 | 0 | False | 0 | 0 | 0 | 0 | 0 | 0 | 0 | 0 | 0 | 0 | 0 | 0 | 0 | 2878.3849052284027 | 0 | 0 | 0 | 0 | 0 | 0 | 0.001 | 204.36450587552935 | 479.73081753806713 | OPTIMIZED | INSTALLED |  |  | node_1399411_932_15295996_367 | AN | 8101605
evchargingstation_load_220330919 |  | 0 | 0 | 0.92 | 0 | False | 0 | 0 | 0 | 0 | 0 | 0 | 0 | 0 | 0 | 0 | 0 | 0 | 0 | 40676.019647588255 | 0 | 0 | 0 | 0 | 0 | 0 | 0.001 | 2887.9852783489746 | 6779.3366079313755 | OPTIMIZED | INSTALLED |  |  | node_1399339_777_15296420_21 | AN | 8101605
evchargingstation_load_220330920 |  | 0 | 0 | 0.92 | 0 | False | 0 | 0 | 0 | 0 | 0 | 0 | 0 | 0 | 0 | 0 | 0 | 0 | 0 | 2467.187061624345 | 0 | 0 | 0 | 0 | 0 | 0 | 0.001 | 175.16952751261525 | 411.19784360405754 | OPTIMIZED | INSTALLED |  |  | node_1399305_385_15296855_781 | AN | 8101605
evchargingstation_load_220330922 |  | 0 | 0 | 0.92 | 0 | False | 0 | 0 | 0 | 0 | 0 | 0 | 0 | 0 | 0 | 0 | 0 | 0 | 0 | 3700.7805924365175 | 0 | 0 | 0 | 0 | 0 | 0 | 0.001 | 262.7543255354098 | 616.7967654060863 | OPTIMIZED | INSTALLED |  |  | node_1399256_594_15297433_172 | AN | 8101605
evchargingstation_load_220330940 |  | 0 | 0 | 0.92 | 0 | False | 0 | 0 | 0 | 0 | 0 | 0 | 0 | 0 | 0 | 0 | 0 | 0 | 0 | 35675.52491108803 | 0 | 0 | 0 | 0 | 0 | 0 | 0.001 | 2532.9516460762907 | 5945.920818514672 | OPTIMIZED | INSTALLED |  |  | node_1398987_405_15296267_062 | AN | 8101605
evchargingstation_load_220330970 |  | 0 | 0 | 0.92 | 0 | False | 0 | 0 | 0 | 0 | 0 | 0 | 0 | 0 | 0 | 0 | 0 | 0 | 0 | 11924.737464517668 | 0 | 0 | 0 | 0 | 0 | 0 | 0.001 | 846.6527962661099 | 1987.4562440862778 | OPTIMIZED | INSTALLED |  |  | node_1398221_651_15295604_444 | AN | 8101605
evchargingstation_load_220330971 |  | 0 | 0 | 0.92 | 0 | False | 0 | 0 | 0 | 0 | 0 | 0 | 0 | 0 | 0 | 0 | 0 | 0 | 0 | 11924.737464517668 | 0 | 0 | 0 | 0 | 0 | 0 | 0.001 | 846.6527962661099 | 1987.4562440862778 | OPTIMIZED | INSTALLED |  |  | node_1398225_167_15295578_269 | BN | 8101605
evchargingstation_load_220330972 |  | 0 | 0 | 0.92 | 0 | False | 0 | 0 | 0 | 0 | 0 | 0 | 0 | 0 | 0 | 0 | 0 | 0 | 0 | 11924.737464517668 | 0 | 0 | 0 | 0 | 0 | 0 | 0.001 | 846.6527962661099 | 1987.4562440862778 | OPTIMIZED | INSTALLED |  |  | node_1398223_306_15295630_992 | CN | 8101605
evchargingstation_load_220330973 |  | 0 | 0 | 0.92 | 0 | False | 0 | 0 | 0 | 0 | 0 | 0 | 0 | 0 | 0 | 0 | 0 | 0 | 0 | 1096.5277200101011 | 0 | 0 | 0 | 0 | 0 | 0 | 0.001 | 77.8531157241652 | 182.75462000168352 | OPTIMIZED | INSTALLED |  |  | node_1398232_082_15295731_993 | CN | 8101605
evchargingstation_load_220330974 |  | 0 | 0 | 0.92 | 0 | False | 0 | 0 | 0 | 0 | 0 | 0 | 0 | 0 | 0 | 0 | 0 | 0 | 0 | 1096.5277200101011 | 0 | 0 | 0 | 0 | 0 | 0 | 0.001 | 77.8531157241652 | 182.75462000168352 | OPTIMIZED | INSTALLED |  |  | node_1398252_15295712_871 | AN | 8101605
evchargingstation_load_220330975 |  | 0 | 0 | 0.92 | 0 | False | 0 | 0 | 0 | 0 | 0 | 0 | 0 | 0 | 0 | 0 | 0 | 0 | 0 | 1096.5277200101011 | 0 | 0 | 0 | 0 | 0 | 0 | 0.001 | 77.8531157241652 | 182.75462000168352 | OPTIMIZED | INSTALLED |  |  | node_1398239_449_15295755_702 | BN | 8101605
evchargingstation_load_220330976 |  | 0 | 0 | 0.92 | 0 | False | 0 | 0 | 0 | 0 | 0 | 0 | 0 | 0 | 0 | 0 | 0 | 0 | 0 | 685.3298764060437 | 0 | 0 | 0 | 0 | 0 | 0 | 0.001 | 48.658205894225 | 114.22164606767396 | OPTIMIZED | INSTALLED |  |  | node_1398230_033_15295799_099 | AN | 8101605
evchargingstation_load_220330977 |  | 0 | 0 | 0.92 | 0 | False | 0 | 0 | 0 | 0 | 0 | 0 | 0 | 0 | 0 | 0 | 0 | 0 | 0 | 685.3298764060437 | 0 | 0 | 0 | 0 | 0 | 0 | 0.001 | 48.658205894225 | 114.22164606767396 | OPTIMIZED | INSTALLED |  |  | node_1398249_199_15295788_682 | BN | 8101605
evchargingstation_load_220330978 |  | 0 | 0 | 0.92 | 0 | False | 0 | 0 | 0 | 0 | 0 | 0 | 0 | 0 | 0 | 0 | 0 | 0 | 0 | 685.3298764060437 | 0 | 0 | 0 | 0 | 0 | 0 | 0.001 | 48.658205894225 | 114.22164606767396 | OPTIMIZED | INSTALLED |  |  | node_1398221_381_15295813_972 | CN | 8101605
evchargingstation_load_220330979 |  | 0 | 0 | 0.92 | 0 | False | 0 | 0 | 0 | 0 | 0 | 0 | 0 | 0 | 0 | 0 | 0 | 0 | 0 | 5230.436570643612 | 0 | 0 | 0 | 0 | 0 | 0 | 0.001 | 371.35942025729594 | 871.739428440602 | OPTIMIZED | INSTALLED |  |  | node_1398337_53_15296056_859 | AN | 8101605
evchargingstation_load_220330980 |  | 0 | 0 | 0.92 | 0 | False | 0 | 0 | 0 | 0 | 0 | 0 | 0 | 0 | 0 | 0 | 0 | 0 | 0 | 5230.436570643612 | 0 | 0 | 0 | 0 | 0 | 0 | 0.001 | 371.35942025729594 | 871.739428440602 | OPTIMIZED | INSTALLED |  |  | node_1398333_465_15296082_887 | BN | 8101605
evchargingstation_load_220330981 |  | 0 | 0 | 0.92 | 0 | False | 0 | 0 | 0 | 0 | 0 | 0 | 0 | 0 | 0 | 0 | 0 | 0 | 0 | 1370.6593416142437 | 0 | 0 | 0 | 0 | 0 | 0 | 0.001 | 97.31641178845 | 228.44322360237396 | OPTIMIZED | INSTALLED |  |  | node_1398336_434_15296030_263 | CN | 8101605
evchargingstation_load_220331014 |  | 0 | 0 | 0.92 | 0 | False | 0 | 0 | 0 | 0 | 0 | 0 | 0 | 0 | 0 | 0 | 0 | 0 | 0 | 31560.25689229862 | 0 | 0 | 0 | 0 | 0 | 0 | 0.001 | 2240.768850335773 | 5260.0428153831035 | OPTIMIZED | INSTALLED |  |  | node_1400155_871_15296628_327 | AN | 8101605
evchargingstation_load_220331214 |  | 0 | 0 | 0.92 | 0 | False | 0 | 0 | 0 | 0 | 0 | 0 | 0 | 0 | 0 | 0 | 0 | 0 | 0 | 25653.811066769944 | 0 | 0 | 0 | 0 | 0 | 0 | 0.001 | 1821.412978580559 | 4275.63517779499 | OPTIMIZED | INSTALLED |  |  | node_1398547_164_15296174_31 | AN | 8101605
evchargingstation_load_220331215 |  | 0 | 0 | 0.92 | 0 | False | 0 | 0 | 0 | 0 | 0 | 0 | 0 | 0 | 0 | 0 | 0 | 0 | 0 | 9457.550402893323 | 0 | 0 | 0 | 0 | 0 | 0 | 0.001 | 671.4832687534947 | 1576.2584004822204 | OPTIMIZED | INSTALLED |  |  | node_1397952_665_15296164_53 | AN | 8101605
evchargingstation_load_220331216 |  | 0 | 0 | 0.92 | 0 | False | 0 | 0 | 0 | 0 | 0 | 0 | 0 | 0 | 0 | 0 | 0 | 0 | 0 | 9457.550402893323 | 0 | 0 | 0 | 0 | 0 | 0 | 0.001 | 671.4832687534947 | 1576.2584004822204 | OPTIMIZED | INSTALLED |  |  | node_1397955_93_15296138_293 | AN | 8101605
evchargingstation_load_220331217 |  | 0 | 0 | 0.92 | 0 | False | 0 | 0 | 0 | 0 | 0 | 0 | 0 | 0 | 0 | 0 | 0 | 0 | 0 | 3005.0338410584523 | 0 | 0 | 0 | 0 | 0 | 0 | 0.001 | 213.356511786489 | 500.83897350974206 | OPTIMIZED | INSTALLED |  |  | node_1399097_59_15296672_66 | AN | 8101605
evchargingstation_load_220331227 |  | 0 | 0 | 0.92 | 0 | False | 0 | 0 | 0 | 0 | 0 | 0 | 0 | 0 | 0 | 0 | 0 | 0 | 0 | 20656.276954743666 | 0 | 0 | 0 | 0 | 0 | 0 | 0.001 | 1466.5895369389305 | 3442.712825790611 | OPTIMIZED | INSTALLED |  |  | node_1399700_975_15297665_858 | AN | 8101605
evchargingstation_load_220331229 |  | 0 | 0 | 0.92 | 0 | False | 0 | 0 | 0 | 0 | 0 | 0 | 0 | 0 | 0 | 0 | 0 | 0 | 0 | 28999.31672233255 | 0 | 0 | 0 | 0 | 0 | 0 | 0.001 | 2058.9428521308955 | 4833.219453722092 | OPTIMIZED | INSTALLED |  |  | node_1399541_637_15298182_84 | AN | 8101605
evchargingstation_load_220332958 |  | 0 | 0 | 0.92 | 0 | False | 0 | 0 | 0 | 0 | 0 | 0 | 0 | 0 | 0 | 0 | 0 | 0 | 0 | 4523.176279644633 | 0 | 0 | 0 | 0 | 0 | 0 | 0.001 | 321.1441451952902 | 753.8627132741054 | OPTIMIZED | INSTALLED |  |  | node_1399103_912_15297852_284 | AN | 8101605
evchargingstation_load_220332959 |  | 0 | 0 | 0.92 | 0 | False | 0 | 0 | 0 | 0 | 0 | 0 | 0 | 0 | 0 | 0 | 0 | 0 | 0 | 10199.351312755041 | 0 | 0 | 0 | 0 | 0 | 0 | 0.001 | 724.1509277547548 | 1699.8918854591736 | OPTIMIZED | INSTALLED |  |  | node_1398921_731_15297287_794 | AN | 8101605
evchargingstation_load_220332961 |  | 0 | 0 | 0.92 | 0 | False | 0 | 0 | 0 | 0 | 0 | 0 | 0 | 0 | 0 | 0 | 0 | 0 | 0 | 10498.374384623914 | 0 | 0 | 0 | 0 | 0 | 0 | 0.001 | 745.3814836178759 | 1749.7290641039856 | OPTIMIZED | INSTALLED |  |  | node_1398068_081_15295784_912 | AN | 8101605
evchargingstation_load_220332962 |  | 0 | 0 | 0.92 | 0 | False | 0 | 0 | 0 | 0 | 0 | 0 | 0 | 0 | 0 | 0 | 0 | 0 | 0 | 5208.506156050676 | 0 | 0 | 0 | 0 | 0 | 0 | 0.001 | 369.8024196224892 | 868.0843593417793 | OPTIMIZED | INSTALLED |  |  | node_1397867_637_15295703_478 | AN | 8101605
evchargingstation_load_220332964 |  | 0 | 0 | 0.92 | 0 | False | 0 | 0 | 0 | 0 | 0 | 0 | 0 | 0 | 0 | 0 | 0 | 0 | 0 | 5208.506156050676 | 0 | 0 | 0 | 0 | 0 | 0 | 0.001 | 369.8024196224892 | 868.0843593417793 | OPTIMIZED | INSTALLED |  |  | node_1397828_715_15295695_667 | BN | 8101605
evchargingstation_load_220332965 |  | 0 | 0 | 0.92 | 0 | False | 0 | 0 | 0 | 0 | 0 | 0 | 0 | 0 | 0 | 0 | 0 | 0 | 0 | 3289.5827488324603 | 0 | 0 | 0 | 0 | 0 | 0 | 0.001 | 233.55941570546958 | 548.2637914720767 | OPTIMIZED | INSTALLED |  |  | node_1397592_773_15295669_273 | AN | 8101605
evchargingstation_load_220332966 |  | 0 | 0 | 0.92 | 0 | False | 0 | 0 | 0 | 0 | 0 | 0 | 0 | 0 | 0 | 0 | 0 | 0 | 0 | 3289.5827488324603 | 0 | 0 | 0 | 0 | 0 | 0 | 0.001 | 233.55941570546958 | 548.2637914720767 | OPTIMIZED | INSTALLED |  |  | node_1397611_6_15295677_788 | BN | 8101605
evchargingstation_load_220332967 |  | 0 | 0 | 0.92 | 0 | False | 0 | 0 | 0 | 0 | 0 | 0 | 0 | 0 | 0 | 0 | 0 | 0 | 0 | 3289.5827488324603 | 0 | 0 | 0 | 0 | 0 | 0 | 0.001 | 233.55941570546958 | 548.2637914720767 | OPTIMIZED | INSTALLED |  |  | node_1397572_976_15295667_579 | CN | 8101605
evchargingstation_load_220332968 |  | 0 | 0 | 0.92 | 0 | False | 0 | 0 | 0 | 0 | 0 | 0 | 0 | 0 | 0 | 0 | 0 | 0 | 0 | 1212.375722082203 | 0 | 0 | 0 | 0 | 0 | 0 | 0.001 | 86.07830618977718 | 202.06262034703386 | OPTIMIZED | INSTALLED |  |  | node_1397483_06_15295853_405 | AN | 8101605
evchargingstation_load_220332969 |  | 0 | 0 | 0.92 | 0 | False | 0 | 0 | 0 | 0 | 0 | 0 | 0 | 0 | 0 | 0 | 0 | 0 | 0 | 728.3136205915067 | 0 | 0 | 0 | 0 | 0 | 0 | 0.001 | 51.710047756480385 | 121.38560343191779 | OPTIMIZED | INSTALLED |  |  | node_1397466_051_15295839_574 | AN | 8101605
evchargingstation_load_220431552 |  | 0 | 0 | 0.92 | 0 | False | 0 | 0 | 0 | 0 | 0 | 0 | 0 | 0 | 0 | 0 | 0 | 0 | 0 | 67710.57838386741 | 0 | 0 | 0 | 0 | 0 | 0 | 0.001 | 4807.430906828568 | 11285.096397311236 | OPTIMIZED | INSTALLED |  |  | node_1400161_617_15297463_368 | AN | 8101605
evchargingstation_load_220431569 |  | 0 | 0 | 0.92 | 0 | False | 0 | 0 | 0 | 0 | 0 | 0 | 0 | 0 | 0 | 0 | 0 | 0 | 0 | 67710.57838386741 | 0 | 0 | 0 | 0 | 0 | 0 | 0.001 | 4807.430906828568 | 11285.096397311236 | OPTIMIZED | INSTALLED |  |  | node_1400141_793_15297462_74 | BN | 8101605
evchargingstation_load_220431570 |  | 0 | 0 | 0.92 | 0 | False | 0 | 0 | 0 | 0 | 0 | 0 | 0 | 0 | 0 | 0 | 0 | 0 | 0 | 67710.57838386741 | 0 | 0 | 0 | 0 | 0 | 0 | 0.001 | 4807.430906828568 | 11285.096397311236 | OPTIMIZED | INSTALLED |  |  | node_1400180_856_15297457_086 | CN | 8101605
evchargingstation_load_220467278 |  | 0 | 0 | 0.92 | 0 | False | 0 | 0 | 0 | 0 | 0 | 0 | 0 | 0 | 0 | 0 | 0 | 0 | 0 | 11924.737464517668 | 0 | 0 | 0 | 0 | 0 | 0 | 0.001 | 846.6527962661099 | 1987.4562440862778 | OPTIMIZED | INSTALLED |  |  | node_1399246_009_15297560_571 | AN | 8101605
evchargingstation_load_220499167 |  | 0 | 0 | 0.92 | 0 | False | 0 | 0 | 0 | 0 | 0 | 0 | 0 | 0 | 0 | 0 | 0 | 0 | 0 | 2033.94901360311 | 0 | 0 | 0 | 0 | 0 | 0 | 0.001 | 144.40980428883975 | 338.991502267185 | OPTIMIZED | INSTALLED |  |  | node_1399882_415_15296974_456 | AN | 8101605
evchargingstation_load_220569987 |  | 0 | 0 | 0.92 | 0 | False | 0 | 0 | 0 | 0 | 0 | 0 | 0 | 0 | 0 | 0 | 0 | 0 | 0 | 5208.506156050676 | 0 | 0 | 0 | 0 | 0 | 0 | 0.001 | 369.8024196224892 | 868.0843593417793 | OPTIMIZED | INSTALLED |  |  | node_1397848_543_15295696_135 | CN | 8101605
evchargingstation_load_312104074 |  | 0 | 0 | 0.92 | 0 | False | 0 | 0 | 0 | 0 | 0 | 0 | 0 | 0 | 0 | 0 | 0 | 0 | 0 | 0 | 0 | 0 | 0 | 0 | 0 | 0 | 0.001 | 0 | 0 | OPTIMIZED | INSTALLED |  |  | node_1397854_721_15296120_235 | AN | 8101605
evchargingstation_load_312104074-L1-1 |  | 0 | 0 | 0.92 | 0 | False | 0 | 0 | 0 | 0 | 0 | 0 | 0 | 0 | 0 | 0 | 0 | 0 | 0 | 0 | 0 | 0 | 0 | 0 | 0 | 0 | 0.001 | 0 | 0 | OPTIMIZED | INSTALLED |  |  | node_1397854_721_15296120_235 | AN | 8101605
evchargingstation_load_312107663 |  | 0 | 0 | 0.92 | 0 | False | 0 | 0 | 0 | 0 | 0 | 0 | 0 | 0 | 0 | 0 | 0 | 0 | 0 | 0 | 0 | 0 | 0 | 0 | 0 | 0 | 0.001 | 0 | 0 | OPTIMIZED | INSTALLED |  |  | node_1397866_13_15296115_564 | BN | 8101605
evchargingstation_load_312107663-L-1 |  | 0 | 0 | 0.92 | 0 | False | 0 | 0 | 0 | 0 | 0 | 0 | 0 | 0 | 0 | 0 | 0 | 0 | 0 | 0 | 0 | 0 | 0 | 0 | 0 | 0 | 0.001 | 0 | 0 | OPTIMIZED | INSTALLED |  |  | node_1397866_13_15296115_564 | BN | 8101605
evchargingstation_load_312107664 |  | 0 | 0 | 0.92 | 0 | False | 0 | 0 | 0 | 0 | 0 | 0 | 0 | 0 | 0 | 0 | 0 | 0 | 0 | 0 | 0 | 0 | 0 | 0 | 0 | 0 | 0.001 | 0 | 0 | OPTIMIZED | INSTALLED |  |  | node_1397877_311_15296104_611 | CN | 8101605
evchargingstation_load_312107664-L-1 |  | 0 | 0 | 0.92 | 0 | False | 0 | 0 | 0 | 0 | 0 | 0 | 0 | 0 | 0 | 0 | 0 | 0 | 0 | 0 | 0 | 0 | 0 | 0 | 0 | 0 | 0.001 | 0 | 0 | OPTIMIZED | INSTALLED |  |  | node_1397877_311_15296104_611 | CN | 8101605

## Fuse
Name | GroupId | MeanReplacementTime | PhaseAStatus | PhaseBStatus | PhaseCStatus | RepairDistributionType | CurrentLimit | CurrentInAReal | CurrentInAImag | CurrentInA | CurrentInBReal | CurrentInBImag | CurrentInB | CurrentInCReal | CurrentInCImag | CurrentInC | CurrentOutAReal | CurrentOutAImag | CurrentOutA | CurrentOutBReal | CurrentOutBImag | CurrentOutB | CurrentOutCReal | CurrentOutCImag | CurrentOutC | ActivePowerInA | ReactivePowerInA | PowerInA | ActivePowerInB | ReactivePowerInB | PowerInB | ActivePowerInC | ReactivePowerInC | PowerInC | ActivePowerOutA | ReactivePowerOutA | PowerOutA | ActivePowerOutB | ReactivePowerOutB | PowerOutB | ActivePowerOutC | ReactivePowerOutC | PowerOutC | Status | From | To | Length | Phases | Feeder | Comments
fuse_220383269 |  | 0 | GOOD | GOOD | GOOD | NONE | 100 | 0 | 0 | 0+0j | 0 | 0 | 0+0j | 0 | 0 | 0+0j | 0 | 0 | 0+0j | 0 | 0 | 0+0j | 0 | 0 | 0+0j | 0 | 0 | 0+0j | 0 | 0 | 0+0j | 0 | 0 | 0+0j | 0 | 0 | 0+0j | 0 | 0 | 0+0j | 0 | 0 | 0+0j | OPEN | node_intto1_8101605_200809175 | node_8101605_200809175 | 0 | AD | 8101605
fuse_220383280 |  | 0 | GOOD | GOOD | GOOD | NONE | 150 | 0 | 0 | 0+0j | 0 | 0 | 0+0j | 0 | 0 | 0+0j | 0 | 0 | 0+0j | 0 | 0 | 0+0j | 0 | 0 | 0+0j | 0 | 0 | 0+0j | 0 | 0 | 0+0j | 0 | 0 | 0+0j | 0 | 0 | 0+0j | 0 | 0 | 0+0j | 0 | 0 | 0+0j | OPEN | node_intto1_8101605_200809160 | node_8101605_200809160 | 0 | ABCD | 8101605
fuse_220383281 |  | 0 | GOOD | GOOD | GOOD | NONE | 100 | 0 | 0 | 0+0j | 0 | 0 | 0+0j | 0 | 0 | 0+0j | 0 | 0 | 0+0j | 0 | 0 | 0+0j | 0 | 0 | 0+0j | 0 | 0 | 0+0j | 0 | 0 | 0+0j | 0 | 0 | 0+0j | 0 | 0 | 0+0j | 0 | 0 | 0+0j | 0 | 0 | 0+0j | OPEN | node_intto1_8101605_200808364 | node_8101605_200808364 | 0 | AD | 8101605
fuse_220383373 |  | 0 | GOOD | GOOD | GOOD | NONE | 100 | 0 | 0 | 0+0j | 0 | 0 | 0+0j | 0 | 0 | 0+0j | 0 | 0 | 0+0j | 0 | 0 | 0+0j | 0 | 0 | 0+0j | 0 | 0 | 0+0j | 0 | 0 | 0+0j | 0 | 0 | 0+0j | 0 | 0 | 0+0j | 0 | 0 | 0+0j | 0 | 0 | 0+0j | OPEN | node_intto1_8101605_200809136 | node_8101605_200809136 | 0 | ABCN | 8101605

## Generator
Name | GroupId | ColdStartupCost | ColdStartupTime | HotStartupCost | HotStartupStatus | ShutdownCost | CommitmentStatus | ConstructionTime | CalendarLife | YearOfInstallation | ReactivePower | ActivePower | MaxPowerOutput | MinPowerOutput | MinimumDowntime | MinimumUptime | NoLoadCost | NonSpinningReserve | SpinningReserve | OperatingReserve | RampUpLimit | RampDownLimit | StartupCapability | ShutdownCapability | ShutdownStatus | StartupStatus | CapitalCost | FixedOperatingCost | VariableOperatingCost | MaxReactivePower | MaxActivePower | OutputSchedule | PlanningStatus | UnitType | UnitSubtype | ParentNode | Phases | Feeder | Comments

## HeatPump
Name | GroupId | YearOfInstallation | ReactivePower | ActivePower | MaxPowerOutput | MinPowerOutput | RampUpLimit | RampDownLimit | CapitalCost | FixedOperatingCost | VariableOperatingCost | MaxReactivePower | MaxActivePower | OutputSchedule | PlanningStatus | UnitType | UnitSubtype | ParentNode | Phases | Feeder | Comments
heatpump_load_220330884 |  | 0 | 0 | 0 | 0 | 0 | 0 | 0 | 0 | 0 | 0.19 | 1550.4936286304214 | 3639.6716713021424 | OPTIMIZED | INSTALLED |  |  | node_1399887_457_15297314_809 | AN | 8101605
heatpump_load_220330885 |  | 0 | 0 | 0 | 0 | 0 | 0 | 0 | 0 | 0 | 0.19 | 2046.2526686502313 | 4803.430124540858 | OPTIMIZED | INSTALLED |  |  | node_1399774_618_15297952_201 | AN | 8101605
heatpump_load_220330901 |  | 0 | 0 | 0 | 0 | 0 | 0 | 0 | 0 | 0 | 0.19 | 2949.083391944112 | 6922.759972531141 | OPTIMIZED | INSTALLED |  |  | node_1399581_162_15296596_702 | AN | 8101605
heatpump_load_220330902 |  | 0 | 0 | 0 | 0 | 0 | 0 | 0 | 0 | 0 | 0.19 | 972.0314091789712 | 2281.773383245826 | OPTIMIZED | INSTALLED |  |  | node_1399489_953_15297323_649 | AN | 8101605
heatpump_load_220330903 |  | 0 | 0 | 0 | 0 | 0 | 0 | 0 | 0 | 0 | 0.19 | 4.910024940050379 | 11.525927113475365 | OPTIMIZED | INSTALLED |  |  | node_1399472_143_15297549_774 | AN | 8101605
heatpump_load_220330911 |  | 0 | 0 | 0 | 0 | 0 | 0 | 0 | 0 | 0 | 0.19 | 255.730457290003 | 600.3087038268419 | OPTIMIZED | INSTALLED |  |  | node_1399278_856_15295747_475 | AN | 8101605
heatpump_load_220330912 |  | 0 | 0 | 0 | 0 | 0 | 0 | 0 | 0 | 0 | 0.19 | 255.730457290003 | 600.3087038268419 | OPTIMIZED | INSTALLED |  |  | node_1399282_709_15295721_387 | BN | 8101605
heatpump_load_220330913 |  | 0 | 0 | 0 | 0 | 0 | 0 | 0 | 0 | 0 | 0.19 | 255.730457290003 | 600.3087038268419 | OPTIMIZED | INSTALLED |  |  | node_1399280_17_15295774_054 | CN | 8101605
heatpump_load_220330914 |  | 0 | 0 | 0 | 0 | 0 | 0 | 0 | 0 | 0 | 0.19 | 227.3159453603164 | 533.6077534102124 | OPTIMIZED | INSTALLED |  |  | node_1399202_205_15295827_401 | AN | 8101605
heatpump_load_220330915 |  | 0 | 0 | 0 | 0 | 0 | 0 | 0 | 0 | 0 | 0.19 | 227.3159453603164 | 533.6077534102124 | OPTIMIZED | INSTALLED |  |  | node_1399208_337_15295802_13 | BN | 8101605
heatpump_load_220330916 |  | 0 | 0 | 0 | 0 | 0 | 0 | 0 | 0 | 0 | 0.19 | 227.3159453603164 | 533.6077534102124 | OPTIMIZED | INSTALLED |  |  | node_1399201_162_15295853_982 | CN | 8101605
heatpump_load_220330917 |  | 0 | 0 | 0 | 0 | 0 | 0 | 0 | 0 | 0 | 0.19 | 1003.6396634644672 | 2355.9715390388237 | OPTIMIZED | INSTALLED |  |  | node_1399415_147_15295970_119 | AN | 8101605
heatpump_load_220330918 |  | 0 | 0 | 0 | 0 | 0 | 0 | 0 | 0 | 0 | 0.19 | 149.17611259226638 | 350.1800772323245 | OPTIMIZED | INSTALLED |  |  | node_1399411_932_15295996_367 | AN | 8101605
heatpump_load_220330919 |  | 0 | 0 | 0 | 0 | 0 | 0 | 0 | 0 | 0 | 0.19 | 2108.08826709952 | 4948.58476912619 | OPTIMIZED | INSTALLED |  |  | node_1399339_777_15296420_21 | AN | 8101605
heatpump_load_220330920 |  | 0 | 0 | 0 | 0 | 0 | 0 | 0 | 0 | 0 | 0.19 | 127.86520363213883 | 300.15435191342095 | OPTIMIZED | INSTALLED |  |  | node_1399305_385_15296855_781 | AN | 8101605
heatpump_load_220330922 |  | 0 | 0 | 0 | 0 | 0 | 0 | 0 | 0 | 0 | 0.19 | 191.7978304610709 | 450.23152787013146 | OPTIMIZED | INSTALLED |  |  | node_1399256_594_15297433_172 | AN | 8101605
heatpump_load_220330940 |  | 0 | 0 | 0 | 0 | 0 | 0 | 0 | 0 | 0 | 0.19 | 1848.9310476251724 | 4340.231928668067 | OPTIMIZED | INSTALLED |  |  | node_1398987_405_15296267_062 | AN | 8101605
heatpump_load_220330970 |  | 0 | 0 | 0 | 0 | 0 | 0 | 0 | 0 | 0 | 0.19 | 618.0152092520173 | 1450.7460342482013 | OPTIMIZED | INSTALLED |  |  | node_1398221_651_15295604_444 | AN | 8101605
heatpump_load_220330971 |  | 0 | 0 | 0 | 0 | 0 | 0 | 0 | 0 | 0 | 0.19 | 618.0152092520173 | 1450.7460342482013 | OPTIMIZED | INSTALLED |  |  | node_1398225_167_15295578_269 | BN | 8101605
heatpump_load_220330972 |  | 0 | 0 | 0 | 0 | 0 | 0 | 0 | 0 | 0 | 0.19 | 618.0152092520173 | 1450.7460342482013 | OPTIMIZED | INSTALLED |  |  | node_1398223_306_15295630_992 | CN | 8101605
heatpump_load_220330973 |  | 0 | 0 | 0 | 0 | 0 | 0 | 0 | 0 | 0 | 0.19 | 56.82897383364777 | 133.4019508589844 | OPTIMIZED | INSTALLED |  |  | node_1398232_082_15295731_993 | CN | 8101605
heatpump_load_220330974 |  | 0 | 0 | 0 | 0 | 0 | 0 | 0 | 0 | 0 | 0.19 | 56.82897383364777 | 133.4019508589844 | OPTIMIZED | INSTALLED |  |  | node_1398252_15295712_871 | AN | 8101605
heatpump_load_220330975 |  | 0 | 0 | 0 | 0 | 0 | 0 | 0 | 0 | 0 | 0.19 | 56.82897383364777 | 133.4019508589844 | OPTIMIZED | INSTALLED |  |  | node_1398239_449_15295755_702 | BN | 8101605
heatpump_load_220330976 |  | 0 | 0 | 0 | 0 | 0 | 0 | 0 | 0 | 0 | 0.19 | 35.51811489924552 | 83.37622554008094 | OPTIMIZED | INSTALLED |  |  | node_1398230_033_15295799_099 | AN | 8101605
heatpump_load_220330977 |  | 0 | 0 | 0 | 0 | 0 | 0 | 0 | 0 | 0 | 0.19 | 35.51811489924552 | 83.37622554008094 | OPTIMIZED | INSTALLED |  |  | node_1398249_199_15295788_682 | BN | 8101605
heatpump_load_220330978 |  | 0 | 0 | 0 | 0 | 0 | 0 | 0 | 0 | 0 | 0.19 | 35.51811489924552 | 83.37622554008094 | OPTIMIZED | INSTALLED |  |  | node_1398221_381_15295813_972 | CN | 8101605
heatpump_load_220330979 |  | 0 | 0 | 0 | 0 | 0 | 0 | 0 | 0 | 0 | 0.19 | 271.07424770836644 | 636.3272260564524 | OPTIMIZED | INSTALLED |  |  | node_1398337_53_15296056_859 | AN | 8101605
heatpump_load_220330980 |  | 0 | 0 | 0 | 0 | 0 | 0 | 0 | 0 | 0 | 0.19 | 271.07424770836644 | 636.3272260564524 | OPTIMIZED | INSTALLED |  |  | node_1398333_465_15296082_887 | BN | 8101605
heatpump_load_220330981 |  | 0 | 0 | 0 | 0 | 0 | 0 | 0 | 0 | 0 | 0.19 | 71.03622979849104 | 166.75240105443655 | OPTIMIZED | INSTALLED |  |  | node_1398336_434_15296030_263 | CN | 8101605
heatpump_load_220331014 |  | 0 | 0 | 0 | 0 | 0 | 0 | 0 | 0 | 0 | 0.19 | 1635.6518705578121 | 3839.5744696764814 | OPTIMIZED | INSTALLED |  |  | node_1400155_871_15296628_327 | AN | 8101605
heatpump_load_220331214 |  | 0 | 0 | 0 | 0 | 0 | 0 | 0 | 0 | 0 | 0.19 | 1329.5425563538797 | 3121.004951195751 | OPTIMIZED | INSTALLED |  |  | node_1398547_164_15296174_31 | AN | 8101605
heatpump_load_220331215 |  | 0 | 0 | 0 | 0 | 0 | 0 | 0 | 0 | 0 | 0.19 | 490.1500056198784 | 1150.5916823347804 | OPTIMIZED | INSTALLED |  |  | node_1397952_665_15296164_53 | AN | 8101605
heatpump_load_220331216 |  | 0 | 0 | 0 | 0 | 0 | 0 | 0 | 0 | 0 | 0.19 | 490.1500056198784 | 1150.5916823347804 | OPTIMIZED | INSTALLED |  |  | node_1397955_93_15296138_293 | AN | 8101605
heatpump_load_220331217 |  | 0 | 0 | 0 | 0 | 0 | 0 | 0 | 0 | 0 | 0.19 | 155.73983793418378 | 365.5880006305468 | OPTIMIZED | INSTALLED |  |  | node_1399097_59_15296672_66 | AN | 8101605
heatpump_load_220331227 |  | 0 | 0 | 0 | 0 | 0 | 0 | 0 | 0 | 0 | 0.19 | 1070.5387657790848 | 2513.0122959599257 | OPTIMIZED | INSTALLED |  |  | node_1399700_975_15297665_858 | AN | 8101605
heatpump_load_220331229 |  | 0 | 0 | 0 | 0 | 0 | 0 | 0 | 0 | 0 | 0.19 | 1502.927768276899 | 3528.01425239035 | OPTIMIZED | INSTALLED |  |  | node_1399541_637_15298182_84 | AN | 8101605
heatpump_load_220332958 |  | 0 | 0 | 0 | 0 | 0 | 0 | 0 | 0 | 0 | 0.19 | 234.4195483298754 | 550.2829785079384 | OPTIMIZED | INSTALLED |  |  | node_1399103_912_15297852_284 | AN | 8101605
heatpump_load_220332959 |  | 0 | 0 | 0 | 0 | 0 | 0 | 0 | 0 | 0 | 0.19 | 528.594825553181 | 1240.8380908100823 | OPTIMIZED | INSTALLED |  |  | node_1398921_731_15297287_794 | AN | 8101605
heatpump_load_220332961 |  | 0 | 0 | 0 | 0 | 0 | 0 | 0 | 0 | 0 | 0.19 | 544.0920948968228 | 1277.216798261989 | OPTIMIZED | INSTALLED |  |  | node_1398068_081_15295784_912 | AN | 8101605
heatpump_load_220332962 |  | 0 | 0 | 0 | 0 | 0 | 0 | 0 | 0 | 0 | 0.19 | 269.93771325484624 | 633.6592040480193 | OPTIMIZED | INSTALLED |  |  | node_1397867_637_15295703_478 | AN | 8101605
heatpump_load_220332964 |  | 0 | 0 | 0 | 0 | 0 | 0 | 0 | 0 | 0 | 0.19 | 269.93771325484624 | 633.6592040480193 | OPTIMIZED | INSTALLED |  |  | node_1397828_715_15295695_667 | BN | 8101605
heatpump_load_220332965 |  | 0 | 0 | 0 | 0 | 0 | 0 | 0 | 0 | 0 | 0.19 | 170.48697152666864 | 400.205802551228 | OPTIMIZED | INSTALLED |  |  | node_1397592_773_15295669_273 | AN | 8101605
heatpump_load_220332966 |  | 0 | 0 | 0 | 0 | 0 | 0 | 0 | 0 | 0 | 0.19 | 170.48697152666864 | 400.205802551228 | OPTIMIZED | INSTALLED |  |  | node_1397611_6_15295677_788 | BN | 8101605
heatpump_load_220332967 |  | 0 | 0 | 0 | 0 | 0 | 0 | 0 | 0 | 0 | 0.19 | 170.48697152666864 | 400.205802551228 | OPTIMIZED | INSTALLED |  |  | node_1397572_976_15295667_579 | CN | 8101605
heatpump_load_220332968 |  | 0 | 0 | 0 | 0 | 0 | 0 | 0 | 0 | 0 | 0.19 | 62.832961334971934 | 147.49584853025507 | OPTIMIZED | INSTALLED |  |  | node_1397483_06_15295853_405 | AN | 8101605
heatpump_load_220332969 |  | 0 | 0 | 0 | 0 | 0 | 0 | 0 | 0 | 0 | 0.19 | 37.74581047342162 | 88.60556468484187 | OPTIMIZED | INSTALLED |  |  | node_1397466_051_15295839_574 | AN | 8101605
heatpump_load_220431552 |  | 0 | 0 | 0 | 0 | 0 | 0 | 0 | 0 | 0 | 0.19 | 3509.189872107199 | 8237.56945252135 | OPTIMIZED | INSTALLED |  |  | node_1400161_617_15297463_368 | AN | 8101605
heatpump_load_220431569 |  | 0 | 0 | 0 | 0 | 0 | 0 | 0 | 0 | 0 | 0.19 | 3509.189872107199 | 8237.56945252135 | OPTIMIZED | INSTALLED |  |  | node_1400141_793_15297462_74 | BN | 8101605
heatpump_load_220431570 |  | 0 | 0 | 0 | 0 | 0 | 0 | 0 | 0 | 0 | 0.19 | 3509.189872107199 | 8237.56945252135 | OPTIMIZED | INSTALLED |  |  | node_1400180_856_15297457_086 | CN | 8101605
heatpump_load_220467278 |  | 0 | 0 | 0 | 0 | 0 | 0 | 0 | 0 | 0 | 0.19 | 618.0152092520173 | 1450.7460342482013 | OPTIMIZED | INSTALLED |  |  | node_1399246_009_15297560_571 | AN | 8101605
heatpump_load_220499167 |  | 0 | 0 | 0 | 0 | 0 | 0 | 0 | 0 | 0 | 0.19 | 105.41210731153005 | 247.44724771742423 | OPTIMIZED | INSTALLED |  |  | node_1399882_415_15296974_456 | AN | 8101605
heatpump_load_220569987 |  | 0 | 0 | 0 | 0 | 0 | 0 | 0 | 0 | 0 | 0.19 | 269.93771325484624 | 633.6592040480193 | OPTIMIZED | INSTALLED |  |  | node_1397848_543_15295696_135 | CN | 8101605
heatpump_load_312104074 |  | 0 | 0 | 0 | 0 | 0 | 0 | 0 | 0 | 0 | 0.19 | 0 | 0 | OPTIMIZED | INSTALLED |  |  | node_1397854_721_15296120_235 | AN | 8101605
heatpump_load_312104074-L1-1 |  | 0 | 0 | 0 | 0 | 0 | 0 | 0 | 0 | 0 | 0.19 | 0 | 0 | OPTIMIZED | INSTALLED |  |  | node_1397854_721_15296120_235 | AN | 8101605
heatpump_load_312107663 |  | 0 | 0 | 0 | 0 | 0 | 0 | 0 | 0 | 0 | 0.19 | 0 | 0 | OPTIMIZED | INSTALLED |  |  | node_1397866_13_15296115_564 | BN | 8101605
heatpump_load_312107663-L-1 |  | 0 | 0 | 0 | 0 | 0 | 0 | 0 | 0 | 0 | 0.19 | 0 | 0 | OPTIMIZED | INSTALLED |  |  | node_1397866_13_15296115_564 | BN | 8101605
heatpump_load_312107664 |  | 0 | 0 | 0 | 0 | 0 | 0 | 0 | 0 | 0 | 0.19 | 0 | 0 | OPTIMIZED | INSTALLED |  |  | node_1397877_311_15296104_611 | CN | 8101605
heatpump_load_312107664-L-1 |  | 0 | 0 | 0 | 0 | 0 | 0 | 0 | 0 | 0 | 0.19 | 0 | 0 | OPTIMIZED | INSTALLED |  |  | node_1397877_311_15296104_611 | CN | 8101605

## LineSpacing
Name | DistanceAB | DistanceAC | DistanceAE | DistanceAN | DistanceBC | DistanceBE | DistanceBN | DistanceCE | DistanceCN | DistanceNE | Feeder | Comments

## Load
Name | GroupId | PriorityLevel | LoadClass | BaseReactivePowerA | BaseReactivePowerB | BaseReactivePowerC | BaseActivePowerA | BaseActivePowerB | BaseActivePowerC | BasePowerA | BasePowerB | BasePowerC | ConstantCurrentAReal | ConstantCurrentAImag | ConstantCurrentA | ConstantCurrentBReal | ConstantCurrentBImag | ConstantCurrentB | ConstantCurrentCReal | ConstantCurrentCImag | ConstantCurrentC | ConstantResistanceA | ConstantReactanceA | ConstantImpedanceA | ConstantResistanceB | ConstantReactanceB | ConstantImpedanceB | ConstantResistanceC | ConstantReactanceC | ConstantImpedanceC | ConstantActivePowerA | ConstantReactivePowerA | ConstantPowerA | ConstantActivePowerB | ConstantReactivePowerB | ConstantPowerB | ConstantActivePowerC | ConstantReactivePowerC | ConstantPowerC | CurrentFractionA | CurrentFractionB | CurrentFractionC | CurrentPfA | CurrentPfB | CurrentPfC | ImpedanceFractionA | ImpedanceFractionB | ImpedanceFractionC | ImpedancePfA | ImpedancePfB | ImpedancePfC | PowerFractionA | PowerFractionB | PowerFractionC | PowerPfA | PowerPfB | PowerPfC | DemandResponseLowerBound | DemandResponseShortageCost | DemandResponseSurplusCost | DemandResponseUpperBound | ActivePowerA | ActivePowerB | ActivePowerC | ReactivePowerA | ReactivePowerB | ReactivePowerC | NominalVoltage | Status | ParentNode | Phases | Feeder | Comments
load_220330884 |  | 0 | R | 0 | 0 | 0 | 0 | 0 | 0 | 0 | 0 | 0 | 0 | 0 | 0+0j | 0 | 0 | 0+0j | 0 | 0 | 0+0j | 0 | 0 | 0+0j | 0 | 0 | 0+0j | 0 | 0 | 0+0j | 72756 | 30993.926 | 72756+30993.926j | 0 | 0 | 0+0j | 0 | 0 | 0+0j | 0 | 0 | 0 | 0 | 0 | 0 | 0 | 0 | 0 | 0 | 0 | 0 | 0 | 0 | 0 | 0 | 0 | 0 | 1 | 0 | 0 | 1 | 0 | 0 | 0 | 0 | 0 | 0 | 0 | OPEN | node_1399887_457_15297314_809 | AN | 8101605
load_220330885 |  | 0 | R | 0 | 0 | 0 | 0 | 0 | 0 | 0 | 0 | 0 | 0 | 0 | 0+0j | 0 | 0 | 0+0j | 0 | 0 | 0+0j | 0 | 0 | 0+0j | 0 | 0 | 0+0j | 0 | 0 | 0+0j | 96019.2 | 40904.008 | 96019.2+40904.008j | 0 | 0 | 0+0j | 0 | 0 | 0+0j | 0 | 0 | 0 | 0 | 0 | 0 | 0 | 0 | 0 | 0 | 0 | 0 | 0 | 0 | 0 | 0 | 0 | 0 | 1 | 0 | 0 | 1 | 0 | 0 | 0 | 0 | 0 | 0 | 0 | OPEN | node_1399774_618_15297952_201 | AN | 8101605
load_220330901 |  | 0 | R | 0 | 0 | 0 | 0 | 0 | 0 | 0 | 0 | 0 | 0 | 0 | 0+0j | 0 | 0 | 0+0j | 0 | 0 | 0+0j | 0 | 0 | 0+0j | 0 | 0 | 0+0j | 0 | 0 | 0+0j | 138384 | 58951.337 | 138384+58951.337j | 0 | 0 | 0+0j | 0 | 0 | 0+0j | 0 | 0 | 0 | 0 | 0 | 0 | 0 | 0 | 0 | 0 | 0 | 0 | 0 | 0 | 0 | 0 | 0 | 0 | 1 | 0 | 0 | 1 | 0 | 0 | 0 | 0 | 0 | 0 | 0 | OPEN | node_1399581_162_15296596_702 | AN | 8101605
load_220330902 |  | 0 | R | 0 | 0 | 0 | 0 | 0 | 0 | 0 | 0 | 0 | 0 | 0 | 0+0j | 0 | 0 | 0+0j | 0 | 0 | 0+0j | 0 | 0 | 0+0j | 0 | 0 | 0+0j | 0 | 0 | 0+0j | 45612 | 19430.631 | 45612+19430.631j | 0 | 0 | 0+0j | 0 | 0 | 0+0j | 0 | 0 | 0 | 0 | 0 | 0 | 0 | 0 | 0 | 0 | 0 | 0 | 0 | 0 | 0 | 0 | 0 | 0 | 1 | 0 | 0 | 1 | 0 | 0 | 0 | 0 | 0 | 0 | 0 | OPEN | node_1399489_953_15297323_649 | AN | 8101605
load_220330903 |  | 0 | C | 0 | 0 | 0 | 0 | 0 | 0 | 0 | 0 | 0 | 0 | 0 | 0+0j | 0 | 0 | 0+0j | 0 | 0 | 0+0j | 0 | 0 | 0+0j | 0 | 0 | 0+0j | 0 | 0 | 0+0j | 230.4 | 98.15 | 230.4+98.15j | 0 | 0 | 0+0j | 0 | 0 | 0+0j | 0 | 0 | 0 | 0 | 0 | 0 | 0 | 0 | 0 | 0 | 0 | 0 | 0 | 0 | 0 | 0 | 0 | 0 | 1 | 0 | 0 | 1 | 0 | 0 | 0 | 0 | 0 | 0 | 0 | OPEN | node_1399472_143_15297549_774 | AN | 8101605
load_220330911 |  | 0 | C | 0 | 0 | 0 | 0 | 0 | 0 | 0 | 0 | 0 | 0 | 0 | 0+0j | 0 | 0 | 0+0j | 0 | 0 | 0+0j | 0 | 0 | 0+0j | 0 | 0 | 0+0j | 0 | 0 | 0+0j | 12000 | 5111.979 | 12000+5111.979j | 0 | 0 | 0+0j | 0 | 0 | 0+0j | 0 | 0 | 0 | 0 | 0 | 0 | 0 | 0 | 0 | 0 | 0 | 0 | 0 | 0 | 0 | 0 | 0 | 0 | 1 | 0 | 0 | 1 | 0 | 0 | 0 | 0 | 0 | 0 | 0 | OPEN | node_1399278_856_15295747_475 | AN | 8101605
load_220330912 |  | 0 | C | 0 | 0 | 0 | 0 | 0 | 0 | 0 | 0 | 0 | 0 | 0 | 0+0j | 0 | 0 | 0+0j | 0 | 0 | 0+0j | 0 | 0 | 0+0j | 0 | 0 | 0+0j | 0 | 0 | 0+0j | 0 | 0 | 0+0j | 12000 | 5111.979 | 12000+5111.979j | 0 | 0 | 0+0j | 0 | 0 | 0 | 0 | 0 | 0 | 0 | 0 | 0 | 0 | 0 | 0 | 0 | 0 | 0 | 0 | 0 | 0 | 1 | 0 | 0 | 1 | 0 | 0 | 0 | 0 | 0 | 0 | 0 | OPEN | node_1399282_709_15295721_387 | BN | 8101605
load_220330913 |  | 0 | C | 0 | 0 | 0 | 0 | 0 | 0 | 0 | 0 | 0 | 0 | 0 | 0+0j | 0 | 0 | 0+0j | 0 | 0 | 0+0j | 0 | 0 | 0+0j | 0 | 0 | 0+0j | 0 | 0 | 0+0j | 0 | 0 | 0+0j | 0 | 0 | 0+0j | 12000 | 5111.979 | 12000+5111.979j | 0 | 0 | 0 | 0 | 0 | 0 | 0 | 0 | 0 | 0 | 0 | 0 | 0 | 0 | 0 | 0 | 0 | 0 | 1 | 0 | 0 | 1 | 0 | 0 | 0 | 0 | 0 | 0 | 0 | OPEN | node_1399280_17_15295774_054 | CN | 8101605
load_220330914 |  | 0 | C | 0 | 0 | 0 | 0 | 0 | 0 | 0 | 0 | 0 | 0 | 0 | 0+0j | 0 | 0 | 0+0j | 0 | 0 | 0+0j | 0 | 0 | 0+0j | 0 | 0 | 0+0j | 0 | 0 | 0+0j | 10666.667 | 4543.981 | 10666.667+4543.981j | 0 | 0 | 0+0j | 0 | 0 | 0+0j | 0 | 0 | 0 | 0 | 0 | 0 | 0 | 0 | 0 | 0 | 0 | 0 | 0 | 0 | 0 | 0 | 0 | 0 | 1 | 0 | 0 | 1 | 0 | 0 | 0 | 0 | 0 | 0 | 0 | OPEN | node_1399202_205_15295827_401 | AN | 8101605
load_220330915 |  | 0 | C | 0 | 0 | 0 | 0 | 0 | 0 | 0 | 0 | 0 | 0 | 0 | 0+0j | 0 | 0 | 0+0j | 0 | 0 | 0+0j | 0 | 0 | 0+0j | 0 | 0 | 0+0j | 0 | 0 | 0+0j | 0 | 0 | 0+0j | 10666.667 | 4543.981 | 10666.667+4543.981j | 0 | 0 | 0+0j | 0 | 0 | 0 | 0 | 0 | 0 | 0 | 0 | 0 | 0 | 0 | 0 | 0 | 0 | 0 | 0 | 0 | 0 | 1 | 0 | 0 | 1 | 0 | 0 | 0 | 0 | 0 | 0 | 0 | OPEN | node_1399208_337_15295802_13 | BN | 8101605
load_220330916 |  | 0 | C | 0 | 0 | 0 | 0 | 0 | 0 | 0 | 0 | 0 | 0 | 0 | 0+0j | 0 | 0 | 0+0j | 0 | 0 | 0+0j | 0 | 0 | 0+0j | 0 | 0 | 0+0j | 0 | 0 | 0+0j | 0 | 0 | 0+0j | 0 | 0 | 0+0j | 10666.667 | 4543.981 | 10666.667+4543.981j | 0 | 0 | 0 | 0 | 0 | 0 | 0 | 0 | 0 | 0 | 0 | 0 | 0 | 0 | 0 | 0 | 0 | 0 | 1 | 0 | 0 | 1 | 0 | 0 | 0 | 0 | 0 | 0 | 0 | OPEN | node_1399201_162_15295853_982 | CN | 8101605
load_220330917 |  | 0 | R | 0 | 0 | 0 | 0 | 0 | 0 | 0 | 0 | 0 | 0 | 0 | 0+0j | 0 | 0 | 0+0j | 0 | 0 | 0+0j | 0 | 0 | 0+0j | 0 | 0 | 0+0j | 0 | 0 | 0+0j | 47095.2 | 20062.471 | 47095.2+20062.471j | 0 | 0 | 0+0j | 0 | 0 | 0+0j | 0 | 0 | 0 | 0 | 0 | 0 | 0 | 0 | 0 | 0 | 0 | 0 | 0 | 0 | 0 | 0 | 0 | 0 | 1 | 0 | 0 | 1 | 0 | 0 | 0 | 0 | 0 | 0 | 0 | OPEN | node_1399415_147_15295970_119 | AN | 8101605
load_220330918 |  | 0 | C | 0 | 0 | 0 | 0 | 0 | 0 | 0 | 0 | 0 | 0 | 0 | 0+0j | 0 | 0 | 0+0j | 0 | 0 | 0+0j | 0 | 0 | 0+0j | 0 | 0 | 0+0j | 0 | 0 | 0+0j | 7000 | 2981.988 | 7000+2981.988j | 0 | 0 | 0+0j | 0 | 0 | 0+0j | 0 | 0 | 0 | 0 | 0 | 0 | 0 | 0 | 0 | 0 | 0 | 0 | 0 | 0 | 0 | 0 | 0 | 0 | 1 | 0 | 0 | 1 | 0 | 0 | 0 | 0 | 0 | 0 | 0 | OPEN | node_1399411_932_15295996_367 | AN | 8101605
load_220330919 |  | 0 | R | 0 | 0 | 0 | 0 | 0 | 0 | 0 | 0 | 0 | 0 | 0 | 0+0j | 0 | 0 | 0+0j | 0 | 0 | 0+0j | 0 | 0 | 0+0j | 0 | 0 | 0+0j | 0 | 0 | 0+0j | 98920.8 | 42140.084 | 98920.8+42140.084j | 0 | 0 | 0+0j | 0 | 0 | 0+0j | 0 | 0 | 0 | 0 | 0 | 0 | 0 | 0 | 0 | 0 | 0 | 0 | 0 | 0 | 0 | 0 | 0 | 0 | 1 | 0 | 0 | 1 | 0 | 0 | 0 | 0 | 0 | 0 | 0 | OPEN | node_1399339_777_15296420_21 | AN | 8101605
load_220330920 |  | 0 | C | 0 | 0 | 0 | 0 | 0 | 0 | 0 | 0 | 0 | 0 | 0 | 0+0j | 0 | 0 | 0+0j | 0 | 0 | 0+0j | 0 | 0 | 0+0j | 0 | 0 | 0+0j | 0 | 0 | 0+0j | 6000 | 2555.989 | 6000+2555.989j | 0 | 0 | 0+0j | 0 | 0 | 0+0j | 0 | 0 | 0 | 0 | 0 | 0 | 0 | 0 | 0 | 0 | 0 | 0 | 0 | 0 | 0 | 0 | 0 | 0 | 1 | 0 | 0 | 1 | 0 | 0 | 0 | 0 | 0 | 0 | 0 | OPEN | node_1399305_385_15296855_781 | AN | 8101605
load_220330922 |  | 0 | C | 0 | 0 | 0 | 0 | 0 | 0 | 0 | 0 | 0 | 0 | 0 | 0+0j | 0 | 0 | 0+0j | 0 | 0 | 0+0j | 0 | 0 | 0+0j | 0 | 0 | 0+0j | 0 | 0 | 0+0j | 9000 | 3833.984 | 9000+3833.984j | 0 | 0 | 0+0j | 0 | 0 | 0+0j | 0 | 0 | 0 | 0 | 0 | 0 | 0 | 0 | 0 | 0 | 0 | 0 | 0 | 0 | 0 | 0 | 0 | 0 | 1 | 0 | 0 | 1 | 0 | 0 | 0 | 0 | 0 | 0 | 0 | OPEN | node_1399256_594_15297433_172 | AN | 8101605
load_220330940 |  | 0 | R | 0 | 0 | 0 | 0 | 0 | 0 | 0 | 0 | 0 | 0 | 0 | 0+0j | 0 | 0 | 0+0j | 0 | 0 | 0+0j | 0 | 0 | 0+0j | 0 | 0 | 0+0j | 0 | 0 | 0+0j | 86760 | 36959.605 | 86760+36959.605j | 0 | 0 | 0+0j | 0 | 0 | 0+0j | 0 | 0 | 0 | 0 | 0 | 0 | 0 | 0 | 0 | 0 | 0 | 0 | 0 | 0 | 0 | 0 | 0 | 0 | 1 | 0 | 0 | 1 | 0 | 0 | 0 | 0 | 0 | 0 | 0 | OPEN | node_1398987_405_15296267_062 | AN | 8101605
load_220330970 |  | 0 | C | 0 | 0 | 0 | 0 | 0 | 0 | 0 | 0 | 0 | 0 | 0 | 0+0j | 0 | 0 | 0+0j | 0 | 0 | 0+0j | 0 | 0 | 0+0j | 0 | 0 | 0+0j | 0 | 0 | 0+0j | 29000 | 12353.948 | 29000+12353.948j | 0 | 0 | 0+0j | 0 | 0 | 0+0j | 0 | 0 | 0 | 0 | 0 | 0 | 0 | 0 | 0 | 0 | 0 | 0 | 0 | 0 | 0 | 0 | 0 | 0 | 1 | 0 | 0 | 1 | 0 | 0 | 0 | 0 | 0 | 0 | 0 | OPEN | node_1398221_651_15295604_444 | AN | 8101605
load_220330971 |  | 0 | C | 0 | 0 | 0 | 0 | 0 | 0 | 0 | 0 | 0 | 0 | 0 | 0+0j | 0 | 0 | 0+0j | 0 | 0 | 0+0j | 0 | 0 | 0+0j | 0 | 0 | 0+0j | 0 | 0 | 0+0j | 0 | 0 | 0+0j | 29000 | 12353.948 | 29000+12353.948j | 0 | 0 | 0+0j | 0 | 0 | 0 | 0 | 0 | 0 | 0 | 0 | 0 | 0 | 0 | 0 | 0 | 0 | 0 | 0 | 0 | 0 | 1 | 0 | 0 | 1 | 0 | 0 | 0 | 0 | 0 | 0 | 0 | OPEN | node_1398225_167_15295578_269 | BN | 8101605
load_220330972 |  | 0 | C | 0 | 0 | 0 | 0 | 0 | 0 | 0 | 0 | 0 | 0 | 0 | 0+0j | 0 | 0 | 0+0j | 0 | 0 | 0+0j | 0 | 0 | 0+0j | 0 | 0 | 0+0j | 0 | 0 | 0+0j | 0 | 0 | 0+0j | 0 | 0 | 0+0j | 29000 | 12353.948 | 29000+12353.948j | 0 | 0 | 0 | 0 | 0 | 0 | 0 | 0 | 0 | 0 | 0 | 0 | 0 | 0 | 0 | 0 | 0 | 0 | 1 | 0 | 0 | 1 | 0 | 0 | 0 | 0 | 0 | 0 | 0 | OPEN | node_1398223_306_15295630_992 | CN | 8101605
load_220330973 |  | 0 | C | 0 | 0 | 0 | 0 | 0 | 0 | 0 | 0 | 0 | 0 | 0 | 0+0j | 0 | 0 | 0+0j | 0 | 0 | 0+0j | 0 | 0 | 0+0j | 0 | 0 | 0+0j | 0 | 0 | 0+0j | 0 | 0 | 0+0j | 0 | 0 | 0+0j | 2666.667 | 1135.995 | 2666.667+1135.995j | 0 | 0 | 0 | 0 | 0 | 0 | 0 | 0 | 0 | 0 | 0 | 0 | 0 | 0 | 0 | 0 | 0 | 0 | 1 | 0 | 0 | 1 | 0 | 0 | 0 | 0 | 0 | 0 | 0 | OPEN | node_1398232_082_15295731_993 | CN | 8101605
load_220330974 |  | 0 | C | 0 | 0 | 0 | 0 | 0 | 0 | 0 | 0 | 0 | 0 | 0 | 0+0j | 0 | 0 | 0+0j | 0 | 0 | 0+0j | 0 | 0 | 0+0j | 0 | 0 | 0+0j | 0 | 0 | 0+0j | 2666.667 | 1135.995 | 2666.667+1135.995j | 0 | 0 | 0+0j | 0 | 0 | 0+0j | 0 | 0 | 0 | 0 | 0 | 0 | 0 | 0 | 0 | 0 | 0 | 0 | 0 | 0 | 0 | 0 | 0 | 0 | 1 | 0 | 0 | 1 | 0 | 0 | 0 | 0 | 0 | 0 | 0 | OPEN | node_1398252_15295712_871 | AN | 8101605
load_220330975 |  | 0 | C | 0 | 0 | 0 | 0 | 0 | 0 | 0 | 0 | 0 | 0 | 0 | 0+0j | 0 | 0 | 0+0j | 0 | 0 | 0+0j | 0 | 0 | 0+0j | 0 | 0 | 0+0j | 0 | 0 | 0+0j | 0 | 0 | 0+0j | 2666.667 | 1135.995 | 2666.667+1135.995j | 0 | 0 | 0+0j | 0 | 0 | 0 | 0 | 0 | 0 | 0 | 0 | 0 | 0 | 0 | 0 | 0 | 0 | 0 | 0 | 0 | 0 | 1 | 0 | 0 | 1 | 0 | 0 | 0 | 0 | 0 | 0 | 0 | OPEN | node_1398239_449_15295755_702 | BN | 8101605
load_220330976 |  | 0 | C | 0 | 0 | 0 | 0 | 0 | 0 | 0 | 0 | 0 | 0 | 0 | 0+0j | 0 | 0 | 0+0j | 0 | 0 | 0+0j | 0 | 0 | 0+0j | 0 | 0 | 0+0j | 0 | 0 | 0+0j | 1666.667 | 709.997 | 1666.667+709.997j | 0 | 0 | 0+0j | 0 | 0 | 0+0j | 0 | 0 | 0 | 0 | 0 | 0 | 0 | 0 | 0 | 0 | 0 | 0 | 0 | 0 | 0 | 0 | 0 | 0 | 1 | 0 | 0 | 1 | 0 | 0 | 0 | 0 | 0 | 0 | 0 | OPEN | node_1398230_033_15295799_099 | AN | 8101605
load_220330977 |  | 0 | C | 0 | 0 | 0 | 0 | 0 | 0 | 0 | 0 | 0 | 0 | 0 | 0+0j | 0 | 0 | 0+0j | 0 | 0 | 0+0j | 0 | 0 | 0+0j | 0 | 0 | 0+0j | 0 | 0 | 0+0j | 0 | 0 | 0+0j | 1666.667 | 709.997 | 1666.667+709.997j | 0 | 0 | 0+0j | 0 | 0 | 0 | 0 | 0 | 0 | 0 | 0 | 0 | 0 | 0 | 0 | 0 | 0 | 0 | 0 | 0 | 0 | 1 | 0 | 0 | 1 | 0 | 0 | 0 | 0 | 0 | 0 | 0 | OPEN | node_1398249_199_15295788_682 | BN | 8101605
load_220330978 |  | 0 | C | 0 | 0 | 0 | 0 | 0 | 0 | 0 | 0 | 0 | 0 | 0 | 0+0j | 0 | 0 | 0+0j | 0 | 0 | 0+0j | 0 | 0 | 0+0j | 0 | 0 | 0+0j | 0 | 0 | 0+0j | 0 | 0 | 0+0j | 0 | 0 | 0+0j | 1666.667 | 709.997 | 1666.667+709.997j | 0 | 0 | 0 | 0 | 0 | 0 | 0 | 0 | 0 | 0 | 0 | 0 | 0 | 0 | 0 | 0 | 0 | 0 | 1 | 0 | 0 | 1 | 0 | 0 | 0 | 0 | 0 | 0 | 0 | OPEN | node_1398221_381_15295813_972 | CN | 8101605
load_220330979 |  | 0 | R | 0 | 0 | 0 | 0 | 0 | 0 | 0 | 0 | 0 | 0 | 0 | 0+0j | 0 | 0 | 0+0j | 0 | 0 | 0+0j | 0 | 0 | 0+0j | 0 | 0 | 0+0j | 0 | 0 | 0+0j | 12720 | 5418.697 | 12720+5418.697j | 0 | 0 | 0+0j | 0 | 0 | 0+0j | 0 | 0 | 0 | 0 | 0 | 0 | 0 | 0 | 0 | 0 | 0 | 0 | 0 | 0 | 0 | 0 | 0 | 0 | 1 | 0 | 0 | 1 | 0 | 0 | 0 | 0 | 0 | 0 | 0 | OPEN | node_1398337_53_15296056_859 | AN | 8101605
load_220330980 |  | 0 | R | 0 | 0 | 0 | 0 | 0 | 0 | 0 | 0 | 0 | 0 | 0 | 0+0j | 0 | 0 | 0+0j | 0 | 0 | 0+0j | 0 | 0 | 0+0j | 0 | 0 | 0+0j | 0 | 0 | 0+0j | 0 | 0 | 0+0j | 12720 | 5418.697 | 12720+5418.697j | 0 | 0 | 0+0j | 0 | 0 | 0 | 0 | 0 | 0 | 0 | 0 | 0 | 0 | 0 | 0 | 0 | 0 | 0 | 0 | 0 | 0 | 1 | 0 | 0 | 1 | 0 | 0 | 0 | 0 | 0 | 0 | 0 | OPEN | node_1398333_465_15296082_887 | BN | 8101605
load_220330981 |  | 0 | C | 0 | 0 | 0 | 0 | 0 | 0 | 0 | 0 | 0 | 0 | 0 | 0+0j | 0 | 0 | 0+0j | 0 | 0 | 0+0j | 0 | 0 | 0+0j | 0 | 0 | 0+0j | 0 | 0 | 0+0j | 0 | 0 | 0+0j | 0 | 0 | 0+0j | 3333.333 | 1419.994 | 3333.333+1419.994j | 0 | 0 | 0 | 0 | 0 | 0 | 0 | 0 | 0 | 0 | 0 | 0 | 0 | 0 | 0 | 0 | 0 | 0 | 1 | 0 | 0 | 1 | 0 | 0 | 0 | 0 | 0 | 0 | 0 | OPEN | node_1398336_434_15296030_263 | CN | 8101605
load_220331014 |  | 0 | R | 0 | 0 | 0 | 0 | 0 | 0 | 0 | 0 | 0 | 0 | 0 | 0+0j | 0 | 0 | 0+0j | 0 | 0 | 0+0j | 0 | 0 | 0+0j | 0 | 0 | 0+0j | 0 | 0 | 0+0j | 76752 | 32696.215 | 76752+32696.215j | 0 | 0 | 0+0j | 0 | 0 | 0+0j | 0 | 0 | 0 | 0 | 0 | 0 | 0 | 0 | 0 | 0 | 0 | 0 | 0 | 0 | 0 | 0 | 0 | 0 | 1 | 0 | 0 | 1 | 0 | 0 | 0 | 0 | 0 | 0 | 0 | OPEN | node_1400155_871_15296628_327 | AN | 8101605
load_220331214 |  | 0 | R | 0 | 0 | 0 | 0 | 0 | 0 | 0 | 0 | 0 | 0 | 0 | 0+0j | 0 | 0 | 0+0j | 0 | 0 | 0+0j | 0 | 0 | 0+0j | 0 | 0 | 0+0j | 0 | 0 | 0+0j | 62388 | 26577.177 | 62388+26577.177j | 0 | 0 | 0+0j | 0 | 0 | 0+0j | 0 | 0 | 0 | 0 | 0 | 0 | 0 | 0 | 0 | 0 | 0 | 0 | 0 | 0 | 0 | 0 | 0 | 0 | 1 | 0 | 0 | 1 | 0 | 0 | 0 | 0 | 0 | 0 | 0 | OPEN | node_1398547_164_15296174_31 | AN | 8101605
load_220331215 |  | 0 | C | 0 | 0 | 0 | 0 | 0 | 0 | 0 | 0 | 0 | 0 | 0 | 0+0j | 0 | 0 | 0+0j | 0 | 0 | 0+0j | 0 | 0 | 0+0j | 0 | 0 | 0+0j | 0 | 0 | 0+0j | 23000 | 9797.959 | 23000+9797.959j | 0 | 0 | 0+0j | 0 | 0 | 0+0j | 0 | 0 | 0 | 0 | 0 | 0 | 0 | 0 | 0 | 0 | 0 | 0 | 0 | 0 | 0 | 0 | 0 | 0 | 1 | 0 | 0 | 1 | 0 | 0 | 0 | 0 | 0 | 0 | 0 | OPEN | node_1397952_665_15296164_53 | AN | 8101605
load_220331216 |  | 0 | C | 0 | 0 | 0 | 0 | 0 | 0 | 0 | 0 | 0 | 0 | 0 | 0+0j | 0 | 0 | 0+0j | 0 | 0 | 0+0j | 0 | 0 | 0+0j | 0 | 0 | 0+0j | 0 | 0 | 0+0j | 23000 | 9797.959 | 23000+9797.959j | 0 | 0 | 0+0j | 0 | 0 | 0+0j | 0 | 0 | 0 | 0 | 0 | 0 | 0 | 0 | 0 | 0 | 0 | 0 | 0 | 0 | 0 | 0 | 0 | 0 | 1 | 0 | 0 | 1 | 0 | 0 | 0 | 0 | 0 | 0 | 0 | OPEN | node_1397955_93_15296138_293 | AN | 8101605
load_220331217 |  | 0 | R | 0 | 0 | 0 | 0 | 0 | 0 | 0 | 0 | 0 | 0 | 0 | 0+0j | 0 | 0 | 0+0j | 0 | 0 | 0+0j | 0 | 0 | 0+0j | 0 | 0 | 0+0j | 0 | 0 | 0+0j | 7308 | 3113.195 | 7308+3113.195j | 0 | 0 | 0+0j | 0 | 0 | 0+0j | 0 | 0 | 0 | 0 | 0 | 0 | 0 | 0 | 0 | 0 | 0 | 0 | 0 | 0 | 0 | 0 | 0 | 0 | 1 | 0 | 0 | 1 | 0 | 0 | 0 | 0 | 0 | 0 | 0 | OPEN | node_1399097_59_15296672_66 | AN | 8101605
load_220331227 |  | 0 | R | 0 | 0 | 0 | 0 | 0 | 0 | 0 | 0 | 0 | 0 | 0 | 0+0j | 0 | 0 | 0+0j | 0 | 0 | 0+0j | 0 | 0 | 0+0j | 0 | 0 | 0+0j | 0 | 0 | 0+0j | 50234.4 | 21399.765 | 50234.4+21399.765j | 0 | 0 | 0+0j | 0 | 0 | 0+0j | 0 | 0 | 0 | 0 | 0 | 0 | 0 | 0 | 0 | 0 | 0 | 0 | 0 | 0 | 0 | 0 | 0 | 0 | 1 | 0 | 0 | 1 | 0 | 0 | 0 | 0 | 0 | 0 | 0 | OPEN | node_1399700_975_15297665_858 | AN | 8101605
load_220331229 |  | 0 | R | 0 | 0 | 0 | 0 | 0 | 0 | 0 | 0 | 0 | 0 | 0 | 0+0j | 0 | 0 | 0+0j | 0 | 0 | 0+0j | 0 | 0 | 0+0j | 0 | 0 | 0+0j | 0 | 0 | 0+0j | 70524 | 30043.098 | 70524+30043.098j | 0 | 0 | 0+0j | 0 | 0 | 0+0j | 0 | 0 | 0 | 0 | 0 | 0 | 0 | 0 | 0 | 0 | 0 | 0 | 0 | 0 | 0 | 0 | 0 | 0 | 1 | 0 | 0 | 1 | 0 | 0 | 0 | 0 | 0 | 0 | 0 | OPEN | node_1399541_637_15298182_84 | AN | 8101605
load_220332958 |  | 0 | C | 0 | 0 | 0 | 0 | 0 | 0 | 0 | 0 | 0 | 0 | 0 | 0+0j | 0 | 0 | 0+0j | 0 | 0 | 0+0j | 0 | 0 | 0+0j | 0 | 0 | 0+0j | 0 | 0 | 0+0j | 11000 | 4685.98 | 11000+4685.98j | 0 | 0 | 0+0j | 0 | 0 | 0+0j | 0 | 0 | 0 | 0 | 0 | 0 | 0 | 0 | 0 | 0 | 0 | 0 | 0 | 0 | 0 | 0 | 0 | 0 | 1 | 0 | 0 | 1 | 0 | 0 | 0 | 0 | 0 | 0 | 0 | OPEN | node_1399103_912_15297852_284 | AN | 8101605
load_220332959 |  | 0 | R | 0 | 0 | 0 | 0 | 0 | 0 | 0 | 0 | 0 | 0 | 0 | 0+0j | 0 | 0 | 0+0j | 0 | 0 | 0+0j | 0 | 0 | 0+0j | 0 | 0 | 0+0j | 0 | 0 | 0+0j | 24804 | 10566.46 | 24804+10566.46j | 0 | 0 | 0+0j | 0 | 0 | 0+0j | 0 | 0 | 0 | 0 | 0 | 0 | 0 | 0 | 0 | 0 | 0 | 0 | 0 | 0 | 0 | 0 | 0 | 0 | 1 | 0 | 0 | 1 | 0 | 0 | 0 | 0 | 0 | 0 | 0 | OPEN | node_1398921_731_15297287_794 | AN | 8101605
load_220332961 |  | 0 | R | 0 | 0 | 0 | 0 | 0 | 0 | 0 | 0 | 0 | 0 | 0 | 0+0j | 0 | 0 | 0+0j | 0 | 0 | 0+0j | 0 | 0 | 0+0j | 0 | 0 | 0+0j | 0 | 0 | 0+0j | 25531.2 | 10876.246 | 25531.2+10876.246j | 0 | 0 | 0+0j | 0 | 0 | 0+0j | 0 | 0 | 0 | 0 | 0 | 0 | 0 | 0 | 0 | 0 | 0 | 0 | 0 | 0 | 0 | 0 | 0 | 0 | 1 | 0 | 0 | 1 | 0 | 0 | 0 | 0 | 0 | 0 | 0 | OPEN | node_1398068_081_15295784_912 | AN | 8101605
load_220332962 |  | 0 | C | 0 | 0 | 0 | 0 | 0 | 0 | 0 | 0 | 0 | 0 | 0 | 0+0j | 0 | 0 | 0+0j | 0 | 0 | 0+0j | 0 | 0 | 0+0j | 0 | 0 | 0+0j | 0 | 0 | 0+0j | 12666.667 | 5395.978 | 12666.667+5395.978j | 0 | 0 | 0+0j | 0 | 0 | 0+0j | 0 | 0 | 0 | 0 | 0 | 0 | 0 | 0 | 0 | 0 | 0 | 0 | 0 | 0 | 0 | 0 | 0 | 0 | 1 | 0 | 0 | 1 | 0 | 0 | 0 | 0 | 0 | 0 | 0 | OPEN | node_1397867_637_15295703_478 | AN | 8101605
load_220332964 |  | 0 | C | 0 | 0 | 0 | 0 | 0 | 0 | 0 | 0 | 0 | 0 | 0 | 0+0j | 0 | 0 | 0+0j | 0 | 0 | 0+0j | 0 | 0 | 0+0j | 0 | 0 | 0+0j | 0 | 0 | 0+0j | 0 | 0 | 0+0j | 12666.667 | 5395.978 | 12666.667+5395.978j | 0 | 0 | 0+0j | 0 | 0 | 0 | 0 | 0 | 0 | 0 | 0 | 0 | 0 | 0 | 0 | 0 | 0 | 0 | 0 | 0 | 0 | 1 | 0 | 0 | 1 | 0 | 0 | 0 | 0 | 0 | 0 | 0 | OPEN | node_1397828_715_15295695_667 | BN | 8101605
load_220332965 |  | 0 | C | 0 | 0 | 0 | 0 | 0 | 0 | 0 | 0 | 0 | 0 | 0 | 0+0j | 0 | 0 | 0+0j | 0 | 0 | 0+0j | 0 | 0 | 0+0j | 0 | 0 | 0+0j | 0 | 0 | 0+0j | 8000 | 3407.986 | 8000+3407.986j | 0 | 0 | 0+0j | 0 | 0 | 0+0j | 0 | 0 | 0 | 0 | 0 | 0 | 0 | 0 | 0 | 0 | 0 | 0 | 0 | 0 | 0 | 0 | 0 | 0 | 1 | 0 | 0 | 1 | 0 | 0 | 0 | 0 | 0 | 0 | 0 | OPEN | node_1397592_773_15295669_273 | AN | 8101605
load_220332966 |  | 0 | C | 0 | 0 | 0 | 0 | 0 | 0 | 0 | 0 | 0 | 0 | 0 | 0+0j | 0 | 0 | 0+0j | 0 | 0 | 0+0j | 0 | 0 | 0+0j | 0 | 0 | 0+0j | 0 | 0 | 0+0j | 0 | 0 | 0+0j | 8000 | 3407.986 | 8000+3407.986j | 0 | 0 | 0+0j | 0 | 0 | 0 | 0 | 0 | 0 | 0 | 0 | 0 | 0 | 0 | 0 | 0 | 0 | 0 | 0 | 0 | 0 | 1 | 0 | 0 | 1 | 0 | 0 | 0 | 0 | 0 | 0 | 0 | OPEN | node_1397611_6_15295677_788 | BN | 8101605
load_220332967 |  | 0 | C | 0 | 0 | 0 | 0 | 0 | 0 | 0 | 0 | 0 | 0 | 0 | 0+0j | 0 | 0 | 0+0j | 0 | 0 | 0+0j | 0 | 0 | 0+0j | 0 | 0 | 0+0j | 0 | 0 | 0+0j | 0 | 0 | 0+0j | 0 | 0 | 0+0j | 8000 | 3407.986 | 8000+3407.986j | 0 | 0 | 0 | 0 | 0 | 0 | 0 | 0 | 0 | 0 | 0 | 0 | 0 | 0 | 0 | 0 | 0 | 0 | 1 | 0 | 0 | 1 | 0 | 0 | 0 | 0 | 0 | 0 | 0 | OPEN | node_1397572_976_15295667_579 | CN | 8101605
load_220332968 |  | 0 | R | 0 | 0 | 0 | 0 | 0 | 0 | 0 | 0 | 0 | 0 | 0 | 0+0j | 0 | 0 | 0+0j | 0 | 0 | 0+0j | 0 | 0 | 0+0j | 0 | 0 | 0+0j | 0 | 0 | 0+0j | 2948.4 | 1256.013 | 2948.4+1256.013j | 0 | 0 | 0+0j | 0 | 0 | 0+0j | 0 | 0 | 0 | 0 | 0 | 0 | 0 | 0 | 0 | 0 | 0 | 0 | 0 | 0 | 0 | 0 | 0 | 0 | 1 | 0 | 0 | 1 | 0 | 0 | 0 | 0 | 0 | 0 | 0 | OPEN | node_1397483_06_15295853_405 | AN | 8101605
load_220332969 |  | 0 | C | 0 | 0 | 0 | 0 | 0 | 0 | 0 | 0 | 0 | 0 | 0 | 0+0j | 0 | 0 | 0+0j | 0 | 0 | 0+0j | 0 | 0 | 0+0j | 0 | 0 | 0+0j | 0 | 0 | 0+0j | 1771.2 | 754.528 | 1771.2+754.528j | 0 | 0 | 0+0j | 0 | 0 | 0+0j | 0 | 0 | 0 | 0 | 0 | 0 | 0 | 0 | 0 | 0 | 0 | 0 | 0 | 0 | 0 | 0 | 0 | 0 | 1 | 0 | 0 | 1 | 0 | 0 | 0 | 0 | 0 | 0 | 0 | OPEN | node_1397466_051_15295839_574 | AN | 8101605
load_220431552 |  | 0 | C | 0 | 0 | 0 | 0 | 0 | 0 | 0 | 0 | 0 | 0 | 0 | 0+0j | 0 | 0 | 0+0j | 0 | 0 | 0+0j | 0 | 0 | 0+0j | 0 | 0 | 0+0j | 0 | 0 | 0+0j | 164666.667 | 70147.706 | 164666.667+70147.706j | 0 | 0 | 0+0j | 0 | 0 | 0+0j | 0 | 0 | 0 | 0 | 0 | 0 | 0 | 0 | 0 | 0 | 0 | 0 | 0 | 0 | 0 | 0 | 0 | 0 | 1 | 0 | 0 | 1 | 0 | 0 | 0 | 0 | 0 | 0 | 0 | OPEN | node_1400161_617_15297463_368 | AN | 8101605
load_220431569 |  | 0 | C | 0 | 0 | 0 | 0 | 0 | 0 | 0 | 0 | 0 | 0 | 0 | 0+0j | 0 | 0 | 0+0j | 0 | 0 | 0+0j | 0 | 0 | 0+0j | 0 | 0 | 0+0j | 0 | 0 | 0+0j | 0 | 0 | 0+0j | 164666.667 | 70147.706 | 164666.667+70147.706j | 0 | 0 | 0+0j | 0 | 0 | 0 | 0 | 0 | 0 | 0 | 0 | 0 | 0 | 0 | 0 | 0 | 0 | 0 | 0 | 0 | 0 | 1 | 0 | 0 | 1 | 0 | 0 | 0 | 0 | 0 | 0 | 0 | OPEN | node_1400141_793_15297462_74 | BN | 8101605
load_220431570 |  | 0 | C | 0 | 0 | 0 | 0 | 0 | 0 | 0 | 0 | 0 | 0 | 0 | 0+0j | 0 | 0 | 0+0j | 0 | 0 | 0+0j | 0 | 0 | 0+0j | 0 | 0 | 0+0j | 0 | 0 | 0+0j | 0 | 0 | 0+0j | 0 | 0 | 0+0j | 164666.667 | 70147.706 | 164666.667+70147.706j | 0 | 0 | 0 | 0 | 0 | 0 | 0 | 0 | 0 | 0 | 0 | 0 | 0 | 0 | 0 | 0 | 0 | 0 | 1 | 0 | 0 | 1 | 0 | 0 | 0 | 0 | 0 | 0 | 0 | OPEN | node_1400180_856_15297457_086 | CN | 8101605
load_220467278 |  | 0 | C | 0 | 0 | 0 | 0 | 0 | 0 | 0 | 0 | 0 | 0 | 0 | 0+0j | 0 | 0 | 0+0j | 0 | 0 | 0+0j | 0 | 0 | 0+0j | 0 | 0 | 0+0j | 0 | 0 | 0+0j | 29000 | 12353.948 | 29000+12353.948j | 0 | 0 | 0+0j | 0 | 0 | 0+0j | 0 | 0 | 0 | 0 | 0 | 0 | 0 | 0 | 0 | 0 | 0 | 0 | 0 | 0 | 0 | 0 | 0 | 0 | 1 | 0 | 0 | 1 | 0 | 0 | 0 | 0 | 0 | 0 | 0 | OPEN | node_1399246_009_15297560_571 | AN | 8101605
load_220499167 |  | 0 | C | 0 | 0 | 0 | 0 | 0 | 0 | 0 | 0 | 0 | 0 | 0 | 0+0j | 0 | 0 | 0+0j | 0 | 0 | 0+0j | 0 | 0 | 0+0j | 0 | 0 | 0+0j | 0 | 0 | 0+0j | 4946.4 | 2107.158 | 4946.4+2107.158j | 0 | 0 | 0+0j | 0 | 0 | 0+0j | 0 | 0 | 0 | 0 | 0 | 0 | 0 | 0 | 0 | 0 | 0 | 0 | 0 | 0 | 0 | 0 | 0 | 0 | 1 | 0 | 0 | 1 | 0 | 0 | 0 | 0 | 0 | 0 | 0 | OPEN | node_1399882_415_15296974_456 | AN | 8101605
load_220569987 |  | 0 | C | 0 | 0 | 0 | 0 | 0 | 0 | 0 | 0 | 0 | 0 | 0 | 0+0j | 0 | 0 | 0+0j | 0 | 0 | 0+0j | 0 | 0 | 0+0j | 0 | 0 | 0+0j | 0 | 0 | 0+0j | 0 | 0 | 0+0j | 0 | 0 | 0+0j | 12666.667 | 5395.978 | 12666.667+5395.978j | 0 | 0 | 0 | 0 | 0 | 0 | 0 | 0 | 0 | 0 | 0 | 0 | 0 | 0 | 0 | 0 | 0 | 0 | 1 | 0 | 0 | 1 | 0 | 0 | 0 | 0 | 0 | 0 | 0 | OPEN | node_1397848_543_15295696_135 | CN | 8101605
load_312104074 |  | 0 | U | 0 | 0 | 0 | 0 | 0 | 0 | 0 | 0 | 0 | 0 | 0 | 0+0j | 0 | 0 | 0+0j | 0 | 0 | 0+0j | 0 | 0 | 0+0j | 0 | 0 | 0+0j | 0 | 0 | 0+0j | 0 | 0 | 0+0j | 0 | 0 | 0+0j | 0 | 0 | 0+0j | 0 | 0 | 0 | 0 | 0 | 0 | 0 | 0 | 0 | 0 | 0 | 0 | 0 | 0 | 0 | 0 | 0 | 0 | 1 | 0 | 0 | 1 | 0 | 0 | 0 | 0 | 0 | 0 | 0 | OPEN | node_1397854_721_15296120_235 | AN | 8101605
load_312104074-L1-1 |  | 0 | C | 0 | 0 | 0 | 0 | 0 | 0 | 0 | 0 | 0 | 0 | 0 | 0+0j | 0 | 0 | 0+0j | 0 | 0 | 0+0j | 0 | 0 | 0+0j | 0 | 0 | 0+0j | 0 | 0 | 0+0j | 0 | 0 | 0+0j | 0 | 0 | 0+0j | 0 | 0 | 0+0j | 0 | 0 | 0 | 0 | 0 | 0 | 0 | 0 | 0 | 0 | 0 | 0 | 0 | 0 | 0 | 0 | 0 | 0 | 1 | 0 | 0 | 1 | 0 | 0 | 0 | 0 | 0 | 0 | 0 | OPEN | node_1397854_721_15296120_235 | AN | 8101605
load_312107663 |  | 0 | U | 0 | 0 | 0 | 0 | 0 | 0 | 0 | 0 | 0 | 0 | 0 | 0+0j | 0 | 0 | 0+0j | 0 | 0 | 0+0j | 0 | 0 | 0+0j | 0 | 0 | 0+0j | 0 | 0 | 0+0j | 0 | 0 | 0+0j | 0 | 0 | 0+0j | 0 | 0 | 0+0j | 0 | 0 | 0 | 0 | 0 | 0 | 0 | 0 | 0 | 0 | 0 | 0 | 0 | 0 | 0 | 0 | 0 | 0 | 1 | 0 | 0 | 1 | 0 | 0 | 0 | 0 | 0 | 0 | 0 | OPEN | node_1397866_13_15296115_564 | BN | 8101605
load_312107663-L-1 |  | 0 | C | 0 | 0 | 0 | 0 | 0 | 0 | 0 | 0 | 0 | 0 | 0 | 0+0j | 0 | 0 | 0+0j | 0 | 0 | 0+0j | 0 | 0 | 0+0j | 0 | 0 | 0+0j | 0 | 0 | 0+0j | 0 | 0 | 0+0j | 0 | 0 | 0+0j | 0 | 0 | 0+0j | 0 | 0 | 0 | 0 | 0 | 0 | 0 | 0 | 0 | 0 | 0 | 0 | 0 | 0 | 0 | 0 | 0 | 0 | 1 | 0 | 0 | 1 | 0 | 0 | 0 | 0 | 0 | 0 | 0 | OPEN | node_1397866_13_15296115_564 | BN | 8101605
load_312107664 |  | 0 | U | 0 | 0 | 0 | 0 | 0 | 0 | 0 | 0 | 0 | 0 | 0 | 0+0j | 0 | 0 | 0+0j | 0 | 0 | 0+0j | 0 | 0 | 0+0j | 0 | 0 | 0+0j | 0 | 0 | 0+0j | 0 | 0 | 0+0j | 0 | 0 | 0+0j | 0 | 0 | 0+0j | 0 | 0 | 0 | 0 | 0 | 0 | 0 | 0 | 0 | 0 | 0 | 0 | 0 | 0 | 0 | 0 | 0 | 0 | 1 | 0 | 0 | 1 | 0 | 0 | 0 | 0 | 0 | 0 | 0 | OPEN | node_1397877_311_15296104_611 | CN | 8101605
load_312107664-L-1 |  | 0 | C | 0 | 0 | 0 | 0 | 0 | 0 | 0 | 0 | 0 | 0 | 0 | 0+0j | 0 | 0 | 0+0j | 0 | 0 | 0+0j | 0 | 0 | 0+0j | 0 | 0 | 0+0j | 0 | 0 | 0+0j | 0 | 0 | 0+0j | 0 | 0 | 0+0j | 0 | 0 | 0+0j | 0 | 0 | 0 | 0 | 0 | 0 | 0 | 0 | 0 | 0 | 0 | 0 | 0 | 0 | 0 | 0 | 0 | 0 | 1 | 0 | 0 | 1 | 0 | 0 | 0 | 0 | 0 | 0 | 0 | OPEN | node_1397877_311_15296104_611 | CN | 8101605

## OverheadLineConductor
Name | Diameter | GeometricMeanRadius | RatingSummerContinuous | RatingSummerEmergency | RatingWinterContinuous | RatingWinterEmergency | Feeder | Comments
oh_cond_1/0_AAAC | 0.398 | 0.012 | 235 | 235 | 310 | 310 | 8101605
oh_cond_1/0_ACSR | 0.398 | 0.012 | 265 | 265 | 330 | 330 | 8101605
oh_cond_2/0_CU | 0.414 | 0.013 | 295 | 295 | 425 | 425 | 8101605
oh_cond_2_ACSR | 0.325 | 0.01 | 195 | 195 | 245 | 245 | 8101605
oh_cond_3_#7_CWD_30% | 0.311 | 0.005 | 125 | 125 | 195 | 195 | 8101605
oh_cond_4/0_AL | 0.522 | 0.016 | 365 | 365 | 480 | 480 | 8101605
oh_cond_4_CU | 0.232 | 0.007 | 140 | 140 | 200 | 200 | 8101605
oh_cond_477_MCM_AL | 0.792 | 0.025 | 605 | 605 | 810 | 810 | 8101605
oh_cond_WP-4/0-CU | 0.81 | 0.015 | 340 | 340 | 390 | 390 | 8101605

## OverheadLineConfiguration
Name | ConductorA | ConductorB | ConductorC | ConductorN | LineSpacing | Capacitance11 | Capacitance12 | Capacitance13 | Capacitance21 | Capacitance22 | Capacitance23 | Capacitance31 | Capacitance32 | Capacitance33 | Impedance11 | Impedance12 | Impedance13 | Impedance21 | Impedance22 | Impedance23 | Impedance31 | Impedance32 | Impedance33 | Feeder | Comments
bal_1P_1/0AA | oh_cond_1/0_AAAC | oh_cond_1/0_AAAC | oh_cond_1/0_AAAC |  |  | 12.796 | -3.172 | -3.172 | -3.172 | 12.796 | -3.172 | -3.172 | -3.172 | 12.796 | 0.972+1.499j | 0.095+0.781j | 0.095+0.781j | 0.095+0.781j | 0.972+1.499j | 0.095+0.781j | 0.095+0.781j | 0.095+0.781j | 0.972+1.499j | 8101605
bal_1P_1/0AC | oh_cond_1/0_ACSR | oh_cond_1/0_ACSR | oh_cond_1/0_ACSR |  |  | 12.796 | -3.172 | -3.172 | -3.172 | 12.796 | -3.172 | -3.172 | -3.172 | 12.796 | 0.983+1.218j | 0.095+0.781j | 0.095+0.781j | 0.095+0.781j | 0.983+1.218j | 0.095+0.781j | 0.095+0.781j | 0.095+0.781j | 0.983+1.218j | 8101605
bal_1P_2AC | oh_cond_2_ACSR | oh_cond_2_ACSR | oh_cond_2_ACSR |  |  | 12.393 | -3.017 | -3.017 | -3.017 | 12.393 | -3.017 | -3.017 | -3.017 | 12.393 | 1.505+1.527j | 0.095+0.781j | 0.095+0.781j | 0.095+0.781j | 1.505+1.527j | 0.095+0.781j | 0.095+0.781j | 0.095+0.781j | 1.505+1.527j | 8101605
bal_1P_4/0AL | oh_cond_4/0_AL | oh_cond_4/0_AL | oh_cond_4/0_AL |  |  | 13.381 | -3.4 | -3.4 | -3.4 | 13.381 | -3.4 | -3.4 | -3.4 | 13.381 | 0.537+1.466j | 0.095+0.781j | 0.095+0.781j | 0.095+0.781j | 0.537+1.466j | 0.095+0.781j | 0.095+0.781j | 0.095+0.781j | 0.537+1.466j | 8101605
bal_1P_4CU | oh_cond_4_CU | oh_cond_4_CU | oh_cond_4_CU |  |  | 11.78 | -2.785 | -2.785 | -2.785 | 11.78 | -2.785 | -2.785 | -2.785 | 11.78 | 1.483+1.565j | 0.095+0.781j | 0.095+0.781j | 0.095+0.781j | 1.483+1.565j | 0.095+0.781j | 0.095+0.781j | 0.095+0.781j | 1.483+1.565j | 8101605
bal_3P_1/0AA | oh_cond_1/0_AAAC | oh_cond_1/0_AAAC | oh_cond_1/0_AAAC |  |  | 12.796 | -3.172 | -3.172 | -3.172 | 12.796 | -3.172 | -3.172 | -3.172 | 12.796 | 0.972+1.499j | 0.095+0.781j | 0.095+0.781j | 0.095+0.781j | 0.972+1.499j | 0.095+0.781j | 0.095+0.781j | 0.095+0.781j | 0.972+1.499j | 8101605
bal_3P_2/0CU | oh_cond_2/0_CU | oh_cond_2/0_CU | oh_cond_2/0_CU |  |  | 12.878 | -3.204 | -3.204 | -3.204 | 12.878 | -3.204 | -3.204 | -3.204 | 12.878 | 0.535+1.487j | 0.095+0.781j | 0.095+0.781j | 0.095+0.781j | 0.535+1.487j | 0.095+0.781j | 0.095+0.781j | 0.095+0.781j | 0.535+1.487j | 8101605
bal_3P_4/0AL | oh_cond_4/0_AL | oh_cond_4/0_AL | oh_cond_4/0_AL |  |  | 13.381 | -3.4 | -3.4 | -3.4 | 13.381 | -3.4 | -3.4 | -3.4 | 13.381 | 0.537+1.466j | 0.095+0.781j | 0.095+0.781j | 0.095+0.781j | 0.537+1.466j | 0.095+0.781j | 0.095+0.781j | 0.095+0.781j | 0.537+1.466j | 8101605
bal_3P_477AL | oh_cond_477_MCM_AL | oh_cond_477_MCM_AL | oh_cond_477_MCM_AL |  |  | 14.305 | -3.735 | -3.735 | -3.735 | 14.305 | -3.735 | -3.735 | -3.735 | 14.305 | 0.293+1.41j | 0.095+0.775j | 0.095+0.775j | 0.095+0.775j | 0.293+1.41j | 0.095+0.775j | 0.095+0.775j | 0.095+0.775j | 0.293+1.41j | 8101605
bal_3P_DELTACUST | oh_cond_2/0_CU | oh_cond_2/0_CU | oh_cond_2/0_CU | oh_cond_3_#7_CWD_30% |  | 13.24 | -2.712 | -2.712 | -2.712 | 13.24 | -2.712 | -2.712 | -2.712 | 13.24 | 0.66+1.378j | 0.22+0.666j | 0.22+0.666j | 0.22+0.666j | 0.66+1.378j | 0.22+0.666j | 0.22+0.666j | 0.22+0.666j | 0.66+1.378j | 8101605
unb_TAPWIRE_OH | oh_cond_WP-4/0-CU | oh_cond_WP-4/0-CU | oh_cond_WP-4/0-CU | oh_cond_WP-4/0-CU |  | 14.911 | -4.341 | -1.953 | -4.341 | 15.781 | -3.724 | -1.953 | -3.724 | 14.818 | 0.365+1.097j | 0.093+0.433j | 0.094+0.34j | 0.093+0.433j | 0.368+1.078j | 0.095+0.401j | 0.094+0.34j | 0.095+0.401j | 0.368+1.077j | 8101605

## Recloser
Name | GroupId | RetryTime | MaximumNumberOfTries | Status | From | To | Length | Phases | Feeder | Comments

## RegulatorConfiguration
Name | CurrentTransducerPhase | PowerTransducerPhase | Regulation | Control | Type | CompensatorResistiveSettingA | CompensatorResistiveSettingB | CompensatorResistiveSettingC | CompensatorReactiveSettingA | CompensatorReactiveSettingB | CompensatorReactiveSettingC | BandCenter | BandWidth | CurrentTransducerRatio | PowerTransducerRatio | ConnectType | ControlLevel | DwellTime | TimeDelay | LowerTaps | RaiseTaps | TapPositionA | TapPositionB | TapPositionC | Feeder | Comments

## Sectionalizer
Name | GroupId | OperatingMode | PhaseAState | PhaseBState | PhaseCState | CurrentInAReal | CurrentInAImag | CurrentInA | CurrentInBReal | CurrentInBImag | CurrentInB | CurrentInCReal | CurrentInCImag | CurrentInC | CurrentOutAReal | CurrentOutAImag | CurrentOutA | CurrentOutBReal | CurrentOutBImag | CurrentOutB | CurrentOutCReal | CurrentOutCImag | CurrentOutC | ActivePowerInA | ReactivePowerInA | PowerInA | ActivePowerInB | ReactivePowerInB | PowerInB | ActivePowerInC | ReactivePowerInC | PowerInC | ActivePowerOutA | ReactivePowerOutA | PowerOutA | ActivePowerOutB | ReactivePowerOutB | PowerOutB | ActivePowerOutC | ReactivePowerOutC | PowerOutC | Status | From | To | Length | Phases | Feeder | Comments

## Solar
Name | GroupId | SpillageCost | CapitalCost | FixedOperatingCost | VariableOperatingCost | MaxReactivePower | MaxActivePower | OutputSchedule | PlanningStatus | UnitType | UnitSubtype | ParentNode | Phases | Feeder | Comments
solar_load_220330884 |  | 0 | 0 | 0 | 0.001 | 21136.327139096305 | 49615.99951332692 | OPTIMIZED | INSTALLED | solar_pv |  | node_1399887_457_15297314_809 | AN | 8101605
solar_load_220330885 |  | 0 | 0 | 0 | 0.001 | 27894.513731116618 | 65480.3532419325 | OPTIMIZED | INSTALLED | solar_pv |  | node_1399774_618_15297952_201 | AN | 8101605
solar_load_220330901 |  | 0 | 0 | 0 | 0.001 | 40201.90098276392 | 94371.05498724824 | OPTIMIZED | INSTALLED | solar_pv |  | node_1399581_162_15296596_702 | AN | 8101605
solar_load_220330902 |  | 0 | 0 | 0 | 0.001 | 13250.73091208471 | 31105.131807711634 | OPTIMIZED | INSTALLED | solar_pv |  | node_1399489_953_15297323_649 | AN | 8101605
solar_load_220330903 |  | 0 | 0 | 0 | 0.001 | 66.9334536290208 | 157.12142349593879 | OPTIMIZED | INSTALLED | solar_pv |  | node_1399472_143_15297549_774 | AN | 8101605
solar_load_220330911 |  | 0 | 0 | 0 | 0.001 | 3486.117262853063 | 8183.407473746813 | OPTIMIZED | INSTALLED | solar_pv |  | node_1399278_856_15295747_475 | AN | 8101605
solar_load_220330912 |  | 0 | 0 | 0 | 0.001 | 3486.117262853063 | 8183.407473746813 | OPTIMIZED | INSTALLED | solar_pv |  | node_1399282_709_15295721_387 | BN | 8101605
solar_load_220330913 |  | 0 | 0 | 0 | 0.001 | 3486.117262853063 | 8183.407473746813 | OPTIMIZED | INSTALLED | solar_pv |  | node_1399280_17_15295774_054 | CN | 8101605
solar_load_220330914 |  | 0 | 0 | 0 | 0.001 | 3098.770672996959 | 7274.140203980707 | OPTIMIZED | INSTALLED | solar_pv |  | node_1399202_205_15295827_401 | AN | 8101605
solar_load_220330915 |  | 0 | 0 | 0 | 0.001 | 3098.770672996959 | 7274.140203980707 | OPTIMIZED | INSTALLED | solar_pv |  | node_1399208_337_15295802_13 | BN | 8101605
solar_load_220330916 |  | 0 | 0 | 0 | 0.001 | 3098.770672996959 | 7274.140203980707 | OPTIMIZED | INSTALLED | solar_pv |  | node_1399201_162_15295853_982 | CN | 8101605
solar_load_220330917 |  | 0 | 0 | 0 | 0.001 | 13681.614593602393 | 32116.600971466738 | OPTIMIZED | INSTALLED | solar_pv |  | node_1399415_147_15295970_119 | AN | 8101605
solar_load_220330918 |  | 0 | 0 | 0 | 0.001 | 2033.5685738186091 | 4773.654359685641 | OPTIMIZED | INSTALLED | solar_pv |  | node_1399411_932_15295996_367 | AN | 8101605
solar_load_220330919 |  | 0 | 0 | 0 | 0.001 | 28737.456529159874 | 67459.10116908448 | OPTIMIZED | INSTALLED | solar_pv |  | node_1399339_777_15296420_21 | AN | 8101605
solar_load_220330920 |  | 0 | 0 | 0 | 0.001 | 1743.05829045122 | 4091.7037368734063 | OPTIMIZED | INSTALLED | solar_pv |  | node_1399305_385_15296855_781 | AN | 8101605
solar_load_220330922 |  | 0 | 0 | 0 | 0.001 | 2614.5877766521417 | 6137.55560531011 | OPTIMIZED | INSTALLED | solar_pv |  | node_1399256_594_15297433_172 | AN | 8101605
solar_load_220330940 |  | 0 | 0 | 0 | 0.001 | 25204.625648644174 | 59166.03603518945 | OPTIMIZED | INSTALLED | solar_pv |  | node_1398987_405_15296267_062 | AN | 8101605
solar_load_220330970 |  | 0 | 0 | 0 | 0.001 | 8424.782532789957 | 19776.568061554794 | OPTIMIZED | INSTALLED | solar_pv |  | node_1398221_651_15295604_444 | AN | 8101605
solar_load_220330971 |  | 0 | 0 | 0 | 0.001 | 8424.782532789957 | 19776.568061554794 | OPTIMIZED | INSTALLED | solar_pv |  | node_1398225_167_15295578_269 | BN | 8101605
solar_load_220330972 |  | 0 | 0 | 0 | 0.001 | 8424.782532789957 | 19776.568061554794 | OPTIMIZED | INSTALLED | solar_pv |  | node_1398223_306_15295630_992 | CN | 8101605
solar_load_220330973 |  | 0 | 0 | 0 | 0.001 | 774.692497761584 | 1818.5352214828326 | OPTIMIZED | INSTALLED | solar_pv |  | node_1398232_082_15295731_993 | CN | 8101605
solar_load_220330974 |  | 0 | 0 | 0 | 0.001 | 774.692497761584 | 1818.5352214828326 | OPTIMIZED | INSTALLED | solar_pv |  | node_1398252_15295712_871 | AN | 8101605
solar_load_220330975 |  | 0 | 0 | 0 | 0.001 | 774.692497761584 | 1818.5352214828326 | OPTIMIZED | INSTALLED | solar_pv |  | node_1398239_449_15295755_702 | BN | 8101605
solar_load_220330976 |  | 0 | 0 | 0 | 0.001 | 484.18289634481795 | 1136.5845986705983 | OPTIMIZED | INSTALLED | solar_pv |  | node_1398230_033_15295799_099 | AN | 8101605
solar_load_220330977 |  | 0 | 0 | 0 | 0.001 | 484.18289634481795 | 1136.5845986705983 | OPTIMIZED | INSTALLED | solar_pv |  | node_1398249_199_15295788_682 | BN | 8101605
solar_load_220330978 |  | 0 | 0 | 0 | 0.001 | 484.18289634481795 | 1136.5845986705983 | OPTIMIZED | INSTALLED | solar_pv |  | node_1398221_381_15295813_972 | CN | 8101605
solar_load_220330979 |  | 0 | 0 | 0 | 0.001 | 3695.283793980786 | 8674.411922171621 | OPTIMIZED | INSTALLED | solar_pv |  | node_1398337_53_15296056_859 | AN | 8101605
solar_load_220330980 |  | 0 | 0 | 0 | 0.001 | 3695.283793980786 | 8674.411922171621 | OPTIMIZED | INSTALLED | solar_pv |  | node_1398333_465_15296082_887 | BN | 8101605
solar_load_220330981 |  | 0 | 0 | 0 | 0.001 | 968.3657926896359 | 2273.1685153905737 | OPTIMIZED | INSTALLED | solar_pv |  | node_1398336_434_15296030_263 | CN | 8101605
solar_load_220331014 |  | 0 | 0 | 0 | 0.001 | 22297.20418285272 | 52341.07420208461 | OPTIMIZED | INSTALLED | solar_pv |  | node_1400155_871_15296628_327 | AN | 8101605
solar_load_220331214 |  | 0 | 0 | 0 | 0.001 | 18124.32240774099 | 42545.53545600968 | OPTIMIZED | INSTALLED | solar_pv |  | node_1398547_164_15296174_31 | AN | 8101605
solar_load_220331215 |  | 0 | 0 | 0 | 0.001 | 6681.724242338738 | 15684.86432468139 | OPTIMIZED | INSTALLED | solar_pv |  | node_1397952_665_15296164_53 | AN | 8101605
solar_load_220331216 |  | 0 | 0 | 0 | 0.001 | 6681.724242338738 | 15684.86432468139 | OPTIMIZED | INSTALLED | solar_pv |  | node_1397955_93_15296138_293 | AN | 8101605
solar_load_220331217 |  | 0 | 0 | 0 | 0.001 | 2123.045269185934 | 4983.695151511808 | OPTIMIZED | INSTALLED | solar_pv |  | node_1399097_59_15296672_66 | AN | 8101605
solar_load_220331227 |  | 0 | 0 | 0 | 0.001 | 14593.583069785454 | 34257.38036659891 | OPTIMIZED | INSTALLED | solar_pv |  | node_1399700_975_15297665_858 | AN | 8101605
solar_load_220331229 |  | 0 | 0 | 0 | 0.001 | 20487.909392308997 | 48093.88572321001 | OPTIMIZED | INSTALLED | solar_pv |  | node_1399541_637_15298182_84 | AN | 8101605
solar_load_220332958 |  | 0 | 0 | 0 | 0.001 | 3195.6069794856735 | 7501.456850934578 | OPTIMIZED | INSTALLED | solar_pv |  | node_1399103_912_15297852_284 | AN | 8101605
solar_load_220332959 |  | 0 | 0 | 0 | 0.001 | 7205.803977920561 | 16915.103248234664 | OPTIMIZED | INSTALLED | solar_pv |  | node_1398921_731_15297287_794 | AN | 8101605
solar_load_220332961 |  | 0 | 0 | 0 | 0.001 | 7417.0627335590725 | 17411.017741143718 | OPTIMIZED | INSTALLED | solar_pv |  | node_1398068_081_15295784_912 | AN | 8101605
solar_load_220332962 |  | 0 | 0 | 0 | 0.001 | 3679.790557781115 | 8638.041449605176 | OPTIMIZED | INSTALLED | solar_pv |  | node_1397867_637_15295703_478 | AN | 8101605
solar_load_220332964 |  | 0 | 0 | 0 | 0.001 | 3679.790557781115 | 8638.041449605176 | OPTIMIZED | INSTALLED | solar_pv |  | node_1397828_715_15295695_667 | BN | 8101605
solar_load_220332965 |  | 0 | 0 | 0 | 0.001 | 2324.0781752353755 | 5455.6049824978745 | OPTIMIZED | INSTALLED | solar_pv |  | node_1397592_773_15295669_273 | AN | 8101605
solar_load_220332966 |  | 0 | 0 | 0 | 0.001 | 2324.0781752353755 | 5455.6049824978745 | OPTIMIZED | INSTALLED | solar_pv |  | node_1397611_6_15295677_788 | BN | 8101605
solar_load_220332967 |  | 0 | 0 | 0 | 0.001 | 2324.0781752353755 | 5455.6049824978745 | OPTIMIZED | INSTALLED | solar_pv |  | node_1397572_976_15295667_579 | CN | 8101605
solar_load_220332968 |  | 0 | 0 | 0 | 0.001 | 856.5388476102629 | 2010.6632162995918 | OPTIMIZED | INSTALLED | solar_pv |  | node_1397483_06_15295853_405 | AN | 8101605
solar_load_220332969 |  | 0 | 0 | 0 | 0.001 | 514.5508395292696 | 1207.8709431250295 | OPTIMIZED | INSTALLED | solar_pv |  | node_1397466_051_15295839_574 | AN | 8101605
solar_load_220431552 |  | 0 | 0 | 0 | 0.001 | 47837.27179554951 | 112294.53611706478 | OPTIMIZED | INSTALLED | solar_pv |  | node_1400161_617_15297463_368 | AN | 8101605
solar_load_220431569 |  | 0 | 0 | 0 | 0.001 | 47837.27179554951 | 112294.53611706478 | OPTIMIZED | INSTALLED | solar_pv |  | node_1400141_793_15297462_74 | BN | 8101605
solar_load_220431570 |  | 0 | 0 | 0 | 0.001 | 47837.27179554951 | 112294.53611706478 | OPTIMIZED | INSTALLED | solar_pv |  | node_1400180_856_15297457_086 | CN | 8101605
solar_load_220467278 |  | 0 | 0 | 0 | 0.001 | 8424.782532789957 | 19776.568061554794 | OPTIMIZED | INSTALLED | solar_pv |  | node_1399246_009_15297560_571 | AN | 8101605
solar_load_220499167 |  | 0 | 0 | 0 | 0.001 | 1436.9777104637822 | 3373.200560678436 | OPTIMIZED | INSTALLED | solar_pv |  | node_1399882_415_15296974_456 | AN | 8101605
solar_load_220569987 |  | 0 | 0 | 0 | 0.001 | 3679.790557781115 | 8638.041449605176 | OPTIMIZED | INSTALLED | solar_pv |  | node_1397848_543_15295696_135 | CN | 8101605
solar_load_312104074 |  | 0 | 0 | 0 | 0.001 | 0 | 0 | OPTIMIZED | INSTALLED | solar_pv |  | node_1397854_721_15296120_235 | AN | 8101605
solar_load_312104074-L1-1 |  | 0 | 0 | 0 | 0.001 | 0 | 0 | OPTIMIZED | INSTALLED | solar_pv |  | node_1397854_721_15296120_235 | AN | 8101605
solar_load_312107663 |  | 0 | 0 | 0 | 0.001 | 0 | 0 | OPTIMIZED | INSTALLED | solar_pv |  | node_1397866_13_15296115_564 | BN | 8101605
solar_load_312107663-L-1 |  | 0 | 0 | 0 | 0.001 | 0 | 0 | OPTIMIZED | INSTALLED | solar_pv |  | node_1397866_13_15296115_564 | BN | 8101605
solar_load_312107664 |  | 0 | 0 | 0 | 0.001 | 0 | 0 | OPTIMIZED | INSTALLED | solar_pv |  | node_1397877_311_15296104_611 | CN | 8101605
solar_load_312107664-L-1 |  | 0 | 0 | 0 | 0.001 | 0 | 0 | OPTIMIZED | INSTALLED | solar_pv |  | node_1397877_311_15296104_611 | CN | 8101605

## Storage
Name | GroupId | InitStateOfCharge | SpinningReserveCharge | SpinningReserveDischarge | NonSpinningReserveCharge | NonSpinningReserveDischarge | RegulationUpCharge | RegulationUpDischarge | RegulationDownCharge | RegulationDownDischarge | ChargeEfficiency | DischargeEfficiency | CommitmentStatus | ConstructionTime | CalendarLife | YearOfInstallation | DepthOfDischarge | ReactivePower | ReactivePowerA | ReactivePowerB | ReactivePowerC | ActivePower | ActivePowerA | ActivePowerB | ActivePowerC | Energy | MaxEnergy | PowerCharge | PowerDischarge | RampUpLimit | RampDownLimit | CapitalCost | FixedOperatingCost | VariableOperatingCost | MaxReactivePower | MaxActivePower | OutputSchedule | PlanningStatus | UnitType | UnitSubtype | ParentNode | Phases | Feeder | Comments

## Switch
Name | GroupId | OperatingMode | PhaseAState | PhaseBState | PhaseCState | CurrentInAReal | CurrentInAImag | CurrentInA | CurrentInBReal | CurrentInBImag | CurrentInB | CurrentInCReal | CurrentInCImag | CurrentInC | CurrentOutAReal | CurrentOutAImag | CurrentOutA | CurrentOutBReal | CurrentOutBImag | CurrentOutB | CurrentOutCReal | CurrentOutCImag | CurrentOutC | ActivePowerInA | ReactivePowerInA | PowerInA | ActivePowerInB | ReactivePowerInB | PowerInB | ActivePowerInC | ReactivePowerInC | PowerInC | ActivePowerOutA | ReactivePowerOutA | PowerOutA | ActivePowerOutB | ReactivePowerOutB | PowerOutB | ActivePowerOutC | ReactivePowerOutC | PowerOutC | Status | From | To | Length | Phases | Feeder | Comments
switch_220417236 |  | INDIVIDUAL | CLOSED | CLOSED | CLOSED | 0 | 0 | 0+0j | 0 | 0 | 0+0j | 0 | 0 | 0+0j | 0 | 0 | 0+0j | 0 | 0 | 0+0j | 0 | 0 | 0+0j | 0 | 0 | 0+0j | 0 | 0 | 0+0j | 0 | 0 | 0+0j | 0 | 0 | 0+0j | 0 | 0 | 0+0j | 0 | 0 | 0+0j | OPEN | node_intto1_8101605_200815930 | node_8101605_200815930 | 0 | ABCD | 8101605

## TransformerConfiguration
Name | ConnectType | NoLoadLoss | PowerRating | ReactanceResistanceRatio | FullLoadLoss | PowerARating | PowerBRating | PowerCRating | ShuntResistance | ShuntReactance | ShuntImpedance | Impedance | PrimaryVoltage | SecondaryVoltage | CoreCoilWeight | InstalledInsulationLife | InstallType | CoolantType | CoolingType | Feeder | Comments

## UndergroundLineConductor
Name | OuterDiameter | ConductorGMR | ConductorDiameter | ConductorResistance | NeutralGMR | NeutralDiameter | NeutralResistance | NeutralStrands | InsulationRelativePermittivity | ShieldGMR | ShieldResitance | RatingSummerContinuous | RatingSummerEmergency | RatingWinterContinuous | RatingWinterEmergency | Feeder | Comments
und_cond_3P_2ALURD | 0 | 0 | 0 | 0 | 0 | 0 | 0 | 0 | 0 | 0 | 0 | 125 | 125 | 140 | 140 | 8101605
und_cond_TAPWIRE_UG | 0 | 0 | 0 | 0 | 0 | 0 | 0 | 0 | 0 | 0 | 0 | 99999999 | 99999999 | 99999999 | 99999999 | 8101605

## UndergroundLineConfiguration
Name | ConductorA | ConductorB | ConductorC | ConductorN | LineSpacing | Capacitance11 | Capacitance12 | Capacitance13 | Capacitance21 | Capacitance22 | Capacitance23 | Capacitance31 | Capacitance32 | Capacitance33 | Impedance11 | Impedance12 | Impedance13 | Impedance21 | Impedance22 | Impedance23 | Impedance31 | Impedance32 | Impedance33 | Feeder | Comments
und_3P_2ALURD | und_cond_3P_2ALURD | und_cond_3P_2ALURD | und_cond_3P_2ALURD |  |  | 401.498 | 0 | 0 | 0 | 401.498 | 0 | 0 | 0 | 401.498 | 2.125+0.49j | 0.384+0.067j | 0.384+0.067j | 0.384+0.067j | 2.125+0.49j | 0.384+0.067j | 0.384+0.067j | 0.384+0.067j | 2.125+0.49j | 8101605
und_TAPWIRE_UG | und_cond_TAPWIRE_UG | und_cond_TAPWIRE_UG | und_cond_TAPWIRE_UG |  |  | 0 | 0 | 0 | 0 | 0 | 0 | 0 | 0 | 0 | 0.001+0.001j | 0+0j | 0+0j | 0+0j | 0.001+0.001j | 0+0j | 0+0j | 0+0j | 0.001+0.001j | 8101605

## Regulator
Name | GroupId | Configuration | SenseNode | Status | From | To | Length | Phases | Feeder | Comments

## Transformer
Name | GroupId | Configuration | AgingConstant | AgingGranularity | Climate | UseThermalModel | Status | From | To | Length | Phases | Feeder | Comments

## OverheadLine
Name | GroupId | Configuration | Length | Status | From | To | Phases | Feeder | Comments
oh_line_8101605_200808314 |  | bal_1P_1/0AA | 105.60000000000001 | OPEN | node_8101605_200947031 | node_8101605_200808314 | AD | 8101605
oh_line_8101605_200808315 |  | bal_1P_1/0AA | 105.60000000000001 | OPEN | node_8101605_200808314 | node_8101605_200808315 | AD | 8101605
oh_line_8101605_200808317 |  | bal_1P_1/0AA | 105.60000000000001 | OPEN | node_8101605_200808315 | node_8101605_200808317 | AD | 8101605
oh_line_8101605_200808322 |  | bal_1P_1/0AA | 105.60000000000001 | OPEN | node_8101605_200808323 | node_8101605_200808322 | AD | 8101605
oh_line_8101605_200808323 |  | bal_1P_1/0AA | 105.60000000000001 | OPEN | node_8101605_200808324 | node_8101605_200808323 | AD | 8101605
oh_line_8101605_200808324 |  | bal_1P_1/0AA | 105.60000000000001 | OPEN | node_8101605_200809181 | node_8101605_200808324 | AD | 8101605
oh_line_8101605_200808363 |  | bal_1P_2AC | 105.60000000000001 | OPEN | node_8101605_200808364 | node_8101605_200808363 | AD | 8101605
oh_line_8101605_200808364 |  | bal_1P_2AC | 211.20000000000002 | OPEN | node_8101605_200808366 | node_intto1_8101605_200808364 | AD | 8101605
oh_line_8101605_200808366 |  | bal_1P_2AC | 0 | OPEN | node_8101605_200809137 | node_8101605_200808366 | AD | 8101605
oh_line_8101605_200808369 |  | bal_1P_1/0AC | 105.60000000000001 | OPEN | node_8101605_200808370 | node_8101605_200808369 | AD | 8101605
oh_line_8101605_200808370 |  | bal_1P_1/0AC | 105.60000000000001 | OPEN | node_8101605_200808371 | node_8101605_200808370 | AD | 8101605
oh_line_8101605_200808371 |  | bal_1P_1/0AC | 105.60000000000001 | OPEN | node_8101605_200808373 | node_8101605_200808371 | AD | 8101605
oh_line_8101605_200808373 |  | bal_1P_1/0AC | 0 | OPEN | node_8101605_200809176 | node_8101605_200808373 | AD | 8101605
oh_line_8101605_200808395 |  | bal_3P_477AL | 105.60000000000001 | OPEN | node_8101605_200808397 | node_8101605_200808395 | ABCD | 8101605
oh_line_8101605_200808397 |  | bal_3P_477AL | 105.60000000000001 | OPEN | node_8101605_200808399 | node_8101605_200808397 | ABCD | 8101605
oh_line_8101605_200808398 |  | bal_3P_1/0AA | 105.60000000000001 | OPEN | node_8101605_200808397 | node_8101605_200808398 | ABCD | 8101605
oh_line_8101605_200808399 |  | bal_3P_477AL | 105.60000000000001 | OPEN | node_8101605_200808400 | node_8101605_200808399 | ABCD | 8101605
oh_line_8101605_200808400 |  | bal_3P_477AL | 105.60000000000001 | OPEN | node_8101605_200808404 | node_8101605_200808400 | ABCD | 8101605
oh_line_8101605_200808404 |  | bal_3P_477AL | 52.800000000000004 | OPEN | node_8101605_200808406 | node_8101605_200808404 | ABCD | 8101605
oh_line_8101605_200808406 |  | bal_3P_477AL | 52.800000000000004 | OPEN | node_8101605_200808407 | node_8101605_200808406 | ABCD | 8101605
oh_line_8101605_200808407 |  | bal_3P_477AL | 52.800000000000004 | OPEN | node_8101605_200808408 | node_8101605_200808407 | ABCD | 8101605
oh_line_8101605_200808408 |  | bal_3P_477AL | 105.60000000000001 | OPEN | node_8101605_200809119 | node_8101605_200808408 | ABCD | 8101605
oh_line_8101605_200808410 |  | bal_3P_477AL | 105.60000000000001 | OPEN | node_8101605_200808408 | node_8101605_200808410 | ABCD | 8101605
oh_line_8101605_200808412 |  | bal_3P_477AL | 105.60000000000001 | OPEN | node_8101605_200808410 | node_8101605_200808412 | ABCD | 8101605
oh_line_8101605_200808414 |  | bal_3P_477AL | 105.60000000000001 | OPEN | node_8101605_200808412 | node_8101605_200808414 | ABCD | 8101605
oh_line_8101605_200808415 |  | bal_3P_477AL | 52.800000000000004 | OPEN | node_8101605_200808414 | node_8101605_200808415 | ABCD | 8101605
oh_line_8101605_200808416 |  | bal_3P_477AL | 105.60000000000001 | OPEN | node_8101605_200808415 | node_8101605_200808416 | ABCD | 8101605
oh_line_8101605_200808418 |  | bal_3P_477AL | 105.60000000000001 | OPEN | node_8101605_200808416 | node_8101605_200808418 | ABCD | 8101605
oh_line_8101605_200808419 |  | bal_3P_477AL | 105.60000000000001 | OPEN | node_8101605_200808418 | node_8101605_200808419 | ABCD | 8101605
oh_line_8101605_200808423 |  | bal_3P_477AL | 158.4 | OPEN | node_8101605_200808419 | node_8101605_200808423 | ABCD | 8101605
oh_line_8101605_200808425 |  | bal_3P_477AL | 105.60000000000001 | OPEN | node_8101605_200808423 | node_8101605_200808425 | ABCD | 8101605
oh_line_8101605_200808427 |  | bal_3P_477AL | 105.60000000000001 | OPEN | node_8101605_200808425 | node_8101605_200808427 | ABCD | 8101605
oh_line_8101605_200808429 |  | bal_3P_477AL | 105.60000000000001 | OPEN | node_8101605_200808427 | node_8101605_200808429 | ABCD | 8101605
oh_line_8101605_200808430 |  | bal_3P_477AL | 105.60000000000001 | OPEN | node_8101605_200808429 | node_8101605_200808430 | ABCD | 8101605
oh_line_8101605_200808431 |  | bal_3P_477AL | 105.60000000000001 | OPEN | node_8101605_200808430 | node_8101605_200808431 | ABCD | 8101605
oh_line_8101605_200808467 |  | bal_3P_477AL | 105.60000000000001 | OPEN | node_8101605_200809123 | node_8101605_200808467 | ABCD | 8101605
oh_line_8101605_200808513 |  | bal_3P_2/0CU | 105.60000000000001 | OPEN | node_8101605_200808514 | node_8101605_200808513 | ABCD | 8101605
oh_line_8101605_200808514 |  | bal_3P_477AL | 105.60000000000001 | OPEN | node_8101605_200808517 | node_8101605_200808514 | ABCD | 8101605
oh_line_8101605_200808517 |  | bal_3P_477AL | 0 | OPEN | node_8101605_200815935 | node_8101605_200808517 | ABCD | 8101605
oh_line_8101605_200808518 |  | bal_3P_477AL | 105.60000000000001 | OPEN | node_8101605_200808517 | node_8101605_200808518 | ABCD | 8101605
oh_line_8101605_200808519 |  | bal_3P_477AL | 105.60000000000001 | OPEN | node_8101605_200808518 | node_8101605_200808519 | ABCD | 8101605
oh_line_8101605_200808520 |  | bal_3P_477AL | 158.4 | OPEN | node_8101605_200808519 | node_8101605_200808520 | ABCD | 8101605
oh_line_8101605_200808569 |  | bal_1P_4CU | 105.60000000000001 | OPEN | node_8101605_200808570 | node_8101605_200808569 | AD | 8101605
oh_line_8101605_200808570 |  | bal_1P_4CU | 105.60000000000001 | OPEN | node_8101605_200808571 | node_8101605_200808570 | AD | 8101605
oh_line_8101605_200808571 |  | bal_1P_4CU | 105.60000000000001 | OPEN | node_8101605_200808572 | node_8101605_200808571 | AD | 8101605
oh_line_8101605_200808572 |  | bal_1P_4CU | 52.800000000000004 | OPEN | node_8101605_200808573 | node_8101605_200808572 | AD | 8101605
oh_line_8101605_200808573 |  | bal_1P_4CU | 52.800000000000004 | OPEN | node_8101605_200808574 | node_8101605_200808573 | AD | 8101605
oh_line_8101605_200808574 |  | bal_3P_2/0CU | 52.800000000000004 | OPEN | node_8101605_200809141 | node_8101605_200808574 | ABCD | 8101605
oh_line_8101605_200809109 |  | bal_3P_477AL | 105.60000000000001 | OPEN | node_8101605_200809110 | node_8101605_200809109 | ABCD | 8101605
oh_line_8101605_200809110 |  | bal_3P_477AL | 105.60000000000001 | OPEN | node_8101605_200809111 | node_8101605_200809110 | ABCD | 8101605
oh_line_8101605_200809111 |  | bal_3P_477AL | 105.60000000000001 | OPEN | node_8101605_200808520 | node_8101605_200809111 | ABCD | 8101605
oh_line_8101605_200809112 |  | bal_3P_477AL | 105.60000000000001 | OPEN | node_8101605_200808520 | node_8101605_200809112 | ABCD | 8101605
oh_line_8101605_200809114 |  | bal_3P_1/0AA | 52.800000000000004 | OPEN | node_8101605_201011440 | node_8101605_200809114 | ABCD | 8101605
oh_line_8101605_200809119 |  | bal_3P_477AL | 52.800000000000004 | OPEN | node_8101605_200809120 | node_8101605_200809119 | ABCD | 8101605
oh_line_8101605_200809120 |  | bal_3P_477AL | 105.60000000000001 | OPEN | node_8101605_200809121 | node_8101605_200809120 | ABCD | 8101605
oh_line_8101605_200809121 |  | bal_3P_477AL | 105.60000000000001 | OPEN | node_8101605_200808467 | node_8101605_200809121 | ABCD | 8101605
oh_line_8101605_200809123 |  | bal_3P_477AL | 105.60000000000001 | OPEN | node_8101605_200809124 | node_8101605_200809123 | ABCD | 8101605
oh_line_8101605_200809124 |  | bal_3P_477AL | 105.60000000000001 | OPEN | node_8101605_200809125 | node_8101605_200809124 | ABCD | 8101605
oh_line_8101605_200809125 |  | bal_3P_477AL | 105.60000000000001 | OPEN | node_8101605_200809109 | node_8101605_200809125 | ABCD | 8101605
oh_line_8101605_200809132 |  | bal_1P_1/0AA | 52.800000000000004 | OPEN | node_8101605_200808415 | node_8101605_200809132 | AD | 8101605
oh_line_8101605_200809133 |  | bal_1P_1/0AA | 105.60000000000001 | OPEN | node_8101605_200809132 | node_8101605_200809133 | AD | 8101605
oh_line_8101605_200809137 |  | bal_3P_2/0CU | 105.60000000000001 | OPEN | node_8101605_200809161 | node_8101605_200809137 | ABCD | 8101605
oh_line_8101605_200809138 |  | bal_3P_2/0CU | 105.60000000000001 | OPEN | node_8101605_200809137 | node_8101605_200809138 | ABCD | 8101605
oh_line_8101605_200809139 |  | bal_3P_2/0CU | 105.60000000000001 | OPEN | node_8101605_200809138 | node_8101605_200809139 | ABCD | 8101605
oh_line_8101605_200809140 |  | bal_3P_2/0CU | 105.60000000000001 | OPEN | node_8101605_200947031 | node_8101605_200809140 | ABCD | 8101605
oh_line_8101605_200809141 |  | bal_3P_2/0CU | 105.60000000000001 | OPEN | node_8101605_200809140 | node_8101605_200809141 | ABCD | 8101605
oh_line_8101605_200809160 |  | bal_3P_2/0CU | 52.800000000000004 | OPEN | node_8101605_200808419 | node_intto1_8101605_200809160 | ABCD | 8101605
oh_line_8101605_200809161 |  | bal_3P_2/0CU | 105.60000000000001 | OPEN | node_8101605_200809160 | node_8101605_200809161 | ABCD | 8101605
oh_line_8101605_200809166 |  | bal_3P_1/0AA | 52.800000000000004 | OPEN | node_8101605_200808427 | node_8101605_200809166 | ABCD | 8101605
oh_line_8101605_200809168 |  | bal_1P_4CU | 105.60000000000001 | OPEN | node_8101605_200809176 | node_8101605_200809168 | AD | 8101605
oh_line_8101605_200809169 |  | bal_1P_4CU | 105.60000000000001 | OPEN | node_8101605_200809168 | node_8101605_200809169 | AD | 8101605
oh_line_8101605_200809173 |  | bal_3P_477AL | 52.800000000000004 | OPEN | node_8101605_200808431 | node_8101605_200809173 | ABCD | 8101605
oh_line_8101605_200809175 |  | bal_1P_4CU | 158.4 | OPEN | node_8101605_200808431 | node_intto1_8101605_200809175 | AD | 8101605
oh_line_8101605_200809176 |  | bal_1P_4CU | 158.4 | OPEN | node_8101605_200809175 | node_8101605_200809176 | AD | 8101605
oh_line_8101605_200809177 |  | bal_3P_4/0AL | 264 | OPEN | node_8101605_200815899 | node_8101605_200809177 | ABCD | 8101605
oh_line_8101605_200809178 |  | bal_3P_4/0AL | 105.60000000000001 | OPEN | node_8101605_200809177 | node_8101605_200809178 | ABCD | 8101605
oh_line_8101605_200809179 |  | bal_1P_4/0AL | 105.60000000000001 | OPEN | node_8101605_200809178 | node_8101605_200809179 | AD | 8101605
oh_line_8101605_200809180 |  | bal_1P_1/0AA | 105.60000000000001 | OPEN | node_8101605_200809179 | node_8101605_200809180 | AD | 8101605
oh_line_8101605_200809181 |  | bal_1P_1/0AA | 105.60000000000001 | OPEN | node_8101605_200809180 | node_8101605_200809181 | AD | 8101605
oh_line_8101605_200815898 |  | bal_3P_477AL | 105.60000000000001 | OPEN | node_8101605_200815899 | node_8101605_200815898 | ABCD | 8101605
oh_line_8101605_200815899 |  | bal_3P_477AL | 158.4 | OPEN | node_8101605_200815900 | node_8101605_200815899 | ABCD | 8101605
oh_line_8101605_200815900 |  | bal_3P_477AL | 158.4 | OPEN | node_8101605_200815901 | node_8101605_200815900 | ABCD | 8101605
oh_line_8101605_200815901 |  | bal_3P_477AL | 158.4 | OPEN | node_8101605_200815902 | node_8101605_200815901 | ABCD | 8101605
oh_line_8101605_200815902 |  | bal_3P_477AL | 52.800000000000004 | OPEN | node_8101605_200815930 | node_8101605_200815902 | ABCD | 8101605
oh_line_8101605_200815905 |  | bal_1P_1/0AC | 105.60000000000001 | OPEN | node_8101605_200808427 | node_8101605_200815905 | AD | 8101605
oh_line_8101605_200815906 |  | bal_1P_1/0AC | 211.20000000000002 | OPEN | node_8101605_200815905 | node_8101605_200815906 | AD | 8101605
oh_line_8101605_200815914 |  | bal_3P_477AL | 158.4 | OPEN | node_8101605_200815915 | node_8101605_200815914 | ABCD | 8101605
oh_line_8101605_200815915 |  | bal_3P_477AL | 105.60000000000001 | OPEN | node_8101605_200815916 | node_8101605_200815915 | ABCD | 8101605
oh_line_8101605_200815916 |  | bal_3P_477AL | 158.4 | OPEN | node_8101605_200815917 | node_8101605_200815916 | ABCD | 8101605
oh_line_8101605_200815917 |  | bal_3P_477AL | 264 | OPEN | node_8101605_200815918 | node_8101605_200815917 | ABCD | 8101605
oh_line_8101605_200815918 |  | bal_3P_477AL | 52.800000000000004 | OPEN | node_8101605_200815919 | node_8101605_200815918 | ABCD | 8101605
oh_line_8101605_200815919 |  | bal_3P_477AL | 158.4 | OPEN | node_SOURCE_8101605 | node_8101605_200815919 | ABCD | 8101605
oh_line_8101605_200815925 |  | bal_3P_477AL | 158.4 | OPEN | node_8101605_200815898 | node_8101605_200815925 | ABCD | 8101605
oh_line_8101605_200815930 |  | bal_3P_477AL | 52.800000000000004 | OPEN | node_8101605_200809173 | node_intto1_8101605_200815930 | ABCD | 8101605
oh_line_8101605_200815935 |  | bal_3P_477AL | 52.800000000000004 | OPEN | node_8101605_200815914 | node_8101605_200815935 | ABCD | 8101605
oh_line_8101605_200947031 |  | bal_3P_2/0CU | 158.4 | OPEN | node_8101605_200809139 | node_8101605_200947031 | ABCD | 8101605
oh_line_8101605_200958316 |  | bal_3P_477AL | 158.4 | OPEN | node_8101605_200815925 | node_8101605_200958316 | ABCD | 8101605
oh_line_8101605_201011440 |  | bal_3P_477AL | 52.800000000000004 | OPEN | node_8101605_200809112 | node_8101605_201011440 | ABCD | 8101605
oh_line_8101605_312104073 |  | bal_3P_DELTACUST | 264 | OPEN | node_8101605_200815917 | node_8101605_312104073 | ABCN | 8101605
oh_line_TAP_OH_891813 |  | unb_TAPWIRE_OH | 52.800000000000004 | OPEN | node_8101605_200808317 | node_1399887_457_15297314_809 | AN | 8101605
oh_line_TAP_OH_891814 |  | unb_TAPWIRE_OH | 52.800000000000004 | OPEN | node_8101605_200808322 | node_1399774_618_15297952_201 | AN | 8101605
oh_line_TAP_OH_891825 |  | unb_TAPWIRE_OH | 52.800000000000004 | OPEN | node_8101605_200808363 | node_1399581_162_15296596_702 | AN | 8101605
oh_line_TAP_OH_891826 |  | unb_TAPWIRE_OH | 52.800000000000004 | OPEN | node_8101605_200808369 | node_1399489_953_15297323_649 | AN | 8101605
oh_line_TAP_OH_891827 |  | unb_TAPWIRE_OH | 52.800000000000004 | OPEN | node_8101605_200808371 | node_1399472_143_15297549_774 | AN | 8101605
oh_line_TAP_OH_891835 |  | unb_TAPWIRE_OH | 52.800000000000004 | OPEN | node_8101605_200808410 | node_1399339_777_15296420_21 | ABCN | 8101605
oh_line_TAP_OH_891836 |  | unb_TAPWIRE_OH | 52.800000000000004 | OPEN | node_8101605_200808418 | node_1399305_385_15296855_781 | ABCN | 8101605
oh_line_TAP_OH_891838 |  | unb_TAPWIRE_OH | 52.800000000000004 | OPEN | node_8101605_200808429 | node_1399256_594_15297433_172 | ABCN | 8101605
oh_line_TAP_OH_891839 |  | unb_TAPWIRE_OH | 52.800000000000004 | OPEN | node_8101605_200808430 | node_1399246_009_15297560_571 | ABCN | 8101605
oh_line_TAP_OH_891847 |  | unb_TAPWIRE_OH | 52.800000000000004 | OPEN | node_8101605_200808467 | node_1398987_405_15296267_062 | ABCN | 8101605
oh_line_TAP_OH_891878 |  | unb_TAPWIRE_OH | 52.800000000000004 | OPEN | node_8101605_200808569 | node_1400155_871_15296628_327 | AN | 8101605
oh_line_TAP_OH_891977 |  | unb_TAPWIRE_OH | 52.800000000000004 | OPEN | node_8101605_200809109 | node_1398547_164_15296174_31 | ABCN | 8101605
oh_line_TAP_OH_891979 |  | unb_TAPWIRE_OH | 52.800000000000004 | OPEN | node_8101605_200809133 | node_1399097_59_15296672_66 | AN | 8101605
oh_line_TAP_OH_891984 |  | unb_TAPWIRE_OH | 52.800000000000004 | OPEN | node_8101605_200809169 | node_1399700_975_15297665_858 | AN | 8101605
oh_line_TAP_OH_891986 |  | unb_TAPWIRE_OH | 52.800000000000004 | OPEN | node_8101605_200809179 | node_1399541_637_15298182_84 | AN | 8101605
oh_line_TAP_OH_893116 |  | unb_TAPWIRE_OH | 52.800000000000004 | OPEN | node_8101605_200815901 | node_1399103_912_15297852_284 | ABCN | 8101605
oh_line_TAP_OH_893117 |  | unb_TAPWIRE_OH | 52.800000000000004 | OPEN | node_8101605_200815906 | node_1398921_731_15297287_794 | AN | 8101605
oh_line_TAP_OH_893119 |  | unb_TAPWIRE_OH | 52.800000000000004 | OPEN | node_8101605_200815915 | node_1398068_081_15295784_912 | ABCN | 8101605
oh_line_TAP_OH_920172 |  | unb_TAPWIRE_OH | 52.800000000000004 | OPEN | node_8101605_200947031 | node_1399882_415_15296974_456 | ABCN | 8101605
oh_line_TAP_OH_2137729 |  | unb_TAPWIRE_OH | 105.60000000000001 | OPEN | node_8101605_200815917 | node_1397848_543_15295696_135 | ABCN | 8101605
oh_line_TAP_OH_2137730 |  | unb_TAPWIRE_OH | 105.60000000000001 | OPEN | node_8101605_200815917 | node_1397867_637_15295703_478 | ABCN | 8101605
oh_line_TAP_OH_2137731 |  | unb_TAPWIRE_OH | 105.60000000000001 | OPEN | node_8101605_200815917 | node_1397828_715_15295695_667 | ABCN | 8101605
oh_line_TAP_OH_2137743 |  | unb_TAPWIRE_OH | 105.60000000000001 | OPEN | node_8101605_200808399 | node_1399415_147_15295970_119 | ABCN | 8101605
oh_line_TAP_OH_2137744 |  | unb_TAPWIRE_OH | 105.60000000000001 | OPEN | node_8101605_200808399 | node_1399411_932_15295996_367 | ABCN | 8101605
oh_line_TAP_OH_2137771 |  | unb_TAPWIRE_OH | 105.60000000000001 | OPEN | node_8101605_200808395 | node_1399278_856_15295747_475 | ABCN | 8101605
oh_line_TAP_OH_2137772 |  | unb_TAPWIRE_OH | 105.60000000000001 | OPEN | node_8101605_200808395 | node_1399282_709_15295721_387 | ABCN | 8101605
oh_line_TAP_OH_2137773 |  | unb_TAPWIRE_OH | 105.60000000000001 | OPEN | node_8101605_200808395 | node_1399280_17_15295774_054 | ABCN | 8101605
oh_line_TAP_OH_2137833 |  | unb_TAPWIRE_OH | 105.60000000000001 | OPEN | node_8101605_200808519 | node_1398337_53_15296056_859 | ABCN | 8101605
oh_line_TAP_OH_2137834 |  | unb_TAPWIRE_OH | 105.60000000000001 | OPEN | node_8101605_200808519 | node_1398333_465_15296082_887 | ABCN | 8101605
oh_line_TAP_OH_2137835 |  | unb_TAPWIRE_OH | 52.800000000000004 | OPEN | node_8101605_200808519 | node_1398336_434_15296030_263 | ABCN | 8101605
oh_line_TAP_OH_2141020 |  | unb_TAPWIRE_OH | 105.60000000000001 | OPEN | node_8101605_200815918 | node_1397592_773_15295669_273 | ABCN | 8101605
oh_line_TAP_OH_2141021 |  | unb_TAPWIRE_OH | 105.60000000000001 | OPEN | node_8101605_200815918 | node_1397611_6_15295677_788 | ABCN | 8101605
oh_line_TAP_OH_2141022 |  | unb_TAPWIRE_OH | 105.60000000000001 | OPEN | node_8101605_200815918 | node_1397572_976_15295667_579 | ABCN | 8101605
oh_line_TAP_OH_2141053 |  | unb_TAPWIRE_OH | 105.60000000000001 | OPEN | node_8101605_200815919 | node_1397483_06_15295853_405 | ABCN | 8101605
oh_line_TAP_OH_2141054 |  | unb_TAPWIRE_OH | 105.60000000000001 | OPEN | node_8101605_200815919 | node_1397466_051_15295839_574 | ABCN | 8101605
oh_line_TAP_OH_2141098 |  | unb_TAPWIRE_OH | 52.800000000000004 | OPEN | node_8101605_200808513 | node_1398221_651_15295604_444 | ABCN | 8101605
oh_line_TAP_OH_2141099 |  | unb_TAPWIRE_OH | 105.60000000000001 | OPEN | node_8101605_200808513 | node_1398225_167_15295578_269 | ABCN | 8101605
oh_line_TAP_OH_2141100 |  | unb_TAPWIRE_OH | 52.800000000000004 | OPEN | node_8101605_200808513 | node_1398223_306_15295630_992 | ABCN | 8101605
oh_line_TAP_OH_2200531 |  | unb_TAPWIRE_OH | 52.800000000000004 | OPEN | node_8101605_200808517 | node_1398230_033_15295799_099 | ABCN | 8101605
oh_line_TAP_OH_2200533 |  | unb_TAPWIRE_OH | 52.800000000000004 | OPEN | node_8101605_200808517 | node_1398221_381_15295813_972 | ABCN | 8101605
oh_line_TAP_OH_2200536 |  | unb_TAPWIRE_OH | 52.800000000000004 | OPEN | node_8101605_200808398 | node_1399202_205_15295827_401 | ABCN | 8101605
oh_line_TAP_OH_2200537 |  | unb_TAPWIRE_OH | 105.60000000000001 | OPEN | node_8101605_200808398 | node_1399208_337_15295802_13 | ABCN | 8101605
oh_line_TAP_OH_2200538 |  | unb_TAPWIRE_OH | 52.800000000000004 | OPEN | node_8101605_200808398 | node_1399201_162_15295853_982 | ABCN | 8101605
oh_line_TAP_OH_2200561 |  | unb_TAPWIRE_OH | 52.800000000000004 | OPEN | node_8101605_200809114 | node_1397952_665_15296164_53 | ABCN | 8101605
oh_line_TAP_OH_2200562 |  | unb_TAPWIRE_OH | 105.60000000000001 | OPEN | node_8101605_200809114 | node_1397955_93_15296138_293 | ABCN | 8101605
oh_line_TAP_OH_2212926 |  | unb_TAPWIRE_OH | 52.800000000000004 | OPEN | node_8101605_200808514 | node_1398239_449_15295755_702 | ABCN | 8101605
oh_line_TAP_OH_2212927 |  | unb_TAPWIRE_OH | 52.800000000000004 | OPEN | node_8101605_200808514 | node_1398232_082_15295731_993 | ABCN | 8101605
oh_line_TAP_OH_2442535 |  | unb_TAPWIRE_OH | 52.800000000000004 | OPEN | node_8101605_200808514 | node_1398252_15295712_871 | ABCN | 8101605
oh_line_TAP_OH_2446935 |  | unb_TAPWIRE_OH | 52.800000000000004 | OPEN | node_8101605_200808517 | node_1398249_199_15295788_682 | ABCN | 8101605
oh_line_TAP_OH_5019581 |  | unb_TAPWIRE_OH | 52.800000000000004 | OPEN | node_8101605_312104073 | node_1397854_721_15296120_235 | ABCN | 8101605
oh_line_TAP_OH_5079586 |  | unb_TAPWIRE_OH | 52.800000000000004 | OPEN | node_8101605_312104073 | node_1397866_13_15296115_564 | ABCN | 8101605
oh_line_TAP_OH_5079587 |  | unb_TAPWIRE_OH | 52.800000000000004 | OPEN | node_8101605_312104073 | node_1397877_311_15296104_611 | ABCN | 8101605

## UndergroundLine
Name | GroupId | Configuration | NumParallelCables | Length | Status | From | To | Phases | Feeder | Comments
und_line_8101605_200809136 |  | und_3P_2ALURD | 0 | 316.8 | OPEN | node_8101605_200809141 | node_intto1_8101605_200809136 | ABCN | 8101605
und_line_TAP_UG_899861 |  | und_TAPWIRE_UG | 0 | 105.60000000000001 | OPEN | node_8101605_200809136 | node_1400161_617_15297463_368 | ABCN | 8101605
und_line_TAP_UG_899862 |  | und_TAPWIRE_UG | 0 | 105.60000000000001 | OPEN | node_8101605_200809136 | node_1400141_793_15297462_74 | ABCN | 8101605
und_line_TAP_UG_899863 |  | und_TAPWIRE_UG | 0 | 105.60000000000001 | OPEN | node_8101605_200809136 | node_1400180_856_15297457_086 | ABCN | 8101605