## Feeder
Name | Description | Comments
8102602

## Node
Name | GroupId | Latitude | Longitude | BusType | NominalVoltage | ConsistentPath | DistToSlack | Phases | Feeder | Comments
node_1367380_629_15352332_982 |  | 42.26283732800547 | -76.0096381614701 | PQ | 2771.281 | False | -1 | AN | 8102602
node_1367387_568_15351267_745 |  | 42.2599196369879 | -76.00961176170279 | PQ | 2771.281 | False | -1 | AD | 8102602
node_1367392_221_15351276_892 |  | 42.25994469067994 | -76.00959405913508 | PQ | 2771.281 | False | -1 | AD | 8102602
node_1367534_796_15351904_456 |  | 42.26166359252595 | -76.00905162552446 | PQ | 2771.281 | False | -1 | AN | 8102602
node_1367656_152_15350797_756 |  | 42.258632334083806 | -76.00858992064458 | PQ | 7199.557 | False | -1 | AN | 8102602
node_1367848_205_15351233_614 |  | 42.259826151958634 | -76.00785924554572 | PQ | 2771.281 | False | -1 | AN | 8102602
node_1367881_376_15350720_179 |  | 42.25841985018016 | -76.00773304484225 | PQ | 7199.557 | False | -1 | AN | 8102602
node_1368007_704_15351786_842 |  | 42.261341447020925 | -76.00725242374345 | PQ | 2771.281 | False | -1 | AN | 8102602
node_1368011_312_15362789_634 |  | 42.29147816531599 | -76.00723869692972 | PQ | 2771.281 | False | -1 | AN | 8102602
node_1368026_682_15351092_064 |  | 42.25943844559514 | -76.0071802210076 | PQ | 2771.281 | False | -1 | AN | 8102602
node_1368218_545_15351900_446 |  | 42.26165260911007 | -76.00645026877311 | PQ | 2771.281 | False | -1 | AD | 8102602
node_1368237_093_15370788_129 |  | 42.31338609473969 | -76.00637970199345 | PQ | 2771.281 | False | -1 | AN | 8102602
node_1368243_552_15362576_71 |  | 42.290894965105885 | -76.00635512840978 | PQ | 2771.281 | False | -1 | AN | 8102602
node_1368262_551_15351221_358 |  | 42.25979258269554 | -76.00628284577841 | PQ | 2771.281 | False | -1 | AN | 8102602
node_1368330_725_15350641_082 |  | 42.25820320298671 | -76.00602347443723 | PQ | 7199.557 | False | -1 | AN | 8102602
node_1368366_777_15352099_837 |  | 42.26219874234585 | -76.00588631282733 | PQ | 2771.281 | False | -1 | AN | 8102602
node_1368411_003_15352901_06 |  | 42.26439329731359 | -76.0057180528318 | PQ | 2771.281 | False | -1 | AN | 8102602
node_1368423_044_15363437_437 |  | 42.29325250191363 | -76.00567224225418 | PQ | 2771.281 | False | -1 | AN | 8102602
node_1368487_367_15352327_219 |  | 42.26282154311127 | -76.00542752223218 | PQ | 2771.281 | False | -1 | AN | 8102602
node_1368562_415_15353460_193 |  | 42.265924766208975 | -76.00514199841938 | PQ | 2771.281 | False | -1 | AN | 8102602
node_1368631_692_15352965_805 |  | 42.26457063428642 | -76.00487843066036 | PQ | 2771.281 | False | -1 | AN | 8102602
node_1368639_203_15363704_177 |  | 42.29398310449504 | -76.00484985469087 | PQ | 2771.281 | False | -1 | AN | 8102602
node_1368644_401_15353020_792 |  | 42.26472124403428 | -76.00483007864382 | PQ | 2771.281 | False | -1 | AN | 8102602
node_1368646_329_15353792_881 |  | 42.266836000788 | -76.00482274347286 | PQ | 2771.281 | False | -1 | AN | 8102602
node_1368669_121_15360040_293 |  | 42.28394770257398 | -76.00473603018614 | PQ | 2771.281 | False | -1 | AD | 8102602
node_1368673_867_15359703_549 |  | 42.283025358584794 | -76.00471797379535 | PQ | 2771.281 | False | -1 | AN | 8102602
node_1368693_225_15370839_955 |  | 42.31352804648815 | -76.0046443253308 | PQ | 2771.281 | False | -1 | AN | 8102602
node_1368727_878_15359171_04 |  | 42.28156681299721 | -76.00451248628532 | PQ | 2771.281 | False | -1 | AN | 8102602
node_1368787_027_15353346_442 |  | 42.26561320148588 | -76.0042874510012 | PQ | 2771.281 | False | -1 | AN | 8102602
node_1368799_107_15358475_34 |  | 42.27966128620748 | -76.00424149204615 | PQ | 2771.281 | False | -1 | AN | 8102602
node_1368847_454_15358026_706 |  | 42.2784324747862 | -76.00405755350312 | PQ | 2771.281 | False | -1 | AN | 8102602
node_1368881_931_15370639_959 |  | 42.312980256153466 | -76.00392638405832 | PQ | 2771.281 | False | -1 | AN | 8102602
node_1368925_81_15357279_459 |  | 42.276385760430806 | -76.00375944424137 | PQ | 2771.281 | False | -1 | AN | 8102602
node_1368933_87_15359886_786 |  | 42.28352724591032 | -76.00372877957435 | PQ | 2771.281 | False | -1 | AN | 8102602
node_1368950_772_15354065_871 |  | 42.26758372215975 | -76.00366447508277 | PQ | 2771.281 | False | -1 | AN | 8102602
node_1368951_995_15357030_775 |  | 42.27570461334991 | -76.00365982211902 | PQ | 2771.281 | False | -1 | AN | 8102602
node_1368964_956_15359623_813 |  | 42.28280696116621 | -76.00361051135607 | PQ | 2771.281 | False | -1 | AN | 8102602
node_1368973_74_15355689_326 |  | 42.2720303758818 | -76.00357709219539 | PQ | 2771.281 | False | -1 | AN | 8102602
node_1368985_997_15358620_628 |  | 42.28005923097711 | -76.00353045983512 | PQ | 2771.281 | False | -1 | AN | 8102602
node_1368986_72_15356697_307 |  | 42.274791242345856 | -76.003527709146 | PQ | 2771.281 | False | -1 | AN | 8102602
node_1369016_467_15365653_094 |  | 42.299321200735484 | -76.00341453521919 | PQ | 2771.281 | False | -1 | AN | 8102602
node_1369027_764_15356207_189 |  | 42.273448805980856 | -76.00337155522621 | PQ | 2771.281 | False | -1 | AN | 8102602
node_1369047_639_15354475_165 |  | 42.26870478106715 | -76.00329593980969 | PQ | 2771.281 | False | -1 | AN | 8102602
node_1369048_065_15355077_206 |  | 42.27035377525145 | -76.0032943190717 | PQ | 2771.281 | False | -1 | AN | 8102602
node_1369077_005_15354811_566 |  | 42.26962618557713 | -76.00318421541614 | PQ | 2771.281 | False | -1 | AN | 8102602
node_1369083_267_15359271_28 |  | 42.28184137100412 | -76.00316039132868 | PQ | 2771.281 | False | -1 | AN | 8102602
node_1369088_664_15356095_304 |  | 42.273142352243795 | -76.00313985817633 | PQ | 2771.281 | False | -1 | AN | 8102602
node_1369095_02_15354677_667 |  | 42.269259435352005 | -76.00311567646123 | PQ | 2771.281 | False | -1 | AN | 8102602
node_1369128_022_15355523_433 |  | 42.2715759938842 | -76.00299011872659 | PQ | 2771.281 | False | -1 | AN | 8102602
node_1369139_684_15365158_411 |  | 42.29796626080602 | -76.00294575007314 | PQ | 2771.281 | False | -1 | AN | 8102602
node_1369203_467_15370145_72 |  | 42.31162653234287 | -76.00270308450774 | PQ | 2771.281 | False | -1 | AN | 8102602
node_1369229_116_15365329_282 |  | 42.29843427757774 | -76.00260550162379 | PQ | 2771.281 | False | -1 | AN | 8102602
node_1369265_309_15364549_369 |  | 42.29629809083754 | -76.00246780357246 | PQ | 2771.281 | False | -1 | AN | 8102602
node_1369282_776_15356886_407 |  | 42.275309188466224 | -76.00240134951055 | PQ | 2771.281 | False | -1 | AN | 8102602
node_1369337_002_15366582_367 |  | 42.30186648547959 | -76.00219504402243 | PQ | 2771.281 | False | -1 | AN | 8102602
node_1369343_392_15355552_828 |  | 42.2716565069789 | -76.00217073295266 | PQ | 2771.281 | False | -1 | AN | 8102602
node_1369394_865_15366775_475 |  | 42.30239540953782 | -76.00197490138865 | PQ | 2771.281 | False | -1 | AN | 8102602
node_1369405_63_15359216_51 |  | 42.28169135562066 | -76.00193394541587 | PQ | 2771.281 | False | -1 | AN | 8102602
node_1369433_496_15357350_039 |  | 42.2765790795063 | -76.00182792784622 | PQ | 2771.281 | False | -1 | AN | 8102602
node_1369518_83_15359488_815 |  | 42.28243720077299 | -76.00150327043974 | PQ | 2771.281 | False | -1 | AN | 8102602
node_1369567_901_15356070_066 |  | 42.27307322519892 | -76.00131657740305 | PQ | 2771.281 | False | -1 | AN | 8102602
node_1369616_124_15356293_34 |  | 42.27368477412583 | -76.00113311062412 | PQ | 2771.281 | False | -1 | AN | 8102602
node_1369717_811_15359217_663 |  | 42.2816945136951 | -76.00074623742361 | PQ | 2771.281 | False | -1 | AN | 8102602
node_1369744_931_15368182_938 |  | 42.30625045977796 | -76.00064305804771 | PQ | 2771.281 | False | -1 | AN | 8102602
node_1369765_54_15370084_789 |  | 42.31145964194065 | -76.00056465009203 | PQ | 2771.281 | False | -1 | AN | 8102602
node_1369865_304_15368535_421 |  | 42.307215912989726 | -76.00018509303975 | PQ | 2771.281 | False | -1 | AN | 8102602
node_1369872_466_15371311_507 |  | 42.31481963045933 | -76.00015784485795 | PQ | 2771.281 | False | -1 | AN | 8102602
node_1369894_42_15366283_209 |  | 42.30104708978696 | -76.00007431978352 | PQ | 2771.281 | False | -1 | AN | 8102602
node_1369910_492_15356696_859 |  | 42.274790015270966 | -76.00001317306783 | PQ | 2771.281 | False | -1 | AN | 8102602
node_1369976_961_15359243_604 |  | 42.28176556626151 | -75.99976028848312 | PQ | 2771.281 | False | -1 | AN | 8102602
node_1370124_81_15356695_567 |  | 42.274786476474624 | -75.99919778967971 | PQ | 2771.281 | False | -1 | AN | 8102602
node_1370314_409_15359917_587 |  | 42.28361161004809 | -75.99847645094474 | PQ | 2771.281 | False | -1 | AN | 8102602
node_1370315_921_15356696_756 |  | 42.2747897331533 | -75.99847069846626 | PQ | 2771.281 | False | -1 | AN | 8102602
node_1370539_107_15360497_51 |  | 42.28520002288766 | -75.99762157633532 | PQ | 2771.281 | False | -1 | AN | 8102602
node_1370668_641_15370615_328 |  | 42.312912791685505 | -75.99712875785158 | PQ | 2771.281 | False | -1 | AN | 8102602
node_1370718_13_15371038_978 |  | 42.31407317176956 | -75.99694047451331 | PQ | 2771.281 | False | -1 | AN | 8102602
node_1370751_1_15356691_522 |  | 42.27477539719352 | -75.99681503852423 | PQ | 2771.281 | False | -1 | AN | 8102602
node_1370887_37_15370920_854 |  | 42.31374962937124 | -75.99629659259669 | PQ | 2771.281 | False | -1 | AN | 8102602
node_1370982_805_15371676_795 |  | 42.31582015664874 | -75.99593350543815 | PQ | 2771.281 | False | -1 | AN | 8102602
node_1371075_569_15372703_247 |  | 42.318631615300994 | -75.99558058023068 | PQ | 2771.281 | False | -1 | AN | 8102602
node_1371119_068_15371266_459 |  | 42.314696243696616 | -75.99541508614246 | PQ | 2771.281 | False | -1 | AN | 8102602
node_1371122_842_15371286_571 |  | 42.31475133059441 | -75.99540072777356 | PQ | 2771.281 | False | -1 | AN | 8102602
node_1371312_972_15371633_51 |  | 42.315701598754394 | -75.99467736882292 | PQ | 2771.281 | False | -1 | AN | 8102602
node_1371729_519_15357266_893 |  | 42.276351342075706 | -75.99309259524269 | PQ | 2771.281 | False | -1 | AN | 8102602
node_1371971_618_15357303_801 |  | 42.2764524333259 | -75.99217151767161 | PQ | 2771.281 | False | -1 | AN | 8102602
node_1371993_496_15382784_956 |  | 42.34624548131482 | -75.99208828174292 | PQ | 7199.557 | False | -1 | AN | 8102602
node_1372040_657_15357415_561 |  | 42.27675854468715 | -75.99190885539532 | PQ | 2771.281 | False | -1 | AN | 8102602
node_1372247_155_15382679_466 |  | 42.34595654352403 | -75.9911232235824 | PQ | 7199.557 | False | -1 | AN | 8102602
node_1372401_806_15357181_743 |  | 42.27611811567619 | -75.99053484623494 | PQ | 2771.281 | False | -1 | AN | 8102602
node_1372448_552_15358070_588 |  | 42.278552667867395 | -75.99035699877528 | PQ | 2771.281 | False | -1 | AN | 8102602
node_1372598_851_15382466_65 |  | 42.34537363912661 | -75.98978517882618 | PQ | 7199.557 | False | -1 | AN | 8102602
node_1372659_125_15372906_714 |  | 42.31918891272708 | -75.98955586342414 | PQ | 2771.281 | False | -1 | AN | 8102602
node_1372775_779_15357251_099 |  | 42.27630808220778 | -75.98911204753487 | PQ | 2771.281 | False | -1 | AN | 8102602
node_1372789_007_15382348_334 |  | 42.34504957083906 | -75.98906172095727 | PQ | 7199.557 | False | -1 | AN | 8102602
node_1372907_328_15373636_566 |  | 42.32118798206522 | -75.98861156288439 | PQ | 2771.281 | False | -1 | AN | 8102602
node_1372961_033_15382882_893 |  | 42.346513731389855 | -75.98840723956643 | PQ | 7199.557 | False | -1 | AN | 8102602
node_1373039_867_15373670_096 |  | 42.32127982095161 | -75.98810731173013 | PQ | 2771.281 | False | -1 | AN | 8102602
node_1373096_831_15382258_372 |  | 42.344803164340476 | -75.98789058938614 | PQ | 7199.557 | False | -1 | AN | 8102602
node_1373140_576_15357280_463 |  | 42.27638851039328 | -75.9877241593788 | PQ | 2771.281 | False | -1 | AN | 8102602
node_1373301_948_15374051_845 |  | 42.322325433926245 | -75.98711021165576 | PQ | 2771.281 | False | -1 | AN | 8102602
node_1373324_952_15381937_292 |  | 42.343923724148375 | -75.9870226918046 | PQ | 2771.281 | False | -1 | AN | 8102602
node_1373333_175_15382502_573 |  | 42.34547203245545 | -75.98699140699604 | PQ | 7199.557 | False | -1 | AN | 8102602
node_1373379_224_15374451_182 |  | 42.323419220546384 | -75.98681621130721 | PQ | 2771.281 | False | -1 | AN | 8102602
node_1373445_05_15374802_299 |  | 42.32438093227534 | -75.98656577304769 | PQ | 2771.281 | False | -1 | AN | 8102602
node_1373467_514_15381763_342 |  | 42.34344727397578 | -75.98648030765312 | PQ | 2771.281 | False | -1 | AN | 8102602
node_1373520_112_15375382_817 |  | 42.32597097482374 | -75.98628019597119 | PQ | 2771.281 | False | -1 | AN | 8102602
node_1373532_528_15376321_43 |  | 42.328541841888125 | -75.9862329586876 | PQ | 2771.281 | False | -1 | AN | 8102602
node_1373598_19_15374979_191 |  | 42.32486544060492 | -75.98598314437415 | PQ | 2771.281 | False | -1 | AN | 8102602
node_1373616_317_15382386_386 |  | 42.34515379551262 | -75.98591417930973 | PQ | 7199.557 | False | -1 | AN | 8102602
node_1373637_857_15382650_261 |  | 42.34587655084056 | -75.98583222931869 | PQ | 7199.557 | False | -1 | AN | 8102602
node_1373656_077_15381621_628 |  | 42.34305911841522 | -75.98576291043118 | PQ | 2771.281 | False | -1 | AN | 8102602
node_1373683_249_15373033_333 |  | 42.31953572298523 | -75.98565953321871 | PQ | 2771.281 | False | -1 | AN | 8102602
node_1373759_379_15382911_631 |  | 42.34659244495732 | -75.98536989288363 | PQ | 7199.557 | False | -1 | AN | 8102602
node_1373763_991_15375334_311 |  | 42.325838116576705 | -75.98535234630243 | PQ | 2771.281 | False | -1 | AN | 8102602
node_1373865_673_15375789_021 |  | 42.3270835702012 | -75.98496549212467 | PQ | 2771.281 | False | -1 | AN | 8102602
node_1373874_184_15357230_08 |  | 42.27625051103114 | -75.98493311160593 | PQ | 2771.281 | False | -1 | AN | 8102602
node_1373874_774_15382118_982 |  | 42.34442137423092 | -75.98493086692187 | PQ | 7199.557 | False | -1 | AN | 8102602
node_1373886_006_15381608_055 |  | 42.34302194188063 | -75.98488813422459 | PQ | 2771.281 | False | -1 | AN | 8102602
node_1373894_116_15372680_892 |  | 42.31857038481173 | -75.9848572793301 | PQ | 2771.281 | False | -1 | AN | 8102602
node_1373913_938_15376817_523 |  | 42.329900643816686 | -75.98478186555468 | PQ | 2771.281 | False | -1 | AN | 8102602
node_1373918_19_15374976_722 |  | 42.32485867799798 | -75.98476568861123 | PQ | 2771.281 | False | -1 | AN | 8102602
node_1373980_818_15382400_523 |  | 42.34519251684686 | -75.98452741730023 | PQ | 7199.557 | False | -1 | AN | 8102602
node_1373989_977_15382796_748 |  | 42.346277779678914 | -75.98449257143356 | PQ | 7199.557 | False | -1 | AN | 8102602
node_1374151_951_15374801_255 |  | 42.3243780727526 | -75.98387633337188 | PQ | 2771.281 | False | -1 | AN | 8102602
node_1374268_603_15382355_602 |  | 42.34506947793796 | -75.9834325250917 | PQ | 7199.557 | False | -1 | AN | 8102602
node_1374271_365_15381238_702 |  | 42.34201028162999 | -75.98342201692665 | PQ | 2771.281 | False | -1 | AN | 8102602
node_1374272_178_15381897_804 |  | 42.34381556626153 | -75.9834189238281 | PQ | 7199.557 | False | -1 | AN | 8102602
node_1374381_339_15381356_998 |  | 42.34233429513742 | -75.98300361542643 | PQ | 2771.281 | False | -1 | AN | 8102602
node_1374400_722_15377093_482 |  | 42.330656497298605 | -75.98292987184814 | PQ | 2771.281 | False | -1 | AN | 8102602
node_1374425_825_15381189_712 |  | 42.341876097703825 | -75.98283436624808 | PQ | 2771.281 | False | -1 | AN | 8102602
node_1374454_282_15374954_653 |  | 42.324798230864566 | -75.98272610018982 | PQ | 2771.281 | False | -1 | AN | 8102602
node_1374578_403_15381073_108 |  | 42.341556718595314 | -75.98225387573123 | PQ | 2771.281 | False | -1 | AN | 8102602
node_1374736_391_15381631_461 |  | 42.343086051065676 | -75.9816528026029 | PQ | 2771.281 | False | -1 | AN | 8102602
node_1374746_127_15378195_325 |  | 42.3336744523864 | -75.9816157615113 | PQ | 2771.281 | False | -1 | ABCD | 8102602
node_1374761_942_15383861_407 |  | 42.34919388755075 | -75.98155559256477 | PQ | 2771.281 | False | -1 | AN | 8102602
node_1374917_976_15374832_797 |  | 42.324464466494156 | -75.98096195352568 | PQ | 2771.281 | False | -1 | AN | 8102602
node_1374988_084_15383477_688 |  | 42.3481428787334 | -75.98069522418622 | PQ | 2771.281 | False | -1 | AN | 8102602
node_1374999_987_15380747_952 |  | 42.34066611421291 | -75.98064993863639 | PQ | 2771.281 | False | -1 | AN | 8102602
node_1375051_904_15378315_284 |  | 42.33400302086156 | -75.9804524178525 | PQ | 2771.281 | False | -1 | ABCN | 8102602
node_1375052_793_15376749_665 |  | 42.329714780316756 | -75.98044903560822 | PQ | 1066.732 | False | -1 | AN | 8102602
node_1375065_56_15378334_658 |  | 42.33405608637259 | -75.98040046292782 | PQ | 2771.281 | False | -1 | ABCN | 8102602
node_1375152_045_15380636_578 |  | 42.34036106010815 | -75.98007142648515 | PQ | 2771.281 | False | -1 | AN | 8102602
node_1375234_941_15383651_484 |  | 42.348618907098995 | -75.97975604456977 | PQ | 2771.281 | False | -1 | AN | 8102602
node_1375264_309_15376501_337 |  | 42.32903460832216 | -75.97964431256712 | PQ | 1066.732 | False | -1 | AN | 8102602
node_1375341_2_15380489_595 |  | 42.33995847272259 | -75.97935177697005 | PQ | 2771.281 | False | -1 | AN | 8102602
node_1375379_69_15375792_014 |  | 42.32709176804752 | -75.97920533986905 | PQ | 1066.732 | False | -1 | AN | 8102602
node_1375461_391_15380398_17 |  | 42.33970805905757 | -75.97889450439004 | PQ | 2771.281 | False | -1 | AN | 8102602
node_1375479_961_15376628_675 |  | 42.32938338792595 | -75.9788238539103 | PQ | 1066.732 | False | -1 | AN | 8102602
node_1375506_111_15382941_617 |  | 42.34667457680484 | -75.97872436494717 | PQ | 2771.281 | False | -1 | AN | 8102602
node_1375586_29_15380007_272 |  | 42.33863738691289 | -75.97841931999213 | PQ | 2771.281 | False | -1 | AN | 8102602
node_1375722_316_15383331_565 |  | 42.34774264689339 | -75.97790180237462 | PQ | 2771.281 | False | -1 | AN | 8102602
node_1375988_75_15382727_11 |  | 42.346087040747506 | -75.97688814109732 | PQ | 2771.281 | False | -1 | AN | 8102602
node_1376022_583_15381874_365 |  | 42.34375136668927 | -75.97675942178223 | PQ | 2771.281 | False | -1 | AN | 8102602
node_1376038_273_15381523_852 |  | 42.34279130932022 | -75.97669972840436 | PQ | 2771.281 | False | -1 | AN | 8102602
node_1376039_051_15383016_779 |  | 42.346880446007894 | -75.97669676846503 | PQ | 2771.281 | False | -1 | AN | 8102602
node_1376153_023_15382100_879 |  | 42.34437178999709 | -75.97626315637687 | PQ | 2771.281 | False | -1 | AN | 8102602
node_1376244_045_15381616_488 |  | 42.343045039922046 | -75.9759168586942 | PQ | 2771.281 | False | -1 | AN | 8102602
node_1376258_289_15381256_174 |  | 42.342058137550744 | -75.97586266669457 | PQ | 2771.281 | False | -1 | AN | 8102602
node_1376281_899_15379575_854 |  | 42.337455730226715 | -75.97577284128656 | PQ | 2771.281 | False | -1 | ABCN | 8102602
node_1376300_073_15379565_579 |  | 42.337427586935405 | -75.97570369740832 | PQ | 2771.281 | False | -1 | ABCN | 8102602
node_1376314_346_15381964_284 |  | 42.34399765541057 | -75.97564939507674 | PQ | 2771.281 | False | -1 | AN | 8102602
node_1376427_073_15380767_166 |  | 42.3407187414829 | -75.97522051965241 | PQ | 2771.281 | False | -1 | AN | 8102602
node_1376564_147_15379636_935 |  | 42.33762303147991 | -75.97469901486727 | PQ | 2771.281 | False | -1 | ABCN | 8102602
node_1376583_568_15378903_75 |  | 42.335614833033254 | -75.97462512671612 | PQ | 2771.281 | False | -1 | ABCN | 8102602
node_1376645_084_15381348_11 |  | 42.342309950848055 | -75.97439108606389 | PQ | 2771.281 | False | -1 | AN | 8102602
node_1376650_217_15380829_465 |  | 42.34088937884596 | -75.97437155731255 | PQ | 2771.281 | False | -1 | ABCN | 8102602
node_1376657_94_15380248_074 |  | 42.339296945144916 | -75.97434217477861 | PQ | 2771.281 | False | -1 | ABCN | 8102602
node_1376669_122_15379888_817 |  | 42.33831293790344 | -75.9742996323088 | PQ | 2771.281 | False | -1 | ABCN | 8102602
node_1376674_624_15379872_916 |  | 42.33826938496182 | -75.97427869967878 | PQ | 2771.281 | False | -1 | ABCN | 8102602
node_1376680_776_15379858_287 |  | 42.33822931603641 | -75.97425529409173 | PQ | 2771.281 | False | -1 | ABCN | 8102602
node_1376700_751_15379966_89 |  | 42.338526780354286 | -75.97417929822028 | PQ | 2771.281 | False | -1 | ABCD | 8102602
node_1376704_436_15380994_144 |  | 42.341340435689716 | -75.97416527845627 | PQ | 2771.281 | False | -1 | ABCN | 8102602
node_1376754_127_15379290_751 |  | 42.33667483126979 | -75.97397622659904 | PQ | 2771.281 | False | -1 | ABCN | 8102602
node_1376773_63_15379295_195 |  | 42.33668700341447 | -75.97390202647483 | PQ | 2771.281 | False | -1 | ABCN | 8102602
node_1376827_483_15379953_826 |  | 42.33849099797398 | -75.97369714008359 | PQ | 2771.281 | False | -1 | ABCN | 8102602
node_1376831_067_15379503_008 |  | 42.3372562045626 | -75.97368350457904 | PQ | 2771.281 | False | -1 | ABCN | 8102602
node_1376883_698_15379631_265 |  | 42.337607501313315 | -75.97348326734698 | PQ | 2771.281 | False | -1 | ABCN | 8102602
node_1376893_249_15379603_823 |  | 42.33753233749822 | -75.97344693009701 | PQ | 2771.281 | False | -1 | ABCN | 8102602
node_1376901_175_15379617_981 |  | 42.33757111635158 | -75.97341677523958 | PQ | 2771.281 | False | -1 | ABCN | 8102602
node_1376968_145_15378535_986 |  | 42.33460752506387 | -75.9731619845757 | PQ | 2771.281 | False | -1 | AN | 8102602
node_1376994_636_15379449_263 |  | 42.33710899666075 | -75.97306119826128 | PQ | 2771.281 | False | -1 | ABCN | 8102602
node_1377010_228_15379433_053 |  | 42.33706459736614 | -75.97300187772923 | PQ | 2771.281 | False | -1 | ABCN | 8102602
node_1377017_876_15380773_256 |  | 42.3407354220322 | -75.9729727805365 | PQ | 2771.281 | False | -1 | ABCN | 8102602
node_1377028_429_15379422_864 |  | 42.337036689629386 | -75.97293263112816 | PQ | 2771.281 | False | -1 | ABCN | 8102602
node_1377042_734_15377987_448 |  | 42.33310507594186 | -75.97287820705101 | PQ | 2771.281 | False | -1 | AN | 8102602
node_1377069_01_15378295_008 |  | 42.33394748476671 | -75.97277823871468 | PQ | 2771.281 | False | -1 | AN | 8102602
node_1377070_137_15379293_598 |  | 42.33668262922116 | -75.97277395098766 | PQ | 2771.281 | False | -1 | ABCN | 8102602
node_1377083_698_15379283_847 |  | 42.33665592116923 | -75.97272235749516 | PQ | 2771.281 | False | -1 | ABCN | 8102602
node_1377098_852_15379272_052 |  | 42.33662361458811 | -75.97266470335569 | PQ | 2771.281 | False | -1 | ABCN | 8102602
node_1377216_14_15379055_184 |  | 42.33602961173654 | -75.97221847538219 | PQ | 2771.281 | False | -1 | ABCN | 8102602
node_1377354_417_15379415_194 |  | 42.337015681449884 | -75.97169239372428 | PQ | 2771.281 | False | -1 | ABCN | 8102602
node_1377452_03_15378850_592 |  | 42.3354692329282 | -75.97132102025746 | PQ | 2771.281 | False | -1 | ABCN | 8102602
node_1377486_588_15378168_199 |  | 42.33360015409734 | -75.97118954264417 | PQ | 2771.281 | False | -1 | AN | 8102602
node_1377517_855_15378733_017 |  | 42.33514719424443 | -75.97107058580248 | PQ | 2771.281 | False | -1 | ABCN | 8102602
node_1377528_527_15378710_706 |  | 42.33508608427144 | -75.97102998365278 | PQ | 2771.281 | False | -1 | ABCN | 8102602
node_1377543_139_15378692_918 |  | 42.33503736282464 | -75.970974391579 | PQ | 2771.281 | False | -1 | ABCN | 8102602
node_1377639_029_15380480_092 |  | 42.339932443944264 | -75.97060957335056 | PQ | 2771.281 | False | -1 | ABCN | 8102602
node_1377712_626_15378618_282 |  | 42.334832934338976 | -75.97032956993874 | PQ | 2771.281 | False | -1 | ABCN | 8102602
node_1377987_515_15377934_049 |  | 42.33295881573625 | -75.96928374119744 | PQ | 2771.281 | False | -1 | ABCN | 8102602
node_1377994_704_15379191_248 |  | 42.33640229191064 | -75.96925639029283 | PQ | 2771.281 | False | -1 | ABCN | 8102602
node_1378037_47_15378811_023 |  | 42.33536085318184 | -75.96909368493921 | PQ | 2771.281 | False | -1 | AN | 8102602
node_1378061_955_15378280_452 |  | 42.333907615788775 | -75.9690005305506 | PQ | 2771.281 | False | -1 | ABCN | 8102602
node_1378071_705_15378257_383 |  | 42.33384442964889 | -75.96896343619532 | PQ | 2771.281 | False | -1 | ABCN | 8102602
node_1378076_675_15378231_657 |  | 42.333773965968874 | -75.9689445275855 | PQ | 2771.281 | False | -1 | ABCN | 8102602
node_1378220_799_15377893_631 |  | 42.3328481105734 | -75.9683962007281 | PQ | 2771.281 | False | -1 | ABCN | 8102602
node_1378265_78_15378238_005 |  | 42.33379135318184 | -75.96822506829787 | PQ | 2771.281 | False | -1 | AN | 8102602
node_1378341_045_15378339_974 |  | 42.3340706469309 | -75.96793871889788 | PQ | 2771.281 | False | -1 | AN | 8102602
node_1378375_977_15377692_746 |  | 42.33229788526198 | -75.96780581838316 | PQ | 2771.281 | False | -1 | ABCN | 8102602
node_1378547_982_15377545_004 |  | 42.33189321897052 | -75.96715141688784 | PQ | 2771.281 | False | -1 | AN | 8102602
node_1378655_985_15377867_87 |  | 42.33277755102815 | -75.96674051415422 | PQ | 2771.281 | False | -1 | AN | 8102602
node_8102602_200838977 |  | 42.34555067754774 | -75.98534367953923 | PQ | 7199.557 | False | -1 | AN | 8102602
node_8102602_200838978 |  | 42.346425565511126 | -75.98838332416977 | PQ | 7199.557 | False | -1 | AN | 8102602
node_8102602_200838979 |  | 42.344878963605076 | -75.98796965172428 | PQ | 7199.557 | False | -1 | AN | 8102602
node_8102602_200838980 |  | 42.34624488421141 | -75.98460714543451 | PQ | 7199.557 | False | -1 | AN | 8102602
node_8102602_200838986 |  | 42.34538443902906 | -75.98698620998175 | PQ | 7199.557 | False | -1 | AN | 8102602
node_8102602_200838987 |  | 42.34509442480874 | -75.98600295466214 | PQ | 7199.557 | False | -1 | AN | 8102602
node_8102602_200838992 |  | 42.344461536282545 | -75.98483356557456 | PQ | 7199.557 | False | -1 | AN | 8102602
node_8102602_200838997 |  | 42.34391745730161 | -75.9834728342911 | PQ | 7199.557 | False | -1 | AN | 8102602
node_8102602_200839003 |  | 42.34502634680334 | -75.98335316219416 | PQ | 7199.557 | False | -1 | AN | 8102602
node_8102602_200839012 |  | 42.34523793505187 | -75.98466593713421 | PQ | 7199.557 | False | -1 | AN | 8102602
node_8102602_200839015 |  | 42.34586388567472 | -75.98597550103469 | PQ | 7199.557 | False | -1 | AN | 8102602
node_8102602_200839021 |  | 42.34650559380169 | -75.98540109018754 | PQ | 7199.557 | False | -1 | AN | 8102602
node_8102602_200839374 |  | 42.32185285123076 | -75.9877197803426 | PQ | 2771.281 | False | -1 | AD | 8102602
node_8102602_200839375 |  | 42.322417467282094 | -75.98722181049918 | PQ | 2771.281 | False | -1 | AN | 8102602
node_8102602_200839376 |  | 42.32287019491979 | -75.9869702727249 | PQ | 2771.281 | False | -1 | AD | 8102602
node_8102602_200839377 |  | 42.323355294874766 | -75.98671514345614 | PQ | 2771.281 | False | -1 | AN | 8102602
node_8102602_200839378 |  | 42.32358034807903 | -75.98655609807892 | PQ | 2771.281 | False | -1 | AD | 8102602
node_8102602_200839379 |  | 42.323904126031906 | -75.98627177269914 | PQ | 2771.281 | False | -1 | AD | 8102602
node_8102602_200839380 |  | 42.32425082672979 | -75.98614604375977 | PQ | 2771.281 | False | -1 | AD | 8102602
node_8102602_200839381 |  | 42.32485476121875 | -75.9858745244928 | PQ | 2771.281 | False | -1 | AN | 8102602
node_8102602_200839382 |  | 42.32552952915362 | -75.98557039643413 | PQ | 2771.281 | False | -1 | AD | 8102602
node_8102602_200839383 |  | 42.32585718827864 | -75.9854742821062 | PQ | 2771.281 | False | -1 | AN | 8102602
node_8102602_200839384 |  | 42.326460254502564 | -75.98528726187826 | PQ | 2771.281 | False | -1 | AD | 8102602
node_8102602_200839385 |  | 42.32710268572723 | -75.98508741651477 | PQ | 2771.281 | False | -1 | AN | 8102602
node_8102602_200839386 |  | 42.32773227375065 | -75.98490236704336 | PQ | 2771.281 | False | -1 | AD | 8102602
node_8102602_200839387 |  | 42.32835014430445 | -75.98472555061655 | PQ | 2771.281 | False | -1 | AD | 8102602
node_8102602_200839388 |  | 42.32921514993255 | -75.98446057136975 | PQ | 2771.281 | False | -1 | AD | 8102602
node_8102602_200839389 |  | 42.32973017079402 | -75.98430348533539 | PQ | 2771.281 | False | -1 | AD | 8102602
node_8102602_200839390 |  | 42.33002833903655 | -75.98422407678325 | PQ | 2771.281 | False | -1 | AD | 8102602
node_8102602_200839464 |  | 42.32598362903356 | -75.98599816473462 | PQ | 2771.281 | False | -1 | AD | 8102602
node_8102602_200839465 |  | 42.32602432245243 | -75.9861797977208 | PQ | 2771.281 | False | -1 | AN | 8102602
node_8102602_200839468 |  | 42.32852621585631 | -75.98611008316017 | PQ | 2771.281 | False | -1 | AN | 8102602
node_8102602_200839469 |  | 42.32981365297172 | -75.98481299818127 | PQ | 2771.281 | False | -1 | AN | 8102602
node_8102602_200839485 |  | 42.341477640739996 | -75.98233078849906 | PQ | 2771.281 | False | -1 | AN | 8102602
node_8102602_200839486 |  | 42.34180445077302 | -75.98292208013126 | PQ | 2771.281 | False | -1 | AN | 8102602
node_8102602_200839487 |  | 42.34209525108819 | -75.98344665518765 | PQ | 2771.281 | False | -1 | AN | 8102602
node_8102602_200839489 |  | 42.34251962179208 | -75.9842266600722 | PQ | 2771.281 | False | -1 | AD | 8102602
node_8102602_200839490 |  | 42.34293466617899 | -75.98495139626966 | PQ | 2771.281 | False | -1 | AN | 8102602
node_8102602_200839491 |  | 42.34314032173955 | -75.98570639765649 | PQ | 2771.281 | False | -1 | AN | 8102602
node_8102602_200839492 |  | 42.34351153106718 | -75.98638198288208 | PQ | 2771.281 | False | -1 | AN | 8102602
node_8102602_200839494 |  | 42.34399886605142 | -75.98696176575277 | PQ | 2771.281 | False | -1 | AN | 8102602
node_8102602_200839496 |  | 42.34432331232187 | -75.98769402734867 | PQ | 7199.557 | False | -1 | AN | 8102602
node_8102602_200839497 |  | 42.34464731213427 | -75.98840694661612 | PQ | 7199.557 | False | -1 | AN | 8102602
node_8102602_200839498 |  | 42.34496761976597 | -75.98913545692646 | PQ | 7199.557 | False | -1 | AN | 8102602
node_8102602_200839499 |  | 42.34529178939676 | -75.98987564339846 | PQ | 7199.557 | False | -1 | AN | 8102602
node_8102602_200839500 |  | 42.345597793936754 | -75.99053636805465 | PQ | 7199.557 | False | -1 | AN | 8102602
node_8102602_200839501 |  | 42.345896948221615 | -75.99118963959883 | PQ | 7199.557 | False | -1 | AN | 8102602
node_8102602_200839502 |  | 42.34621676557116 | -75.99199814816643 | PQ | 7199.557 | False | -1 | AN | 8102602
node_8102602_200840001 |  | 42.34814582042633 | -75.98198645396381 | PQ | 2771.281 | False | -1 | AD | 8102602
node_8102602_200840008 |  | 42.34239015717404 | -75.98311438868265 | PQ | 2771.281 | False | -1 | AN | 8102602
node_8102602_200840009 |  | 42.34272989257851 | -75.98273201245937 | PQ | 2771.281 | False | -1 | AD | 8102602
node_8102602_200840010 |  | 42.34280209826664 | -75.98259767762958 | PQ | 2771.281 | False | -1 | AD | 8102602
node_8102602_200840011 |  | 42.34301857016368 | -75.981684825494 | PQ | 2771.281 | False | -1 | AN | 8102602
node_8102602_200840127 |  | 42.32480101917313 | -75.98580716494817 | PQ | 2771.281 | False | -1 | AD | 8102602
node_8102602_200840128 |  | 42.324787403572046 | -75.98477931650667 | PQ | 2771.281 | False | -1 | AN | 8102602
node_8102602_200840130 |  | 42.324502804367484 | -75.98384722096094 | PQ | 2771.281 | False | -1 | AN | 8102602
node_8102602_200840131 |  | 42.32446254918964 | -75.98318768332413 | PQ | 2771.281 | False | -1 | AD | 8102602
node_8102602_200840132 |  | 42.324715044499555 | -75.98267899606545 | PQ | 2771.281 | False | -1 | AN | 8102602
node_8102602_200840246 |  | 42.331779125656695 | -75.98182274801374 | PQ | 2771.281 | False | -1 | AD | 8102602
node_8102602_200840247 |  | 42.33117683183259 | -75.98243521576713 | PQ | 2771.281 | False | -1 | AD | 8102602
node_8102602_200840266 |  | 42.33029374054488 | -75.98409100506382 | PQ | 2771.281 | False | -1 | AD | 8102602
node_8102602_200840267 |  | 42.33063056712451 | -75.98371329702248 | PQ | 2771.281 | False | -1 | AD | 8102602
node_8102602_200840268 |  | 42.330577717994984 | -75.98286990454272 | PQ | 2771.281 | False | -1 | AN | 8102602
node_8102602_200840270 |  | 42.33041979509989 | -75.9814974057884 | PQ | 2771.281 | False | -1 | AD | 8102602
node_8102602_200843743 |  | 42.25837829945226 | -76.00707820962832 | PQ | 7199.557 | False | -1 | AN | 8102602
node_8102602_200843747 |  | 42.25850628500681 | -76.00769905119462 | PQ | 7199.557 | False | -1 | AN | 8102602
node_8102602_200843749 |  | 42.258662109822964 | -76.00847219267231 | PQ | 7199.557 | False | -1 | AN | 8102602
node_8102602_200843788 |  | 42.26030303215525 | -76.00925278345744 | PQ | 2771.281 | False | -1 | AD | 8102602
node_8102602_200843877 |  | 42.26067670658868 | -76.00889300625676 | PQ | 2771.281 | False | -1 | AD | 8102602
node_8102602_200843878 |  | 42.26089327708996 | -76.00829625509637 | PQ | 2771.281 | False | -1 | AD | 8102602
node_8102602_200843879 |  | 42.26109970778935 | -76.00771245842621 | PQ | 2771.281 | False | -1 | AD | 8102602
node_8102602_200843880 |  | 42.2612585893367 | -76.00726389065491 | PQ | 2771.281 | False | -1 | AN | 8102602
node_8102602_200843882 |  | 42.261369354757676 | -76.0067011978195 | PQ | 2771.281 | False | -1 | AD | 8102602
node_8102602_200843883 |  | 42.26163061488825 | -76.0064670430308 | PQ | 2771.281 | False | -1 | AD | 8102602
node_8102602_200843884 |  | 42.26224285678379 | -76.00602721430914 | PQ | 2771.281 | False | -1 | AN | 8102602
node_8102602_200843885 |  | 42.262872529716404 | -76.00554696225161 | PQ | 2771.281 | False | -1 | AN | 8102602
node_8102602_200843886 |  | 42.26345953714549 | -76.00512580625774 | PQ | 2771.281 | False | -1 | AD | 8102602
node_8102602_200843887 |  | 42.26400025536552 | -76.00494385749397 | PQ | 2771.281 | False | -1 | AD | 8102602
node_8102602_200843888 |  | 42.26453326876038 | -76.00476914117834 | PQ | 2771.281 | False | -1 | AN | 8102602
node_8102602_200843889 |  | 42.26504834988 | -76.00460769132599 | PQ | 2771.281 | False | -1 | AD | 8102602
node_8102602_200843890 |  | 42.265617205913316 | -76.00443865139785 | PQ | 2771.281 | False | -1 | AN | 8102602
node_8102602_200843891 |  | 42.265905878020476 | -76.00435739383478 | PQ | 2771.281 | False | -1 | AD | 8102602
node_8102602_200843892 |  | 42.26627686274958 | -76.00421647713478 | PQ | 2771.281 | False | -1 | AD | 8102602
node_8102602_200843893 |  | 42.26694896289215 | -76.00402691546793 | PQ | 2771.281 | False | -1 | AD | 8102602
node_8102602_200843894 |  | 42.26759277457608 | -76.0038129095721 | PQ | 2771.281 | False | -1 | AN | 8102602
node_8102602_200843895 |  | 42.268205840912564 | -76.0036027348574 | PQ | 2771.281 | False | -1 | AD | 8102602
node_8102602_200843896 |  | 42.268710716494134 | -76.00345159533352 | PQ | 2771.281 | False | -1 | AN | 8102602
node_8102602_200843897 |  | 42.269256811383826 | -76.00331150802525 | PQ | 2771.281 | False | -1 | AN | 8102602
node_8102602_200843898 |  | 42.26962656082102 | -76.00332743386845 | PQ | 2771.281 | False | -1 | AN | 8102602
node_8102602_200843899 |  | 42.2703596120742 | -76.00346007186927 | PQ | 2771.281 | False | -1 | AN | 8102602
node_8102602_200843900 |  | 42.271074542060695 | -76.003543889894 | PQ | 2771.281 | False | -1 | AD | 8102602
node_8102602_200843901 |  | 42.27162007271506 | -76.0036450148133 | PQ | 2771.281 | False | -1 | AD | 8102602
node_8102602_200843902 |  | 42.27203625652865 | -76.00370408044056 | PQ | 2771.281 | False | -1 | AN | 8102602
node_8102602_200843903 |  | 42.27255520512538 | -76.00385849948589 | PQ | 2771.281 | False | -1 | AD | 8102602
node_8102602_200843904 |  | 42.27290538162246 | -76.00379586519144 | PQ | 2771.281 | False | -1 | AD | 8102602
node_8102602_200843905 |  | 42.273246059245146 | -76.0037079534717 | PQ | 2771.281 | False | -1 | AD | 8102602
node_8102602_200843906 |  | 42.27359772576173 | -76.00364867859425 | PQ | 2771.281 | False | -1 | AD | 8102602
node_8102602_200843907 |  | 42.27398586214925 | -76.0035590434137 | PQ | 2771.281 | False | -1 | AD | 8102602
node_8102602_200843908 |  | 42.27478950581577 | -76.00340295417125 | PQ | 2771.281 | False | -1 | AN | 8102602
node_8102602_200843910 |  | 42.27571402183708 | -76.00353572533129 | PQ | 2771.281 | False | -1 | AN | 8102602
node_8102602_200843911 |  | 42.2763950949648 | -76.00363533984454 | PQ | 2771.281 | False | -1 | AN | 8102602
node_8102602_200843912 |  | 42.27705909312628 | -76.00373097479927 | PQ | 2771.281 | False | -1 | AD | 8102602
node_8102602_200843913 |  | 42.27774195208621 | -76.00383378893845 | PQ | 2771.281 | False | -1 | AD | 8102602
node_8102602_200843914 |  | 42.27844162032875 | -76.00393341866989 | PQ | 2771.281 | False | -1 | AN | 8102602
node_8102602_200843915 |  | 42.27904577941624 | -76.00401912755561 | PQ | 2771.281 | False | -1 | AD | 8102602
node_8102602_200843916 |  | 42.27967034684083 | -76.00411734960382 | PQ | 2771.281 | False | -1 | AN | 8102602
node_8102602_200843917 |  | 42.2803337424209 | -76.00421074748358 | PQ | 2771.281 | False | -1 | AD | 8102602
node_8102602_200843918 |  | 42.280954760093124 | -76.00429876192615 | PQ | 2771.281 | False | -1 | AD | 8102602
node_8102602_200843919 |  | 42.28157676654667 | -76.00438847319768 | PQ | 2771.281 | False | -1 | AN | 8102602
node_8102602_200843920 |  | 42.281998006566184 | -76.00445816493101 | PQ | 2771.281 | False | -1 | AD | 8102602
node_8102602_200843921 |  | 42.28250296705695 | -76.00452919206113 | PQ | 2771.281 | False | -1 | AD | 8102602
node_8102602_200843922 |  | 42.28303575585329 | -76.00459403299415 | PQ | 2771.281 | False | -1 | AN | 8102602
node_8102602_200843923 |  | 42.28357898848123 | -76.00468196373662 | PQ | 2771.281 | False | -1 | AD | 8102602
node_8102602_200843924 |  | 42.28427953868385 | -76.00479897645363 | PQ | 2771.281 | False | -1 | AD | 8102602
node_8102602_200843925 |  | 42.2847147613313 | -76.00489186071924 | PQ | 2771.281 | False | -1 | AD | 8102602
node_8102602_200843926 |  | 42.285311473060254 | -76.00500075833268 | PQ | 2771.281 | False | -1 | AD | 8102602
node_8102602_200843927 |  | 42.28589936244941 | -76.0051203733614 | PQ | 2771.281 | False | -1 | AD | 8102602
node_8102602_200843928 |  | 42.286612753114284 | -76.00525140584243 | PQ | 2771.281 | False | -1 | AD | 8102602
node_8102602_200843929 |  | 42.28723560044281 | -76.0053660445207 | PQ | 2771.281 | False | -1 | AD | 8102602
node_8102602_200843944 |  | 42.29613360802198 | -76.00318216095954 | PQ | 2771.281 | False | -1 | AD | 8102602
node_8102602_200843945 |  | 42.296728394229405 | -76.0030550509688 | PQ | 2771.281 | False | -1 | AD | 8102602
node_8102602_200843946 |  | 42.29733112629454 | -76.0029397617126 | PQ | 2771.281 | False | -1 | AD | 8102602
node_8102602_200843947 |  | 42.2979541571365 | -76.00282210602676 | PQ | 2771.281 | False | -1 | AN | 8102602
node_8102602_200843948 |  | 42.29844643602739 | -76.00272913425651 | PQ | 2771.281 | False | -1 | AN | 8102602
node_8102602_200843949 |  | 42.29914199028223 | -76.00259657234668 | PQ | 2771.281 | False | -1 | AD | 8102602
node_8102602_200843950 |  | 42.2998980793187 | -76.00244484311767 | PQ | 2771.281 | False | -1 | AD | 8102602
node_8102602_200843952 |  | 42.301150717357125 | -76.00219860127598 | PQ | 2771.281 | False | -1 | AD | 8102602
node_8102602_200843953 |  | 42.30184072238489 | -76.0020755050847 | PQ | 2771.281 | False | -1 | AN | 8102602
node_8102602_200843954 |  | 42.30237456569871 | -76.00185352485363 | PQ | 2771.281 | False | -1 | AN | 8102602
node_8102602_200843955 |  | 42.30301864306627 | -76.00164014670844 | PQ | 2771.281 | False | -1 | AD | 8102602
node_8102602_200843956 |  | 42.3036384364026 | -76.00129395174861 | PQ | 2771.281 | False | -1 | AD | 8102602
node_8102602_200843957 |  | 42.304272727300095 | -76.00094065369531 | PQ | 2771.281 | False | -1 | AD | 8102602
node_8102602_200843958 |  | 42.3049054542249 | -76.00057756653676 | PQ | 2771.281 | False | -1 | AD | 8102602
node_8102602_200843959 |  | 42.305542725161416 | -76.00022659306306 | PQ | 2771.281 | False | -1 | AD | 8102602
node_8102602_200843960 |  | 42.3060258749438 | -75.99995311825776 | PQ | 2771.281 | False | -1 | AD | 8102602
node_8102602_200843961 |  | 42.30654616839269 | -75.99967025002036 | PQ | 2771.281 | False | -1 | AD | 8102602
node_8102602_200843962 |  | 42.30706594964738 | -75.9993742789153 | PQ | 2771.281 | False | -1 | AD | 8102602
node_8102602_200843963 |  | 42.307762295475094 | -75.99898587628599 | PQ | 2771.281 | False | -1 | AD | 8102602
node_8102602_200843964 |  | 42.30828123859381 | -75.99869289175209 | PQ | 2771.281 | False | -1 | AD | 8102602
node_8102602_200843965 |  | 42.30877885306926 | -75.99841161381626 | PQ | 2771.281 | False | -1 | AD | 8102602
node_8102602_200843966 |  | 42.30933268017418 | -75.9981043736363 | PQ | 2771.281 | False | -1 | AD | 8102602
node_8102602_200843967 |  | 42.309838415803775 | -75.99782314896416 | PQ | 2771.281 | False | -1 | AD | 8102602
node_8102602_200843968 |  | 42.31017875652867 | -75.99763464876656 | PQ | 2771.281 | False | -1 | AD | 8102602
node_8102602_200843969 |  | 42.31086249470967 | -75.99724901204456 | PQ | 2771.281 | False | -1 | AD | 8102602
node_8102602_200843970 |  | 42.31156281209673 | -75.99684902836731 | PQ | 2771.281 | False | -1 | AD | 8102602
node_8102602_200843971 |  | 42.31205663852627 | -75.9965866894777 | PQ | 2771.281 | False | -1 | AD | 8102602
node_8102602_200843972 |  | 42.31259812914611 | -75.99627813292369 | PQ | 2771.281 | False | -1 | AD | 8102602
node_8102602_200843973 |  | 42.313096439329215 | -75.99600525543264 | PQ | 2771.281 | False | -1 | AD | 8102602
node_8102602_200843974 |  | 42.31360621225432 | -75.99571013274205 | PQ | 2771.281 | False | -1 | AD | 8102602
node_8102602_200843975 |  | 42.31384807200218 | -75.9962321473368 | PQ | 2771.281 | False | -1 | AN | 8102602
node_8102602_200843977 |  | 42.31409476609643 | -75.99542444913818 | PQ | 2771.281 | False | -1 | AD | 8102602
node_8102602_200843978 |  | 42.31466624335893 | -75.99512697904072 | PQ | 2771.281 | False | -1 | AN | 8102602
node_8102602_200843979 |  | 42.3149877725875 | -75.99493416448426 | PQ | 2771.281 | False | -1 | AD | 8102602
node_8102602_200843980 |  | 42.31529526440801 | -75.99476777632697 | PQ | 2771.281 | False | -1 | AD | 8102602
node_8102602_200843981 |  | 42.31566753099213 | -75.99456190455746 | PQ | 2771.281 | False | -1 | AN | 8102602
node_8102602_200843982 |  | 42.31616410738414 | -75.99427923035206 | PQ | 2771.281 | False | -1 | AD | 8102602
node_8102602_200843983 |  | 42.3166357040373 | -75.99401534681544 | PQ | 2771.281 | False | -1 | AD | 8102602
node_8102602_200843984 |  | 42.31708116509088 | -75.99353200546392 | PQ | 2771.281 | False | -1 | AD | 8102602
node_8102602_200843985 |  | 42.3175247745761 | -75.99304521338622 | PQ | 2771.281 | False | -1 | AD | 8102602
node_8102602_200843986 |  | 42.31796286496331 | -75.99257081272546 | PQ | 2771.281 | False | -1 | AD | 8102602
node_8102602_200843987 |  | 42.31840067049385 | -75.99208134224507 | PQ | 2771.281 | False | -1 | AD | 8102602
node_8102602_200843988 |  | 42.31884129994005 | -75.9915851301034 | PQ | 2771.281 | False | -1 | AD | 8102602
node_8102602_200843989 |  | 42.31929531764979 | -75.9910495865315 | PQ | 2771.281 | False | -1 | AD | 8102602
node_8102602_200843990 |  | 42.31970702866585 | -75.99058376893386 | PQ | 2771.281 | False | -1 | AD | 8102602
node_8102602_200843991 |  | 42.32010548562968 | -75.990133998925 | PQ | 2771.281 | False | -1 | AD | 8102602
node_8102602_200843992 |  | 42.32063128174254 | -75.98937180313554 | PQ | 2771.281 | False | -1 | AD | 8102602
node_8102602_200843993 |  | 42.321098202911685 | -75.98861591528873 | PQ | 2771.281 | False | -1 | AN | 8102602
node_8102602_200843994 |  | 42.321340533768655 | -75.98819928290392 | PQ | 2771.281 | False | -1 | AN | 8102602
node_8102602_200843995 |  | 42.26463745508786 | -76.0050717854628 | PQ | 2771.281 | False | -1 | AD | 8102602
node_8102602_200843996 |  | 42.27367659819157 | -76.00125737481203 | PQ | 2771.281 | False | -1 | AN | 8102602
node_8102602_200843997 |  | 42.31855124463463 | -75.99552483217039 | PQ | 2771.281 | False | -1 | AN | 8102602
node_8102602_200844000 |  | 42.2637478887889 | -76.00588923091662 | PQ | 2771.281 | False | -1 | AD | 8102602
node_8102602_200844001 |  | 42.26437011710197 | -76.00586186098924 | PQ | 2771.281 | False | -1 | AN | 8102602
node_8102602_200844006 |  | 42.265912596803304 | -76.00501543628373 | PQ | 2771.281 | False | -1 | AN | 8102602
node_8102602_200844007 |  | 42.266932457639264 | -76.00480020151849 | PQ | 2771.281 | False | -1 | AN | 8102602
node_8102602_200844018 |  | 42.27163574804899 | -76.00302842673308 | PQ | 2771.281 | False | -1 | AN | 8102602
node_8102602_200844019 |  | 42.271681875656675 | -76.00230709180265 | PQ | 2771.281 | False | -1 | AN | 8102602
node_8102602_200844020 |  | 42.27305109676578 | -76.00310724938463 | PQ | 2771.281 | False | -1 | AN | 8102602
node_8102602_200844021 |  | 42.27304708686034 | -76.00141033671498 | PQ | 2771.281 | False | -1 | AN | 8102602
node_8102602_200844022 |  | 42.2735382482366 | -76.00335987525999 | PQ | 2771.281 | False | -1 | AN | 8102602
node_8102602_200844025 |  | 42.2801031536846 | -76.00363931179396 | PQ | 2771.281 | False | -1 | AN | 8102602
node_8102602_200844028 |  | 42.28384137434345 | -76.00408726703283 | PQ | 2771.281 | False | -1 | AD | 8102602
node_8102602_200844030 |  | 42.283496128058005 | -76.00384583794595 | PQ | 2771.281 | False | -1 | AN | 8102602
node_8102602_200844031 |  | 42.28289419852176 | -76.00364030097677 | PQ | 2771.281 | False | -1 | AN | 8102602
node_8102602_200844032 |  | 42.290957978688354 | -76.0062661932663 | PQ | 2771.281 | False | -1 | AN | 8102602
node_8102602_200844033 |  | 42.291277497486185 | -76.00652257423178 | PQ | 2771.281 | False | -1 | AD | 8102602
node_8102602_200844034 |  | 42.29144558209522 | -76.00712241468617 | PQ | 2771.281 | False | -1 | AN | 8102602
node_8102602_200844037 |  | 42.29636217263252 | -76.00255525874627 | PQ | 2771.281 | False | -1 | AN | 8102602
node_8102602_200844040 |  | 42.29928776020569 | -76.00324538876367 | PQ | 2771.281 | False | -1 | AN | 8102602
node_8102602_200844041 |  | 42.30118599028223 | -76.00110489989137 | PQ | 2771.281 | False | -1 | AD | 8102602
node_8102602_200844042 |  | 42.30106362242991 | -76.00019696703798 | PQ | 2771.281 | False | -1 | AN | 8102602
node_8102602_200844043 |  | 42.30612348765579 | -76.00025852844955 | PQ | 2771.281 | False | -1 | AD | 8102602
node_8102602_200844044 |  | 42.30621300934272 | -76.00052964062975 | PQ | 2771.281 | False | -1 | AN | 8102602
node_8102602_200844046 |  | 42.3072805864101 | -76.00009848628041 | PQ | 2771.281 | False | -1 | AN | 8102602
node_8102602_200844048 |  | 42.312869216831835 | -75.99701963957429 | PQ | 2771.281 | False | -1 | AN | 8102602
node_8102602_200844049 |  | 42.31413381885044 | -75.9968590381364 | PQ | 2771.281 | False | -1 | AN | 8102602
node_8102602_200844050 |  | 42.31670532958135 | -75.99424447199003 | PQ | 2771.281 | False | -1 | AN | 8102602
node_8102602_200844051 |  | 42.31966912355554 | -75.99036846949129 | PQ | 2771.281 | False | -1 | AD | 8102602
node_8102602_200844052 |  | 42.319245908712375 | -75.98965231255241 | PQ | 2771.281 | False | -1 | AN | 8102602
node_8102602_200844054 |  | 42.32076317859831 | -75.98816689858063 | PQ | 2771.281 | False | -1 | AD | 8102602
node_8102602_200844055 |  | 42.3200162816675 | -75.98717282312292 | PQ | 2771.281 | False | -1 | AD | 8102602
node_8102602_200844057 |  | 42.31891976425792 | -75.98572293222757 | PQ | 2771.281 | False | -1 | AD | 8102602
node_8102602_200844058 |  | 42.318614315736234 | -75.98496612367985 | PQ | 2771.281 | False | -1 | AN | 8102602
node_8102602_200844059 |  | 42.28175351189411 | -76.00399500290875 | PQ | 2771.281 | False | -1 | AD | 8102602
node_8102602_200844060 |  | 42.281751569938535 | -76.00315718409365 | PQ | 2771.281 | False | -1 | AN | 8102602
node_8102602_200844064 |  | 42.28236922684984 | -76.00158485138951 | PQ | 2771.281 | False | -1 | AN | 8102602
node_8102602_200844066 |  | 42.281784347628765 | -76.00074670538318 | PQ | 2771.281 | False | -1 | AN | 8102602
node_8102602_200844067 |  | 42.28185540019518 | -75.99976079068362 | PQ | 2771.281 | False | -1 | AN | 8102602
node_8102602_200844068 |  | 42.282845704412495 | -75.99912508854793 | PQ | 2771.281 | False | -1 | AD | 8102602
node_8102602_200844069 |  | 42.28365045737662 | -75.99858896287998 | PQ | 2771.281 | False | -1 | AN | 8102602
node_8102602_200844070 |  | 42.284279352431405 | -75.9982042392498 | PQ | 2771.281 | False | -1 | AD | 8102602
node_8102602_200844071 |  | 42.285118274501045 | -75.99767331440069 | PQ | 2771.281 | False | -1 | AN | 8102602
node_8102602_200844499 |  | 42.276668957264064 | -75.99189959892696 | PQ | 2771.281 | False | -1 | AN | 8102602
node_8102602_200844500 |  | 42.27652640019517 | -76.0031972954565 | PQ | 2771.281 | False | -1 | AD | 8102602
node_8102602_200844501 |  | 42.276010354945285 | -76.00208572029946 | PQ | 2771.281 | False | -1 | AD | 8102602
node_8102602_200844502 |  | 42.276493677285075 | -76.00186663913493 | PQ | 2771.281 | False | -1 | AN | 8102602
node_8102602_200844503 |  | 42.27539464820658 | -76.00236287790844 | PQ | 2771.281 | False | -1 | AN | 8102602
node_8102602_200844504 |  | 42.27550408247043 | -76.00102656041757 | PQ | 2771.281 | False | -1 | AD | 8102602
node_8102602_200844505 |  | 42.27492230928267 | -76.00027962467519 | PQ | 2771.281 | False | -1 | AD | 8102602
node_8102602_200844506 |  | 42.27634969867184 | -75.98990267472095 | PQ | 2771.281 | False | -1 | AD | 8102602
node_8102602_200844507 |  | 42.27639759019968 | -75.98912265081366 | PQ | 2771.281 | False | -1 | AN | 8102602
node_8102602_200844508 |  | 42.27647809233835 | -75.98773349954723 | PQ | 2771.281 | False | -1 | AN | 8102602
node_8102602_200844510 |  | 42.27654916681682 | -75.98631543370644 | PQ | 2771.281 | False | -1 | AD | 8102602
node_8102602_200844511 |  | 42.27627633438398 | -75.98505262771636 | PQ | 2771.281 | False | -1 | AN | 8102602
node_8102602_200844512 |  | 42.27488642008111 | -76.00000291219847 | PQ | 2771.281 | False | -1 | AN | 8102602
node_8102602_200844513 |  | 42.27486844124275 | -75.99919510747249 | PQ | 2771.281 | False | -1 | AN | 8102602
node_8102602_200844514 |  | 42.274879564347955 | -75.99847147839886 | PQ | 2771.281 | False | -1 | AN | 8102602
node_8102602_200844515 |  | 42.274864466944386 | -75.99683127634047 | PQ | 2771.281 | False | -1 | AN | 8102602
node_8102602_200844516 |  | 42.27507810123075 | -75.99577464648384 | PQ | 2771.281 | False | -1 | AD | 8102602
node_8102602_200844517 |  | 42.275141985817264 | -75.99445131772414 | PQ | 2771.281 | False | -1 | AD | 8102602
node_8102602_200844518 |  | 42.27562152011112 | -75.99306437309629 | PQ | 2771.281 | False | -1 | AD | 8102602
node_8102602_200844519 |  | 42.27626154374913 | -75.99308912168922 | PQ | 2771.281 | False | -1 | AN | 8102602
node_8102602_200844520 |  | 42.27588812404329 | -75.99195379092662 | PQ | 2771.281 | False | -1 | AD | 8102602
node_8102602_200844521 |  | 42.275993247110975 | -75.99182977022987 | PQ | 2771.281 | False | -1 | AN | 8102602
node_8102602_200844522 |  | 42.27619896840769 | -75.99058143294062 | PQ | 2771.281 | False | -1 | AN | 8102602
node_8102602_200844523 |  | 42.27643233175753 | -75.99045166356994 | PQ | 2771.281 | False | -1 | AN | 8102602
node_8102602_200844533 |  | 42.260982461879095 | -76.00836101613386 | PQ | 2771.281 | False | -1 | AD | 8102602
node_8102602_200844534 |  | 42.26160184984248 | -76.00915851814045 | PQ | 2771.281 | False | -1 | AN | 8102602
node_8102602_200844535 |  | 42.26218493227531 | -76.0098918031601 | PQ | 2771.281 | False | -1 | AD | 8102602
node_8102602_200844608 |  | 42.25991122276008 | -76.00864082170912 | PQ | 2771.281 | False | -1 | AD | 8102602
node_8102602_200844609 |  | 42.25991244983497 | -76.00784514208162 | PQ | 2771.281 | False | -1 | AN | 8102602
node_8102602_200844610 |  | 42.25991964246592 | -76.00710135270147 | PQ | 2771.281 | False | -1 | AD | 8102602
node_8102602_200844611 |  | 42.25939903677028 | -76.0070999183864 | PQ | 2771.281 | False | -1 | AN | 8102602
node_8102602_200844612 |  | 42.25884567255746 | -76.00707848355587 | PQ | 7199.557 | False | -1 | AN | 8102602
node_8102602_200844613 |  | 42.260326524613596 | -76.00727937897494 | PQ | 2771.281 | False | -1 | AD | 8102602
node_8102602_200844614 |  | 42.260355689554316 | -76.00691624996637 | PQ | 2771.281 | False | -1 | AD | 8102602
node_8102602_200844615 |  | 42.260373397231035 | -76.00616850765952 | PQ | 2771.281 | False | -1 | AD | 8102602
node_8102602_200844616 |  | 42.25979374677328 | -76.00615807558546 | PQ | 2771.281 | False | -1 | AN | 8102602
node_8102602_200844748 |  | 42.31058013601239 | -75.99863397450225 | PQ | 2771.281 | False | -1 | AD | 8102602
node_8102602_200844749 |  | 42.31104593692789 | -75.99978461096653 | PQ | 2771.281 | False | -1 | AD | 8102602
node_8102602_200844750 |  | 42.31138105436748 | -76.00062510818431 | PQ | 2771.281 | False | -1 | AN | 8102602
node_8102602_200844751 |  | 42.31168374197067 | -76.00138536365365 | PQ | 2771.281 | False | -1 | AD | 8102602
node_8102602_200844752 |  | 42.311706053917234 | -76.00264503469515 | PQ | 2771.281 | False | -1 | AN | 8102602
node_8102602_200844753 |  | 42.31243604296121 | -76.00338067092623 | PQ | 2771.281 | False | -1 | AD | 8102602
node_8102602_200844754 |  | 42.31291839843172 | -76.00401687526244 | PQ | 2771.281 | False | -1 | AN | 8102602
node_8102602_200844755 |  | 42.31345693092459 | -76.00472056849796 | PQ | 2771.281 | False | -1 | AN | 8102602
node_8102602_200844756 |  | 42.31377488848875 | -76.00553154241348 | PQ | 2771.281 | False | -1 | AD | 8102602
node_8102602_200844757 |  | 42.31343434507737 | -76.00627444533364 | PQ | 2771.281 | False | -1 | AN | 8102602
node_8102602_200845095 |  | 42.329220915541136 | -75.97903144914062 | PQ | 1066.732 | False | -1 | AN | 8102602
node_8102602_200845096 |  | 42.329791445107396 | -75.98056731524012 | PQ | 1066.732 | False | -1 | AN | 8102602
node_8102602_200845099 |  | 42.32907011954083 | -75.98052447601547 | PQ | 1066.732 | False | -1 | AN | 8102602
node_8102602_200845100 |  | 42.32716763852628 | -75.97927618057626 | PQ | 1066.732 | False | -1 | AN | 8102602
node_8102602_200845101 |  | 42.329095195144916 | -75.97975581629682 | PQ | 1066.732 | False | -1 | AN | 8102602
node_8102602_200845143 |  | 42.3376791372881 | -75.97564570846852 | PQ | 2771.281 | False | -1 | ABCN | 8102602
node_8102602_200845144 |  | 42.3379101916555 | -75.97609104998205 | PQ | 2771.281 | False | -1 | ABCD | 8102602
node_8102602_200845145 |  | 42.33816565604842 | -75.97669121762766 | PQ | 2771.281 | False | -1 | ABCD | 8102602
node_8102602_200845146 |  | 42.33848751669677 | -75.97726978684715 | PQ | 2771.281 | False | -1 | ABCD | 8102602
node_8102602_200845147 |  | 42.33869004157295 | -75.97767691546791 | PQ | 2771.281 | False | -1 | ABCD | 8102602
node_8102602_200845148 |  | 42.33888586410035 | -75.97807244782253 | PQ | 2771.281 | False | -1 | ABCD | 8102602
node_8102602_200845149 |  | 42.33870199733612 | -75.97833916574834 | PQ | 2771.281 | False | -1 | AN | 8102602
node_8102602_200845150 |  | 42.33917493062444 | -75.97856878551433 | PQ | 2771.281 | False | -1 | AD | 8102602
node_8102602_200845151 |  | 42.339633985367044 | -75.97901854030499 | PQ | 2771.281 | False | -1 | AN | 8102602
node_8102602_200845154 |  | 42.33987498506688 | -75.97943041319868 | PQ | 2771.281 | False | -1 | AN | 8102602
node_8102602_200845156 |  | 42.340284356971424 | -75.98016464935564 | PQ | 2771.281 | False | -1 | AN | 8102602
node_8102602_200845158 |  | 42.34060050953033 | -75.98072072227535 | PQ | 2771.281 | False | -1 | AN | 8102602
node_8102602_200845159 |  | 42.34091321368011 | -75.98128925889843 | PQ | 2771.281 | False | -1 | AD | 8102602
node_8102602_200845160 |  | 42.34124573180258 | -75.98190235440244 | PQ | 2771.281 | False | -1 | AD | 8102602
node_8102602_200845437 |  | 42.33757849797398 | -75.97765037493228 | PQ | 2771.281 | False | -1 | ABCD | 8102602
node_8102602_200845438 |  | 42.33844001684685 | -75.97749519878164 | PQ | 2771.281 | False | -1 | ABCD | 8102602
node_8102602_200846000 |  | 42.338411331232265 | -75.97375480183216 | PQ | 2771.281 | False | -1 | ABCN | 8102602
node_8102602_200846001 |  | 42.33998519446955 | -75.97071289349479 | PQ | 2771.281 | False | -1 | ABCN | 8102602
node_8102602_200846003 |  | 42.343127456626235 | -75.97514852997134 | PQ | 2771.281 | False | -1 | AD | 8102602
node_8102602_200846004 |  | 42.34295895294922 | -75.97589524504987 | PQ | 2771.281 | False | -1 | AN | 8102602
node_8102602_200846005 |  | 42.342803237693325 | -75.97658633381369 | PQ | 2771.281 | False | -1 | AN | 8102602
node_8102602_200846006 |  | 42.3439114287484 | -75.97569406809414 | PQ | 2771.281 | False | -1 | AN | 8102602
node_8102602_200846007 |  | 42.3436991749213 | -75.97669214213313 | PQ | 2771.281 | False | -1 | AN | 8102602
node_8102602_200846010 |  | 42.344272889952066 | -75.97633750107394 | PQ | 2771.281 | False | -1 | AN | 8102602
node_8102602_200846011 |  | 42.34482867544659 | -75.97709078660905 | PQ | 2771.281 | False | -1 | AD | 8102602
node_8102602_200846012 |  | 42.34569770467516 | -75.97835717648454 | PQ | 2771.281 | False | -1 | AD | 8102602
node_8102602_200846013 |  | 42.346615482740596 | -75.97965630070183 | PQ | 2771.281 | False | -1 | AD | 8102602
node_8102602_200846014 |  | 42.34706656697443 | -75.98089945239045 | PQ | 2771.281 | False | -1 | AD | 8102602
node_8102602_200846015 |  | 42.34803399774886 | -75.98070871511788 | PQ | 2771.281 | False | -1 | AN | 8102602
node_8102602_200846016 |  | 42.34795086068597 | -75.97936861970962 | PQ | 2771.281 | False | -1 | AD | 8102602
node_8102602_200846017 |  | 42.34674921199169 | -75.97868400248409 | PQ | 2771.281 | False | -1 | AN | 8102602
node_8102602_200846018 |  | 42.34853338162249 | -75.97969896111267 | PQ | 2771.281 | False | -1 | AN | 8102602
node_8102602_200846019 |  | 42.346805777952966 | -75.97792615529441 | PQ | 2771.281 | False | -1 | AD | 8102602
node_8102602_200846020 |  | 42.3468781972836 | -75.97688271581006 | PQ | 2771.281 | False | -1 | AN | 8102602
node_8102602_200846021 |  | 42.347793334946815 | -75.97791331874522 | PQ | 2771.281 | False | -1 | AN | 8102602
node_8102602_200846023 |  | 42.33804713923917 | -75.97414107771843 | PQ | 2771.281 | False | -1 | ABCD | 8102602
node_8102602_200846024 |  | 42.33825810025523 | -75.97413437029809 | PQ | 2771.281 | False | -1 | ABCN | 8102602
node_8102602_200846025 |  | 42.338548837573256 | -75.97418298482852 | PQ | 2771.281 | False | -1 | ABCD | 8102602
node_8102602_200846026 |  | 42.33929029209824 | -75.97423175534547 | PQ | 2771.281 | False | -1 | ABCN | 8102602
node_8102602_200846027 |  | 42.33998365240892 | -75.97425381412208 | PQ | 2771.281 | False | -1 | ABCD | 8102602
node_8102602_200846028 |  | 42.34083609421441 | -75.974292928693 | PQ | 2771.281 | False | -1 | ABCN | 8102602
node_8102602_200846029 |  | 42.340699817687316 | -75.97509512551339 | PQ | 2771.281 | False | -1 | AN | 8102602
node_8102602_200846031 |  | 42.34134668610245 | -75.97431819090009 | PQ | 2771.281 | False | -1 | ABCN | 8102602
node_8102602_200846032 |  | 42.34174197677481 | -75.97421141622513 | PQ | 2771.281 | False | -1 | ABCN | 8102602
node_8102602_200846033 |  | 42.342265461166235 | -75.9745019354111 | PQ | 2771.281 | False | -1 | AN | 8102602
node_8102602_200846035 |  | 42.34207979213576 | -75.9752876280968 | PQ | 2771.281 | False | -1 | AD | 8102602
node_8102602_200846036 |  | 42.34197245047285 | -75.97584360590278 | PQ | 2771.281 | False | -1 | AN | 8102602
node_8102602_200846038 |  | 42.342670735517125 | -75.97481819237282 | PQ | 2771.281 | False | -1 | AD | 8102602
node_8102602_200846433 |  | 42.329303321289295 | -75.9789068044978 | PQ | 1066.732 | False | -1 | AN | 8102602
node_8102602_200846499 |  | 42.33289432035128 | -75.96831066685165 | PQ | 2771.281 | False | -1 | ABCN | 8102602
node_8102602_200846501 |  | 42.333236526339576 | -75.96865684659328 | PQ | 2771.281 | False | -1 | ABCN | 8102602
node_8102602_200846502 |  | 42.33346847910109 | -75.96890422219066 | PQ | 2771.281 | False | -1 | ABCD | 8102602
node_8102602_200846503 |  | 42.33354694615797 | -75.96865372305834 | PQ | 2771.281 | False | -1 | AD | 8102602
node_8102602_200846504 |  | 42.33375130616848 | -75.96833957001238 | PQ | 2771.281 | False | -1 | AN | 8102602
node_8102602_200846510 |  | 42.33375095557565 | -75.9692506264007 | PQ | 2771.281 | False | -1 | ABCN | 8102602
node_8102602_200846513 |  | 42.33420042379568 | -75.96942579545768 | PQ | 2771.281 | False | -1 | ABCD | 8102602
node_8102602_200846514 |  | 42.33361661552613 | -75.97018847442492 | PQ | 2771.281 | False | -1 | AD | 8102602
node_8102602_200846515 |  | 42.33356582612946 | -75.97058199417297 | PQ | 2771.281 | False | -1 | AD | 8102602
node_8102602_200846516 |  | 42.33360934072498 | -75.97108577356312 | PQ | 2771.281 | False | -1 | AN | 8102602
node_8102602_200846517 |  | 42.33459558299574 | -75.9698896955625 | PQ | 2771.281 | False | -1 | ABCD | 8102602
node_8102602_200846518 |  | 42.33490224489728 | -75.97025510730063 | PQ | 2771.281 | False | -1 | ABCN | 8102602
node_8102602_200846520 |  | 42.335536858997536 | -75.97126661520305 | PQ | 2771.281 | False | -1 | ABCN | 8102602
node_8102602_200846521 |  | 42.335987233828696 | -75.97198934640306 | PQ | 2771.281 | False | -1 | ABCD | 8102602
node_8102602_200846522 |  | 42.336101606521176 | -75.97217420945155 | PQ | 2771.281 | False | -1 | ABCN | 8102602
node_8102602_200846523 |  | 42.33624153962188 | -75.97237147913519 | PQ | 2771.281 | False | -1 | ABCD | 8102602
node_8102602_200846524 |  | 42.33651048540456 | -75.97281626518452 | PQ | 2771.281 | False | -1 | ABCN | 8102602
node_8102602_200846525 |  | 42.33634845126078 | -75.97312956601147 | PQ | 2771.281 | False | -1 | ABCD | 8102602
node_8102602_200846526 |  | 42.33611700247645 | -75.97361750706304 | PQ | 2771.281 | False | -1 | ABCD | 8102602
node_8102602_200846527 |  | 42.33567829307378 | -75.97454823677559 | PQ | 2771.281 | False | -1 | ABCN | 8102602
node_8102602_200846529 |  | 42.33506427356305 | -75.97386853122316 | PQ | 2771.281 | False | -1 | AD | 8102602
node_8102602_200846530 |  | 42.33455604269857 | -75.97331128650227 | PQ | 2771.281 | False | -1 | AN | 8102602
node_8102602_200846531 |  | 42.33391990571073 | -75.97290896683177 | PQ | 2771.281 | False | -1 | AN | 8102602
node_8102602_200846532 |  | 42.33675732466616 | -75.97324503408147 | PQ | 2771.281 | False | -1 | ABCD | 8102602
node_8102602_200846533 |  | 42.33706558066946 | -75.97374612745985 | PQ | 2771.281 | False | -1 | ABCD | 8102602
node_8102602_200846534 |  | 42.3369467187454 | -75.97400499660053 | PQ | 2771.281 | False | -1 | ABCN | 8102602
node_8102602_200846536 |  | 42.33724829978997 | -75.9740988662444 | PQ | 2771.281 | False | -1 | ABCD | 8102602
node_8102602_200846537 |  | 42.337543792023205 | -75.97475841529486 | PQ | 2771.281 | False | -1 | ABCN | 8102602
node_8102602_200846550 |  | 42.3323332896594 | -75.96771285422201 | PQ | 2771.281 | False | -1 | ABCN | 8102602
node_8102602_200846551 |  | 42.33247732579177 | -75.96748525086714 | PQ | 2771.281 | False | -1 | AD | 8102602
node_8102602_200846552 |  | 42.33284400206372 | -75.96673682374144 | PQ | 2771.281 | False | -1 | AN | 8102602
node_8102602_200846557 |  | 42.332671452874166 | -75.96807378039658 | PQ | 2771.281 | False | -1 | ABCD | 8102602
node_8102602_200846673 |  | 42.333835401883626 | -75.98023534168543 | PQ | 2771.281 | False | -1 | ABCN | 8102602
node_8102602_200846675 |  | 42.334164512682065 | -75.97945093874193 | PQ | 2771.281 | False | -1 | ABCD | 8102602
node_8102602_200846676 |  | 42.334479038271134 | -75.97884115700033 | PQ | 2771.281 | False | -1 | ABCD | 8102602
node_8102602_200846677 |  | 42.33464075469017 | -75.97851185043466 | PQ | 2771.281 | False | -1 | ABCD | 8102602
node_8102602_200846678 |  | 42.33452710235638 | -75.97812345921899 | PQ | 2771.281 | False | -1 | ABCD | 8102602
node_8102602_200846679 |  | 42.33458738514942 | -75.9780712950441 | PQ | 2771.281 | False | -1 | ABCD | 8102602
node_8102602_200846680 |  | 42.335500931449886 | -75.9779383412657 | PQ | 2771.281 | False | -1 | ABCD | 8102602
node_8102602_200846681 |  | 42.33623153677031 | -75.9778276555141 | PQ | 2771.281 | False | -1 | ABCD | 8102602
node_8102602_200846682 |  | 42.33755687077902 | -75.97368919238018 | PQ | 2771.281 | False | -1 | ABCN | 8102602
node_8102602_200846683 |  | 42.33729585168101 | -75.9728656938885 | PQ | 2771.281 | False | -1 | ABCN | 8102602
node_8102602_200846684 |  | 42.336936370779014 | -75.97174099303652 | PQ | 2771.281 | False | -1 | ABCN | 8102602
node_8102602_200846686 |  | 42.3366929169294 | -75.9709813729269 | PQ | 2771.281 | False | -1 | ABCD | 8102602
node_8102602_200846687 |  | 42.336730066073926 | -75.96971667988039 | PQ | 2771.281 | False | -1 | ABCD | 8102602
node_8102602_200846688 |  | 42.3363573283807 | -75.96934774132508 | PQ | 2771.281 | False | -1 | ABCN | 8102602
node_8102602_200846691 |  | 42.33553020321185 | -75.96850642993377 | PQ | 2771.281 | False | -1 | ABCD | 8102602
node_8102602_200846692 |  | 42.335265483716135 | -75.96903508727152 | PQ | 2771.281 | False | -1 | AN | 8102602
node_8102602_200846694 |  | 42.33472745246144 | -75.9677021482204 | PQ | 2771.281 | False | -1 | ABCD | 8102602
node_8102602_200846695 |  | 42.334151242195794 | -75.96792677641776 | PQ | 2771.281 | False | -1 | AN | 8102602
node_8102602_200846712 |  | 42.33723379127279 | -75.97381889707351 | PQ | 2771.281 | False | -1 | ABCN | 8102602
node_8102602_200846801 |  | 42.33033276043083 | -75.9806134453999 | PQ | 1066.732 | False | -1 | AN | 8102602
node_8102602_200846802 |  | 42.33350110614597 | -75.98099821848922 | PQ | 2771.281 | False | -1 | ABCD | 8102602
node_8102602_200911531 |  | 42.33817952363809 | -75.97392256343173 | PQ | 2771.281 | False | -1 | ABCN | 8102602
node_8102602_200911534 |  | 42.33370342833567 | -75.98163836433845 | PQ | 2771.281 | False | -1 | ABCD | 8102602
node_8102602_200911537 |  | 42.33325505024022 | -75.98093177584096 | PQ | 2771.281 | False | -1 | AD | 8102602
node_8102602_200953670 |  | 42.31948715218378 | -75.98576450453731 | PQ | 2771.281 | False | -1 | AN | 8102602
node_8102602_200953671 |  | 42.31919570272408 | -75.98594205524215 | PQ | 2771.281 | False | -1 | AD | 8102602
node_8102602_200959362 |  | 42.32479709417688 | -75.98174992894093 | PQ | 2771.281 | False | -1 | AD | 8102602
node_8102602_200959363 |  | 42.32450990661122 | -75.98106959563786 | PQ | 2771.281 | False | -1 | AN | 8102602
node_8102602_200962229 |  | 42.28423850562817 | -76.00438440613452 | PQ | 2771.281 | False | -1 | AD | 8102602
node_8102602_200963023 |  | 42.33182898105217 | -75.96715819279008 | PQ | 2771.281 | False | -1 | AN | 8102602
node_8102602_200964450 |  | 42.27583162381816 | -75.9921541308815 | PQ | 2771.281 | False | -1 | AD | 8102602
node_8102602_200964451 |  | 42.27636261856528 | -75.99216900286456 | PQ | 2771.281 | False | -1 | AN | 8102602
node_8102602_200966331 |  | 42.26276883367108 | -76.00968246544622 | PQ | 2771.281 | False | -1 | AN | 8102602
node_8102602_200968765 |  | 42.28178117585929 | -76.00193162083627 | PQ | 2771.281 | False | -1 | AN | 8102602
node_8102602_200969726 |  | 42.33316336199919 | -75.97292458831103 | PQ | 2771.281 | False | -1 | AN | 8102602
node_8102602_200969732 |  | 42.33383437749521 | -75.97310444076815 | PQ | 2771.281 | False | -1 | AD | 8102602
node_8102602_200978360 |  | 42.331737865263484 | -75.96729102101837 | PQ | 2771.281 | False | -1 | AD | 8102602
node_8102602_200980883 |  | 42.30059259001208 | -76.0023140617369 | PQ | 2771.281 | False | -1 | AD | 8102602
node_8102602_200982466 |  | 42.28847044315631 | -76.00559543981828 | PQ | 2771.281 | False | -1 | AD | 8102602
node_8102602_200982467 |  | 42.28907277806551 | -76.00574565864123 | PQ | 2771.281 | False | -1 | AD | 8102602
node_8102602_200982468 |  | 42.28961220621349 | -76.00552410451967 | PQ | 2771.281 | False | -1 | AD | 8102602
node_8102602_200982469 |  | 42.29004631682432 | -76.00536379983664 | PQ | 2771.281 | False | -1 | AD | 8102602
node_8102602_200982470 |  | 42.29048946889546 | -76.00518006293473 | PQ | 2771.281 | False | -1 | AD | 8102602
node_8102602_200982471 |  | 42.29098690533551 | -76.0049968510606 | PQ | 2771.281 | False | -1 | AD | 8102602
node_8102602_200982472 |  | 42.29146089040229 | -76.00482289185028 | PQ | 2771.281 | False | -1 | AD | 8102602
node_8102602_200982473 |  | 42.29192362363057 | -76.00462050124334 | PQ | 2771.281 | False | -1 | AD | 8102602
node_8102602_200982474 |  | 42.292449619690906 | -76.00441879545527 | PQ | 2771.281 | False | -1 | AD | 8102602
node_8102602_200982475 |  | 42.29297374500983 | -76.00421288944482 | PQ | 2771.281 | False | -1 | AD | 8102602
node_8102602_200982476 |  | 42.29369935438248 | -76.00392820643741 | PQ | 2771.281 | False | -1 | AD | 8102602
node_8102602_200982477 |  | 42.294416891903126 | -76.00366682248966 | PQ | 2771.281 | False | -1 | AD | 8102602
node_8102602_200982478 |  | 42.29474489888196 | -76.00351205723035 | PQ | 2771.281 | False | -1 | AD | 8102602
node_8102602_200984544 |  | 42.29399725146338 | -76.00534135680056 | PQ | 2771.281 | False | -1 | AD | 8102602
node_8102602_200984545 |  | 42.29333806573623 | -76.00563423100253 | PQ | 2771.281 | False | -1 | AN | 8102602
node_8102602_200984546 |  | 42.29389675183859 | -76.00488425542528 | PQ | 2771.281 | False | -1 | AN | 8102602
node_8102602_200985559 |  | 42.28178591981847 | -76.00228491888957 | PQ | 2771.281 | False | -1 | AD | 8102602
node_8102602_201026874 |  | 42.34082176099364 | -75.97404427096252 | PQ | 2771.281 | False | -1 | ABCN | 8102602
node_8102602_201026897 |  | 42.34075057969392 | -75.97309577400495 | PQ | 2771.281 | False | -1 | ABCN | 8102602
node_8102602_201030691 |  | 42.332989158449735 | -75.96920758553493 | PQ | 2771.281 | False | -1 | ABCN | 8102602
node_8102602_201042072 |  | 42.26514462047883 | -76.00381121274314 | PQ | 2771.281 | False | -1 | AN | 8102602
node_8102602_201047722 |  | 42.278510484429006 | -75.9904505868825 | PQ | 2771.281 | False | -1 | AN | 8102602
node_8102602_201055190 |  | 42.330031371116704 | -75.9805802507076 | PQ | 1066.732 | False | -1 | AN | 8102602
node_8102602_201066647 |  | 42.33527709710349 | -75.97082704519076 | PQ | 2771.281 | False | -1 | ABCN | 8102602
node_8102602_310042196 |  | 42.28397902859079 | -76.0047406222771 | PQ | 2771.281 | False | -1 | AD | 8102602
node_8102602_311856267 |  | 42.343598056281046 | -75.97716509326062 | PQ | 2771.281 | False | -1 | AD | 8102602
node_8102602_311859274 |  | 42.28787641291468 | -76.00537177797644 | PQ | 2771.281 | False | -1 | AD | 8102602
node_8102602_311874256 |  | 42.31464537486876 | -75.99990977302807 | PQ | 2771.281 | False | -1 | AN | 8102602
node_8102602_311878822 |  | 42.25812944702092 | -76.00608274170558 | PQ | 7199.557 | False | -1 | AN | 8102602
node_8102602_311886767 |  | 42.265012493546514 | -76.00393834936573 | PQ | 2771.281 | False | -1 | AN | 8102602
node_8102602_311889196 |  | 42.31249128324337 | -76.00000614606535 | PQ | 2771.281 | False | -1 | AN | 8102602
node_8102602_311899694 |  | 42.31618401448305 | -75.99501268277187 | PQ | 2771.281 | False | -1 | AD | 8102602
node_8102602_311899695 |  | 42.3156561860274 | -75.9957776711005 | PQ | 2771.281 | False | -1 | AN | 8102602
node_8102602_311985969 |  | 42.34631971660673 | -75.97688442405268 | PQ | 2771.281 | False | -1 | AN | 8102602
node_8102602_311995284 |  | 42.32327065957535 | -75.98709216667862 | PQ | 2771.281 | False | -1 | AN | 8102602
node_8102602_311995286 |  | 42.32426286466315 | -75.986566454062 | PQ | 2771.281 | False | -1 | AN | 8102602
node_8102602_312046702 |  | 42.264696677885404 | -76.0048733515871 | PQ | 2771.281 | False | -1 | AN | 8102602
node_8102602_312070904 |  | 42.27651262573172 | -75.9901768571724 | PQ | 2771.281 | False | -1 | AN | 8102602
node_8102602_312070905 |  | 42.27850960520793 | -75.99031850434588 | PQ | 2771.281 | False | -1 | AN | 8102602
node_8102602_312145150 |  | 42.348110309207655 | -75.98158070639442 | PQ | 2771.281 | False | -1 | AN | 8102602
node_8102602_312145153 |  | 42.349004030579415 | -75.98156842911396 | PQ | 2771.281 | False | -1 | AN | 8102602
node_220388715 |  | 42.34401556029576 | -75.98699944600862 | PQ | 2771.281 | False | -1 | AD | 8102602
node_220388763 |  | 42.33041454168551 | -75.98143493508957 | PQ | 2771.281 | False | -1 | AD | 8102602
node_220416404 |  | 42.33033765777436 | -75.98064742002478 | PQ | 1066.732 | False | -1 | AD | 8102602
node_220465098 |  | 42.33034151977346 | -75.98068742486024 | PQ | 1066.732 | False | -1 | AD | 8102602
node_220465121 |  | 42.25889723435396 | -76.00708048094423 | PQ | 7199.557 | False | -1 | AN | 8102602
node_220623968 |  | 42.2589398642504 | -76.00708213211861 | PQ | 2771.281 | False | -1 | AD | 8102602
node_311843388 |  | 42.344299074853765 | -75.98763932553942 | PQ | 7199.557 | False | -1 | AN | 8102602
node_311897257 |  | 42.333681740882575 | -75.98162144931244 | PQ | 2771.281 | False | -1 | ABCD | 8102602
node_311908075 |  | 42.34428635216879 | -75.98761061260616 | PQ | 2771.281 | False | -1 | AD | 8102602
node_SOURCE_8102602 |  | 42.33353199666075 | -75.98182946684773 | SWING | 2771.281 | False | -1 | ABCN | 8102602
node_intto1_1367387_568_15351267_745 |  | 42.2599196369879 | -76.00961176170279 | PQ | 2771.281 | False | -1 | AD | 8102602
node_intto1_1367392_221_15351276_892 |  | 42.25994469067994 | -76.00959405913508 | PQ | 2771.281 | False | -1 | AD | 8102602
node_intto1_1374746_127_15378195_325 |  | 42.3336744523864 | -75.9816157615113 | PQ | 2771.281 | False | -1 | ABCD | 8102602
node_intto1_8102602_200838979 |  | 42.344878963605076 | -75.98796965172428 | PQ | 7199.557 | False | -1 | AN | 8102602
node_intto1_8102602_200839389 |  | 42.32973017079402 | -75.98430348533539 | PQ | 2771.281 | False | -1 | AD | 8102602
node_intto1_8102602_200840128 |  | 42.324787403572046 | -75.98477931650667 | PQ | 2771.281 | False | -1 | AD | 8102602
node_intto1_8102602_200840270 |  | 42.33041979509989 | -75.9814974057884 | PQ | 2771.281 | False | -1 | AD | 8102602
node_intto1_8102602_200843879 |  | 42.26109970778935 | -76.00771245842621 | PQ | 2771.281 | False | -1 | AD | 8102602
node_intto1_8102602_200843893 |  | 42.26694896289215 | -76.00402691546793 | PQ | 2771.281 | False | -1 | AD | 8102602
node_intto1_8102602_200843910 |  | 42.27571402183708 | -76.00353572533129 | PQ | 2771.281 | False | -1 | AD | 8102602
node_intto1_8102602_200843924 |  | 42.28427953868385 | -76.00479897645363 | PQ | 2771.281 | False | -1 | AD | 8102602
node_intto1_8102602_200843925 |  | 42.2847147613313 | -76.00489186071924 | PQ | 2771.281 | False | -1 | AD | 8102602
node_intto1_8102602_200843950 |  | 42.2998980793187 | -76.00244484311767 | PQ | 2771.281 | False | -1 | AD | 8102602
node_intto1_8102602_200843982 |  | 42.31616410738414 | -75.99427923035206 | PQ | 2771.281 | False | -1 | AD | 8102602
node_intto1_8102602_200843994 |  | 42.321340533768655 | -75.98819928290392 | PQ | 2771.281 | False | -1 | AD | 8102602
node_intto1_8102602_200843997 |  | 42.31855124463463 | -75.99552483217039 | PQ | 2771.281 | False | -1 | AN | 8102602
node_intto1_8102602_200844007 |  | 42.266932457639264 | -76.00480020151849 | PQ | 2771.281 | False | -1 | AD | 8102602
node_intto1_8102602_200844020 |  | 42.27305109676578 | -76.00310724938463 | PQ | 2771.281 | False | -1 | AD | 8102602
node_intto1_8102602_200844050 |  | 42.31670532958135 | -75.99424447199003 | PQ | 2771.281 | False | -1 | AD | 8102602
node_intto1_8102602_200844054 |  | 42.32076317859831 | -75.98816689858063 | PQ | 2771.281 | False | -1 | AD | 8102602
node_intto1_8102602_200844501 |  | 42.276010354945285 | -76.00208572029946 | PQ | 2771.281 | False | -1 | AD | 8102602
node_intto1_8102602_200844533 |  | 42.260982461879095 | -76.00836101613386 | PQ | 2771.281 | False | -1 | AD | 8102602
node_intto1_8102602_200844748 |  | 42.31058013601239 | -75.99863397450225 | PQ | 2771.281 | False | -1 | AD | 8102602
node_intto1_8102602_200844749 |  | 42.31104593692789 | -75.99978461096653 | PQ | 2771.281 | False | -1 | AD | 8102602
node_intto1_8102602_200845150 |  | 42.33917493062444 | -75.97856878551433 | PQ | 2771.281 | False | -1 | AD | 8102602
node_intto1_8102602_200845438 |  | 42.33844001684685 | -75.97749519878164 | PQ | 2771.281 | False | -1 | ABCD | 8102602
node_intto1_8102602_200846001 |  | 42.33998519446955 | -75.97071289349479 | PQ | 2771.281 | False | -1 | ABCN | 8102602
node_intto1_8102602_200846026 |  | 42.33929029209824 | -75.97423175534547 | PQ | 2771.281 | False | -1 | ABCD | 8102602
node_intto1_8102602_200846028 |  | 42.34083609421441 | -75.974292928693 | PQ | 2771.281 | False | -1 | ABCD | 8102602
node_intto1_8102602_200846503 |  | 42.33354694615797 | -75.96865372305834 | PQ | 2771.281 | False | -1 | AD | 8102602
node_intto1_8102602_200846522 |  | 42.336101606521176 | -75.97217420945155 | PQ | 2771.281 | False | -1 | ABCD | 8102602
node_intto1_8102602_200846552 |  | 42.33284400206372 | -75.96673682374144 | PQ | 2771.281 | False | -1 | AD | 8102602
node_intto1_8102602_200846682 |  | 42.33755687077902 | -75.97368919238018 | PQ | 2771.281 | False | -1 | ABCD | 8102602
node_intto1_8102602_200911531 |  | 42.33817952363809 | -75.97392256343173 | PQ | 2771.281 | False | -1 | ABCD | 8102602
node_intto1_8102602_200953671 |  | 42.31919570272408 | -75.98594205524215 | PQ | 2771.281 | False | -1 | AD | 8102602
node_intto1_8102602_200962229 |  | 42.28423850562817 | -76.00438440613452 | PQ | 2771.281 | False | -1 | AD | 8102602
node_intto1_8102602_200982478 |  | 42.29474489888196 | -76.00351205723035 | PQ | 2771.281 | False | -1 | AD | 8102602
node_intto1_8102602_201026897 |  | 42.34075057969392 | -75.97309577400495 | PQ | 2771.281 | False | -1 | ABCN | 8102602
node_intto1_8102602_201030691 |  | 42.332989158449735 | -75.96920758553493 | PQ | 2771.281 | False | -1 | ABCN | 8102602
node_intto1_8102602_310042196 |  | 42.28397902859079 | -76.0047406222771 | PQ | 2771.281 | False | -1 | AD | 8102602
node_intto1_8102602_311874256 |  | 42.31464537486876 | -75.99990977302807 | PQ | 2771.281 | False | -1 | AN | 8102602
node_intto1_8102602_311995286 |  | 42.32426286466315 | -75.986566454062 | PQ | 2771.281 | False | -1 | AN | 8102602
node_intto1_8102602_312070905 |  | 42.27850960520793 | -75.99031850434588 | PQ | 2771.281 | False | -1 | AN | 8102602
node_intto1_8102602_312145153 |  | 42.349004030579415 | -75.98156842911396 | PQ | 2771.281 | False | -1 | AN | 8102602
node_intto1_220388715 |  | 42.34401556029576 | -75.98699944600862 | PQ | 2771.281 | False | -1 | AD | 8102602
node_intto1_220388763 |  | 42.33041454168551 | -75.98143493508957 | PQ | 2771.281 | False | -1 | AD | 8102602
node_intto1_220416404 |  | 42.33033765777436 | -75.98064742002478 | PQ | 1066.732 | False | -1 | AD | 8102602
node_intto1_220465098 |  | 42.33034151977346 | -75.98068742486024 | PQ | 2771.281 | False | -1 | AD | 8102602
node_intto1_220465121 |  | 42.25889723435396 | -76.00708048094423 | PQ | 2771.281 | False | -1 | AD | 8102602
node_intto1_220623968 |  | 42.2589398642504 | -76.00708213211861 | PQ | 2771.281 | False | -1 | AD | 8102602
node_intto1_311843388 |  | 42.344299074853765 | -75.98763932553942 | PQ | 2771.281 | False | -1 | AD | 8102602
node_intto1_311897257 |  | 42.333681740882575 | -75.98162144931244 | PQ | 2771.281 | False | -1 | ABCD | 8102602
node_intto1_311908075 |  | 42.34428635216879 | -75.98761061260616 | PQ | 2771.281 | False | -1 | AD | 8102602

## Capacitor
Name | GroupId | NominalVoltage | RemoteSense | RemoteSenseB | ParticipatingPhases | PhasesConnected | SwitchA | SwitchB | SwitchC | Control | ControlLevel | VoltageSetHigh | VoltageSetLow | ReactivePowerSetHigh | ReactivePowerSetLow | CapacitorA | CapacitorB | CapacitorC | TimeDelay | DwellTime | LockoutTime | CurrentSetHigh | CurrentSetLow | Status | ParentNode | Phases | Feeder | Comments
cap_220369173 |  | 0 |  |  |  |  | CLOSED | CLOSED | CLOSED | MANUAL | BANK | 0 | 0 | 0 | 0 | 100000 | 100000 | 100000 | 0 | 0 | 0 | 0 | 0 | OPEN | node_1376700_751_15379966_89 | ABCN | 8102602
cap_220623947 |  | 0 |  |  |  |  | CLOSED | OPEN | OPEN | MANUAL | BANK | 0 | 0 | 0 | 0 | 100000 | 0 | 0 | 0 | 0 | 0 | 0 | 0 | OPEN | node_1368218_545_15351900_446 | AN | 8102602
cap_310042285 |  | 0 |  |  |  |  | CLOSED | OPEN | OPEN | MANUAL | BANK | 0 | 0 | 0 | 0 | 100000 | 0 | 0 | 0 | 0 | 0 | 0 | 0 | OPEN | node_1368669_121_15360040_293 | AN | 8102602

## EVChargingStation
Name | GroupId | ServiceCharge | ServiceDischarge | ChargeEfficiency | DischargeEfficiency | CommitmentStatus | ConstructionTime | CalendarLife | YearOfInstallation | DepthOfDischarge | ReactivePower | ReactivePowerA | ReactivePowerB | ReactivePowerC | ActivePower | ActivePowerA | ActivePowerB | ActivePowerC | Energy | MaxEnergy | PowerCharge | PowerDischarge | RampUpLimit | RampDownLimit | CapitalCost | FixedOperatingCost | VariableOperatingCost | MaxReactivePower | MaxActivePower | OutputSchedule | PlanningStatus | UnitType | UnitSubtype | ParentNode | Phases | Feeder | Comments
evchargingstation_load_220341253 |  | 0 | 0 | 0.92 | 0 | False | 0 | 0 | 0 | 0 | 0 | 0 | 0 | 0 | 0 | 0 | 0 | 0 | 0 | 378.63271761858533 | 0 | 0 | 0 | 0 | 0 | 0 | 0.001 | 26.882796740013685 | 63.105452936430886 | OPTIMIZED | INSTALLED |  |  | node_1373096_831_15382258_372 | AN | 8102602
evchargingstation_load_220341254 |  | 0 | 0 | 0.92 | 0 | False | 0 | 0 | 0 | 0 | 0 | 0 | 0 | 0 | 0 | 0 | 0 | 0 | 0 | 3549.4545480436664 | 0 | 0 | 0 | 0 | 0 | 0 | 0.001 | 252.01020642894565 | 591.5757580072777 | OPTIMIZED | INSTALLED |  |  | node_1373989_977_15382796_748 | AN | 8102602
evchargingstation_load_220341255 |  | 0 | 0 | 0.92 | 0 | False | 0 | 0 | 0 | 0 | 0 | 0 | 0 | 0 | 0 | 0 | 0 | 0 | 0 | 7648.229442808375 | 0 | 0 | 0 | 0 | 0 | 0 | 0.001 | 543.0220123325437 | 1274.7049071347292 | OPTIMIZED | INSTALLED |  |  | node_1373333_175_15382502_573 | AN | 8102602
evchargingstation_load_220341256 |  | 0 | 0 | 0.92 | 0 | False | 0 | 0 | 0 | 0 | 0 | 0 | 0 | 0 | 0 | 0 | 0 | 0 | 0 | 8461.98687951424 | 0 | 0 | 0 | 0 | 0 | 0 | 0.001 | 600.7985568484842 | 1410.3311465857064 | OPTIMIZED | INSTALLED |  |  | node_1373616_317_15382386_386 | AN | 8102602
evchargingstation_load_220341257 |  | 0 | 0 | 0.92 | 0 | False | 0 | 0 | 0 | 0 | 0 | 0 | 0 | 0 | 0 | 0 | 0 | 0 | 0 | 8793.214780886976 | 0 | 0 | 0 | 0 | 0 | 0 | 0.001 | 624.3156242561332 | 1465.535796814496 | OPTIMIZED | INSTALLED |  |  | node_1373874_774_15382118_982 | AN | 8102602
evchargingstation_load_220341258 |  | 0 | 0 | 0.92 | 0 | False | 0 | 0 | 0 | 0 | 0 | 0 | 0 | 0 | 0 | 0 | 0 | 0 | 0 | 9101.27035994146 | 0 | 0 | 0 | 0 | 0 | 0 | 0.001 | 646.1875009530032 | 1516.8783933235766 | OPTIMIZED | INSTALLED |  |  | node_1374272_178_15381897_804 | AN | 8102602
evchargingstation_load_220341259 |  | 0 | 0 | 0.92 | 0 | False | 0 | 0 | 0 | 0 | 0 | 0 | 0 | 0 | 0 | 0 | 0 | 0 | 0 | 147992.08110222616 | 0 | 0 | 0 | 0 | 0 | 0 | 0.001 | 10507.393761136269 | 24665.34685037103 | OPTIMIZED | INSTALLED |  |  | node_1374268_603_15382355_602 | AN | 8102602
evchargingstation_load_220341260 |  | 0 | 0 | 0.92 | 0 | False | 0 | 0 | 0 | 0 | 0 | 0 | 0 | 0 | 0 | 0 | 0 | 0 | 0 | 7285.650752416818 | 0 | 0 | 0 | 0 | 0 | 0 | 0.001 | 517.2790262834678 | 1214.275125402803 | OPTIMIZED | INSTALLED |  |  | node_1373980_818_15382400_523 | AN | 8102602
evchargingstation_load_220341261 |  | 0 | 0 | 0.92 | 0 | False | 0 | 0 | 0 | 0 | 0 | 0 | 0 | 0 | 0 | 0 | 0 | 0 | 0 | 7108.450640571322 | 0 | 0 | 0 | 0 | 0 | 0 | 0.001 | 504.6978814478904 | 1184.7417734285536 | OPTIMIZED | INSTALLED |  |  | node_1373637_857_15382650_261 | AN | 8102602
evchargingstation_load_220341262 |  | 0 | 0 | 0.92 | 0 | False | 0 | 0 | 0 | 0 | 0 | 0 | 0 | 0 | 0 | 0 | 0 | 0 | 0 | 8996.313370617587 | 0 | 0 | 0 | 0 | 0 | 0 | 0.001 | 638.7355673320989 | 1499.3855617695979 | OPTIMIZED | INSTALLED |  |  | node_1373759_379_15382911_631 | AN | 8102602
evchargingstation_load_220341402 |  | 0 | 0 | 0.92 | 0 | False | 0 | 0 | 0 | 0 | 0 | 0 | 0 | 0 | 0 | 0 | 0 | 0 | 0 | 156.75394509409432 | 0 | 0 | 0 | 0 | 0 | 0 | 0.001 | 11.129498548954228 | 26.125657515682384 | OPTIMIZED | INSTALLED |  |  | node_1373301_948_15374051_845 | AN | 8102602
evchargingstation_load_220341403 |  | 0 | 0 | 0.92 | 0 | False | 0 | 0 | 0 | 0 | 0 | 0 | 0 | 0 | 0 | 0 | 0 | 0 | 0 | 358.4894570412766 | 0 | 0 | 0 | 0 | 0 | 0 | 0.001 | 25.45263786011535 | 59.74824284021276 | OPTIMIZED | INSTALLED |  |  | node_1373379_224_15374451_182 | AN | 8102602
evchargingstation_load_220341404 |  | 0 | 0 | 0.92 | 0 | False | 0 | 0 | 0 | 0 | 0 | 0 | 0 | 0 | 0 | 0 | 0 | 0 | 0 | 456.63105744801396 | 0 | 0 | 0 | 0 | 0 | 0 | 0.001 | 32.42067886790311 | 76.10517624133566 | OPTIMIZED | INSTALLED |  |  | node_1373598_19_15374979_191 | AN | 8102602
evchargingstation_load_220341405 |  | 0 | 0 | 0.92 | 0 | False | 0 | 0 | 0 | 0 | 0 | 0 | 0 | 0 | 0 | 0 | 0 | 0 | 0 | 500.2495465176749 | 0 | 0 | 0 | 0 | 0 | 0 | 0.001 | 35.51757897075846 | 83.37492441961248 | OPTIMIZED | INSTALLED |  |  | node_1373763_991_15375334_311 | AN | 8102602
evchargingstation_load_220341406 |  | 0 | 0 | 0.92 | 0 | False | 0 | 0 | 0 | 0 | 0 | 0 | 0 | 0 | 0 | 0 | 0 | 0 | 0 | 523.4218688359324 | 0 | 0 | 0 | 0 | 0 | 0 | 0.001 | 37.16280123426415 | 87.23697813932206 | OPTIMIZED | INSTALLED |  |  | node_1373865_673_15375789_021 | AN | 8102602
evchargingstation_load_220341416 |  | 0 | 0 | 0.92 | 0 | False | 0 | 0 | 0 | 0 | 0 | 0 | 0 | 0 | 0 | 0 | 0 | 0 | 0 | 1025.0344931370341 | 0 | 0 | 0 | 0 | 0 | 0 | 0.001 | 72.77715241710062 | 170.8390821895057 | OPTIMIZED | INSTALLED |  |  | node_1373520_112_15375382_817 | AN | 8102602
evchargingstation_load_220341417 |  | 0 | 0 | 0.92 | 0 | False | 0 | 0 | 0 | 0 | 0 | 0 | 0 | 0 | 0 | 0 | 0 | 0 | 0 | 1188.603827148263 | 0 | 0 | 0 | 0 | 0 | 0 | 0.001 | 84.39051202644494 | 198.10063785804383 | OPTIMIZED | INSTALLED |  |  | node_1373532_528_15376321_43 | AN | 8102602
evchargingstation_load_220341418 |  | 0 | 0 | 0.92 | 0 | False | 0 | 0 | 0 | 0 | 0 | 0 | 0 | 0 | 0 | 0 | 0 | 0 | 0 | 7342.9000193207485 | 0 | 0 | 0 | 0 | 0 | 0 | 0.001 | 521.3437116125563 | 1223.8166698867915 | OPTIMIZED | INSTALLED |  |  | node_1373913_938_15376817_523 | AN | 8102602
evchargingstation_load_220341424 |  | 0 | 0 | 0.92 | 0 | False | 0 | 0 | 0 | 0 | 0 | 0 | 0 | 0 | 0 | 0 | 0 | 0 | 0 | 1814.2565297412139 | 0 | 0 | 0 | 0 | 0 | 0 | 0.001 | 128.8116709047309 | 302.3760882902023 | OPTIMIZED | INSTALLED |  |  | node_1374578_403_15381073_108 | AN | 8102602
evchargingstation_load_220341425 |  | 0 | 0 | 0.92 | 0 | False | 0 | 0 | 0 | 0 | 0 | 0 | 0 | 0 | 0 | 0 | 0 | 0 | 0 | 1702.484151500207 | 0 | 0 | 0 | 0 | 0 | 0 | 0.001 | 120.87587622343649 | 283.7473585833678 | OPTIMIZED | INSTALLED |  |  | node_1374425_825_15381189_712 | AN | 8102602
evchargingstation_load_220341426 |  | 0 | 0 | 0.92 | 0 | False | 0 | 0 | 0 | 0 | 0 | 0 | 0 | 0 | 0 | 0 | 0 | 0 | 0 | 115.86161159128713 | 0 | 0 | 0 | 0 | 0 | 0 | 0.001 | 8.226142870254916 | 19.310268598547854 | OPTIMIZED | INSTALLED |  |  | node_1374271_365_15381238_702 | AN | 8102602
evchargingstation_load_220341427 |  | 0 | 0 | 0.92 | 0 | False | 0 | 0 | 0 | 0 | 0 | 0 | 0 | 0 | 0 | 0 | 0 | 0 | 0 | 1325.2145116650486 | 0 | 0 | 0 | 0 | 0 | 0 | 0.001 | 94.08985169550084 | 220.8690852775081 | OPTIMIZED | INSTALLED |  |  | node_1373886_006_15381608_055 | AN | 8102602
evchargingstation_load_220341428 |  | 0 | 0 | 0.92 | 0 | False | 0 | 0 | 0 | 0 | 0 | 0 | 0 | 0 | 0 | 0 | 0 | 0 | 0 | 1135.898152855756 | 0 | 0 | 0 | 0 | 0 | 0 | 0.001 | 80.64842177276752 | 189.31635880929267 | OPTIMIZED | INSTALLED |  |  | node_1373656_077_15381621_628 | AN | 8102602
evchargingstation_load_220341429 |  | 0 | 0 | 0.92 | 0 | False | 0 | 0 | 0 | 0 | 0 | 0 | 0 | 0 | 0 | 0 | 0 | 0 | 0 | 378.63271761858533 | 0 | 0 | 0 | 0 | 0 | 0 | 0.001 | 26.882796740013685 | 63.105452936430886 | OPTIMIZED | INSTALLED |  |  | node_1373467_514_15381763_342 | AN | 8102602
evchargingstation_load_220341430 |  | 0 | 0 | 0.92 | 0 | False | 0 | 0 | 0 | 0 | 0 | 0 | 0 | 0 | 0 | 0 | 0 | 0 | 0 | 4922.225329041608 | 0 | 0 | 0 | 0 | 0 | 0 | 0.001 | 349.4765469365367 | 820.3708881736014 | OPTIMIZED | INSTALLED |  |  | node_1373324_952_15381937_292 | AN | 8102602
evchargingstation_load_220341432 |  | 0 | 0 | 0.92 | 0 | False | 0 | 0 | 0 | 0 | 0 | 0 | 0 | 0 | 0 | 0 | 0 | 0 | 0 | 1893.1635880929266 | 0 | 0 | 0 | 0 | 0 | 0 | 0.001 | 134.41404680552137 | 315.52726468215445 | OPTIMIZED | INSTALLED |  |  | node_1372789_007_15382348_334 | AN | 8102602
evchargingstation_load_220341433 |  | 0 | 0 | 0.92 | 0 | False | 0 | 0 | 0 | 0 | 0 | 0 | 0 | 0 | 0 | 0 | 0 | 0 | 0 | 1514.3794173872939 | 0 | 0 | 0 | 0 | 0 | 0 | 0.001 | 107.52049058578201 | 252.39656956454897 | OPTIMIZED | INSTALLED |  |  | node_1372598_851_15382466_65 | AN | 8102602
evchargingstation_load_220341434 |  | 0 | 0 | 0.92 | 0 | False | 0 | 0 | 0 | 0 | 0 | 0 | 0 | 0 | 0 | 0 | 0 | 0 | 0 | 1781.5426629389676 | 0 | 0 | 0 | 0 | 0 | 0 | 0.001 | 126.48901160395262 | 296.9237771564946 | OPTIMIZED | INSTALLED |  |  | node_1372247_155_15382679_466 | AN | 8102602
evchargingstation_load_220341435 |  | 0 | 0 | 0.92 | 0 | False | 0 | 0 | 0 | 0 | 0 | 0 | 0 | 0 | 0 | 0 | 0 | 0 | 0 | 635.1942470769387 | 0 | 0 | 0 | 0 | 0 | 0 | 0.001 | 45.09859591555854 | 105.86570784615645 | OPTIMIZED | INSTALLED |  |  | node_1371993_496_15382784_956 | AN | 8102602
evchargingstation_load_220341639 |  | 0 | 0 | 0.92 | 0 | False | 0 | 0 | 0 | 0 | 0 | 0 | 0 | 0 | 0 | 0 | 0 | 0 | 0 | 782.4066476870447 | 0 | 0 | 0 | 0 | 0 | 0 | 0.001 | 55.55062587451372 | 130.40110794784079 | OPTIMIZED | INSTALLED |  |  | node_1374381_339_15381356_998 | AN | 8102602
evchargingstation_load_220341640 |  | 0 | 0 | 0.92 | 0 | False | 0 | 0 | 0 | 0 | 0 | 0 | 0 | 0 | 0 | 0 | 0 | 0 | 0 | 2563.9493106260124 | 0 | 0 | 0 | 0 | 0 | 0 | 0.001 | 182.03963747846635 | 427.3248851043354 | OPTIMIZED | INSTALLED |  |  | node_1374736_391_15381631_461 | AN | 8102602
evchargingstation_load_220341694 |  | 0 | 0 | 0.92 | 0 | False | 0 | 0 | 0 | 0 | 0 | 0 | 0 | 0 | 0 | 0 | 0 | 0 | 0 | 545.2311133707628 | 0 | 0 | 0 | 0 | 0 | 0 | 0.001 | 38.71125128569182 | 90.87185222846047 | OPTIMIZED | INSTALLED |  |  | node_1373918_19_15374976_722 | AN | 8102602
evchargingstation_load_220341695 |  | 0 | 0 | 0.92 | 0 | False | 0 | 0 | 0 | 0 | 0 | 0 | 0 | 0 | 0 | 0 | 0 | 0 | 0 | 2842.0171784451013 | 0 | 0 | 0 | 0 | 0 | 0 | 0.001 | 201.78236774598756 | 473.66952974085024 | OPTIMIZED | INSTALLED |  |  | node_1374151_951_15374801_255 | AN | 8102602
evchargingstation_load_220341743 |  | 0 | 0 | 0.92 | 0 | False | 0 | 0 | 0 | 0 | 0 | 0 | 0 | 0 | 0 | 0 | 0 | 0 | 0 | 0 | 0 | 0 | 0 | 0 | 0 | 0 | 0.001 | 0 | 0 | OPTIMIZED | INSTALLED |  |  | node_1374400_722_15377093_482 | AN | 8102602
evchargingstation_load_220343070 |  | 0 | 0 | 0.92 | 0 | False | 0 | 0 | 0 | 0 | 0 | 0 | 0 | 0 | 0 | 0 | 0 | 0 | 0 | 12806.115775295792 | 0 | 0 | 0 | 0 | 0 | 0 | 0.001 | 909.2304021660988 | 2134.3526292159654 | OPTIMIZED | INSTALLED |  |  | node_1367881_376_15350720_179 | AN | 8102602
evchargingstation_load_220343071 |  | 0 | 0 | 0.92 | 0 | False | 0 | 0 | 0 | 0 | 0 | 0 | 0 | 0 | 0 | 0 | 0 | 0 | 0 | 8652.817769194007 | 0 | 0 | 0 | 0 | 0 | 0 | 0.001 | 614.3474869102947 | 1442.1362948656679 | OPTIMIZED | INSTALLED |  |  | node_1367656_152_15350797_756 | AN | 8102602
evchargingstation_load_220343118 |  | 0 | 0 | 0.92 | 0 | False | 0 | 0 | 0 | 0 | 0 | 0 | 0 | 0 | 0 | 0 | 0 | 0 | 0 | 2772.500211490329 | 0 | 0 | 0 | 0 | 0 | 0 | 0.001 | 196.84670095547048 | 462.0833685817215 | OPTIMIZED | INSTALLED |  |  | node_1368366_777_15352099_837 | AN | 8102602
evchargingstation_load_220343119 |  | 0 | 0 | 0.92 | 0 | False | 0 | 0 | 0 | 0 | 0 | 0 | 0 | 0 | 0 | 0 | 0 | 0 | 0 | 396.65563497722997 | 0 | 0 | 0 | 0 | 0 | 0 | 0.001 | 28.162417561932166 | 66.109272496205 | OPTIMIZED | INSTALLED |  |  | node_1368487_367_15352327_219 | AN | 8102602
evchargingstation_load_220343121 |  | 0 | 0 | 0.92 | 0 | False | 0 | 0 | 0 | 0 | 0 | 0 | 0 | 0 | 0 | 0 | 0 | 0 | 0 | 0 | 0 | 0 | 0 | 0 | 0 | 0 | 0.001 | 0 | 0 | OPTIMIZED | INSTALLED |  |  | node_1368787_027_15353346_442 | AN | 8102602
evchargingstation_load_220343122 |  | 0 | 0 | 0.92 | 0 | False | 0 | 0 | 0 | 0 | 0 | 0 | 0 | 0 | 0 | 0 | 0 | 0 | 0 | 2700.257088968703 | 0 | 0 | 0 | 0 | 0 | 0 | 0.001 | 191.71745818807094 | 450.04284816145054 | OPTIMIZED | INSTALLED |  |  | node_1368950_772_15354065_871 | AN | 8102602
evchargingstation_load_220343123 |  | 0 | 0 | 0.92 | 0 | False | 0 | 0 | 0 | 0 | 0 | 0 | 0 | 0 | 0 | 0 | 0 | 0 | 0 | 1304.46543873955 | 0 | 0 | 0 | 0 | 0 | 0 | 0.001 | 92.61665489669986 | 217.41090645659168 | OPTIMIZED | INSTALLED |  |  | node_1369047_639_15354475_165 | AN | 8102602
evchargingstation_load_220343124 |  | 0 | 0 | 0.92 | 0 | False | 0 | 0 | 0 | 0 | 0 | 0 | 0 | 0 | 0 | 0 | 0 | 0 | 0 | 1330.3639166246612 | 0 | 0 | 0 | 0 | 0 | 0 | 0.001 | 94.45545313708804 | 221.72731943744355 | OPTIMIZED | INSTALLED |  |  | node_1369095_02_15354677_667 | AN | 8102602
evchargingstation_load_220343125 |  | 0 | 0 | 0.92 | 0 | False | 0 | 0 | 0 | 0 | 0 | 0 | 0 | 0 | 0 | 0 | 0 | 0 | 0 | 2809.303311642856 | 0 | 0 | 0 | 0 | 0 | 0 | 0.001 | 199.4597084452093 | 468.2172186071426 | OPTIMIZED | INSTALLED |  |  | node_1369077_005_15354811_566 | AN | 8102602
evchargingstation_load_220343126 |  | 0 | 0 | 0.92 | 0 | False | 0 | 0 | 0 | 0 | 0 | 0 | 0 | 0 | 0 | 0 | 0 | 0 | 0 | 1780.179585155541 | 0 | 0 | 0 | 0 | 0 | 0 | 0.001 | 126.39220783914814 | 296.6965975259235 | OPTIMIZED | INSTALLED |  |  | node_1369048_065_15355077_206 | AN | 8102602
evchargingstation_load_220343127 |  | 0 | 0 | 0.92 | 0 | False | 0 | 0 | 0 | 0 | 0 | 0 | 0 | 0 | 0 | 0 | 0 | 0 | 0 | 1384.8870279617377 | 0 | 0 | 0 | 0 | 0 | 0 | 0.001 | 98.32656248929399 | 230.8145046602896 | OPTIMIZED | INSTALLED |  |  | node_1368973_74_15355689_326 | AN | 8102602
evchargingstation_load_220343128 |  | 0 | 0 | 0.92 | 0 | False | 0 | 0 | 0 | 0 | 0 | 0 | 0 | 0 | 0 | 0 | 0 | 0 | 0 | 2889.7249008650433 | 0 | 0 | 0 | 0 | 0 | 0 | 0.001 | 205.1696160378034 | 481.62081681084055 | OPTIMIZED | INSTALLED |  |  | node_1368986_72_15356697_307 | AN | 8102602
evchargingstation_load_220343129 |  | 0 | 0 | 0.92 | 0 | False | 0 | 0 | 0 | 0 | 0 | 0 | 0 | 0 | 0 | 0 | 0 | 0 | 0 | 753.7820142350796 | 0 | 0 | 0 | 0 | 0 | 0 | 0.001 | 53.5182832099695 | 125.6303357058466 | OPTIMIZED | INSTALLED |  |  | node_1368951_995_15357030_775 | AN | 8102602
evchargingstation_load_220343130 |  | 0 | 0 | 0.92 | 0 | False | 0 | 0 | 0 | 0 | 0 | 0 | 0 | 0 | 0 | 0 | 0 | 0 | 0 | 0 | 0 | 0 | 0 | 0 | 0 | 0 | 0.001 | 0 | 0 | OPTIMIZED | INSTALLED |  |  | node_1368925_81_15357279_459 | AN | 8102602
evchargingstation_load_220343131 |  | 0 | 0 | 0.92 | 0 | False | 0 | 0 | 0 | 0 | 0 | 0 | 0 | 0 | 0 | 0 | 0 | 0 | 0 | 0 | 0 | 0 | 0 | 0 | 0 | 0 | 0.001 | 0 | 0 | OPTIMIZED | INSTALLED |  |  | node_1368847_454_15358026_706 | AN | 8102602
evchargingstation_load_220343132 |  | 0 | 0 | 0.92 | 0 | False | 0 | 0 | 0 | 0 | 0 | 0 | 0 | 0 | 0 | 0 | 0 | 0 | 0 | 737.4250808339567 | 0 | 0 | 0 | 0 | 0 | 0 | 0.001 | 52.35695355958036 | 122.90418013899279 | OPTIMIZED | INSTALLED |  |  | node_1368799_107_15358475_34 | AN | 8102602
evchargingstation_load_220343133 |  | 0 | 0 | 0.92 | 0 | False | 0 | 0 | 0 | 0 | 0 | 0 | 0 | 0 | 0 | 0 | 0 | 0 | 0 | 2269.5245094058005 | 0 | 0 | 0 | 0 | 0 | 0 | 0.001 | 161.135577560556 | 378.25408490096675 | OPTIMIZED | INSTALLED |  |  | node_1368727_878_15359171_04 | AN | 8102602
evchargingstation_load_220343134 |  | 0 | 0 | 0.92 | 0 | False | 0 | 0 | 0 | 0 | 0 | 0 | 0 | 0 | 0 | 0 | 0 | 0 | 0 | 775.5912587699102 | 0 | 0 | 0 | 0 | 0 | 0 | 0.001 | 55.06673326139717 | 129.26520979498503 | OPTIMIZED | INSTALLED |  |  | node_1368673_867_15359703_549 | AN | 8102602
evchargingstation_load_220343135 |  | 0 | 0 | 0.92 | 0 | False | 0 | 0 | 0 | 0 | 0 | 0 | 0 | 0 | 0 | 0 | 0 | 0 | 0 | 1425.779361464545 | 0 | 0 | 0 | 0 | 0 | 0 | 0.001 | 101.2299181679933 | 237.62989357742416 | OPTIMIZED | INSTALLED |  |  | node_1369139_684_15365158_411 | AN | 8102602
evchargingstation_load_220343136 |  | 0 | 0 | 0.92 | 0 | False | 0 | 0 | 0 | 0 | 0 | 0 | 0 | 0 | 0 | 0 | 0 | 0 | 0 | 0 | 0 | 0 | 0 | 0 | 0 | 0 | 0.001 | 0 | 0 | OPTIMIZED | INSTALLED |  |  | node_1369229_116_15365329_282 | AN | 8102602
evchargingstation_load_220343137 |  | 0 | 0 | 0.92 | 0 | False | 0 | 0 | 0 | 0 | 0 | 0 | 0 | 0 | 0 | 0 | 0 | 0 | 0 | 0 | 0 | 0 | 0 | 0 | 0 | 0 | 0.001 | 0 | 0 | OPTIMIZED | INSTALLED |  |  | node_1369337_002_15366582_367 | AN | 8102602
evchargingstation_load_220343138 |  | 0 | 0 | 0.92 | 0 | False | 0 | 0 | 0 | 0 | 0 | 0 | 0 | 0 | 0 | 0 | 0 | 0 | 0 | 2702.983244535557 | 0 | 0 | 0 | 0 | 0 | 0 | 0.001 | 191.91100261222695 | 450.49720742259285 | OPTIMIZED | INSTALLED |  |  | node_1369394_865_15366775_475 | AN | 8102602
evchargingstation_load_220343140 |  | 0 | 0 | 0.92 | 0 | False | 0 | 0 | 0 | 0 | 0 | 0 | 0 | 0 | 0 | 0 | 0 | 0 | 0 | 1157.2530381294441 | 0 | 0 | 0 | 0 | 0 | 0 | 0.001 | 82.16462493774468 | 192.87550635490737 | OPTIMIZED | INSTALLED |  |  | node_1371312_972_15371633_51 | AN | 8102602
evchargingstation_load_220343141 |  | 0 | 0 | 0.92 | 0 | False | 0 | 0 | 0 | 0 | 0 | 0 | 0 | 0 | 0 | 0 | 0 | 0 | 0 | 1254.0315607527546 | 0 | 0 | 0 | 0 | 0 | 0 | 0.001 | 89.03586218072796 | 209.00526012545907 | OPTIMIZED | INSTALLED |  |  | node_1372907_328_15373636_566 | AN | 8102602
evchargingstation_load_220343142 |  | 0 | 0 | 0.92 | 0 | False | 0 | 0 | 0 | 0 | 0 | 0 | 0 | 0 | 0 | 0 | 0 | 0 | 0 | 408.92333502807213 | 0 | 0 | 0 | 0 | 0 | 0 | 0.001 | 29.033430576087248 | 68.15388917134536 | OPTIMIZED | INSTALLED |  |  | node_1373039_867_15373670_096 | AN | 8102602
evchargingstation_load_220343146 |  | 0 | 0 | 0.92 | 0 | False | 0 | 0 | 0 | 0 | 0 | 0 | 0 | 0 | 0 | 0 | 0 | 0 | 0 | 9864.593918660526 | 0 | 0 | 0 | 0 | 0 | 0 | 0.001 | 700.3832212002453 | 1644.0989864434212 | OPTIMIZED | INSTALLED |  |  | node_1368411_003_15352901_06 | AN | 8102602
evchargingstation_load_220343147 |  | 0 | 0 | 0.92 | 0 | False | 0 | 0 | 0 | 0 | 0 | 0 | 0 | 0 | 0 | 0 | 0 | 0 | 0 | 7300.644608034514 | 0 | 0 | 0 | 0 | 0 | 0 | 0.001 | 518.3435837217789 | 1216.7741013390857 | OPTIMIZED | INSTALLED |  |  | node_1368562_415_15353460_193 | AN | 8102602
evchargingstation_load_220343148 |  | 0 | 0 | 0.92 | 0 | False | 0 | 0 | 0 | 0 | 0 | 0 | 0 | 0 | 0 | 0 | 0 | 0 | 0 | 1468.0347727507788 | 0 | 0 | 0 | 0 | 0 | 0 | 0.001 | 104.23004605877064 | 244.6724621251298 | OPTIMIZED | INSTALLED |  |  | node_1368646_329_15353792_881 | AN | 8102602
evchargingstation_load_220343149 |  | 0 | 0 | 0.92 | 0 | False | 0 | 0 | 0 | 0 | 0 | 0 | 0 | 0 | 0 | 0 | 0 | 0 | 0 | 887.3636370109166 | 0 | 0 | 0 | 0 | 0 | 0 | 0.001 | 63.00255949541804 | 147.89393950181943 | OPTIMIZED | INSTALLED |  |  | node_1369343_392_15355552_828 | AN | 8102602
evchargingstation_load_220343151 |  | 0 | 0 | 0.92 | 0 | False | 0 | 0 | 0 | 0 | 0 | 0 | 0 | 0 | 0 | 0 | 0 | 0 | 0 | 2865.1895007633584 | 0 | 0 | 0 | 0 | 0 | 0 | 0.001 | 203.42759000949323 | 477.5315834605598 | OPTIMIZED | INSTALLED |  |  | node_1369567_901_15356070_066 | AN | 8102602
evchargingstation_load_220343152 |  | 0 | 0 | 0.92 | 0 | False | 0 | 0 | 0 | 0 | 0 | 0 | 0 | 0 | 0 | 0 | 0 | 0 | 0 | 1483.028628368475 | 0 | 0 | 0 | 0 | 0 | 0 | 0.001 | 105.29460349708175 | 247.17143806141252 | OPTIMIZED | INSTALLED |  |  | node_1369027_764_15356207_189 | AN | 8102602
evchargingstation_load_220343153 |  | 0 | 0 | 0.92 | 0 | False | 0 | 0 | 0 | 0 | 0 | 0 | 0 | 0 | 0 | 0 | 0 | 0 | 0 | 2934.7064677181315 | 0 | 0 | 0 | 0 | 0 | 0 | 0.001 | 208.3632883527368 | 489.11774461968855 | OPTIMIZED | INSTALLED |  |  | node_1368985_997_15358620_628 | AN | 8102602
evchargingstation_load_220343154 |  | 0 | 0 | 0.92 | 0 | False | 0 | 0 | 0 | 0 | 0 | 0 | 0 | 0 | 0 | 0 | 0 | 0 | 0 | 17095.72155974027 | 0 | 0 | 0 | 0 | 0 | 0 | 0.001 | 1213.791138131507 | 2849.2869266233783 | OPTIMIZED | INSTALLED |  |  | node_1368933_87_15359886_786 | AN | 8102602
evchargingstation_load_220343155 |  | 0 | 0 | 0.92 | 0 | False | 0 | 0 | 0 | 0 | 0 | 0 | 0 | 0 | 0 | 0 | 0 | 0 | 0 | 4650.821397052608 | 0 | 0 | 0 | 0 | 0 | 0 | 0.001 | 330.20694980240637 | 775.1368995087679 | OPTIMIZED | INSTALLED |  |  | node_1368964_956_15359623_813 | AN | 8102602
evchargingstation_load_220343156 |  | 0 | 0 | 0.92 | 0 | False | 0 | 0 | 0 | 0 | 0 | 0 | 0 | 0 | 0 | 0 | 0 | 0 | 0 | 1819.708840874921 | 0 | 0 | 0 | 0 | 0 | 0 | 0.001 | 129.19879130576945 | 303.2848068124868 | OPTIMIZED | INSTALLED |  |  | node_1368243_552_15362576_71 | AN | 8102602
evchargingstation_load_220343157 |  | 0 | 0 | 0.92 | 0 | False | 0 | 0 | 0 | 0 | 0 | 0 | 0 | 0 | 0 | 0 | 0 | 0 | 0 | 1023.6714153536072 | 0 | 0 | 0 | 0 | 0 | 0 | 0.001 | 72.68038020502262 | 170.61190255893453 | OPTIMIZED | INSTALLED |  |  | node_1368011_312_15362789_634 | AN | 8102602
evchargingstation_load_220343159 |  | 0 | 0 | 0.92 | 0 | False | 0 | 0 | 0 | 0 | 0 | 0 | 0 | 0 | 0 | 0 | 0 | 0 | 0 | 1643.87180681285 | 0 | 0 | 0 | 0 | 0 | 0 | 0.001 | 116.71441868227004 | 273.97863446880837 | OPTIMIZED | INSTALLED |  |  | node_1369265_309_15364549_369 | AN | 8102602
evchargingstation_load_220343160 |  | 0 | 0 | 0.92 | 0 | False | 0 | 0 | 0 | 0 | 0 | 0 | 0 | 0 | 0 | 0 | 0 | 0 | 0 | 402.10794611093763 | 0 | 0 | 0 | 0 | 0 | 0 | 0.001 | 28.5495379629707 | 67.01799101848961 | OPTIMIZED | INSTALLED |  |  | node_1369016_467_15365653_094 | AN | 8102602
evchargingstation_load_220343161 |  | 0 | 0 | 0.92 | 0 | False | 0 | 0 | 0 | 0 | 0 | 0 | 0 | 0 | 0 | 0 | 0 | 0 | 0 | 1209.0499938996666 | 0 | 0 | 0 | 0 | 0 | 0 | 0.001 | 85.84218986579458 | 201.5083323166111 | OPTIMIZED | INSTALLED |  |  | node_1369894_42_15366283_209 | AN | 8102602
evchargingstation_load_220343162 |  | 0 | 0 | 0.92 | 0 | False | 0 | 0 | 0 | 0 | 0 | 0 | 0 | 0 | 0 | 0 | 0 | 0 | 0 | 753.7820142350796 | 0 | 0 | 0 | 0 | 0 | 0 | 0.001 | 53.5182832099695 | 125.6303357058466 | OPTIMIZED | INSTALLED |  |  | node_1369744_931_15368182_938 | AN | 8102602
evchargingstation_load_220343163 |  | 0 | 0 | 0.92 | 0 | False | 0 | 0 | 0 | 0 | 0 | 0 | 0 | 0 | 0 | 0 | 0 | 0 | 0 | 459.35721301486774 | 0 | 0 | 0 | 0 | 0 | 0 | 0.001 | 32.61422329205915 | 76.55953550247796 | OPTIMIZED | INSTALLED |  |  | node_1369865_304_15368535_421 | AN | 8102602
evchargingstation_load_220343164 |  | 0 | 0 | 0.92 | 0 | False | 0 | 0 | 0 | 0 | 0 | 0 | 0 | 0 | 0 | 0 | 0 | 0 | 0 | 3342.266724962776 | 0 | 0 | 0 | 0 | 0 | 0 | 0.001 | 237.29994671674604 | 557.0444541604627 | OPTIMIZED | INSTALLED |  |  | node_1370668_641_15370615_328 | AN | 8102602
evchargingstation_load_220343165 |  | 0 | 0 | 0.92 | 0 | False | 0 | 0 | 0 | 0 | 0 | 0 | 0 | 0 | 0 | 0 | 0 | 0 | 0 | 3996.544061007692 | 0 | 0 | 0 | 0 | 0 | 0 | 0.001 | 283.75344825957626 | 666.0906768346154 | OPTIMIZED | INSTALLED |  |  | node_1370718_13_15371038_978 | AN | 8102602
evchargingstation_load_220343166 |  | 0 | 0 | 0.92 | 0 | False | 0 | 0 | 0 | 0 | 0 | 0 | 0 | 0 | 0 | 0 | 0 | 0 | 0 | 1172.2468937471401 | 0 | 0 | 0 | 0 | 0 | 0 | 0.001 | 83.2291823760558 | 195.37448229119002 | OPTIMIZED | INSTALLED |  |  | node_1372659_125_15372906_714 | AN | 8102602
evchargingstation_load_220343168 |  | 0 | 0 | 0.92 | 0 | False | 0 | 0 | 0 | 0 | 0 | 0 | 0 | 0 | 0 | 0 | 0 | 0 | 0 | 0 | 0 | 0 | 0 | 0 | 0 | 0 | 0.001 | 0 | 0 | OPTIMIZED | INSTALLED |  |  | node_1373894_116_15372680_892 | AN | 8102602
evchargingstation_load_220343169 |  | 0 | 0 | 0.92 | 0 | False | 0 | 0 | 0 | 0 | 0 | 0 | 0 | 0 | 0 | 0 | 0 | 0 | 0 | 2315.869154042315 | 0 | 0 | 0 | 0 | 0 | 0 | 0.001 | 164.4260220875674 | 385.9781923403858 | OPTIMIZED | INSTALLED |  |  | node_1369083_267_15359271_28 | AN | 8102602
evchargingstation_load_220343170 |  | 0 | 0 | 0.92 | 0 | False | 0 | 0 | 0 | 0 | 0 | 0 | 0 | 0 | 0 | 0 | 0 | 0 | 0 | 2562.5862328425856 | 0 | 0 | 0 | 0 | 0 | 0 | 0.001 | 181.94286526638834 | 427.0977054737643 | OPTIMIZED | INSTALLED |  |  | node_1369518_83_15359488_815 | AN | 8102602
evchargingstation_load_220343171 |  | 0 | 0 | 0.92 | 0 | False | 0 | 0 | 0 | 0 | 0 | 0 | 0 | 0 | 0 | 0 | 0 | 0 | 0 | 3458.128336554063 | 0 | 0 | 0 | 0 | 0 | 0 | 0.001 | 245.52608958700094 | 576.3547227590105 | OPTIMIZED | INSTALLED |  |  | node_1369405_63_15359216_51 | AN | 8102602
evchargingstation_load_220343172 |  | 0 | 0 | 0.92 | 0 | False | 0 | 0 | 0 | 0 | 0 | 0 | 0 | 0 | 0 | 0 | 0 | 0 | 0 | 0 | 0 | 0 | 0 | 0 | 0 | 0 | 0.001 | 0 | 0 | OPTIMIZED | INSTALLED |  |  | node_1369717_811_15359217_663 | AN | 8102602
evchargingstation_load_220343173 |  | 0 | 0 | 0.92 | 0 | False | 0 | 0 | 0 | 0 | 0 | 0 | 0 | 0 | 0 | 0 | 0 | 0 | 0 | 2670.269377733311 | 0 | 0 | 0 | 0 | 0 | 0 | 0.001 | 189.58834331144868 | 445.0448962888852 | OPTIMIZED | INSTALLED |  |  | node_1369976_961_15359243_604 | AN | 8102602
evchargingstation_load_220343174 |  | 0 | 0 | 0.92 | 0 | False | 0 | 0 | 0 | 0 | 0 | 0 | 0 | 0 | 0 | 0 | 0 | 0 | 0 | 3415.8729252678295 | 0 | 0 | 0 | 0 | 0 | 0 | 0.001 | 242.5259616962236 | 569.3121542113049 | OPTIMIZED | INSTALLED |  |  | node_1370314_409_15359917_587 | AN | 8102602
evchargingstation_load_220343175 |  | 0 | 0 | 0.92 | 0 | False | 0 | 0 | 0 | 0 | 0 | 0 | 0 | 0 | 0 | 0 | 0 | 0 | 0 | 516.606479918798 | 0 | 0 | 0 | 0 | 0 | 0 | 0.001 | 36.67890862114759 | 86.10107998646632 | OPTIMIZED | INSTALLED |  |  | node_1370539_107_15360497_51 | AN | 8102602
evchargingstation_load_220343334 |  | 0 | 0 | 0.92 | 0 | False | 0 | 0 | 0 | 0 | 0 | 0 | 0 | 0 | 0 | 0 | 0 | 0 | 0 | 621.5634692426696 | 0 | 0 | 0 | 0 | 0 | 0 | 0.001 | 44.130810689325436 | 103.59391154044494 | OPTIMIZED | INSTALLED |  |  | node_1372040_657_15357415_561 | AN | 8102602
evchargingstation_load_220343335 |  | 0 | 0 | 0.92 | 0 | False | 0 | 0 | 0 | 0 | 0 | 0 | 0 | 0 | 0 | 0 | 0 | 0 | 0 | 3244.1251245560397 | 0 | 0 | 0 | 0 | 0 | 0 | 0.001 | 230.33190570895826 | 540.6875207593399 | OPTIMIZED | INSTALLED |  |  | node_1369433_496_15357350_039 | AN | 8102602
evchargingstation_load_220343336 |  | 0 | 0 | 0.92 | 0 | False | 0 | 0 | 0 | 0 | 0 | 0 | 0 | 0 | 0 | 0 | 0 | 0 | 0 | 2588.4847107276964 | 0 | 0 | 0 | 0 | 0 | 0 | 0.001 | 183.78163195405003 | 431.4141184546161 | OPTIMIZED | INSTALLED |  |  | node_1369282_776_15356886_407 | AN | 8102602
evchargingstation_load_220343337 |  | 0 | 0 | 0.92 | 0 | False | 0 | 0 | 0 | 0 | 0 | 0 | 0 | 0 | 0 | 0 | 0 | 0 | 0 | 3749.8269822074217 | 0 | 0 | 0 | 0 | 0 | 0 | 0.001 | 266.2366050807552 | 624.971163701237 | OPTIMIZED | INSTALLED |  |  | node_1372775_779_15357251_099 | AN | 8102602
evchargingstation_load_220343338 |  | 0 | 0 | 0.92 | 0 | False | 0 | 0 | 0 | 0 | 0 | 0 | 0 | 0 | 0 | 0 | 0 | 0 | 0 | 1827.8873075754825 | 0 | 0 | 0 | 0 | 0 | 0 | 0.001 | 129.779456130964 | 304.64788459591375 | OPTIMIZED | INSTALLED |  |  | node_1373140_576_15357280_463 | AN | 8102602
evchargingstation_load_220343339 |  | 0 | 0 | 0.92 | 0 | False | 0 | 0 | 0 | 0 | 0 | 0 | 0 | 0 | 0 | 0 | 0 | 0 | 0 | 2236.8106426035547 | 0 | 0 | 0 | 0 | 0 | 0 | 0.001 | 158.81288670705123 | 372.80177376725914 | OPTIMIZED | INSTALLED |  |  | node_1373874_184_15357230_08 | AN | 8102602
evchargingstation_load_220343340 |  | 0 | 0 | 0.92 | 0 | False | 0 | 0 | 0 | 0 | 0 | 0 | 0 | 0 | 0 | 0 | 0 | 0 | 0 | 4519.965929843624 | 0 | 0 | 0 | 0 | 0 | 0 | 0.001 | 320.9162494938404 | 753.3276549739373 | OPTIMIZED | INSTALLED |  |  | node_1369910_492_15356696_859 | AN | 8102602
evchargingstation_load_220343342 |  | 0 | 0 | 0.92 | 0 | False | 0 | 0 | 0 | 0 | 0 | 0 | 0 | 0 | 0 | 0 | 0 | 0 | 0 | 823.298981189852 | 0 | 0 | 0 | 0 | 0 | 0 | 0.001 | 58.45398155321303 | 137.21649686497534 | OPTIMIZED | INSTALLED |  |  | node_1370751_1_15356691_522 | AN | 8102602
evchargingstation_load_220343343 |  | 0 | 0 | 0.92 | 0 | False | 0 | 0 | 0 | 0 | 0 | 0 | 0 | 0 | 0 | 0 | 0 | 0 | 0 | 781.0435699036179 | 0 | 0 | 0 | 0 | 0 | 0 | 0.001 | 55.45385366243571 | 130.17392831726966 | OPTIMIZED | INSTALLED |  |  | node_1371729_519_15357266_893 | AN | 8102602
evchargingstation_load_220343344 |  | 0 | 0 | 0.92 | 0 | False | 0 | 0 | 0 | 0 | 0 | 0 | 0 | 0 | 0 | 0 | 0 | 0 | 0 | 2411.284598882198 | 0 | 0 | 0 | 0 | 0 | 0 | 0.001 | 171.20048711847264 | 401.8807664803664 | OPTIMIZED | INSTALLED |  |  | node_1372401_806_15357181_743 | AN | 8102602
evchargingstation_load_220343349 |  | 0 | 0 | 0.92 | 0 | False | 0 | 0 | 0 | 0 | 0 | 0 | 0 | 0 | 0 | 0 | 0 | 0 | 0 | 2966.05725673695 | 0 | 0 | 0 | 0 | 0 | 0 | 0.001 | 210.58917544143702 | 494.34287612282503 | OPTIMIZED | INSTALLED |  |  | node_1367534_796_15351904_456 | AN | 8102602
evchargingstation_load_220343351 |  | 0 | 0 | 0.92 | 0 | False | 0 | 0 | 0 | 0 | 0 | 0 | 0 | 0 | 0 | 0 | 0 | 0 | 0 | 1274.477727504158 | 0 | 0 | 0 | 0 | 0 | 0 | 0.001 | 90.48754002007762 | 212.41295458402635 | OPTIMIZED | INSTALLED |  |  | node_1367380_629_15352332_982 | AN | 8102602
evchargingstation_load_220343379 |  | 0 | 0 | 0.92 | 0 | False | 0 | 0 | 0 | 0 | 0 | 0 | 0 | 0 | 0 | 0 | 0 | 0 | 0 | 0 | 0 | 0 | 0 | 0 | 0 | 0 | 0.001 | 0 | 0 | OPTIMIZED | INSTALLED |  |  | node_1367848_205_15351233_614 | AN | 8102602
evchargingstation_load_220343380 |  | 0 | 0 | 0.92 | 0 | False | 0 | 0 | 0 | 0 | 0 | 0 | 0 | 0 | 0 | 0 | 0 | 0 | 0 | 15029.29564006508 | 0 | 0 | 0 | 0 | 0 | 0 | 0.001 | 1067.0755351996431 | 2504.882606677513 | OPTIMIZED | INSTALLED |  |  | node_1368026_682_15351092_064 | AN | 8102602
evchargingstation_load_220343382 |  | 0 | 0 | 0.92 | 0 | False | 0 | 0 | 0 | 0 | 0 | 0 | 0 | 0 | 0 | 0 | 0 | 0 | 0 | 8417.005312661151 | 0 | 0 | 0 | 0 | 0 | 0 | 0.001 | 597.6048845335508 | 1402.8342187768585 | OPTIMIZED | INSTALLED |  |  | node_1368262_551_15351221_358 | AN | 8102602
evchargingstation_load_220343428 |  | 0 | 0 | 0.92 | 0 | False | 0 | 0 | 0 | 0 | 0 | 0 | 0 | 0 | 0 | 0 | 0 | 0 | 0 | 509.79109100166335 | 0 | 0 | 0 | 0 | 0 | 0 | 0.001 | 36.19501600803105 | 84.96518183361056 | OPTIMIZED | INSTALLED |  |  | node_1369203_467_15370145_72 | AN | 8102602
evchargingstation_load_220343429 |  | 0 | 0 | 0.92 | 0 | False | 0 | 0 | 0 | 0 | 0 | 0 | 0 | 0 | 0 | 0 | 0 | 0 | 0 | 1822.4349964417752 | 0 | 0 | 0 | 0 | 0 | 0 | 0.001 | 129.39233572992546 | 303.7391660736292 | OPTIMIZED | INSTALLED |  |  | node_1368881_931_15370639_959 | AN | 8102602
evchargingstation_load_220343430 |  | 0 | 0 | 0.92 | 0 | False | 0 | 0 | 0 | 0 | 0 | 0 | 0 | 0 | 0 | 0 | 0 | 0 | 0 | 4413.645862736325 | 0 | 0 | 0 | 0 | 0 | 0 | 0.001 | 313.367543660858 | 735.6076437893876 | OPTIMIZED | INSTALLED |  |  | node_1368693_225_15370839_955 | AN | 8102602
evchargingstation_load_220343431 |  | 0 | 0 | 0.92 | 0 | False | 0 | 0 | 0 | 0 | 0 | 0 | 0 | 0 | 0 | 0 | 0 | 0 | 0 | 323.04943467217703 | 0 | 0 | 0 | 0 | 0 | 0 | 0.001 | 22.936402582454573 | 53.841572445362836 | OPTIMIZED | INSTALLED |  |  | node_1368237_093_15370788_129 | AN | 8102602
evchargingstation_load_220343552 |  | 0 | 0 | 0.92 | 0 | False | 0 | 0 | 0 | 0 | 0 | 0 | 0 | 0 | 0 | 0 | 0 | 0 | 0 | 8663.722391461422 | 0 | 0 | 0 | 0 | 0 | 0 | 0.001 | 615.1217277123717 | 1443.953731910237 | OPTIMIZED | INSTALLED |  |  | node_1375052_793_15376749_665 | AN | 8102602
evchargingstation_load_220343554 |  | 0 | 0 | 0.92 | 0 | False | 0 | 0 | 0 | 0 | 0 | 0 | 0 | 0 | 0 | 0 | 0 | 0 | 0 | 8479.706890698788 | 0 | 0 | 0 | 0 | 0 | 0 | 0.001 | 602.0566587109514 | 1413.2844817831315 | OPTIMIZED | INSTALLED |  |  | node_1375264_309_15376501_337 | AN | 8102602
evchargingstation_load_220343570 |  | 0 | 0 | 0.92 | 0 | False | 0 | 0 | 0 | 0 | 0 | 0 | 0 | 0 | 0 | 0 | 0 | 0 | 0 | 0 | 0 | 0 | 0 | 0 | 0 | 0 | 0.001 | 0 | 0 | OPTIMIZED | INSTALLED |  |  | node_1376281_899_15379575_854 | AN | 8102602
evchargingstation_load_220343571 |  | 0 | 0 | 0.92 | 0 | False | 0 | 0 | 0 | 0 | 0 | 0 | 0 | 0 | 0 | 0 | 0 | 0 | 0 | 0 | 0 | 0 | 0 | 0 | 0 | 0 | 0.001 | 0 | 0 | OPTIMIZED | INSTALLED |  |  | node_1376300_073_15379565_579 | AN | 8102602
evchargingstation_load_220343572 |  | 0 | 0 | 0.92 | 0 | False | 0 | 0 | 0 | 0 | 0 | 0 | 0 | 0 | 0 | 0 | 0 | 0 | 0 | 378.63271761858533 | 0 | 0 | 0 | 0 | 0 | 0 | 0.001 | 26.882796740013685 | 63.105452936430886 | OPTIMIZED | INSTALLED |  |  | node_1375586_29_15380007_272 | AN | 8102602
evchargingstation_load_220343573 |  | 0 | 0 | 0.92 | 0 | False | 0 | 0 | 0 | 0 | 0 | 0 | 0 | 0 | 0 | 0 | 0 | 0 | 0 | 203.09858973060915 | 0 | 0 | 0 | 0 | 0 | 0 | 0.001 | 14.419943075965609 | 33.84976495510153 | OPTIMIZED | INSTALLED |  |  | node_1375461_391_15380398_17 | AN | 8102602
evchargingstation_load_220343574 |  | 0 | 0 | 0.92 | 0 | False | 0 | 0 | 0 | 0 | 0 | 0 | 0 | 0 | 0 | 0 | 0 | 0 | 0 | 2596.663177428258 | 0 | 0 | 0 | 0 | 0 | 0 | 0.001 | 184.3623283319711 | 432.777196238043 | OPTIMIZED | INSTALLED |  |  | node_1375341_2_15380489_595 | AN | 8102602
evchargingstation_load_220343575 |  | 0 | 0 | 0.92 | 0 | False | 0 | 0 | 0 | 0 | 0 | 0 | 0 | 0 | 0 | 0 | 0 | 0 | 0 | 4218.725739706277 | 0 | 0 | 0 | 0 | 0 | 0 | 0.001 | 299.52826541008693 | 703.1209566177129 | OPTIMIZED | INSTALLED |  |  | node_1375152_045_15380636_578 | AN | 8102602
evchargingstation_load_220343576 |  | 0 | 0 | 0.92 | 0 | False | 0 | 0 | 0 | 0 | 0 | 0 | 0 | 0 | 0 | 0 | 0 | 0 | 0 | 64.06465582106463 | 0 | 0 | 0 | 0 | 0 | 0 | 0.001 | 4.548577942205002 | 10.677442636844106 | OPTIMIZED | INSTALLED |  |  | node_1374999_987_15380747_952 | AN | 8102602
evchargingstation_load_220343905 |  | 0 | 0 | 0.92 | 0 | False | 0 | 0 | 0 | 0 | 0 | 0 | 0 | 0 | 0 | 0 | 0 | 0 | 0 | 6561.856449417132 | 0 | 0 | 0 | 0 | 0 | 0 | 0.001 | 465.8898579501206 | 1093.642741569522 | OPTIMIZED | INSTALLED |  |  | node_1376244_045_15381616_488 | AN | 8102602
evchargingstation_load_220343906 |  | 0 | 0 | 0.92 | 0 | False | 0 | 0 | 0 | 0 | 0 | 0 | 0 | 0 | 0 | 0 | 0 | 0 | 0 | 4380.931995934079 | 0 | 0 | 0 | 0 | 0 | 0 | 0.001 | 311.0448843600798 | 730.1553326556799 | OPTIMIZED | INSTALLED |  |  | node_1376038_273_15381523_852 | AN | 8102602
evchargingstation_load_220343908 |  | 0 | 0 | 0.92 | 0 | False | 0 | 0 | 0 | 0 | 0 | 0 | 0 | 0 | 0 | 0 | 0 | 0 | 0 | 969.148304016531 | 0 | 0 | 0 | 0 | 0 | 0 | 0.001 | 68.8092393000902 | 161.52471733608851 | OPTIMIZED | INSTALLED |  |  | node_1376022_583_15381874_365 | AN | 8102602
evchargingstation_load_220343909 |  | 0 | 0 | 0.92 | 0 | False | 0 | 0 | 0 | 0 | 0 | 0 | 0 | 0 | 0 | 0 | 0 | 0 | 0 | 775.5912587699102 | 0 | 0 | 0 | 0 | 0 | 0 | 0.001 | 55.06673326139717 | 129.26520979498503 | OPTIMIZED | INSTALLED |  |  | node_1376153_023_15382100_879 | AN | 8102602
evchargingstation_load_220343910 |  | 0 | 0 | 0.92 | 0 | False | 0 | 0 | 0 | 0 | 0 | 0 | 0 | 0 | 0 | 0 | 0 | 0 | 0 | 3150.072757499582 | 0 | 0 | 0 | 0 | 0 | 0 | 0.001 | 223.6542444428575 | 525.0121262499304 | OPTIMIZED | INSTALLED |  |  | node_1375506_111_15382941_617 | AN | 8102602
evchargingstation_load_220343911 |  | 0 | 0 | 0.92 | 0 | False | 0 | 0 | 0 | 0 | 0 | 0 | 0 | 0 | 0 | 0 | 0 | 0 | 0 | 477.0772241994175 | 0 | 0 | 0 | 0 | 0 | 0 | 0.001 | 33.87235670725277 | 79.51287069990292 | OPTIMIZED | INSTALLED |  |  | node_1375234_941_15383651_484 | AN | 8102602
evchargingstation_load_220343912 |  | 0 | 0 | 0.92 | 0 | False | 0 | 0 | 0 | 0 | 0 | 0 | 0 | 0 | 0 | 0 | 0 | 0 | 0 | 3170.518924250986 | 0 | 0 | 0 | 0 | 0 | 0 | 0.001 | 225.10589072948068 | 528.4198207084977 | OPTIMIZED | INSTALLED |  |  | node_1376039_051_15383016_779 | AN | 8102602
evchargingstation_load_220343913 |  | 0 | 0 | 0.92 | 0 | False | 0 | 0 | 0 | 0 | 0 | 0 | 0 | 0 | 0 | 0 | 0 | 0 | 0 | 2313.1429984754614 | 0 | 0 | 0 | 0 | 0 | 0 | 0.001 | 164.23247766341132 | 385.52383307924356 | OPTIMIZED | INSTALLED |  |  | node_1375722_316_15383331_565 | AN | 8102602
evchargingstation_load_220343914 |  | 0 | 0 | 0.92 | 0 | False | 0 | 0 | 0 | 0 | 0 | 0 | 0 | 0 | 0 | 0 | 0 | 0 | 0 | 7257.127024584099 | 0 | 0 | 0 | 0 | 0 | 0 | 0.001 | 515.2538460878319 | 1209.5211707640165 | OPTIMIZED | INSTALLED |  |  | node_1376674_624_15379872_916 | AN | 8102602
evchargingstation_load_220343915 |  | 0 | 0 | 0.92 | 0 | False | 0 | 0 | 0 | 0 | 0 | 0 | 0 | 0 | 0 | 0 | 0 | 0 | 0 | 7257.127024584099 | 0 | 0 | 0 | 0 | 0 | 0 | 0.001 | 515.2538460878319 | 1209.5211707640165 | OPTIMIZED | INSTALLED |  |  | node_1376669_122_15379888_817 | BN | 8102602
evchargingstation_load_220343917 |  | 0 | 0 | 0.92 | 0 | False | 0 | 0 | 0 | 0 | 0 | 0 | 0 | 0 | 0 | 0 | 0 | 0 | 0 | 5325.544899848926 | 0 | 0 | 0 | 0 | 0 | 0 | 0.001 | 378.1120976318598 | 887.5908166414878 | OPTIMIZED | INSTALLED |  |  | node_1376657_94_15380248_074 | AN | 8102602
evchargingstation_load_220343918 |  | 0 | 0 | 0.92 | 0 | False | 0 | 0 | 0 | 0 | 0 | 0 | 0 | 0 | 0 | 0 | 0 | 0 | 0 | 0 | 0 | 0 | 0 | 0 | 0 | 0 | 0.001 | 0 | 0 | OPTIMIZED | INSTALLED |  |  | node_1376650_217_15380829_465 | AN | 8102602
evchargingstation_load_220343920 |  | 0 | 0 | 0.92 | 0 | False | 0 | 0 | 0 | 0 | 0 | 0 | 0 | 0 | 0 | 0 | 0 | 0 | 0 | 1206.3238383328128 | 0 | 0 | 0 | 0 | 0 | 0 | 0.001 | 85.64864544163855 | 201.0539730554688 | OPTIMIZED | INSTALLED |  |  | node_1376704_436_15380994_144 | AN | 8102602
evchargingstation_load_220343922 |  | 0 | 0 | 0.92 | 0 | False | 0 | 0 | 0 | 0 | 0 | 0 | 0 | 0 | 0 | 0 | 0 | 0 | 0 | 2658.001677682469 | 0 | 0 | 0 | 0 | 0 | 0 | 0.001 | 188.71733029729359 | 443.00027961374485 | OPTIMIZED | INSTALLED |  |  | node_1376258_289_15381256_174 | AN | 8102602
evchargingstation_load_220344081 |  | 0 | 0 | 0.92 | 0 | False | 0 | 0 | 0 | 0 | 0 | 0 | 0 | 0 | 0 | 0 | 0 | 0 | 0 | 6519.601038130898 | 0 | 0 | 0 | 0 | 0 | 0 | 0.001 | 462.8897300593432 | 1086.6001730218163 | OPTIMIZED | INSTALLED |  |  | node_1375479_961_15376628_675 | AN | 8102602
evchargingstation_load_220344102 |  | 0 | 0 | 0.92 | 0 | False | 0 | 0 | 0 | 0 | 0 | 0 | 0 | 0 | 0 | 0 | 0 | 0 | 0 | 2271.796305711512 | 0 | 0 | 0 | 0 | 0 | 0 | 0.001 | 161.29687509826152 | 378.63271761858533 | OPTIMIZED | INSTALLED |  |  | node_1378220_799_15377893_631 | AN | 8102602
evchargingstation_load_220344103 |  | 0 | 0 | 0.92 | 0 | False | 0 | 0 | 0 | 0 | 0 | 0 | 0 | 0 | 0 | 0 | 0 | 0 | 0 | 3587.62072597962 | 0 | 0 | 0 | 0 | 0 | 0 | 0.001 | 254.72001768348898 | 597.93678766327 | OPTIMIZED | INSTALLED |  |  | node_1378265_78_15378238_005 | AN | 8102602
evchargingstation_load_220344104 |  | 0 | 0 | 0.92 | 0 | False | 0 | 0 | 0 | 0 | 0 | 0 | 0 | 0 | 0 | 0 | 0 | 0 | 0 | 2587.323633499119 | 0 | 0 | 0 | 0 | 0 | 0 | 0.001 | 183.69921623251506 | 431.2206055831865 | OPTIMIZED | INSTALLED |  |  | node_1378071_705_15378257_383 | AN | 8102602
evchargingstation_load_220344105 |  | 0 | 0 | 0.92 | 0 | False | 0 | 0 | 0 | 0 | 0 | 0 | 0 | 0 | 0 | 0 | 0 | 0 | 0 | 2587.323633499119 | 0 | 0 | 0 | 0 | 0 | 0 | 0.001 | 183.69921623251506 | 431.2206055831865 | OPTIMIZED | INSTALLED |  |  | node_1378061_955_15378280_452 | BN | 8102602
evchargingstation_load_220344106 |  | 0 | 0 | 0.92 | 0 | False | 0 | 0 | 0 | 0 | 0 | 0 | 0 | 0 | 0 | 0 | 0 | 0 | 0 | 2587.323633499119 | 0 | 0 | 0 | 0 | 0 | 0 | 0.001 | 183.69921623251506 | 431.2206055831865 | OPTIMIZED | INSTALLED |  |  | node_1378076_675_15378231_657 | CN | 8102602
evchargingstation_load_220344107 |  | 0 | 0 | 0.92 | 0 | False | 0 | 0 | 0 | 0 | 0 | 0 | 0 | 0 | 0 | 0 | 0 | 0 | 0 | 0 | 0 | 0 | 0 | 0 | 0 | 0 | 0.001 | 0 | 0 | OPTIMIZED | INSTALLED |  |  | node_1377486_588_15378168_199 | AN | 8102602
evchargingstation_load_220344108 |  | 0 | 0 | 0.92 | 0 | False | 0 | 0 | 0 | 0 | 0 | 0 | 0 | 0 | 0 | 0 | 0 | 0 | 0 | 6058.123481897365 | 0 | 0 | 0 | 0 | 0 | 0 | 0.001 | 430.1249687093042 | 1009.6872469828942 | OPTIMIZED | INSTALLED |  |  | node_1377712_626_15378618_282 | AN | 8102602
evchargingstation_load_220344110 |  | 0 | 0 | 0.92 | 0 | False | 0 | 0 | 0 | 0 | 0 | 0 | 0 | 0 | 0 | 0 | 0 | 0 | 0 | 504.3387798679556 | 0 | 0 | 0 | 0 | 0 | 0 | 0.001 | 35.80789560699251 | 84.05646331132594 | OPTIMIZED | INSTALLED |  |  | node_1377216_14_15379055_184 | AN | 8102602
evchargingstation_load_220344111 |  | 0 | 0 | 0.92 | 0 | False | 0 | 0 | 0 | 0 | 0 | 0 | 0 | 0 | 0 | 0 | 0 | 0 | 0 | 4164.959893804438 | 0 | 0 | 0 | 0 | 0 | 0 | 0.001 | 295.71092190378283 | 694.1599823007398 | OPTIMIZED | INSTALLED |  |  | node_1377070_137_15379293_598 | AN | 8102602
evchargingstation_load_220344112 |  | 0 | 0 | 0.92 | 0 | False | 0 | 0 | 0 | 0 | 0 | 0 | 0 | 0 | 0 | 0 | 0 | 0 | 0 | 4164.959893804438 | 0 | 0 | 0 | 0 | 0 | 0 | 0.001 | 295.71092190378283 | 694.1599823007398 | OPTIMIZED | INSTALLED |  |  | node_1377083_698_15379283_847 | BN | 8102602
evchargingstation_load_220344113 |  | 0 | 0 | 0.92 | 0 | False | 0 | 0 | 0 | 0 | 0 | 0 | 0 | 0 | 0 | 0 | 0 | 0 | 0 | 4164.959893804438 | 0 | 0 | 0 | 0 | 0 | 0 | 0.001 | 295.71092190378283 | 694.1599823007398 | OPTIMIZED | INSTALLED |  |  | node_1377098_852_15379272_052 | CN | 8102602
evchargingstation_load_220344115 |  | 0 | 0 | 0.92 | 0 | False | 0 | 0 | 0 | 0 | 0 | 0 | 0 | 0 | 0 | 0 | 0 | 0 | 0 | 189.31635880929267 | 0 | 0 | 0 | 0 | 0 | 0 | 0.001 | 13.441398370006842 | 31.552726468215443 | OPTIMIZED | INSTALLED |  |  | node_1376583_568_15378903_75 | AN | 8102602
evchargingstation_load_220344116 |  | 0 | 0 | 0.92 | 0 | False | 0 | 0 | 0 | 0 | 0 | 0 | 0 | 0 | 0 | 0 | 0 | 0 | 0 | 0 | 0 | 0 | 0 | 0 | 0 | 0 | 0.001 | 0 | 0 | OPTIMIZED | INSTALLED |  |  | node_1377069_01_15378295_008 | AN | 8102602
evchargingstation_load_220344117 |  | 0 | 0 | 0.92 | 0 | False | 0 | 0 | 0 | 0 | 0 | 0 | 0 | 0 | 0 | 0 | 0 | 0 | 0 | 535.6895688867745 | 0 | 0 | 0 | 0 | 0 | 0 | 0.001 | 38.03381424841924 | 89.28159481446242 | OPTIMIZED | INSTALLED |  |  | node_1376754_127_15379290_751 | AN | 8102602
evchargingstation_load_220344118 |  | 0 | 0 | 0.92 | 0 | False | 0 | 0 | 0 | 0 | 0 | 0 | 0 | 0 | 0 | 0 | 0 | 0 | 0 | 1798.50540868828 | 0 | 0 | 0 | 0 | 0 | 0 | 0.001 | 127.69334762051795 | 299.7509014480467 | OPTIMIZED | INSTALLED |  |  | node_1376773_63_15379295_195 | AN | 8102602
evchargingstation_load_220344119 |  | 0 | 0 | 0.92 | 0 | False | 0 | 0 | 0 | 0 | 0 | 0 | 0 | 0 | 0 | 0 | 0 | 0 | 0 | 1812.8934519577865 | 0 | 0 | 0 | 0 | 0 | 0 | 0.001 | 128.71489869265287 | 302.1489086596311 | OPTIMIZED | INSTALLED |  |  | node_1376564_147_15379636_935 | AN | 8102602
evchargingstation_load_220344121 |  | 0 | 0 | 0.92 | 0 | False | 0 | 0 | 0 | 0 | 0 | 0 | 0 | 0 | 0 | 0 | 0 | 0 | 0 | 2650.429023330097 | 0 | 0 | 0 | 0 | 0 | 0 | 0.001 | 188.1796718382752 | 441.7381705550162 | OPTIMIZED | INSTALLED |  |  | node_1378375_977_15377692_746 | AN | 8102602
evchargingstation_load_220344122 |  | 0 | 0 | 0.92 | 0 | False | 0 | 0 | 0 | 0 | 0 | 0 | 0 | 0 | 0 | 0 | 0 | 0 | 0 | 25.89847788511124 | 0 | 0 | 0 | 0 | 0 | 0 | 0.001 | 1.8387982403881915 | 4.316412980851873 | OPTIMIZED | INSTALLED |  |  | node_1378655_985_15377867_87 | AN | 8102602
evchargingstation_load_220344156 |  | 0 | 0 | 0.92 | 0 | False | 0 | 0 | 0 | 0 | 0 | 0 | 0 | 0 | 0 | 0 | 0 | 0 | 0 | 631.0544662588559 | 0 | 0 | 0 | 0 | 0 | 0 | 0.001 | 44.804682268507115 | 105.17574437647599 | OPTIMIZED | INSTALLED |  |  | node_1376883_698_15379631_265 | AN | 8102602
evchargingstation_load_220344158 |  | 0 | 0 | 0.92 | 0 | False | 0 | 0 | 0 | 0 | 0 | 0 | 0 | 0 | 0 | 0 | 0 | 0 | 0 | 631.0544662588559 | 0 | 0 | 0 | 0 | 0 | 0 | 0.001 | 44.804682268507115 | 105.17574437647599 | OPTIMIZED | INSTALLED |  |  | node_1376901_175_15379617_981 | BN | 8102602
evchargingstation_load_220344159 |  | 0 | 0 | 0.92 | 0 | False | 0 | 0 | 0 | 0 | 0 | 0 | 0 | 0 | 0 | 0 | 0 | 0 | 0 | 6247.439840706657 | 0 | 0 | 0 | 0 | 0 | 0 | 0.001 | 443.5663670793111 | 1041.2399734511096 | OPTIMIZED | INSTALLED |  |  | node_1377028_429_15379422_864 | AN | 8102602
evchargingstation_load_220344160 |  | 0 | 0 | 0.92 | 0 | False | 0 | 0 | 0 | 0 | 0 | 0 | 0 | 0 | 0 | 0 | 0 | 0 | 0 | 6247.439840706657 | 0 | 0 | 0 | 0 | 0 | 0 | 0.001 | 443.5663670793111 | 1041.2399734511096 | OPTIMIZED | INSTALLED |  |  | node_1376994_636_15379449_263 | BN | 8102602
evchargingstation_load_220344162 |  | 0 | 0 | 0.92 | 0 | False | 0 | 0 | 0 | 0 | 0 | 0 | 0 | 0 | 0 | 0 | 0 | 0 | 0 | 216.72936756487823 | 0 | 0 | 0 | 0 | 0 | 0 | 0.001 | 15.387728302198713 | 36.12156126081304 | OPTIMIZED | INSTALLED |  |  | node_1377354_417_15379415_194 | AN | 8102602
evchargingstation_load_220344165 |  | 0 | 0 | 0.92 | 0 | False | 0 | 0 | 0 | 0 | 0 | 0 | 0 | 0 | 0 | 0 | 0 | 0 | 0 | 3587.62072597962 | 0 | 0 | 0 | 0 | 0 | 0 | 0.001 | 254.72001768348898 | 597.93678766327 | OPTIMIZED | INSTALLED |  |  | node_1377994_704_15379191_248 | AN | 8102602
evchargingstation_load_220344166 |  | 0 | 0 | 0.92 | 0 | False | 0 | 0 | 0 | 0 | 0 | 0 | 0 | 0 | 0 | 0 | 0 | 0 | 0 | 126.76623385870236 | 0 | 0 | 0 | 0 | 0 | 0 | 0.001 | 9.000352119605518 | 21.12770564311706 | OPTIMIZED | INSTALLED |  |  | node_1378037_47_15378811_023 | AN | 8102602
evchargingstation_load_220344167 |  | 0 | 0 | 0.92 | 0 | False | 0 | 0 | 0 | 0 | 0 | 0 | 0 | 0 | 0 | 0 | 0 | 0 | 0 | 9634.23377326138 | 0 | 0 | 0 | 0 | 0 | 0 | 0.001 | 684.0277392245399 | 1605.7056288768965 | OPTIMIZED | INSTALLED |  |  | node_1378341_045_15378339_974 | AN | 8102602
evchargingstation_load_220344171 |  | 0 | 0 | 0.92 | 0 | False | 0 | 0 | 0 | 0 | 0 | 0 | 0 | 0 | 0 | 0 | 0 | 0 | 0 | 193.55704524662082 | 0 | 0 | 0 | 0 | 0 | 0 | 0.001 | 13.742506038693023 | 32.25950754110347 | OPTIMIZED | INSTALLED |  |  | node_1376831_067_15379503_008 | AN | 8102602
evchargingstation_load_220432574 |  | 0 | 0 | 0.92 | 0 | False | 0 | 0 | 0 | 0 | 0 | 0 | 0 | 0 | 0 | 0 | 0 | 0 | 0 | 464.8095241485753 | 0 | 0 | 0 | 0 | 0 | 0 | 0.001 | 33.00134369309768 | 77.46825402476254 | OPTIMIZED | INSTALLED |  |  | node_1372961_033_15382882_893 | AN | 8102602
evchargingstation_load_220433785 |  | 0 | 0 | 0.92 | 0 | False | 0 | 0 | 0 | 0 | 0 | 0 | 0 | 0 | 0 | 0 | 0 | 0 | 0 | 0 | 0 | 0 | 0 | 0 | 0 | 0 | 0.001 | 0 | 0 | OPTIMIZED | INSTALLED |  |  | node_1375379_69_15375792_014 | AN | 8102602
evchargingstation_load_220467139 |  | 0 | 0 | 0.92 | 0 | False | 0 | 0 | 0 | 0 | 0 | 0 | 0 | 0 | 0 | 0 | 0 | 0 | 0 | 1630.2410289785812 | 0 | 0 | 0 | 0 | 0 | 0 | 0.001 | 115.74663345603693 | 271.70683816309685 | OPTIMIZED | INSTALLED |  |  | node_1376645_084_15381348_11 | AN | 8102602
evchargingstation_load_220476259 |  | 0 | 0 | 0.92 | 0 | False | 0 | 0 | 0 | 0 | 0 | 0 | 0 | 0 | 0 | 0 | 0 | 0 | 0 | 3984.276360956849 | 0 | 0 | 0 | 0 | 0 | 0 | 0.001 | 282.88243524542116 | 664.0460601594749 | OPTIMIZED | INSTALLED |  |  | node_1369088_664_15356095_304 | AN | 8102602
evchargingstation_load_220514958 |  | 0 | 0 | 0.92 | 0 | False | 0 | 0 | 0 | 0 | 0 | 0 | 0 | 0 | 0 | 0 | 0 | 0 | 0 | 631.0544662588559 | 0 | 0 | 0 | 0 | 0 | 0 | 0.001 | 44.804682268507115 | 105.17574437647599 | OPTIMIZED | INSTALLED |  |  | node_1376893_249_15379603_823 | CN | 8102602
evchargingstation_load_220521159 |  | 0 | 0 | 0.92 | 0 | False | 0 | 0 | 0 | 0 | 0 | 0 | 0 | 0 | 0 | 0 | 0 | 0 | 0 | 2938.795701068412 | 0 | 0 | 0 | 0 | 0 | 0 | 0.001 | 208.6536365416973 | 489.799283511402 | OPTIMIZED | INSTALLED |  |  | node_1374454_282_15374954_653 | AN | 8102602
evchargingstation_load_220529916 |  | 0 | 0 | 0.92 | 0 | False | 0 | 0 | 0 | 0 | 0 | 0 | 0 | 0 | 0 | 0 | 0 | 0 | 0 | 54523.111337076276 | 0 | 0 | 0 | 0 | 0 | 0 | 0.001 | 3871.1247183837377 | 9087.185222846047 | OPTIMIZED | INSTALLED |  |  | node_1376827_483_15379953_826 | ABCN | 8102602
evchargingstation_load_220530174 |  | 0 | 0 | 0.92 | 0 | False | 0 | 0 | 0 | 0 | 0 | 0 | 0 | 0 | 0 | 0 | 0 | 0 | 0 | 2302.2383762080462 | 0 | 0 | 0 | 0 | 0 | 0 | 0.001 | 163.45823686133429 | 383.70639603467436 | OPTIMIZED | INSTALLED |  |  | node_1369616_124_15356293_34 | AN | 8102602
evchargingstation_load_220530202 |  | 0 | 0 | 0.92 | 0 | False | 0 | 0 | 0 | 0 | 0 | 0 | 0 | 0 | 0 | 0 | 0 | 0 | 0 | 3218.378289074334 | 0 | 0 | 0 | 0 | 0 | 0 | 0.001 | 228.50389850102218 | 536.396381512389 | OPTIMIZED | INSTALLED |  |  | node_1377639_029_15380480_092 | ABCN | 8102602
evchargingstation_load_220530650 |  | 0 | 0 | 0.92 | 0 | False | 0 | 0 | 0 | 0 | 0 | 0 | 0 | 0 | 0 | 0 | 0 | 0 | 0 | 38241.90429016076 | 0 | 0 | 0 | 0 | 0 | 0 | 0.001 | 2715.1638590613466 | 6373.6507150267935 | OPTIMIZED | INSTALLED |  |  | node_1377987_515_15377934_049 | ABCN | 8102602
evchargingstation_load_220531526 |  | 0 | 0 | 0.92 | 0 | False | 0 | 0 | 0 | 0 | 0 | 0 | 0 | 0 | 0 | 0 | 0 | 0 | 0 | 513.880324351944 | 0 | 0 | 0 | 0 | 0 | 0 | 0.001 | 36.48536419699156 | 85.646720725324 | OPTIMIZED | INSTALLED |  |  | node_1371075_569_15372703_247 | AN | 8102602
evchargingstation_load_220533535 |  | 0 | 0 | 0.92 | 0 | False | 0 | 0 | 0 | 0 | 0 | 0 | 0 | 0 | 0 | 0 | 0 | 0 | 0 | 4305.962717845599 | 0 | 0 | 0 | 0 | 0 | 0 | 0.001 | 305.72206561579765 | 717.6604529742666 | OPTIMIZED | INSTALLED |  |  | node_1368330_725_15350641_082 | AN | 8102602
evchargingstation_load_220535597 |  | 0 | 0 | 0.92 | 0 | False | 0 | 0 | 0 | 0 | 0 | 0 | 0 | 0 | 0 | 0 | 0 | 0 | 0 | 0 | 0 | 0 | 0 | 0 | 0 | 0 | 0.001 | 0 | 0 | OPTIMIZED | INSTALLED |  |  | node_1369765_54_15370084_789 | AN | 8102602
evchargingstation_load_220539258 |  | 0 | 0 | 0.92 | 0 | False | 0 | 0 | 0 | 0 | 0 | 0 | 0 | 0 | 0 | 0 | 0 | 0 | 0 | 946.5817940464633 | 0 | 0 | 0 | 0 | 0 | 0 | 0.001 | 67.20702340276068 | 157.76363234107723 | OPTIMIZED | INSTALLED |  |  | node_1377042_734_15377987_448 | AN | 8102602
evchargingstation_load_220542258 |  | 0 | 0 | 0.92 | 0 | False | 0 | 0 | 0 | 0 | 0 | 0 | 0 | 0 | 0 | 0 | 0 | 0 | 0 | 631.105013726658 | 0 | 0 | 0 | 0 | 0 | 0 | 0.001 | 44.808279279324495 | 105.184168954443 | OPTIMIZED | INSTALLED |  |  | node_1376314_346_15381964_284 | AN | 8102602
evchargingstation_load_220543169 |  | 0 | 0 | 0.92 | 0 | False | 0 | 0 | 0 | 0 | 0 | 0 | 0 | 0 | 0 | 0 | 0 | 0 | 0 | 826.0251367567056 | 0 | 0 | 0 | 0 | 0 | 0 | 0.001 | 58.647525977369064 | 137.6708561261176 | OPTIMIZED | INSTALLED |  |  | node_1371971_618_15357303_801 | AN | 8102602
evchargingstation_load_220546617 |  | 0 | 0 | 0.92 | 0 | False | 0 | 0 | 0 | 0 | 0 | 0 | 0 | 0 | 0 | 0 | 0 | 0 | 0 | 0 | 0 | 0 | 0 | 0 | 0 | 0 | 0.001 | 0 | 0 | OPTIMIZED | INSTALLED |  |  | node_1374917_976_15374832_797 | AN | 8102602
evchargingstation_load_220551786 |  | 0 | 0 | 0.92 | 0 | False | 0 | 0 | 0 | 0 | 0 | 0 | 0 | 0 | 0 | 0 | 0 | 0 | 0 | 2187.739842400186 | 0 | 0 | 0 | 0 | 0 | 0 | 0.001 | 155.3288662031574 | 364.62330706669763 | OPTIMIZED | INSTALLED |  |  | node_1376427_073_15380767_166 | AN | 8102602
evchargingstation_load_220553645 |  | 0 | 0 | 0.92 | 0 | False | 0 | 0 | 0 | 0 | 0 | 0 | 0 | 0 | 0 | 0 | 0 | 0 | 0 | 3424.051391968391 | 0 | 0 | 0 | 0 | 0 | 0 | 0.001 | 243.10662652141818 | 570.6752319947318 | OPTIMIZED | INSTALLED |  |  | node_1368639_203_15363704_177 | AN | 8102602
evchargingstation_load_220554951 |  | 0 | 0 | 0.92 | 0 | False | 0 | 0 | 0 | 0 | 0 | 0 | 0 | 0 | 0 | 0 | 0 | 0 | 0 | 914.6251926794546 | 0 | 0 | 0 | 0 | 0 | 0 | 0.001 | 64.93812994788425 | 152.43753211324244 | OPTIMIZED | INSTALLED |  |  | node_1368423_044_15363437_437 | AN | 8102602
evchargingstation_load_220554964 |  | 0 | 0 | 0.92 | 0 | False | 0 | 0 | 0 | 0 | 0 | 0 | 0 | 0 | 0 | 0 | 0 | 0 | 0 | 3421.325236401537 | 0 | 0 | 0 | 0 | 0 | 0 | 0.001 | 242.91308209726216 | 570.2208727335895 | OPTIMIZED | INSTALLED |  |  | node_1368007_704_15351786_842 | AN | 8102602
evchargingstation_load_220575608 |  | 0 | 0 | 0.92 | 0 | False | 0 | 0 | 0 | 0 | 0 | 0 | 0 | 0 | 0 | 0 | 0 | 0 | 0 | 6247.439840706657 | 0 | 0 | 0 | 0 | 0 | 0 | 0.001 | 443.5663670793111 | 1041.2399734511096 | OPTIMIZED | INSTALLED |  |  | node_1377010_228_15379433_053 | CN | 8102602
evchargingstation_load_220615728 |  | 0 | 0 | 0.92 | 0 | False | 0 | 0 | 0 | 0 | 0 | 0 | 0 | 0 | 0 | 0 | 0 | 0 | 0 | 23285.912133543 | 0 | 0 | 0 | 0 | 0 | 0 | 0.001 | 1653.2928514344565 | 3880.9853555904997 | OPTIMIZED | INSTALLED |  |  | node_1377017_876_15380773_256 | ABCN | 8102602
evchargingstation_load_220620840 |  | 0 | 0 | 0.92 | 0 | False | 0 | 0 | 0 | 0 | 0 | 0 | 0 | 0 | 0 | 0 | 0 | 0 | 0 | 439.5925851551775 | 0 | 0 | 0 | 0 | 0 | 0 | 0.001 | 31.210947335111737 | 73.26543085919626 | OPTIMIZED | INSTALLED |  |  | node_1375065_56_15378334_658 | AN | 8102602
evchargingstation_load_220620847 |  | 0 | 0 | 0.92 | 0 | False | 0 | 0 | 0 | 0 | 0 | 0 | 0 | 0 | 0 | 0 | 0 | 0 | 0 | 5868.807123088072 | 0 | 0 | 0 | 0 | 0 | 0 | 0.001 | 416.6835703392974 | 978.1345205146787 | OPTIMIZED | INSTALLED |  |  | node_1377452_03_15378850_592 | AN | 8102602
evchargingstation_load_220620865 |  | 0 | 0 | 0.92 | 0 | False | 0 | 0 | 0 | 0 | 0 | 0 | 0 | 0 | 0 | 0 | 0 | 0 | 0 | 0 | 0 | 0 | 0 | 0 | 0 | 0 | 0.001 | 0 | 0 | OPTIMIZED | INSTALLED |  |  | node_1375051_904_15378315_284 | AN | 8102602
evchargingstation_load_220624827 |  | 0 | 0 | 0.92 | 0 | False | 0 | 0 | 0 | 0 | 0 | 0 | 0 | 0 | 0 | 0 | 0 | 0 | 0 | 670.6342694460384 | 0 | 0 | 0 | 0 | 0 | 0 | 0.001 | 47.614831193219324 | 111.7723782410064 | OPTIMIZED | INSTALLED |  |  | node_1368631_692_15352965_805 | AN | 8102602
evchargingstation_load_220625859 |  | 0 | 0 | 0.92 | 0 | False | 0 | 0 | 0 | 0 | 0 | 0 | 0 | 0 | 0 | 0 | 0 | 0 | 0 | 154.0277895272405 | 0 | 0 | 0 | 0 | 0 | 0 | 0.001 | 10.935922572071727 | 25.671298254540083 | OPTIMIZED | INSTALLED |  |  | node_1370315_921_15356696_756 | AN | 8102602
evchargingstation_load_220627976 |  | 0 | 0 | 0.92 | 0 | False | 0 | 0 | 0 | 0 | 0 | 0 | 0 | 0 | 0 | 0 | 0 | 0 | 0 | 1325.2145116650486 | 0 | 0 | 0 | 0 | 0 | 0 | 0.001 | 94.08985169550084 | 220.8690852775081 | OPTIMIZED | INSTALLED |  |  | node_1373683_249_15373033_333 | AN | 8102602
evchargingstation_load_220647326 |  | 0 | 0 | 0.92 | 0 | False | 0 | 0 | 0 | 0 | 0 | 0 | 0 | 0 | 0 | 0 | 0 | 0 | 0 | 1435.3209059485334 | 0 | 0 | 0 | 0 | 0 | 0 | 0.001 | 101.9073552052659 | 239.22015099142223 | OPTIMIZED | INSTALLED |  |  | node_1370124_81_15356695_567 | AN | 8102602
evchargingstation_load_220655656 |  | 0 | 0 | 0.92 | 0 | False | 0 | 0 | 0 | 0 | 0 | 0 | 0 | 0 | 0 | 0 | 0 | 0 | 0 | 0 | 0 | 0 | 0 | 0 | 0 | 0 | 0.001 | 0 | 0 | OPTIMIZED | INSTALLED |  |  | node_1377528_527_15378710_706 | AN | 8102602
evchargingstation_load_220655657 |  | 0 | 0 | 0.92 | 0 | False | 0 | 0 | 0 | 0 | 0 | 0 | 0 | 0 | 0 | 0 | 0 | 0 | 0 | 0 | 0 | 0 | 0 | 0 | 0 | 0 | 0.001 | 0 | 0 | OPTIMIZED | INSTALLED |  |  | node_1377543_139_15378692_918 | BN | 8102602
evchargingstation_load_220655658 |  | 0 | 0 | 0.92 | 0 | False | 0 | 0 | 0 | 0 | 0 | 0 | 0 | 0 | 0 | 0 | 0 | 0 | 0 | 0 | 0 | 0 | 0 | 0 | 0 | 0 | 0.001 | 0 | 0 | OPTIMIZED | INSTALLED |  |  | node_1377517_855_15378733_017 | CN | 8102602
evchargingstation_load_310009817 |  | 0 | 0 | 0.92 | 0 | False | 0 | 0 | 0 | 0 | 0 | 0 | 0 | 0 | 0 | 0 | 0 | 0 | 0 | 7257.127024584099 | 0 | 0 | 0 | 0 | 0 | 0 | 0.001 | 515.2538460878319 | 1209.5211707640165 | OPTIMIZED | INSTALLED |  |  | node_1376680_776_15379858_287 | CN | 8102602
evchargingstation_load_310017178 |  | 0 | 0 | 0.92 | 0 | False | 0 | 0 | 0 | 0 | 0 | 0 | 0 | 0 | 0 | 0 | 0 | 0 | 0 | 4954.787742756807 | 0 | 0 | 0 | 0 | 0 | 0 | 0.001 | 351.7884467575894 | 825.7979571261345 | OPTIMIZED | INSTALLED |  |  | node_1378547_982_15377545_004 | AN | 8102602
evchargingstation_load_310042286 |  | 0 | 0 | 0.92 | 0 | False | 0 | 0 | 0 | 0 | 0 | 0 | 0 | 0 | 0 | 0 | 0 | 0 | 0 | 0 | 0 | 0 | 0 | 0 | 0 | 0 | 0.001 | 0 | 0 | OPTIMIZED | INSTALLED |  |  | node_1371122_842_15371286_571 | AN | 8102602
evchargingstation_load_310059991 |  | 0 | 0 | 0.92 | 0 | False | 0 | 0 | 0 | 0 | 0 | 0 | 0 | 0 | 0 | 0 | 0 | 0 | 0 | 0 | 0 | 0 | 0 | 0 | 0 | 0 | 0.001 | 0 | 0 | OPTIMIZED | INSTALLED |  |  | node_1371119_068_15371266_459 | AN | 8102602
evchargingstation_load_311874269 |  | 0 | 0 | 0.92 | 0 | False | 0 | 0 | 0 | 0 | 0 | 0 | 0 | 0 | 0 | 0 | 0 | 0 | 0 | 497.52339095082107 | 0 | 0 | 0 | 0 | 0 | 0 | 0.001 | 35.32400299387595 | 82.92056515847018 | OPTIMIZED | INSTALLED |  |  | node_1369872_466_15371311_507 | AN | 8102602
evchargingstation_load_311900101 |  | 0 | 0 | 0.92 | 0 | False | 0 | 0 | 0 | 0 | 0 | 0 | 0 | 0 | 0 | 0 | 0 | 0 | 0 | 0 | 0 | 0 | 0 | 0 | 0 | 0 | 0.001 | 0 | 0 | OPTIMIZED | INSTALLED |  |  | node_1370982_805_15371676_795 | AN | 8102602
evchargingstation_load_311909231 |  | 0 | 0 | 0.92 | 0 | False | 0 | 0 | 0 | 0 | 0 | 0 | 0 | 0 | 0 | 0 | 0 | 0 | 0 | 0 | 0 | 0 | 0 | 0 | 0 | 0 | 0.001 | 0 | 0 | OPTIMIZED | INSTALLED |  |  | node_1376968_145_15378535_986 | AN | 8102602
evchargingstation_load_311985970 |  | 0 | 0 | 0.92 | 0 | False | 0 | 0 | 0 | 0 | 0 | 0 | 0 | 0 | 0 | 0 | 0 | 0 | 0 | 0 | 0 | 0 | 0 | 0 | 0 | 0 | 0.001 | 0 | 0 | OPTIMIZED | INSTALLED |  |  | node_1375988_75_15382727_11 | AN | 8102602
evchargingstation_load_311995291 |  | 0 | 0 | 0.92 | 0 | False | 0 | 0 | 0 | 0 | 0 | 0 | 0 | 0 | 0 | 0 | 0 | 0 | 0 | 1427.1424392479717 | 0 | 0 | 0 | 0 | 0 | 0 | 0.001 | 101.32669038007131 | 237.85707320799528 | OPTIMIZED | INSTALLED |  |  | node_1373445_05_15374802_299 | AN | 8102602
evchargingstation_load_312004831 |  | 0 | 0 | 0.92 | 0 | False | 0 | 0 | 0 | 0 | 0 | 0 | 0 | 0 | 0 | 0 | 0 | 0 | 0 | 663.8188805289038 | 0 | 0 | 0 | 0 | 0 | 0 | 0.001 | 47.13093858010277 | 110.63648008815063 | OPTIMIZED | INSTALLED |  |  | node_1374988_084_15383477_688 | AN | 8102602
evchargingstation_load_312046701 |  | 0 | 0 | 0.92 | 0 | False | 0 | 0 | 0 | 0 | 0 | 0 | 0 | 0 | 0 | 0 | 0 | 0 | 0 | 0 | 0 | 0 | 0 | 0 | 0 | 0 | 0.001 | 0 | 0 | OPTIMIZED | INSTALLED |  |  | node_1368644_401_15353020_792 | AN | 8102602
evchargingstation_load_312059641 |  | 0 | 0 | 0.92 | 0 | False | 0 | 0 | 0 | 0 | 0 | 0 | 0 | 0 | 0 | 0 | 0 | 0 | 0 | 378.63271761858533 | 0 | 0 | 0 | 0 | 0 | 0 | 0.001 | 26.882796740013685 | 63.105452936430886 | OPTIMIZED | INSTALLED |  |  | node_1369128_022_15355523_433 | AN | 8102602
evchargingstation_load_312070906 |  | 0 | 0 | 0.92 | 0 | False | 0 | 0 | 0 | 0 | 0 | 0 | 0 | 0 | 0 | 0 | 0 | 0 | 0 | 72.24312252162608 | 0 | 0 | 0 | 0 | 0 | 0 | 0.001 | 5.129242767399571 | 12.040520420271013 | OPTIMIZED | INSTALLED |  |  | node_1372448_552_15358070_588 | AN | 8102602
evchargingstation_load_312145154 |  | 0 | 0 | 0.92 | 0 | False | 0 | 0 | 0 | 0 | 0 | 0 | 0 | 0 | 0 | 0 | 0 | 0 | 0 | 0 | 0 | 0 | 0 | 0 | 0 | 0 | 0.001 | 0 | 0 | OPTIMIZED | INSTALLED |  |  | node_1374761_942_15383861_407 | AN | 8102602
evchargingstation_load_312149544 |  | 0 | 0 | 0.92 | 0 | False | 0 | 0 | 0 | 0 | 0 | 0 | 0 | 0 | 0 | 0 | 0 | 0 | 0 | 0 | 0 | 0 | 0 | 0 | 0 | 0 | 0.001 | 0 | 0 | OPTIMIZED | INSTALLED |  |  | node_1370887_37_15370920_854 | AN | 8102602

## Fuse
Name | GroupId | MeanReplacementTime | PhaseAStatus | PhaseBStatus | PhaseCStatus | RepairDistributionType | CurrentLimit | CurrentInAReal | CurrentInAImag | CurrentInA | CurrentInBReal | CurrentInBImag | CurrentInB | CurrentInCReal | CurrentInCImag | CurrentInC | CurrentOutAReal | CurrentOutAImag | CurrentOutA | CurrentOutBReal | CurrentOutBImag | CurrentOutB | CurrentOutCReal | CurrentOutCImag | CurrentOutC | ActivePowerInA | ReactivePowerInA | PowerInA | ActivePowerInB | ReactivePowerInB | PowerInB | ActivePowerInC | ReactivePowerInC | PowerInC | ActivePowerOutA | ReactivePowerOutA | PowerOutA | ActivePowerOutB | ReactivePowerOutB | PowerOutB | ActivePowerOutC | ReactivePowerOutC | PowerOutC | Status | From | To | Length | Phases | Feeder | Comments
fuse_220387941 |  | 0 | GOOD | GOOD | GOOD | NONE | 50 | 0 | 0 | 0+0j | 0 | 0 | 0+0j | 0 | 0 | 0+0j | 0 | 0 | 0+0j | 0 | 0 | 0+0j | 0 | 0 | 0+0j | 0 | 0 | 0+0j | 0 | 0 | 0+0j | 0 | 0 | 0+0j | 0 | 0 | 0+0j | 0 | 0 | 0+0j | 0 | 0 | 0+0j | OPEN | node_intto1_8102602_200844748 | node_8102602_200844748 | 0 | AD | 8102602
fuse_220387945 |  | 0 | GOOD | GOOD | GOOD | NONE | 50 | 0 | 0 | 0+0j | 0 | 0 | 0+0j | 0 | 0 | 0+0j | 0 | 0 | 0+0j | 0 | 0 | 0+0j | 0 | 0 | 0+0j | 0 | 0 | 0+0j | 0 | 0 | 0+0j | 0 | 0 | 0+0j | 0 | 0 | 0+0j | 0 | 0 | 0+0j | 0 | 0 | 0+0j | OPEN | node_intto1_8102602_200844054 | node_8102602_200844054 | 0 | AD | 8102602
fuse_220387946 |  | 0 | GOOD | GOOD | GOOD | NONE | 30 | 0 | 0 | 0+0j | 0 | 0 | 0+0j | 0 | 0 | 0+0j | 0 | 0 | 0+0j | 0 | 0 | 0+0j | 0 | 0 | 0+0j | 0 | 0 | 0+0j | 0 | 0 | 0+0j | 0 | 0 | 0+0j | 0 | 0 | 0+0j | 0 | 0 | 0+0j | 0 | 0 | 0+0j | OPEN | node_intto1_8102602_200843997 | node_8102602_200843997 | 0 | AN | 8102602
fuse_220387980 |  | 0 | GOOD | GOOD | GOOD | NONE | 40 | 0 | 0 | 0+0j | 0 | 0 | 0+0j | 0 | 0 | 0+0j | 0 | 0 | 0+0j | 0 | 0 | 0+0j | 0 | 0 | 0+0j | 0 | 0 | 0+0j | 0 | 0 | 0+0j | 0 | 0 | 0+0j | 0 | 0 | 0+0j | 0 | 0 | 0+0j | 0 | 0 | 0+0j | OPEN | node_intto1_8102602_200844533 | node_8102602_200844533 | 0 | AD | 8102602
fuse_220387985 |  | 0 | GOOD | GOOD | GOOD | NONE | 40 | 0 | 0 | 0+0j | 0 | 0 | 0+0j | 0 | 0 | 0+0j | 0 | 0 | 0+0j | 0 | 0 | 0+0j | 0 | 0 | 0+0j | 0 | 0 | 0+0j | 0 | 0 | 0+0j | 0 | 0 | 0+0j | 0 | 0 | 0+0j | 0 | 0 | 0+0j | 0 | 0 | 0+0j | OPEN | node_intto1_8102602_200844020 | node_8102602_200844020 | 0 | AD | 8102602
fuse_220387989 |  | 0 | GOOD | GOOD | GOOD | NONE | 150 | 0 | 0 | 0+0j | 0 | 0 | 0+0j | 0 | 0 | 0+0j | 0 | 0 | 0+0j | 0 | 0 | 0+0j | 0 | 0 | 0+0j | 0 | 0 | 0+0j | 0 | 0 | 0+0j | 0 | 0 | 0+0j | 0 | 0 | 0+0j | 0 | 0 | 0+0j | 0 | 0 | 0+0j | OPEN | node_intto1_8102602_200845150 | node_8102602_200845150 | 0 | AD | 8102602
fuse_220388019 |  | 0 | GOOD | GOOD | GOOD | NONE | 40 | 0 | 0 | 0+0j | 0 | 0 | 0+0j | 0 | 0 | 0+0j | 0 | 0 | 0+0j | 0 | 0 | 0+0j | 0 | 0 | 0+0j | 0 | 0 | 0+0j | 0 | 0 | 0+0j | 0 | 0 | 0+0j | 0 | 0 | 0+0j | 0 | 0 | 0+0j | 0 | 0 | 0+0j | OPEN | node_intto1_8102602_200844501 | node_8102602_200844501 | 0 | AD | 8102602
fuse_220388255 |  | 0 | GOOD | GOOD | GOOD | NONE | 100 | 0 | 0 | 0+0j | 0 | 0 | 0+0j | 0 | 0 | 0+0j | 0 | 0 | 0+0j | 0 | 0 | 0+0j | 0 | 0 | 0+0j | 0 | 0 | 0+0j | 0 | 0 | 0+0j | 0 | 0 | 0+0j | 0 | 0 | 0+0j | 0 | 0 | 0+0j | 0 | 0 | 0+0j | OPEN | node_intto1_8102602_200846026 | node_8102602_200846026 | 0 | ABCD | 8102602
fuse_220388266 |  | 0 | GOOD | GOOD | GOOD | NONE | 140 | 0 | 0 | 0+0j | 0 | 0 | 0+0j | 0 | 0 | 0+0j | 0 | 0 | 0+0j | 0 | 0 | 0+0j | 0 | 0 | 0+0j | 0 | 0 | 0+0j | 0 | 0 | 0+0j | 0 | 0 | 0+0j | 0 | 0 | 0+0j | 0 | 0 | 0+0j | 0 | 0 | 0+0j | OPEN | node_intto1_8102602_200911531 | node_8102602_200911531 | 0 | ABCD | 8102602
fuse_220388271 |  | 0 | GOOD | GOOD | GOOD | NONE | 40 | 0 | 0 | 0+0j | 0 | 0 | 0+0j | 0 | 0 | 0+0j | 0 | 0 | 0+0j | 0 | 0 | 0+0j | 0 | 0 | 0+0j | 0 | 0 | 0+0j | 0 | 0 | 0+0j | 0 | 0 | 0+0j | 0 | 0 | 0+0j | 0 | 0 | 0+0j | 0 | 0 | 0+0j | OPEN | node_intto1_8102602_200846028 | node_8102602_200846028 | 0 | ABCD | 8102602
fuse_220388273 |  | 0 | GOOD | GOOD | GOOD | NONE | 40 | 0 | 0 | 0+0j | 0 | 0 | 0+0j | 0 | 0 | 0+0j | 0 | 0 | 0+0j | 0 | 0 | 0+0j | 0 | 0 | 0+0j | 0 | 0 | 0+0j | 0 | 0 | 0+0j | 0 | 0 | 0+0j | 0 | 0 | 0+0j | 0 | 0 | 0+0j | 0 | 0 | 0+0j | OPEN | node_intto1_8102602_200846001 | node_8102602_200846001 | 0 | ABCN | 8102602
fuse_220388310 |  | 0 | GOOD | GOOD | GOOD | NONE | 75 | 0 | 0 | 0+0j | 0 | 0 | 0+0j | 0 | 0 | 0+0j | 0 | 0 | 0+0j | 0 | 0 | 0+0j | 0 | 0 | 0+0j | 0 | 0 | 0+0j | 0 | 0 | 0+0j | 0 | 0 | 0+0j | 0 | 0 | 0+0j | 0 | 0 | 0+0j | 0 | 0 | 0+0j | OPEN | node_intto1_8102602_200846552 | node_8102602_200846552 | 0 | AD | 8102602
fuse_220388322 |  | 0 | GOOD | GOOD | GOOD | NONE | 25 | 0 | 0 | 0+0j | 0 | 0 | 0+0j | 0 | 0 | 0+0j | 0 | 0 | 0+0j | 0 | 0 | 0+0j | 0 | 0 | 0+0j | 0 | 0 | 0+0j | 0 | 0 | 0+0j | 0 | 0 | 0+0j | 0 | 0 | 0+0j | 0 | 0 | 0+0j | 0 | 0 | 0+0j | OPEN | node_intto1_8102602_200846503 | node_8102602_200846503 | 0 | AD | 8102602
fuse_220388330 |  | 0 | GOOD | GOOD | GOOD | NONE | 100 | 0 | 0 | 0+0j | 0 | 0 | 0+0j | 0 | 0 | 0+0j | 0 | 0 | 0+0j | 0 | 0 | 0+0j | 0 | 0 | 0+0j | 0 | 0 | 0+0j | 0 | 0 | 0+0j | 0 | 0 | 0+0j | 0 | 0 | 0+0j | 0 | 0 | 0+0j | 0 | 0 | 0+0j | OPEN | node_intto1_8102602_200846682 | node_8102602_200846682 | 0 | ABCD | 8102602
fuse_220388346 |  | 0 | GOOD | GOOD | GOOD | NONE | 100 | 0 | 0 | 0+0j | 0 | 0 | 0+0j | 0 | 0 | 0+0j | 0 | 0 | 0+0j | 0 | 0 | 0+0j | 0 | 0 | 0+0j | 0 | 0 | 0+0j | 0 | 0 | 0+0j | 0 | 0 | 0+0j | 0 | 0 | 0+0j | 0 | 0 | 0+0j | 0 | 0 | 0+0j | OPEN | node_intto1_8102602_200846522 | node_8102602_200846522 | 0 | ABCD | 8102602
fuse_220388358 |  | 0 | GOOD | GOOD | GOOD | NONE | 75 | 0 | 0 | 0+0j | 0 | 0 | 0+0j | 0 | 0 | 0+0j | 0 | 0 | 0+0j | 0 | 0 | 0+0j | 0 | 0 | 0+0j | 0 | 0 | 0+0j | 0 | 0 | 0+0j | 0 | 0 | 0+0j | 0 | 0 | 0+0j | 0 | 0 | 0+0j | 0 | 0 | 0+0j | OPEN | node_intto1_8102602_201030691 | node_8102602_201030691 | 0 | ABCN | 8102602
fuse_220388703 |  | 0 | GOOD | GOOD | GOOD | NONE | 50 | 0 | 0 | 0+0j | 0 | 0 | 0+0j | 0 | 0 | 0+0j | 0 | 0 | 0+0j | 0 | 0 | 0+0j | 0 | 0 | 0+0j | 0 | 0 | 0+0j | 0 | 0 | 0+0j | 0 | 0 | 0+0j | 0 | 0 | 0+0j | 0 | 0 | 0+0j | 0 | 0 | 0+0j | OPEN | node_intto1_8102602_200838979 | node_8102602_200838979 | 0 | AN | 8102602
fuse_220388715 |  | 0 | GOOD | GOOD | GOOD | NONE | 100 | 0 | 0 | 0+0j | 0 | 0 | 0+0j | 0 | 0 | 0+0j | 0 | 0 | 0+0j | 0 | 0 | 0+0j | 0 | 0 | 0+0j | 0 | 0 | 0+0j | 0 | 0 | 0+0j | 0 | 0 | 0+0j | 0 | 0 | 0+0j | 0 | 0 | 0+0j | 0 | 0 | 0+0j | OPEN | node_intto1_220388715 | node_220388715 | 0 | AD | 8102602
fuse_220388762 |  | 0 | GOOD | GOOD | GOOD | NONE | 100 | 0 | 0 | 0+0j | 0 | 0 | 0+0j | 0 | 0 | 0+0j | 0 | 0 | 0+0j | 0 | 0 | 0+0j | 0 | 0 | 0+0j | 0 | 0 | 0+0j | 0 | 0 | 0+0j | 0 | 0 | 0+0j | 0 | 0 | 0+0j | 0 | 0 | 0+0j | 0 | 0 | 0+0j | OPEN | node_intto1_8102602_200840270 | node_8102602_200840270 | 0 | AD | 8102602
fuse_220388763 |  | 0 | GOOD | GOOD | GOOD | NONE | 60 | 0 | 0 | 0+0j | 0 | 0 | 0+0j | 0 | 0 | 0+0j | 0 | 0 | 0+0j | 0 | 0 | 0+0j | 0 | 0 | 0+0j | 0 | 0 | 0+0j | 0 | 0 | 0+0j | 0 | 0 | 0+0j | 0 | 0 | 0+0j | 0 | 0 | 0+0j | 0 | 0 | 0+0j | OPEN | node_intto1_220388763 | node_220388763 | 0 | AD | 8102602
fuse_220471296 |  | 0 | GOOD | GOOD | GOOD | NONE | 40 | 0 | 0 | 0+0j | 0 | 0 | 0+0j | 0 | 0 | 0+0j | 0 | 0 | 0+0j | 0 | 0 | 0+0j | 0 | 0 | 0+0j | 0 | 0 | 0+0j | 0 | 0 | 0+0j | 0 | 0 | 0+0j | 0 | 0 | 0+0j | 0 | 0 | 0+0j | 0 | 0 | 0+0j | OPEN | node_intto1_8102602_200953671 | node_8102602_200953671 | 0 | AD | 8102602
fuse_220547665 |  | 0 | GOOD | GOOD | GOOD | NONE | 12 | 0 | 0 | 0+0j | 0 | 0 | 0+0j | 0 | 0 | 0+0j | 0 | 0 | 0+0j | 0 | 0 | 0+0j | 0 | 0 | 0+0j | 0 | 0 | 0+0j | 0 | 0 | 0+0j | 0 | 0 | 0+0j | 0 | 0 | 0+0j | 0 | 0 | 0+0j | 0 | 0 | 0+0j | OPEN | node_intto1_8102602_200844749 | node_8102602_200844749 | 0 | AD | 8102602
fuse_220615739 |  | 0 | GOOD | GOOD | GOOD | NONE | 50 | 0 | 0 | 0+0j | 0 | 0 | 0+0j | 0 | 0 | 0+0j | 0 | 0 | 0+0j | 0 | 0 | 0+0j | 0 | 0 | 0+0j | 0 | 0 | 0+0j | 0 | 0 | 0+0j | 0 | 0 | 0+0j | 0 | 0 | 0+0j | 0 | 0 | 0+0j | 0 | 0 | 0+0j | OPEN | node_intto1_8102602_201026897 | node_8102602_201026897 | 0 | ABCN | 8102602
fuse_220623909 |  | 0 | GOOD | GOOD | GOOD | NONE | 65 | 0 | 0 | 0+0j | 0 | 0 | 0+0j | 0 | 0 | 0+0j | 0 | 0 | 0+0j | 0 | 0 | 0+0j | 0 | 0 | 0+0j | 0 | 0 | 0+0j | 0 | 0 | 0+0j | 0 | 0 | 0+0j | 0 | 0 | 0+0j | 0 | 0 | 0+0j | 0 | 0 | 0+0j | OPEN | node_intto1_8102602_200843924 | node_8102602_200843924 | 0 | AD | 8102602
fuse_220623911 |  | 0 | GOOD | GOOD | GOOD | NONE | 300 | 0 | 0 | 0+0j | 0 | 0 | 0+0j | 0 | 0 | 0+0j | 0 | 0 | 0+0j | 0 | 0 | 0+0j | 0 | 0 | 0+0j | 0 | 0 | 0+0j | 0 | 0 | 0+0j | 0 | 0 | 0+0j | 0 | 0 | 0+0j | 0 | 0 | 0+0j | 0 | 0 | 0+0j | OPEN | node_intto1_8102602_200843893 | node_8102602_200843893 | 0 | AD | 8102602
fuse_220623912 |  | 0 | GOOD | GOOD | GOOD | NONE | 300 | 0 | 0 | 0+0j | 0 | 0 | 0+0j | 0 | 0 | 0+0j | 0 | 0 | 0+0j | 0 | 0 | 0+0j | 0 | 0 | 0+0j | 0 | 0 | 0+0j | 0 | 0 | 0+0j | 0 | 0 | 0+0j | 0 | 0 | 0+0j | 0 | 0 | 0+0j | 0 | 0 | 0+0j | OPEN | node_intto1_8102602_200844007 | node_8102602_200844007 | 0 | AD | 8102602
fuse_220623913 |  | 0 | GOOD | GOOD | GOOD | NONE | 300 | 0 | 0 | 0+0j | 0 | 0 | 0+0j | 0 | 0 | 0+0j | 0 | 0 | 0+0j | 0 | 0 | 0+0j | 0 | 0 | 0+0j | 0 | 0 | 0+0j | 0 | 0 | 0+0j | 0 | 0 | 0+0j | 0 | 0 | 0+0j | 0 | 0 | 0+0j | 0 | 0 | 0+0j | OPEN | node_intto1_1367387_568_15351267_745 | node_1367387_568_15351267_745 | 0 | AD | 8102602
fuse_220623964 |  | 0 | GOOD | GOOD | GOOD | NONE | 100 | 0 | 0 | 0+0j | 0 | 0 | 0+0j | 0 | 0 | 0+0j | 0 | 0 | 0+0j | 0 | 0 | 0+0j | 0 | 0 | 0+0j | 0 | 0 | 0+0j | 0 | 0 | 0+0j | 0 | 0 | 0+0j | 0 | 0 | 0+0j | 0 | 0 | 0+0j | 0 | 0 | 0+0j | OPEN | node_intto1_8102602_200844050 | node_8102602_200844050 | 0 | AD | 8102602
fuse_220623965 |  | 0 | GOOD | GOOD | GOOD | NONE | 100 | 0 | 0 | 0+0j | 0 | 0 | 0+0j | 0 | 0 | 0+0j | 0 | 0 | 0+0j | 0 | 0 | 0+0j | 0 | 0 | 0+0j | 0 | 0 | 0+0j | 0 | 0 | 0+0j | 0 | 0 | 0+0j | 0 | 0 | 0+0j | 0 | 0 | 0+0j | 0 | 0 | 0+0j | OPEN | node_intto1_8102602_200843982 | node_8102602_200843982 | 0 | AD | 8102602
fuse_220623966 |  | 0 | GOOD | GOOD | GOOD | NONE | 65 | 0 | 0 | 0+0j | 0 | 0 | 0+0j | 0 | 0 | 0+0j | 0 | 0 | 0+0j | 0 | 0 | 0+0j | 0 | 0 | 0+0j | 0 | 0 | 0+0j | 0 | 0 | 0+0j | 0 | 0 | 0+0j | 0 | 0 | 0+0j | 0 | 0 | 0+0j | 0 | 0 | 0+0j | OPEN | node_intto1_8102602_200962229 | node_8102602_200962229 | 0 | AD | 8102602
fuse_220623967 |  | 0 | GOOD | GOOD | GOOD | NONE | 65 | 0 | 0 | 0+0j | 0 | 0 | 0+0j | 0 | 0 | 0+0j | 0 | 0 | 0+0j | 0 | 0 | 0+0j | 0 | 0 | 0+0j | 0 | 0 | 0+0j | 0 | 0 | 0+0j | 0 | 0 | 0+0j | 0 | 0 | 0+0j | 0 | 0 | 0+0j | 0 | 0 | 0+0j | OPEN | node_intto1_8102602_310042196 | node_8102602_310042196 | 0 | AD | 8102602
fuse_220623968 |  | 0 | GOOD | GOOD | GOOD | NONE | 40 | 0 | 0 | 0+0j | 0 | 0 | 0+0j | 0 | 0 | 0+0j | 0 | 0 | 0+0j | 0 | 0 | 0+0j | 0 | 0 | 0+0j | 0 | 0 | 0+0j | 0 | 0 | 0+0j | 0 | 0 | 0+0j | 0 | 0 | 0+0j | 0 | 0 | 0+0j | 0 | 0 | 0+0j | OPEN | node_intto1_220623968 | node_220623968 | 0 | AD | 8102602
fuse_220624021 |  | 0 | GOOD | GOOD | GOOD | NONE | 140 | 0 | 0 | 0+0j | 0 | 0 | 0+0j | 0 | 0 | 0+0j | 0 | 0 | 0+0j | 0 | 0 | 0+0j | 0 | 0 | 0+0j | 0 | 0 | 0+0j | 0 | 0 | 0+0j | 0 | 0 | 0+0j | 0 | 0 | 0+0j | 0 | 0 | 0+0j | 0 | 0 | 0+0j | OPEN | node_intto1_8102602_200839389 | node_8102602_200839389 | 0 | AD | 8102602
fuse_310027735 |  | 0 | GOOD | GOOD | GOOD | NONE | 50 | 0 | 0 | 0+0j | 0 | 0 | 0+0j | 0 | 0 | 0+0j | 0 | 0 | 0+0j | 0 | 0 | 0+0j | 0 | 0 | 0+0j | 0 | 0 | 0+0j | 0 | 0 | 0+0j | 0 | 0 | 0+0j | 0 | 0 | 0+0j | 0 | 0 | 0+0j | 0 | 0 | 0+0j | OPEN | node_intto1_8102602_200840128 | node_8102602_200840128 | 0 | AD | 8102602
fuse_311889197 |  | 0 | GOOD | GOOD | GOOD | NONE | 15 | 0 | 0 | 0+0j | 0 | 0 | 0+0j | 0 | 0 | 0+0j | 0 | 0 | 0+0j | 0 | 0 | 0+0j | 0 | 0 | 0+0j | 0 | 0 | 0+0j | 0 | 0 | 0+0j | 0 | 0 | 0+0j | 0 | 0 | 0+0j | 0 | 0 | 0+0j | 0 | 0 | 0+0j | OPEN | node_intto1_8102602_311874256 | node_8102602_311874256 | 0 | AN | 8102602
fuse_311908075 |  | 0 | GOOD | GOOD | GOOD | NONE | 300 | 0 | 0 | 0+0j | 0 | 0 | 0+0j | 0 | 0 | 0+0j | 0 | 0 | 0+0j | 0 | 0 | 0+0j | 0 | 0 | 0+0j | 0 | 0 | 0+0j | 0 | 0 | 0+0j | 0 | 0 | 0+0j | 0 | 0 | 0+0j | 0 | 0 | 0+0j | 0 | 0 | 0+0j | OPEN | node_intto1_311908075 | node_311908075 | 0 | AD | 8102602
fuse_311995288 |  | 0 | GOOD | GOOD | GOOD | NONE | 15 | 0 | 0 | 0+0j | 0 | 0 | 0+0j | 0 | 0 | 0+0j | 0 | 0 | 0+0j | 0 | 0 | 0+0j | 0 | 0 | 0+0j | 0 | 0 | 0+0j | 0 | 0 | 0+0j | 0 | 0 | 0+0j | 0 | 0 | 0+0j | 0 | 0 | 0+0j | 0 | 0 | 0+0j | OPEN | node_intto1_8102602_311995286 | node_8102602_311995286 | 0 | AN | 8102602
fuse_312070907 |  | 0 | GOOD | GOOD | GOOD | NONE | 15 | 0 | 0 | 0+0j | 0 | 0 | 0+0j | 0 | 0 | 0+0j | 0 | 0 | 0+0j | 0 | 0 | 0+0j | 0 | 0 | 0+0j | 0 | 0 | 0+0j | 0 | 0 | 0+0j | 0 | 0 | 0+0j | 0 | 0 | 0+0j | 0 | 0 | 0+0j | 0 | 0 | 0+0j | OPEN | node_intto1_8102602_312070905 | node_8102602_312070905 | 0 | AN | 8102602
fuse_312145151 |  | 0 | GOOD | GOOD | GOOD | NONE | 15 | 0 | 0 | 0+0j | 0 | 0 | 0+0j | 0 | 0 | 0+0j | 0 | 0 | 0+0j | 0 | 0 | 0+0j | 0 | 0 | 0+0j | 0 | 0 | 0+0j | 0 | 0 | 0+0j | 0 | 0 | 0+0j | 0 | 0 | 0+0j | 0 | 0 | 0+0j | 0 | 0 | 0+0j | OPEN | node_intto1_8102602_312145153 | node_8102602_312145153 | 0 | AN | 8102602

## Generator
Name | GroupId | ColdStartupCost | ColdStartupTime | HotStartupCost | HotStartupStatus | ShutdownCost | CommitmentStatus | ConstructionTime | CalendarLife | YearOfInstallation | ReactivePower | ActivePower | MaxPowerOutput | MinPowerOutput | MinimumDowntime | MinimumUptime | NoLoadCost | NonSpinningReserve | SpinningReserve | OperatingReserve | RampUpLimit | RampDownLimit | StartupCapability | ShutdownCapability | ShutdownStatus | StartupStatus | CapitalCost | FixedOperatingCost | VariableOperatingCost | MaxReactivePower | MaxActivePower | OutputSchedule | PlanningStatus | UnitType | UnitSubtype | ParentNode | Phases | Feeder | Comments

## HeatPump
Name | GroupId | YearOfInstallation | ReactivePower | ActivePower | MaxPowerOutput | MinPowerOutput | RampUpLimit | RampDownLimit | CapitalCost | FixedOperatingCost | VariableOperatingCost | MaxReactivePower | MaxActivePower | OutputSchedule | PlanningStatus | UnitType | UnitSubtype | ParentNode | Phases | Feeder | Comments
heatpump_load_220341253 |  | 0 | 0 | 0 | 0 | 0 | 0 | 0 | 0 | 0 | 0.19 | 29.82704531515125 | 70.01686701616262 | OPTIMIZED | INSTALLED |  |  | node_1373096_831_15382258_372 | AN | 8102602
heatpump_load_220341254 |  | 0 | 0 | 0 | 0 | 0 | 0 | 0 | 0 | 0 | 0.19 | 279.61078304953764 | 656.3661181563149 | OPTIMIZED | INSTALLED |  |  | node_1373989_977_15382796_748 | AN | 8102602
heatpump_load_220341255 |  | 0 | 0 | 0 | 0 | 0 | 0 | 0 | 0 | 0 | 0.19 | 602.4946855644439 | 1414.3127069796785 | OPTIMIZED | INSTALLED |  |  | node_1373333_175_15382502_573 | AN | 8102602
heatpump_load_220341256 |  | 0 | 0 | 0 | 0 | 0 | 0 | 0 | 0 | 0 | 0.19 | 666.5990132538602 | 1564.7929575708154 | OPTIMIZED | INSTALLED |  |  | node_1373616_317_15382386_386 | AN | 8102602
heatpump_load_220341257 |  | 0 | 0 | 0 | 0 | 0 | 0 | 0 | 0 | 0 | 0.19 | 692.6917089667044 | 1626.0437128365545 | OPTIMIZED | INSTALLED |  |  | node_1373874_774_15382118_982 | AN | 8102602
heatpump_load_220341258 |  | 0 | 0 | 0 | 0 | 0 | 0 | 0 | 0 | 0 | 0.19 | 716.9590299480037 | 1683.0094358409046 | OPTIMIZED | INSTALLED |  |  | node_1374272_178_15381897_804 | AN | 8102602
heatpump_load_220341259 |  | 0 | 0 | 0 | 0 | 0 | 0 | 0 | 0 | 0 | 0.19 | 11658.180987957337 | 27366.736628443716 | OPTIMIZED | INSTALLED |  |  | node_1374268_603_15382355_602 | AN | 8102602
heatpump_load_220341260 |  | 0 | 0 | 0 | 0 | 0 | 0 | 0 | 0 | 0 | 0.19 | 573.9322849013386 | 1347.2645551250014 | OPTIMIZED | INSTALLED |  |  | node_1373980_818_15382400_523 | AN | 8102602
heatpump_load_220341261 |  | 0 | 0 | 0 | 0 | 0 | 0 | 0 | 0 | 0 | 0.19 | 559.9732321749273 | 1314.4966613614372 | OPTIMIZED | INSTALLED |  |  | node_1373637_857_15382650_261 | AN | 8102602
heatpump_load_220341262 |  | 0 | 0 | 0 | 0 | 0 | 0 | 0 | 0 | 0 | 0.19 | 708.6909481726663 | 1663.6007603040243 | OPTIMIZED | INSTALLED |  |  | node_1373759_379_15382911_631 | AN | 8102602
heatpump_load_220341402 |  | 0 | 0 | 0 | 0 | 0 | 0 | 0 | 0 | 0 | 0.19 | 12.348419726004996 | 28.98698294469133 | OPTIMIZED | INSTALLED |  |  | node_1373301_948_15374051_845 | AN | 8102602
heatpump_load_220341403 |  | 0 | 0 | 0 | 0 | 0 | 0 | 0 | 0 | 0 | 0.19 | 28.240253057963955 | 66.29196969090277 | OPTIMIZED | INSTALLED |  |  | node_1373379_224_15374451_182 | AN | 8102602
heatpump_load_220341404 |  | 0 | 0 | 0 | 0 | 0 | 0 | 0 | 0 | 0 | 0.19 | 35.97144549702162 | 84.44034162149214 | OPTIMIZED | INSTALLED |  |  | node_1373598_19_15374979_191 | AN | 8102602
heatpump_load_220341405 |  | 0 | 0 | 0 | 0 | 0 | 0 | 0 | 0 | 0 | 0.19 | 39.4075232458398 | 92.50628470175407 | OPTIMIZED | INSTALLED |  |  | node_1373763_991_15375334_311 | AN | 8102602
heatpump_load_220341406 |  | 0 | 0 | 0 | 0 | 0 | 0 | 0 | 0 | 0 | 0.19 | 41.232932985818174 | 96.79131696314323 | OPTIMIZED | INSTALLED |  |  | node_1373865_673_15375789_021 | AN | 8102602
heatpump_load_220341416 |  | 0 | 0 | 0 | 0 | 0 | 0 | 0 | 0 | 0 | 0.19 | 80.74782709722726 | 189.5496623861555 | OPTIMIZED | INSTALLED |  |  | node_1373520_112_15375382_817 | AN | 8102602
heatpump_load_220341417 |  | 0 | 0 | 0 | 0 | 0 | 0 | 0 | 0 | 0 | 0.19 | 93.63310115107868 | 219.79694893713773 | OPTIMIZED | INSTALLED |  |  | node_1373532_528_15376321_43 | AN | 8102602
heatpump_load_220341418 |  | 0 | 0 | 0 | 0 | 0 | 0 | 0 | 0 | 0 | 0.19 | 578.4421413227167 | 1357.8511054178452 | OPTIMIZED | INSTALLED |  |  | node_1373913_938_15376817_523 | AN | 8102602
heatpump_load_220341424 |  | 0 | 0 | 0 | 0 | 0 | 0 | 0 | 0 | 0 | 0.19 | 142.91933917266238 | 335.4928199946449 | OPTIMIZED | INSTALLED |  |  | node_1374578_403_15381073_108 | AN | 8102602
heatpump_load_220341425 |  | 0 | 0 | 0 | 0 | 0 | 0 | 0 | 0 | 0 | 0.19 | 134.11440306947836 | 314.8238408514736 | OPTIMIZED | INSTALLED |  |  | node_1374425_825_15381189_712 | AN | 8102602
heatpump_load_220341426 |  | 0 | 0 | 0 | 0 | 0 | 0 | 0 | 0 | 0 | 0.19 | 9.127083708325388 | 21.425161306945768 | OPTIMIZED | INSTALLED |  |  | node_1374271_365_15381238_702 | AN | 8102602
heatpump_load_220341427 |  | 0 | 0 | 0 | 0 | 0 | 0 | 0 | 0 | 0 | 0.19 | 104.39472861989638 | 245.0590345565692 | OPTIMIZED | INSTALLED |  |  | node_1373886_006_15381608_055 | AN | 8102602
heatpump_load_220341428 |  | 0 | 0 | 0 | 0 | 0 | 0 | 0 | 0 | 0 | 0.19 | 89.48117095388726 | 210.0506010484879 | OPTIMIZED | INSTALLED |  |  | node_1373656_077_15381621_628 | AN | 8102602
heatpump_load_220341429 |  | 0 | 0 | 0 | 0 | 0 | 0 | 0 | 0 | 0 | 0.19 | 29.82704531515125 | 70.01686701616262 | OPTIMIZED | INSTALLED |  |  | node_1373467_514_15381763_342 | AN | 8102602
heatpump_load_220341430 |  | 0 | 0 | 0 | 0 | 0 | 0 | 0 | 0 | 0 | 0.19 | 387.7517991475673 | 910.2192712101142 | OPTIMIZED | INSTALLED |  |  | node_1373324_952_15381937_292 | AN | 8102602
heatpump_load_220341432 |  | 0 | 0 | 0 | 0 | 0 | 0 | 0 | 0 | 0 | 0.19 | 149.13529659262326 | 350.08433508081316 | OPTIMIZED | INSTALLED |  |  | node_1372789_007_15382348_334 | AN | 8102602
heatpump_load_220341433 |  | 0 | 0 | 0 | 0 | 0 | 0 | 0 | 0 | 0 | 0.19 | 119.29631340164576 | 280.0394613178441 | OPTIMIZED | INSTALLED |  |  | node_1372598_851_15382466_65 | AN | 8102602
heatpump_load_220341434 |  | 0 | 0 | 0 | 0 | 0 | 0 | 0 | 0 | 0 | 0.19 | 140.3422983652655 | 329.4433626844484 | OPTIMIZED | INSTALLED |  |  | node_1372247_155_15382679_466 | AN | 8102602
heatpump_load_220341435 |  | 0 | 0 | 0 | 0 | 0 | 0 | 0 | 0 | 0 | 0.19 | 50.0378690890022 | 117.46029610631443 | OPTIMIZED | INSTALLED |  |  | node_1371993_496_15382784_956 | AN | 8102602
heatpump_load_220341639 |  | 0 | 0 | 0 | 0 | 0 | 0 | 0 | 0 | 0 | 0.19 | 61.63462273915518 | 144.68285400219847 | OPTIMIZED | INSTALLED |  |  | node_1374381_339_15381356_998 | AN | 8102602
heatpump_load_220341640 |  | 0 | 0 | 0 | 0 | 0 | 0 | 0 | 0 | 0 | 0.19 | 201.97692110442068 | 474.1262166866469 | OPTIMIZED | INSTALLED |  |  | node_1374736_391_15381631_461 | AN | 8102602
heatpump_load_220341694 |  | 0 | 0 | 0 | 0 | 0 | 0 | 0 | 0 | 0 | 0.19 | 42.95097186022726 | 100.82428850327419 | OPTIMIZED | INSTALLED |  |  | node_1373918_19_15374976_722 | AN | 8102602
heatpump_load_220341695 |  | 0 | 0 | 0 | 0 | 0 | 0 | 0 | 0 | 0 | 0.19 | 223.8819080010282 | 525.5466038233167 | OPTIMIZED | INSTALLED |  |  | node_1374151_951_15374801_255 | AN | 8102602
heatpump_load_220341743 |  | 0 | 0 | 0 | 0 | 0 | 0 | 0 | 0 | 0 | 0.19 | 0 | 0 | OPTIMIZED | INSTALLED |  |  | node_1374400_722_15377093_482 | AN | 8102602
heatpump_load_220343070 |  | 0 | 0 | 0 | 0 | 0 | 0 | 0 | 0 | 0 | 0.19 | 1008.8108268495436 | 2368.110476220653 | OPTIMIZED | INSTALLED |  |  | node_1367881_376_15350720_179 | AN | 8102602
heatpump_load_220343071 |  | 0 | 0 | 0 | 0 | 0 | 0 | 0 | 0 | 0 | 0.19 | 681.6318446528313 | 1600.0814585469614 | OPTIMIZED | INSTALLED |  |  | node_1367656_152_15350797_756 | AN | 8102602
heatpump_load_220343118 |  | 0 | 0 | 0 | 0 | 0 | 0 | 0 | 0 | 0 | 0.19 | 218.40567878109306 | 512.6915070391492 | OPTIMIZED | INSTALLED |  |  | node_1368366_777_15352099_837 | AN | 8102602
heatpump_load_220343119 |  | 0 | 0 | 0 | 0 | 0 | 0 | 0 | 0 | 0 | 0.19 | 31.24681233607149 | 73.34966988613196 | OPTIMIZED | INSTALLED |  |  | node_1368487_367_15352327_219 | AN | 8102602
heatpump_load_220343121 |  | 0 | 0 | 0 | 0 | 0 | 0 | 0 | 0 | 0 | 0.19 | 0 | 0 | OPTIMIZED | INSTALLED |  |  | node_1368787_027_15353346_442 | AN | 8102602
heatpump_load_220343122 |  | 0 | 0 | 0 | 0 | 0 | 0 | 0 | 0 | 0 | 0.19 | 212.71467282158588 | 499.3322888124655 | OPTIMIZED | INSTALLED |  |  | node_1368950_772_15354065_871 | AN | 8102602
heatpump_load_220343123 |  | 0 | 0 | 0 | 0 | 0 | 0 | 0 | 0 | 0 | 0.19 | 102.76018485940406 | 241.2221102440835 | OPTIMIZED | INSTALLED |  |  | node_1369047_639_15354475_165 | AN | 8102602
heatpump_load_220343124 |  | 0 | 0 | 0 | 0 | 0 | 0 | 0 | 0 | 0 | 0.19 | 104.80037133895452 | 246.01126394798902 | OPTIMIZED | INSTALLED |  |  | node_1369095_02_15354677_667 | AN | 8102602
heatpump_load_220343125 |  | 0 | 0 | 0 | 0 | 0 | 0 | 0 | 0 | 0 | 0.19 | 221.30486719363134 | 519.4971465131202 | OPTIMIZED | INSTALLED |  |  | node_1369077_005_15354811_566 | AN | 8102602
heatpump_load_220343126 |  | 0 | 0 | 0 | 0 | 0 | 0 | 0 | 0 | 0 | 0.19 | 140.23489249126268 | 329.19130196319026 | OPTIMIZED | INSTALLED |  |  | node_1369048_065_15355077_206 | AN | 8102602
heatpump_load_220343127 |  | 0 | 0 | 0 | 0 | 0 | 0 | 0 | 0 | 0 | 0.19 | 109.0954510207605 | 256.09369279831645 | OPTIMIZED | INSTALLED |  |  | node_1368973_74_15355689_326 | AN | 8102602
heatpump_load_220343128 |  | 0 | 0 | 0 | 0 | 0 | 0 | 0 | 0 | 0 | 0.19 | 227.64013335498774 | 534.3687290673532 | OPTIMIZED | INSTALLED |  |  | node_1368986_72_15356697_307 | AN | 8102602
heatpump_load_220343129 |  | 0 | 0 | 0 | 0 | 0 | 0 | 0 | 0 | 0 | 0.19 | 59.37969452846616 | 139.38957885577656 | OPTIMIZED | INSTALLED |  |  | node_1368951_995_15357030_775 | AN | 8102602
heatpump_load_220343130 |  | 0 | 0 | 0 | 0 | 0 | 0 | 0 | 0 | 0 | 0.19 | 0 | 0 | OPTIMIZED | INSTALLED |  |  | node_1368925_81_15357279_459 | AN | 8102602
heatpump_load_220343131 |  | 0 | 0 | 0 | 0 | 0 | 0 | 0 | 0 | 0 | 0.19 | 0 | 0 | OPTIMIZED | INSTALLED |  |  | node_1368847_454_15358026_706 | AN | 8102602
heatpump_load_220343132 |  | 0 | 0 | 0 | 0 | 0 | 0 | 0 | 0 | 0 | 0.19 | 58.09117412476771 | 136.36485020067835 | OPTIMIZED | INSTALLED |  |  | node_1368799_107_15358475_34 | AN | 8102602
heatpump_load_220343133 |  | 0 | 0 | 0 | 0 | 0 | 0 | 0 | 0 | 0 | 0.19 | 178.78341380411473 | 419.6811008948788 | OPTIMIZED | INSTALLED |  |  | node_1368727_878_15359171_04 | AN | 8102602
heatpump_load_220343134 |  | 0 | 0 | 0 | 0 | 0 | 0 | 0 | 0 | 0 | 0.19 | 61.09773340287525 | 143.42255039590754 | OPTIMIZED | INSTALLED |  |  | node_1368673_867_15359703_549 | AN | 8102602
heatpump_load_220343135 |  | 0 | 0 | 0 | 0 | 0 | 0 | 0 | 0 | 0 | 0.19 | 112.3167870384401 | 263.655514436062 | OPTIMIZED | INSTALLED |  |  | node_1369139_684_15365158_411 | AN | 8102602
heatpump_load_220343136 |  | 0 | 0 | 0 | 0 | 0 | 0 | 0 | 0 | 0 | 0.19 | 0 | 0 | OPTIMIZED | INSTALLED |  |  | node_1369229_116_15365329_282 | AN | 8102602
heatpump_load_220343137 |  | 0 | 0 | 0 | 0 | 0 | 0 | 0 | 0 | 0 | 0.19 | 0 | 0 | OPTIMIZED | INSTALLED |  |  | node_1369337_002_15366582_367 | AN | 8102602
heatpump_load_220343138 |  | 0 | 0 | 0 | 0 | 0 | 0 | 0 | 0 | 0 | 0.19 | 212.92941455272444 | 499.83641025498184 | OPTIMIZED | INSTALLED |  |  | node_1369394_865_15366775_475 | AN | 8102602
heatpump_load_220343140 |  | 0 | 0 | 0 | 0 | 0 | 0 | 0 | 0 | 0 | 0.19 | 91.16343120925109 | 213.99955234819947 | OPTIMIZED | INSTALLED |  |  | node_1371312_972_15371633_51 | AN | 8102602
heatpump_load_220343141 |  | 0 | 0 | 0 | 0 | 0 | 0 | 0 | 0 | 0 | 0.19 | 98.78721777430596 | 231.89586355753065 | OPTIMIZED | INSTALLED |  |  | node_1372907_328_15373636_566 | AN | 8102602
heatpump_load_220343142 |  | 0 | 0 | 0 | 0 | 0 | 0 | 0 | 0 | 0 | 0.19 | 32.21322014306207 | 75.61821637745565 | OPTIMIZED | INSTALLED |  |  | node_1373039_867_15373670_096 | AN | 8102602
heatpump_load_220343146 |  | 0 | 0 | 0 | 0 | 0 | 0 | 0 | 0 | 0 | 0.19 | 777.0903555438884 | 1824.1634397454884 | OPTIMIZED | INSTALLED |  |  | node_1368411_003_15352901_06 | AN | 8102602
heatpump_load_220343147 |  | 0 | 0 | 0 | 0 | 0 | 0 | 0 | 0 | 0 | 0.19 | 575.1134344394677 | 1350.0372230588414 | OPTIMIZED | INSTALLED |  |  | node_1368562_415_15353460_193 | AN | 8102602
heatpump_load_220343148 |  | 0 | 0 | 0 | 0 | 0 | 0 | 0 | 0 | 0 | 0.19 | 115.645493921689 | 271.46939679506573 | OPTIMIZED | INSTALLED |  |  | node_1368646_329_15353792_881 | AN | 8102602
heatpump_load_220343149 |  | 0 | 0 | 0 | 0 | 0 | 0 | 0 | 0 | 0 | 0.19 | 69.90270451449278 | 164.09152953907872 | OPTIMIZED | INSTALLED |  |  | node_1369343_392_15355552_828 | AN | 8102602
heatpump_load_220343151 |  | 0 | 0 | 0 | 0 | 0 | 0 | 0 | 0 | 0 | 0.19 | 225.7073177410066 | 529.8316360847059 | OPTIMIZED | INSTALLED |  |  | node_1369567_901_15356070_066 | AN | 8102602
heatpump_load_220343152 |  | 0 | 0 | 0 | 0 | 0 | 0 | 0 | 0 | 0 | 0.19 | 116.82664345981816 | 274.2420647289058 | OPTIMIZED | INSTALLED |  |  | node_1369027_764_15356207_189 | AN | 8102602
heatpump_load_220343153 |  | 0 | 0 | 0 | 0 | 0 | 0 | 0 | 0 | 0 | 0.19 | 231.18358196937524 | 542.6867328688734 | OPTIMIZED | INSTALLED |  |  | node_1368985_997_15358620_628 | AN | 8102602
heatpump_load_220343154 |  | 0 | 0 | 0 | 0 | 0 | 0 | 0 | 0 | 0 | 0.19 | 1346.727560763421 | 3161.345566020162 | OPTIMIZED | INSTALLED |  |  | node_1368933_87_15359886_786 | AN | 8102602
heatpump_load_220343155 |  | 0 | 0 | 0 | 0 | 0 | 0 | 0 | 0 | 0 | 0.19 | 366.37176371141345 | 860.0311809329289 | OPTIMIZED | INSTALLED |  |  | node_1368964_956_15359623_813 | AN | 8102602
heatpump_load_220343156 |  | 0 | 0 | 0 | 0 | 0 | 0 | 0 | 0 | 0 | 0.19 | 143.348857643373 | 336.5010628796776 | OPTIMIZED | INSTALLED |  |  | node_1368243_552_15362576_71 | AN | 8102602
heatpump_load_220343157 |  | 0 | 0 | 0 | 0 | 0 | 0 | 0 | 0 | 0 | 0.19 | 80.64045623165798 | 189.2976016648973 | OPTIMIZED | INSTALLED |  |  | node_1368011_312_15362789_634 | AN | 8102602
heatpump_load_220343159 |  | 0 | 0 | 0 | 0 | 0 | 0 | 0 | 0 | 0 | 0.19 | 129.49717578253103 | 303.9852298373717 | OPTIMIZED | INSTALLED |  |  | node_1369265_309_15364549_369 | AN | 8102602
heatpump_load_220343160 |  | 0 | 0 | 0 | 0 | 0 | 0 | 0 | 0 | 0 | 0.19 | 31.67633080678214 | 74.3579127711647 | OPTIMIZED | INSTALLED |  |  | node_1369016_467_15365653_094 | AN | 8102602
heatpump_load_220343161 |  | 0 | 0 | 0 | 0 | 0 | 0 | 0 | 0 | 0 | 0.19 | 95.24376915991849 | 223.57785975601053 | OPTIMIZED | INSTALLED |  |  | node_1369894_42_15366283_209 | AN | 8102602
heatpump_load_220343162 |  | 0 | 0 | 0 | 0 | 0 | 0 | 0 | 0 | 0 | 0.19 | 59.37969452846616 | 139.38957885577656 | OPTIMIZED | INSTALLED |  |  | node_1369744_931_15368182_938 | AN | 8102602
heatpump_load_220343163 |  | 0 | 0 | 0 | 0 | 0 | 0 | 0 | 0 | 0 | 0.19 | 36.18618722816019 | 84.94446306400852 | OPTIMIZED | INSTALLED |  |  | node_1369865_304_15368535_421 | AN | 8102602
heatpump_load_220343164 |  | 0 | 0 | 0 | 0 | 0 | 0 | 0 | 0 | 0 | 0.19 | 263.28943124686805 | 618.0528885250709 | OPTIMIZED | INSTALLED |  |  | node_1370668_641_15370615_328 | AN | 8102602
heatpump_load_220343165 |  | 0 | 0 | 0 | 0 | 0 | 0 | 0 | 0 | 0 | 0.19 | 314.83059747914075 | 739.0420347289999 | OPTIMIZED | INSTALLED |  |  | node_1370718_13_15371038_978 | AN | 8102602
heatpump_load_220343166 |  | 0 | 0 | 0 | 0 | 0 | 0 | 0 | 0 | 0 | 0.19 | 92.34458074738025 | 216.7722202820395 | OPTIMIZED | INSTALLED |  |  | node_1372659_125_15372906_714 | AN | 8102602
heatpump_load_220343168 |  | 0 | 0 | 0 | 0 | 0 | 0 | 0 | 0 | 0 | 0.19 | 0 | 0 | OPTIMIZED | INSTALLED |  |  | node_1373894_116_15372680_892 | AN | 8102602
heatpump_load_220343169 |  | 0 | 0 | 0 | 0 | 0 | 0 | 0 | 0 | 0 | 0.19 | 182.43423328407144 | 428.25116541765715 | OPTIMIZED | INSTALLED |  |  | node_1369083_267_15359271_28 | AN | 8102602
heatpump_load_220343170 |  | 0 | 0 | 0 | 0 | 0 | 0 | 0 | 0 | 0 | 0.19 | 201.86955023885142 | 473.8741559653887 | OPTIMIZED | INSTALLED |  |  | node_1369518_83_15359488_815 | AN | 8102602
heatpump_load_220343171 |  | 0 | 0 | 0 | 0 | 0 | 0 | 0 | 0 | 0 | 0.19 | 272.41651495519335 | 639.4780498320166 | OPTIMIZED | INSTALLED |  |  | node_1369405_63_15359216_51 | AN | 8102602
heatpump_load_220343172 |  | 0 | 0 | 0 | 0 | 0 | 0 | 0 | 0 | 0 | 0.19 | 0 | 0 | OPTIMIZED | INSTALLED |  |  | node_1369717_811_15359217_663 | AN | 8102602
heatpump_load_220343173 |  | 0 | 0 | 0 | 0 | 0 | 0 | 0 | 0 | 0 | 0.19 | 210.35237374532755 | 493.7869529447853 | OPTIMIZED | INSTALLED |  |  | node_1369976_961_15359243_604 | AN | 8102602
heatpump_load_220343174 |  | 0 | 0 | 0 | 0 | 0 | 0 | 0 | 0 | 0 | 0.19 | 269.08780807194455 | 631.6641674730128 | OPTIMIZED | INSTALLED |  |  | node_1370314_409_15359917_587 | AN | 8102602
heatpump_load_220343175 |  | 0 | 0 | 0 | 0 | 0 | 0 | 0 | 0 | 0 | 0.19 | 40.69604364953824 | 95.53101335685231 | OPTIMIZED | INSTALLED |  |  | node_1370539_107_15360497_51 | AN | 8102602
heatpump_load_220343334 |  | 0 | 0 | 0 | 0 | 0 | 0 | 0 | 0 | 0 | 0.19 | 48.964090416442325 | 114.93968889373258 | OPTIMIZED | INSTALLED |  |  | node_1372040_657_15357415_561 | AN | 8102602
heatpump_load_220343335 |  | 0 | 0 | 0 | 0 | 0 | 0 | 0 | 0 | 0 | 0.19 | 255.55823880781034 | 599.9045165944814 | OPTIMIZED | INSTALLED |  |  | node_1369433_496_15357350_039 | AN | 8102602
heatpump_load_220343336 |  | 0 | 0 | 0 | 0 | 0 | 0 | 0 | 0 | 0 | 0.19 | 203.90970170996832 | 478.6633096692942 | OPTIMIZED | INSTALLED |  |  | node_1369282_776_15356886_407 | AN | 8102602
heatpump_load_220343337 |  | 0 | 0 | 0 | 0 | 0 | 0 | 0 | 0 | 0 | 0.19 | 295.39528052436077 | 693.4190441812683 | OPTIMIZED | INSTALLED |  |  | node_1372775_779_15357251_099 | AN | 8102602
heatpump_load_220343338 |  | 0 | 0 | 0 | 0 | 0 | 0 | 0 | 0 | 0 | 0.19 | 143.99311784522223 | 338.01342720722675 | OPTIMIZED | INSTALLED |  |  | node_1373140_576_15357280_463 | AN | 8102602
heatpump_load_220343339 |  | 0 | 0 | 0 | 0 | 0 | 0 | 0 | 0 | 0 | 0.19 | 176.2063379882843 | 413.63164358468237 | OPTIMIZED | INSTALLED |  |  | node_1373874_184_15357230_08 | AN | 8102602
heatpump_load_220343340 |  | 0 | 0 | 0 | 0 | 0 | 0 | 0 | 0 | 0 | 0.19 | 356.0635304649589 | 835.8333516921431 | OPTIMIZED | INSTALLED |  |  | node_1369910_492_15356696_859 | AN | 8102602
heatpump_load_220343342 |  | 0 | 0 | 0 | 0 | 0 | 0 | 0 | 0 | 0 | 0.19 | 64.8559587568348 | 152.24467563994403 | OPTIMIZED | INSTALLED |  |  | node_1370751_1_15356691_522 | AN | 8102602
heatpump_load_220343343 |  | 0 | 0 | 0 | 0 | 0 | 0 | 0 | 0 | 0 | 0.19 | 61.5272518735859 | 144.4307932809403 | OPTIMIZED | INSTALLED |  |  | node_1371729_519_15357266_893 | AN | 8102602
heatpump_load_220343344 |  | 0 | 0 | 0 | 0 | 0 | 0 | 0 | 0 | 0 | 0.19 | 189.95064898355704 | 445.8954159057301 | OPTIMIZED | INSTALLED |  |  | node_1372401_806_15357181_743 | AN | 8102602
heatpump_load_220343349 |  | 0 | 0 | 0 | 0 | 0 | 0 | 0 | 0 | 0 | 0.19 | 233.6532519112028 | 548.4841294578116 | OPTIMIZED | INSTALLED |  |  | node_1367534_796_15351904_456 | AN | 8102602
heatpump_load_220343351 |  | 0 | 0 | 0 | 0 | 0 | 0 | 0 | 0 | 0 | 0.19 | 100.39788578314577 | 235.67677437640342 | OPTIMIZED | INSTALLED |  |  | node_1367380_629_15352332_982 | AN | 8102602
heatpump_load_220343379 |  | 0 | 0 | 0 | 0 | 0 | 0 | 0 | 0 | 0 | 0.19 | 0 | 0 | OPTIMIZED | INSTALLED |  |  | node_1367848_205_15351233_614 | AN | 8102602
heatpump_load_220343380 |  | 0 | 0 | 0 | 0 | 0 | 0 | 0 | 0 | 0 | 0.19 | 1183.9434211737014 | 2779.221512592753 | OPTIMIZED | INSTALLED |  |  | node_1368026_682_15351092_064 | AN | 8102602
heatpump_load_220343382 |  | 0 | 0 | 0 | 0 | 0 | 0 | 0 | 0 | 0 | 0.19 | 663.0555646394728 | 1556.4749537692953 | OPTIMIZED | INSTALLED |  |  | node_1368262_551_15351221_358 | AN | 8102602
heatpump_load_220343428 |  | 0 | 0 | 0 | 0 | 0 | 0 | 0 | 0 | 0 | 0.19 | 40.1591543132583 | 94.27070975056138 | OPTIMIZED | INSTALLED |  |  | node_1369203_467_15370145_72 | AN | 8102602
heatpump_load_220343429 |  | 0 | 0 | 0 | 0 | 0 | 0 | 0 | 0 | 0 | 0.19 | 143.56359937451157 | 337.005184322194 | OPTIMIZED | INSTALLED |  |  | node_1368881_931_15370639_959 | AN | 8102602
heatpump_load_220343430 |  | 0 | 0 | 0 | 0 | 0 | 0 | 0 | 0 | 0 | 0.19 | 347.688077824052 | 816.1726154340046 | OPTIMIZED | INSTALLED |  |  | node_1368693_225_15370839_955 | AN | 8102602
heatpump_load_220343431 |  | 0 | 0 | 0 | 0 | 0 | 0 | 0 | 0 | 0 | 0.19 | 25.448435510994994 | 59.738390938189966 | OPTIMIZED | INSTALLED |  |  | node_1368237_093_15370788_129 | AN | 8102602
heatpump_load_220343552 |  | 0 | 0 | 0 | 0 | 0 | 0 | 0 | 0 | 0 | 0.19 | 682.4908815942526 | 1602.0979443170268 | OPTIMIZED | INSTALLED |  |  | node_1375052_793_15376749_665 | AN | 8102602
heatpump_load_220343554 |  | 0 | 0 | 0 | 0 | 0 | 0 | 0 | 0 | 0 | 0.19 | 667.9949045231278 | 1568.0697469471718 | OPTIMIZED | INSTALLED |  |  | node_1375264_309_15376501_337 | AN | 8102602
heatpump_load_220343570 |  | 0 | 0 | 0 | 0 | 0 | 0 | 0 | 0 | 0 | 0.19 | 0 | 0 | OPTIMIZED | INSTALLED |  |  | node_1376281_899_15379575_854 | AN | 8102602
heatpump_load_220343571 |  | 0 | 0 | 0 | 0 | 0 | 0 | 0 | 0 | 0 | 0.19 | 0 | 0 | OPTIMIZED | INSTALLED |  |  | node_1376300_073_15379565_579 | AN | 8102602
heatpump_load_220343572 |  | 0 | 0 | 0 | 0 | 0 | 0 | 0 | 0 | 0 | 0.19 | 29.82704531515125 | 70.01686701616262 | OPTIMIZED | INSTALLED |  |  | node_1375586_29_15380007_272 | AN | 8102602
heatpump_load_220343573 |  | 0 | 0 | 0 | 0 | 0 | 0 | 0 | 0 | 0 | 0.19 | 15.999239205961752 | 37.55704746746963 | OPTIMIZED | INSTALLED |  |  | node_1375461_391_15380398_17 | AN | 8102602
heatpump_load_220343574 |  | 0 | 0 | 0 | 0 | 0 | 0 | 0 | 0 | 0 | 0.19 | 204.55399692025108 | 480.17567399684333 | OPTIMIZED | INSTALLED |  |  | node_1375341_2_15380489_595 | AN | 8102602
heatpump_load_220343575 |  | 0 | 0 | 0 | 0 | 0 | 0 | 0 | 0 | 0 | 0.19 | 332.3330988199395 | 780.1279322940841 | OPTIMIZED | INSTALLED |  |  | node_1375152_045_15380636_578 | AN | 8102602
heatpump_load_220343576 |  | 0 | 0 | 0 | 0 | 0 | 0 | 0 | 0 | 0 | 0.19 | 5.046745757657987 | 11.846853899134718 | OPTIMIZED | INSTALLED |  |  | node_1374999_987_15380747_952 | AN | 8102602
heatpump_load_220343905 |  | 0 | 0 | 0 | 0 | 0 | 0 | 0 | 0 | 0 | 0.19 | 516.9148894491307 | 1213.420312136905 | OPTIMIZED | INSTALLED |  |  | node_1376244_045_15381616_488 | AN | 8102602
heatpump_load_220343906 |  | 0 | 0 | 0 | 0 | 0 | 0 | 0 | 0 | 0 | 0.19 | 345.1110370166552 | 810.1231581238081 | OPTIMIZED | INSTALLED |  |  | node_1376038_273_15381523_852 | AN | 8102602
heatpump_load_220343908 |  | 0 | 0 | 0 | 0 | 0 | 0 | 0 | 0 | 0 | 0.19 | 76.34534154141849 | 179.21517281456985 | OPTIMIZED | INSTALLED |  |  | node_1376022_583_15381874_365 | AN | 8102602
heatpump_load_220343909 |  | 0 | 0 | 0 | 0 | 0 | 0 | 0 | 0 | 0 | 0.19 | 61.09773340287525 | 143.42255039590754 | OPTIMIZED | INSTALLED |  |  | node_1376153_023_15382100_879 | AN | 8102602
heatpump_load_220343910 |  | 0 | 0 | 0 | 0 | 0 | 0 | 0 | 0 | 0 | 0.19 | 248.14922898232757 | 582.5123268276667 | OPTIMIZED | INSTALLED |  |  | node_1375506_111_15382941_617 | AN | 8102602
heatpump_load_220343911 |  | 0 | 0 | 0 | 0 | 0 | 0 | 0 | 0 | 0 | 0.19 | 37.58211350586143 | 88.22125244036492 | OPTIMIZED | INSTALLED |  |  | node_1375234_941_15383651_484 | AN | 8102602
heatpump_load_220343912 |  | 0 | 0 | 0 | 0 | 0 | 0 | 0 | 0 | 0 | 0.19 | 249.75986198273384 | 586.2932376465395 | OPTIMIZED | INSTALLED |  |  | node_1376039_051_15383016_779 | AN | 8102602
heatpump_load_220343913 |  | 0 | 0 | 0 | 0 | 0 | 0 | 0 | 0 | 0 | 0.19 | 182.21949155293288 | 427.7470439751408 | OPTIMIZED | INSTALLED |  |  | node_1375722_316_15383331_565 | AN | 8102602
heatpump_load_220343914 |  | 0 | 0 | 0 | 0 | 0 | 0 | 0 | 0 | 0 | 0.19 | 571.6853036050559 | 1341.9899394736394 | OPTIMIZED | INSTALLED |  |  | node_1376674_624_15379872_916 | AN | 8102602
heatpump_load_220343915 |  | 0 | 0 | 0 | 0 | 0 | 0 | 0 | 0 | 0 | 0.19 | 571.6853036050559 | 1341.9899394736394 | OPTIMIZED | INSTALLED |  |  | node_1376669_122_15379888_817 | BN | 8102602
heatpump_load_220343917 |  | 0 | 0 | 0 | 0 | 0 | 0 | 0 | 0 | 0 | 0.19 | 419.5235629440924 | 984.8012379557307 | OPTIMIZED | INSTALLED |  |  | node_1376657_94_15380248_074 | AN | 8102602
heatpump_load_220343918 |  | 0 | 0 | 0 | 0 | 0 | 0 | 0 | 0 | 0 | 0.19 | 0 | 0 | OPTIMIZED | INSTALLED |  |  | node_1376650_217_15380829_465 | AN | 8102602
heatpump_load_220343920 |  | 0 | 0 | 0 | 0 | 0 | 0 | 0 | 0 | 0 | 0.19 | 95.02902742877991 | 223.07373831349418 | OPTIMIZED | INSTALLED |  |  | node_1376704_436_15380994_144 | AN | 8102602
heatpump_load_220343922 |  | 0 | 0 | 0 | 0 | 0 | 0 | 0 | 0 | 0 | 0.19 | 209.385965938337 | 491.5184064534617 | OPTIMIZED | INSTALLED |  |  | node_1376258_289_15381256_174 | AN | 8102602
heatpump_load_220344081 |  | 0 | 0 | 0 | 0 | 0 | 0 | 0 | 0 | 0 | 0.19 | 513.5861825658818 | 1205.606429777901 | OPTIMIZED | INSTALLED |  |  | node_1375479_961_15376628_675 | AN | 8102602
heatpump_load_220344102 |  | 0 | 0 | 0 | 0 | 0 | 0 | 0 | 0 | 0 | 0.19 | 178.96237691620803 | 420.1012020969758 | OPTIMIZED | INSTALLED |  |  | node_1378220_799_15377893_631 | AN | 8102602
heatpump_load_220344103 |  | 0 | 0 | 0 | 0 | 0 | 0 | 0 | 0 | 0 | 0.19 | 282.6173773360787 | 663.4238183515442 | OPTIMIZED | INSTALLED |  |  | node_1378265_78_15378238_005 | AN | 8102602
heatpump_load_220344104 |  | 0 | 0 | 0 | 0 | 0 | 0 | 0 | 0 | 0 | 0.19 | 203.81825968164523 | 478.4486029465892 | OPTIMIZED | INSTALLED |  |  | node_1378071_705_15378257_383 | AN | 8102602
heatpump_load_220344105 |  | 0 | 0 | 0 | 0 | 0 | 0 | 0 | 0 | 0 | 0.19 | 203.81825968164523 | 478.4486029465892 | OPTIMIZED | INSTALLED |  |  | node_1378061_955_15378280_452 | BN | 8102602
heatpump_load_220344106 |  | 0 | 0 | 0 | 0 | 0 | 0 | 0 | 0 | 0 | 0.19 | 203.81825968164523 | 478.4486029465892 | OPTIMIZED | INSTALLED |  |  | node_1378076_675_15378231_657 | CN | 8102602
heatpump_load_220344107 |  | 0 | 0 | 0 | 0 | 0 | 0 | 0 | 0 | 0 | 0.19 | 0 | 0 | OPTIMIZED | INSTALLED |  |  | node_1377486_588_15378168_199 | AN | 8102602
heatpump_load_220344108 |  | 0 | 0 | 0 | 0 | 0 | 0 | 0 | 0 | 0 | 0.19 | 477.2329701014545 | 1120.269872258602 | OPTIMIZED | INSTALLED |  |  | node_1377712_626_15378618_282 | AN | 8102602
heatpump_load_220344110 |  | 0 | 0 | 0 | 0 | 0 | 0 | 0 | 0 | 0 | 0.19 | 39.72963584254765 | 93.26246686552864 | OPTIMIZED | INSTALLED |  |  | node_1377216_14_15379055_184 | AN | 8102602
heatpump_load_220344111 |  | 0 | 0 | 0 | 0 | 0 | 0 | 0 | 0 | 0 | 0.19 | 328.09767350883124 | 770.185537177789 | OPTIMIZED | INSTALLED |  |  | node_1377070_137_15379293_598 | AN | 8102602
heatpump_load_220344112 |  | 0 | 0 | 0 | 0 | 0 | 0 | 0 | 0 | 0 | 0.19 | 328.09767350883124 | 770.185537177789 | OPTIMIZED | INSTALLED |  |  | node_1377083_698_15379283_847 | BN | 8102602
heatpump_load_220344113 |  | 0 | 0 | 0 | 0 | 0 | 0 | 0 | 0 | 0 | 0.19 | 328.09767350883124 | 770.185537177789 | OPTIMIZED | INSTALLED |  |  | node_1377098_852_15379272_052 | CN | 8102602
heatpump_load_220344115 |  | 0 | 0 | 0 | 0 | 0 | 0 | 0 | 0 | 0 | 0.19 | 14.913522657575625 | 35.00843350808131 | OPTIMIZED | INSTALLED |  |  | node_1376583_568_15378903_75 | AN | 8102602
heatpump_load_220344116 |  | 0 | 0 | 0 | 0 | 0 | 0 | 0 | 0 | 0 | 0.19 | 0 | 0 | OPTIMIZED | INSTALLED |  |  | node_1377069_01_15378295_008 | AN | 8102602
heatpump_load_220344117 |  | 0 | 0 | 0 | 0 | 0 | 0 | 0 | 0 | 0 | 0.19 | 42.199340792808755 | 99.05986345446689 | OPTIMIZED | INSTALLED |  |  | node_1376754_127_15379290_751 | AN | 8102602
heatpump_load_220344118 |  | 0 | 0 | 0 | 0 | 0 | 0 | 0 | 0 | 0 | 0.19 | 141.67853526383544 | 332.5801183267725 | OPTIMIZED | INSTALLED |  |  | node_1376773_63_15379295_195 | AN | 8102602
heatpump_load_220344119 |  | 0 | 0 | 0 | 0 | 0 | 0 | 0 | 0 | 0 | 0.19 | 142.81196830709308 | 335.2407592733867 | OPTIMIZED | INSTALLED |  |  | node_1376564_147_15379636_935 | AN | 8102602
heatpump_load_220344121 |  | 0 | 0 | 0 | 0 | 0 | 0 | 0 | 0 | 0 | 0.19 | 208.78942223135928 | 490.1180691131384 | OPTIMIZED | INSTALLED |  |  | node_1378375_977_15377692_746 | AN | 8102602
heatpump_load_220344122 |  | 0 | 0 | 0 | 0 | 0 | 0 | 0 | 0 | 0 | 0.19 | 2.040186479550455 | 4.789153703905525 | OPTIMIZED | INSTALLED |  |  | node_1378655_985_15377867_87 | AN | 8102602
heatpump_load_220344156 |  | 0 | 0 | 0 | 0 | 0 | 0 | 0 | 0 | 0 | 0.19 | 49.711765530874416 | 116.69476669079322 | OPTIMIZED | INSTALLED |  |  | node_1376883_698_15379631_265 | AN | 8102602
heatpump_load_220344158 |  | 0 | 0 | 0 | 0 | 0 | 0 | 0 | 0 | 0 | 0.19 | 49.711765530874416 | 116.69476669079322 | OPTIMIZED | INSTALLED |  |  | node_1376901_175_15379617_981 | BN | 8102602
heatpump_load_220344159 |  | 0 | 0 | 0 | 0 | 0 | 0 | 0 | 0 | 0 | 0.19 | 492.1464927590302 | 1155.2783057666836 | OPTIMIZED | INSTALLED |  |  | node_1377028_429_15379422_864 | AN | 8102602
heatpump_load_220344160 |  | 0 | 0 | 0 | 0 | 0 | 0 | 0 | 0 | 0 | 0.19 | 492.1464927590302 | 1155.2783057666836 | OPTIMIZED | INSTALLED |  |  | node_1376994_636_15379449_263 | BN | 8102602
heatpump_load_220344162 |  | 0 | 0 | 0 | 0 | 0 | 0 | 0 | 0 | 0 | 0.19 | 17.073017878521622 | 40.07765468005149 | OPTIMIZED | INSTALLED |  |  | node_1377354_417_15379415_194 | AN | 8102602
heatpump_load_220344165 |  | 0 | 0 | 0 | 0 | 0 | 0 | 0 | 0 | 0 | 0.19 | 282.6173773360787 | 663.4238183515442 | OPTIMIZED | INSTALLED |  |  | node_1377994_704_15379191_248 | AN | 8102602
heatpump_load_220344166 |  | 0 | 0 | 0 | 0 | 0 | 0 | 0 | 0 | 0 | 0.19 | 9.98608564131318 | 23.44164707701125 | OPTIMIZED | INSTALLED |  |  | node_1378037_47_15378811_023 | AN | 8102602
heatpump_load_220344167 |  | 0 | 0 | 0 | 0 | 0 | 0 | 0 | 0 | 0 | 0.19 | 758.9435940012404 | 1781.565177852855 | OPTIMIZED | INSTALLED |  |  | node_1378341_045_15378339_974 | AN | 8102602
heatpump_load_220344171 |  | 0 | 0 | 0 | 0 | 0 | 0 | 0 | 0 | 0 | 0.19 | 15.247608138543246 | 35.79262241866234 | OPTIMIZED | INSTALLED |  |  | node_1376831_067_15379503_008 | AN | 8102602
heatpump_load_220432574 |  | 0 | 0 | 0 | 0 | 0 | 0 | 0 | 0 | 0 | 0.19 | 36.61570569887084 | 85.95270594904125 | OPTIMIZED | INSTALLED |  |  | node_1372961_033_15382882_893 | AN | 8102602
heatpump_load_220433785 |  | 0 | 0 | 0 | 0 | 0 | 0 | 0 | 0 | 0 | 0.19 | 0 | 0 | OPTIMIZED | INSTALLED |  |  | node_1375379_69_15375792_014 | AN | 8102602
heatpump_load_220467139 |  | 0 | 0 | 0 | 0 | 0 | 0 | 0 | 0 | 0 | 0.19 | 128.42339710997115 | 301.4646226247899 | OPTIMIZED | INSTALLED |  |  | node_1376645_084_15381348_11 | AN | 8102602
heatpump_load_220476259 |  | 0 | 0 | 0 | 0 | 0 | 0 | 0 | 0 | 0 | 0.19 | 313.8641896721502 | 736.7734882376761 | OPTIMIZED | INSTALLED |  |  | node_1369088_664_15356095_304 | AN | 8102602
heatpump_load_220514958 |  | 0 | 0 | 0 | 0 | 0 | 0 | 0 | 0 | 0 | 0.19 | 49.711765530874416 | 116.69476669079322 | OPTIMIZED | INSTALLED |  |  | node_1376893_249_15379603_823 | CN | 8102602
heatpump_load_220521159 |  | 0 | 0 | 0 | 0 | 0 | 0 | 0 | 0 | 0 | 0.19 | 231.50572957451658 | 543.442915032648 | OPTIMIZED | INSTALLED |  |  | node_1374454_282_15374954_653 | AN | 8102602
heatpump_load_220529916 |  | 0 | 0 | 0 | 0 | 0 | 0 | 0 | 0 | 0 | 0.19 | 4295.096730913091 | 10082.42885032742 | OPTIMIZED | INSTALLED |  |  | node_1376827_483_15379953_826 | ABCN | 8102602
heatpump_load_220530174 |  | 0 | 0 | 0 | 0 | 0 | 0 | 0 | 0 | 0 | 0.19 | 181.3604546115116 | 425.7305582050753 | OPTIMIZED | INSTALLED |  |  | node_1369616_124_15356293_34 | AN | 8102602
heatpump_load_220530202 |  | 0 | 0 | 0 | 0 | 0 | 0 | 0 | 0 | 0 | 0.19 | 253.53002521251963 | 595.1434046458158 | OPTIMIZED | INSTALLED |  |  | node_1377639_029_15380480_092 | ABCN | 8102602
heatpump_load_220530650 |  | 0 | 0 | 0 | 0 | 0 | 0 | 0 | 0 | 0 | 0.19 | 3012.5331172013507 | 7071.703533623992 | OPTIMIZED | INSTALLED |  |  | node_1377987_515_15377934_049 | ABCN | 8102602
heatpump_load_220531526 |  | 0 | 0 | 0 | 0 | 0 | 0 | 0 | 0 | 0 | 0.19 | 40.481301918399666 | 95.02689191433593 | OPTIMIZED | INSTALLED |  |  | node_1371075_569_15372703_247 | AN | 8102602
heatpump_load_220533535 |  | 0 | 0 | 0 | 0 | 0 | 0 | 0 | 0 | 0 | 0.19 | 339.20525431757585 | 796.2598184546079 | OPTIMIZED | INSTALLED |  |  | node_1368330_725_15350641_082 | AN | 8102602
heatpump_load_220535597 |  | 0 | 0 | 0 | 0 | 0 | 0 | 0 | 0 | 0 | 0.19 | 0 | 0 | OPTIMIZED | INSTALLED |  |  | node_1369765_54_15370084_789 | AN | 8102602
heatpump_load_220539258 |  | 0 | 0 | 0 | 0 | 0 | 0 | 0 | 0 | 0 | 0.19 | 74.56764829631163 | 175.04216754040658 | OPTIMIZED | INSTALLED |  |  | node_1377042_734_15377987_448 | AN | 8102602
heatpump_load_220542258 |  | 0 | 0 | 0 | 0 | 0 | 0 | 0 | 0 | 0 | 0.19 | 49.71575649229435 | 116.70411394253988 | OPTIMIZED | INSTALLED |  |  | node_1376314_346_15381964_284 | AN | 8102602
heatpump_load_220543169 |  | 0 | 0 | 0 | 0 | 0 | 0 | 0 | 0 | 0 | 0.19 | 65.07070048797337 | 152.7487970824604 | OPTIMIZED | INSTALLED |  |  | node_1371971_618_15357303_801 | AN | 8102602
heatpump_load_220546617 |  | 0 | 0 | 0 | 0 | 0 | 0 | 0 | 0 | 0 | 0.19 | 0 | 0 | OPTIMIZED | INSTALLED |  |  | node_1374917_976_15374832_797 | AN | 8102602
heatpump_load_220551786 |  | 0 | 0 | 0 | 0 | 0 | 0 | 0 | 0 | 0 | 0.19 | 172.34074176875546 | 404.5574576193877 | OPTIMIZED | INSTALLED |  |  | node_1376427_073_15380767_166 | AN | 8102602
heatpump_load_220553645 |  | 0 | 0 | 0 | 0 | 0 | 0 | 0 | 0 | 0 | 0.19 | 269.73206827379374 | 633.176531800562 | OPTIMIZED | INSTALLED |  |  | node_1368639_203_15363704_177 | AN | 8102602
heatpump_load_220554951 |  | 0 | 0 | 0 | 0 | 0 | 0 | 0 | 0 | 0 | 0.19 | 72.05026185961252 | 169.13274396424245 | OPTIMIZED | INSTALLED |  |  | node_1368423_044_15363437_437 | AN | 8102602
heatpump_load_220554964 |  | 0 | 0 | 0 | 0 | 0 | 0 | 0 | 0 | 0 | 0.19 | 269.51732654265516 | 632.6724103580455 | OPTIMIZED | INSTALLED |  |  | node_1368007_704_15351786_842 | AN | 8102602
heatpump_load_220575608 |  | 0 | 0 | 0 | 0 | 0 | 0 | 0 | 0 | 0 | 0.19 | 492.1464927590302 | 1155.2783057666836 | OPTIMIZED | INSTALLED |  |  | node_1377010_228_15379433_053 | CN | 8102602
heatpump_load_220615728 |  | 0 | 0 | 0 | 0 | 0 | 0 | 0 | 0 | 0 | 0.19 | 1834.3642321095067 | 4306.037321494002 | OPTIMIZED | INSTALLED |  |  | node_1377017_876_15380773_256 | ABCN | 8102602
heatpump_load_220620840 |  | 0 | 0 | 0 | 0 | 0 | 0 | 0 | 0 | 0 | 0.19 | 34.629222156321774 | 81.28958260576482 | OPTIMIZED | INSTALLED |  |  | node_1375065_56_15378334_658 | AN | 8102602
heatpump_load_220620847 |  | 0 | 0 | 0 | 0 | 0 | 0 | 0 | 0 | 0 | 0.19 | 462.3194474438789 | 1085.2614387505207 | OPTIMIZED | INSTALLED |  |  | node_1377452_03_15378850_592 | AN | 8102602
heatpump_load_220620865 |  | 0 | 0 | 0 | 0 | 0 | 0 | 0 | 0 | 0 | 0.19 | 0 | 0 | OPTIMIZED | INSTALLED |  |  | node_1375051_904_15378315_284 | AN | 8102602
heatpump_load_220624827 |  | 0 | 0 | 0 | 0 | 0 | 0 | 0 | 0 | 0 | 0.19 | 52.829686635971164 | 124.01387485902725 | OPTIMIZED | INSTALLED |  |  | node_1368631_692_15352965_805 | AN | 8102602
heatpump_load_220625859 |  | 0 | 0 | 0 | 0 | 0 | 0 | 0 | 0 | 0 | 0.19 | 12.13364298643292 | 28.48286150217496 | OPTIMIZED | INSTALLED |  |  | node_1370315_921_15356696_756 | AN | 8102602
heatpump_load_220627976 |  | 0 | 0 | 0 | 0 | 0 | 0 | 0 | 0 | 0 | 0.19 | 104.39472861989638 | 245.0590345565692 | OPTIMIZED | INSTALLED |  |  | node_1373683_249_15373033_333 | AN | 8102602
heatpump_load_220647326 |  | 0 | 0 | 0 | 0 | 0 | 0 | 0 | 0 | 0 | 0.19 | 113.06841810585863 | 265.4199394848693 | OPTIMIZED | INSTALLED |  |  | node_1370124_81_15356695_567 | AN | 8102602
heatpump_load_220655656 |  | 0 | 0 | 0 | 0 | 0 | 0 | 0 | 0 | 0 | 0.19 | 0 | 0 | OPTIMIZED | INSTALLED |  |  | node_1377528_527_15378710_706 | AN | 8102602
heatpump_load_220655657 |  | 0 | 0 | 0 | 0 | 0 | 0 | 0 | 0 | 0 | 0.19 | 0 | 0 | OPTIMIZED | INSTALLED |  |  | node_1377543_139_15378692_918 | BN | 8102602
heatpump_load_220655658 |  | 0 | 0 | 0 | 0 | 0 | 0 | 0 | 0 | 0 | 0.19 | 0 | 0 | OPTIMIZED | INSTALLED |  |  | node_1377517_855_15378733_017 | CN | 8102602
heatpump_load_310009817 |  | 0 | 0 | 0 | 0 | 0 | 0 | 0 | 0 | 0 | 0.19 | 571.6853036050559 | 1341.9899394736394 | OPTIMIZED | INSTALLED |  |  | node_1376680_776_15379858_287 | CN | 8102602
heatpump_load_310017178 |  | 0 | 0 | 0 | 0 | 0 | 0 | 0 | 0 | 0 | 0.19 | 390.31690207913795 | 916.2407217735042 | OPTIMIZED | INSTALLED |  |  | node_1378547_982_15377545_004 | AN | 8102602
heatpump_load_310042286 |  | 0 | 0 | 0 | 0 | 0 | 0 | 0 | 0 | 0 | 0.19 | 0 | 0 | OPTIMIZED | INSTALLED |  |  | node_1371122_842_15371286_571 | AN | 8102602
heatpump_load_310059991 |  | 0 | 0 | 0 | 0 | 0 | 0 | 0 | 0 | 0 | 0.19 | 0 | 0 | OPTIMIZED | INSTALLED |  |  | node_1371119_068_15371266_459 | AN | 8102602
heatpump_load_311874269 |  | 0 | 0 | 0 | 0 | 0 | 0 | 0 | 0 | 0 | 0.19 | 39.19274650626772 | 92.00216325923769 | OPTIMIZED | INSTALLED |  |  | node_1369872_466_15371311_507 | AN | 8102602
heatpump_load_311900101 |  | 0 | 0 | 0 | 0 | 0 | 0 | 0 | 0 | 0 | 0.19 | 0 | 0 | OPTIMIZED | INSTALLED |  |  | node_1370982_805_15371676_795 | AN | 8102602
heatpump_load_311909231 |  | 0 | 0 | 0 | 0 | 0 | 0 | 0 | 0 | 0 | 0.19 | 0 | 0 | OPTIMIZED | INSTALLED |  |  | node_1376968_145_15378535_986 | AN | 8102602
heatpump_load_311985970 |  | 0 | 0 | 0 | 0 | 0 | 0 | 0 | 0 | 0 | 0.19 | 0 | 0 | OPTIMIZED | INSTALLED |  |  | node_1375988_75_15382727_11 | AN | 8102602
heatpump_load_311995291 |  | 0 | 0 | 0 | 0 | 0 | 0 | 0 | 0 | 0 | 0.19 | 112.42415790400939 | 263.9075751573202 | OPTIMIZED | INSTALLED |  |  | node_1373445_05_15374802_299 | AN | 8102602
heatpump_load_312004831 |  | 0 | 0 | 0 | 0 | 0 | 0 | 0 | 0 | 0 | 0.19 | 52.29279729969122 | 122.75357125273634 | OPTIMIZED | INSTALLED |  |  | node_1374988_084_15383477_688 | AN | 8102602
heatpump_load_312046701 |  | 0 | 0 | 0 | 0 | 0 | 0 | 0 | 0 | 0 | 0.19 | 0 | 0 | OPTIMIZED | INSTALLED |  |  | node_1368644_401_15353020_792 | AN | 8102602
heatpump_load_312059641 |  | 0 | 0 | 0 | 0 | 0 | 0 | 0 | 0 | 0 | 0.19 | 29.82704531515125 | 70.01686701616262 | OPTIMIZED | INSTALLED |  |  | node_1369128_022_15355523_433 | AN | 8102602
heatpump_load_312070906 |  | 0 | 0 | 0 | 0 | 0 | 0 | 0 | 0 | 0 | 0.19 | 5.691005959507208 | 13.359218226683831 | OPTIMIZED | INSTALLED |  |  | node_1372448_552_15358070_588 | AN | 8102602
heatpump_load_312145154 |  | 0 | 0 | 0 | 0 | 0 | 0 | 0 | 0 | 0 | 0.19 | 0 | 0 | OPTIMIZED | INSTALLED |  |  | node_1374761_942_15383861_407 | AN | 8102602
heatpump_load_312149544 |  | 0 | 0 | 0 | 0 | 0 | 0 | 0 | 0 | 0 | 0.19 | 0 | 0 | OPTIMIZED | INSTALLED |  |  | node_1370887_37_15370920_854 | AN | 8102602

## LineSpacing
Name | DistanceAB | DistanceAC | DistanceAE | DistanceAN | DistanceBC | DistanceBE | DistanceBN | DistanceCE | DistanceCN | DistanceNE | Feeder | Comments

## Load
Name | GroupId | PriorityLevel | LoadClass | BaseReactivePowerA | BaseReactivePowerB | BaseReactivePowerC | BaseActivePowerA | BaseActivePowerB | BaseActivePowerC | BasePowerA | BasePowerB | BasePowerC | ConstantCurrentAReal | ConstantCurrentAImag | ConstantCurrentA | ConstantCurrentBReal | ConstantCurrentBImag | ConstantCurrentB | ConstantCurrentCReal | ConstantCurrentCImag | ConstantCurrentC | ConstantResistanceA | ConstantReactanceA | ConstantImpedanceA | ConstantResistanceB | ConstantReactanceB | ConstantImpedanceB | ConstantResistanceC | ConstantReactanceC | ConstantImpedanceC | ConstantActivePowerA | ConstantReactivePowerA | ConstantPowerA | ConstantActivePowerB | ConstantReactivePowerB | ConstantPowerB | ConstantActivePowerC | ConstantReactivePowerC | ConstantPowerC | CurrentFractionA | CurrentFractionB | CurrentFractionC | CurrentPfA | CurrentPfB | CurrentPfC | ImpedanceFractionA | ImpedanceFractionB | ImpedanceFractionC | ImpedancePfA | ImpedancePfB | ImpedancePfC | PowerFractionA | PowerFractionB | PowerFractionC | PowerPfA | PowerPfB | PowerPfC | DemandResponseLowerBound | DemandResponseShortageCost | DemandResponseSurplusCost | DemandResponseUpperBound | ActivePowerA | ActivePowerB | ActivePowerC | ReactivePowerA | ReactivePowerB | ReactivePowerC | NominalVoltage | Status | ParentNode | Phases | Feeder | Comments
load_220341253 |  | 0 | C | 0 | 0 | 0 | 0 | 0 | 0 | 0 | 0 | 0 | 0 | 0 | 0+0j | 0 | 0 | 0+0j | 0 | 0 | 0+0j | 0 | 0 | 0+0j | 0 | 0 | 0+0j | 0 | 0 | 0+0j | 2000 | 851.996 | 2000+851.996j | 0 | 0 | 0+0j | 0 | 0 | 0+0j | 0 | 0 | 0 | 0 | 0 | 0 | 0 | 0 | 0 | 0 | 0 | 0 | 0 | 0 | 0 | 0 | 0 | 0 | 1 | 0 | 0 | 1 | 0 | 0 | 0 | 0 | 0 | 0 | 0 | OPEN | node_1373096_831_15382258_372 | AN | 8102602
load_220341254 |  | 0 | R | 0 | 0 | 0 | 0 | 0 | 0 | 0 | 0 | 0 | 0 | 0 | 0+0j | 0 | 0 | 0+0j | 0 | 0 | 0+0j | 0 | 0 | 0+0j | 0 | 0 | 0+0j | 0 | 0 | 0+0j | 18748.8 | 7986.955 | 18748.8+7986.955j | 0 | 0 | 0+0j | 0 | 0 | 0+0j | 0 | 0 | 0 | 0 | 0 | 0 | 0 | 0 | 0 | 0 | 0 | 0 | 0 | 0 | 0 | 0 | 0 | 0 | 1 | 0 | 0 | 1 | 0 | 0 | 0 | 0 | 0 | 0 | 0 | OPEN | node_1373989_977_15382796_748 | AN | 8102602
load_220341255 |  | 0 | R | 0 | 0 | 0 | 0 | 0 | 0 | 0 | 0 | 0 | 0 | 0 | 0+0j | 0 | 0 | 0+0j | 0 | 0 | 0+0j | 0 | 0 | 0+0j | 0 | 0 | 0+0j | 0 | 0 | 0+0j | 40399.2 | 17209.987 | 40399.2+17209.987j | 0 | 0 | 0+0j | 0 | 0 | 0+0j | 0 | 0 | 0 | 0 | 0 | 0 | 0 | 0 | 0 | 0 | 0 | 0 | 0 | 0 | 0 | 0 | 0 | 0 | 1 | 0 | 0 | 1 | 0 | 0 | 0 | 0 | 0 | 0 | 0 | OPEN | node_1373333_175_15382502_573 | AN | 8102602
load_220341256 |  | 0 | R | 0 | 0 | 0 | 0 | 0 | 0 | 0 | 0 | 0 | 0 | 0 | 0+0j | 0 | 0 | 0+0j | 0 | 0 | 0+0j | 0 | 0 | 0+0j | 0 | 0 | 0+0j | 0 | 0 | 0+0j | 44697.6 | 19041.098 | 44697.6+19041.098j | 0 | 0 | 0+0j | 0 | 0 | 0+0j | 0 | 0 | 0 | 0 | 0 | 0 | 0 | 0 | 0 | 0 | 0 | 0 | 0 | 0 | 0 | 0 | 0 | 0 | 1 | 0 | 0 | 1 | 0 | 0 | 0 | 0 | 0 | 0 | 0 | OPEN | node_1373616_317_15382386_386 | AN | 8102602
load_220341257 |  | 0 | R | 0 | 0 | 0 | 0 | 0 | 0 | 0 | 0 | 0 | 0 | 0 | 0+0j | 0 | 0 | 0+0j | 0 | 0 | 0+0j | 0 | 0 | 0+0j | 0 | 0 | 0+0j | 0 | 0 | 0+0j | 46447.2 | 19786.424 | 46447.2+19786.424j | 0 | 0 | 0+0j | 0 | 0 | 0+0j | 0 | 0 | 0 | 0 | 0 | 0 | 0 | 0 | 0 | 0 | 0 | 0 | 0 | 0 | 0 | 0 | 0 | 0 | 1 | 0 | 0 | 1 | 0 | 0 | 0 | 0 | 0 | 0 | 0 | OPEN | node_1373874_774_15382118_982 | AN | 8102602
load_220341258 |  | 0 | R | 0 | 0 | 0 | 0 | 0 | 0 | 0 | 0 | 0 | 0 | 0 | 0+0j | 0 | 0 | 0+0j | 0 | 0 | 0+0j | 0 | 0 | 0+0j | 0 | 0 | 0+0j | 0 | 0 | 0+0j | 48074.4 | 20479.609 | 48074.4+20479.609j | 0 | 0 | 0+0j | 0 | 0 | 0+0j | 0 | 0 | 0 | 0 | 0 | 0 | 0 | 0 | 0 | 0 | 0 | 0 | 0 | 0 | 0 | 0 | 0 | 0 | 1 | 0 | 0 | 1 | 0 | 0 | 0 | 0 | 0 | 0 | 0 | OPEN | node_1374272_178_15381897_804 | AN | 8102602
load_220341259 |  | 0 | R | 0 | 0 | 0 | 0 | 0 | 0 | 0 | 0 | 0 | 0 | 0 | 0+0j | 0 | 0 | 0+0j | 0 | 0 | 0+0j | 0 | 0 | 0+0j | 0 | 0 | 0+0j | 0 | 0 | 0+0j | 781718.4 | 333010.644 | 781718.4+333010.644j | 0 | 0 | 0+0j | 0 | 0 | 0+0j | 0 | 0 | 0 | 0 | 0 | 0 | 0 | 0 | 0 | 0 | 0 | 0 | 0 | 0 | 0 | 0 | 0 | 0 | 1 | 0 | 0 | 1 | 0 | 0 | 0 | 0 | 0 | 0 | 0 | OPEN | node_1374268_603_15382355_602 | AN | 8102602
load_220341260 |  | 0 | R | 0 | 0 | 0 | 0 | 0 | 0 | 0 | 0 | 0 | 0 | 0 | 0+0j | 0 | 0 | 0+0j | 0 | 0 | 0+0j | 0 | 0 | 0+0j | 0 | 0 | 0+0j | 0 | 0 | 0+0j | 38484 | 16394.115 | 38484+16394.115j | 0 | 0 | 0+0j | 0 | 0 | 0+0j | 0 | 0 | 0 | 0 | 0 | 0 | 0 | 0 | 0 | 0 | 0 | 0 | 0 | 0 | 0 | 0 | 0 | 0 | 1 | 0 | 0 | 1 | 0 | 0 | 0 | 0 | 0 | 0 | 0 | OPEN | node_1373980_818_15382400_523 | AN | 8102602
load_220341261 |  | 0 | R | 0 | 0 | 0 | 0 | 0 | 0 | 0 | 0 | 0 | 0 | 0 | 0+0j | 0 | 0 | 0+0j | 0 | 0 | 0+0j | 0 | 0 | 0+0j | 0 | 0 | 0+0j | 0 | 0 | 0+0j | 37548 | 15995.381 | 37548+15995.381j | 0 | 0 | 0+0j | 0 | 0 | 0+0j | 0 | 0 | 0 | 0 | 0 | 0 | 0 | 0 | 0 | 0 | 0 | 0 | 0 | 0 | 0 | 0 | 0 | 0 | 1 | 0 | 0 | 1 | 0 | 0 | 0 | 0 | 0 | 0 | 0 | OPEN | node_1373637_857_15382650_261 | AN | 8102602
load_220341262 |  | 0 | R | 0 | 0 | 0 | 0 | 0 | 0 | 0 | 0 | 0 | 0 | 0 | 0+0j | 0 | 0 | 0+0j | 0 | 0 | 0+0j | 0 | 0 | 0+0j | 0 | 0 | 0+0j | 0 | 0 | 0+0j | 47520 | 20243.435 | 47520+20243.435j | 0 | 0 | 0+0j | 0 | 0 | 0+0j | 0 | 0 | 0 | 0 | 0 | 0 | 0 | 0 | 0 | 0 | 0 | 0 | 0 | 0 | 0 | 0 | 0 | 0 | 1 | 0 | 0 | 1 | 0 | 0 | 0 | 0 | 0 | 0 | 0 | OPEN | node_1373759_379_15382911_631 | AN | 8102602
load_220341402 |  | 0 | R | 0 | 0 | 0 | 0 | 0 | 0 | 0 | 0 | 0 | 0 | 0 | 0+0j | 0 | 0 | 0+0j | 0 | 0 | 0+0j | 0 | 0 | 0+0j | 0 | 0 | 0+0j | 0 | 0 | 0+0j | 828 | 352.727 | 828+352.727j | 0 | 0 | 0+0j | 0 | 0 | 0+0j | 0 | 0 | 0 | 0 | 0 | 0 | 0 | 0 | 0 | 0 | 0 | 0 | 0 | 0 | 0 | 0 | 0 | 0 | 1 | 0 | 0 | 1 | 0 | 0 | 0 | 0 | 0 | 0 | 0 | OPEN | node_1373301_948_15374051_845 | AN | 8102602
load_220341403 |  | 0 | C | 0 | 0 | 0 | 0 | 0 | 0 | 0 | 0 | 0 | 0 | 0 | 0+0j | 0 | 0 | 0+0j | 0 | 0 | 0+0j | 0 | 0 | 0+0j | 0 | 0 | 0+0j | 0 | 0 | 0+0j | 1893.6 | 806.67 | 1893.6+806.67j | 0 | 0 | 0+0j | 0 | 0 | 0+0j | 0 | 0 | 0 | 0 | 0 | 0 | 0 | 0 | 0 | 0 | 0 | 0 | 0 | 0 | 0 | 0 | 0 | 0 | 1 | 0 | 0 | 1 | 0 | 0 | 0 | 0 | 0 | 0 | 0 | OPEN | node_1373379_224_15374451_182 | AN | 8102602
load_220341404 |  | 0 | R | 0 | 0 | 0 | 0 | 0 | 0 | 0 | 0 | 0 | 0 | 0 | 0+0j | 0 | 0 | 0+0j | 0 | 0 | 0+0j | 0 | 0 | 0+0j | 0 | 0 | 0+0j | 0 | 0 | 0+0j | 2412 | 1027.508 | 2412+1027.508j | 0 | 0 | 0+0j | 0 | 0 | 0+0j | 0 | 0 | 0 | 0 | 0 | 0 | 0 | 0 | 0 | 0 | 0 | 0 | 0 | 0 | 0 | 0 | 0 | 0 | 1 | 0 | 0 | 1 | 0 | 0 | 0 | 0 | 0 | 0 | 0 | OPEN | node_1373598_19_15374979_191 | AN | 8102602
load_220341405 |  | 0 | R | 0 | 0 | 0 | 0 | 0 | 0 | 0 | 0 | 0 | 0 | 0 | 0+0j | 0 | 0 | 0+0j | 0 | 0 | 0+0j | 0 | 0 | 0+0j | 0 | 0 | 0+0j | 0 | 0 | 0+0j | 2642.4 | 1125.658 | 2642.4+1125.658j | 0 | 0 | 0+0j | 0 | 0 | 0+0j | 0 | 0 | 0 | 0 | 0 | 0 | 0 | 0 | 0 | 0 | 0 | 0 | 0 | 0 | 0 | 0 | 0 | 0 | 1 | 0 | 0 | 1 | 0 | 0 | 0 | 0 | 0 | 0 | 0 | OPEN | node_1373763_991_15375334_311 | AN | 8102602
load_220341406 |  | 0 | R | 0 | 0 | 0 | 0 | 0 | 0 | 0 | 0 | 0 | 0 | 0 | 0+0j | 0 | 0 | 0+0j | 0 | 0 | 0+0j | 0 | 0 | 0+0j | 0 | 0 | 0+0j | 0 | 0 | 0+0j | 2764.8 | 1177.8 | 2764.8+1177.8j | 0 | 0 | 0+0j | 0 | 0 | 0+0j | 0 | 0 | 0 | 0 | 0 | 0 | 0 | 0 | 0 | 0 | 0 | 0 | 0 | 0 | 0 | 0 | 0 | 0 | 1 | 0 | 0 | 1 | 0 | 0 | 0 | 0 | 0 | 0 | 0 | OPEN | node_1373865_673_15375789_021 | AN | 8102602
load_220341416 |  | 0 | R | 0 | 0 | 0 | 0 | 0 | 0 | 0 | 0 | 0 | 0 | 0 | 0+0j | 0 | 0 | 0+0j | 0 | 0 | 0+0j | 0 | 0 | 0+0j | 0 | 0 | 0+0j | 0 | 0 | 0+0j | 5414.4 | 2306.525 | 5414.4+2306.525j | 0 | 0 | 0+0j | 0 | 0 | 0+0j | 0 | 0 | 0 | 0 | 0 | 0 | 0 | 0 | 0 | 0 | 0 | 0 | 0 | 0 | 0 | 0 | 0 | 0 | 1 | 0 | 0 | 1 | 0 | 0 | 0 | 0 | 0 | 0 | 0 | OPEN | node_1373520_112_15375382_817 | AN | 8102602
load_220341417 |  | 0 | R | 0 | 0 | 0 | 0 | 0 | 0 | 0 | 0 | 0 | 0 | 0 | 0+0j | 0 | 0 | 0+0j | 0 | 0 | 0+0j | 0 | 0 | 0+0j | 0 | 0 | 0+0j | 0 | 0 | 0+0j | 6278.4 | 2674.587 | 6278.4+2674.587j | 0 | 0 | 0+0j | 0 | 0 | 0+0j | 0 | 0 | 0 | 0 | 0 | 0 | 0 | 0 | 0 | 0 | 0 | 0 | 0 | 0 | 0 | 0 | 0 | 0 | 1 | 0 | 0 | 1 | 0 | 0 | 0 | 0 | 0 | 0 | 0 | OPEN | node_1373532_528_15376321_43 | AN | 8102602
load_220341418 |  | 0 | R | 0 | 0 | 0 | 0 | 0 | 0 | 0 | 0 | 0 | 0 | 0 | 0+0j | 0 | 0 | 0+0j | 0 | 0 | 0+0j | 0 | 0 | 0+0j | 0 | 0 | 0+0j | 0 | 0 | 0+0j | 38786.4 | 16522.937 | 38786.4+16522.937j | 0 | 0 | 0+0j | 0 | 0 | 0+0j | 0 | 0 | 0 | 0 | 0 | 0 | 0 | 0 | 0 | 0 | 0 | 0 | 0 | 0 | 0 | 0 | 0 | 0 | 1 | 0 | 0 | 1 | 0 | 0 | 0 | 0 | 0 | 0 | 0 | OPEN | node_1373913_938_15376817_523 | AN | 8102602
load_220341424 |  | 0 | R | 0 | 0 | 0 | 0 | 0 | 0 | 0 | 0 | 0 | 0 | 0 | 0+0j | 0 | 0 | 0+0j | 0 | 0 | 0+0j | 0 | 0 | 0+0j | 0 | 0 | 0+0j | 0 | 0 | 0+0j | 9583.2 | 4082.426 | 9583.2+4082.426j | 0 | 0 | 0+0j | 0 | 0 | 0+0j | 0 | 0 | 0 | 0 | 0 | 0 | 0 | 0 | 0 | 0 | 0 | 0 | 0 | 0 | 0 | 0 | 0 | 0 | 1 | 0 | 0 | 1 | 0 | 0 | 0 | 0 | 0 | 0 | 0 | OPEN | node_1374578_403_15381073_108 | AN | 8102602
load_220341425 |  | 0 | R | 0 | 0 | 0 | 0 | 0 | 0 | 0 | 0 | 0 | 0 | 0 | 0+0j | 0 | 0 | 0+0j | 0 | 0 | 0+0j | 0 | 0 | 0+0j | 0 | 0 | 0+0j | 0 | 0 | 0+0j | 8992.8 | 3830.917 | 8992.8+3830.917j | 0 | 0 | 0+0j | 0 | 0 | 0+0j | 0 | 0 | 0 | 0 | 0 | 0 | 0 | 0 | 0 | 0 | 0 | 0 | 0 | 0 | 0 | 0 | 0 | 0 | 1 | 0 | 0 | 1 | 0 | 0 | 0 | 0 | 0 | 0 | 0 | OPEN | node_1374425_825_15381189_712 | AN | 8102602
load_220341426 |  | 0 | R | 0 | 0 | 0 | 0 | 0 | 0 | 0 | 0 | 0 | 0 | 0 | 0+0j | 0 | 0 | 0+0j | 0 | 0 | 0+0j | 0 | 0 | 0+0j | 0 | 0 | 0+0j | 0 | 0 | 0+0j | 612 | 260.711 | 612+260.711j | 0 | 0 | 0+0j | 0 | 0 | 0+0j | 0 | 0 | 0 | 0 | 0 | 0 | 0 | 0 | 0 | 0 | 0 | 0 | 0 | 0 | 0 | 0 | 0 | 0 | 1 | 0 | 0 | 1 | 0 | 0 | 0 | 0 | 0 | 0 | 0 | OPEN | node_1374271_365_15381238_702 | AN | 8102602
load_220341427 |  | 0 | C | 0 | 0 | 0 | 0 | 0 | 0 | 0 | 0 | 0 | 0 | 0 | 0+0j | 0 | 0 | 0+0j | 0 | 0 | 0+0j | 0 | 0 | 0+0j | 0 | 0 | 0+0j | 0 | 0 | 0+0j | 7000 | 2981.988 | 7000+2981.988j | 0 | 0 | 0+0j | 0 | 0 | 0+0j | 0 | 0 | 0 | 0 | 0 | 0 | 0 | 0 | 0 | 0 | 0 | 0 | 0 | 0 | 0 | 0 | 0 | 0 | 1 | 0 | 0 | 1 | 0 | 0 | 0 | 0 | 0 | 0 | 0 | OPEN | node_1373886_006_15381608_055 | AN | 8102602
load_220341428 |  | 0 | C | 0 | 0 | 0 | 0 | 0 | 0 | 0 | 0 | 0 | 0 | 0 | 0+0j | 0 | 0 | 0+0j | 0 | 0 | 0+0j | 0 | 0 | 0+0j | 0 | 0 | 0+0j | 0 | 0 | 0+0j | 6000 | 2555.989 | 6000+2555.989j | 0 | 0 | 0+0j | 0 | 0 | 0+0j | 0 | 0 | 0 | 0 | 0 | 0 | 0 | 0 | 0 | 0 | 0 | 0 | 0 | 0 | 0 | 0 | 0 | 0 | 1 | 0 | 0 | 1 | 0 | 0 | 0 | 0 | 0 | 0 | 0 | OPEN | node_1373656_077_15381621_628 | AN | 8102602
load_220341429 |  | 0 | C | 0 | 0 | 0 | 0 | 0 | 0 | 0 | 0 | 0 | 0 | 0 | 0+0j | 0 | 0 | 0+0j | 0 | 0 | 0+0j | 0 | 0 | 0+0j | 0 | 0 | 0+0j | 0 | 0 | 0+0j | 2000 | 851.996 | 2000+851.996j | 0 | 0 | 0+0j | 0 | 0 | 0+0j | 0 | 0 | 0 | 0 | 0 | 0 | 0 | 0 | 0 | 0 | 0 | 0 | 0 | 0 | 0 | 0 | 0 | 0 | 1 | 0 | 0 | 1 | 0 | 0 | 0 | 0 | 0 | 0 | 0 | OPEN | node_1373467_514_15381763_342 | AN | 8102602
load_220341430 |  | 0 | C | 0 | 0 | 0 | 0 | 0 | 0 | 0 | 0 | 0 | 0 | 0 | 0+0j | 0 | 0 | 0+0j | 0 | 0 | 0+0j | 0 | 0 | 0+0j | 0 | 0 | 0+0j | 0 | 0 | 0+0j | 26000 | 11075.954 | 26000+11075.954j | 0 | 0 | 0+0j | 0 | 0 | 0+0j | 0 | 0 | 0 | 0 | 0 | 0 | 0 | 0 | 0 | 0 | 0 | 0 | 0 | 0 | 0 | 0 | 0 | 0 | 1 | 0 | 0 | 1 | 0 | 0 | 0 | 0 | 0 | 0 | 0 | OPEN | node_1373324_952_15381937_292 | AN | 8102602
load_220341432 |  | 0 | C | 0 | 0 | 0 | 0 | 0 | 0 | 0 | 0 | 0 | 0 | 0 | 0+0j | 0 | 0 | 0+0j | 0 | 0 | 0+0j | 0 | 0 | 0+0j | 0 | 0 | 0+0j | 0 | 0 | 0+0j | 10000 | 4259.982 | 10000+4259.982j | 0 | 0 | 0+0j | 0 | 0 | 0+0j | 0 | 0 | 0 | 0 | 0 | 0 | 0 | 0 | 0 | 0 | 0 | 0 | 0 | 0 | 0 | 0 | 0 | 0 | 1 | 0 | 0 | 1 | 0 | 0 | 0 | 0 | 0 | 0 | 0 | OPEN | node_1372789_007_15382348_334 | AN | 8102602
load_220341433 |  | 0 | R | 0 | 0 | 0 | 0 | 0 | 0 | 0 | 0 | 0 | 0 | 0 | 0+0j | 0 | 0 | 0+0j | 0 | 0 | 0+0j | 0 | 0 | 0+0j | 0 | 0 | 0+0j | 0 | 0 | 0+0j | 7999.2 | 3407.645 | 7999.2+3407.645j | 0 | 0 | 0+0j | 0 | 0 | 0+0j | 0 | 0 | 0 | 0 | 0 | 0 | 0 | 0 | 0 | 0 | 0 | 0 | 0 | 0 | 0 | 0 | 0 | 0 | 1 | 0 | 0 | 1 | 0 | 0 | 0 | 0 | 0 | 0 | 0 | OPEN | node_1372598_851_15382466_65 | AN | 8102602
load_220341434 |  | 0 | R | 0 | 0 | 0 | 0 | 0 | 0 | 0 | 0 | 0 | 0 | 0 | 0+0j | 0 | 0 | 0+0j | 0 | 0 | 0+0j | 0 | 0 | 0+0j | 0 | 0 | 0+0j | 0 | 0 | 0+0j | 9410.4 | 4008.814 | 9410.4+4008.814j | 0 | 0 | 0+0j | 0 | 0 | 0+0j | 0 | 0 | 0 | 0 | 0 | 0 | 0 | 0 | 0 | 0 | 0 | 0 | 0 | 0 | 0 | 0 | 0 | 0 | 1 | 0 | 0 | 1 | 0 | 0 | 0 | 0 | 0 | 0 | 0 | OPEN | node_1372247_155_15382679_466 | AN | 8102602
load_220341435 |  | 0 | R | 0 | 0 | 0 | 0 | 0 | 0 | 0 | 0 | 0 | 0 | 0 | 0+0j | 0 | 0 | 0+0j | 0 | 0 | 0+0j | 0 | 0 | 0+0j | 0 | 0 | 0+0j | 0 | 0 | 0+0j | 3355.2 | 1429.309 | 3355.2+1429.309j | 0 | 0 | 0+0j | 0 | 0 | 0+0j | 0 | 0 | 0 | 0 | 0 | 0 | 0 | 0 | 0 | 0 | 0 | 0 | 0 | 0 | 0 | 0 | 0 | 0 | 1 | 0 | 0 | 1 | 0 | 0 | 0 | 0 | 0 | 0 | 0 | OPEN | node_1371993_496_15382784_956 | AN | 8102602
load_220341639 |  | 0 | R | 0 | 0 | 0 | 0 | 0 | 0 | 0 | 0 | 0 | 0 | 0 | 0+0j | 0 | 0 | 0+0j | 0 | 0 | 0+0j | 0 | 0 | 0+0j | 0 | 0 | 0+0j | 0 | 0 | 0+0j | 4132.8 | 1760.565 | 4132.8+1760.565j | 0 | 0 | 0+0j | 0 | 0 | 0+0j | 0 | 0 | 0 | 0 | 0 | 0 | 0 | 0 | 0 | 0 | 0 | 0 | 0 | 0 | 0 | 0 | 0 | 0 | 1 | 0 | 0 | 1 | 0 | 0 | 0 | 0 | 0 | 0 | 0 | OPEN | node_1374381_339_15381356_998 | AN | 8102602
load_220341640 |  | 0 | R | 0 | 0 | 0 | 0 | 0 | 0 | 0 | 0 | 0 | 0 | 0 | 0+0j | 0 | 0 | 0+0j | 0 | 0 | 0+0j | 0 | 0 | 0+0j | 0 | 0 | 0+0j | 0 | 0 | 0+0j | 13543.2 | 5769.379 | 13543.2+5769.379j | 0 | 0 | 0+0j | 0 | 0 | 0+0j | 0 | 0 | 0 | 0 | 0 | 0 | 0 | 0 | 0 | 0 | 0 | 0 | 0 | 0 | 0 | 0 | 0 | 0 | 1 | 0 | 0 | 1 | 0 | 0 | 0 | 0 | 0 | 0 | 0 | OPEN | node_1374736_391_15381631_461 | AN | 8102602
load_220341694 |  | 0 | R | 0 | 0 | 0 | 0 | 0 | 0 | 0 | 0 | 0 | 0 | 0 | 0+0j | 0 | 0 | 0+0j | 0 | 0 | 0+0j | 0 | 0 | 0+0j | 0 | 0 | 0+0j | 0 | 0 | 0+0j | 2880 | 1226.875 | 2880+1226.875j | 0 | 0 | 0+0j | 0 | 0 | 0+0j | 0 | 0 | 0 | 0 | 0 | 0 | 0 | 0 | 0 | 0 | 0 | 0 | 0 | 0 | 0 | 0 | 0 | 0 | 1 | 0 | 0 | 1 | 0 | 0 | 0 | 0 | 0 | 0 | 0 | OPEN | node_1373918_19_15374976_722 | AN | 8102602
load_220341695 |  | 0 | R | 0 | 0 | 0 | 0 | 0 | 0 | 0 | 0 | 0 | 0 | 0 | 0+0j | 0 | 0 | 0+0j | 0 | 0 | 0+0j | 0 | 0 | 0+0j | 0 | 0 | 0+0j | 0 | 0 | 0+0j | 15012 | 6395.085 | 15012+6395.085j | 0 | 0 | 0+0j | 0 | 0 | 0+0j | 0 | 0 | 0 | 0 | 0 | 0 | 0 | 0 | 0 | 0 | 0 | 0 | 0 | 0 | 0 | 0 | 0 | 0 | 1 | 0 | 0 | 1 | 0 | 0 | 0 | 0 | 0 | 0 | 0 | OPEN | node_1374151_951_15374801_255 | AN | 8102602
load_220341743 |  | 0 | U | 0 | 0 | 0 | 0 | 0 | 0 | 0 | 0 | 0 | 0 | 0 | 0+0j | 0 | 0 | 0+0j | 0 | 0 | 0+0j | 0 | 0 | 0+0j | 0 | 0 | 0+0j | 0 | 0 | 0+0j | 0 | 0 | 0+0j | 0 | 0 | 0+0j | 0 | 0 | 0+0j | 0 | 0 | 0 | 0 | 0 | 0 | 0 | 0 | 0 | 0 | 0 | 0 | 0 | 0 | 0 | 0 | 0 | 0 | 1 | 0 | 0 | 1 | 0 | 0 | 0 | 0 | 0 | 0 | 0 | OPEN | node_1374400_722_15377093_482 | AN | 8102602
load_220343070 |  | 0 | R | 0 | 0 | 0 | 0 | 0 | 0 | 0 | 0 | 0 | 0 | 0 | 0+0j | 0 | 0 | 0+0j | 0 | 0 | 0+0j | 0 | 0 | 0+0j | 0 | 0 | 0+0j | 0 | 0 | 0+0j | 67644 | 28816.223 | 67644+28816.223j | 0 | 0 | 0+0j | 0 | 0 | 0+0j | 0 | 0 | 0 | 0 | 0 | 0 | 0 | 0 | 0 | 0 | 0 | 0 | 0 | 0 | 0 | 0 | 0 | 0 | 1 | 0 | 0 | 1 | 0 | 0 | 0 | 0 | 0 | 0 | 0 | OPEN | node_1367881_376_15350720_179 | AN | 8102602
load_220343071 |  | 0 | R | 0 | 0 | 0 | 0 | 0 | 0 | 0 | 0 | 0 | 0 | 0 | 0+0j | 0 | 0 | 0+0j | 0 | 0 | 0+0j | 0 | 0 | 0+0j | 0 | 0 | 0+0j | 0 | 0 | 0+0j | 45705.6 | 19470.504 | 45705.6+19470.504j | 0 | 0 | 0+0j | 0 | 0 | 0+0j | 0 | 0 | 0 | 0 | 0 | 0 | 0 | 0 | 0 | 0 | 0 | 0 | 0 | 0 | 0 | 0 | 0 | 0 | 1 | 0 | 0 | 1 | 0 | 0 | 0 | 0 | 0 | 0 | 0 | OPEN | node_1367656_152_15350797_756 | AN | 8102602
load_220343118 |  | 0 | R | 0 | 0 | 0 | 0 | 0 | 0 | 0 | 0 | 0 | 0 | 0 | 0+0j | 0 | 0 | 0+0j | 0 | 0 | 0+0j | 0 | 0 | 0+0j | 0 | 0 | 0+0j | 0 | 0 | 0+0j | 14644.8 | 6238.659 | 14644.8+6238.659j | 0 | 0 | 0+0j | 0 | 0 | 0+0j | 0 | 0 | 0 | 0 | 0 | 0 | 0 | 0 | 0 | 0 | 0 | 0 | 0 | 0 | 0 | 0 | 0 | 0 | 1 | 0 | 0 | 1 | 0 | 0 | 0 | 0 | 0 | 0 | 0 | OPEN | node_1368366_777_15352099_837 | AN | 8102602
load_220343119 |  | 0 | R | 0 | 0 | 0 | 0 | 0 | 0 | 0 | 0 | 0 | 0 | 0 | 0+0j | 0 | 0 | 0+0j | 0 | 0 | 0+0j | 0 | 0 | 0+0j | 0 | 0 | 0+0j | 0 | 0 | 0+0j | 2095.2 | 892.551 | 2095.2+892.551j | 0 | 0 | 0+0j | 0 | 0 | 0+0j | 0 | 0 | 0 | 0 | 0 | 0 | 0 | 0 | 0 | 0 | 0 | 0 | 0 | 0 | 0 | 0 | 0 | 0 | 1 | 0 | 0 | 1 | 0 | 0 | 0 | 0 | 0 | 0 | 0 | OPEN | node_1368487_367_15352327_219 | AN | 8102602
load_220343121 |  | 0 | C | 0 | 0 | 0 | 0 | 0 | 0 | 0 | 0 | 0 | 0 | 0 | 0+0j | 0 | 0 | 0+0j | 0 | 0 | 0+0j | 0 | 0 | 0+0j | 0 | 0 | 0+0j | 0 | 0 | 0+0j | 0 | 0 | 0+0j | 0 | 0 | 0+0j | 0 | 0 | 0+0j | 0 | 0 | 0 | 0 | 0 | 0 | 0 | 0 | 0 | 0 | 0 | 0 | 0 | 0 | 0 | 0 | 0 | 0 | 1 | 0 | 0 | 1 | 0 | 0 | 0 | 0 | 0 | 0 | 0 | OPEN | node_1368787_027_15353346_442 | AN | 8102602
load_220343122 |  | 0 | R | 0 | 0 | 0 | 0 | 0 | 0 | 0 | 0 | 0 | 0 | 0 | 0+0j | 0 | 0 | 0+0j | 0 | 0 | 0+0j | 0 | 0 | 0+0j | 0 | 0 | 0+0j | 0 | 0 | 0+0j | 14263.2 | 6076.098 | 14263.2+6076.098j | 0 | 0 | 0+0j | 0 | 0 | 0+0j | 0 | 0 | 0 | 0 | 0 | 0 | 0 | 0 | 0 | 0 | 0 | 0 | 0 | 0 | 0 | 0 | 0 | 0 | 1 | 0 | 0 | 1 | 0 | 0 | 0 | 0 | 0 | 0 | 0 | OPEN | node_1368950_772_15354065_871 | AN | 8102602
load_220343123 |  | 0 | R | 0 | 0 | 0 | 0 | 0 | 0 | 0 | 0 | 0 | 0 | 0 | 0+0j | 0 | 0 | 0+0j | 0 | 0 | 0+0j | 0 | 0 | 0+0j | 0 | 0 | 0+0j | 0 | 0 | 0+0j | 6890.4 | 2935.298 | 6890.4+2935.298j | 0 | 0 | 0+0j | 0 | 0 | 0+0j | 0 | 0 | 0 | 0 | 0 | 0 | 0 | 0 | 0 | 0 | 0 | 0 | 0 | 0 | 0 | 0 | 0 | 0 | 1 | 0 | 0 | 1 | 0 | 0 | 0 | 0 | 0 | 0 | 0 | OPEN | node_1369047_639_15354475_165 | AN | 8102602
load_220343124 |  | 0 | R | 0 | 0 | 0 | 0 | 0 | 0 | 0 | 0 | 0 | 0 | 0 | 0+0j | 0 | 0 | 0+0j | 0 | 0 | 0+0j | 0 | 0 | 0+0j | 0 | 0 | 0+0j | 0 | 0 | 0+0j | 7027.2 | 2993.575 | 7027.2+2993.575j | 0 | 0 | 0+0j | 0 | 0 | 0+0j | 0 | 0 | 0 | 0 | 0 | 0 | 0 | 0 | 0 | 0 | 0 | 0 | 0 | 0 | 0 | 0 | 0 | 0 | 1 | 0 | 0 | 1 | 0 | 0 | 0 | 0 | 0 | 0 | 0 | OPEN | node_1369095_02_15354677_667 | AN | 8102602
load_220343125 |  | 0 | R | 0 | 0 | 0 | 0 | 0 | 0 | 0 | 0 | 0 | 0 | 0 | 0+0j | 0 | 0 | 0+0j | 0 | 0 | 0+0j | 0 | 0 | 0+0j | 0 | 0 | 0+0j | 0 | 0 | 0+0j | 14839.2 | 6321.473 | 14839.2+6321.473j | 0 | 0 | 0+0j | 0 | 0 | 0+0j | 0 | 0 | 0 | 0 | 0 | 0 | 0 | 0 | 0 | 0 | 0 | 0 | 0 | 0 | 0 | 0 | 0 | 0 | 1 | 0 | 0 | 1 | 0 | 0 | 0 | 0 | 0 | 0 | 0 | OPEN | node_1369077_005_15354811_566 | AN | 8102602
load_220343126 |  | 0 | R | 0 | 0 | 0 | 0 | 0 | 0 | 0 | 0 | 0 | 0 | 0 | 0+0j | 0 | 0 | 0+0j | 0 | 0 | 0+0j | 0 | 0 | 0+0j | 0 | 0 | 0+0j | 0 | 0 | 0+0j | 9403.2 | 4005.746 | 9403.2+4005.746j | 0 | 0 | 0+0j | 0 | 0 | 0+0j | 0 | 0 | 0 | 0 | 0 | 0 | 0 | 0 | 0 | 0 | 0 | 0 | 0 | 0 | 0 | 0 | 0 | 0 | 1 | 0 | 0 | 1 | 0 | 0 | 0 | 0 | 0 | 0 | 0 | OPEN | node_1369048_065_15355077_206 | AN | 8102602
load_220343127 |  | 0 | R | 0 | 0 | 0 | 0 | 0 | 0 | 0 | 0 | 0 | 0 | 0 | 0+0j | 0 | 0 | 0+0j | 0 | 0 | 0+0j | 0 | 0 | 0+0j | 0 | 0 | 0+0j | 0 | 0 | 0+0j | 7315.2 | 3116.262 | 7315.2+3116.262j | 0 | 0 | 0+0j | 0 | 0 | 0+0j | 0 | 0 | 0 | 0 | 0 | 0 | 0 | 0 | 0 | 0 | 0 | 0 | 0 | 0 | 0 | 0 | 0 | 0 | 1 | 0 | 0 | 1 | 0 | 0 | 0 | 0 | 0 | 0 | 0 | OPEN | node_1368973_74_15355689_326 | AN | 8102602
load_220343128 |  | 0 | R | 0 | 0 | 0 | 0 | 0 | 0 | 0 | 0 | 0 | 0 | 0 | 0+0j | 0 | 0 | 0+0j | 0 | 0 | 0+0j | 0 | 0 | 0+0j | 0 | 0 | 0+0j | 0 | 0 | 0+0j | 15264 | 6502.437 | 15264+6502.437j | 0 | 0 | 0+0j | 0 | 0 | 0+0j | 0 | 0 | 0 | 0 | 0 | 0 | 0 | 0 | 0 | 0 | 0 | 0 | 0 | 0 | 0 | 0 | 0 | 0 | 1 | 0 | 0 | 1 | 0 | 0 | 0 | 0 | 0 | 0 | 0 | OPEN | node_1368986_72_15356697_307 | AN | 8102602
load_220343129 |  | 0 | R | 0 | 0 | 0 | 0 | 0 | 0 | 0 | 0 | 0 | 0 | 0 | 0+0j | 0 | 0 | 0+0j | 0 | 0 | 0+0j | 0 | 0 | 0+0j | 0 | 0 | 0+0j | 0 | 0 | 0+0j | 3981.6 | 1696.154 | 3981.6+1696.154j | 0 | 0 | 0+0j | 0 | 0 | 0+0j | 0 | 0 | 0 | 0 | 0 | 0 | 0 | 0 | 0 | 0 | 0 | 0 | 0 | 0 | 0 | 0 | 0 | 0 | 1 | 0 | 0 | 1 | 0 | 0 | 0 | 0 | 0 | 0 | 0 | OPEN | node_1368951_995_15357030_775 | AN | 8102602
load_220343130 |  | 0 | U | 0 | 0 | 0 | 0 | 0 | 0 | 0 | 0 | 0 | 0 | 0 | 0+0j | 0 | 0 | 0+0j | 0 | 0 | 0+0j | 0 | 0 | 0+0j | 0 | 0 | 0+0j | 0 | 0 | 0+0j | 0 | 0 | 0+0j | 0 | 0 | 0+0j | 0 | 0 | 0+0j | 0 | 0 | 0 | 0 | 0 | 0 | 0 | 0 | 0 | 0 | 0 | 0 | 0 | 0 | 0 | 0 | 0 | 0 | 1 | 0 | 0 | 1 | 0 | 0 | 0 | 0 | 0 | 0 | 0 | OPEN | node_1368925_81_15357279_459 | AN | 8102602
load_220343131 |  | 0 | C | 0 | 0 | 0 | 0 | 0 | 0 | 0 | 0 | 0 | 0 | 0 | 0+0j | 0 | 0 | 0+0j | 0 | 0 | 0+0j | 0 | 0 | 0+0j | 0 | 0 | 0+0j | 0 | 0 | 0+0j | 0 | 0 | 0+0j | 0 | 0 | 0+0j | 0 | 0 | 0+0j | 0 | 0 | 0 | 0 | 0 | 0 | 0 | 0 | 0 | 0 | 0 | 0 | 0 | 0 | 0 | 0 | 0 | 0 | 1 | 0 | 0 | 1 | 0 | 0 | 0 | 0 | 0 | 0 | 0 | OPEN | node_1368847_454_15358026_706 | AN | 8102602
load_220343132 |  | 0 | R | 0 | 0 | 0 | 0 | 0 | 0 | 0 | 0 | 0 | 0 | 0 | 0+0j | 0 | 0 | 0+0j | 0 | 0 | 0+0j | 0 | 0 | 0+0j | 0 | 0 | 0+0j | 0 | 0 | 0+0j | 3895.2 | 1659.348 | 3895.2+1659.348j | 0 | 0 | 0+0j | 0 | 0 | 0+0j | 0 | 0 | 0 | 0 | 0 | 0 | 0 | 0 | 0 | 0 | 0 | 0 | 0 | 0 | 0 | 0 | 0 | 0 | 1 | 0 | 0 | 1 | 0 | 0 | 0 | 0 | 0 | 0 | 0 | OPEN | node_1368799_107_15358475_34 | AN | 8102602
load_220343133 |  | 0 | R | 0 | 0 | 0 | 0 | 0 | 0 | 0 | 0 | 0 | 0 | 0 | 0+0j | 0 | 0 | 0+0j | 0 | 0 | 0+0j | 0 | 0 | 0+0j | 0 | 0 | 0+0j | 0 | 0 | 0+0j | 11988 | 5106.867 | 11988+5106.867j | 0 | 0 | 0+0j | 0 | 0 | 0+0j | 0 | 0 | 0 | 0 | 0 | 0 | 0 | 0 | 0 | 0 | 0 | 0 | 0 | 0 | 0 | 0 | 0 | 0 | 1 | 0 | 0 | 1 | 0 | 0 | 0 | 0 | 0 | 0 | 0 | OPEN | node_1368727_878_15359171_04 | AN | 8102602
load_220343134 |  | 0 | R | 0 | 0 | 0 | 0 | 0 | 0 | 0 | 0 | 0 | 0 | 0 | 0+0j | 0 | 0 | 0+0j | 0 | 0 | 0+0j | 0 | 0 | 0+0j | 0 | 0 | 0+0j | 0 | 0 | 0+0j | 4096.8 | 1745.229 | 4096.8+1745.229j | 0 | 0 | 0+0j | 0 | 0 | 0+0j | 0 | 0 | 0 | 0 | 0 | 0 | 0 | 0 | 0 | 0 | 0 | 0 | 0 | 0 | 0 | 0 | 0 | 0 | 1 | 0 | 0 | 1 | 0 | 0 | 0 | 0 | 0 | 0 | 0 | OPEN | node_1368673_867_15359703_549 | AN | 8102602
load_220343135 |  | 0 | R | 0 | 0 | 0 | 0 | 0 | 0 | 0 | 0 | 0 | 0 | 0 | 0+0j | 0 | 0 | 0+0j | 0 | 0 | 0+0j | 0 | 0 | 0+0j | 0 | 0 | 0+0j | 0 | 0 | 0+0j | 7531.2 | 3208.278 | 7531.2+3208.278j | 0 | 0 | 0+0j | 0 | 0 | 0+0j | 0 | 0 | 0 | 0 | 0 | 0 | 0 | 0 | 0 | 0 | 0 | 0 | 0 | 0 | 0 | 0 | 0 | 0 | 1 | 0 | 0 | 1 | 0 | 0 | 0 | 0 | 0 | 0 | 0 | OPEN | node_1369139_684_15365158_411 | AN | 8102602
load_220343136 |  | 0 | U | 0 | 0 | 0 | 0 | 0 | 0 | 0 | 0 | 0 | 0 | 0 | 0+0j | 0 | 0 | 0+0j | 0 | 0 | 0+0j | 0 | 0 | 0+0j | 0 | 0 | 0+0j | 0 | 0 | 0+0j | 0 | 0 | 0+0j | 0 | 0 | 0+0j | 0 | 0 | 0+0j | 0 | 0 | 0 | 0 | 0 | 0 | 0 | 0 | 0 | 0 | 0 | 0 | 0 | 0 | 0 | 0 | 0 | 0 | 1 | 0 | 0 | 1 | 0 | 0 | 0 | 0 | 0 | 0 | 0 | OPEN | node_1369229_116_15365329_282 | AN | 8102602
load_220343137 |  | 0 | U | 0 | 0 | 0 | 0 | 0 | 0 | 0 | 0 | 0 | 0 | 0 | 0+0j | 0 | 0 | 0+0j | 0 | 0 | 0+0j | 0 | 0 | 0+0j | 0 | 0 | 0+0j | 0 | 0 | 0+0j | 0 | 0 | 0+0j | 0 | 0 | 0+0j | 0 | 0 | 0+0j | 0 | 0 | 0 | 0 | 0 | 0 | 0 | 0 | 0 | 0 | 0 | 0 | 0 | 0 | 0 | 0 | 0 | 0 | 1 | 0 | 0 | 1 | 0 | 0 | 0 | 0 | 0 | 0 | 0 | OPEN | node_1369337_002_15366582_367 | AN | 8102602
load_220343138 |  | 0 | R | 0 | 0 | 0 | 0 | 0 | 0 | 0 | 0 | 0 | 0 | 0 | 0+0j | 0 | 0 | 0+0j | 0 | 0 | 0+0j | 0 | 0 | 0+0j | 0 | 0 | 0+0j | 0 | 0 | 0+0j | 14277.6 | 6082.232 | 14277.6+6082.232j | 0 | 0 | 0+0j | 0 | 0 | 0+0j | 0 | 0 | 0 | 0 | 0 | 0 | 0 | 0 | 0 | 0 | 0 | 0 | 0 | 0 | 0 | 0 | 0 | 0 | 1 | 0 | 0 | 1 | 0 | 0 | 0 | 0 | 0 | 0 | 0 | OPEN | node_1369394_865_15366775_475 | AN | 8102602
load_220343140 |  | 0 | R | 0 | 0 | 0 | 0 | 0 | 0 | 0 | 0 | 0 | 0 | 0 | 0+0j | 0 | 0 | 0+0j | 0 | 0 | 0+0j | 0 | 0 | 0+0j | 0 | 0 | 0+0j | 0 | 0 | 0+0j | 6112.8 | 2604.042 | 6112.8+2604.042j | 0 | 0 | 0+0j | 0 | 0 | 0+0j | 0 | 0 | 0 | 0 | 0 | 0 | 0 | 0 | 0 | 0 | 0 | 0 | 0 | 0 | 0 | 0 | 0 | 0 | 1 | 0 | 0 | 1 | 0 | 0 | 0 | 0 | 0 | 0 | 0 | OPEN | node_1371312_972_15371633_51 | AN | 8102602
load_220343141 |  | 0 | R | 0 | 0 | 0 | 0 | 0 | 0 | 0 | 0 | 0 | 0 | 0 | 0+0j | 0 | 0 | 0+0j | 0 | 0 | 0+0j | 0 | 0 | 0+0j | 0 | 0 | 0+0j | 0 | 0 | 0+0j | 6624 | 2821.812 | 6624+2821.812j | 0 | 0 | 0+0j | 0 | 0 | 0+0j | 0 | 0 | 0 | 0 | 0 | 0 | 0 | 0 | 0 | 0 | 0 | 0 | 0 | 0 | 0 | 0 | 0 | 0 | 1 | 0 | 0 | 1 | 0 | 0 | 0 | 0 | 0 | 0 | 0 | OPEN | node_1372907_328_15373636_566 | AN | 8102602
load_220343142 |  | 0 | R | 0 | 0 | 0 | 0 | 0 | 0 | 0 | 0 | 0 | 0 | 0 | 0+0j | 0 | 0 | 0+0j | 0 | 0 | 0+0j | 0 | 0 | 0+0j | 0 | 0 | 0+0j | 0 | 0 | 0+0j | 2160 | 920.156 | 2160+920.156j | 0 | 0 | 0+0j | 0 | 0 | 0+0j | 0 | 0 | 0 | 0 | 0 | 0 | 0 | 0 | 0 | 0 | 0 | 0 | 0 | 0 | 0 | 0 | 0 | 0 | 1 | 0 | 0 | 1 | 0 | 0 | 0 | 0 | 0 | 0 | 0 | OPEN | node_1373039_867_15373670_096 | AN | 8102602
load_220343146 |  | 0 | R | 0 | 0 | 0 | 0 | 0 | 0 | 0 | 0 | 0 | 0 | 0 | 0+0j | 0 | 0 | 0+0j | 0 | 0 | 0+0j | 0 | 0 | 0+0j | 0 | 0 | 0+0j | 0 | 0 | 0+0j | 52106.4 | 22197.233 | 52106.4+22197.233j | 0 | 0 | 0+0j | 0 | 0 | 0+0j | 0 | 0 | 0 | 0 | 0 | 0 | 0 | 0 | 0 | 0 | 0 | 0 | 0 | 0 | 0 | 0 | 0 | 0 | 1 | 0 | 0 | 1 | 0 | 0 | 0 | 0 | 0 | 0 | 0 | OPEN | node_1368411_003_15352901_06 | AN | 8102602
load_220343147 |  | 0 | R | 0 | 0 | 0 | 0 | 0 | 0 | 0 | 0 | 0 | 0 | 0 | 0+0j | 0 | 0 | 0+0j | 0 | 0 | 0+0j | 0 | 0 | 0+0j | 0 | 0 | 0+0j | 0 | 0 | 0+0j | 38563.2 | 16427.854 | 38563.2+16427.854j | 0 | 0 | 0+0j | 0 | 0 | 0+0j | 0 | 0 | 0 | 0 | 0 | 0 | 0 | 0 | 0 | 0 | 0 | 0 | 0 | 0 | 0 | 0 | 0 | 0 | 1 | 0 | 0 | 1 | 0 | 0 | 0 | 0 | 0 | 0 | 0 | OPEN | node_1368562_415_15353460_193 | AN | 8102602
load_220343148 |  | 0 | C | 0 | 0 | 0 | 0 | 0 | 0 | 0 | 0 | 0 | 0 | 0 | 0+0j | 0 | 0 | 0+0j | 0 | 0 | 0+0j | 0 | 0 | 0+0j | 0 | 0 | 0+0j | 0 | 0 | 0+0j | 7754.4 | 3303.361 | 7754.4+3303.361j | 0 | 0 | 0+0j | 0 | 0 | 0+0j | 0 | 0 | 0 | 0 | 0 | 0 | 0 | 0 | 0 | 0 | 0 | 0 | 0 | 0 | 0 | 0 | 0 | 0 | 1 | 0 | 0 | 1 | 0 | 0 | 0 | 0 | 0 | 0 | 0 | OPEN | node_1368646_329_15353792_881 | AN | 8102602
load_220343149 |  | 0 | R | 0 | 0 | 0 | 0 | 0 | 0 | 0 | 0 | 0 | 0 | 0 | 0+0j | 0 | 0 | 0+0j | 0 | 0 | 0+0j | 0 | 0 | 0+0j | 0 | 0 | 0+0j | 0 | 0 | 0+0j | 4687.2 | 1996.739 | 4687.2+1996.739j | 0 | 0 | 0+0j | 0 | 0 | 0+0j | 0 | 0 | 0 | 0 | 0 | 0 | 0 | 0 | 0 | 0 | 0 | 0 | 0 | 0 | 0 | 0 | 0 | 0 | 1 | 0 | 0 | 1 | 0 | 0 | 0 | 0 | 0 | 0 | 0 | OPEN | node_1369343_392_15355552_828 | AN | 8102602
load_220343151 |  | 0 | R | 0 | 0 | 0 | 0 | 0 | 0 | 0 | 0 | 0 | 0 | 0 | 0+0j | 0 | 0 | 0+0j | 0 | 0 | 0+0j | 0 | 0 | 0+0j | 0 | 0 | 0+0j | 0 | 0 | 0+0j | 15134.4 | 6447.227 | 15134.4+6447.227j | 0 | 0 | 0+0j | 0 | 0 | 0+0j | 0 | 0 | 0 | 0 | 0 | 0 | 0 | 0 | 0 | 0 | 0 | 0 | 0 | 0 | 0 | 0 | 0 | 0 | 1 | 0 | 0 | 1 | 0 | 0 | 0 | 0 | 0 | 0 | 0 | OPEN | node_1369567_901_15356070_066 | AN | 8102602
load_220343152 |  | 0 | R | 0 | 0 | 0 | 0 | 0 | 0 | 0 | 0 | 0 | 0 | 0 | 0+0j | 0 | 0 | 0+0j | 0 | 0 | 0+0j | 0 | 0 | 0+0j | 0 | 0 | 0+0j | 0 | 0 | 0+0j | 7833.6 | 3337.1 | 7833.6+3337.1j | 0 | 0 | 0+0j | 0 | 0 | 0+0j | 0 | 0 | 0 | 0 | 0 | 0 | 0 | 0 | 0 | 0 | 0 | 0 | 0 | 0 | 0 | 0 | 0 | 0 | 1 | 0 | 0 | 1 | 0 | 0 | 0 | 0 | 0 | 0 | 0 | OPEN | node_1369027_764_15356207_189 | AN | 8102602
load_220343153 |  | 0 | R | 0 | 0 | 0 | 0 | 0 | 0 | 0 | 0 | 0 | 0 | 0 | 0+0j | 0 | 0 | 0+0j | 0 | 0 | 0+0j | 0 | 0 | 0+0j | 0 | 0 | 0+0j | 0 | 0 | 0+0j | 15501.6 | 6603.654 | 15501.6+6603.654j | 0 | 0 | 0+0j | 0 | 0 | 0+0j | 0 | 0 | 0 | 0 | 0 | 0 | 0 | 0 | 0 | 0 | 0 | 0 | 0 | 0 | 0 | 0 | 0 | 0 | 1 | 0 | 0 | 1 | 0 | 0 | 0 | 0 | 0 | 0 | 0 | OPEN | node_1368985_997_15358620_628 | AN | 8102602
load_220343154 |  | 0 | R | 0 | 0 | 0 | 0 | 0 | 0 | 0 | 0 | 0 | 0 | 0 | 0+0j | 0 | 0 | 0+0j | 0 | 0 | 0+0j | 0 | 0 | 0+0j | 0 | 0 | 0+0j | 0 | 0 | 0+0j | 90302.4 | 38468.661 | 90302.4+38468.661j | 0 | 0 | 0+0j | 0 | 0 | 0+0j | 0 | 0 | 0 | 0 | 0 | 0 | 0 | 0 | 0 | 0 | 0 | 0 | 0 | 0 | 0 | 0 | 0 | 0 | 1 | 0 | 0 | 1 | 0 | 0 | 0 | 0 | 0 | 0 | 0 | OPEN | node_1368933_87_15359886_786 | AN | 8102602
load_220343155 |  | 0 | R | 0 | 0 | 0 | 0 | 0 | 0 | 0 | 0 | 0 | 0 | 0 | 0+0j | 0 | 0 | 0+0j | 0 | 0 | 0+0j | 0 | 0 | 0+0j | 0 | 0 | 0+0j | 0 | 0 | 0+0j | 24566.4 | 10465.243 | 24566.4+10465.243j | 0 | 0 | 0+0j | 0 | 0 | 0+0j | 0 | 0 | 0 | 0 | 0 | 0 | 0 | 0 | 0 | 0 | 0 | 0 | 0 | 0 | 0 | 0 | 0 | 0 | 1 | 0 | 0 | 1 | 0 | 0 | 0 | 0 | 0 | 0 | 0 | OPEN | node_1368964_956_15359623_813 | AN | 8102602
load_220343156 |  | 0 | R | 0 | 0 | 0 | 0 | 0 | 0 | 0 | 0 | 0 | 0 | 0 | 0+0j | 0 | 0 | 0+0j | 0 | 0 | 0+0j | 0 | 0 | 0+0j | 0 | 0 | 0+0j | 0 | 0 | 0+0j | 9612 | 4094.695 | 9612+4094.695j | 0 | 0 | 0+0j | 0 | 0 | 0+0j | 0 | 0 | 0 | 0 | 0 | 0 | 0 | 0 | 0 | 0 | 0 | 0 | 0 | 0 | 0 | 0 | 0 | 0 | 1 | 0 | 0 | 1 | 0 | 0 | 0 | 0 | 0 | 0 | 0 | OPEN | node_1368243_552_15362576_71 | AN | 8102602
load_220343157 |  | 0 | R | 0 | 0 | 0 | 0 | 0 | 0 | 0 | 0 | 0 | 0 | 0 | 0+0j | 0 | 0 | 0+0j | 0 | 0 | 0+0j | 0 | 0 | 0+0j | 0 | 0 | 0+0j | 0 | 0 | 0+0j | 5407.2 | 2303.458 | 5407.2+2303.458j | 0 | 0 | 0+0j | 0 | 0 | 0+0j | 0 | 0 | 0 | 0 | 0 | 0 | 0 | 0 | 0 | 0 | 0 | 0 | 0 | 0 | 0 | 0 | 0 | 0 | 1 | 0 | 0 | 1 | 0 | 0 | 0 | 0 | 0 | 0 | 0 | OPEN | node_1368011_312_15362789_634 | AN | 8102602
load_220343159 |  | 0 | R | 0 | 0 | 0 | 0 | 0 | 0 | 0 | 0 | 0 | 0 | 0 | 0+0j | 0 | 0 | 0+0j | 0 | 0 | 0+0j | 0 | 0 | 0+0j | 0 | 0 | 0+0j | 0 | 0 | 0+0j | 8683.2 | 3699.028 | 8683.2+3699.028j | 0 | 0 | 0+0j | 0 | 0 | 0+0j | 0 | 0 | 0 | 0 | 0 | 0 | 0 | 0 | 0 | 0 | 0 | 0 | 0 | 0 | 0 | 0 | 0 | 0 | 1 | 0 | 0 | 1 | 0 | 0 | 0 | 0 | 0 | 0 | 0 | OPEN | node_1369265_309_15364549_369 | AN | 8102602
load_220343160 |  | 0 | R | 0 | 0 | 0 | 0 | 0 | 0 | 0 | 0 | 0 | 0 | 0 | 0+0j | 0 | 0 | 0+0j | 0 | 0 | 0+0j | 0 | 0 | 0+0j | 0 | 0 | 0+0j | 0 | 0 | 0+0j | 2124 | 904.82 | 2124+904.82j | 0 | 0 | 0+0j | 0 | 0 | 0+0j | 0 | 0 | 0 | 0 | 0 | 0 | 0 | 0 | 0 | 0 | 0 | 0 | 0 | 0 | 0 | 0 | 0 | 0 | 1 | 0 | 0 | 1 | 0 | 0 | 0 | 0 | 0 | 0 | 0 | OPEN | node_1369016_467_15365653_094 | AN | 8102602
load_220343161 |  | 0 | C | 0 | 0 | 0 | 0 | 0 | 0 | 0 | 0 | 0 | 0 | 0 | 0+0j | 0 | 0 | 0+0j | 0 | 0 | 0+0j | 0 | 0 | 0+0j | 0 | 0 | 0+0j | 0 | 0 | 0+0j | 6386.4 | 2720.595 | 6386.4+2720.595j | 0 | 0 | 0+0j | 0 | 0 | 0+0j | 0 | 0 | 0 | 0 | 0 | 0 | 0 | 0 | 0 | 0 | 0 | 0 | 0 | 0 | 0 | 0 | 0 | 0 | 1 | 0 | 0 | 1 | 0 | 0 | 0 | 0 | 0 | 0 | 0 | OPEN | node_1369894_42_15366283_209 | AN | 8102602
load_220343162 |  | 0 | R | 0 | 0 | 0 | 0 | 0 | 0 | 0 | 0 | 0 | 0 | 0 | 0+0j | 0 | 0 | 0+0j | 0 | 0 | 0+0j | 0 | 0 | 0+0j | 0 | 0 | 0+0j | 0 | 0 | 0+0j | 3981.6 | 1696.154 | 3981.6+1696.154j | 0 | 0 | 0+0j | 0 | 0 | 0+0j | 0 | 0 | 0 | 0 | 0 | 0 | 0 | 0 | 0 | 0 | 0 | 0 | 0 | 0 | 0 | 0 | 0 | 0 | 1 | 0 | 0 | 1 | 0 | 0 | 0 | 0 | 0 | 0 | 0 | OPEN | node_1369744_931_15368182_938 | AN | 8102602
load_220343163 |  | 0 | C | 0 | 0 | 0 | 0 | 0 | 0 | 0 | 0 | 0 | 0 | 0 | 0+0j | 0 | 0 | 0+0j | 0 | 0 | 0+0j | 0 | 0 | 0+0j | 0 | 0 | 0+0j | 0 | 0 | 0+0j | 2426.4 | 1033.642 | 2426.4+1033.642j | 0 | 0 | 0+0j | 0 | 0 | 0+0j | 0 | 0 | 0 | 0 | 0 | 0 | 0 | 0 | 0 | 0 | 0 | 0 | 0 | 0 | 0 | 0 | 0 | 0 | 1 | 0 | 0 | 1 | 0 | 0 | 0 | 0 | 0 | 0 | 0 | OPEN | node_1369865_304_15368535_421 | AN | 8102602
load_220343164 |  | 0 | R | 0 | 0 | 0 | 0 | 0 | 0 | 0 | 0 | 0 | 0 | 0 | 0+0j | 0 | 0 | 0+0j | 0 | 0 | 0+0j | 0 | 0 | 0+0j | 0 | 0 | 0+0j | 0 | 0 | 0+0j | 17654.4 | 7520.743 | 17654.4+7520.743j | 0 | 0 | 0+0j | 0 | 0 | 0+0j | 0 | 0 | 0 | 0 | 0 | 0 | 0 | 0 | 0 | 0 | 0 | 0 | 0 | 0 | 0 | 0 | 0 | 0 | 1 | 0 | 0 | 1 | 0 | 0 | 0 | 0 | 0 | 0 | 0 | OPEN | node_1370668_641_15370615_328 | AN | 8102602
load_220343165 |  | 0 | R | 0 | 0 | 0 | 0 | 0 | 0 | 0 | 0 | 0 | 0 | 0 | 0+0j | 0 | 0 | 0+0j | 0 | 0 | 0+0j | 0 | 0 | 0+0j | 0 | 0 | 0+0j | 0 | 0 | 0+0j | 21110.4 | 8992.993 | 21110.4+8992.993j | 0 | 0 | 0+0j | 0 | 0 | 0+0j | 0 | 0 | 0 | 0 | 0 | 0 | 0 | 0 | 0 | 0 | 0 | 0 | 0 | 0 | 0 | 0 | 0 | 0 | 1 | 0 | 0 | 1 | 0 | 0 | 0 | 0 | 0 | 0 | 0 | OPEN | node_1370718_13_15371038_978 | AN | 8102602
load_220343166 |  | 0 | R | 0 | 0 | 0 | 0 | 0 | 0 | 0 | 0 | 0 | 0 | 0 | 0+0j | 0 | 0 | 0+0j | 0 | 0 | 0+0j | 0 | 0 | 0+0j | 0 | 0 | 0+0j | 0 | 0 | 0+0j | 6192 | 2637.781 | 6192+2637.781j | 0 | 0 | 0+0j | 0 | 0 | 0+0j | 0 | 0 | 0 | 0 | 0 | 0 | 0 | 0 | 0 | 0 | 0 | 0 | 0 | 0 | 0 | 0 | 0 | 0 | 1 | 0 | 0 | 1 | 0 | 0 | 0 | 0 | 0 | 0 | 0 | OPEN | node_1372659_125_15372906_714 | AN | 8102602
load_220343168 |  | 0 | U | 0 | 0 | 0 | 0 | 0 | 0 | 0 | 0 | 0 | 0 | 0 | 0+0j | 0 | 0 | 0+0j | 0 | 0 | 0+0j | 0 | 0 | 0+0j | 0 | 0 | 0+0j | 0 | 0 | 0+0j | 0 | 0 | 0+0j | 0 | 0 | 0+0j | 0 | 0 | 0+0j | 0 | 0 | 0 | 0 | 0 | 0 | 0 | 0 | 0 | 0 | 0 | 0 | 0 | 0 | 0 | 0 | 0 | 0 | 1 | 0 | 0 | 1 | 0 | 0 | 0 | 0 | 0 | 0 | 0 | OPEN | node_1373894_116_15372680_892 | AN | 8102602
load_220343169 |  | 0 | R | 0 | 0 | 0 | 0 | 0 | 0 | 0 | 0 | 0 | 0 | 0 | 0+0j | 0 | 0 | 0+0j | 0 | 0 | 0+0j | 0 | 0 | 0+0j | 0 | 0 | 0+0j | 0 | 0 | 0+0j | 12232.8 | 5211.151 | 12232.8+5211.151j | 0 | 0 | 0+0j | 0 | 0 | 0+0j | 0 | 0 | 0 | 0 | 0 | 0 | 0 | 0 | 0 | 0 | 0 | 0 | 0 | 0 | 0 | 0 | 0 | 0 | 1 | 0 | 0 | 1 | 0 | 0 | 0 | 0 | 0 | 0 | 0 | OPEN | node_1369083_267_15359271_28 | AN | 8102602
load_220343170 |  | 0 | R | 0 | 0 | 0 | 0 | 0 | 0 | 0 | 0 | 0 | 0 | 0 | 0+0j | 0 | 0 | 0+0j | 0 | 0 | 0+0j | 0 | 0 | 0+0j | 0 | 0 | 0+0j | 0 | 0 | 0+0j | 13536 | 5766.312 | 13536+5766.312j | 0 | 0 | 0+0j | 0 | 0 | 0+0j | 0 | 0 | 0 | 0 | 0 | 0 | 0 | 0 | 0 | 0 | 0 | 0 | 0 | 0 | 0 | 0 | 0 | 0 | 1 | 0 | 0 | 1 | 0 | 0 | 0 | 0 | 0 | 0 | 0 | OPEN | node_1369518_83_15359488_815 | AN | 8102602
load_220343171 |  | 0 | R | 0 | 0 | 0 | 0 | 0 | 0 | 0 | 0 | 0 | 0 | 0 | 0+0j | 0 | 0 | 0+0j | 0 | 0 | 0+0j | 0 | 0 | 0+0j | 0 | 0 | 0+0j | 0 | 0 | 0+0j | 18266.4 | 7781.454 | 18266.4+7781.454j | 0 | 0 | 0+0j | 0 | 0 | 0+0j | 0 | 0 | 0 | 0 | 0 | 0 | 0 | 0 | 0 | 0 | 0 | 0 | 0 | 0 | 0 | 0 | 0 | 0 | 1 | 0 | 0 | 1 | 0 | 0 | 0 | 0 | 0 | 0 | 0 | OPEN | node_1369405_63_15359216_51 | AN | 8102602
load_220343172 |  | 0 | C | 0 | 0 | 0 | 0 | 0 | 0 | 0 | 0 | 0 | 0 | 0 | 0+0j | 0 | 0 | 0+0j | 0 | 0 | 0+0j | 0 | 0 | 0+0j | 0 | 0 | 0+0j | 0 | 0 | 0+0j | 0 | 0 | 0+0j | 0 | 0 | 0+0j | 0 | 0 | 0+0j | 0 | 0 | 0 | 0 | 0 | 0 | 0 | 0 | 0 | 0 | 0 | 0 | 0 | 0 | 0 | 0 | 0 | 0 | 1 | 0 | 0 | 1 | 0 | 0 | 0 | 0 | 0 | 0 | 0 | OPEN | node_1369717_811_15359217_663 | AN | 8102602
load_220343173 |  | 0 | R | 0 | 0 | 0 | 0 | 0 | 0 | 0 | 0 | 0 | 0 | 0 | 0+0j | 0 | 0 | 0+0j | 0 | 0 | 0+0j | 0 | 0 | 0+0j | 0 | 0 | 0+0j | 0 | 0 | 0+0j | 14104.8 | 6008.62 | 14104.8+6008.62j | 0 | 0 | 0+0j | 0 | 0 | 0+0j | 0 | 0 | 0 | 0 | 0 | 0 | 0 | 0 | 0 | 0 | 0 | 0 | 0 | 0 | 0 | 0 | 0 | 0 | 1 | 0 | 0 | 1 | 0 | 0 | 0 | 0 | 0 | 0 | 0 | OPEN | node_1369976_961_15359243_604 | AN | 8102602
load_220343174 |  | 0 | R | 0 | 0 | 0 | 0 | 0 | 0 | 0 | 0 | 0 | 0 | 0 | 0+0j | 0 | 0 | 0+0j | 0 | 0 | 0+0j | 0 | 0 | 0+0j | 0 | 0 | 0+0j | 0 | 0 | 0+0j | 18043.2 | 7686.371 | 18043.2+7686.371j | 0 | 0 | 0+0j | 0 | 0 | 0+0j | 0 | 0 | 0 | 0 | 0 | 0 | 0 | 0 | 0 | 0 | 0 | 0 | 0 | 0 | 0 | 0 | 0 | 0 | 1 | 0 | 0 | 1 | 0 | 0 | 0 | 0 | 0 | 0 | 0 | OPEN | node_1370314_409_15359917_587 | AN | 8102602
load_220343175 |  | 0 | R | 0 | 0 | 0 | 0 | 0 | 0 | 0 | 0 | 0 | 0 | 0 | 0+0j | 0 | 0 | 0+0j | 0 | 0 | 0+0j | 0 | 0 | 0+0j | 0 | 0 | 0+0j | 0 | 0 | 0+0j | 2728.8 | 1162.464 | 2728.8+1162.464j | 0 | 0 | 0+0j | 0 | 0 | 0+0j | 0 | 0 | 0 | 0 | 0 | 0 | 0 | 0 | 0 | 0 | 0 | 0 | 0 | 0 | 0 | 0 | 0 | 0 | 1 | 0 | 0 | 1 | 0 | 0 | 0 | 0 | 0 | 0 | 0 | OPEN | node_1370539_107_15360497_51 | AN | 8102602
load_220343334 |  | 0 | R | 0 | 0 | 0 | 0 | 0 | 0 | 0 | 0 | 0 | 0 | 0 | 0+0j | 0 | 0 | 0+0j | 0 | 0 | 0+0j | 0 | 0 | 0+0j | 0 | 0 | 0+0j | 0 | 0 | 0+0j | 3283.2 | 1398.637 | 3283.2+1398.637j | 0 | 0 | 0+0j | 0 | 0 | 0+0j | 0 | 0 | 0 | 0 | 0 | 0 | 0 | 0 | 0 | 0 | 0 | 0 | 0 | 0 | 0 | 0 | 0 | 0 | 1 | 0 | 0 | 1 | 0 | 0 | 0 | 0 | 0 | 0 | 0 | OPEN | node_1372040_657_15357415_561 | AN | 8102602
load_220343335 |  | 0 | R | 0 | 0 | 0 | 0 | 0 | 0 | 0 | 0 | 0 | 0 | 0 | 0+0j | 0 | 0 | 0+0j | 0 | 0 | 0+0j | 0 | 0 | 0+0j | 0 | 0 | 0+0j | 0 | 0 | 0+0j | 17136 | 7299.905 | 17136+7299.905j | 0 | 0 | 0+0j | 0 | 0 | 0+0j | 0 | 0 | 0 | 0 | 0 | 0 | 0 | 0 | 0 | 0 | 0 | 0 | 0 | 0 | 0 | 0 | 0 | 0 | 1 | 0 | 0 | 1 | 0 | 0 | 0 | 0 | 0 | 0 | 0 | OPEN | node_1369433_496_15357350_039 | AN | 8102602
load_220343336 |  | 0 | C | 0 | 0 | 0 | 0 | 0 | 0 | 0 | 0 | 0 | 0 | 0 | 0+0j | 0 | 0 | 0+0j | 0 | 0 | 0+0j | 0 | 0 | 0+0j | 0 | 0 | 0+0j | 0 | 0 | 0+0j | 13672.8 | 5824.588 | 13672.8+5824.588j | 0 | 0 | 0+0j | 0 | 0 | 0+0j | 0 | 0 | 0 | 0 | 0 | 0 | 0 | 0 | 0 | 0 | 0 | 0 | 0 | 0 | 0 | 0 | 0 | 0 | 1 | 0 | 0 | 1 | 0 | 0 | 0 | 0 | 0 | 0 | 0 | OPEN | node_1369282_776_15356886_407 | AN | 8102602
load_220343337 |  | 0 | R | 0 | 0 | 0 | 0 | 0 | 0 | 0 | 0 | 0 | 0 | 0 | 0+0j | 0 | 0 | 0+0j | 0 | 0 | 0+0j | 0 | 0 | 0+0j | 0 | 0 | 0+0j | 0 | 0 | 0+0j | 19807.2 | 8437.832 | 19807.2+8437.832j | 0 | 0 | 0+0j | 0 | 0 | 0+0j | 0 | 0 | 0 | 0 | 0 | 0 | 0 | 0 | 0 | 0 | 0 | 0 | 0 | 0 | 0 | 0 | 0 | 0 | 1 | 0 | 0 | 1 | 0 | 0 | 0 | 0 | 0 | 0 | 0 | OPEN | node_1372775_779_15357251_099 | AN | 8102602
load_220343338 |  | 0 | R | 0 | 0 | 0 | 0 | 0 | 0 | 0 | 0 | 0 | 0 | 0 | 0+0j | 0 | 0 | 0+0j | 0 | 0 | 0+0j | 0 | 0 | 0+0j | 0 | 0 | 0+0j | 0 | 0 | 0+0j | 9655.2 | 4113.098 | 9655.2+4113.098j | 0 | 0 | 0+0j | 0 | 0 | 0+0j | 0 | 0 | 0 | 0 | 0 | 0 | 0 | 0 | 0 | 0 | 0 | 0 | 0 | 0 | 0 | 0 | 0 | 0 | 1 | 0 | 0 | 1 | 0 | 0 | 0 | 0 | 0 | 0 | 0 | OPEN | node_1373140_576_15357280_463 | AN | 8102602
load_220343339 |  | 0 | R | 0 | 0 | 0 | 0 | 0 | 0 | 0 | 0 | 0 | 0 | 0 | 0+0j | 0 | 0 | 0+0j | 0 | 0 | 0+0j | 0 | 0 | 0+0j | 0 | 0 | 0+0j | 0 | 0 | 0+0j | 11815.2 | 5033.254 | 11815.2+5033.254j | 0 | 0 | 0+0j | 0 | 0 | 0+0j | 0 | 0 | 0 | 0 | 0 | 0 | 0 | 0 | 0 | 0 | 0 | 0 | 0 | 0 | 0 | 0 | 0 | 0 | 1 | 0 | 0 | 1 | 0 | 0 | 0 | 0 | 0 | 0 | 0 | OPEN | node_1373874_184_15357230_08 | AN | 8102602
load_220343340 |  | 0 | R | 0 | 0 | 0 | 0 | 0 | 0 | 0 | 0 | 0 | 0 | 0 | 0+0j | 0 | 0 | 0+0j | 0 | 0 | 0+0j | 0 | 0 | 0+0j | 0 | 0 | 0+0j | 0 | 0 | 0+0j | 23875.2 | 10170.793 | 23875.2+10170.793j | 0 | 0 | 0+0j | 0 | 0 | 0+0j | 0 | 0 | 0 | 0 | 0 | 0 | 0 | 0 | 0 | 0 | 0 | 0 | 0 | 0 | 0 | 0 | 0 | 0 | 1 | 0 | 0 | 1 | 0 | 0 | 0 | 0 | 0 | 0 | 0 | OPEN | node_1369910_492_15356696_859 | AN | 8102602
load_220343342 |  | 0 | R | 0 | 0 | 0 | 0 | 0 | 0 | 0 | 0 | 0 | 0 | 0 | 0+0j | 0 | 0 | 0+0j | 0 | 0 | 0+0j | 0 | 0 | 0+0j | 0 | 0 | 0+0j | 0 | 0 | 0+0j | 4348.8 | 1852.581 | 4348.8+1852.581j | 0 | 0 | 0+0j | 0 | 0 | 0+0j | 0 | 0 | 0 | 0 | 0 | 0 | 0 | 0 | 0 | 0 | 0 | 0 | 0 | 0 | 0 | 0 | 0 | 0 | 1 | 0 | 0 | 1 | 0 | 0 | 0 | 0 | 0 | 0 | 0 | OPEN | node_1370751_1_15356691_522 | AN | 8102602
load_220343343 |  | 0 | R | 0 | 0 | 0 | 0 | 0 | 0 | 0 | 0 | 0 | 0 | 0 | 0+0j | 0 | 0 | 0+0j | 0 | 0 | 0+0j | 0 | 0 | 0+0j | 0 | 0 | 0+0j | 0 | 0 | 0+0j | 4125.6 | 1757.498 | 4125.6+1757.498j | 0 | 0 | 0+0j | 0 | 0 | 0+0j | 0 | 0 | 0 | 0 | 0 | 0 | 0 | 0 | 0 | 0 | 0 | 0 | 0 | 0 | 0 | 0 | 0 | 0 | 1 | 0 | 0 | 1 | 0 | 0 | 0 | 0 | 0 | 0 | 0 | OPEN | node_1371729_519_15357266_893 | AN | 8102602
load_220343344 |  | 0 | R | 0 | 0 | 0 | 0 | 0 | 0 | 0 | 0 | 0 | 0 | 0 | 0+0j | 0 | 0 | 0+0j | 0 | 0 | 0+0j | 0 | 0 | 0+0j | 0 | 0 | 0+0j | 0 | 0 | 0+0j | 12736.8 | 5425.854 | 12736.8+5425.854j | 0 | 0 | 0+0j | 0 | 0 | 0+0j | 0 | 0 | 0 | 0 | 0 | 0 | 0 | 0 | 0 | 0 | 0 | 0 | 0 | 0 | 0 | 0 | 0 | 0 | 1 | 0 | 0 | 1 | 0 | 0 | 0 | 0 | 0 | 0 | 0 | OPEN | node_1372401_806_15357181_743 | AN | 8102602
load_220343349 |  | 0 | R | 0 | 0 | 0 | 0 | 0 | 0 | 0 | 0 | 0 | 0 | 0 | 0+0j | 0 | 0 | 0+0j | 0 | 0 | 0+0j | 0 | 0 | 0+0j | 0 | 0 | 0+0j | 0 | 0 | 0+0j | 15667.2 | 6674.199 | 15667.2+6674.199j | 0 | 0 | 0+0j | 0 | 0 | 0+0j | 0 | 0 | 0 | 0 | 0 | 0 | 0 | 0 | 0 | 0 | 0 | 0 | 0 | 0 | 0 | 0 | 0 | 0 | 1 | 0 | 0 | 1 | 0 | 0 | 0 | 0 | 0 | 0 | 0 | OPEN | node_1367534_796_15351904_456 | AN | 8102602
load_220343351 |  | 0 | R | 0 | 0 | 0 | 0 | 0 | 0 | 0 | 0 | 0 | 0 | 0 | 0+0j | 0 | 0 | 0+0j | 0 | 0 | 0+0j | 0 | 0 | 0+0j | 0 | 0 | 0+0j | 0 | 0 | 0+0j | 6732 | 2867.82 | 6732+2867.82j | 0 | 0 | 0+0j | 0 | 0 | 0+0j | 0 | 0 | 0 | 0 | 0 | 0 | 0 | 0 | 0 | 0 | 0 | 0 | 0 | 0 | 0 | 0 | 0 | 0 | 1 | 0 | 0 | 1 | 0 | 0 | 0 | 0 | 0 | 0 | 0 | OPEN | node_1367380_629_15352332_982 | AN | 8102602
load_220343379 |  | 0 | C | 0 | 0 | 0 | 0 | 0 | 0 | 0 | 0 | 0 | 0 | 0 | 0+0j | 0 | 0 | 0+0j | 0 | 0 | 0+0j | 0 | 0 | 0+0j | 0 | 0 | 0+0j | 0 | 0 | 0+0j | 0 | 0 | 0+0j | 0 | 0 | 0+0j | 0 | 0 | 0+0j | 0 | 0 | 0 | 0 | 0 | 0 | 0 | 0 | 0 | 0 | 0 | 0 | 0 | 0 | 0 | 0 | 0 | 0 | 1 | 0 | 0 | 1 | 0 | 0 | 0 | 0 | 0 | 0 | 0 | OPEN | node_1367848_205_15351233_614 | AN | 8102602
load_220343380 |  | 0 | R | 0 | 0 | 0 | 0 | 0 | 0 | 0 | 0 | 0 | 0 | 0 | 0+0j | 0 | 0 | 0+0j | 0 | 0 | 0+0j | 0 | 0 | 0+0j | 0 | 0 | 0+0j | 0 | 0 | 0+0j | 79387.2 | 33818.806 | 79387.2+33818.806j | 0 | 0 | 0+0j | 0 | 0 | 0+0j | 0 | 0 | 0 | 0 | 0 | 0 | 0 | 0 | 0 | 0 | 0 | 0 | 0 | 0 | 0 | 0 | 0 | 0 | 1 | 0 | 0 | 1 | 0 | 0 | 0 | 0 | 0 | 0 | 0 | OPEN | node_1368026_682_15351092_064 | AN | 8102602
load_220343382 |  | 0 | R | 0 | 0 | 0 | 0 | 0 | 0 | 0 | 0 | 0 | 0 | 0 | 0+0j | 0 | 0 | 0+0j | 0 | 0 | 0+0j | 0 | 0 | 0+0j | 0 | 0 | 0+0j | 0 | 0 | 0+0j | 44460 | 18939.881 | 44460+18939.881j | 0 | 0 | 0+0j | 0 | 0 | 0+0j | 0 | 0 | 0 | 0 | 0 | 0 | 0 | 0 | 0 | 0 | 0 | 0 | 0 | 0 | 0 | 0 | 0 | 0 | 1 | 0 | 0 | 1 | 0 | 0 | 0 | 0 | 0 | 0 | 0 | OPEN | node_1368262_551_15351221_358 | AN | 8102602
load_220343428 |  | 0 | R | 0 | 0 | 0 | 0 | 0 | 0 | 0 | 0 | 0 | 0 | 0 | 0+0j | 0 | 0 | 0+0j | 0 | 0 | 0+0j | 0 | 0 | 0+0j | 0 | 0 | 0+0j | 0 | 0 | 0+0j | 2692.8 | 1147.128 | 2692.8+1147.128j | 0 | 0 | 0+0j | 0 | 0 | 0+0j | 0 | 0 | 0 | 0 | 0 | 0 | 0 | 0 | 0 | 0 | 0 | 0 | 0 | 0 | 0 | 0 | 0 | 0 | 1 | 0 | 0 | 1 | 0 | 0 | 0 | 0 | 0 | 0 | 0 | OPEN | node_1369203_467_15370145_72 | AN | 8102602
load_220343429 |  | 0 | R | 0 | 0 | 0 | 0 | 0 | 0 | 0 | 0 | 0 | 0 | 0 | 0+0j | 0 | 0 | 0+0j | 0 | 0 | 0+0j | 0 | 0 | 0+0j | 0 | 0 | 0+0j | 0 | 0 | 0+0j | 9626.4 | 4100.829 | 9626.4+4100.829j | 0 | 0 | 0+0j | 0 | 0 | 0+0j | 0 | 0 | 0 | 0 | 0 | 0 | 0 | 0 | 0 | 0 | 0 | 0 | 0 | 0 | 0 | 0 | 0 | 0 | 1 | 0 | 0 | 1 | 0 | 0 | 0 | 0 | 0 | 0 | 0 | OPEN | node_1368881_931_15370639_959 | AN | 8102602
load_220343430 |  | 0 | R | 0 | 0 | 0 | 0 | 0 | 0 | 0 | 0 | 0 | 0 | 0 | 0+0j | 0 | 0 | 0+0j | 0 | 0 | 0+0j | 0 | 0 | 0+0j | 0 | 0 | 0+0j | 0 | 0 | 0+0j | 23313.6 | 9931.552 | 23313.6+9931.552j | 0 | 0 | 0+0j | 0 | 0 | 0+0j | 0 | 0 | 0 | 0 | 0 | 0 | 0 | 0 | 0 | 0 | 0 | 0 | 0 | 0 | 0 | 0 | 0 | 0 | 1 | 0 | 0 | 1 | 0 | 0 | 0 | 0 | 0 | 0 | 0 | OPEN | node_1368693_225_15370839_955 | AN | 8102602
load_220343431 |  | 0 | R | 0 | 0 | 0 | 0 | 0 | 0 | 0 | 0 | 0 | 0 | 0 | 0+0j | 0 | 0 | 0+0j | 0 | 0 | 0+0j | 0 | 0 | 0+0j | 0 | 0 | 0+0j | 0 | 0 | 0+0j | 1706.4 | 726.923 | 1706.4+726.923j | 0 | 0 | 0+0j | 0 | 0 | 0+0j | 0 | 0 | 0 | 0 | 0 | 0 | 0 | 0 | 0 | 0 | 0 | 0 | 0 | 0 | 0 | 0 | 0 | 0 | 1 | 0 | 0 | 1 | 0 | 0 | 0 | 0 | 0 | 0 | 0 | OPEN | node_1368237_093_15370788_129 | AN | 8102602
load_220343552 |  | 0 | R | 0 | 0 | 0 | 0 | 0 | 0 | 0 | 0 | 0 | 0 | 0 | 0+0j | 0 | 0 | 0+0j | 0 | 0 | 0+0j | 0 | 0 | 0+0j | 0 | 0 | 0+0j | 0 | 0 | 0+0j | 45763.2 | 19495.042 | 45763.2+19495.042j | 0 | 0 | 0+0j | 0 | 0 | 0+0j | 0 | 0 | 0 | 0 | 0 | 0 | 0 | 0 | 0 | 0 | 0 | 0 | 0 | 0 | 0 | 0 | 0 | 0 | 1 | 0 | 0 | 1 | 0 | 0 | 0 | 0 | 0 | 0 | 0 | OPEN | node_1375052_793_15376749_665 | AN | 8102602
load_220343554 |  | 0 | R | 0 | 0 | 0 | 0 | 0 | 0 | 0 | 0 | 0 | 0 | 0 | 0+0j | 0 | 0 | 0+0j | 0 | 0 | 0+0j | 0 | 0 | 0+0j | 0 | 0 | 0+0j | 0 | 0 | 0+0j | 44791.2 | 19080.971 | 44791.2+19080.971j | 0 | 0 | 0+0j | 0 | 0 | 0+0j | 0 | 0 | 0 | 0 | 0 | 0 | 0 | 0 | 0 | 0 | 0 | 0 | 0 | 0 | 0 | 0 | 0 | 0 | 1 | 0 | 0 | 1 | 0 | 0 | 0 | 0 | 0 | 0 | 0 | OPEN | node_1375264_309_15376501_337 | AN | 8102602
load_220343570 |  | 0 | U | 0 | 0 | 0 | 0 | 0 | 0 | 0 | 0 | 0 | 0 | 0 | 0+0j | 0 | 0 | 0+0j | 0 | 0 | 0+0j | 0 | 0 | 0+0j | 0 | 0 | 0+0j | 0 | 0 | 0+0j | 0 | 0 | 0+0j | 0 | 0 | 0+0j | 0 | 0 | 0+0j | 0 | 0 | 0 | 0 | 0 | 0 | 0 | 0 | 0 | 0 | 0 | 0 | 0 | 0 | 0 | 0 | 0 | 0 | 1 | 0 | 0 | 1 | 0 | 0 | 0 | 0 | 0 | 0 | 0 | OPEN | node_1376281_899_15379575_854 | AN | 8102602
load_220343571 |  | 0 | U | 0 | 0 | 0 | 0 | 0 | 0 | 0 | 0 | 0 | 0 | 0 | 0+0j | 0 | 0 | 0+0j | 0 | 0 | 0+0j | 0 | 0 | 0+0j | 0 | 0 | 0+0j | 0 | 0 | 0+0j | 0 | 0 | 0+0j | 0 | 0 | 0+0j | 0 | 0 | 0+0j | 0 | 0 | 0 | 0 | 0 | 0 | 0 | 0 | 0 | 0 | 0 | 0 | 0 | 0 | 0 | 0 | 0 | 0 | 1 | 0 | 0 | 1 | 0 | 0 | 0 | 0 | 0 | 0 | 0 | OPEN | node_1376300_073_15379565_579 | AN | 8102602
load_220343572 |  | 0 | C | 0 | 0 | 0 | 0 | 0 | 0 | 0 | 0 | 0 | 0 | 0 | 0+0j | 0 | 0 | 0+0j | 0 | 0 | 0+0j | 0 | 0 | 0+0j | 0 | 0 | 0+0j | 0 | 0 | 0+0j | 2000 | 851.996 | 2000+851.996j | 0 | 0 | 0+0j | 0 | 0 | 0+0j | 0 | 0 | 0 | 0 | 0 | 0 | 0 | 0 | 0 | 0 | 0 | 0 | 0 | 0 | 0 | 0 | 0 | 0 | 1 | 0 | 0 | 1 | 0 | 0 | 0 | 0 | 0 | 0 | 0 | OPEN | node_1375586_29_15380007_272 | AN | 8102602
load_220343573 |  | 0 | C | 0 | 0 | 0 | 0 | 0 | 0 | 0 | 0 | 0 | 0 | 0 | 0+0j | 0 | 0 | 0+0j | 0 | 0 | 0+0j | 0 | 0 | 0+0j | 0 | 0 | 0+0j | 0 | 0 | 0+0j | 1072.8 | 457.011 | 1072.8+457.011j | 0 | 0 | 0+0j | 0 | 0 | 0+0j | 0 | 0 | 0 | 0 | 0 | 0 | 0 | 0 | 0 | 0 | 0 | 0 | 0 | 0 | 0 | 0 | 0 | 0 | 1 | 0 | 0 | 1 | 0 | 0 | 0 | 0 | 0 | 0 | 0 | OPEN | node_1375461_391_15380398_17 | AN | 8102602
load_220343574 |  | 0 | R | 0 | 0 | 0 | 0 | 0 | 0 | 0 | 0 | 0 | 0 | 0 | 0+0j | 0 | 0 | 0+0j | 0 | 0 | 0+0j | 0 | 0 | 0+0j | 0 | 0 | 0+0j | 0 | 0 | 0+0j | 13716 | 5842.992 | 13716+5842.992j | 0 | 0 | 0+0j | 0 | 0 | 0+0j | 0 | 0 | 0 | 0 | 0 | 0 | 0 | 0 | 0 | 0 | 0 | 0 | 0 | 0 | 0 | 0 | 0 | 0 | 1 | 0 | 0 | 1 | 0 | 0 | 0 | 0 | 0 | 0 | 0 | OPEN | node_1375341_2_15380489_595 | AN | 8102602
load_220343575 |  | 0 | R | 0 | 0 | 0 | 0 | 0 | 0 | 0 | 0 | 0 | 0 | 0 | 0+0j | 0 | 0 | 0+0j | 0 | 0 | 0+0j | 0 | 0 | 0+0j | 0 | 0 | 0+0j | 0 | 0 | 0+0j | 22284 | 9492.944 | 22284+9492.944j | 0 | 0 | 0+0j | 0 | 0 | 0+0j | 0 | 0 | 0 | 0 | 0 | 0 | 0 | 0 | 0 | 0 | 0 | 0 | 0 | 0 | 0 | 0 | 0 | 0 | 1 | 0 | 0 | 1 | 0 | 0 | 0 | 0 | 0 | 0 | 0 | OPEN | node_1375152_045_15380636_578 | AN | 8102602
load_220343576 |  | 0 | C | 0 | 0 | 0 | 0 | 0 | 0 | 0 | 0 | 0 | 0 | 0 | 0+0j | 0 | 0 | 0+0j | 0 | 0 | 0+0j | 0 | 0 | 0+0j | 0 | 0 | 0+0j | 0 | 0 | 0+0j | 338.4 | 144.158 | 338.4+144.158j | 0 | 0 | 0+0j | 0 | 0 | 0+0j | 0 | 0 | 0 | 0 | 0 | 0 | 0 | 0 | 0 | 0 | 0 | 0 | 0 | 0 | 0 | 0 | 0 | 0 | 1 | 0 | 0 | 1 | 0 | 0 | 0 | 0 | 0 | 0 | 0 | OPEN | node_1374999_987_15380747_952 | AN | 8102602
load_220343905 |  | 0 | R | 0 | 0 | 0 | 0 | 0 | 0 | 0 | 0 | 0 | 0 | 0 | 0+0j | 0 | 0 | 0+0j | 0 | 0 | 0+0j | 0 | 0 | 0+0j | 0 | 0 | 0+0j | 0 | 0 | 0+0j | 34660.8 | 14765.439 | 34660.8+14765.439j | 0 | 0 | 0+0j | 0 | 0 | 0+0j | 0 | 0 | 0 | 0 | 0 | 0 | 0 | 0 | 0 | 0 | 0 | 0 | 0 | 0 | 0 | 0 | 0 | 0 | 1 | 0 | 0 | 1 | 0 | 0 | 0 | 0 | 0 | 0 | 0 | OPEN | node_1376244_045_15381616_488 | AN | 8102602
load_220343906 |  | 0 | R | 0 | 0 | 0 | 0 | 0 | 0 | 0 | 0 | 0 | 0 | 0 | 0+0j | 0 | 0 | 0+0j | 0 | 0 | 0+0j | 0 | 0 | 0+0j | 0 | 0 | 0+0j | 0 | 0 | 0+0j | 23140.8 | 9857.94 | 23140.8+9857.94j | 0 | 0 | 0+0j | 0 | 0 | 0+0j | 0 | 0 | 0 | 0 | 0 | 0 | 0 | 0 | 0 | 0 | 0 | 0 | 0 | 0 | 0 | 0 | 0 | 0 | 1 | 0 | 0 | 1 | 0 | 0 | 0 | 0 | 0 | 0 | 0 | OPEN | node_1376038_273_15381523_852 | AN | 8102602
load_220343908 |  | 0 | R | 0 | 0 | 0 | 0 | 0 | 0 | 0 | 0 | 0 | 0 | 0 | 0+0j | 0 | 0 | 0+0j | 0 | 0 | 0+0j | 0 | 0 | 0+0j | 0 | 0 | 0+0j | 0 | 0 | 0+0j | 5119.2 | 2180.77 | 5119.2+2180.77j | 0 | 0 | 0+0j | 0 | 0 | 0+0j | 0 | 0 | 0 | 0 | 0 | 0 | 0 | 0 | 0 | 0 | 0 | 0 | 0 | 0 | 0 | 0 | 0 | 0 | 1 | 0 | 0 | 1 | 0 | 0 | 0 | 0 | 0 | 0 | 0 | OPEN | node_1376022_583_15381874_365 | AN | 8102602
load_220343909 |  | 0 | R | 0 | 0 | 0 | 0 | 0 | 0 | 0 | 0 | 0 | 0 | 0 | 0+0j | 0 | 0 | 0+0j | 0 | 0 | 0+0j | 0 | 0 | 0+0j | 0 | 0 | 0+0j | 0 | 0 | 0+0j | 4096.8 | 1745.229 | 4096.8+1745.229j | 0 | 0 | 0+0j | 0 | 0 | 0+0j | 0 | 0 | 0 | 0 | 0 | 0 | 0 | 0 | 0 | 0 | 0 | 0 | 0 | 0 | 0 | 0 | 0 | 0 | 1 | 0 | 0 | 1 | 0 | 0 | 0 | 0 | 0 | 0 | 0 | OPEN | node_1376153_023_15382100_879 | AN | 8102602
load_220343910 |  | 0 | R | 0 | 0 | 0 | 0 | 0 | 0 | 0 | 0 | 0 | 0 | 0 | 0+0j | 0 | 0 | 0+0j | 0 | 0 | 0+0j | 0 | 0 | 0+0j | 0 | 0 | 0+0j | 0 | 0 | 0+0j | 16639.2 | 7088.27 | 16639.2+7088.27j | 0 | 0 | 0+0j | 0 | 0 | 0+0j | 0 | 0 | 0 | 0 | 0 | 0 | 0 | 0 | 0 | 0 | 0 | 0 | 0 | 0 | 0 | 0 | 0 | 0 | 1 | 0 | 0 | 1 | 0 | 0 | 0 | 0 | 0 | 0 | 0 | OPEN | node_1375506_111_15382941_617 | AN | 8102602
load_220343911 |  | 0 | R | 0 | 0 | 0 | 0 | 0 | 0 | 0 | 0 | 0 | 0 | 0 | 0+0j | 0 | 0 | 0+0j | 0 | 0 | 0+0j | 0 | 0 | 0+0j | 0 | 0 | 0+0j | 0 | 0 | 0+0j | 2520 | 1073.516 | 2520+1073.516j | 0 | 0 | 0+0j | 0 | 0 | 0+0j | 0 | 0 | 0 | 0 | 0 | 0 | 0 | 0 | 0 | 0 | 0 | 0 | 0 | 0 | 0 | 0 | 0 | 0 | 1 | 0 | 0 | 1 | 0 | 0 | 0 | 0 | 0 | 0 | 0 | OPEN | node_1375234_941_15383651_484 | AN | 8102602
load_220343912 |  | 0 | R | 0 | 0 | 0 | 0 | 0 | 0 | 0 | 0 | 0 | 0 | 0 | 0+0j | 0 | 0 | 0+0j | 0 | 0 | 0+0j | 0 | 0 | 0+0j | 0 | 0 | 0+0j | 0 | 0 | 0+0j | 16747.2 | 7134.277 | 16747.2+7134.277j | 0 | 0 | 0+0j | 0 | 0 | 0+0j | 0 | 0 | 0 | 0 | 0 | 0 | 0 | 0 | 0 | 0 | 0 | 0 | 0 | 0 | 0 | 0 | 0 | 0 | 1 | 0 | 0 | 1 | 0 | 0 | 0 | 0 | 0 | 0 | 0 | OPEN | node_1376039_051_15383016_779 | AN | 8102602
load_220343913 |  | 0 | R | 0 | 0 | 0 | 0 | 0 | 0 | 0 | 0 | 0 | 0 | 0 | 0+0j | 0 | 0 | 0+0j | 0 | 0 | 0+0j | 0 | 0 | 0+0j | 0 | 0 | 0+0j | 0 | 0 | 0+0j | 12218.4 | 5205.017 | 12218.4+5205.017j | 0 | 0 | 0+0j | 0 | 0 | 0+0j | 0 | 0 | 0 | 0 | 0 | 0 | 0 | 0 | 0 | 0 | 0 | 0 | 0 | 0 | 0 | 0 | 0 | 0 | 1 | 0 | 0 | 1 | 0 | 0 | 0 | 0 | 0 | 0 | 0 | OPEN | node_1375722_316_15383331_565 | AN | 8102602
load_220343914 |  | 0 | C | 0 | 0 | 0 | 0 | 0 | 0 | 0 | 0 | 0 | 0 | 0 | 0+0j | 0 | 0 | 0+0j | 0 | 0 | 0+0j | 0 | 0 | 0+0j | 0 | 0 | 0+0j | 0 | 0 | 0+0j | 38333.333 | 16329.931 | 38333.333+16329.931j | 0 | 0 | 0+0j | 0 | 0 | 0+0j | 0 | 0 | 0 | 0 | 0 | 0 | 0 | 0 | 0 | 0 | 0 | 0 | 0 | 0 | 0 | 0 | 0 | 0 | 1 | 0 | 0 | 1 | 0 | 0 | 0 | 0 | 0 | 0 | 0 | OPEN | node_1376674_624_15379872_916 | AN | 8102602
load_220343915 |  | 0 | C | 0 | 0 | 0 | 0 | 0 | 0 | 0 | 0 | 0 | 0 | 0 | 0+0j | 0 | 0 | 0+0j | 0 | 0 | 0+0j | 0 | 0 | 0+0j | 0 | 0 | 0+0j | 0 | 0 | 0+0j | 0 | 0 | 0+0j | 38333.333 | 16329.931 | 38333.333+16329.931j | 0 | 0 | 0+0j | 0 | 0 | 0 | 0 | 0 | 0 | 0 | 0 | 0 | 0 | 0 | 0 | 0 | 0 | 0 | 0 | 0 | 0 | 1 | 0 | 0 | 1 | 0 | 0 | 0 | 0 | 0 | 0 | 0 | OPEN | node_1376669_122_15379888_817 | BN | 8102602
load_220343917 |  | 0 | R | 0 | 0 | 0 | 0 | 0 | 0 | 0 | 0 | 0 | 0 | 0 | 0+0j | 0 | 0 | 0+0j | 0 | 0 | 0+0j | 0 | 0 | 0+0j | 0 | 0 | 0+0j | 0 | 0 | 0+0j | 28130.4 | 11983.5 | 28130.4+11983.5j | 0 | 0 | 0+0j | 0 | 0 | 0+0j | 0 | 0 | 0 | 0 | 0 | 0 | 0 | 0 | 0 | 0 | 0 | 0 | 0 | 0 | 0 | 0 | 0 | 0 | 1 | 0 | 0 | 1 | 0 | 0 | 0 | 0 | 0 | 0 | 0 | OPEN | node_1376657_94_15380248_074 | AN | 8102602
load_220343918 |  | 0 | U | 0 | 0 | 0 | 0 | 0 | 0 | 0 | 0 | 0 | 0 | 0 | 0+0j | 0 | 0 | 0+0j | 0 | 0 | 0+0j | 0 | 0 | 0+0j | 0 | 0 | 0+0j | 0 | 0 | 0+0j | 0 | 0 | 0+0j | 0 | 0 | 0+0j | 0 | 0 | 0+0j | 0 | 0 | 0 | 0 | 0 | 0 | 0 | 0 | 0 | 0 | 0 | 0 | 0 | 0 | 0 | 0 | 0 | 0 | 1 | 0 | 0 | 1 | 0 | 0 | 0 | 0 | 0 | 0 | 0 | OPEN | node_1376650_217_15380829_465 | AN | 8102602
load_220343920 |  | 0 | R | 0 | 0 | 0 | 0 | 0 | 0 | 0 | 0 | 0 | 0 | 0 | 0+0j | 0 | 0 | 0+0j | 0 | 0 | 0+0j | 0 | 0 | 0+0j | 0 | 0 | 0+0j | 0 | 0 | 0+0j | 6372 | 2714.461 | 6372+2714.461j | 0 | 0 | 0+0j | 0 | 0 | 0+0j | 0 | 0 | 0 | 0 | 0 | 0 | 0 | 0 | 0 | 0 | 0 | 0 | 0 | 0 | 0 | 0 | 0 | 0 | 1 | 0 | 0 | 1 | 0 | 0 | 0 | 0 | 0 | 0 | 0 | OPEN | node_1376704_436_15380994_144 | AN | 8102602
load_220343922 |  | 0 | R | 0 | 0 | 0 | 0 | 0 | 0 | 0 | 0 | 0 | 0 | 0 | 0+0j | 0 | 0 | 0+0j | 0 | 0 | 0+0j | 0 | 0 | 0+0j | 0 | 0 | 0+0j | 0 | 0 | 0+0j | 14040 | 5981.015 | 14040+5981.015j | 0 | 0 | 0+0j | 0 | 0 | 0+0j | 0 | 0 | 0 | 0 | 0 | 0 | 0 | 0 | 0 | 0 | 0 | 0 | 0 | 0 | 0 | 0 | 0 | 0 | 1 | 0 | 0 | 1 | 0 | 0 | 0 | 0 | 0 | 0 | 0 | OPEN | node_1376258_289_15381256_174 | AN | 8102602
load_220344081 |  | 0 | R | 0 | 0 | 0 | 0 | 0 | 0 | 0 | 0 | 0 | 0 | 0 | 0+0j | 0 | 0 | 0+0j | 0 | 0 | 0+0j | 0 | 0 | 0+0j | 0 | 0 | 0+0j | 0 | 0 | 0+0j | 34437.6 | 14670.356 | 34437.6+14670.356j | 0 | 0 | 0+0j | 0 | 0 | 0+0j | 0 | 0 | 0 | 0 | 0 | 0 | 0 | 0 | 0 | 0 | 0 | 0 | 0 | 0 | 0 | 0 | 0 | 0 | 1 | 0 | 0 | 1 | 0 | 0 | 0 | 0 | 0 | 0 | 0 | OPEN | node_1375479_961_15376628_675 | AN | 8102602
load_220344102 |  | 0 | C | 0 | 0 | 0 | 0 | 0 | 0 | 0 | 0 | 0 | 0 | 0 | 0+0j | 0 | 0 | 0+0j | 0 | 0 | 0+0j | 0 | 0 | 0+0j | 0 | 0 | 0+0j | 0 | 0 | 0+0j | 12000 | 5111.979 | 12000+5111.979j | 0 | 0 | 0+0j | 0 | 0 | 0+0j | 0 | 0 | 0 | 0 | 0 | 0 | 0 | 0 | 0 | 0 | 0 | 0 | 0 | 0 | 0 | 0 | 0 | 0 | 1 | 0 | 0 | 1 | 0 | 0 | 0 | 0 | 0 | 0 | 0 | OPEN | node_1378220_799_15377893_631 | AN | 8102602
load_220344103 |  | 0 | R | 0 | 0 | 0 | 0 | 0 | 0 | 0 | 0 | 0 | 0 | 0 | 0+0j | 0 | 0 | 0+0j | 0 | 0 | 0+0j | 0 | 0 | 0+0j | 0 | 0 | 0+0j | 0 | 0 | 0+0j | 18950.4 | 8072.837 | 18950.4+8072.837j | 0 | 0 | 0+0j | 0 | 0 | 0+0j | 0 | 0 | 0 | 0 | 0 | 0 | 0 | 0 | 0 | 0 | 0 | 0 | 0 | 0 | 0 | 0 | 0 | 0 | 1 | 0 | 0 | 1 | 0 | 0 | 0 | 0 | 0 | 0 | 0 | OPEN | node_1378265_78_15378238_005 | AN | 8102602
load_220344104 |  | 0 | C | 0 | 0 | 0 | 0 | 0 | 0 | 0 | 0 | 0 | 0 | 0 | 0+0j | 0 | 0 | 0+0j | 0 | 0 | 0+0j | 0 | 0 | 0+0j | 0 | 0 | 0+0j | 0 | 0 | 0+0j | 13666.667 | 5821.976 | 13666.667+5821.976j | 0 | 0 | 0+0j | 0 | 0 | 0+0j | 0 | 0 | 0 | 0 | 0 | 0 | 0 | 0 | 0 | 0 | 0 | 0 | 0 | 0 | 0 | 0 | 0 | 0 | 1 | 0 | 0 | 1 | 0 | 0 | 0 | 0 | 0 | 0 | 0 | OPEN | node_1378071_705_15378257_383 | AN | 8102602
load_220344105 |  | 0 | C | 0 | 0 | 0 | 0 | 0 | 0 | 0 | 0 | 0 | 0 | 0 | 0+0j | 0 | 0 | 0+0j | 0 | 0 | 0+0j | 0 | 0 | 0+0j | 0 | 0 | 0+0j | 0 | 0 | 0+0j | 0 | 0 | 0+0j | 13666.667 | 5821.976 | 13666.667+5821.976j | 0 | 0 | 0+0j | 0 | 0 | 0 | 0 | 0 | 0 | 0 | 0 | 0 | 0 | 0 | 0 | 0 | 0 | 0 | 0 | 0 | 0 | 1 | 0 | 0 | 1 | 0 | 0 | 0 | 0 | 0 | 0 | 0 | OPEN | node_1378061_955_15378280_452 | BN | 8102602
load_220344106 |  | 0 | C | 0 | 0 | 0 | 0 | 0 | 0 | 0 | 0 | 0 | 0 | 0 | 0+0j | 0 | 0 | 0+0j | 0 | 0 | 0+0j | 0 | 0 | 0+0j | 0 | 0 | 0+0j | 0 | 0 | 0+0j | 0 | 0 | 0+0j | 0 | 0 | 0+0j | 13666.667 | 5821.976 | 13666.667+5821.976j | 0 | 0 | 0 | 0 | 0 | 0 | 0 | 0 | 0 | 0 | 0 | 0 | 0 | 0 | 0 | 0 | 0 | 0 | 1 | 0 | 0 | 1 | 0 | 0 | 0 | 0 | 0 | 0 | 0 | OPEN | node_1378076_675_15378231_657 | CN | 8102602
load_220344107 |  | 0 | U | 0 | 0 | 0 | 0 | 0 | 0 | 0 | 0 | 0 | 0 | 0 | 0+0j | 0 | 0 | 0+0j | 0 | 0 | 0+0j | 0 | 0 | 0+0j | 0 | 0 | 0+0j | 0 | 0 | 0+0j | 0 | 0 | 0+0j | 0 | 0 | 0+0j | 0 | 0 | 0+0j | 0 | 0 | 0 | 0 | 0 | 0 | 0 | 0 | 0 | 0 | 0 | 0 | 0 | 0 | 0 | 0 | 0 | 0 | 1 | 0 | 0 | 1 | 0 | 0 | 0 | 0 | 0 | 0 | 0 | OPEN | node_1377486_588_15378168_199 | AN | 8102602
load_220344108 |  | 0 | C | 0 | 0 | 0 | 0 | 0 | 0 | 0 | 0 | 0 | 0 | 0 | 0+0j | 0 | 0 | 0+0j | 0 | 0 | 0+0j | 0 | 0 | 0+0j | 0 | 0 | 0+0j | 0 | 0 | 0+0j | 32000 | 13631.943 | 32000+13631.943j | 0 | 0 | 0+0j | 0 | 0 | 0+0j | 0 | 0 | 0 | 0 | 0 | 0 | 0 | 0 | 0 | 0 | 0 | 0 | 0 | 0 | 0 | 0 | 0 | 0 | 1 | 0 | 0 | 1 | 0 | 0 | 0 | 0 | 0 | 0 | 0 | OPEN | node_1377712_626_15378618_282 | AN | 8102602
load_220344110 |  | 0 | C | 0 | 0 | 0 | 0 | 0 | 0 | 0 | 0 | 0 | 0 | 0 | 0+0j | 0 | 0 | 0+0j | 0 | 0 | 0+0j | 0 | 0 | 0+0j | 0 | 0 | 0+0j | 0 | 0 | 0+0j | 2664 | 1134.859 | 2664+1134.859j | 0 | 0 | 0+0j | 0 | 0 | 0+0j | 0 | 0 | 0 | 0 | 0 | 0 | 0 | 0 | 0 | 0 | 0 | 0 | 0 | 0 | 0 | 0 | 0 | 0 | 1 | 0 | 0 | 1 | 0 | 0 | 0 | 0 | 0 | 0 | 0 | OPEN | node_1377216_14_15379055_184 | AN | 8102602
load_220344111 |  | 0 | C | 0 | 0 | 0 | 0 | 0 | 0 | 0 | 0 | 0 | 0 | 0 | 0+0j | 0 | 0 | 0+0j | 0 | 0 | 0+0j | 0 | 0 | 0+0j | 0 | 0 | 0+0j | 0 | 0 | 0+0j | 22000 | 9371.961 | 22000+9371.961j | 0 | 0 | 0+0j | 0 | 0 | 0+0j | 0 | 0 | 0 | 0 | 0 | 0 | 0 | 0 | 0 | 0 | 0 | 0 | 0 | 0 | 0 | 0 | 0 | 0 | 1 | 0 | 0 | 1 | 0 | 0 | 0 | 0 | 0 | 0 | 0 | OPEN | node_1377070_137_15379293_598 | AN | 8102602
load_220344112 |  | 0 | C | 0 | 0 | 0 | 0 | 0 | 0 | 0 | 0 | 0 | 0 | 0 | 0+0j | 0 | 0 | 0+0j | 0 | 0 | 0+0j | 0 | 0 | 0+0j | 0 | 0 | 0+0j | 0 | 0 | 0+0j | 0 | 0 | 0+0j | 22000 | 9371.961 | 22000+9371.961j | 0 | 0 | 0+0j | 0 | 0 | 0 | 0 | 0 | 0 | 0 | 0 | 0 | 0 | 0 | 0 | 0 | 0 | 0 | 0 | 0 | 0 | 1 | 0 | 0 | 1 | 0 | 0 | 0 | 0 | 0 | 0 | 0 | OPEN | node_1377083_698_15379283_847 | BN | 8102602
load_220344113 |  | 0 | C | 0 | 0 | 0 | 0 | 0 | 0 | 0 | 0 | 0 | 0 | 0 | 0+0j | 0 | 0 | 0+0j | 0 | 0 | 0+0j | 0 | 0 | 0+0j | 0 | 0 | 0+0j | 0 | 0 | 0+0j | 0 | 0 | 0+0j | 0 | 0 | 0+0j | 22000 | 9371.961 | 22000+9371.961j | 0 | 0 | 0 | 0 | 0 | 0 | 0 | 0 | 0 | 0 | 0 | 0 | 0 | 0 | 0 | 0 | 0 | 0 | 1 | 0 | 0 | 1 | 0 | 0 | 0 | 0 | 0 | 0 | 0 | OPEN | node_1377098_852_15379272_052 | CN | 8102602
load_220344115 |  | 0 | C | 0 | 0 | 0 | 0 | 0 | 0 | 0 | 0 | 0 | 0 | 0 | 0+0j | 0 | 0 | 0+0j | 0 | 0 | 0+0j | 0 | 0 | 0+0j | 0 | 0 | 0+0j | 0 | 0 | 0+0j | 1000 | 425.998 | 1000+425.998j | 0 | 0 | 0+0j | 0 | 0 | 0+0j | 0 | 0 | 0 | 0 | 0 | 0 | 0 | 0 | 0 | 0 | 0 | 0 | 0 | 0 | 0 | 0 | 0 | 0 | 1 | 0 | 0 | 1 | 0 | 0 | 0 | 0 | 0 | 0 | 0 | OPEN | node_1376583_568_15378903_75 | AN | 8102602
load_220344116 |  | 0 | U | 0 | 0 | 0 | 0 | 0 | 0 | 0 | 0 | 0 | 0 | 0 | 0+0j | 0 | 0 | 0+0j | 0 | 0 | 0+0j | 0 | 0 | 0+0j | 0 | 0 | 0+0j | 0 | 0 | 0+0j | 0 | 0 | 0+0j | 0 | 0 | 0+0j | 0 | 0 | 0+0j | 0 | 0 | 0 | 0 | 0 | 0 | 0 | 0 | 0 | 0 | 0 | 0 | 0 | 0 | 0 | 0 | 0 | 0 | 1 | 0 | 0 | 1 | 0 | 0 | 0 | 0 | 0 | 0 | 0 | OPEN | node_1377069_01_15378295_008 | AN | 8102602
load_220344117 |  | 0 | R | 0 | 0 | 0 | 0 | 0 | 0 | 0 | 0 | 0 | 0 | 0 | 0+0j | 0 | 0 | 0+0j | 0 | 0 | 0+0j | 0 | 0 | 0+0j | 0 | 0 | 0+0j | 0 | 0 | 0+0j | 2829.6 | 1205.405 | 2829.6+1205.405j | 0 | 0 | 0+0j | 0 | 0 | 0+0j | 0 | 0 | 0 | 0 | 0 | 0 | 0 | 0 | 0 | 0 | 0 | 0 | 0 | 0 | 0 | 0 | 0 | 0 | 1 | 0 | 0 | 1 | 0 | 0 | 0 | 0 | 0 | 0 | 0 | OPEN | node_1376754_127_15379290_751 | AN | 8102602
load_220344118 |  | 0 | C | 0 | 0 | 0 | 0 | 0 | 0 | 0 | 0 | 0 | 0 | 0 | 0+0j | 0 | 0 | 0+0j | 0 | 0 | 0+0j | 0 | 0 | 0+0j | 0 | 0 | 0+0j | 0 | 0 | 0+0j | 9500 | 4046.983 | 9500+4046.983j | 0 | 0 | 0+0j | 0 | 0 | 0+0j | 0 | 0 | 0 | 0 | 0 | 0 | 0 | 0 | 0 | 0 | 0 | 0 | 0 | 0 | 0 | 0 | 0 | 0 | 1 | 0 | 0 | 1 | 0 | 0 | 0 | 0 | 0 | 0 | 0 | OPEN | node_1376773_63_15379295_195 | AN | 8102602
load_220344119 |  | 0 | R | 0 | 0 | 0 | 0 | 0 | 0 | 0 | 0 | 0 | 0 | 0 | 0+0j | 0 | 0 | 0+0j | 0 | 0 | 0+0j | 0 | 0 | 0+0j | 0 | 0 | 0+0j | 0 | 0 | 0+0j | 9576 | 4079.359 | 9576+4079.359j | 0 | 0 | 0+0j | 0 | 0 | 0+0j | 0 | 0 | 0 | 0 | 0 | 0 | 0 | 0 | 0 | 0 | 0 | 0 | 0 | 0 | 0 | 0 | 0 | 0 | 1 | 0 | 0 | 1 | 0 | 0 | 0 | 0 | 0 | 0 | 0 | OPEN | node_1376564_147_15379636_935 | AN | 8102602
load_220344121 |  | 0 | C | 0 | 0 | 0 | 0 | 0 | 0 | 0 | 0 | 0 | 0 | 0 | 0+0j | 0 | 0 | 0+0j | 0 | 0 | 0+0j | 0 | 0 | 0+0j | 0 | 0 | 0+0j | 0 | 0 | 0+0j | 14000 | 5963.975 | 14000+5963.975j | 0 | 0 | 0+0j | 0 | 0 | 0+0j | 0 | 0 | 0 | 0 | 0 | 0 | 0 | 0 | 0 | 0 | 0 | 0 | 0 | 0 | 0 | 0 | 0 | 0 | 1 | 0 | 0 | 1 | 0 | 0 | 0 | 0 | 0 | 0 | 0 | OPEN | node_1378375_977_15377692_746 | AN | 8102602
load_220344122 |  | 0 | C | 0 | 0 | 0 | 0 | 0 | 0 | 0 | 0 | 0 | 0 | 0 | 0+0j | 0 | 0 | 0+0j | 0 | 0 | 0+0j | 0 | 0 | 0+0j | 0 | 0 | 0+0j | 0 | 0 | 0+0j | 136.8 | 58.277 | 136.8+58.277j | 0 | 0 | 0+0j | 0 | 0 | 0+0j | 0 | 0 | 0 | 0 | 0 | 0 | 0 | 0 | 0 | 0 | 0 | 0 | 0 | 0 | 0 | 0 | 0 | 0 | 1 | 0 | 0 | 1 | 0 | 0 | 0 | 0 | 0 | 0 | 0 | OPEN | node_1378655_985_15377867_87 | AN | 8102602
load_220344156 |  | 0 | C | 0 | 0 | 0 | 0 | 0 | 0 | 0 | 0 | 0 | 0 | 0 | 0+0j | 0 | 0 | 0+0j | 0 | 0 | 0+0j | 0 | 0 | 0+0j | 0 | 0 | 0+0j | 0 | 0 | 0+0j | 3333.333 | 1419.994 | 3333.333+1419.994j | 0 | 0 | 0+0j | 0 | 0 | 0+0j | 0 | 0 | 0 | 0 | 0 | 0 | 0 | 0 | 0 | 0 | 0 | 0 | 0 | 0 | 0 | 0 | 0 | 0 | 1 | 0 | 0 | 1 | 0 | 0 | 0 | 0 | 0 | 0 | 0 | OPEN | node_1376883_698_15379631_265 | AN | 8102602
load_220344158 |  | 0 | C | 0 | 0 | 0 | 0 | 0 | 0 | 0 | 0 | 0 | 0 | 0 | 0+0j | 0 | 0 | 0+0j | 0 | 0 | 0+0j | 0 | 0 | 0+0j | 0 | 0 | 0+0j | 0 | 0 | 0+0j | 0 | 0 | 0+0j | 3333.333 | 1419.994 | 3333.333+1419.994j | 0 | 0 | 0+0j | 0 | 0 | 0 | 0 | 0 | 0 | 0 | 0 | 0 | 0 | 0 | 0 | 0 | 0 | 0 | 0 | 0 | 0 | 1 | 0 | 0 | 1 | 0 | 0 | 0 | 0 | 0 | 0 | 0 | OPEN | node_1376901_175_15379617_981 | BN | 8102602
load_220344159 |  | 0 | C | 0 | 0 | 0 | 0 | 0 | 0 | 0 | 0 | 0 | 0 | 0 | 0+0j | 0 | 0 | 0+0j | 0 | 0 | 0+0j | 0 | 0 | 0+0j | 0 | 0 | 0+0j | 0 | 0 | 0+0j | 33000 | 14057.941 | 33000+14057.941j | 0 | 0 | 0+0j | 0 | 0 | 0+0j | 0 | 0 | 0 | 0 | 0 | 0 | 0 | 0 | 0 | 0 | 0 | 0 | 0 | 0 | 0 | 0 | 0 | 0 | 1 | 0 | 0 | 1 | 0 | 0 | 0 | 0 | 0 | 0 | 0 | OPEN | node_1377028_429_15379422_864 | AN | 8102602
load_220344160 |  | 0 | C | 0 | 0 | 0 | 0 | 0 | 0 | 0 | 0 | 0 | 0 | 0 | 0+0j | 0 | 0 | 0+0j | 0 | 0 | 0+0j | 0 | 0 | 0+0j | 0 | 0 | 0+0j | 0 | 0 | 0+0j | 0 | 0 | 0+0j | 33000 | 14057.941 | 33000+14057.941j | 0 | 0 | 0+0j | 0 | 0 | 0 | 0 | 0 | 0 | 0 | 0 | 0 | 0 | 0 | 0 | 0 | 0 | 0 | 0 | 0 | 0 | 1 | 0 | 0 | 1 | 0 | 0 | 0 | 0 | 0 | 0 | 0 | OPEN | node_1376994_636_15379449_263 | BN | 8102602
load_220344162 |  | 0 | C | 0 | 0 | 0 | 0 | 0 | 0 | 0 | 0 | 0 | 0 | 0 | 0+0j | 0 | 0 | 0+0j | 0 | 0 | 0+0j | 0 | 0 | 0+0j | 0 | 0 | 0+0j | 0 | 0 | 0+0j | 1144.8 | 487.683 | 1144.8+487.683j | 0 | 0 | 0+0j | 0 | 0 | 0+0j | 0 | 0 | 0 | 0 | 0 | 0 | 0 | 0 | 0 | 0 | 0 | 0 | 0 | 0 | 0 | 0 | 0 | 0 | 1 | 0 | 0 | 1 | 0 | 0 | 0 | 0 | 0 | 0 | 0 | OPEN | node_1377354_417_15379415_194 | AN | 8102602
load_220344165 |  | 0 | R | 0 | 0 | 0 | 0 | 0 | 0 | 0 | 0 | 0 | 0 | 0 | 0+0j | 0 | 0 | 0+0j | 0 | 0 | 0+0j | 0 | 0 | 0+0j | 0 | 0 | 0+0j | 0 | 0 | 0+0j | 18950.4 | 8072.837 | 18950.4+8072.837j | 0 | 0 | 0+0j | 0 | 0 | 0+0j | 0 | 0 | 0 | 0 | 0 | 0 | 0 | 0 | 0 | 0 | 0 | 0 | 0 | 0 | 0 | 0 | 0 | 0 | 1 | 0 | 0 | 1 | 0 | 0 | 0 | 0 | 0 | 0 | 0 | OPEN | node_1377994_704_15379191_248 | AN | 8102602
load_220344166 |  | 0 | C | 0 | 0 | 0 | 0 | 0 | 0 | 0 | 0 | 0 | 0 | 0 | 0+0j | 0 | 0 | 0+0j | 0 | 0 | 0+0j | 0 | 0 | 0+0j | 0 | 0 | 0+0j | 0 | 0 | 0+0j | 669.6 | 285.248 | 669.6+285.248j | 0 | 0 | 0+0j | 0 | 0 | 0+0j | 0 | 0 | 0 | 0 | 0 | 0 | 0 | 0 | 0 | 0 | 0 | 0 | 0 | 0 | 0 | 0 | 0 | 0 | 1 | 0 | 0 | 1 | 0 | 0 | 0 | 0 | 0 | 0 | 0 | OPEN | node_1378037_47_15378811_023 | AN | 8102602
load_220344167 |  | 0 | R | 0 | 0 | 0 | 0 | 0 | 0 | 0 | 0 | 0 | 0 | 0 | 0+0j | 0 | 0 | 0+0j | 0 | 0 | 0+0j | 0 | 0 | 0+0j | 0 | 0 | 0+0j | 0 | 0 | 0+0j | 50889.6 | 21678.879 | 50889.6+21678.879j | 0 | 0 | 0+0j | 0 | 0 | 0+0j | 0 | 0 | 0 | 0 | 0 | 0 | 0 | 0 | 0 | 0 | 0 | 0 | 0 | 0 | 0 | 0 | 0 | 0 | 1 | 0 | 0 | 1 | 0 | 0 | 0 | 0 | 0 | 0 | 0 | OPEN | node_1378341_045_15378339_974 | AN | 8102602
load_220344171 |  | 0 | C | 0 | 0 | 0 | 0 | 0 | 0 | 0 | 0 | 0 | 0 | 0 | 0+0j | 0 | 0 | 0+0j | 0 | 0 | 0+0j | 0 | 0 | 0+0j | 0 | 0 | 0+0j | 0 | 0 | 0+0j | 1022.4 | 435.541 | 1022.4+435.541j | 0 | 0 | 0+0j | 0 | 0 | 0+0j | 0 | 0 | 0 | 0 | 0 | 0 | 0 | 0 | 0 | 0 | 0 | 0 | 0 | 0 | 0 | 0 | 0 | 0 | 1 | 0 | 0 | 1 | 0 | 0 | 0 | 0 | 0 | 0 | 0 | OPEN | node_1376831_067_15379503_008 | AN | 8102602
load_220432574 |  | 0 | R | 0 | 0 | 0 | 0 | 0 | 0 | 0 | 0 | 0 | 0 | 0 | 0+0j | 0 | 0 | 0+0j | 0 | 0 | 0+0j | 0 | 0 | 0+0j | 0 | 0 | 0+0j | 0 | 0 | 0+0j | 2455.2 | 1045.911 | 2455.2+1045.911j | 0 | 0 | 0+0j | 0 | 0 | 0+0j | 0 | 0 | 0 | 0 | 0 | 0 | 0 | 0 | 0 | 0 | 0 | 0 | 0 | 0 | 0 | 0 | 0 | 0 | 1 | 0 | 0 | 1 | 0 | 0 | 0 | 0 | 0 | 0 | 0 | OPEN | node_1372961_033_15382882_893 | AN | 8102602
load_220433785 |  | 0 | C | 0 | 0 | 0 | 0 | 0 | 0 | 0 | 0 | 0 | 0 | 0 | 0+0j | 0 | 0 | 0+0j | 0 | 0 | 0+0j | 0 | 0 | 0+0j | 0 | 0 | 0+0j | 0 | 0 | 0+0j | 0 | 0 | 0+0j | 0 | 0 | 0+0j | 0 | 0 | 0+0j | 0 | 0 | 0 | 0 | 0 | 0 | 0 | 0 | 0 | 0 | 0 | 0 | 0 | 0 | 0 | 0 | 0 | 0 | 1 | 0 | 0 | 1 | 0 | 0 | 0 | 0 | 0 | 0 | 0 | OPEN | node_1375379_69_15375792_014 | AN | 8102602
load_220467139 |  | 0 | R | 0 | 0 | 0 | 0 | 0 | 0 | 0 | 0 | 0 | 0 | 0 | 0+0j | 0 | 0 | 0+0j | 0 | 0 | 0+0j | 0 | 0 | 0+0j | 0 | 0 | 0+0j | 0 | 0 | 0+0j | 8611.2 | 3668.356 | 8611.2+3668.356j | 0 | 0 | 0+0j | 0 | 0 | 0+0j | 0 | 0 | 0 | 0 | 0 | 0 | 0 | 0 | 0 | 0 | 0 | 0 | 0 | 0 | 0 | 0 | 0 | 0 | 1 | 0 | 0 | 1 | 0 | 0 | 0 | 0 | 0 | 0 | 0 | OPEN | node_1376645_084_15381348_11 | AN | 8102602
load_220476259 |  | 0 | R | 0 | 0 | 0 | 0 | 0 | 0 | 0 | 0 | 0 | 0 | 0 | 0+0j | 0 | 0 | 0+0j | 0 | 0 | 0+0j | 0 | 0 | 0+0j | 0 | 0 | 0+0j | 0 | 0 | 0+0j | 21045.6 | 8965.388 | 21045.6+8965.388j | 0 | 0 | 0+0j | 0 | 0 | 0+0j | 0 | 0 | 0 | 0 | 0 | 0 | 0 | 0 | 0 | 0 | 0 | 0 | 0 | 0 | 0 | 0 | 0 | 0 | 1 | 0 | 0 | 1 | 0 | 0 | 0 | 0 | 0 | 0 | 0 | OPEN | node_1369088_664_15356095_304 | AN | 8102602
load_220514958 |  | 0 | C | 0 | 0 | 0 | 0 | 0 | 0 | 0 | 0 | 0 | 0 | 0 | 0+0j | 0 | 0 | 0+0j | 0 | 0 | 0+0j | 0 | 0 | 0+0j | 0 | 0 | 0+0j | 0 | 0 | 0+0j | 0 | 0 | 0+0j | 0 | 0 | 0+0j | 3333.333 | 1419.994 | 3333.333+1419.994j | 0 | 0 | 0 | 0 | 0 | 0 | 0 | 0 | 0 | 0 | 0 | 0 | 0 | 0 | 0 | 0 | 0 | 0 | 1 | 0 | 0 | 1 | 0 | 0 | 0 | 0 | 0 | 0 | 0 | OPEN | node_1376893_249_15379603_823 | CN | 8102602
load_220521159 |  | 0 | R | 0 | 0 | 0 | 0 | 0 | 0 | 0 | 0 | 0 | 0 | 0 | 0+0j | 0 | 0 | 0+0j | 0 | 0 | 0+0j | 0 | 0 | 0+0j | 0 | 0 | 0+0j | 0 | 0 | 0+0j | 15523.2 | 6612.856 | 15523.2+6612.856j | 0 | 0 | 0+0j | 0 | 0 | 0+0j | 0 | 0 | 0 | 0 | 0 | 0 | 0 | 0 | 0 | 0 | 0 | 0 | 0 | 0 | 0 | 0 | 0 | 0 | 1 | 0 | 0 | 1 | 0 | 0 | 0 | 0 | 0 | 0 | 0 | OPEN | node_1374454_282_15374954_653 | AN | 8102602
load_220529916 |  | 0 | C | 0 | 0 | 0 | 0 | 0 | 0 | 0 | 0 | 0 | 0 | 0 | 0+0j | 0 | 0 | 0+0j | 0 | 0 | 0+0j | 0 | 0 | 0+0j | 0 | 0 | 0+0j | 0 | 0 | 0+0j | 96000 | 40895.829 | 96000+40895.829j | 96000 | 40895.829 | 96000+40895.829j | 96000 | 40895.829 | 96000+40895.829j | 0 | 0 | 0 | 0 | 0 | 0 | 0 | 0 | 0 | 0 | 0 | 0 | 0 | 0 | 0 | 0 | 0 | 0 | 1 | 0 | 0 | 1 | 0 | 0 | 0 | 0 | 0 | 0 | 0 | OPEN | node_1376827_483_15379953_826 | ABCN | 8102602
load_220530174 |  | 0 | R | 0 | 0 | 0 | 0 | 0 | 0 | 0 | 0 | 0 | 0 | 0 | 0+0j | 0 | 0 | 0+0j | 0 | 0 | 0+0j | 0 | 0 | 0+0j | 0 | 0 | 0+0j | 0 | 0 | 0+0j | 12160.8 | 5180.479 | 12160.8+5180.479j | 0 | 0 | 0+0j | 0 | 0 | 0+0j | 0 | 0 | 0 | 0 | 0 | 0 | 0 | 0 | 0 | 0 | 0 | 0 | 0 | 0 | 0 | 0 | 0 | 0 | 1 | 0 | 0 | 1 | 0 | 0 | 0 | 0 | 0 | 0 | 0 | OPEN | node_1369616_124_15356293_34 | AN | 8102602
load_220530202 |  | 0 | C | 0 | 0 | 0 | 0 | 0 | 0 | 0 | 0 | 0 | 0 | 0 | 0+0j | 0 | 0 | 0+0j | 0 | 0 | 0+0j | 0 | 0 | 0+0j | 0 | 0 | 0+0j | 0 | 0 | 0+0j | 5666.667 | 2413.99 | 5666.667+2413.99j | 5666.667 | 2413.99 | 5666.667+2413.99j | 5666.667 | 2413.99 | 5666.667+2413.99j | 0 | 0 | 0 | 0 | 0 | 0 | 0 | 0 | 0 | 0 | 0 | 0 | 0 | 0 | 0 | 0 | 0 | 0 | 1 | 0 | 0 | 1 | 0 | 0 | 0 | 0 | 0 | 0 | 0 | OPEN | node_1377639_029_15380480_092 | ABCN | 8102602
load_220530650 |  | 0 | C | 0 | 0 | 0 | 0 | 0 | 0 | 0 | 0 | 0 | 0 | 0 | 0+0j | 0 | 0 | 0+0j | 0 | 0 | 0+0j | 0 | 0 | 0+0j | 0 | 0 | 0+0j | 0 | 0 | 0+0j | 67333.333 | 28683.88 | 67333.333+28683.88j | 67333.333 | 28683.88 | 67333.333+28683.88j | 67333.333 | 28683.88 | 67333.333+28683.88j | 0 | 0 | 0 | 0 | 0 | 0 | 0 | 0 | 0 | 0 | 0 | 0 | 0 | 0 | 0 | 0 | 0 | 0 | 1 | 0 | 0 | 1 | 0 | 0 | 0 | 0 | 0 | 0 | 0 | OPEN | node_1377987_515_15377934_049 | ABCN | 8102602
load_220531526 |  | 0 | R | 0 | 0 | 0 | 0 | 0 | 0 | 0 | 0 | 0 | 0 | 0 | 0+0j | 0 | 0 | 0+0j | 0 | 0 | 0+0j | 0 | 0 | 0+0j | 0 | 0 | 0+0j | 0 | 0 | 0+0j | 2714.4 | 1156.33 | 2714.4+1156.33j | 0 | 0 | 0+0j | 0 | 0 | 0+0j | 0 | 0 | 0 | 0 | 0 | 0 | 0 | 0 | 0 | 0 | 0 | 0 | 0 | 0 | 0 | 0 | 0 | 0 | 1 | 0 | 0 | 1 | 0 | 0 | 0 | 0 | 0 | 0 | 0 | OPEN | node_1371075_569_15372703_247 | AN | 8102602
load_220533535 |  | 0 | R | 0 | 0 | 0 | 0 | 0 | 0 | 0 | 0 | 0 | 0 | 0 | 0+0j | 0 | 0 | 0+0j | 0 | 0 | 0+0j | 0 | 0 | 0+0j | 0 | 0 | 0+0j | 0 | 0 | 0+0j | 22744.8 | 9689.244 | 22744.8+9689.244j | 0 | 0 | 0+0j | 0 | 0 | 0+0j | 0 | 0 | 0 | 0 | 0 | 0 | 0 | 0 | 0 | 0 | 0 | 0 | 0 | 0 | 0 | 0 | 0 | 0 | 1 | 0 | 0 | 1 | 0 | 0 | 0 | 0 | 0 | 0 | 0 | OPEN | node_1368330_725_15350641_082 | AN | 8102602
load_220535597 |  | 0 | U | 0 | 0 | 0 | 0 | 0 | 0 | 0 | 0 | 0 | 0 | 0 | 0+0j | 0 | 0 | 0+0j | 0 | 0 | 0+0j | 0 | 0 | 0+0j | 0 | 0 | 0+0j | 0 | 0 | 0+0j | 0 | 0 | 0+0j | 0 | 0 | 0+0j | 0 | 0 | 0+0j | 0 | 0 | 0 | 0 | 0 | 0 | 0 | 0 | 0 | 0 | 0 | 0 | 0 | 0 | 0 | 0 | 0 | 0 | 1 | 0 | 0 | 1 | 0 | 0 | 0 | 0 | 0 | 0 | 0 | OPEN | node_1369765_54_15370084_789 | AN | 8102602
load_220539258 |  | 0 | C | 0 | 0 | 0 | 0 | 0 | 0 | 0 | 0 | 0 | 0 | 0 | 0+0j | 0 | 0 | 0+0j | 0 | 0 | 0+0j | 0 | 0 | 0+0j | 0 | 0 | 0+0j | 0 | 0 | 0+0j | 5000 | 2129.991 | 5000+2129.991j | 0 | 0 | 0+0j | 0 | 0 | 0+0j | 0 | 0 | 0 | 0 | 0 | 0 | 0 | 0 | 0 | 0 | 0 | 0 | 0 | 0 | 0 | 0 | 0 | 0 | 1 | 0 | 0 | 1 | 0 | 0 | 0 | 0 | 0 | 0 | 0 | OPEN | node_1377042_734_15377987_448 | AN | 8102602
load_220542258 |  | 0 | R | 0 | 0 | 0 | 0 | 0 | 0 | 0 | 0 | 0 | 0 | 0 | 0+0j | 0 | 0 | 0+0j | 0 | 0 | 0+0j | 0 | 0 | 0+0j | 0 | 0 | 0+0j | 0 | 0 | 0+0j | 3333.6 | 1420.108 | 3333.6+1420.108j | 0 | 0 | 0+0j | 0 | 0 | 0+0j | 0 | 0 | 0 | 0 | 0 | 0 | 0 | 0 | 0 | 0 | 0 | 0 | 0 | 0 | 0 | 0 | 0 | 0 | 1 | 0 | 0 | 1 | 0 | 0 | 0 | 0 | 0 | 0 | 0 | OPEN | node_1376314_346_15381964_284 | AN | 8102602
load_220543169 |  | 0 | R | 0 | 0 | 0 | 0 | 0 | 0 | 0 | 0 | 0 | 0 | 0 | 0+0j | 0 | 0 | 0+0j | 0 | 0 | 0+0j | 0 | 0 | 0+0j | 0 | 0 | 0+0j | 0 | 0 | 0+0j | 4363.2 | 1858.715 | 4363.2+1858.715j | 0 | 0 | 0+0j | 0 | 0 | 0+0j | 0 | 0 | 0 | 0 | 0 | 0 | 0 | 0 | 0 | 0 | 0 | 0 | 0 | 0 | 0 | 0 | 0 | 0 | 1 | 0 | 0 | 1 | 0 | 0 | 0 | 0 | 0 | 0 | 0 | OPEN | node_1371971_618_15357303_801 | AN | 8102602
load_220546617 |  | 0 | U | 0 | 0 | 0 | 0 | 0 | 0 | 0 | 0 | 0 | 0 | 0 | 0+0j | 0 | 0 | 0+0j | 0 | 0 | 0+0j | 0 | 0 | 0+0j | 0 | 0 | 0+0j | 0 | 0 | 0+0j | 0 | 0 | 0+0j | 0 | 0 | 0+0j | 0 | 0 | 0+0j | 0 | 0 | 0 | 0 | 0 | 0 | 0 | 0 | 0 | 0 | 0 | 0 | 0 | 0 | 0 | 0 | 0 | 0 | 1 | 0 | 0 | 1 | 0 | 0 | 0 | 0 | 0 | 0 | 0 | OPEN | node_1374917_976_15374832_797 | AN | 8102602
load_220551786 |  | 0 | R | 0 | 0 | 0 | 0 | 0 | 0 | 0 | 0 | 0 | 0 | 0 | 0+0j | 0 | 0 | 0+0j | 0 | 0 | 0+0j | 0 | 0 | 0+0j | 0 | 0 | 0+0j | 0 | 0 | 0+0j | 11556 | 4922.835 | 11556+4922.835j | 0 | 0 | 0+0j | 0 | 0 | 0+0j | 0 | 0 | 0 | 0 | 0 | 0 | 0 | 0 | 0 | 0 | 0 | 0 | 0 | 0 | 0 | 0 | 0 | 0 | 1 | 0 | 0 | 1 | 0 | 0 | 0 | 0 | 0 | 0 | 0 | OPEN | node_1376427_073_15380767_166 | AN | 8102602
load_220553645 |  | 0 | R | 0 | 0 | 0 | 0 | 0 | 0 | 0 | 0 | 0 | 0 | 0 | 0+0j | 0 | 0 | 0+0j | 0 | 0 | 0+0j | 0 | 0 | 0+0j | 0 | 0 | 0+0j | 0 | 0 | 0+0j | 18086.4 | 7704.774 | 18086.4+7704.774j | 0 | 0 | 0+0j | 0 | 0 | 0+0j | 0 | 0 | 0 | 0 | 0 | 0 | 0 | 0 | 0 | 0 | 0 | 0 | 0 | 0 | 0 | 0 | 0 | 0 | 1 | 0 | 0 | 1 | 0 | 0 | 0 | 0 | 0 | 0 | 0 | OPEN | node_1368639_203_15363704_177 | AN | 8102602
load_220554951 |  | 0 | R | 0 | 0 | 0 | 0 | 0 | 0 | 0 | 0 | 0 | 0 | 0 | 0+0j | 0 | 0 | 0+0j | 0 | 0 | 0+0j | 0 | 0 | 0+0j | 0 | 0 | 0+0j | 0 | 0 | 0+0j | 4831.2 | 2058.083 | 4831.2+2058.083j | 0 | 0 | 0+0j | 0 | 0 | 0+0j | 0 | 0 | 0 | 0 | 0 | 0 | 0 | 0 | 0 | 0 | 0 | 0 | 0 | 0 | 0 | 0 | 0 | 0 | 1 | 0 | 0 | 1 | 0 | 0 | 0 | 0 | 0 | 0 | 0 | OPEN | node_1368423_044_15363437_437 | AN | 8102602
load_220554964 |  | 0 | R | 0 | 0 | 0 | 0 | 0 | 0 | 0 | 0 | 0 | 0 | 0 | 0+0j | 0 | 0 | 0+0j | 0 | 0 | 0+0j | 0 | 0 | 0+0j | 0 | 0 | 0+0j | 0 | 0 | 0+0j | 18072 | 7698.64 | 18072+7698.64j | 0 | 0 | 0+0j | 0 | 0 | 0+0j | 0 | 0 | 0 | 0 | 0 | 0 | 0 | 0 | 0 | 0 | 0 | 0 | 0 | 0 | 0 | 0 | 0 | 0 | 1 | 0 | 0 | 1 | 0 | 0 | 0 | 0 | 0 | 0 | 0 | OPEN | node_1368007_704_15351786_842 | AN | 8102602
load_220575608 |  | 0 | C | 0 | 0 | 0 | 0 | 0 | 0 | 0 | 0 | 0 | 0 | 0 | 0+0j | 0 | 0 | 0+0j | 0 | 0 | 0+0j | 0 | 0 | 0+0j | 0 | 0 | 0+0j | 0 | 0 | 0+0j | 0 | 0 | 0+0j | 0 | 0 | 0+0j | 33000 | 14057.941 | 33000+14057.941j | 0 | 0 | 0 | 0 | 0 | 0 | 0 | 0 | 0 | 0 | 0 | 0 | 0 | 0 | 0 | 0 | 0 | 0 | 1 | 0 | 0 | 1 | 0 | 0 | 0 | 0 | 0 | 0 | 0 | OPEN | node_1377010_228_15379433_053 | CN | 8102602
load_220615728 |  | 0 | C | 0 | 0 | 0 | 0 | 0 | 0 | 0 | 0 | 0 | 0 | 0 | 0+0j | 0 | 0 | 0+0j | 0 | 0 | 0+0j | 0 | 0 | 0+0j | 0 | 0 | 0+0j | 0 | 0 | 0+0j | 41000 | 17465.927 | 41000+17465.927j | 41000 | 17465.927 | 41000+17465.927j | 41000 | 17465.927 | 41000+17465.927j | 0 | 0 | 0 | 0 | 0 | 0 | 0 | 0 | 0 | 0 | 0 | 0 | 0 | 0 | 0 | 0 | 0 | 0 | 1 | 0 | 0 | 1 | 0 | 0 | 0 | 0 | 0 | 0 | 0 | OPEN | node_1377017_876_15380773_256 | ABCN | 8102602
load_220620840 |  | 0 | R | 0 | 0 | 0 | 0 | 0 | 0 | 0 | 0 | 0 | 0 | 0 | 0+0j | 0 | 0 | 0+0j | 0 | 0 | 0+0j | 0 | 0 | 0+0j | 0 | 0 | 0+0j | 0 | 0 | 0+0j | 2322 | 989.168 | 2322+989.168j | 0 | 0 | 0+0j | 0 | 0 | 0+0j | 0 | 0 | 0 | 0 | 0 | 0 | 0 | 0 | 0 | 0 | 0 | 0 | 0 | 0 | 0 | 0 | 0 | 0 | 1 | 0 | 0 | 1 | 0 | 0 | 0 | 0 | 0 | 0 | 0 | OPEN | node_1375065_56_15378334_658 | AN | 8102602
load_220620847 |  | 0 | C | 0 | 0 | 0 | 0 | 0 | 0 | 0 | 0 | 0 | 0 | 0 | 0+0j | 0 | 0 | 0+0j | 0 | 0 | 0+0j | 0 | 0 | 0+0j | 0 | 0 | 0+0j | 0 | 0 | 0+0j | 31000 | 13205.945 | 31000+13205.945j | 0 | 0 | 0+0j | 0 | 0 | 0+0j | 0 | 0 | 0 | 0 | 0 | 0 | 0 | 0 | 0 | 0 | 0 | 0 | 0 | 0 | 0 | 0 | 0 | 0 | 1 | 0 | 0 | 1 | 0 | 0 | 0 | 0 | 0 | 0 | 0 | OPEN | node_1377452_03_15378850_592 | AN | 8102602
load_220620865 |  | 0 | C | 0 | 0 | 0 | 0 | 0 | 0 | 0 | 0 | 0 | 0 | 0 | 0+0j | 0 | 0 | 0+0j | 0 | 0 | 0+0j | 0 | 0 | 0+0j | 0 | 0 | 0+0j | 0 | 0 | 0+0j | 0 | 0 | 0+0j | 0 | 0 | 0+0j | 0 | 0 | 0+0j | 0 | 0 | 0 | 0 | 0 | 0 | 0 | 0 | 0 | 0 | 0 | 0 | 0 | 0 | 0 | 0 | 0 | 0 | 1 | 0 | 0 | 1 | 0 | 0 | 0 | 0 | 0 | 0 | 0 | OPEN | node_1375051_904_15378315_284 | AN | 8102602
load_220624827 |  | 0 | R | 0 | 0 | 0 | 0 | 0 | 0 | 0 | 0 | 0 | 0 | 0 | 0+0j | 0 | 0 | 0+0j | 0 | 0 | 0+0j | 0 | 0 | 0+0j | 0 | 0 | 0+0j | 0 | 0 | 0+0j | 3542.4 | 1509.056 | 3542.4+1509.056j | 0 | 0 | 0+0j | 0 | 0 | 0+0j | 0 | 0 | 0 | 0 | 0 | 0 | 0 | 0 | 0 | 0 | 0 | 0 | 0 | 0 | 0 | 0 | 0 | 0 | 1 | 0 | 0 | 1 | 0 | 0 | 0 | 0 | 0 | 0 | 0 | OPEN | node_1368631_692_15352965_805 | AN | 8102602
load_220625859 |  | 0 | C | 0 | 0 | 0 | 0 | 0 | 0 | 0 | 0 | 0 | 0 | 0 | 0+0j | 0 | 0 | 0+0j | 0 | 0 | 0+0j | 0 | 0 | 0+0j | 0 | 0 | 0+0j | 0 | 0 | 0+0j | 813.6 | 346.592 | 813.6+346.592j | 0 | 0 | 0+0j | 0 | 0 | 0+0j | 0 | 0 | 0 | 0 | 0 | 0 | 0 | 0 | 0 | 0 | 0 | 0 | 0 | 0 | 0 | 0 | 0 | 0 | 1 | 0 | 0 | 1 | 0 | 0 | 0 | 0 | 0 | 0 | 0 | OPEN | node_1370315_921_15356696_756 | AN | 8102602
load_220627976 |  | 0 | C | 0 | 0 | 0 | 0 | 0 | 0 | 0 | 0 | 0 | 0 | 0 | 0+0j | 0 | 0 | 0+0j | 0 | 0 | 0+0j | 0 | 0 | 0+0j | 0 | 0 | 0+0j | 0 | 0 | 0+0j | 7000 | 2981.988 | 7000+2981.988j | 0 | 0 | 0+0j | 0 | 0 | 0+0j | 0 | 0 | 0 | 0 | 0 | 0 | 0 | 0 | 0 | 0 | 0 | 0 | 0 | 0 | 0 | 0 | 0 | 0 | 1 | 0 | 0 | 1 | 0 | 0 | 0 | 0 | 0 | 0 | 0 | OPEN | node_1373683_249_15373033_333 | AN | 8102602
load_220647326 |  | 0 | R | 0 | 0 | 0 | 0 | 0 | 0 | 0 | 0 | 0 | 0 | 0 | 0+0j | 0 | 0 | 0+0j | 0 | 0 | 0+0j | 0 | 0 | 0+0j | 0 | 0 | 0+0j | 0 | 0 | 0+0j | 7581.6 | 3229.748 | 7581.6+3229.748j | 0 | 0 | 0+0j | 0 | 0 | 0+0j | 0 | 0 | 0 | 0 | 0 | 0 | 0 | 0 | 0 | 0 | 0 | 0 | 0 | 0 | 0 | 0 | 0 | 0 | 1 | 0 | 0 | 1 | 0 | 0 | 0 | 0 | 0 | 0 | 0 | OPEN | node_1370124_81_15356695_567 | AN | 8102602
load_220655656 |  | 0 | U | 0 | 0 | 0 | 0 | 0 | 0 | 0 | 0 | 0 | 0 | 0 | 0+0j | 0 | 0 | 0+0j | 0 | 0 | 0+0j | 0 | 0 | 0+0j | 0 | 0 | 0+0j | 0 | 0 | 0+0j | 0 | 0 | 0+0j | 0 | 0 | 0+0j | 0 | 0 | 0+0j | 0 | 0 | 0 | 0 | 0 | 0 | 0 | 0 | 0 | 0 | 0 | 0 | 0 | 0 | 0 | 0 | 0 | 0 | 1 | 0 | 0 | 1 | 0 | 0 | 0 | 0 | 0 | 0 | 0 | OPEN | node_1377528_527_15378710_706 | AN | 8102602
load_220655657 |  | 0 | U | 0 | 0 | 0 | 0 | 0 | 0 | 0 | 0 | 0 | 0 | 0 | 0+0j | 0 | 0 | 0+0j | 0 | 0 | 0+0j | 0 | 0 | 0+0j | 0 | 0 | 0+0j | 0 | 0 | 0+0j | 0 | 0 | 0+0j | 0 | 0 | 0+0j | 0 | 0 | 0+0j | 0 | 0 | 0 | 0 | 0 | 0 | 0 | 0 | 0 | 0 | 0 | 0 | 0 | 0 | 0 | 0 | 0 | 0 | 1 | 0 | 0 | 1 | 0 | 0 | 0 | 0 | 0 | 0 | 0 | OPEN | node_1377543_139_15378692_918 | BN | 8102602
load_220655658 |  | 0 | U | 0 | 0 | 0 | 0 | 0 | 0 | 0 | 0 | 0 | 0 | 0 | 0+0j | 0 | 0 | 0+0j | 0 | 0 | 0+0j | 0 | 0 | 0+0j | 0 | 0 | 0+0j | 0 | 0 | 0+0j | 0 | 0 | 0+0j | 0 | 0 | 0+0j | 0 | 0 | 0+0j | 0 | 0 | 0 | 0 | 0 | 0 | 0 | 0 | 0 | 0 | 0 | 0 | 0 | 0 | 0 | 0 | 0 | 0 | 1 | 0 | 0 | 1 | 0 | 0 | 0 | 0 | 0 | 0 | 0 | OPEN | node_1377517_855_15378733_017 | CN | 8102602
load_310009817 |  | 0 | C | 0 | 0 | 0 | 0 | 0 | 0 | 0 | 0 | 0 | 0 | 0 | 0+0j | 0 | 0 | 0+0j | 0 | 0 | 0+0j | 0 | 0 | 0+0j | 0 | 0 | 0+0j | 0 | 0 | 0+0j | 0 | 0 | 0+0j | 0 | 0 | 0+0j | 38333.333 | 16329.931 | 38333.333+16329.931j | 0 | 0 | 0 | 0 | 0 | 0 | 0 | 0 | 0 | 0 | 0 | 0 | 0 | 0 | 0 | 0 | 0 | 0 | 1 | 0 | 0 | 1 | 0 | 0 | 0 | 0 | 0 | 0 | 0 | OPEN | node_1376680_776_15379858_287 | CN | 8102602
load_310017178 |  | 0 | R | 0 | 0 | 0 | 0 | 0 | 0 | 0 | 0 | 0 | 0 | 0 | 0+0j | 0 | 0 | 0+0j | 0 | 0 | 0+0j | 0 | 0 | 0+0j | 0 | 0 | 0+0j | 0 | 0 | 0+0j | 26172 | 11149.225 | 26172+11149.225j | 0 | 0 | 0+0j | 0 | 0 | 0+0j | 0 | 0 | 0 | 0 | 0 | 0 | 0 | 0 | 0 | 0 | 0 | 0 | 0 | 0 | 0 | 0 | 0 | 0 | 1 | 0 | 0 | 1 | 0 | 0 | 0 | 0 | 0 | 0 | 0 | OPEN | node_1378547_982_15377545_004 | AN | 8102602
load_310042286 |  | 0 | C | 0 | 0 | 0 | 0 | 0 | 0 | 0 | 0 | 0 | 0 | 0 | 0+0j | 0 | 0 | 0+0j | 0 | 0 | 0+0j | 0 | 0 | 0+0j | 0 | 0 | 0+0j | 0 | 0 | 0+0j | 0 | 0 | 0+0j | 0 | 0 | 0+0j | 0 | 0 | 0+0j | 0 | 0 | 0 | 0 | 0 | 0 | 0 | 0 | 0 | 0 | 0 | 0 | 0 | 0 | 0 | 0 | 0 | 0 | 1 | 0 | 0 | 1 | 0 | 0 | 0 | 0 | 0 | 0 | 0 | OPEN | node_1371122_842_15371286_571 | AN | 8102602
load_310059991 |  | 0 | C | 0 | 0 | 0 | 0 | 0 | 0 | 0 | 0 | 0 | 0 | 0 | 0+0j | 0 | 0 | 0+0j | 0 | 0 | 0+0j | 0 | 0 | 0+0j | 0 | 0 | 0+0j | 0 | 0 | 0+0j | 0 | 0 | 0+0j | 0 | 0 | 0+0j | 0 | 0 | 0+0j | 0 | 0 | 0 | 0 | 0 | 0 | 0 | 0 | 0 | 0 | 0 | 0 | 0 | 0 | 0 | 0 | 0 | 0 | 1 | 0 | 0 | 1 | 0 | 0 | 0 | 0 | 0 | 0 | 0 | OPEN | node_1371119_068_15371266_459 | AN | 8102602
load_311874269 |  | 0 | C | 0 | 0 | 0 | 0 | 0 | 0 | 0 | 0 | 0 | 0 | 0 | 0+0j | 0 | 0 | 0+0j | 0 | 0 | 0+0j | 0 | 0 | 0+0j | 0 | 0 | 0+0j | 0 | 0 | 0+0j | 2628 | 1119.523 | 2628+1119.523j | 0 | 0 | 0+0j | 0 | 0 | 0+0j | 0 | 0 | 0 | 0 | 0 | 0 | 0 | 0 | 0 | 0 | 0 | 0 | 0 | 0 | 0 | 0 | 0 | 0 | 1 | 0 | 0 | 1 | 0 | 0 | 0 | 0 | 0 | 0 | 0 | OPEN | node_1369872_466_15371311_507 | AN | 8102602
load_311900101 |  | 0 | U | 0 | 0 | 0 | 0 | 0 | 0 | 0 | 0 | 0 | 0 | 0 | 0+0j | 0 | 0 | 0+0j | 0 | 0 | 0+0j | 0 | 0 | 0+0j | 0 | 0 | 0+0j | 0 | 0 | 0+0j | 0 | 0 | 0+0j | 0 | 0 | 0+0j | 0 | 0 | 0+0j | 0 | 0 | 0 | 0 | 0 | 0 | 0 | 0 | 0 | 0 | 0 | 0 | 0 | 0 | 0 | 0 | 0 | 0 | 1 | 0 | 0 | 1 | 0 | 0 | 0 | 0 | 0 | 0 | 0 | OPEN | node_1370982_805_15371676_795 | AN | 8102602
load_311909231 |  | 0 | U | 0 | 0 | 0 | 0 | 0 | 0 | 0 | 0 | 0 | 0 | 0 | 0+0j | 0 | 0 | 0+0j | 0 | 0 | 0+0j | 0 | 0 | 0+0j | 0 | 0 | 0+0j | 0 | 0 | 0+0j | 0 | 0 | 0+0j | 0 | 0 | 0+0j | 0 | 0 | 0+0j | 0 | 0 | 0 | 0 | 0 | 0 | 0 | 0 | 0 | 0 | 0 | 0 | 0 | 0 | 0 | 0 | 0 | 0 | 1 | 0 | 0 | 1 | 0 | 0 | 0 | 0 | 0 | 0 | 0 | OPEN | node_1376968_145_15378535_986 | AN | 8102602
load_311985970 |  | 0 | U | 0 | 0 | 0 | 0 | 0 | 0 | 0 | 0 | 0 | 0 | 0 | 0+0j | 0 | 0 | 0+0j | 0 | 0 | 0+0j | 0 | 0 | 0+0j | 0 | 0 | 0+0j | 0 | 0 | 0+0j | 0 | 0 | 0+0j | 0 | 0 | 0+0j | 0 | 0 | 0+0j | 0 | 0 | 0 | 0 | 0 | 0 | 0 | 0 | 0 | 0 | 0 | 0 | 0 | 0 | 0 | 0 | 0 | 0 | 1 | 0 | 0 | 1 | 0 | 0 | 0 | 0 | 0 | 0 | 0 | OPEN | node_1375988_75_15382727_11 | AN | 8102602
load_311995291 |  | 0 | R | 0 | 0 | 0 | 0 | 0 | 0 | 0 | 0 | 0 | 0 | 0 | 0+0j | 0 | 0 | 0+0j | 0 | 0 | 0+0j | 0 | 0 | 0+0j | 0 | 0 | 0+0j | 0 | 0 | 0+0j | 7538.4 | 3211.345 | 7538.4+3211.345j | 0 | 0 | 0+0j | 0 | 0 | 0+0j | 0 | 0 | 0 | 0 | 0 | 0 | 0 | 0 | 0 | 0 | 0 | 0 | 0 | 0 | 0 | 0 | 0 | 0 | 1 | 0 | 0 | 1 | 0 | 0 | 0 | 0 | 0 | 0 | 0 | OPEN | node_1373445_05_15374802_299 | AN | 8102602
load_312004831 |  | 0 | C | 0 | 0 | 0 | 0 | 0 | 0 | 0 | 0 | 0 | 0 | 0 | 0+0j | 0 | 0 | 0+0j | 0 | 0 | 0+0j | 0 | 0 | 0+0j | 0 | 0 | 0+0j | 0 | 0 | 0+0j | 3506.4 | 1493.72 | 3506.4+1493.72j | 0 | 0 | 0+0j | 0 | 0 | 0+0j | 0 | 0 | 0 | 0 | 0 | 0 | 0 | 0 | 0 | 0 | 0 | 0 | 0 | 0 | 0 | 0 | 0 | 0 | 1 | 0 | 0 | 1 | 0 | 0 | 0 | 0 | 0 | 0 | 0 | OPEN | node_1374988_084_15383477_688 | AN | 8102602
load_312046701 |  | 0 | U | 0 | 0 | 0 | 0 | 0 | 0 | 0 | 0 | 0 | 0 | 0 | 0+0j | 0 | 0 | 0+0j | 0 | 0 | 0+0j | 0 | 0 | 0+0j | 0 | 0 | 0+0j | 0 | 0 | 0+0j | 0 | 0 | 0+0j | 0 | 0 | 0+0j | 0 | 0 | 0+0j | 0 | 0 | 0 | 0 | 0 | 0 | 0 | 0 | 0 | 0 | 0 | 0 | 0 | 0 | 0 | 0 | 0 | 0 | 1 | 0 | 0 | 1 | 0 | 0 | 0 | 0 | 0 | 0 | 0 | OPEN | node_1368644_401_15353020_792 | AN | 8102602
load_312059641 |  | 0 | C | 0 | 0 | 0 | 0 | 0 | 0 | 0 | 0 | 0 | 0 | 0 | 0+0j | 0 | 0 | 0+0j | 0 | 0 | 0+0j | 0 | 0 | 0+0j | 0 | 0 | 0+0j | 0 | 0 | 0+0j | 2000 | 851.996 | 2000+851.996j | 0 | 0 | 0+0j | 0 | 0 | 0+0j | 0 | 0 | 0 | 0 | 0 | 0 | 0 | 0 | 0 | 0 | 0 | 0 | 0 | 0 | 0 | 0 | 0 | 0 | 1 | 0 | 0 | 1 | 0 | 0 | 0 | 0 | 0 | 0 | 0 | OPEN | node_1369128_022_15355523_433 | AN | 8102602
load_312070906 |  | 0 | R | 0 | 0 | 0 | 0 | 0 | 0 | 0 | 0 | 0 | 0 | 0 | 0+0j | 0 | 0 | 0+0j | 0 | 0 | 0+0j | 0 | 0 | 0+0j | 0 | 0 | 0+0j | 0 | 0 | 0+0j | 381.6 | 162.561 | 381.6+162.561j | 0 | 0 | 0+0j | 0 | 0 | 0+0j | 0 | 0 | 0 | 0 | 0 | 0 | 0 | 0 | 0 | 0 | 0 | 0 | 0 | 0 | 0 | 0 | 0 | 0 | 1 | 0 | 0 | 1 | 0 | 0 | 0 | 0 | 0 | 0 | 0 | OPEN | node_1372448_552_15358070_588 | AN | 8102602
load_312145154 |  | 0 | U | 0 | 0 | 0 | 0 | 0 | 0 | 0 | 0 | 0 | 0 | 0 | 0+0j | 0 | 0 | 0+0j | 0 | 0 | 0+0j | 0 | 0 | 0+0j | 0 | 0 | 0+0j | 0 | 0 | 0+0j | 0 | 0 | 0+0j | 0 | 0 | 0+0j | 0 | 0 | 0+0j | 0 | 0 | 0 | 0 | 0 | 0 | 0 | 0 | 0 | 0 | 0 | 0 | 0 | 0 | 0 | 0 | 0 | 0 | 1 | 0 | 0 | 1 | 0 | 0 | 0 | 0 | 0 | 0 | 0 | OPEN | node_1374761_942_15383861_407 | AN | 8102602
load_312149544 |  | 0 | U | 0 | 0 | 0 | 0 | 0 | 0 | 0 | 0 | 0 | 0 | 0 | 0+0j | 0 | 0 | 0+0j | 0 | 0 | 0+0j | 0 | 0 | 0+0j | 0 | 0 | 0+0j | 0 | 0 | 0+0j | 0 | 0 | 0+0j | 0 | 0 | 0+0j | 0 | 0 | 0+0j | 0 | 0 | 0 | 0 | 0 | 0 | 0 | 0 | 0 | 0 | 0 | 0 | 0 | 0 | 0 | 0 | 0 | 0 | 1 | 0 | 0 | 1 | 0 | 0 | 0 | 0 | 0 | 0 | 0 | OPEN | node_1370887_37_15370920_854 | AN | 8102602

## OverheadLineConductor
Name | Diameter | GeometricMeanRadius | RatingSummerContinuous | RatingSummerEmergency | RatingWinterContinuous | RatingWinterEmergency | Feeder | Comments
oh_cond_1/0_AAAC | 0.398 | 0.012 | 235 | 235 | 310 | 310 | 8102602
oh_cond_1/0_ACSR | 0.398 | 0.012 | 265 | 265 | 330 | 330 | 8102602
oh_cond_2/0_CU | 0.414 | 0.013 | 295 | 295 | 425 | 425 | 8102602
oh_cond_2_ACSR | 0.325 | 0.01 | 195 | 195 | 245 | 245 | 8102602
oh_cond_3_#7_CWD_30% | 0.311 | 0.005 | 125 | 125 | 195 | 195 | 8102602
oh_cond_4_CU | 0.232 | 0.007 | 140 | 140 | 200 | 200 | 8102602
oh_cond_6_CU | 0.184 | 0.006 | 110 | 110 | 150 | 150 | 8102602
oh_cond_336_5_ACSR | 0.684 | 0.024 | 555 | 555 | 705 | 705 | 8102602
oh_cond_WP-4/0-CU | 0.81 | 0.015 | 340 | 340 | 390 | 390 | 8102602

## OverheadLineConfiguration
Name | ConductorA | ConductorB | ConductorC | ConductorN | LineSpacing | Capacitance11 | Capacitance12 | Capacitance13 | Capacitance21 | Capacitance22 | Capacitance23 | Capacitance31 | Capacitance32 | Capacitance33 | Impedance11 | Impedance12 | Impedance13 | Impedance21 | Impedance22 | Impedance23 | Impedance31 | Impedance32 | Impedance33 | Feeder | Comments
bal_1P_1/0AA | oh_cond_1/0_AAAC | oh_cond_1/0_AAAC | oh_cond_1/0_AAAC |  |  | 12.796 | -3.172 | -3.172 | -3.172 | 12.796 | -3.172 | -3.172 | -3.172 | 12.796 | 0.972+1.499j | 0.095+0.781j | 0.095+0.781j | 0.095+0.781j | 0.972+1.499j | 0.095+0.781j | 0.095+0.781j | 0.095+0.781j | 0.972+1.499j | 8102602
bal_1P_1/0AC | oh_cond_1/0_ACSR | oh_cond_1/0_ACSR | oh_cond_1/0_ACSR |  |  | 12.796 | -3.172 | -3.172 | -3.172 | 12.796 | -3.172 | -3.172 | -3.172 | 12.796 | 0.983+1.218j | 0.095+0.781j | 0.095+0.781j | 0.095+0.781j | 0.983+1.218j | 0.095+0.781j | 0.095+0.781j | 0.095+0.781j | 0.983+1.218j | 8102602
bal_1P_1/0AC_1/0AC(N) | oh_cond_1/0_ACSR | oh_cond_1/0_ACSR | oh_cond_1/0_ACSR | oh_cond_1/0_ACSR |  | 13.243 | -2.726 | -2.726 | -2.726 | 13.243 | -2.726 | -2.726 | -2.726 | 13.243 | 1.091+1.185j | 0.203+0.469j | 0.203+0.469j | 0.203+0.469j | 1.091+1.185j | 0.203+0.469j | 0.203+0.469j | 0.203+0.469j | 1.091+1.185j | 8102602
bal_1P_2AC | oh_cond_2_ACSR | oh_cond_2_ACSR | oh_cond_2_ACSR |  |  | 12.393 | -3.017 | -3.017 | -3.017 | 12.393 | -3.017 | -3.017 | -3.017 | 12.393 | 1.505+1.527j | 0.095+0.781j | 0.095+0.781j | 0.095+0.781j | 1.505+1.527j | 0.095+0.781j | 0.095+0.781j | 0.095+0.781j | 1.505+1.527j | 8102602
bal_1P_4CU | oh_cond_4_CU | oh_cond_4_CU | oh_cond_4_CU |  |  | 11.78 | -2.785 | -2.785 | -2.785 | 11.78 | -2.785 | -2.785 | -2.785 | 11.78 | 1.483+1.565j | 0.095+0.781j | 0.095+0.781j | 0.095+0.781j | 1.483+1.565j | 0.095+0.781j | 0.095+0.781j | 0.095+0.781j | 1.483+1.565j | 8102602
bal_1P_6CU | oh_cond_6_CU | oh_cond_6_CU | oh_cond_6_CU |  |  | 11.393 | -2.641 | -2.641 | -2.641 | 11.393 | -2.641 | -2.641 | -2.641 | 11.393 | 2.275+1.583j | 0.095+0.781j | 0.095+0.781j | 0.095+0.781j | 2.275+1.583j | 0.095+0.781j | 0.095+0.781j | 0.095+0.781j | 2.275+1.583j | 8102602
bal_1P_336AC | oh_cond_336_5_ACSR | oh_cond_336_5_ACSR | oh_cond_336_5_ACSR |  |  | 14.023 | -3.655 | -3.655 | -3.655 | 14.023 | -3.655 | -3.655 | -3.655 | 14.023 | 0.373+1.413j | 0.095+0.781j | 0.095+0.781j | 0.095+0.781j | 0.373+1.413j | 0.095+0.781j | 0.095+0.781j | 0.095+0.781j | 0.373+1.413j | 8102602
bal_1P_DELTACUST | oh_cond_2/0_CU | oh_cond_2/0_CU | oh_cond_2/0_CU | oh_cond_3_#7_CWD_30% |  | 13.24 | -2.712 | -2.712 | -2.712 | 13.24 | -2.712 | -2.712 | -2.712 | 13.24 | 0.66+1.378j | 0.22+0.666j | 0.22+0.666j | 0.22+0.666j | 0.66+1.378j | 0.22+0.666j | 0.22+0.666j | 0.22+0.666j | 0.66+1.378j | 8102602
bal_3P_1/0AA | oh_cond_1/0_AAAC | oh_cond_1/0_AAAC | oh_cond_1/0_AAAC |  |  | 12.796 | -3.172 | -3.172 | -3.172 | 12.796 | -3.172 | -3.172 | -3.172 | 12.796 | 0.972+1.499j | 0.095+0.781j | 0.095+0.781j | 0.095+0.781j | 0.972+1.499j | 0.095+0.781j | 0.095+0.781j | 0.095+0.781j | 0.972+1.499j | 8102602
bal_3P_1/0AC | oh_cond_1/0_ACSR | oh_cond_1/0_ACSR | oh_cond_1/0_ACSR |  |  | 12.796 | -3.172 | -3.172 | -3.172 | 12.796 | -3.172 | -3.172 | -3.172 | 12.796 | 0.983+1.497j | 0.095+0.781j | 0.095+0.781j | 0.095+0.781j | 0.983+1.497j | 0.095+0.781j | 0.095+0.781j | 0.095+0.781j | 0.983+1.497j | 8102602
bal_3P_2AC | oh_cond_2_ACSR | oh_cond_2_ACSR | oh_cond_2_ACSR |  |  | 12.393 | -3.017 | -3.017 | -3.017 | 12.393 | -3.017 | -3.017 | -3.017 | 12.393 | 1.505+1.527j | 0.095+0.781j | 0.095+0.781j | 0.095+0.781j | 1.505+1.527j | 0.095+0.781j | 0.095+0.781j | 0.095+0.781j | 1.505+1.527j | 8102602
bal_3P_6CU | oh_cond_6_CU | oh_cond_6_CU | oh_cond_6_CU |  |  | 11.393 | -2.641 | -2.641 | -2.641 | 11.393 | -2.641 | -2.641 | -2.641 | 11.393 | 2.275+1.583j | 0.095+0.781j | 0.095+0.781j | 0.095+0.781j | 2.275+1.583j | 0.095+0.781j | 0.095+0.781j | 0.095+0.781j | 2.275+1.583j | 8102602
bal_3P_336AC | oh_cond_336_5_ACSR | oh_cond_336_5_ACSR | oh_cond_336_5_ACSR |  |  | 14.023 | -3.655 | -3.655 | -3.655 | 14.023 | -3.655 | -3.655 | -3.655 | 14.023 | 0.373+1.413j | 0.095+0.781j | 0.095+0.781j | 0.095+0.781j | 0.373+1.413j | 0.095+0.781j | 0.095+0.781j | 0.095+0.781j | 0.373+1.413j | 8102602
unb_TAPWIRE_OH | oh_cond_WP-4/0-CU | oh_cond_WP-4/0-CU | oh_cond_WP-4/0-CU | oh_cond_WP-4/0-CU |  | 14.911 | -4.341 | -1.953 | -4.341 | 15.781 | -3.724 | -1.953 | -3.724 | 14.818 | 0.365+1.097j | 0.093+0.433j | 0.094+0.34j | 0.093+0.433j | 0.368+1.078j | 0.095+0.401j | 0.094+0.34j | 0.095+0.401j | 0.368+1.077j | 8102602

## Recloser
Name | GroupId | RetryTime | MaximumNumberOfTries | Status | From | To | Length | Phases | Feeder | Comments

## RegulatorConfiguration
Name | CurrentTransducerPhase | PowerTransducerPhase | Regulation | Control | Type | CompensatorResistiveSettingA | CompensatorResistiveSettingB | CompensatorResistiveSettingC | CompensatorReactiveSettingA | CompensatorReactiveSettingB | CompensatorReactiveSettingC | BandCenter | BandWidth | CurrentTransducerRatio | PowerTransducerRatio | ConnectType | ControlLevel | DwellTime | TimeDelay | LowerTaps | RaiseTaps | TapPositionA | TapPositionB | TapPositionC | Feeder | Comments
config_regulator_220552627 | A | A | 0.1 | MANUAL | TYPEA | 0 | 0 | 0 | 0 | 0 | 0 | 123 | 3 | 100 | 40 | UNKNOWN | INDIVIDUAL | 0 | 0 | 16 | 16 | 0 | 0 | 0 | 8102602
config_regulator_220624014 | A | A | 0.1 | MANUAL | TYPEA | 0 | 0 | 0 | 0 | 0 | 0 | 123 | 3 | 250 | 60 | UNKNOWN | INDIVIDUAL | 0 | 0 | 16 | 16 | 0 | 0 | 0 | 8102602

## Sectionalizer
Name | GroupId | OperatingMode | PhaseAState | PhaseBState | PhaseCState | CurrentInAReal | CurrentInAImag | CurrentInA | CurrentInBReal | CurrentInBImag | CurrentInB | CurrentInCReal | CurrentInCImag | CurrentInC | CurrentOutAReal | CurrentOutAImag | CurrentOutA | CurrentOutBReal | CurrentOutBImag | CurrentOutB | CurrentOutCReal | CurrentOutCImag | CurrentOutC | ActivePowerInA | ReactivePowerInA | PowerInA | ActivePowerInB | ReactivePowerInB | PowerInB | ActivePowerInC | ReactivePowerInC | PowerInC | ActivePowerOutA | ReactivePowerOutA | PowerOutA | ActivePowerOutB | ReactivePowerOutB | PowerOutB | ActivePowerOutC | ReactivePowerOutC | PowerOutC | Status | From | To | Length | Phases | Feeder | Comments

## Solar
Name | GroupId | SpillageCost | CapitalCost | FixedOperatingCost | VariableOperatingCost | MaxReactivePower | MaxActivePower | OutputSchedule | PlanningStatus | UnitType | UnitSubtype | ParentNode | Phases | Feeder | Comments
solar_load_220341253 |  | 0 | 0 | 0 | 0.001 | 251.41194572092158 | 590.1716574277851 | OPTIMIZED | INSTALLED | solar_pv |  | node_1373096_831_15382258_372 | AN | 8102602
solar_load_220341254 |  | 0 | 0 | 0 | 0.001 | 2356.8372350755676 | 5532.505185391028 | OPTIMIZED | INSTALLED | solar_pv |  | node_1373989_977_15382796_748 | AN | 8102602
solar_load_220341255 |  | 0 | 0 | 0 | 0.001 | 5078.423276050317 | 11921.231411378285 | OPTIMIZED | INSTALLED | solar_pv |  | node_1373333_175_15382502_573 | AN | 8102602
solar_load_220341256 |  | 0 | 0 | 0 | 0.001 | 5618.7581829524415 | 13189.628337522081 | OPTIMIZED | INSTALLED | solar_pv |  | node_1373616_317_15382386_386 | AN | 8102602
solar_load_220341257 |  | 0 | 0 | 0 | 0.001 | 5838.693323324452 | 13705.910503439907 | OPTIMIZED | INSTALLED | solar_pv |  | node_1373874_774_15382118_982 | AN | 8102602
solar_load_220341258 |  | 0 | 0 | 0 | 0.001 | 6043.242393501491 | 14186.074163923155 | OPTIMIZED | INSTALLED | solar_pv |  | node_1374272_178_15381897_804 | AN | 8102602
solar_load_220341259 |  | 0 | 0 | 0 | 0.001 | 98266.72185528702 | 230674.0218848981 | OPTIMIZED | INSTALLED | solar_pv |  | node_1374268_603_15382355_602 | AN | 8102602
solar_load_220341260 |  | 0 | 0 | 0 | 0.001 | 4837.671010805857 | 11356.08303222544 | OPTIMIZED | INSTALLED | solar_pv |  | node_1373980_818_15382400_523 | AN | 8102602
solar_load_220341261 |  | 0 | 0 | 0 | 0.001 | 4720.010257979451 | 11079.882696549237 | OPTIMIZED | INSTALLED | solar_pv |  | node_1373637_857_15382650_261 | AN | 8102602
solar_load_220341262 |  | 0 | 0 | 0 | 0.001 | 5973.550792990817 | 14022.478580484172 | OPTIMIZED | INSTALLED | solar_pv |  | node_1373759_379_15382911_631 | AN | 8102602
solar_load_220341402 |  | 0 | 0 | 0 | 0.001 | 104.08473910476515 | 244.33106617510302 | OPTIMIZED | INSTALLED | solar_pv |  | node_1373301_948_15374051_845 | AN | 8102602
solar_load_220341403 |  | 0 | 0 | 0 | 0.001 | 238.03688544863567 | 558.7745252526269 | OPTIMIZED | INSTALLED | solar_pv |  | node_1373379_224_15374451_182 | AN | 8102602
solar_load_220341404 |  | 0 | 0 | 0 | 0.001 | 303.2030496901543 | 711.7470188579088 | OPTIMIZED | INSTALLED | solar_pv |  | node_1373598_19_15374979_191 | AN | 8102602
solar_load_220341405 |  | 0 | 0 | 0 | 0.001 | 332.1657237784228 | 779.7347937935896 | OPTIMIZED | INSTALLED | solar_pv |  | node_1373763_991_15375334_311 | AN | 8102602
solar_load_220341406 |  | 0 | 0 | 0 | 0.001 | 347.55208905922257 | 815.85329922817 | OPTIMIZED | INSTALLED | solar_pv |  | node_1373865_673_15375789_021 | AN | 8102602
solar_load_220341416 |  | 0 | 0 | 0 | 0.001 | 680.6228410743109 | 1597.7127109884996 | OPTIMIZED | INSTALLED | solar_pv |  | node_1373520_112_15375382_817 | AN | 8102602
solar_load_220341417 |  | 0 | 0 | 0 | 0.001 | 789.2327213624036 | 1852.6668669973026 | OPTIMIZED | INSTALLED | solar_pv |  | node_1373532_528_15376321_43 | AN | 8102602
solar_load_220341418 |  | 0 | 0 | 0 | 0.001 | 4875.684557432437 | 11445.31698682852 | OPTIMIZED | INSTALLED | solar_pv |  | node_1373913_938_15376817_523 | AN | 8102602
solar_load_220341424 |  | 0 | 0 | 0 | 0.001 | 1204.6660593731413 | 2827.866513730975 | OPTIMIZED | INSTALLED | solar_pv |  | node_1374578_403_15381073_108 | AN | 8102602
solar_load_220341425 |  | 0 | 0 | 0 | 0.001 | 1130.449317679139 | 2653.6478404582926 | OPTIMIZED | INSTALLED | solar_pv |  | node_1374425_825_15381189_712 | AN | 8102602
solar_load_220341426 |  | 0 | 0 | 0 | 0.001 | 76.93212148982764 | 180.59252717290224 | OPTIMIZED | INSTALLED | solar_pv |  | node_1374271_365_15381238_702 | AN | 8102602
solar_load_220341427 |  | 0 | 0 | 0 | 0.001 | 879.9424001948829 | 2065.6008009972475 | OPTIMIZED | INSTALLED | solar_pv |  | node_1373886_006_15381608_055 | AN | 8102602
solar_load_220341428 |  | 0 | 0 | 0 | 0.001 | 754.2361322485934 | 1770.514972283355 | OPTIMIZED | INSTALLED | solar_pv |  | node_1373656_077_15381621_628 | AN | 8102602
solar_load_220341429 |  | 0 | 0 | 0 | 0.001 | 251.41194572092158 | 590.1716574277851 | OPTIMIZED | INSTALLED | solar_pv |  | node_1373467_514_15381763_342 | AN | 8102602
solar_load_220341430 |  | 0 | 0 | 0 | 0.001 | 3268.3570648869527 | 7672.2315465612055 | OPTIMIZED | INSTALLED | solar_pv |  | node_1373324_952_15381937_292 | AN | 8102602
solar_load_220341432 |  | 0 | 0 | 0 | 0.001 | 1257.0603187762654 | 2950.858287138925 | OPTIMIZED | INSTALLED | solar_pv |  | node_1372789_007_15382348_334 | AN | 8102602
solar_load_220341433 |  | 0 | 0 | 0 | 0.001 | 1005.5477487877522 | 2360.4505610481688 | OPTIMIZED | INSTALLED | solar_pv |  | node_1372598_851_15382466_65 | AN | 8102602
solar_load_220341434 |  | 0 | 0 | 0 | 0.001 | 1182.9442013498542 | 2776.8756825292144 | OPTIMIZED | INSTALLED | solar_pv |  | node_1372247_155_15382679_466 | AN | 8102602
solar_load_220341435 |  | 0 | 0 | 0 | 0.001 | 421.768830753225 | 990.0719725008521 | OPTIMIZED | INSTALLED | solar_pv |  | node_1371993_496_15382784_956 | AN | 8102602
solar_load_220341639 |  | 0 | 0 | 0 | 0.001 | 519.5177820296742 | 1219.530712908775 | OPTIMIZED | INSTALLED | solar_pv |  | node_1374381_339_15381356_998 | AN | 8102602
solar_load_220341640 |  | 0 | 0 | 0 | 0.001 | 1702.4619833795284 | 3996.406395437989 | OPTIMIZED | INSTALLED | solar_pv |  | node_1374736_391_15381631_461 | AN | 8102602
solar_load_220341694 |  | 0 | 0 | 0 | 0.001 | 362.0334261033569 | 849.8471866960105 | OPTIMIZED | INSTALLED | solar_pv |  | node_1373918_19_15374976_722 | AN | 8102602
solar_load_220341695 |  | 0 | 0 | 0 | 0.001 | 1887.0989569207834 | 4429.828460652954 | OPTIMIZED | INSTALLED | solar_pv |  | node_1374151_951_15374801_255 | AN | 8102602
solar_load_220341743 |  | 0 | 0 | 0 | 0.001 | 0 | 0 | OPTIMIZED | INSTALLED | solar_pv |  | node_1374400_722_15377093_482 | AN | 8102602
solar_load_220343070 |  | 0 | 0 | 0 | 0.001 | 8503.25904435933 | 19960.785797522545 | OPTIMIZED | INSTALLED | solar_pv |  | node_1367881_376_15350720_179 | AN | 8102602
solar_load_220343071 |  | 0 | 0 | 0 | 0.001 | 5745.46980831716 | 13487.074852865684 | OPTIMIZED | INSTALLED | solar_pv |  | node_1367656_152_15350797_756 | AN | 8102602
solar_load_220343118 |  | 0 | 0 | 0 | 0.001 | 1840.9398610783837 | 4321.472944349212 | OPTIMIZED | INSTALLED | solar_pv |  | node_1368366_777_15352099_837 | AN | 8102602
solar_load_220343119 |  | 0 | 0 | 0 | 0.001 | 263.37915150441347 | 618.2638283213475 | OPTIMIZED | INSTALLED | solar_pv |  | node_1368487_367_15352327_219 | AN | 8102602
solar_load_220343121 |  | 0 | 0 | 0 | 0.001 | 0 | 0 | OPTIMIZED | INSTALLED | solar_pv |  | node_1368787_027_15353346_442 | AN | 8102602
solar_load_220343122 |  | 0 | 0 | 0 | 0.001 | 1792.970413676825 | 4208.868192111992 | OPTIMIZED | INSTALLED | solar_pv |  | node_1368950_772_15354065_871 | AN | 8102602
solar_load_220343123 |  | 0 | 0 | 0 | 0.001 | 866.1648428522312 | 2033.2593941702048 | OPTIMIZED | INSTALLED | solar_pv |  | node_1369047_639_15354475_165 | AN | 8102602
solar_load_220343124 |  | 0 | 0 | 0 | 0.001 | 883.3615596921908 | 2073.6271355382655 | OPTIMIZED | INSTALLED | solar_pv |  | node_1369095_02_15354677_667 | AN | 8102602
solar_load_220343125 |  | 0 | 0 | 0 | 0.001 | 1865.3770988974961 | 4378.8376294511945 | OPTIMIZED | INSTALLED | solar_pv |  | node_1369077_005_15354811_566 | AN | 8102602
solar_load_220343126 |  | 0 | 0 | 0 | 0.001 | 1182.0388780273602 | 2774.7510645624743 | OPTIMIZED | INSTALLED | solar_pv |  | node_1369048_065_15355077_206 | AN | 8102602
solar_load_220343127 |  | 0 | 0 | 0 | 0.001 | 919.5647547596121 | 2158.6118542078666 | OPTIMIZED | INSTALLED | solar_pv |  | node_1368973_74_15355689_326 | AN | 8102602
solar_load_220343128 |  | 0 | 0 | 0 | 0.001 | 1918.777010804877 | 4504.190089488856 | OPTIMIZED | INSTALLED | solar_pv |  | node_1368986_72_15356697_307 | AN | 8102602
solar_load_220343129 |  | 0 | 0 | 0 | 0.001 | 500.5110087163836 | 1174.9137356072345 | OPTIMIZED | INSTALLED | solar_pv |  | node_1368951_995_15357030_775 | AN | 8102602
solar_load_220343130 |  | 0 | 0 | 0 | 0.001 | 0 | 0 | OPTIMIZED | INSTALLED | solar_pv |  | node_1368925_81_15357279_459 | AN | 8102602
solar_load_220343131 |  | 0 | 0 | 0 | 0.001 | 0 | 0 | OPTIMIZED | INSTALLED | solar_pv |  | node_1368847_454_15358026_706 | AN | 8102602
solar_load_220343132 |  | 0 | 0 | 0 | 0.001 | 489.6500797047401 | 1149.4183200063542 | OPTIMIZED | INSTALLED | solar_pv |  | node_1368799_107_15358475_34 | AN | 8102602
solar_load_220343133 |  | 0 | 0 | 0 | 0.001 | 1506.9640808266302 | 3537.4889146221435 | OPTIMIZED | INSTALLED | solar_pv |  | node_1368727_878_15359171_04 | AN | 8102602
solar_load_220343134 |  | 0 | 0 | 0 | 0.001 | 514.9923457605179 | 1208.9076230750748 | OPTIMIZED | INSTALLED | solar_pv |  | node_1368673_867_15359703_549 | AN | 8102602
solar_load_220343135 |  | 0 | 0 | 0 | 0.001 | 946.7173723745497 | 2222.350393210067 | OPTIMIZED | INSTALLED | solar_pv |  | node_1369139_684_15365158_411 | AN | 8102602
solar_load_220343136 |  | 0 | 0 | 0 | 0.001 | 0 | 0 | OPTIMIZED | INSTALLED | solar_pv |  | node_1369229_116_15365329_282 | AN | 8102602
solar_load_220343137 |  | 0 | 0 | 0 | 0.001 | 0 | 0 | OPTIMIZED | INSTALLED | solar_pv |  | node_1369337_002_15366582_367 | AN | 8102602
solar_load_220343138 |  | 0 | 0 | 0 | 0.001 | 1794.7804701501557 | 4213.1174280454725 | OPTIMIZED | INSTALLED | solar_pv |  | node_1369394_865_15366775_475 | AN | 8102602
solar_load_220343140 |  | 0 | 0 | 0 | 0.001 | 768.4158915757821 | 1803.8006537622823 | OPTIMIZED | INSTALLED | solar_pv |  | node_1371312_972_15371633_51 | AN | 8102602
solar_load_220343141 |  | 0 | 0 | 0 | 0.001 | 832.6767324948064 | 1954.6485294008241 | OPTIMIZED | INSTALLED | solar_pv |  | node_1372907_328_15373636_566 | AN | 8102602
solar_load_220343142 |  | 0 | 0 | 0 | 0.001 | 271.5249958060605 | 637.3853900220079 | OPTIMIZED | INSTALLED | solar_pv |  | node_1373039_867_15373670_096 | AN | 8102602
solar_load_220343146 |  | 0 | 0 | 0 | 0.001 | 6550.088894960362 | 15375.86022529757 | OPTIMIZED | INSTALLED | solar_pv |  | node_1368411_003_15352901_06 | AN | 8102602
solar_load_220343147 |  | 0 | 0 | 0 | 0.001 | 4847.626911580834 | 11379.45382985958 | OPTIMIZED | INSTALLED | solar_pv |  | node_1368562_415_15353460_193 | AN | 8102602
solar_load_220343148 |  | 0 | 0 | 0 | 0.001 | 974.7750182261526 | 2288.213550179008 | OPTIMIZED | INSTALLED | solar_pv |  | node_1368646_329_15353792_881 | AN | 8102602
solar_load_220343149 |  | 0 | 0 | 0 | 0.001 | 589.209382540349 | 1383.126296347757 | OPTIMIZED | INSTALLED | solar_pv |  | node_1369343_392_15355552_828 | AN | 8102602
solar_load_220343151 |  | 0 | 0 | 0 | 0.001 | 1902.4853222015831 | 4465.946966087535 | OPTIMIZED | INSTALLED | solar_pv |  | node_1369567_901_15356070_066 | AN | 8102602
solar_load_220343152 |  | 0 | 0 | 0 | 0.001 | 984.7309190011307 | 2311.5843478131483 | OPTIMIZED | INSTALLED | solar_pv |  | node_1369027_764_15356207_189 | AN | 8102602
solar_load_220343153 |  | 0 | 0 | 0 | 0.001 | 1948.6447131298114 | 4574.302482391276 | OPTIMIZED | INSTALLED | solar_pv |  | node_1368985_997_15358620_628 | AN | 8102602
solar_load_220343154 |  | 0 | 0 | 0 | 0.001 | 11351.556710698798 | 26646.958538853403 | OPTIMIZED | INSTALLED | solar_pv |  | node_1368933_87_15359886_786 | AN | 8102602
solar_load_220343155 |  | 0 | 0 | 0 | 0.001 | 3088.1449033472627 | 7249.19650251697 | OPTIMIZED | INSTALLED | solar_pv |  | node_1368964_956_15359623_813 | AN | 8102602
solar_load_220343156 |  | 0 | 0 | 0 | 0.001 | 1208.2864674056323 | 2836.3649855979347 | OPTIMIZED | INSTALLED | solar_pv |  | node_1368243_552_15362576_71 | AN | 8102602
solar_load_220343157 |  | 0 | 0 | 0 | 0.001 | 679.7178128376454 | 1595.5880930217595 | OPTIMIZED | INSTALLED | solar_pv |  | node_1368011_312_15362789_634 | AN | 8102602
solar_load_220343159 |  | 0 | 0 | 0 | 0.001 | 1091.5307428158924 | 2562.2892678884714 | OPTIMIZED | INSTALLED | solar_pv |  | node_1369265_309_15364549_369 | AN | 8102602
solar_load_220343160 |  | 0 | 0 | 0 | 0.001 | 266.99955953690426 | 626.7623001883077 | OPTIMIZED | INSTALLED | solar_pv |  | node_1369016_467_15365653_094 | AN | 8102602
solar_load_220343161 |  | 0 | 0 | 0 | 0.001 | 802.8090301698724 | 1884.536136498403 | OPTIMIZED | INSTALLED | solar_pv |  | node_1369894_42_15366283_209 | AN | 8102602
solar_load_220343162 |  | 0 | 0 | 0 | 0.001 | 500.5110087163836 | 1174.9137356072345 | OPTIMIZED | INSTALLED | solar_pv |  | node_1369744_931_15368182_938 | AN | 8102602
solar_load_220343163 |  | 0 | 0 | 0 | 0.001 | 305.0131061634853 | 715.9962547913888 | OPTIMIZED | INSTALLED | solar_pv |  | node_1369865_304_15368535_421 | AN | 8102602
solar_load_220343164 |  | 0 | 0 | 0 | 0.001 | 2219.264680699206 | 5209.563254446544 | OPTIMIZED | INSTALLED | solar_pv |  | node_1370668_641_15370615_328 | AN | 8102602
solar_load_220343165 |  | 0 | 0 | 0 | 0.001 | 2653.7047920232344 | 6229.379878481756 | OPTIMIZED | INSTALLED | solar_pv |  | node_1370718_13_15371038_978 | AN | 8102602
solar_load_220343166 |  | 0 | 0 | 0 | 0.001 | 778.3717923507601 | 1827.1714513964225 | OPTIMIZED | INSTALLED | solar_pv |  | node_1372659_125_15372906_714 | AN | 8102602
solar_load_220343168 |  | 0 | 0 | 0 | 0.001 | 0 | 0 | OPTIMIZED | INSTALLED | solar_pv |  | node_1373894_116_15372680_892 | AN | 8102602
solar_load_220343169 |  | 0 | 0 | 0 | 0.001 | 1537.7368113882296 | 3609.725925491304 | OPTIMIZED | INSTALLED | solar_pv |  | node_1369083_267_15359271_28 | AN | 8102602
solar_load_220343170 |  | 0 | 0 | 0 | 0.001 | 1701.5569551428628 | 3994.281777471249 | OPTIMIZED | INSTALLED | solar_pv |  | node_1369518_83_15359488_815 | AN | 8102602
solar_load_220343171 |  | 0 | 0 | 0 | 0.001 | 2296.1968021890334 | 5390.155781619447 | OPTIMIZED | INSTALLED | solar_pv |  | node_1369405_63_15359216_51 | AN | 8102602
solar_load_220343172 |  | 0 | 0 | 0 | 0.001 | 0 | 0 | OPTIMIZED | INSTALLED | solar_pv |  | node_1369717_811_15359217_663 | AN | 8102602
solar_load_220343173 |  | 0 | 0 | 0 | 0.001 | 1773.0586121268689 | 4162.126596843711 | OPTIMIZED | INSTALLED | solar_pv |  | node_1369976_961_15359243_604 | AN | 8102602
solar_load_220343174 |  | 0 | 0 | 0 | 0.001 | 2268.139156337431 | 5324.292624650506 | OPTIMIZED | INSTALLED | solar_pv |  | node_1370314_409_15359917_587 | AN | 8102602
solar_load_220343175 |  | 0 | 0 | 0 | 0.001 | 343.02665279006635 | 805.23020939447 | OPTIMIZED | INSTALLED | solar_pv |  | node_1370539_107_15360497_51 | AN | 8102602
solar_load_220343334 |  | 0 | 0 | 0 | 0.001 | 412.7179582149124 | 968.8257928334518 | OPTIMIZED | INSTALLED | solar_pv |  | node_1372040_657_15357415_561 | AN | 8102602
solar_load_220343335 |  | 0 | 0 | 0 | 0.001 | 2154.0985164576873 | 5056.590760841262 | OPTIMIZED | INSTALLED | solar_pv |  | node_1369433_496_15357350_039 | AN | 8102602
solar_load_220343336 |  | 0 | 0 | 0 | 0.001 | 1718.7533768969936 | 4034.649518839309 | OPTIMIZED | INSTALLED | solar_pv |  | node_1369282_776_15356886_407 | AN | 8102602
solar_load_220343337 |  | 0 | 0 | 0 | 0.001 | 2489.8846482686013 | 5844.824026501812 | OPTIMIZED | INSTALLED | solar_pv |  | node_1372775_779_15357251_099 | AN | 8102602
solar_load_220343338 |  | 0 | 0 | 0 | 0.001 | 1213.7169319114537 | 2849.1126933983755 | OPTIMIZED | INSTALLED | solar_pv |  | node_1373140_576_15357280_463 | AN | 8102602
solar_load_220343339 |  | 0 | 0 | 0 | 0.001 | 1485.2419277175143 | 3486.498083420383 | OPTIMIZED | INSTALLED | solar_pv |  | node_1373874_184_15357230_08 | AN | 8102602
solar_load_220343340 |  | 0 | 0 | 0 | 0.001 | 3001.256881082457 | 7045.233177709926 | OPTIMIZED | INSTALLED | solar_pv |  | node_1369910_492_15356696_859 | AN | 8102602
solar_load_220343342 |  | 0 | 0 | 0 | 0.001 | 546.6703996446116 | 1283.2692519109758 | OPTIMIZED | INSTALLED | solar_pv |  | node_1370751_1_15356691_522 | AN | 8102602
solar_load_220343343 |  | 0 | 0 | 0 | 0.001 | 518.6127537930087 | 1217.406094942035 | OPTIMIZED | INSTALLED | solar_pv |  | node_1371729_519_15357266_893 | AN | 8102602
solar_load_220343344 |  | 0 | 0 | 0 | 0.001 | 1601.0926240705887 | 3758.449183163106 | OPTIMIZED | INSTALLED | solar_pv |  | node_1372401_806_15357181_743 | AN | 8102602
solar_load_220343349 |  | 0 | 0 | 0 | 0.001 | 1969.4615429164326 | 4623.1686956262965 | OPTIMIZED | INSTALLED | solar_pv |  | node_1367534_796_15351904_456 | AN | 8102602
solar_load_220343351 |  | 0 | 0 | 0 | 0.001 | 846.2530413022753 | 1986.5177989019244 | OPTIMIZED | INSTALLED | solar_pv |  | node_1367380_629_15352332_982 | AN | 8102602
solar_load_220343379 |  | 0 | 0 | 0 | 0.001 | 0 | 0 | OPTIMIZED | INSTALLED | solar_pv |  | node_1367848_205_15351233_614 | AN | 8102602
solar_load_220343380 |  | 0 | 0 | 0 | 0.001 | 9979.45039462436 | 23426.037701275523 | OPTIMIZED | INSTALLED | solar_pv |  | node_1368026_682_15351092_064 | AN | 8102602
solar_load_220343382 |  | 0 | 0 | 0 | 0.001 | 5588.890480627508 | 13119.515944619661 | OPTIMIZED | INSTALLED | solar_pv |  | node_1368262_551_15351221_358 | AN | 8102602
solar_load_220343428 |  | 0 | 0 | 0 | 0.001 | 338.5012165209101 | 794.6071195607699 | OPTIMIZED | INSTALLED | solar_pv |  | node_1369203_467_15370145_72 | AN | 8102602
solar_load_220343429 |  | 0 | 0 | 0 | 0.001 | 1210.0965238789631 | 2840.614221531415 | OPTIMIZED | INSTALLED | solar_pv |  | node_1368881_931_15370639_959 | AN | 8102602
solar_load_220343430 |  | 0 | 0 | 0 | 0.001 | 2930.6602523351166 | 6879.512976304204 | OPTIMIZED | INSTALLED | solar_pv |  | node_1368693_225_15370839_955 | AN | 8102602
solar_load_220343431 |  | 0 | 0 | 0 | 0.001 | 214.5046758661889 | 503.53445811738624 | OPTIMIZED | INSTALLED | solar_pv |  | node_1368237_093_15370788_129 | AN | 8102602
solar_load_220343552 |  | 0 | 0 | 0 | 0.001 | 5752.710624382141 | 13504.071796599605 | OPTIMIZED | INSTALLED | solar_pv |  | node_1375052_793_15376749_665 | AN | 8102602
solar_load_220343554 |  | 0 | 0 | 0 | 0.001 | 5630.5241402007505 | 13217.248371089701 | OPTIMIZED | INSTALLED | solar_pv |  | node_1375264_309_15376501_337 | AN | 8102602
solar_load_220343570 |  | 0 | 0 | 0 | 0.001 | 0 | 0 | OPTIMIZED | INSTALLED | solar_pv |  | node_1376281_899_15379575_854 | AN | 8102602
solar_load_220343571 |  | 0 | 0 | 0 | 0.001 | 0 | 0 | OPTIMIZED | INSTALLED | solar_pv |  | node_1376300_073_15379565_579 | AN | 8102602
solar_load_220343572 |  | 0 | 0 | 0 | 0.001 | 251.41194572092158 | 590.1716574277851 | OPTIMIZED | INSTALLED | solar_pv |  | node_1375586_29_15380007_272 | AN | 8102602
solar_load_220343573 |  | 0 | 0 | 0 | 0.001 | 134.85746966636475 | 316.5680770442639 | OPTIMIZED | INSTALLED | solar_pv |  | node_1375461_391_15380398_17 | AN | 8102602
solar_load_220343574 |  | 0 | 0 | 0 | 0.001 | 1724.1841364886443 | 4047.3972266397495 | OPTIMIZED | INSTALLED | solar_pv |  | node_1375341_2_15380489_595 | AN | 8102602
solar_load_220343575 |  | 0 | 0 | 0 | 0.001 | 2801.2332471745735 | 6575.692607060381 | OPTIMIZED | INSTALLED | solar_pv |  | node_1375152_045_15380636_578 | AN | 8102602
solar_load_220343576 |  | 0 | 0 | 0 | 0.001 | 42.53898289573731 | 99.85704443678122 | OPTIMIZED | INSTALLED | solar_pv |  | node_1374999_987_15380747_952 | AN | 8102602
solar_load_220343905 |  | 0 | 0 | 0 | 0.001 | 4357.071803639428 | 10227.910891886488 | OPTIMIZED | INSTALLED | solar_pv |  | node_1376244_045_15381616_488 | AN | 8102602
solar_load_220343906 |  | 0 | 0 | 0 | 0.001 | 2908.9383943118296 | 6828.522145102444 | OPTIMIZED | INSTALLED | solar_pv |  | node_1376038_273_15381523_852 | AN | 8102602
solar_load_220343908 |  | 0 | 0 | 0 | 0.001 | 643.5143226843953 | 1510.6033743521584 | OPTIMIZED | INSTALLED | solar_pv |  | node_1376022_583_15381874_365 | AN | 8102602
solar_load_220343909 |  | 0 | 0 | 0 | 0.001 | 514.9923457605179 | 1208.9076230750748 | OPTIMIZED | INSTALLED | solar_pv |  | node_1376153_023_15382100_879 | AN | 8102602
solar_load_220343910 |  | 0 | 0 | 0 | 0.001 | 2091.648027097823 | 4909.9921211362 | OPTIMIZED | INSTALLED | solar_pv |  | node_1375506_111_15382941_617 | AN | 8102602
solar_load_220343911 |  | 0 | 0 | 0 | 0.001 | 316.77935849762304 | 743.6162883590091 | OPTIMIZED | INSTALLED | solar_pv |  | node_1375234_941_15383651_484 | AN | 8102602
solar_load_220343912 |  | 0 | 0 | 0 | 0.001 | 2105.224040819463 | 4941.861390637301 | OPTIMIZED | INSTALLED | solar_pv |  | node_1376039_051_15383016_779 | AN | 8102602
solar_load_220343913 |  | 0 | 0 | 0 | 0.001 | 1535.9267549148988 | 3605.476689557824 | OPTIMIZED | INSTALLED | solar_pv |  | node_1375722_316_15383331_565 | AN | 8102602
solar_load_220343914 |  | 0 | 0 | 0 | 0.001 | 4818.731221975684 | 11311.623335670603 | OPTIMIZED | INSTALLED | solar_pv |  | node_1376674_624_15379872_916 | AN | 8102602
solar_load_220343915 |  | 0 | 0 | 0 | 0.001 | 4818.731221975684 | 11311.623335670603 | OPTIMIZED | INSTALLED | solar_pv |  | node_1376669_122_15379888_817 | BN | 8102602
solar_load_220343917 |  | 0 | 0 | 0 | 0.001 | 3536.161028392931 | 8300.882396053283 | OPTIMIZED | INSTALLED | solar_pv |  | node_1376657_94_15380248_074 | AN | 8102602
solar_load_220343918 |  | 0 | 0 | 0 | 0.001 | 0 | 0 | OPTIMIZED | INSTALLED | solar_pv |  | node_1376650_217_15380829_465 | AN | 8102602
solar_load_220343920 |  | 0 | 0 | 0 | 0.001 | 800.9989736965413 | 1880.2869005649231 | OPTIMIZED | INSTALLED | solar_pv |  | node_1376704_436_15380994_144 | AN | 8102602
solar_load_220343922 |  | 0 | 0 | 0 | 0.001 | 1764.9127678252219 | 4143.005035143051 | OPTIMIZED | INSTALLED | solar_pv |  | node_1376258_289_15381256_174 | AN | 8102602
solar_load_220344081 |  | 0 | 0 | 0 | 0.001 | 4329.014157787826 | 10162.047734917545 | OPTIMIZED | INSTALLED | solar_pv |  | node_1375479_961_15376628_675 | AN | 8102602
solar_load_220344102 |  | 0 | 0 | 0 | 0.001 | 1508.4725595830155 | 3541.02994456671 | OPTIMIZED | INSTALLED | solar_pv |  | node_1378220_799_15377893_631 | AN | 8102602
solar_load_220344103 |  | 0 | 0 | 0 | 0.001 | 2382.179796217174 | 5591.994488459749 | OPTIMIZED | INSTALLED | solar_pv |  | node_1378265_78_15378238_005 | AN | 8102602
solar_load_220344104 |  | 0 | 0 | 0 | 0.001 | 1717.982612712393 | 4032.839757451807 | OPTIMIZED | INSTALLED | solar_pv |  | node_1378071_705_15378257_383 | AN | 8102602
solar_load_220344105 |  | 0 | 0 | 0 | 0.001 | 1717.982612712393 | 4032.839757451807 | OPTIMIZED | INSTALLED | solar_pv |  | node_1378061_955_15378280_452 | BN | 8102602
solar_load_220344106 |  | 0 | 0 | 0 | 0.001 | 1717.982612712393 | 4032.839757451807 | OPTIMIZED | INSTALLED | solar_pv |  | node_1378076_675_15378231_657 | CN | 8102602
solar_load_220344107 |  | 0 | 0 | 0 | 0.001 | 0 | 0 | OPTIMIZED | INSTALLED | solar_pv |  | node_1377486_588_15378168_199 | AN | 8102602
solar_load_220344108 |  | 0 | 0 | 0 | 0.001 | 4022.593197135546 | 9442.746518844562 | OPTIMIZED | INSTALLED | solar_pv |  | node_1377712_626_15378618_282 | AN | 8102602
solar_load_220344110 |  | 0 | 0 | 0 | 0.001 | 334.8808084884193 | 786.1086476938098 | OPTIMIZED | INSTALLED | solar_pv |  | node_1377216_14_15379055_184 | AN | 8102602
solar_load_220344111 |  | 0 | 0 | 0 | 0.001 | 2765.5328783592804 | 6491.888231705635 | OPTIMIZED | INSTALLED | solar_pv |  | node_1377070_137_15379293_598 | AN | 8102602
solar_load_220344112 |  | 0 | 0 | 0 | 0.001 | 2765.5328783592804 | 6491.888231705635 | OPTIMIZED | INSTALLED | solar_pv |  | node_1377083_698_15379283_847 | BN | 8102602
solar_load_220344113 |  | 0 | 0 | 0 | 0.001 | 2765.5328783592804 | 6491.888231705635 | OPTIMIZED | INSTALLED | solar_pv |  | node_1377098_852_15379272_052 | CN | 8102602
solar_load_220344115 |  | 0 | 0 | 0 | 0.001 | 125.70597286046079 | 295.08582871389257 | OPTIMIZED | INSTALLED | solar_pv |  | node_1376583_568_15378903_75 | AN | 8102602
solar_load_220344116 |  | 0 | 0 | 0 | 0.001 | 0 | 0 | OPTIMIZED | INSTALLED | solar_pv |  | node_1377069_01_15378295_008 | AN | 8102602
solar_load_220344117 |  | 0 | 0 | 0 | 0.001 | 355.6979333608696 | 834.9748609288303 | OPTIMIZED | INSTALLED | solar_pv |  | node_1376754_127_15379290_751 | AN | 8102602
solar_load_220344118 |  | 0 | 0 | 0 | 0.001 | 1194.207332346035 | 2803.315372781979 | OPTIMIZED | INSTALLED | solar_pv |  | node_1376773_63_15379295_195 | AN | 8102602
solar_load_220344119 |  | 0 | 0 | 0 | 0.001 | 1203.7610311364758 | 2825.7418957642344 | OPTIMIZED | INSTALLED | solar_pv |  | node_1376564_147_15379636_935 | AN | 8102602
solar_load_220344121 |  | 0 | 0 | 0 | 0.001 | 1759.8845053039372 | 4131.201601994495 | OPTIMIZED | INSTALLED | solar_pv |  | node_1378375_977_15377692_746 | AN | 8102602
solar_load_220344122 |  | 0 | 0 | 0 | 0.001 | 17.196716839959514 | 40.3677413680605 | OPTIMIZED | INSTALLED | solar_pv |  | node_1378655_985_15377867_87 | AN | 8102602
solar_load_220344156 |  | 0 | 0 | 0 | 0.001 | 419.02010625875505 | 983.6193306843654 | OPTIMIZED | INSTALLED | solar_pv |  | node_1376883_698_15379631_265 | AN | 8102602
solar_load_220344158 |  | 0 | 0 | 0 | 0.001 | 419.02010625875505 | 983.6193306843654 | OPTIMIZED | INSTALLED | solar_pv |  | node_1376901_175_15379617_981 | BN | 8102602
solar_load_220344159 |  | 0 | 0 | 0 | 0.001 | 4148.299169996007 | 9737.832347558453 | OPTIMIZED | INSTALLED | solar_pv |  | node_1377028_429_15379422_864 | AN | 8102602
solar_load_220344160 |  | 0 | 0 | 0 | 0.001 | 4148.299169996007 | 9737.832347558453 | OPTIMIZED | INSTALLED | solar_pv |  | node_1376994_636_15379449_263 | BN | 8102602
solar_load_220344162 |  | 0 | 0 | 0 | 0.001 | 143.90834220467724 | 337.81425671166414 | OPTIMIZED | INSTALLED | solar_pv |  | node_1377354_417_15379415_194 | AN | 8102602
solar_load_220344165 |  | 0 | 0 | 0 | 0.001 | 2382.179796217174 | 5591.994488459749 | OPTIMIZED | INSTALLED | solar_pv |  | node_1377994_704_15379191_248 | AN | 8102602
solar_load_220344166 |  | 0 | 0 | 0 | 0.001 | 84.1726424689804 | 197.58947090682244 | OPTIMIZED | INSTALLED | solar_pv |  | node_1378037_47_15378811_023 | AN | 8102602
solar_load_220344167 |  | 0 | 0 | 0 | 0.001 | 6397.129975303201 | 15016.799788918504 | OPTIMIZED | INSTALLED | solar_pv |  | node_1378341_045_15378339_974 | AN | 8102602
solar_load_220344171 |  | 0 | 0 | 0 | 0.001 | 128.52197692387745 | 301.69575127708373 | OPTIMIZED | INSTALLED | solar_pv |  | node_1376831_067_15379503_008 | AN | 8102602
solar_load_220432574 |  | 0 | 0 | 0 | 0.001 | 308.6335141959761 | 724.4947266583488 | OPTIMIZED | INSTALLED | solar_pv |  | node_1372961_033_15382882_893 | AN | 8102602
solar_load_220433785 |  | 0 | 0 | 0 | 0.001 | 0 | 0 | OPTIMIZED | INSTALLED | solar_pv |  | node_1375379_69_15375792_014 | AN | 8102602
solar_load_220467139 |  | 0 | 0 | 0 | 0.001 | 1082.47987027758 | 2541.0430882210712 | OPTIMIZED | INSTALLED | solar_pv |  | node_1376645_084_15381348_11 | AN | 8102602
solar_load_220476259 |  | 0 | 0 | 0 | 0.001 | 2645.5589477215876 | 6210.258316781096 | OPTIMIZED | INSTALLED | solar_pv |  | node_1369088_664_15356095_304 | AN | 8102602
solar_load_220514958 |  | 0 | 0 | 0 | 0.001 | 419.02010625875505 | 983.6193306843654 | OPTIMIZED | INSTALLED | solar_pv |  | node_1376893_249_15379603_823 | CN | 8102602
solar_load_220521159 |  | 0 | 0 | 0 | 0.001 | 1951.3600929256363 | 4580.676336291496 | OPTIMIZED | INSTALLED | solar_pv |  | node_1374454_282_15374954_653 | AN | 8102602
solar_load_220529916 |  | 0 | 0 | 0 | 0.001 | 36203.33877421991 | 84984.71866960105 | OPTIMIZED | INSTALLED | solar_pv |  | node_1376827_483_15379953_826 | ABCN | 8102602
solar_load_220530174 |  | 0 | 0 | 0 | 0.001 | 1528.6859388499172 | 3588.4797458239036 | OPTIMIZED | INSTALLED | solar_pv |  | node_1369616_124_15356293_34 | AN | 8102602
solar_load_220530202 |  | 0 | 0 | 0 | 0.001 | 2137.0027189711477 | 5016.459383222001 | OPTIMIZED | INSTALLED | solar_pv |  | node_1377639_029_15380480_092 | ABCN | 8102602
solar_load_220530650 |  | 0 | 0 | 0 | 0.001 | 25392.61950158954 | 59607.33710512046 | OPTIMIZED | INSTALLED | solar_pv |  | node_1377987_515_15377934_049 | ABCN | 8102602
solar_load_220531526 |  | 0 | 0 | 0 | 0.001 | 341.21659631673526 | 800.9809734609898 | OPTIMIZED | INSTALLED | solar_pv |  | node_1371075_569_15372703_247 | AN | 8102602
solar_load_220533535 |  | 0 | 0 | 0 | 0.001 | 2859.1585953511108 | 6711.6681569317425 | OPTIMIZED | INSTALLED | solar_pv |  | node_1368330_725_15350641_082 | AN | 8102602
solar_load_220535597 |  | 0 | 0 | 0 | 0.001 | 0 | 0 | OPTIMIZED | INSTALLED | solar_pv |  | node_1369765_54_15370084_789 | AN | 8102602
solar_load_220539258 |  | 0 | 0 | 0 | 0.001 | 628.5301593881327 | 1475.4291435694624 | OPTIMIZED | INSTALLED | solar_pv |  | node_1377042_734_15377987_448 | AN | 8102602
solar_load_220542258 |  | 0 | 0 | 0 | 0.001 | 419.05374604322844 | 983.698118600632 | OPTIMIZED | INSTALLED | solar_pv |  | node_1376314_346_15381964_284 | AN | 8102602
solar_load_220543169 |  | 0 | 0 | 0 | 0.001 | 548.4804561179427 | 1287.5184878444556 | OPTIMIZED | INSTALLED | solar_pv |  | node_1371971_618_15357303_801 | AN | 8102602
solar_load_220546617 |  | 0 | 0 | 0 | 0.001 | 0 | 0 | OPTIMIZED | INSTALLED | solar_pv |  | node_1374917_976_15374832_797 | AN | 8102602
solar_load_220551786 |  | 0 | 0 | 0 | 0.001 | 1452.658845596755 | 3410.0118366177417 | OPTIMIZED | INSTALLED | solar_pv |  | node_1376427_073_15380767_166 | AN | 8102602
solar_load_220553645 |  | 0 | 0 | 0 | 0.001 | 2273.569620843253 | 5337.040332450946 | OPTIMIZED | INSTALLED | solar_pv |  | node_1368639_203_15363704_177 | AN | 8102602
solar_load_220554951 |  | 0 | 0 | 0 | 0.001 | 607.3111276169741 | 1425.6186556825576 | OPTIMIZED | INSTALLED | solar_pv |  | node_1368423_044_15363437_437 | AN | 8102602
solar_load_220554964 |  | 0 | 0 | 0 | 0.001 | 2271.7595643699215 | 5332.791096517466 | OPTIMIZED | INSTALLED | solar_pv |  | node_1368007_704_15351786_842 | AN | 8102602
solar_load_220575608 |  | 0 | 0 | 0 | 0.001 | 4148.299169996007 | 9737.832347558453 | OPTIMIZED | INSTALLED | solar_pv |  | node_1377010_228_15379433_053 | CN | 8102602
solar_load_220615728 |  | 0 | 0 | 0 | 0.001 | 15461.842629154053 | 36295.55693180878 | OPTIMIZED | INSTALLED | solar_pv |  | node_1377017_876_15380773_256 | ABCN | 8102602
solar_load_220620840 |  | 0 | 0 | 0 | 0.001 | 291.8894590172637 | 685.1892942736584 | OPTIMIZED | INSTALLED | solar_pv |  | node_1375065_56_15378334_658 | AN | 8102602
solar_load_220620847 |  | 0 | 0 | 0 | 0.001 | 3896.887224275085 | 9147.660690130668 | OPTIMIZED | INSTALLED | solar_pv |  | node_1377452_03_15378850_592 | AN | 8102602
solar_load_220620865 |  | 0 | 0 | 0 | 0.001 | 0 | 0 | OPTIMIZED | INSTALLED | solar_pv |  | node_1375051_904_15378315_284 | AN | 8102602
solar_load_220624827 |  | 0 | 0 | 0 | 0.001 | 445.30104033567176 | 1045.3120396360928 | OPTIMIZED | INSTALLED | solar_pv |  | node_1368631_692_15352965_805 | AN | 8102602
solar_load_220625859 |  | 0 | 0 | 0 | 0.001 | 102.27438754560544 | 240.08183024162295 | OPTIMIZED | INSTALLED | solar_pv |  | node_1370315_921_15356696_756 | AN | 8102602
solar_load_220627976 |  | 0 | 0 | 0 | 0.001 | 879.9424001948829 | 2065.6008009972475 | OPTIMIZED | INSTALLED | solar_pv |  | node_1373683_249_15373033_333 | AN | 8102602
solar_load_220647326 |  | 0 | 0 | 0 | 0.001 | 953.052865117037 | 2237.2227189772475 | OPTIMIZED | INSTALLED | solar_pv |  | node_1370124_81_15356695_567 | AN | 8102602
solar_load_220655656 |  | 0 | 0 | 0 | 0.001 | 0 | 0 | OPTIMIZED | INSTALLED | solar_pv |  | node_1377528_527_15378710_706 | AN | 8102602
solar_load_220655657 |  | 0 | 0 | 0 | 0.001 | 0 | 0 | OPTIMIZED | INSTALLED | solar_pv |  | node_1377543_139_15378692_918 | BN | 8102602
solar_load_220655658 |  | 0 | 0 | 0 | 0.001 | 0 | 0 | OPTIMIZED | INSTALLED | solar_pv |  | node_1377517_855_15378733_017 | CN | 8102602
solar_load_310009817 |  | 0 | 0 | 0 | 0.001 | 4818.731221975684 | 11311.623335670603 | OPTIMIZED | INSTALLED | solar_pv |  | node_1376680_776_15379858_287 | CN | 8102602
solar_load_310017178 |  | 0 | 0 | 0 | 0.001 | 3289.9782986426485 | 7722.986309099994 | OPTIMIZED | INSTALLED | solar_pv |  | node_1378547_982_15377545_004 | AN | 8102602
solar_load_310042286 |  | 0 | 0 | 0 | 0.001 | 0 | 0 | OPTIMIZED | INSTALLED | solar_pv |  | node_1371122_842_15371286_571 | AN | 8102602
solar_load_310059991 |  | 0 | 0 | 0 | 0.001 | 0 | 0 | OPTIMIZED | INSTALLED | solar_pv |  | node_1371119_068_15371266_459 | AN | 8102602
solar_load_311874269 |  | 0 | 0 | 0 | 0.001 | 330.3553722192631 | 775.4855578601096 | OPTIMIZED | INSTALLED | solar_pv |  | node_1369872_466_15371311_507 | AN | 8102602
solar_load_311900101 |  | 0 | 0 | 0 | 0.001 | 0 | 0 | OPTIMIZED | INSTALLED | solar_pv |  | node_1370982_805_15371676_795 | AN | 8102602
solar_load_311909231 |  | 0 | 0 | 0 | 0.001 | 0 | 0 | OPTIMIZED | INSTALLED | solar_pv |  | node_1376968_145_15378535_986 | AN | 8102602
solar_load_311985970 |  | 0 | 0 | 0 | 0.001 | 0 | 0 | OPTIMIZED | INSTALLED | solar_pv |  | node_1375988_75_15382727_11 | AN | 8102602
solar_load_311995291 |  | 0 | 0 | 0 | 0.001 | 947.6224006112151 | 2224.4750111768076 | OPTIMIZED | INSTALLED | solar_pv |  | node_1373445_05_15374802_299 | AN | 8102602
solar_load_312004831 |  | 0 | 0 | 0 | 0.001 | 440.77560406651554 | 1034.6889498023927 | OPTIMIZED | INSTALLED | solar_pv |  | node_1374988_084_15383477_688 | AN | 8102602
solar_load_312046701 |  | 0 | 0 | 0 | 0.001 | 0 | 0 | OPTIMIZED | INSTALLED | solar_pv |  | node_1368644_401_15353020_792 | AN | 8102602
solar_load_312059641 |  | 0 | 0 | 0 | 0.001 | 251.41194572092158 | 590.1716574277851 | OPTIMIZED | INSTALLED | solar_pv |  | node_1369128_022_15355523_433 | AN | 8102602
solar_load_312070906 |  | 0 | 0 | 0 | 0.001 | 47.96944740155908 | 112.60475223722139 | OPTIMIZED | INSTALLED | solar_pv |  | node_1372448_552_15358070_588 | AN | 8102602
solar_load_312145154 |  | 0 | 0 | 0 | 0.001 | 0 | 0 | OPTIMIZED | INSTALLED | solar_pv |  | node_1374761_942_15383861_407 | AN | 8102602
solar_load_312149544 |  | 0 | 0 | 0 | 0.001 | 0 | 0 | OPTIMIZED | INSTALLED | solar_pv |  | node_1370887_37_15370920_854 | AN | 8102602

## Storage
Name | GroupId | InitStateOfCharge | SpinningReserveCharge | SpinningReserveDischarge | NonSpinningReserveCharge | NonSpinningReserveDischarge | RegulationUpCharge | RegulationUpDischarge | RegulationDownCharge | RegulationDownDischarge | ChargeEfficiency | DischargeEfficiency | CommitmentStatus | ConstructionTime | CalendarLife | YearOfInstallation | DepthOfDischarge | ReactivePower | ReactivePowerA | ReactivePowerB | ReactivePowerC | ActivePower | ActivePowerA | ActivePowerB | ActivePowerC | Energy | MaxEnergy | PowerCharge | PowerDischarge | RampUpLimit | RampDownLimit | CapitalCost | FixedOperatingCost | VariableOperatingCost | MaxReactivePower | MaxActivePower | OutputSchedule | PlanningStatus | UnitType | UnitSubtype | ParentNode | Phases | Feeder | Comments

## Switch
Name | GroupId | OperatingMode | PhaseAState | PhaseBState | PhaseCState | CurrentInAReal | CurrentInAImag | CurrentInA | CurrentInBReal | CurrentInBImag | CurrentInB | CurrentInCReal | CurrentInCImag | CurrentInC | CurrentOutAReal | CurrentOutAImag | CurrentOutA | CurrentOutBReal | CurrentOutBImag | CurrentOutB | CurrentOutCReal | CurrentOutCImag | CurrentOutC | ActivePowerInA | ReactivePowerInA | PowerInA | ActivePowerInB | ReactivePowerInB | PowerInB | ActivePowerInC | ReactivePowerInC | PowerInC | ActivePowerOutA | ReactivePowerOutA | PowerOutA | ActivePowerOutB | ReactivePowerOutB | PowerOutB | ActivePowerOutC | ReactivePowerOutC | PowerOutC | Status | From | To | Length | Phases | Feeder | Comments
switch_780T781-312124491 |  | INDIVIDUAL | CLOSED | CLOSED | CLOSED | 0 | 0 | 0+0j | 0 | 0 | 0+0j | 0 | 0 | 0+0j | 0 | 0 | 0+0j | 0 | 0 | 0+0j | 0 | 0 | 0+0j | 0 | 0 | 0+0j | 0 | 0 | 0+0j | 0 | 0 | 0+0j | 0 | 0 | 0+0j | 0 | 0 | 0+0j | 0 | 0 | 0+0j | OPEN | node_intto1_1374746_127_15378195_325 | node_1374746_127_15378195_325 | 0 | ABCD | 8102602
switch_220416404 |  | INDIVIDUAL | CLOSED | CLOSED | CLOSED | 0 | 0 | 0+0j | 0 | 0 | 0+0j | 0 | 0 | 0+0j | 0 | 0 | 0+0j | 0 | 0 | 0+0j | 0 | 0 | 0+0j | 0 | 0 | 0+0j | 0 | 0 | 0+0j | 0 | 0 | 0+0j | 0 | 0 | 0+0j | 0 | 0 | 0+0j | 0 | 0 | 0+0j | OPEN | node_intto1_220416404 | node_220416404 | 0 | AD | 8102602
switch_220417270 |  | INDIVIDUAL | CLOSED | CLOSED | CLOSED | 0 | 0 | 0+0j | 0 | 0 | 0+0j | 0 | 0 | 0+0j | 0 | 0 | 0+0j | 0 | 0 | 0+0j | 0 | 0 | 0+0j | 0 | 0 | 0+0j | 0 | 0 | 0+0j | 0 | 0 | 0+0j | 0 | 0 | 0+0j | 0 | 0 | 0+0j | 0 | 0 | 0+0j | OPEN | node_intto1_1367392_221_15351276_892 | node_1367392_221_15351276_892 | 0 | AD | 8102602
switch_220417293 |  | INDIVIDUAL | CLOSED | CLOSED | CLOSED | 0 | 0 | 0+0j | 0 | 0 | 0+0j | 0 | 0 | 0+0j | 0 | 0 | 0+0j | 0 | 0 | 0+0j | 0 | 0 | 0+0j | 0 | 0 | 0+0j | 0 | 0 | 0+0j | 0 | 0 | 0+0j | 0 | 0 | 0+0j | 0 | 0 | 0+0j | 0 | 0 | 0+0j | OPEN | node_intto1_8102602_200843925 | node_8102602_200843925 | 0 | AD | 8102602
switch_220417294 |  | INDIVIDUAL | CLOSED | CLOSED | CLOSED | 0 | 0 | 0+0j | 0 | 0 | 0+0j | 0 | 0 | 0+0j | 0 | 0 | 0+0j | 0 | 0 | 0+0j | 0 | 0 | 0+0j | 0 | 0 | 0+0j | 0 | 0 | 0+0j | 0 | 0 | 0+0j | 0 | 0 | 0+0j | 0 | 0 | 0+0j | 0 | 0 | 0+0j | OPEN | node_intto1_8102602_200843910 | node_8102602_200843910 | 0 | AD | 8102602
switch_220417295 |  | INDIVIDUAL | CLOSED | CLOSED | CLOSED | 0 | 0 | 0+0j | 0 | 0 | 0+0j | 0 | 0 | 0+0j | 0 | 0 | 0+0j | 0 | 0 | 0+0j | 0 | 0 | 0+0j | 0 | 0 | 0+0j | 0 | 0 | 0+0j | 0 | 0 | 0+0j | 0 | 0 | 0+0j | 0 | 0 | 0+0j | 0 | 0 | 0+0j | OPEN | node_intto1_8102602_200843879 | node_8102602_200843879 | 0 | AD | 8102602
switch_220417303 |  | INDIVIDUAL | CLOSED | CLOSED | CLOSED | 0 | 0 | 0+0j | 0 | 0 | 0+0j | 0 | 0 | 0+0j | 0 | 0 | 0+0j | 0 | 0 | 0+0j | 0 | 0 | 0+0j | 0 | 0 | 0+0j | 0 | 0 | 0+0j | 0 | 0 | 0+0j | 0 | 0 | 0+0j | 0 | 0 | 0+0j | 0 | 0 | 0+0j | OPEN | node_intto1_8102602_200982478 | node_8102602_200982478 | 0 | AD | 8102602
switch_220417391 |  | INDIVIDUAL | CLOSED | CLOSED | CLOSED | 0 | 0 | 0+0j | 0 | 0 | 0+0j | 0 | 0 | 0+0j | 0 | 0 | 0+0j | 0 | 0 | 0+0j | 0 | 0 | 0+0j | 0 | 0 | 0+0j | 0 | 0 | 0+0j | 0 | 0 | 0+0j | 0 | 0 | 0+0j | 0 | 0 | 0+0j | 0 | 0 | 0+0j | OPEN | node_intto1_8102602_200845438 | node_8102602_200845438 | 0 | ABCD | 8102602
switch_311897257 |  | INDIVIDUAL | CLOSED | CLOSED | CLOSED | 0 | 0 | 0+0j | 0 | 0 | 0+0j | 0 | 0 | 0+0j | 0 | 0 | 0+0j | 0 | 0 | 0+0j | 0 | 0 | 0+0j | 0 | 0 | 0+0j | 0 | 0 | 0+0j | 0 | 0 | 0+0j | 0 | 0 | 0+0j | 0 | 0 | 0+0j | 0 | 0 | 0+0j | OPEN | node_intto1_311897257 | node_311897257 | 0 | ABCD | 8102602

## TransformerConfiguration
Name | ConnectType | NoLoadLoss | PowerRating | ReactanceResistanceRatio | FullLoadLoss | PowerARating | PowerBRating | PowerCRating | ShuntResistance | ShuntReactance | ShuntImpedance | Impedance | PrimaryVoltage | SecondaryVoltage | CoreCoilWeight | InstalledInsulationLife | InstallType | CoolantType | CoolingType | Feeder | Comments
config_transformer_220465098 | UNKNOWN | 0 | 167 | 10 | 0 | 0 | 0 | 0 | 0 | 0 | 0+0j | 0.004+0.04j | 4800 | 12470 | 0 | 0 | UNKNOWN | UNKNOWN | UNKNOWN | 8102602
config_transformer_220465121 | UNKNOWN | 0 | 167 | 10 | 0 | 0 | 0 | 0 | 0 | 0 | 0+0j | 0.004+0.04j | 4800 | 12470 | 0 | 0 | UNKNOWN | UNKNOWN | UNKNOWN | 8102602
config_transformer_311843388 | UNKNOWN | 0 | 250 | 10 | 0 | 0 | 0 | 0 | 0 | 0 | 0+0j | 0.004+0.043j | 4800 | 12470 | 0 | 0 | UNKNOWN | UNKNOWN | UNKNOWN | 8102602

## UndergroundLineConductor
Name | OuterDiameter | ConductorGMR | ConductorDiameter | ConductorResistance | NeutralGMR | NeutralDiameter | NeutralResistance | NeutralStrands | InsulationRelativePermittivity | ShieldGMR | ShieldResitance | RatingSummerContinuous | RatingSummerEmergency | RatingWinterContinuous | RatingWinterEmergency | Feeder | Comments
und_cond_1P_1/0ALURD_1/0AL(N) | 0 | 0 | 0 | 0 | 0 | 0 | 0 | 0 | 0 | 0 | 0 | 160 | 160 | 180 | 180 | 8102602
und_cond_1P_2ALURD | 0 | 0 | 0 | 0 | 0 | 0 | 0 | 0 | 0 | 0 | 0 | 125 | 125 | 140 | 140 | 8102602
und_cond_1P_2ALURD_2AL(N) | 0 | 0 | 0 | 0 | 0 | 0 | 0 | 0 | 0 | 0 | 0 | 125 | 125 | 140 | 140 | 8102602
und_cond_1P_DELTACUST | 0 | 0 | 0 | 0 | 0 | 0 | 0 | 0 | 0 | 0 | 0 | 685 | 685 | 685 | 685 | 8102602
und_cond_3P_2ALURD | 0 | 0 | 0 | 0 | 0 | 0 | 0 | 0 | 0 | 0 | 0 | 125 | 125 | 140 | 140 | 8102602
und_cond_3P_DELTACUST | 0 | 0 | 0 | 0 | 0 | 0 | 0 | 0 | 0 | 0 | 0 | 685 | 685 | 685 | 685 | 8102602
und_cond_TAPWIRE_UG | 0 | 0 | 0 | 0 | 0 | 0 | 0 | 0 | 0 | 0 | 0 | 99999999 | 99999999 | 99999999 | 99999999 | 8102602

## UndergroundLineConfiguration
Name | ConductorA | ConductorB | ConductorC | ConductorN | LineSpacing | Capacitance11 | Capacitance12 | Capacitance13 | Capacitance21 | Capacitance22 | Capacitance23 | Capacitance31 | Capacitance32 | Capacitance33 | Impedance11 | Impedance12 | Impedance13 | Impedance21 | Impedance22 | Impedance23 | Impedance31 | Impedance32 | Impedance33 | Feeder | Comments
und_1P_1/0ALURD_1/0AL(N) | und_cond_1P_1/0ALURD_1/0AL(N) | und_cond_1P_1/0ALURD_1/0AL(N) | und_cond_1P_1/0ALURD_1/0AL(N) |  |  | 530.19 | 0 | 0 | 0 | 530.19 | 0 | 0 | 0 | 530.19 | 1.674+0.526j | 0+0j | 0+0j | 0+0j | 1.674+0.526j | 0+0j | 0+0j | 0+0j | 1.674+0.526j | 8102602
und_1P_2ALURD | und_cond_1P_2ALURD | und_cond_1P_2ALURD | und_cond_1P_2ALURD |  |  | 401.497 | 0 | 0 | 0 | 401.497 | 0 | 0 | 0 | 401.497 | 2.379+0.823j | 0+0j | 0+0j | 0+0j | 2.379+0.823j | 0+0j | 0+0j | 0+0j | 2.379+0.823j | 8102602
und_1P_2ALURD_2AL(N) | und_cond_1P_2ALURD_2AL(N) | und_cond_1P_2ALURD_2AL(N) | und_cond_1P_2ALURD_2AL(N) |  |  | 401.497 | 0 | 0 | 0 | 401.497 | 0 | 0 | 0 | 401.497 | 2.379+0.823j | 0+0j | 0+0j | 0+0j | 2.379+0.823j | 0+0j | 0+0j | 0+0j | 2.379+0.823j | 8102602
und_1P_DELTACUST | und_cond_1P_DELTACUST | und_cond_1P_DELTACUST | und_cond_1P_DELTACUST |  |  | 324.124 | 0 | 0 | 0 | 324.124 | 0 | 0 | 0 | 324.124 | 0.179+0.233j | 0.061+-0.024j | 0.061+-0.024j | 0.061+-0.024j | 0.179+0.233j | 0.061+-0.024j | 0.061+-0.024j | 0.061+-0.024j | 0.179+0.233j | 8102602
und_3P_2ALURD | und_cond_3P_2ALURD | und_cond_3P_2ALURD | und_cond_3P_2ALURD |  |  | 401.498 | 0 | 0 | 0 | 401.498 | 0 | 0 | 0 | 401.498 | 2.125+0.49j | 0.384+0.067j | 0.384+0.067j | 0.384+0.067j | 2.125+0.49j | 0.384+0.067j | 0.384+0.067j | 0.384+0.067j | 2.125+0.49j | 8102602
und_3P_DELTACUST | und_cond_3P_DELTACUST | und_cond_3P_DELTACUST | und_cond_3P_DELTACUST |  |  | 324.124 | 0 | 0 | 0 | 324.124 | 0 | 0 | 0 | 324.124 | 0.179+0.233j | 0.061+-0.024j | 0.061+-0.024j | 0.061+-0.024j | 0.179+0.233j | 0.061+-0.024j | 0.061+-0.024j | 0.061+-0.024j | 0.179+0.233j | 8102602
und_TAPWIRE_UG | und_cond_TAPWIRE_UG | und_cond_TAPWIRE_UG | und_cond_TAPWIRE_UG |  |  | 0 | 0 | 0 | 0 | 0 | 0 | 0 | 0 | 0 | 0.001+0.001j | 0+0j | 0+0j | 0+0j | 0.001+0.001j | 0+0j | 0+0j | 0+0j | 0.001+0.001j | 8102602

## Regulator
Name | GroupId | Configuration | SenseNode | Status | From | To | Length | Phases | Feeder | Comments
regulator_220552627 |  | config_regulator_220552627 |  | OPEN | node_intto1_8102602_200843950 | node_8102602_200843950 | 0 | AD | 8102602
regulator_220624014 |  | config_regulator_220624014 |  | OPEN | node_intto1_8102602_200843994 | node_8102602_200843994 | 0 | AD | 8102602

## Transformer
Name | GroupId | Configuration | AgingConstant | AgingGranularity | Climate | UseThermalModel | Status | From | To | Length | Phases | Feeder | Comments
transformer_220465098 |  | config_transformer_220465098 | 0 | 0 |  | False | OPEN | node_220465098 | node_intto1_220465098 | 0 | AD | 8102602
transformer_220465121 |  | config_transformer_220465121 | 0 | 0 |  | False | OPEN | node_intto1_220465121 | node_220465121 | 0 | AD | 8102602
transformer_311843388 |  | config_transformer_311843388 | 0 | 0 |  | False | OPEN | node_intto1_311843388 | node_311843388 | 0 | AD | 8102602

## OverheadLine
Name | GroupId | Configuration | Length | Status | From | To | Phases | Feeder | Comments
oh_line_8102602_200839374 |  | bal_1P_336AC | 264 | OPEN | node_8102602_200839375 | node_8102602_200839374 | AD | 8102602
oh_line_8102602_200839375 |  | bal_1P_336AC | 158.4 | OPEN | node_8102602_200839376 | node_8102602_200839375 | AD | 8102602
oh_line_8102602_200839376 |  | bal_1P_336AC | 211.20000000000002 | OPEN | node_8102602_200839377 | node_8102602_200839376 | AD | 8102602
oh_line_8102602_200839377 |  | bal_1P_2AC | 105.60000000000001 | OPEN | node_8102602_200839378 | node_8102602_200839377 | AD | 8102602
oh_line_8102602_200839378 |  | bal_1P_2AC | 158.4 | OPEN | node_8102602_200839379 | node_8102602_200839378 | AD | 8102602
oh_line_8102602_200839379 |  | bal_1P_2AC | 105.60000000000001 | OPEN | node_8102602_200839380 | node_8102602_200839379 | AD | 8102602
oh_line_8102602_200839380 |  | bal_1P_2AC | 211.20000000000002 | OPEN | node_8102602_200839381 | node_8102602_200839380 | AD | 8102602
oh_line_8102602_200839381 |  | bal_1P_2AC | 264 | OPEN | node_8102602_200839382 | node_8102602_200839381 | AD | 8102602
oh_line_8102602_200839382 |  | bal_1P_2AC | 105.60000000000001 | OPEN | node_8102602_200839383 | node_8102602_200839382 | AD | 8102602
oh_line_8102602_200839383 |  | bal_1P_2AC | 211.20000000000002 | OPEN | node_8102602_200839384 | node_8102602_200839383 | AD | 8102602
oh_line_8102602_200839384 |  | bal_1P_2AC | 264 | OPEN | node_8102602_200839385 | node_8102602_200839384 | AD | 8102602
oh_line_8102602_200839385 |  | bal_1P_2AC | 211.20000000000002 | OPEN | node_8102602_200839386 | node_8102602_200839385 | AD | 8102602
oh_line_8102602_200839386 |  | bal_1P_2AC | 211.20000000000002 | OPEN | node_8102602_200839387 | node_8102602_200839386 | AD | 8102602
oh_line_8102602_200839387 |  | bal_1P_2AC | 316.8 | OPEN | node_8102602_200839388 | node_8102602_200839387 | AD | 8102602
oh_line_8102602_200839388 |  | bal_1P_2AC | 211.20000000000002 | OPEN | node_8102602_200839389 | node_8102602_200839388 | AD | 8102602
oh_line_8102602_200839389 |  | bal_1P_2AC | 105.60000000000001 | OPEN | node_8102602_200839390 | node_intto1_8102602_200839389 | AD | 8102602
oh_line_8102602_200839390 |  | bal_1P_2AC | 105.60000000000001 | OPEN | node_8102602_200840266 | node_8102602_200839390 | AD | 8102602
oh_line_8102602_200839464 |  | bal_1P_1/0AA | 158.4 | OPEN | node_8102602_200839383 | node_8102602_200839464 | AD | 8102602
oh_line_8102602_200839465 |  | bal_1P_1/0AA | 52.800000000000004 | OPEN | node_8102602_200839464 | node_8102602_200839465 | AD | 8102602
oh_line_8102602_200839468 |  | bal_1P_2AC | 369.6 | OPEN | node_8102602_200839387 | node_8102602_200839468 | AD | 8102602
oh_line_8102602_200839469 |  | bal_1P_1/0AC | 158.4 | OPEN | node_8102602_200839389 | node_8102602_200839469 | AD | 8102602
oh_line_8102602_200839485 |  | bal_1P_2AC | 158.4 | OPEN | node_8102602_200845160 | node_8102602_200839485 | AD | 8102602
oh_line_8102602_200839486 |  | bal_1P_2AC | 211.20000000000002 | OPEN | node_8102602_200839485 | node_8102602_200839486 | AD | 8102602
oh_line_8102602_200839487 |  | bal_1P_2AC | 158.4 | OPEN | node_8102602_200839486 | node_8102602_200839487 | AD | 8102602
oh_line_8102602_200839489 |  | bal_1P_1/0AC | 264 | OPEN | node_8102602_200839487 | node_8102602_200839489 | AD | 8102602
oh_line_8102602_200839490 |  | bal_1P_1/0AC | 264 | OPEN | node_8102602_200839489 | node_8102602_200839490 | AD | 8102602
oh_line_8102602_200839491 |  | bal_1P_1/0AC | 211.20000000000002 | OPEN | node_8102602_200839490 | node_8102602_200839491 | AD | 8102602
oh_line_8102602_200839492 |  | bal_1P_1/0AC | 211.20000000000002 | OPEN | node_8102602_200839491 | node_8102602_200839492 | AD | 8102602
oh_line_8102602_200839494 |  | bal_1P_1/0AC | 211.20000000000002 | OPEN | node_8102602_200839492 | node_8102602_200839494 | AD | 8102602
oh_line_8102602_200839496-1 |  | bal_1P_1/0AC | 0 | OPEN | node_8102602_200839494 | node_intto1_220388715 | AD | 8102602
oh_line_8102602_200839496-2 |  | bal_1P_1/0AC | 211.20000000000002 | OPEN | node_220388715 | node_intto1_311908075 | AD | 8102602
oh_line_8102602_200839496-3 |  | bal_1P_1/0AC | 0 | OPEN | node_311908075 | node_intto1_311843388 | AD | 8102602
oh_line_8102602_200839496-4 |  | bal_1P_1/0AC | 0 | OPEN | node_311843388 | node_8102602_200839496 | AD | 8102602
oh_line_8102602_200839497 |  | bal_1P_1/0AC_1/0AC(N) | 211.20000000000002 | OPEN | node_8102602_200839496 | node_8102602_200839497 | AN | 8102602
oh_line_8102602_200839498 |  | bal_1P_1/0AC_1/0AC(N) | 211.20000000000002 | OPEN | node_8102602_200839497 | node_8102602_200839498 | AN | 8102602
oh_line_8102602_200839499 |  | bal_1P_1/0AC_1/0AC(N) | 211.20000000000002 | OPEN | node_8102602_200839498 | node_8102602_200839499 | AN | 8102602
oh_line_8102602_200839500 |  | bal_1P_1/0AC_1/0AC(N) | 211.20000000000002 | OPEN | node_8102602_200839499 | node_8102602_200839500 | AN | 8102602
oh_line_8102602_200839501 |  | bal_1P_1/0AC_1/0AC(N) | 211.20000000000002 | OPEN | node_8102602_200839500 | node_8102602_200839501 | AN | 8102602
oh_line_8102602_200839502 |  | bal_1P_1/0AC_1/0AC(N) | 264 | OPEN | node_8102602_200839501 | node_8102602_200839502 | AN | 8102602
oh_line_8102602_200840001 |  | bal_1P_2AC | 475.2 | OPEN | node_8102602_200846014 | node_8102602_200840001 | AD | 8102602
oh_line_8102602_200840008 |  | bal_1P_1/0AC | 158.4 | OPEN | node_8102602_200839487 | node_8102602_200840008 | AD | 8102602
oh_line_8102602_200840009 |  | bal_1P_1/0AC | 158.4 | OPEN | node_8102602_200840008 | node_8102602_200840009 | AD | 8102602
oh_line_8102602_200840010 |  | bal_1P_1/0AA | 52.800000000000004 | OPEN | node_8102602_200840009 | node_8102602_200840010 | AD | 8102602
oh_line_8102602_200840011 |  | bal_1P_1/0AA | 264 | OPEN | node_8102602_200840010 | node_8102602_200840011 | AD | 8102602
oh_line_8102602_200840127 |  | bal_1P_1/0AA | 52.800000000000004 | OPEN | node_8102602_200839381 | node_8102602_200840127 | AD | 8102602
oh_line_8102602_200840128 |  | bal_1P_1/0AA | 264 | OPEN | node_8102602_200840127 | node_intto1_8102602_200840128 | AD | 8102602
oh_line_8102602_200840130 |  | bal_1P_1/0AA | 264 | OPEN | node_8102602_200840128 | node_8102602_200840130 | AD | 8102602
oh_line_8102602_200840131 |  | bal_1P_1/0AA | 158.4 | OPEN | node_8102602_200840130 | node_8102602_200840131 | AD | 8102602
oh_line_8102602_200840132 |  | bal_1P_1/0AA | 158.4 | OPEN | node_8102602_200840131 | node_8102602_200840132 | AD | 8102602
oh_line_8102602_200840246 |  | bal_1P_1/0AA | 580.8 | OPEN | node_8102602_200911537 | node_8102602_200840246 | AD | 8102602
oh_line_8102602_200840247 |  | bal_1P_1/0AA | 264 | OPEN | node_8102602_200840246 | node_8102602_200840247 | AD | 8102602
oh_line_8102602_200840266 |  | bal_1P_2AC | 158.4 | OPEN | node_8102602_200840267 | node_8102602_200840266 | AD | 8102602
oh_line_8102602_200840267 |  | bal_1P_2AC | 211.20000000000002 | OPEN | node_8102602_200840268 | node_8102602_200840267 | AD | 8102602
oh_line_8102602_200840268 |  | bal_1P_1/0AA | 264 | OPEN | node_8102602_200840247 | node_8102602_200840268 | AD | 8102602
oh_line_8102602_200840270 |  | bal_1P_2AC | 369.6 | OPEN | node_8102602_200840268 | node_intto1_8102602_200840270 | AD | 8102602
oh_line_8102602_200843785 |  | bal_1P_1/0AA | 0 | OPEN | node_1367392_221_15351276_892 | node_intto1_1367387_568_15351267_745 | AD | 8102602
oh_line_8102602_200843788 |  | bal_1P_4CU | 158.4 | OPEN | node_8102602_200843788 | node_intto1_1367392_221_15351276_892 | AD | 8102602
oh_line_8102602_200843877 |  | bal_1P_4CU | 158.4 | OPEN | node_8102602_200843877 | node_8102602_200843788 | AD | 8102602
oh_line_8102602_200843878 |  | bal_1P_4CU | 158.4 | OPEN | node_8102602_200843878 | node_8102602_200843877 | AD | 8102602
oh_line_8102602_200843879 |  | bal_1P_6CU | 158.4 | OPEN | node_8102602_200843879 | node_8102602_200843878 | AD | 8102602
oh_line_8102602_200843880 |  | bal_1P_6CU | 158.4 | OPEN | node_8102602_200843880 | node_intto1_8102602_200843879 | AD | 8102602
oh_line_8102602_200843882 |  | bal_1P_6CU | 158.4 | OPEN | node_8102602_200843882 | node_8102602_200843880 | AD | 8102602
oh_line_8102602_200843883 |  | bal_1P_6CU | 105.60000000000001 | OPEN | node_8102602_200843883 | node_8102602_200843882 | AD | 8102602
oh_line_8102602_200843884-1 |  | bal_1P_2AC | 264 | OPEN | node_8102602_200843884 | node_1368218_545_15351900_446 | AD | 8102602
oh_line_8102602_200843884-2 |  | bal_1P_2AC | 0 | OPEN | node_1368218_545_15351900_446 | node_8102602_200843883 | AD | 8102602
oh_line_8102602_200843885 |  | bal_1P_2AC | 264 | OPEN | node_8102602_200843885 | node_8102602_200843884 | AD | 8102602
oh_line_8102602_200843886 |  | bal_1P_2AC | 264 | OPEN | node_8102602_200843886 | node_8102602_200843885 | AD | 8102602
oh_line_8102602_200843887 |  | bal_1P_2AC | 211.20000000000002 | OPEN | node_8102602_200843887 | node_8102602_200843886 | AD | 8102602
oh_line_8102602_200843888 |  | bal_1P_2AC | 211.20000000000002 | OPEN | node_8102602_200843888 | node_8102602_200843887 | AD | 8102602
oh_line_8102602_200843889 |  | bal_1P_2AC | 211.20000000000002 | OPEN | node_8102602_200843889 | node_8102602_200843888 | AD | 8102602
oh_line_8102602_200843890 |  | bal_1P_2AC | 211.20000000000002 | OPEN | node_8102602_200843890 | node_8102602_200843889 | AD | 8102602
oh_line_8102602_200843891 |  | bal_1P_2AC | 105.60000000000001 | OPEN | node_8102602_200843891 | node_8102602_200843890 | AD | 8102602
oh_line_8102602_200843892 |  | bal_1P_2AC | 158.4 | OPEN | node_8102602_200843892 | node_8102602_200843891 | AD | 8102602
oh_line_8102602_200843893 |  | bal_1P_2AC | 264 | OPEN | node_8102602_200843893 | node_8102602_200843892 | AD | 8102602
oh_line_8102602_200843894 |  | bal_1P_2AC | 264 | OPEN | node_8102602_200843894 | node_intto1_8102602_200843893 | AD | 8102602
oh_line_8102602_200843895 |  | bal_1P_2AC | 211.20000000000002 | OPEN | node_8102602_200843895 | node_8102602_200843894 | AD | 8102602
oh_line_8102602_200843896 |  | bal_1P_2AC | 211.20000000000002 | OPEN | node_8102602_200843896 | node_8102602_200843895 | AD | 8102602
oh_line_8102602_200843897 |  | bal_1P_2AC | 211.20000000000002 | OPEN | node_8102602_200843897 | node_8102602_200843896 | AD | 8102602
oh_line_8102602_200843898 |  | bal_1P_2AC | 158.4 | OPEN | node_8102602_200843898 | node_8102602_200843897 | AD | 8102602
oh_line_8102602_200843899 |  | bal_1P_2AC | 264 | OPEN | node_8102602_200843899 | node_8102602_200843898 | AD | 8102602
oh_line_8102602_200843900 |  | bal_1P_2AC | 264 | OPEN | node_8102602_200843900 | node_8102602_200843899 | AD | 8102602
oh_line_8102602_200843901 |  | bal_1P_2AC | 211.20000000000002 | OPEN | node_8102602_200843901 | node_8102602_200843900 | AD | 8102602
oh_line_8102602_200843902 |  | bal_1P_2AC | 158.4 | OPEN | node_8102602_200843902 | node_8102602_200843901 | AD | 8102602
oh_line_8102602_200843903 |  | bal_1P_1/0AA | 211.20000000000002 | OPEN | node_8102602_200843903 | node_8102602_200843902 | AD | 8102602
oh_line_8102602_200843904 |  | bal_1P_1/0AA | 105.60000000000001 | OPEN | node_8102602_200843904 | node_8102602_200843903 | AD | 8102602
oh_line_8102602_200843905 |  | bal_1P_1/0AA | 105.60000000000001 | OPEN | node_8102602_200843905 | node_8102602_200843904 | AD | 8102602
oh_line_8102602_200843906 |  | bal_1P_1/0AA | 105.60000000000001 | OPEN | node_8102602_200843906 | node_8102602_200843905 | AD | 8102602
oh_line_8102602_200843907 |  | bal_1P_1/0AA | 158.4 | OPEN | node_8102602_200843907 | node_8102602_200843906 | AD | 8102602
oh_line_8102602_200843908 |  | bal_1P_1/0AA | 316.8 | OPEN | node_8102602_200843908 | node_8102602_200843907 | AD | 8102602
oh_line_8102602_200843909 |  | bal_1P_2AC | 316.8 | OPEN | node_8102602_200843910 | node_8102602_200843908 | AD | 8102602
oh_line_8102602_200843910 |  | bal_1P_2AC | 264 | OPEN | node_8102602_200843911 | node_intto1_8102602_200843910 | AD | 8102602
oh_line_8102602_200843911 |  | bal_1P_2AC | 264 | OPEN | node_8102602_200843912 | node_8102602_200843911 | AD | 8102602
oh_line_8102602_200843912 |  | bal_1P_2AC | 264 | OPEN | node_8102602_200843913 | node_8102602_200843912 | AD | 8102602
oh_line_8102602_200843913 |  | bal_1P_2AC | 264 | OPEN | node_8102602_200843914 | node_8102602_200843913 | AD | 8102602
oh_line_8102602_200843914 |  | bal_1P_2AC | 211.20000000000002 | OPEN | node_8102602_200843915 | node_8102602_200843914 | AD | 8102602
oh_line_8102602_200843915 |  | bal_1P_2AC | 211.20000000000002 | OPEN | node_8102602_200843916 | node_8102602_200843915 | AD | 8102602
oh_line_8102602_200843916 |  | bal_1P_2AC | 264 | OPEN | node_8102602_200843917 | node_8102602_200843916 | AD | 8102602
oh_line_8102602_200843917 |  | bal_1P_2AC | 211.20000000000002 | OPEN | node_8102602_200843918 | node_8102602_200843917 | AD | 8102602
oh_line_8102602_200843918 |  | bal_1P_2AC | 211.20000000000002 | OPEN | node_8102602_200843919 | node_8102602_200843918 | AD | 8102602
oh_line_8102602_200843919 |  | bal_1P_2AC | 158.4 | OPEN | node_8102602_200843920 | node_8102602_200843919 | AD | 8102602
oh_line_8102602_200843920 |  | bal_1P_2AC | 211.20000000000002 | OPEN | node_8102602_200843921 | node_8102602_200843920 | AD | 8102602
oh_line_8102602_200843921 |  | bal_1P_2AC | 211.20000000000002 | OPEN | node_8102602_200843922 | node_8102602_200843921 | AD | 8102602
oh_line_8102602_200843922 |  | bal_1P_2AC | 211.20000000000002 | OPEN | node_8102602_200843923 | node_8102602_200843922 | AD | 8102602
oh_line_8102602_200843923-1 |  | bal_1P_2AC | 158.4 | OPEN | node_1368669_121_15360040_293 | node_8102602_200843923 | AD | 8102602
oh_line_8102602_200843923-2 |  | bal_1P_2AC | 0 | OPEN | node_8102602_310042196 | node_1368669_121_15360040_293 | AD | 8102602
oh_line_8102602_200843924 |  | bal_1P_2AC | 158.4 | OPEN | node_8102602_200843925 | node_intto1_8102602_200843924 | AD | 8102602
oh_line_8102602_200843925 |  | bal_1P_2AC | 211.20000000000002 | OPEN | node_8102602_200843926 | node_intto1_8102602_200843925 | AD | 8102602
oh_line_8102602_200843926 |  | bal_1P_2AC | 211.20000000000002 | OPEN | node_8102602_200843927 | node_8102602_200843926 | AD | 8102602
oh_line_8102602_200843927 |  | bal_1P_2AC | 264 | OPEN | node_8102602_200843928 | node_8102602_200843927 | AD | 8102602
oh_line_8102602_200843928 |  | bal_1P_2AC | 211.20000000000002 | OPEN | node_8102602_200843929 | node_8102602_200843928 | AD | 8102602
oh_line_8102602_200843929 |  | bal_1P_2AC | 211.20000000000002 | OPEN | node_8102602_311859274 | node_8102602_200843929 | AD | 8102602
oh_line_8102602_200843944 |  | bal_1P_2AC | 211.20000000000002 | OPEN | node_8102602_200843945 | node_8102602_200843944 | AD | 8102602
oh_line_8102602_200843945 |  | bal_1P_2AC | 211.20000000000002 | OPEN | node_8102602_200843946 | node_8102602_200843945 | AD | 8102602
oh_line_8102602_200843946 |  | bal_1P_2AC | 211.20000000000002 | OPEN | node_8102602_200843947 | node_8102602_200843946 | AD | 8102602
oh_line_8102602_200843947 |  | bal_1P_2AC | 158.4 | OPEN | node_8102602_200843948 | node_8102602_200843947 | AD | 8102602
oh_line_8102602_200843948 |  | bal_1P_2AC | 264 | OPEN | node_8102602_200843949 | node_8102602_200843948 | AD | 8102602
oh_line_8102602_200843949 |  | bal_1P_2AC | 264 | OPEN | node_8102602_200843950 | node_8102602_200843949 | AD | 8102602
oh_line_8102602_200843950 |  | bal_1P_2AC | 264 | OPEN | node_8102602_200980883 | node_intto1_8102602_200843950 | AD | 8102602
oh_line_8102602_200843952 |  | bal_1P_2AC | 264 | OPEN | node_8102602_200843953 | node_8102602_200843952 | AD | 8102602
oh_line_8102602_200843953 |  | bal_1P_2AC | 211.20000000000002 | OPEN | node_8102602_200843954 | node_8102602_200843953 | AD | 8102602
oh_line_8102602_200843954 |  | bal_1P_2AC | 264 | OPEN | node_8102602_200843955 | node_8102602_200843954 | AD | 8102602
oh_line_8102602_200843955 |  | bal_1P_2AC | 264 | OPEN | node_8102602_200843956 | node_8102602_200843955 | AD | 8102602
oh_line_8102602_200843956 |  | bal_1P_2AC | 264 | OPEN | node_8102602_200843957 | node_8102602_200843956 | AD | 8102602
oh_line_8102602_200843957 |  | bal_1P_2AC | 264 | OPEN | node_8102602_200843958 | node_8102602_200843957 | AD | 8102602
oh_line_8102602_200843958 |  | bal_1P_2AC | 264 | OPEN | node_8102602_200843959 | node_8102602_200843958 | AD | 8102602
oh_line_8102602_200843959 |  | bal_1P_2AC | 211.20000000000002 | OPEN | node_8102602_200843960 | node_8102602_200843959 | AD | 8102602
oh_line_8102602_200843960 |  | bal_1P_2AC | 211.20000000000002 | OPEN | node_8102602_200843961 | node_8102602_200843960 | AD | 8102602
oh_line_8102602_200843961 |  | bal_1P_2AC | 211.20000000000002 | OPEN | node_8102602_200843962 | node_8102602_200843961 | AD | 8102602
oh_line_8102602_200843962 |  | bal_1P_2AC | 264 | OPEN | node_8102602_200843963 | node_8102602_200843962 | AD | 8102602
oh_line_8102602_200843963 |  | bal_1P_2AC | 211.20000000000002 | OPEN | node_8102602_200843964 | node_8102602_200843963 | AD | 8102602
oh_line_8102602_200843964 |  | bal_1P_2AC | 211.20000000000002 | OPEN | node_8102602_200843965 | node_8102602_200843964 | AD | 8102602
oh_line_8102602_200843965 |  | bal_1P_2AC | 211.20000000000002 | OPEN | node_8102602_200843966 | node_8102602_200843965 | AD | 8102602
oh_line_8102602_200843966 |  | bal_1P_2AC | 211.20000000000002 | OPEN | node_8102602_200843967 | node_8102602_200843966 | AD | 8102602
oh_line_8102602_200843967 |  | bal_1P_2AC | 158.4 | OPEN | node_8102602_200843968 | node_8102602_200843967 | AD | 8102602
oh_line_8102602_200843968 |  | bal_1P_2AC | 264 | OPEN | node_8102602_200843969 | node_8102602_200843968 | AD | 8102602
oh_line_8102602_200843969 |  | bal_1P_2AC | 264 | OPEN | node_8102602_200843970 | node_8102602_200843969 | AD | 8102602
oh_line_8102602_200843970 |  | bal_1P_2AC | 211.20000000000002 | OPEN | node_8102602_200843971 | node_8102602_200843970 | AD | 8102602
oh_line_8102602_200843971 |  | bal_1P_2AC | 211.20000000000002 | OPEN | node_8102602_200843972 | node_8102602_200843971 | AD | 8102602
oh_line_8102602_200843972 |  | bal_1P_2AC | 211.20000000000002 | OPEN | node_8102602_200843973 | node_8102602_200843972 | AD | 8102602
oh_line_8102602_200843973 |  | bal_1P_2AC | 211.20000000000002 | OPEN | node_8102602_200843974 | node_8102602_200843973 | AD | 8102602
oh_line_8102602_200843974 |  | bal_1P_2AC | 211.20000000000002 | OPEN | node_8102602_200843977 | node_8102602_200843974 | AD | 8102602
oh_line_8102602_200843975 |  | bal_1P_1/0AA | 158.4 | OPEN | node_8102602_200843974 | node_8102602_200843975 | AD | 8102602
oh_line_8102602_200843977 |  | bal_1P_2AC | 211.20000000000002 | OPEN | node_8102602_200843978 | node_8102602_200843977 | AD | 8102602
oh_line_8102602_200843978 |  | bal_1P_2AC | 105.60000000000001 | OPEN | node_8102602_200843979 | node_8102602_200843978 | AD | 8102602
oh_line_8102602_200843979 |  | bal_1P_2AC | 105.60000000000001 | OPEN | node_8102602_200843980 | node_8102602_200843979 | AD | 8102602
oh_line_8102602_200843980 |  | bal_1P_2AC | 158.4 | OPEN | node_8102602_200843981 | node_8102602_200843980 | AD | 8102602
oh_line_8102602_200843981 |  | bal_1P_2AC | 211.20000000000002 | OPEN | node_8102602_200843982 | node_8102602_200843981 | AD | 8102602
oh_line_8102602_200843982 |  | bal_1P_2AC | 211.20000000000002 | OPEN | node_8102602_200843983 | node_intto1_8102602_200843982 | AD | 8102602
oh_line_8102602_200843983 |  | bal_1P_2AC | 211.20000000000002 | OPEN | node_8102602_200843984 | node_8102602_200843983 | AD | 8102602
oh_line_8102602_200843984 |  | bal_1P_2AC | 211.20000000000002 | OPEN | node_8102602_200843985 | node_8102602_200843984 | AD | 8102602
oh_line_8102602_200843985 |  | bal_1P_2AC | 211.20000000000002 | OPEN | node_8102602_200843986 | node_8102602_200843985 | AD | 8102602
oh_line_8102602_200843986 |  | bal_1P_2AC | 211.20000000000002 | OPEN | node_8102602_200843987 | node_8102602_200843986 | AD | 8102602
oh_line_8102602_200843987 |  | bal_1P_2AC | 211.20000000000002 | OPEN | node_8102602_200843988 | node_8102602_200843987 | AD | 8102602
oh_line_8102602_200843988 |  | bal_1P_2AC | 211.20000000000002 | OPEN | node_8102602_200843989 | node_8102602_200843988 | AD | 8102602
oh_line_8102602_200843989 |  | bal_1P_2AC | 211.20000000000002 | OPEN | node_8102602_200843990 | node_8102602_200843989 | AD | 8102602
oh_line_8102602_200843990 |  | bal_1P_2AC | 211.20000000000002 | OPEN | node_8102602_200843991 | node_8102602_200843990 | AD | 8102602
oh_line_8102602_200843991 |  | bal_1P_2AC | 264 | OPEN | node_8102602_200843992 | node_8102602_200843991 | AD | 8102602
oh_line_8102602_200843992 |  | bal_1P_2AC | 264 | OPEN | node_8102602_200843993 | node_8102602_200843992 | AD | 8102602
oh_line_8102602_200843993 |  | bal_1P_336AC | 158.4 | OPEN | node_8102602_200843994 | node_8102602_200843993 | AD | 8102602
oh_line_8102602_200843994 |  | bal_1P_336AC | 211.20000000000002 | OPEN | node_8102602_200839374 | node_intto1_8102602_200843994 | AD | 8102602
oh_line_8102602_200843995 |  | bal_1P_1/0AA | 211.20000000000002 | OPEN | node_8102602_200843889 | node_8102602_200843995 | AD | 8102602
oh_line_8102602_200844000 |  | bal_1P_1/0AC | 211.20000000000002 | OPEN | node_8102602_200843886 | node_8102602_200844000 | AD | 8102602
oh_line_8102602_200844001 |  | bal_1P_1/0AC | 211.20000000000002 | OPEN | node_8102602_200844000 | node_8102602_200844001 | AD | 8102602
oh_line_8102602_200844006 |  | bal_1P_1/0AC | 158.4 | OPEN | node_8102602_200843891 | node_8102602_200844006 | AD | 8102602
oh_line_8102602_200844007 |  | bal_1P_1/0AC | 211.20000000000002 | OPEN | node_8102602_200843893 | node_intto1_8102602_200844007 | AD | 8102602
oh_line_8102602_200844018 |  | bal_1P_2AC | 158.4 | OPEN | node_8102602_200843901 | node_8102602_200844018 | AD | 8102602
oh_line_8102602_200844019 |  | bal_1P_2AC | 211.20000000000002 | OPEN | node_8102602_200844018 | node_8102602_200844019 | AD | 8102602
oh_line_8102602_200844020 |  | bal_1P_2AC | 211.20000000000002 | OPEN | node_8102602_200843904 | node_intto1_8102602_200844020 | AD | 8102602
oh_line_8102602_200844021 |  | bal_1P_2AC | 475.2 | OPEN | node_8102602_200844020 | node_8102602_200844021 | AD | 8102602
oh_line_8102602_200844022 |  | bal_1P_1/0AA | 105.60000000000001 | OPEN | node_8102602_200843906 | node_8102602_200844022 | AD | 8102602
oh_line_8102602_200844025 |  | bal_1P_2AC | 158.4 | OPEN | node_8102602_200843917 | node_8102602_200844025 | AD | 8102602
oh_line_8102602_200844028 |  | bal_1P_1/0AA | 158.4 | OPEN | node_8102602_200962229 | node_8102602_200844028 | AD | 8102602
oh_line_8102602_200844030 |  | bal_1P_1/0AA | 158.4 | OPEN | node_8102602_200844028 | node_8102602_200844030 | AD | 8102602
oh_line_8102602_200844031 |  | bal_1P_1/0AC | 211.20000000000002 | OPEN | node_8102602_200844030 | node_8102602_200844031 | AD | 8102602
oh_line_8102602_200844032 |  | bal_1P_2AC | 316.8 | OPEN | node_8102602_200982470 | node_8102602_200844032 | AD | 8102602
oh_line_8102602_200844033 |  | bal_1P_2AC | 158.4 | OPEN | node_8102602_200844032 | node_8102602_200844033 | AD | 8102602
oh_line_8102602_200844034 |  | bal_1P_2AC | 158.4 | OPEN | node_8102602_200844033 | node_8102602_200844034 | AD | 8102602
oh_line_8102602_200844037 |  | bal_1P_1/0AA | 211.20000000000002 | OPEN | node_8102602_200843945 | node_8102602_200844037 | AD | 8102602
oh_line_8102602_200844040 |  | bal_1P_1/0AC | 158.4 | OPEN | node_8102602_200843949 | node_8102602_200844040 | AD | 8102602
oh_line_8102602_200844041 |  | bal_1P_1/0AA | 316.8 | OPEN | node_8102602_200843952 | node_8102602_200844041 | AD | 8102602
oh_line_8102602_200844042 |  | bal_1P_1/0AA | 264 | OPEN | node_8102602_200844041 | node_8102602_200844042 | AD | 8102602
oh_line_8102602_200844043 |  | bal_1P_1/0AA | 105.60000000000001 | OPEN | node_8102602_200843960 | node_8102602_200844043 | AD | 8102602
oh_line_8102602_200844044 |  | bal_1P_1/0AA | 105.60000000000001 | OPEN | node_8102602_200844043 | node_8102602_200844044 | AD | 8102602
oh_line_8102602_200844046 |  | bal_1P_1/0AA | 211.20000000000002 | OPEN | node_8102602_200843962 | node_8102602_200844046 | AD | 8102602
oh_line_8102602_200844048 |  | bal_1P_6CU | 211.20000000000002 | OPEN | node_8102602_200843972 | node_8102602_200844048 | AD | 8102602
oh_line_8102602_200844049 |  | bal_1P_1/0AA | 211.20000000000002 | OPEN | node_8102602_200843975 | node_8102602_200844049 | AD | 8102602
oh_line_8102602_200844050 |  | bal_1P_1/0AA | 52.800000000000004 | OPEN | node_8102602_200843983 | node_intto1_8102602_200844050 | AD | 8102602
oh_line_8102602_200844051 |  | bal_1P_1/0AA | 52.800000000000004 | OPEN | node_8102602_200843990 | node_8102602_200844051 | AD | 8102602
oh_line_8102602_200844052 |  | bal_1P_1/0AA | 264 | OPEN | node_8102602_200844051 | node_8102602_200844052 | AD | 8102602
oh_line_8102602_200844054 |  | bal_1P_2AC | 158.4 | OPEN | node_8102602_200843993 | node_intto1_8102602_200844054 | AD | 8102602
oh_line_8102602_200844055 |  | bal_1P_2AC | 369.6 | OPEN | node_8102602_200844054 | node_8102602_200844055 | AD | 8102602
oh_line_8102602_200844057 |  | bal_1P_1/0AA | 211.20000000000002 | OPEN | node_8102602_200953670 | node_8102602_200844057 | AD | 8102602
oh_line_8102602_200844058 |  | bal_1P_2AC | 211.20000000000002 | OPEN | node_8102602_200844057 | node_8102602_200844058 | AD | 8102602
oh_line_8102602_200844059 |  | bal_1P_2AC | 105.60000000000001 | OPEN | node_8102602_200843919 | node_8102602_200844059 | AD | 8102602
oh_line_8102602_200844060 |  | bal_1P_2AC | 211.20000000000002 | OPEN | node_8102602_200844059 | node_8102602_200844060 | AD | 8102602
oh_line_8102602_200844064 |  | bal_1P_2AC | 264 | OPEN | node_8102602_200985559 | node_8102602_200844064 | AD | 8102602
oh_line_8102602_200844066 |  | bal_1P_2AC | 316.8 | OPEN | node_8102602_200968765 | node_8102602_200844066 | AD | 8102602
oh_line_8102602_200844067 |  | bal_1P_2AC | 264 | OPEN | node_8102602_200844066 | node_8102602_200844067 | AD | 8102602
oh_line_8102602_200844068 |  | bal_1P_2AC | 422.40000000000003 | OPEN | node_8102602_200844067 | node_8102602_200844068 | AD | 8102602
oh_line_8102602_200844069 |  | bal_1P_2AC | 316.8 | OPEN | node_8102602_200844068 | node_8102602_200844069 | AD | 8102602
oh_line_8102602_200844070 |  | bal_1P_2AC | 264 | OPEN | node_8102602_200844069 | node_8102602_200844070 | AD | 8102602
oh_line_8102602_200844071 |  | bal_1P_2AC | 316.8 | OPEN | node_8102602_200844070 | node_8102602_200844071 | AD | 8102602
oh_line_8102602_200844499 |  | bal_1P_DELTACUST | 264 | OPEN | node_8102602_200844521 | node_8102602_200844499 | AN | 8102602
oh_line_8102602_200844500 |  | bal_1P_1/0AC | 105.60000000000001 | OPEN | node_8102602_200843911 | node_8102602_200844500 | AD | 8102602
oh_line_8102602_200844501 |  | bal_1P_1/0AC | 369.6 | OPEN | node_8102602_200844500 | node_intto1_8102602_200844501 | AD | 8102602
oh_line_8102602_200844502 |  | bal_1P_1/0AC | 211.20000000000002 | OPEN | node_8102602_200844501 | node_8102602_200844502 | AD | 8102602
oh_line_8102602_200844503 |  | bal_1P_1/0AC | 211.20000000000002 | OPEN | node_8102602_200844501 | node_8102602_200844503 | AD | 8102602
oh_line_8102602_200844504 |  | bal_1P_1/0AC | 316.8 | OPEN | node_8102602_200844501 | node_8102602_200844504 | AD | 8102602
oh_line_8102602_200844505 |  | bal_1P_1/0AC | 316.8 | OPEN | node_8102602_200844504 | node_8102602_200844505 | AD | 8102602
oh_line_8102602_200844506 |  | bal_1P_2AC | 211.20000000000002 | OPEN | node_8102602_200844522 | node_8102602_200844506 | AD | 8102602
oh_line_8102602_200844507 |  | bal_1P_2AC | 211.20000000000002 | OPEN | node_8102602_200844506 | node_8102602_200844507 | AD | 8102602
oh_line_8102602_200844508 |  | bal_1P_1/0AC | 369.6 | OPEN | node_8102602_200844507 | node_8102602_200844508 | AD | 8102602
oh_line_8102602_200844510 |  | bal_1P_1/0AC | 369.6 | OPEN | node_8102602_200844508 | node_8102602_200844510 | AD | 8102602
oh_line_8102602_200844511 |  | bal_1P_1/0AC | 369.6 | OPEN | node_8102602_200844510 | node_8102602_200844511 | AD | 8102602
oh_line_8102602_200844512 |  | bal_1P_2AC | 52.800000000000004 | OPEN | node_8102602_200844505 | node_8102602_200844512 | AD | 8102602
oh_line_8102602_200844513 |  | bal_1P_2AC | 211.20000000000002 | OPEN | node_8102602_200844512 | node_8102602_200844513 | AD | 8102602
oh_line_8102602_200844514 |  | bal_1P_2AC | 211.20000000000002 | OPEN | node_8102602_200844513 | node_8102602_200844514 | AD | 8102602
oh_line_8102602_200844515 |  | bal_1P_2AC | 422.40000000000003 | OPEN | node_8102602_200844514 | node_8102602_200844515 | AD | 8102602
oh_line_8102602_200844516 |  | bal_1P_2AC | 316.8 | OPEN | node_8102602_200844515 | node_8102602_200844516 | AD | 8102602
oh_line_8102602_200844517 |  | bal_1P_2AC | 369.6 | OPEN | node_8102602_200844516 | node_8102602_200844517 | AD | 8102602
oh_line_8102602_200844518 |  | bal_1P_2AC | 422.40000000000003 | OPEN | node_8102602_200844517 | node_8102602_200844518 | AD | 8102602
oh_line_8102602_200844519 |  | bal_1P_1/0AA | 211.20000000000002 | OPEN | node_8102602_200844518 | node_8102602_200844519 | AD | 8102602
oh_line_8102602_200844520 |  | bal_1P_2AC | 52.800000000000004 | OPEN | node_8102602_200964450 | node_8102602_200844520 | AD | 8102602
oh_line_8102602_200844521 |  | bal_1P_1/0AA | 52.800000000000004 | OPEN | node_8102602_200844520 | node_8102602_200844521 | AD | 8102602
oh_line_8102602_200844522 |  | bal_1P_2AC | 369.6 | OPEN | node_8102602_200844520 | node_8102602_200844522 | AD | 8102602
oh_line_8102602_200844523 |  | bal_1P_1/0AA | 105.60000000000001 | OPEN | node_8102602_200844522 | node_8102602_200844523 | AD | 8102602
oh_line_8102602_200844533 |  | bal_1P_2AC | 52.800000000000004 | OPEN | node_8102602_200843878 | node_intto1_8102602_200844533 | AD | 8102602
oh_line_8102602_200844534 |  | bal_1P_2AC | 316.8 | OPEN | node_8102602_200844533 | node_8102602_200844534 | AD | 8102602
oh_line_8102602_200844535 |  | bal_1P_2AC | 316.8 | OPEN | node_8102602_200844534 | node_8102602_200844535 | AD | 8102602
oh_line_8102602_200844608 |  | bal_1P_2AC | 211.20000000000002 | OPEN | node_8102602_200843788 | node_8102602_200844608 | AD | 8102602
oh_line_8102602_200844609 |  | bal_1P_2AC | 211.20000000000002 | OPEN | node_8102602_200844608 | node_8102602_200844609 | AD | 8102602
oh_line_8102602_200844610 |  | bal_1P_2AC | 211.20000000000002 | OPEN | node_8102602_200844609 | node_8102602_200844610 | AD | 8102602
oh_line_8102602_200844611 |  | bal_1P_2AC | 211.20000000000002 | OPEN | node_8102602_200844610 | node_8102602_200844611 | AD | 8102602
oh_line_8102602_200844612-1 |  | bal_1P_1/0AA | 0 | OPEN | node_220465121 | node_8102602_200844612 | AD | 8102602
oh_line_8102602_200844612-2 |  | bal_1P_1/0AA | 0 | OPEN | node_220623968 | node_intto1_220465121 | AD | 8102602
oh_line_8102602_200844612-3 |  | bal_1P_1/0AA | 158.4 | OPEN | node_8102602_200844611 | node_intto1_220623968 | AD | 8102602
oh_line_8102602_200844613 |  | bal_1P_2AC | 158.4 | OPEN | node_8102602_200844610 | node_8102602_200844613 | AD | 8102602
oh_line_8102602_200844614 |  | bal_1P_2AC | 105.60000000000001 | OPEN | node_8102602_200844613 | node_8102602_200844614 | AD | 8102602
oh_line_8102602_200844615 |  | bal_1P_2AC | 211.20000000000002 | OPEN | node_8102602_200844614 | node_8102602_200844615 | AD | 8102602
oh_line_8102602_200844616 |  | bal_1P_2AC | 211.20000000000002 | OPEN | node_8102602_200844615 | node_8102602_200844616 | AD | 8102602
oh_line_8102602_200844748 |  | bal_1P_1/0AA | 316.8 | OPEN | node_8102602_200843968 | node_intto1_8102602_200844748 | AD | 8102602
oh_line_8102602_200844749 |  | bal_1P_1/0AA | 369.6 | OPEN | node_8102602_200844748 | node_intto1_8102602_200844749 | AD | 8102602
oh_line_8102602_200844750 |  | bal_1P_1/0AA | 264 | OPEN | node_8102602_200844749 | node_8102602_200844750 | AD | 8102602
oh_line_8102602_200844751 |  | bal_1P_1/0AA | 211.20000000000002 | OPEN | node_8102602_200844750 | node_8102602_200844751 | AD | 8102602
oh_line_8102602_200844752 |  | bal_1P_1/0AA | 316.8 | OPEN | node_8102602_200844751 | node_8102602_200844752 | AD | 8102602
oh_line_8102602_200844753 |  | bal_1P_1/0AA | 316.8 | OPEN | node_8102602_200844752 | node_8102602_200844753 | AD | 8102602
oh_line_8102602_200844754 |  | bal_1P_1/0AA | 264 | OPEN | node_8102602_200844753 | node_8102602_200844754 | AD | 8102602
oh_line_8102602_200844755 |  | bal_1P_1/0AA | 264 | OPEN | node_8102602_200844754 | node_8102602_200844755 | AD | 8102602
oh_line_8102602_200844756 |  | bal_1P_1/0AA | 264 | OPEN | node_8102602_200844755 | node_8102602_200844756 | AD | 8102602
oh_line_8102602_200844757 |  | bal_1P_1/0AA | 211.20000000000002 | OPEN | node_8102602_200844756 | node_8102602_200844757 | AD | 8102602
oh_line_8102602_200845143 |  | bal_3P_336AC | 158.4 | OPEN | node_8102602_200845144 | node_8102602_200845143 | ABCD | 8102602
oh_line_8102602_200845144 |  | bal_3P_336AC | 211.20000000000002 | OPEN | node_8102602_200845145 | node_8102602_200845144 | ABCD | 8102602
oh_line_8102602_200845145 |  | bal_3P_336AC | 211.20000000000002 | OPEN | node_8102602_200845146 | node_8102602_200845145 | ABCD | 8102602
oh_line_8102602_200845146 |  | bal_3P_336AC | 52.800000000000004 | OPEN | node_8102602_200845438 | node_8102602_200845146 | ABCD | 8102602
oh_line_8102602_200845147 |  | bal_3P_336AC | 158.4 | OPEN | node_8102602_200845146 | node_8102602_200845147 | ABCD | 8102602
oh_line_8102602_200845148 |  | bal_3P_336AC | 105.60000000000001 | OPEN | node_8102602_200845147 | node_8102602_200845148 | ABCD | 8102602
oh_line_8102602_200845149 |  | bal_1P_1/0AC | 105.60000000000001 | OPEN | node_8102602_200845148 | node_8102602_200845149 | AD | 8102602
oh_line_8102602_200845150 |  | bal_1P_336AC | 158.4 | OPEN | node_8102602_200845148 | node_intto1_8102602_200845150 | AD | 8102602
oh_line_8102602_200845151 |  | bal_1P_336AC | 211.20000000000002 | OPEN | node_8102602_200845150 | node_8102602_200845151 | AD | 8102602
oh_line_8102602_200845154 |  | bal_1P_336AC | 158.4 | OPEN | node_8102602_200845151 | node_8102602_200845154 | AD | 8102602
oh_line_8102602_200845156 |  | bal_1P_2AC | 264 | OPEN | node_8102602_200845154 | node_8102602_200845156 | AD | 8102602
oh_line_8102602_200845158 |  | bal_1P_2AC | 211.20000000000002 | OPEN | node_8102602_200845156 | node_8102602_200845158 | AD | 8102602
oh_line_8102602_200845159 |  | bal_1P_2AC | 211.20000000000002 | OPEN | node_8102602_200845158 | node_8102602_200845159 | AD | 8102602
oh_line_8102602_200845160 |  | bal_1P_2AC | 211.20000000000002 | OPEN | node_8102602_200845159 | node_8102602_200845160 | AD | 8102602
oh_line_8102602_200845437 |  | bal_3P_336AC | 475.2 | OPEN | node_8102602_200846681 | node_8102602_200845437 | ABCD | 8102602
oh_line_8102602_200845438 |  | bal_3P_336AC | 316.8 | OPEN | node_8102602_200845437 | node_intto1_8102602_200845438 | ABCD | 8102602
oh_line_8102602_200846003 |  | bal_1P_1/0AC | 211.20000000000002 | OPEN | node_8102602_200846038 | node_8102602_200846003 | AD | 8102602
oh_line_8102602_200846004 |  | bal_1P_1/0AC | 211.20000000000002 | OPEN | node_8102602_200846003 | node_8102602_200846004 | AD | 8102602
oh_line_8102602_200846005 |  | bal_1P_1/0AC | 211.20000000000002 | OPEN | node_8102602_200846004 | node_8102602_200846005 | AD | 8102602
oh_line_8102602_200846006 |  | bal_1P_1/0AC | 316.8 | OPEN | node_8102602_200846003 | node_8102602_200846006 | AD | 8102602
oh_line_8102602_200846007 |  | bal_1P_1/0AC | 264 | OPEN | node_8102602_200846006 | node_8102602_200846007 | AD | 8102602
oh_line_8102602_200846010 |  | bal_1P_1/0AC | 211.20000000000002 | OPEN | node_8102602_200846006 | node_8102602_200846010 | AD | 8102602
oh_line_8102602_200846011 |  | bal_1P_2AC | 264 | OPEN | node_8102602_200846010 | node_8102602_200846011 | AD | 8102602
oh_line_8102602_200846012 |  | bal_1P_2AC | 475.2 | OPEN | node_8102602_200846011 | node_8102602_200846012 | AD | 8102602
oh_line_8102602_200846013 |  | bal_1P_2AC | 475.2 | OPEN | node_8102602_200846012 | node_8102602_200846013 | AD | 8102602
oh_line_8102602_200846014 |  | bal_1P_2AC | 369.6 | OPEN | node_8102602_200846013 | node_8102602_200846014 | AD | 8102602
oh_line_8102602_200846015 |  | bal_1P_2AC | 211.20000000000002 | OPEN | node_8102602_312145150 | node_8102602_200846015 | AD | 8102602
oh_line_8102602_200846016 |  | bal_1P_2AC | 369.6 | OPEN | node_8102602_200846015 | node_8102602_200846016 | AD | 8102602
oh_line_8102602_200846017 |  | bal_1P_2AC | 475.2 | OPEN | node_8102602_200846016 | node_8102602_200846017 | AD | 8102602
oh_line_8102602_200846018 |  | bal_1P_1/0AA | 211.20000000000002 | OPEN | node_8102602_200846016 | node_8102602_200846018 | AD | 8102602
oh_line_8102602_200846019 |  | bal_1P_1/0AA | 211.20000000000002 | OPEN | node_8102602_200846017 | node_8102602_200846019 | AD | 8102602
oh_line_8102602_200846020 |  | bal_1P_1/0AA | 264 | OPEN | node_8102602_200846019 | node_8102602_200846020 | AD | 8102602
oh_line_8102602_200846021 |  | bal_1P_2AC | 422.40000000000003 | OPEN | node_8102602_200846016 | node_8102602_200846021 | AD | 8102602
oh_line_8102602_200846023 |  | bal_3P_1/0AC | 316.8 | OPEN | node_8102602_200846712 | node_8102602_200846023 | ABCD | 8102602
oh_line_8102602_200846024 |  | bal_3P_1/0AC | 52.800000000000004 | OPEN | node_8102602_200846023 | node_8102602_200846024 | ABCD | 8102602
oh_line_8102602_200846025-1 |  | bal_3P_1/0AC | 105.60000000000001 | OPEN | node_8102602_200846024 | node_1376700_751_15379966_89 | ABCD | 8102602
oh_line_8102602_200846025-2 |  | bal_3P_1/0AC | 0 | OPEN | node_1376700_751_15379966_89 | node_8102602_200846025 | ABCD | 8102602
oh_line_8102602_200846026 |  | bal_3P_1/0AC | 264 | OPEN | node_8102602_200846025 | node_intto1_8102602_200846026 | ABCD | 8102602
oh_line_8102602_200846027 |  | bal_3P_1/0AC | 264 | OPEN | node_8102602_200846026 | node_8102602_200846027 | ABCD | 8102602
oh_line_8102602_200846028 |  | bal_3P_1/0AC | 316.8 | OPEN | node_8102602_200846027 | node_intto1_8102602_200846028 | ABCD | 8102602
oh_line_8102602_200846029 |  | bal_1P_1/0AC | 211.20000000000002 | OPEN | node_8102602_200846028 | node_8102602_200846029 | AD | 8102602
oh_line_8102602_200846031 |  | bal_3P_2AC | 211.20000000000002 | OPEN | node_8102602_200846028 | node_8102602_200846031 | ABCD | 8102602
oh_line_8102602_200846032 |  | bal_3P_2AC | 158.4 | OPEN | node_8102602_200846031 | node_8102602_200846032 | ABCD | 8102602
oh_line_8102602_200846033 |  | bal_1P_1/0AC | 211.20000000000002 | OPEN | node_8102602_200846032 | node_8102602_200846033 | AD | 8102602
oh_line_8102602_200846035 |  | bal_1P_1/0AC | 211.20000000000002 | OPEN | node_8102602_200846033 | node_8102602_200846035 | AD | 8102602
oh_line_8102602_200846036 |  | bal_1P_1/0AC | 158.4 | OPEN | node_8102602_200846035 | node_8102602_200846036 | AD | 8102602
oh_line_8102602_200846038 |  | bal_1P_1/0AC | 158.4 | OPEN | node_8102602_200846033 | node_8102602_200846038 | AD | 8102602
oh_line_8102602_200846499 |  | bal_3P_6CU | 158.4 | OPEN | node_8102602_200846501 | node_8102602_200846499 | ABCD | 8102602
oh_line_8102602_200846501 |  | bal_3P_6CU | 105.60000000000001 | OPEN | node_8102602_200846502 | node_8102602_200846501 | ABCD | 8102602
oh_line_8102602_200846502 |  | bal_3P_6CU | 158.4 | OPEN | node_8102602_200846510 | node_8102602_200846502 | ABCD | 8102602
oh_line_8102602_200846503 |  | bal_1P_1/0AC | 52.800000000000004 | OPEN | node_8102602_200846502 | node_intto1_8102602_200846503 | AD | 8102602
oh_line_8102602_200846504 |  | bal_1P_1/0AC | 105.60000000000001 | OPEN | node_8102602_200846503 | node_8102602_200846504 | AD | 8102602
oh_line_8102602_200846510 |  | bal_3P_6CU | 158.4 | OPEN | node_8102602_200846513 | node_8102602_200846510 | ABCD | 8102602
oh_line_8102602_200846513 |  | bal_3P_6CU | 211.20000000000002 | OPEN | node_8102602_200846517 | node_8102602_200846513 | ABCD | 8102602
oh_line_8102602_200846514 |  | bal_1P_1/0AA | 316.8 | OPEN | node_8102602_200846513 | node_8102602_200846514 | AD | 8102602
oh_line_8102602_200846515 |  | bal_1P_1/0AA | 105.60000000000001 | OPEN | node_8102602_200846514 | node_8102602_200846515 | AD | 8102602
oh_line_8102602_200846516 |  | bal_1P_1/0AA | 158.4 | OPEN | node_8102602_200846515 | node_8102602_200846516 | AD | 8102602
oh_line_8102602_200846517 |  | bal_3P_6CU | 158.4 | OPEN | node_8102602_200846518 | node_8102602_200846517 | ABCD | 8102602
oh_line_8102602_200846518 |  | bal_3P_6CU | 211.20000000000002 | OPEN | node_8102602_201066647 | node_8102602_200846518 | ABCD | 8102602
oh_line_8102602_200846520 |  | bal_3P_6CU | 264 | OPEN | node_8102602_200846521 | node_8102602_200846520 | ABCD | 8102602
oh_line_8102602_200846521 |  | bal_3P_6CU | 52.800000000000004 | OPEN | node_8102602_200846522 | node_8102602_200846521 | ABCD | 8102602
oh_line_8102602_200846522 |  | bal_3P_6CU | 52.800000000000004 | OPEN | node_8102602_200846523 | node_intto1_8102602_200846522 | ABCD | 8102602
oh_line_8102602_200846523 |  | bal_3P_6CU | 158.4 | OPEN | node_8102602_200846524 | node_8102602_200846523 | ABCD | 8102602
oh_line_8102602_200846524 |  | bal_3P_2AC | 158.4 | OPEN | node_8102602_200846532 | node_8102602_200846524 | ABCD | 8102602
oh_line_8102602_200846525 |  | bal_3P_2AC | 105.60000000000001 | OPEN | node_8102602_200846524 | node_8102602_200846525 | ABCD | 8102602
oh_line_8102602_200846526 |  | bal_3P_2AC | 158.4 | OPEN | node_8102602_200846525 | node_8102602_200846526 | ABCD | 8102602
oh_line_8102602_200846527 |  | bal_3P_2AC | 316.8 | OPEN | node_8102602_200846526 | node_8102602_200846527 | ABCD | 8102602
oh_line_8102602_200846529 |  | bal_1P_1/0AA | 264 | OPEN | node_8102602_200846527 | node_8102602_200846529 | AD | 8102602
oh_line_8102602_200846530 |  | bal_1P_1/0AA | 264 | OPEN | node_8102602_200846529 | node_8102602_200846530 | AD | 8102602
oh_line_8102602_200846531 |  | bal_1P_1/0AA | 264 | OPEN | node_8102602_200846530 | node_8102602_200846531 | AD | 8102602
oh_line_8102602_200846532 |  | bal_3P_2AC | 158.4 | OPEN | node_8102602_200846533 | node_8102602_200846532 | ABCD | 8102602
oh_line_8102602_200846533 |  | bal_3P_336AC | 105.60000000000001 | OPEN | node_8102602_200846536 | node_8102602_200846533 | ABCD | 8102602
oh_line_8102602_200846534 |  | bal_3P_1/0AA | 105.60000000000001 | OPEN | node_8102602_200846533 | node_8102602_200846534 | ABCD | 8102602
oh_line_8102602_200846536 |  | bal_3P_336AC | 211.20000000000002 | OPEN | node_8102602_200846537 | node_8102602_200846536 | ABCD | 8102602
oh_line_8102602_200846537 |  | bal_3P_336AC | 264 | OPEN | node_8102602_200845143 | node_8102602_200846537 | ABCD | 8102602
oh_line_8102602_200846550 |  | bal_3P_6CU | 158.4 | OPEN | node_8102602_200846557 | node_8102602_200846550 | ABCD | 8102602
oh_line_8102602_200846551 |  | bal_1P_1/0AA | 105.60000000000001 | OPEN | node_8102602_200846550 | node_8102602_200846551 | AD | 8102602
oh_line_8102602_200846552 |  | bal_1P_1/0AA | 264 | OPEN | node_8102602_200846551 | node_intto1_8102602_200846552 | AD | 8102602
oh_line_8102602_200846557 |  | bal_3P_6CU | 105.60000000000001 | OPEN | node_8102602_200846499 | node_8102602_200846557 | ABCD | 8102602
oh_line_8102602_200846673 |  | bal_3P_336AC | 264 | OPEN | node_8102602_200846802 | node_8102602_200846673 | ABCD | 8102602
oh_line_8102602_200846675 |  | bal_3P_336AC | 264 | OPEN | node_8102602_200846673 | node_8102602_200846675 | ABCD | 8102602
oh_line_8102602_200846676 |  | bal_3P_336AC | 211.20000000000002 | OPEN | node_8102602_200846675 | node_8102602_200846676 | ABCD | 8102602
oh_line_8102602_200846677 |  | bal_3P_336AC | 105.60000000000001 | OPEN | node_8102602_200846676 | node_8102602_200846677 | ABCD | 8102602
oh_line_8102602_200846678 |  | bal_3P_336AC | 105.60000000000001 | OPEN | node_8102602_200846677 | node_8102602_200846678 | ABCD | 8102602
oh_line_8102602_200846679 |  | bal_3P_336AC | 0 | OPEN | node_8102602_200846678 | node_8102602_200846679 | ABCD | 8102602
oh_line_8102602_200846680 |  | bal_3P_336AC | 316.8 | OPEN | node_8102602_200846679 | node_8102602_200846680 | ABCD | 8102602
oh_line_8102602_200846681 |  | bal_3P_336AC | 264 | OPEN | node_8102602_200846680 | node_8102602_200846681 | ABCD | 8102602
oh_line_8102602_200846682 |  | bal_3P_1/0AC | 211.20000000000002 | OPEN | node_8102602_200846023 | node_intto1_8102602_200846682 | ABCD | 8102602
oh_line_8102602_200846683 |  | bal_3P_1/0AC | 264 | OPEN | node_8102602_200846682 | node_8102602_200846683 | ABCD | 8102602
oh_line_8102602_200846684 |  | bal_3P_1/0AC | 316.8 | OPEN | node_8102602_200846683 | node_8102602_200846684 | ABCD | 8102602
oh_line_8102602_200846686 |  | bal_3P_1/0AC | 211.20000000000002 | OPEN | node_8102602_200846684 | node_8102602_200846686 | ABCD | 8102602
oh_line_8102602_200846687 |  | bal_3P_1/0AC | 316.8 | OPEN | node_8102602_200846686 | node_8102602_200846687 | ABCD | 8102602
oh_line_8102602_200846688 |  | bal_3P_2AC | 158.4 | OPEN | node_8102602_200846687 | node_8102602_200846688 | ABCD | 8102602
oh_line_8102602_200846691 |  | bal_3P_2AC | 369.6 | OPEN | node_8102602_200846688 | node_8102602_200846691 | ABCD | 8102602
oh_line_8102602_200846692 |  | bal_1P_1/0AC | 158.4 | OPEN | node_8102602_200846691 | node_8102602_200846692 | AD | 8102602
oh_line_8102602_200846694 |  | bal_3P_2AC | 369.6 | OPEN | node_8102602_200846691 | node_8102602_200846694 | ABCD | 8102602
oh_line_8102602_200846695 |  | bal_1P_1/0AA | 211.20000000000002 | OPEN | node_8102602_200846694 | node_8102602_200846695 | AD | 8102602
oh_line_8102602_200846712 |  | bal_3P_1/0AC | 52.800000000000004 | OPEN | node_8102602_200846533 | node_8102602_200846712 | ABCD | 8102602
oh_line_8102602_200846801-1 |  | bal_1P_1/0AC | 0 | OPEN | node_220416404 | node_8102602_200846801 | AD | 8102602
oh_line_8102602_200846801-2 |  | bal_1P_1/0AC | 0 | OPEN | node_220465098 | node_intto1_220416404 | AD | 8102602
oh_line_8102602_200846801-3 |  | bal_1P_1/0AC | 211.20000000000002 | OPEN | node_220388763 | node_intto1_220465098 | AD | 8102602
oh_line_8102602_200846801-4 |  | bal_1P_1/0AC | 0 | OPEN | node_8102602_200840270 | node_intto1_220388763 | AD | 8102602
oh_line_8102602_200846802 |  | bal_3P_336AC | 211.20000000000002 | OPEN | node_8102602_200911534 | node_8102602_200846802 | ABCD | 8102602
oh_line_8102602_200911531 |  | bal_3P_1/0AC | 52.800000000000004 | OPEN | node_8102602_200846023 | node_intto1_8102602_200911531 | ABCD | 8102602
oh_line_8102602_200911534-1 |  | bal_3P_336AC | 0 | OPEN | node_311897257 | node_intto1_1374746_127_15378195_325 | ABCD | 8102602
oh_line_8102602_200911534-2 |  | bal_3P_336AC | 0 | OPEN | node_8102602_200911534 | node_intto1_311897257 | ABCD | 8102602
oh_line_8102602_200911534-3 |  | bal_3P_336AC | 105.60000000000001 | OPEN | node_SOURCE_8102602 | node_8102602_200911534 | ABCD | 8102602
oh_line_8102602_200911537 |  | bal_1P_1/0AA | 105.60000000000001 | OPEN | node_8102602_200846802 | node_8102602_200911537 | AD | 8102602
oh_line_8102602_200953670 |  | bal_1P_2AC | 422.40000000000003 | OPEN | node_8102602_200844055 | node_8102602_200953670 | AD | 8102602
oh_line_8102602_200953671 |  | bal_1P_1/0AA | 105.60000000000001 | OPEN | node_8102602_200953670 | node_intto1_8102602_200953671 | AD | 8102602
oh_line_8102602_200959362 |  | bal_1P_1/0AA | 264 | OPEN | node_8102602_200840132 | node_8102602_200959362 | AD | 8102602
oh_line_8102602_200959363 |  | bal_1P_1/0AA | 211.20000000000002 | OPEN | node_8102602_200959362 | node_8102602_200959363 | AD | 8102602
oh_line_8102602_200962229 |  | bal_1P_1/0AA | 105.60000000000001 | OPEN | node_8102602_200843924 | node_intto1_8102602_200962229 | AD | 8102602
oh_line_8102602_200963023 |  | bal_1P_1/0AA | 52.800000000000004 | OPEN | node_8102602_200978360 | node_8102602_200963023 | AD | 8102602
oh_line_8102602_200964450 |  | bal_1P_2AC | 264 | OPEN | node_8102602_200844518 | node_8102602_200964450 | AD | 8102602
oh_line_8102602_200964451 |  | bal_1P_1/0AA | 211.20000000000002 | OPEN | node_8102602_200964450 | node_8102602_200964451 | AD | 8102602
oh_line_8102602_200966331 |  | bal_1P_2AC | 211.20000000000002 | OPEN | node_8102602_200844535 | node_8102602_200966331 | AD | 8102602
oh_line_8102602_200968765 |  | bal_1P_2AC | 105.60000000000001 | OPEN | node_8102602_200985559 | node_8102602_200968765 | AD | 8102602
oh_line_8102602_200969726 |  | bal_1P_1/0AA | 264 | OPEN | node_8102602_200846531 | node_8102602_200969726 | AD | 8102602
oh_line_8102602_200969732 |  | bal_1P_1/0AA | 264 | OPEN | node_8102602_200846530 | node_8102602_200969732 | AD | 8102602
oh_line_8102602_200978360 |  | bal_1P_4CU | 264 | OPEN | node_8102602_200846550 | node_8102602_200978360 | AD | 8102602
oh_line_8102602_200980883 |  | bal_1P_2AC | 211.20000000000002 | OPEN | node_8102602_200843952 | node_8102602_200980883 | AD | 8102602
oh_line_8102602_200982466 |  | bal_1P_2AC | 211.20000000000002 | OPEN | node_8102602_200982467 | node_8102602_200982466 | AD | 8102602
oh_line_8102602_200982467 |  | bal_1P_2AC | 211.20000000000002 | OPEN | node_8102602_200982468 | node_8102602_200982467 | AD | 8102602
oh_line_8102602_200982468 |  | bal_1P_2AC | 158.4 | OPEN | node_8102602_200982469 | node_8102602_200982468 | AD | 8102602
oh_line_8102602_200982469 |  | bal_1P_2AC | 158.4 | OPEN | node_8102602_200982470 | node_8102602_200982469 | AD | 8102602
oh_line_8102602_200982470 |  | bal_1P_2AC | 211.20000000000002 | OPEN | node_8102602_200982471 | node_8102602_200982470 | AD | 8102602
oh_line_8102602_200982471 |  | bal_1P_2AC | 158.4 | OPEN | node_8102602_200982472 | node_8102602_200982471 | AD | 8102602
oh_line_8102602_200982472 |  | bal_1P_2AC | 158.4 | OPEN | node_8102602_200982473 | node_8102602_200982472 | AD | 8102602
oh_line_8102602_200982473 |  | bal_1P_2AC | 211.20000000000002 | OPEN | node_8102602_200982474 | node_8102602_200982473 | AD | 8102602
oh_line_8102602_200982474 |  | bal_1P_2AC | 211.20000000000002 | OPEN | node_8102602_200982475 | node_8102602_200982474 | AD | 8102602
oh_line_8102602_200982475 |  | bal_1P_2AC | 264 | OPEN | node_8102602_200982476 | node_8102602_200982475 | AD | 8102602
oh_line_8102602_200982476 |  | bal_1P_2AC | 264 | OPEN | node_8102602_200982477 | node_8102602_200982476 | AD | 8102602
oh_line_8102602_200982477 |  | bal_1P_2AC | 105.60000000000001 | OPEN | node_8102602_200982478 | node_8102602_200982477 | AD | 8102602
oh_line_8102602_200982478 |  | bal_1P_2AC | 528 | OPEN | node_8102602_200843944 | node_intto1_8102602_200982478 | AD | 8102602
oh_line_8102602_200984544 |  | bal_1P_1/0AA | 105.60000000000001 | OPEN | node_8102602_200984546 | node_8102602_200984544 | AD | 8102602
oh_line_8102602_200984545 |  | bal_1P_1/0AA | 264 | OPEN | node_8102602_200984544 | node_8102602_200984545 | AD | 8102602
oh_line_8102602_200984546 |  | bal_1P_1/0AA | 264 | OPEN | node_8102602_200982476 | node_8102602_200984546 | AD | 8102602
oh_line_8102602_200985559 |  | bal_1P_2AC | 211.20000000000002 | OPEN | node_8102602_200844060 | node_8102602_200985559 | AD | 8102602
oh_line_8102602_201026874 |  | bal_3P_1/0AC | 52.800000000000004 | OPEN | node_8102602_200846028 | node_8102602_201026874 | ABCD | 8102602
oh_line_8102602_201042072 |  | bal_1P_DELTACUST | 52.800000000000004 | OPEN | node_8102602_311886767 | node_8102602_201042072 | AN | 8102602
oh_line_8102602_201066647 |  | bal_3P_6CU | 158.4 | OPEN | node_8102602_200846520 | node_8102602_201066647 | ABCD | 8102602
oh_line_8102602_310042196 |  | bal_1P_2AC | 105.60000000000001 | OPEN | node_8102602_200843924 | node_intto1_8102602_310042196 | AD | 8102602
oh_line_8102602_311856267 |  | bal_1P_1/0AC | 158.4 | OPEN | node_8102602_200846007 | node_8102602_311856267 | AD | 8102602
oh_line_8102602_311859274 |  | bal_1P_2AC | 211.20000000000002 | OPEN | node_8102602_200982466 | node_8102602_311859274 | AD | 8102602
oh_line_8102602_311886767 |  | bal_1P_2AC | 264 | OPEN | node_8102602_200843888 | node_8102602_311886767 | AD | 8102602
oh_line_8102602_311889196 |  | bal_1P_1/0AA | 475.2 | OPEN | node_8102602_200844751 | node_8102602_311889196 | AD | 8102602
oh_line_8102602_311899694 |  | bal_1P_1/0AA | 264 | OPEN | node_8102602_200844050 | node_8102602_311899694 | AD | 8102602
oh_line_8102602_311899695 |  | bal_1P_1/0AA | 264 | OPEN | node_8102602_311899694 | node_8102602_311899695 | AD | 8102602
oh_line_8102602_311985969 |  | bal_1P_1/0AA | 211.20000000000002 | OPEN | node_8102602_200846020 | node_8102602_311985969 | AD | 8102602
oh_line_8102602_311995284 |  | bal_1P_1/0AA | 158.4 | OPEN | node_8102602_200839376 | node_8102602_311995284 | AD | 8102602
oh_line_8102602_312046702 |  | bal_1P_1/0AA | 52.800000000000004 | OPEN | node_8102602_200843995 | node_8102602_312046702 | AD | 8102602
oh_line_8102602_312070904 |  | bal_1P_1/0AA | 105.60000000000001 | OPEN | node_8102602_200844523 | node_8102602_312070904 | AD | 8102602
oh_line_8102602_312145150 |  | bal_1P_2AC | 105.60000000000001 | OPEN | node_8102602_200840001 | node_8102602_312145150 | AD | 8102602
oh_line_TAP_OH_900076 |  | unb_TAPWIRE_OH | 52.800000000000004 | OPEN | node_8102602_200839375 | node_1373301_948_15374051_845 | AN | 8102602
oh_line_TAP_OH_900077 |  | unb_TAPWIRE_OH | 52.800000000000004 | OPEN | node_8102602_200839377 | node_1373379_224_15374451_182 | AN | 8102602
oh_line_TAP_OH_900078 |  | unb_TAPWIRE_OH | 52.800000000000004 | OPEN | node_8102602_200839381 | node_1373598_19_15374979_191 | AN | 8102602
oh_line_TAP_OH_900079 |  | unb_TAPWIRE_OH | 52.800000000000004 | OPEN | node_8102602_200839383 | node_1373763_991_15375334_311 | AN | 8102602
oh_line_TAP_OH_900080 |  | unb_TAPWIRE_OH | 52.800000000000004 | OPEN | node_8102602_200839385 | node_1373865_673_15375789_021 | AN | 8102602
oh_line_TAP_OH_900090 |  | unb_TAPWIRE_OH | 52.800000000000004 | OPEN | node_8102602_200839465 | node_1373520_112_15375382_817 | AN | 8102602
oh_line_TAP_OH_900091 |  | unb_TAPWIRE_OH | 52.800000000000004 | OPEN | node_8102602_200839468 | node_1373532_528_15376321_43 | AN | 8102602
oh_line_TAP_OH_900092 |  | unb_TAPWIRE_OH | 52.800000000000004 | OPEN | node_8102602_200839469 | node_1373913_938_15376817_523 | AN | 8102602
oh_line_TAP_OH_900096 |  | unb_TAPWIRE_OH | 52.800000000000004 | OPEN | node_8102602_200839485 | node_1374578_403_15381073_108 | AN | 8102602
oh_line_TAP_OH_900097 |  | unb_TAPWIRE_OH | 52.800000000000004 | OPEN | node_8102602_200839486 | node_1374425_825_15381189_712 | AN | 8102602
oh_line_TAP_OH_900098 |  | unb_TAPWIRE_OH | 52.800000000000004 | OPEN | node_8102602_200839487 | node_1374271_365_15381238_702 | AN | 8102602
oh_line_TAP_OH_900099 |  | unb_TAPWIRE_OH | 52.800000000000004 | OPEN | node_8102602_200839490 | node_1373886_006_15381608_055 | AN | 8102602
oh_line_TAP_OH_900100 |  | unb_TAPWIRE_OH | 52.800000000000004 | OPEN | node_8102602_200839491 | node_1373656_077_15381621_628 | AN | 8102602
oh_line_TAP_OH_900101 |  | unb_TAPWIRE_OH | 52.800000000000004 | OPEN | node_8102602_200839492 | node_1373467_514_15381763_342 | AN | 8102602
oh_line_TAP_OH_900102 |  | unb_TAPWIRE_OH | 52.800000000000004 | OPEN | node_8102602_200839494 | node_1373324_952_15381937_292 | AN | 8102602
oh_line_TAP_OH_900103 |  | unb_TAPWIRE_OH | 52.800000000000004 | OPEN | node_8102602_200839498 | node_1372789_007_15382348_334 | AN | 8102602
oh_line_TAP_OH_900104 |  | unb_TAPWIRE_OH | 52.800000000000004 | OPEN | node_8102602_200839499 | node_1372598_851_15382466_65 | AN | 8102602
oh_line_TAP_OH_900105 |  | unb_TAPWIRE_OH | 52.800000000000004 | OPEN | node_8102602_200839501 | node_1372247_155_15382679_466 | AN | 8102602
oh_line_TAP_OH_900106 |  | unb_TAPWIRE_OH | 52.800000000000004 | OPEN | node_8102602_200839502 | node_1371993_496_15382784_956 | AN | 8102602
oh_line_TAP_OH_900296 |  | unb_TAPWIRE_OH | 52.800000000000004 | OPEN | node_8102602_200840008 | node_1374381_339_15381356_998 | AN | 8102602
oh_line_TAP_OH_900297 |  | unb_TAPWIRE_OH | 0 | OPEN | node_8102602_200840011 | node_1374736_391_15381631_461 | AN | 8102602
oh_line_TAP_OH_900350 |  | unb_TAPWIRE_OH | 0 | OPEN | node_8102602_200840128 | node_1373918_19_15374976_722 | AN | 8102602
oh_line_TAP_OH_900351 |  | unb_TAPWIRE_OH | 52.800000000000004 | OPEN | node_8102602_200840130 | node_1374151_951_15374801_255 | AN | 8102602
oh_line_TAP_OH_900352 |  | unb_TAPWIRE_OH | 52.800000000000004 | OPEN | node_8102602_200840132 | node_1374454_282_15374954_653 | AN | 8102602
oh_line_TAP_OH_900398 |  | unb_TAPWIRE_OH | 52.800000000000004 | OPEN | node_8102602_200840268 | node_1374400_722_15377093_482 | AN | 8102602
oh_line_TAP_OH_901610 |  | unb_TAPWIRE_OH | 52.800000000000004 | OPEN | node_8102602_200843880 | node_1368007_704_15351786_842 | AN | 8102602
oh_line_TAP_OH_901611 |  | unb_TAPWIRE_OH | 52.800000000000004 | OPEN | node_8102602_200843884 | node_1368366_777_15352099_837 | AN | 8102602
oh_line_TAP_OH_901612 |  | unb_TAPWIRE_OH | 52.800000000000004 | OPEN | node_8102602_200843885 | node_1368487_367_15352327_219 | AN | 8102602
oh_line_TAP_OH_901613 |  | unb_TAPWIRE_OH | 52.800000000000004 | OPEN | node_8102602_200843888 | node_1368631_692_15352965_805 | AN | 8102602
oh_line_TAP_OH_901614 |  | unb_TAPWIRE_OH | 52.800000000000004 | OPEN | node_8102602_200843890 | node_1368787_027_15353346_442 | AN | 8102602
oh_line_TAP_OH_901615 |  | unb_TAPWIRE_OH | 52.800000000000004 | OPEN | node_8102602_200843894 | node_1368950_772_15354065_871 | AN | 8102602
oh_line_TAP_OH_901616 |  | unb_TAPWIRE_OH | 52.800000000000004 | OPEN | node_8102602_200843896 | node_1369047_639_15354475_165 | AN | 8102602
oh_line_TAP_OH_901617 |  | unb_TAPWIRE_OH | 52.800000000000004 | OPEN | node_8102602_200843897 | node_1369095_02_15354677_667 | AN | 8102602
oh_line_TAP_OH_901618 |  | unb_TAPWIRE_OH | 52.800000000000004 | OPEN | node_8102602_200843898 | node_1369077_005_15354811_566 | AN | 8102602
oh_line_TAP_OH_901619 |  | unb_TAPWIRE_OH | 52.800000000000004 | OPEN | node_8102602_200843899 | node_1369048_065_15355077_206 | AN | 8102602
oh_line_TAP_OH_901620 |  | unb_TAPWIRE_OH | 52.800000000000004 | OPEN | node_8102602_200843902 | node_1368973_74_15355689_326 | AN | 8102602
oh_line_TAP_OH_901621 |  | unb_TAPWIRE_OH | 52.800000000000004 | OPEN | node_8102602_200843908 | node_1368986_72_15356697_307 | AN | 8102602
oh_line_TAP_OH_901622 |  | unb_TAPWIRE_OH | 52.800000000000004 | OPEN | node_8102602_200843910 | node_1368951_995_15357030_775 | AN | 8102602
oh_line_TAP_OH_901623 |  | unb_TAPWIRE_OH | 52.800000000000004 | OPEN | node_8102602_200843911 | node_1368925_81_15357279_459 | AN | 8102602
oh_line_TAP_OH_901624 |  | unb_TAPWIRE_OH | 52.800000000000004 | OPEN | node_8102602_200843914 | node_1368847_454_15358026_706 | AN | 8102602
oh_line_TAP_OH_901625 |  | unb_TAPWIRE_OH | 52.800000000000004 | OPEN | node_8102602_200843916 | node_1368799_107_15358475_34 | AN | 8102602
oh_line_TAP_OH_901626 |  | unb_TAPWIRE_OH | 52.800000000000004 | OPEN | node_8102602_200843919 | node_1368727_878_15359171_04 | AN | 8102602
oh_line_TAP_OH_901627 |  | unb_TAPWIRE_OH | 52.800000000000004 | OPEN | node_8102602_200843922 | node_1368673_867_15359703_549 | AN | 8102602
oh_line_TAP_OH_901628 |  | unb_TAPWIRE_OH | 52.800000000000004 | OPEN | node_8102602_200843947 | node_1369139_684_15365158_411 | AN | 8102602
oh_line_TAP_OH_901629 |  | unb_TAPWIRE_OH | 52.800000000000004 | OPEN | node_8102602_200843948 | node_1369229_116_15365329_282 | AN | 8102602
oh_line_TAP_OH_901630 |  | unb_TAPWIRE_OH | 52.800000000000004 | OPEN | node_8102602_200843953 | node_1369337_002_15366582_367 | AN | 8102602
oh_line_TAP_OH_901631 |  | unb_TAPWIRE_OH | 52.800000000000004 | OPEN | node_8102602_200843954 | node_1369394_865_15366775_475 | AN | 8102602
oh_line_TAP_OH_901633 |  | unb_TAPWIRE_OH | 52.800000000000004 | OPEN | node_8102602_200843981 | node_1371312_972_15371633_51 | AN | 8102602
oh_line_TAP_OH_901634 |  | unb_TAPWIRE_OH | 52.800000000000004 | OPEN | node_8102602_200843993 | node_1372907_328_15373636_566 | AN | 8102602
oh_line_TAP_OH_901635 |  | unb_TAPWIRE_OH | 52.800000000000004 | OPEN | node_8102602_200843994 | node_1373039_867_15373670_096 | AN | 8102602
oh_line_TAP_OH_901637 |  | unb_TAPWIRE_OH | 52.800000000000004 | OPEN | node_8102602_200844001 | node_1368411_003_15352901_06 | AN | 8102602
oh_line_TAP_OH_901638 |  | unb_TAPWIRE_OH | 52.800000000000004 | OPEN | node_8102602_200844006 | node_1368562_415_15353460_193 | AN | 8102602
oh_line_TAP_OH_901639 |  | unb_TAPWIRE_OH | 52.800000000000004 | OPEN | node_8102602_200844007 | node_1368646_329_15353792_881 | AN | 8102602
oh_line_TAP_OH_901640 |  | unb_TAPWIRE_OH | 52.800000000000004 | OPEN | node_8102602_200844019 | node_1369343_392_15355552_828 | AN | 8102602
oh_line_TAP_OH_901641 |  | unb_TAPWIRE_OH | 52.800000000000004 | OPEN | node_8102602_200844020 | node_1369088_664_15356095_304 | AN | 8102602
oh_line_TAP_OH_901642 |  | unb_TAPWIRE_OH | 52.800000000000004 | OPEN | node_8102602_200844021 | node_1369567_901_15356070_066 | AN | 8102602
oh_line_TAP_OH_901643 |  | unb_TAPWIRE_OH | 52.800000000000004 | OPEN | node_8102602_200844022 | node_1369027_764_15356207_189 | AN | 8102602
oh_line_TAP_OH_901644 |  | unb_TAPWIRE_OH | 52.800000000000004 | OPEN | node_8102602_200844025 | node_1368985_997_15358620_628 | AN | 8102602
oh_line_TAP_OH_901645 |  | unb_TAPWIRE_OH | 52.800000000000004 | OPEN | node_8102602_200844030 | node_1368933_87_15359886_786 | AN | 8102602
oh_line_TAP_OH_901646 |  | unb_TAPWIRE_OH | 52.800000000000004 | OPEN | node_8102602_200844031 | node_1368964_956_15359623_813 | AN | 8102602
oh_line_TAP_OH_901647 |  | unb_TAPWIRE_OH | 52.800000000000004 | OPEN | node_8102602_200844032 | node_1368243_552_15362576_71 | AN | 8102602
oh_line_TAP_OH_901648 |  | unb_TAPWIRE_OH | 52.800000000000004 | OPEN | node_8102602_200844034 | node_1368011_312_15362789_634 | AN | 8102602
oh_line_TAP_OH_901649 |  | unb_TAPWIRE_OH | 52.800000000000004 | OPEN | node_8102602_200844037 | node_1369265_309_15364549_369 | AN | 8102602
oh_line_TAP_OH_901650 |  | unb_TAPWIRE_OH | 52.800000000000004 | OPEN | node_8102602_200844040 | node_1369016_467_15365653_094 | AN | 8102602
oh_line_TAP_OH_901651 |  | unb_TAPWIRE_OH | 52.800000000000004 | OPEN | node_8102602_200844042 | node_1369894_42_15366283_209 | AN | 8102602
oh_line_TAP_OH_901652 |  | unb_TAPWIRE_OH | 52.800000000000004 | OPEN | node_8102602_200844044 | node_1369744_931_15368182_938 | AN | 8102602
oh_line_TAP_OH_901653 |  | unb_TAPWIRE_OH | 52.800000000000004 | OPEN | node_8102602_200844046 | node_1369865_304_15368535_421 | AN | 8102602
oh_line_TAP_OH_901654 |  | unb_TAPWIRE_OH | 52.800000000000004 | OPEN | node_8102602_200844048 | node_1370668_641_15370615_328 | AN | 8102602
oh_line_TAP_OH_901655 |  | unb_TAPWIRE_OH | 52.800000000000004 | OPEN | node_8102602_200844049 | node_1370718_13_15371038_978 | AN | 8102602
oh_line_TAP_OH_901656 |  | unb_TAPWIRE_OH | 52.800000000000004 | OPEN | node_8102602_200844052 | node_1372659_125_15372906_714 | AN | 8102602
oh_line_TAP_OH_901657 |  | unb_TAPWIRE_OH | 52.800000000000004 | OPEN | node_8102602_200844058 | node_1373894_116_15372680_892 | AN | 8102602
oh_line_TAP_OH_901658 |  | unb_TAPWIRE_OH | 52.800000000000004 | OPEN | node_8102602_200844060 | node_1369083_267_15359271_28 | AN | 8102602
oh_line_TAP_OH_901659 |  | unb_TAPWIRE_OH | 52.800000000000004 | OPEN | node_8102602_200844064 | node_1369518_83_15359488_815 | AN | 8102602
oh_line_TAP_OH_901660 |  | unb_TAPWIRE_OH | 52.800000000000004 | OPEN | node_8102602_200844066 | node_1369717_811_15359217_663 | AN | 8102602
oh_line_TAP_OH_901661 |  | unb_TAPWIRE_OH | 52.800000000000004 | OPEN | node_8102602_200844067 | node_1369976_961_15359243_604 | AN | 8102602
oh_line_TAP_OH_901662 |  | unb_TAPWIRE_OH | 52.800000000000004 | OPEN | node_8102602_200844069 | node_1370314_409_15359917_587 | AN | 8102602
oh_line_TAP_OH_901663 |  | unb_TAPWIRE_OH | 52.800000000000004 | OPEN | node_8102602_200844071 | node_1370539_107_15360497_51 | AN | 8102602
oh_line_TAP_OH_901816 |  | unb_TAPWIRE_OH | 52.800000000000004 | OPEN | node_8102602_200844499 | node_1372040_657_15357415_561 | AN | 8102602
oh_line_TAP_OH_901817 |  | unb_TAPWIRE_OH | 52.800000000000004 | OPEN | node_8102602_200844502 | node_1369433_496_15357350_039 | AN | 8102602
oh_line_TAP_OH_901818 |  | unb_TAPWIRE_OH | 52.800000000000004 | OPEN | node_8102602_200844503 | node_1369282_776_15356886_407 | AN | 8102602
oh_line_TAP_OH_901819 |  | unb_TAPWIRE_OH | 52.800000000000004 | OPEN | node_8102602_200844507 | node_1372775_779_15357251_099 | AN | 8102602
oh_line_TAP_OH_901820 |  | unb_TAPWIRE_OH | 52.800000000000004 | OPEN | node_8102602_200844508 | node_1373140_576_15357280_463 | AN | 8102602
oh_line_TAP_OH_901821 |  | unb_TAPWIRE_OH | 52.800000000000004 | OPEN | node_8102602_200844511 | node_1373874_184_15357230_08 | AN | 8102602
oh_line_TAP_OH_901822 |  | unb_TAPWIRE_OH | 52.800000000000004 | OPEN | node_8102602_200844512 | node_1369910_492_15356696_859 | AN | 8102602
oh_line_TAP_OH_901823 |  | unb_TAPWIRE_OH | 52.800000000000004 | OPEN | node_8102602_200844513 | node_1370124_81_15356695_567 | AN | 8102602
oh_line_TAP_OH_901824 |  | unb_TAPWIRE_OH | 52.800000000000004 | OPEN | node_8102602_200844514 | node_1370315_921_15356696_756 | AN | 8102602
oh_line_TAP_OH_901825 |  | unb_TAPWIRE_OH | 52.800000000000004 | OPEN | node_8102602_200844515 | node_1370751_1_15356691_522 | AN | 8102602
oh_line_TAP_OH_901826 |  | unb_TAPWIRE_OH | 52.800000000000004 | OPEN | node_8102602_200844519 | node_1371729_519_15357266_893 | AN | 8102602
oh_line_TAP_OH_901827 |  | unb_TAPWIRE_OH | 52.800000000000004 | OPEN | node_8102602_200844522 | node_1372401_806_15357181_743 | AN | 8102602
oh_line_TAP_OH_901831 |  | unb_TAPWIRE_OH | 52.800000000000004 | OPEN | node_8102602_200844534 | node_1367534_796_15351904_456 | AN | 8102602
oh_line_TAP_OH_901858 |  | unb_TAPWIRE_OH | 52.800000000000004 | OPEN | node_8102602_200844609 | node_1367848_205_15351233_614 | AN | 8102602
oh_line_TAP_OH_901859 |  | unb_TAPWIRE_OH | 0 | OPEN | node_8102602_200844611 | node_1368026_682_15351092_064 | AN | 8102602
oh_line_TAP_OH_901860 |  | unb_TAPWIRE_OH | 52.800000000000004 | OPEN | node_8102602_200844616 | node_1368262_551_15351221_358 | AN | 8102602
oh_line_TAP_OH_901907 |  | unb_TAPWIRE_OH | 52.800000000000004 | OPEN | node_8102602_200844750 | node_1369765_54_15370084_789 | AN | 8102602
oh_line_TAP_OH_901908 |  | unb_TAPWIRE_OH | 52.800000000000004 | OPEN | node_8102602_200844752 | node_1369203_467_15370145_72 | AN | 8102602
oh_line_TAP_OH_901909 |  | unb_TAPWIRE_OH | 52.800000000000004 | OPEN | node_8102602_200844754 | node_1368881_931_15370639_959 | AN | 8102602
oh_line_TAP_OH_901910 |  | unb_TAPWIRE_OH | 52.800000000000004 | OPEN | node_8102602_200844755 | node_1368693_225_15370839_955 | AN | 8102602
oh_line_TAP_OH_901911 |  | unb_TAPWIRE_OH | 52.800000000000004 | OPEN | node_8102602_200844757 | node_1368237_093_15370788_129 | AN | 8102602
oh_line_TAP_OH_902019 |  | unb_TAPWIRE_OH | 52.800000000000004 | OPEN | node_8102602_200845149 | node_1375586_29_15380007_272 | AN | 8102602
oh_line_TAP_OH_902020 |  | unb_TAPWIRE_OH | 52.800000000000004 | OPEN | node_8102602_200845151 | node_1375461_391_15380398_17 | AN | 8102602
oh_line_TAP_OH_902021 |  | unb_TAPWIRE_OH | 52.800000000000004 | OPEN | node_8102602_200845154 | node_1375341_2_15380489_595 | AN | 8102602
oh_line_TAP_OH_902022 |  | unb_TAPWIRE_OH | 52.800000000000004 | OPEN | node_8102602_200845156 | node_1375152_045_15380636_578 | AN | 8102602
oh_line_TAP_OH_902023 |  | unb_TAPWIRE_OH | 52.800000000000004 | OPEN | node_8102602_200845158 | node_1374999_987_15380747_952 | AN | 8102602
oh_line_TAP_OH_902326 |  | unb_TAPWIRE_OH | 52.800000000000004 | OPEN | node_8102602_200846004 | node_1376244_045_15381616_488 | AN | 8102602
oh_line_TAP_OH_902327 |  | unb_TAPWIRE_OH | 52.800000000000004 | OPEN | node_8102602_200846005 | node_1376038_273_15381523_852 | AN | 8102602
oh_line_TAP_OH_902328 |  | unb_TAPWIRE_OH | 52.800000000000004 | OPEN | node_8102602_200846006 | node_1376314_346_15381964_284 | AN | 8102602
oh_line_TAP_OH_902329 |  | unb_TAPWIRE_OH | 0 | OPEN | node_8102602_200846007 | node_1376022_583_15381874_365 | AN | 8102602
oh_line_TAP_OH_902330 |  | unb_TAPWIRE_OH | 52.800000000000004 | OPEN | node_8102602_200846010 | node_1376153_023_15382100_879 | AN | 8102602
oh_line_TAP_OH_902331 |  | unb_TAPWIRE_OH | 52.800000000000004 | OPEN | node_8102602_200846017 | node_1375506_111_15382941_617 | AN | 8102602
oh_line_TAP_OH_902332 |  | unb_TAPWIRE_OH | 52.800000000000004 | OPEN | node_8102602_200846018 | node_1375234_941_15383651_484 | AN | 8102602
oh_line_TAP_OH_902333 |  | unb_TAPWIRE_OH | 52.800000000000004 | OPEN | node_8102602_200846020 | node_1376039_051_15383016_779 | AN | 8102602
oh_line_TAP_OH_902334 |  | unb_TAPWIRE_OH | 0 | OPEN | node_8102602_200846021 | node_1375722_316_15383331_565 | AN | 8102602
oh_line_TAP_OH_902336 |  | unb_TAPWIRE_OH | 52.800000000000004 | OPEN | node_8102602_200846026 | node_1376657_94_15380248_074 | ABCN | 8102602
oh_line_TAP_OH_902337 |  | unb_TAPWIRE_OH | 52.800000000000004 | OPEN | node_8102602_200846028 | node_1376650_217_15380829_465 | ABCN | 8102602
oh_line_TAP_OH_902338 |  | unb_TAPWIRE_OH | 52.800000000000004 | OPEN | node_8102602_200846029 | node_1376427_073_15380767_166 | AN | 8102602
oh_line_TAP_OH_902339 |  | unb_TAPWIRE_OH | 52.800000000000004 | OPEN | node_8102602_200846031 | node_1376704_436_15380994_144 | ABCN | 8102602
oh_line_TAP_OH_902340 |  | unb_TAPWIRE_OH | 52.800000000000004 | OPEN | node_8102602_200846033 | node_1376645_084_15381348_11 | AN | 8102602
oh_line_TAP_OH_902341 |  | unb_TAPWIRE_OH | 52.800000000000004 | OPEN | node_8102602_200846036 | node_1376258_289_15381256_174 | AN | 8102602
oh_line_TAP_OH_902497 |  | unb_TAPWIRE_OH | 52.800000000000004 | OPEN | node_8102602_200846499 | node_1378220_799_15377893_631 | ABCN | 8102602
oh_line_TAP_OH_902498 |  | unb_TAPWIRE_OH | 52.800000000000004 | OPEN | node_8102602_200846504 | node_1378265_78_15378238_005 | AN | 8102602
oh_line_TAP_OH_902500 |  | unb_TAPWIRE_OH | 52.800000000000004 | OPEN | node_8102602_200846516 | node_1377486_588_15378168_199 | AN | 8102602
oh_line_TAP_OH_902501 |  | unb_TAPWIRE_OH | 52.800000000000004 | OPEN | node_8102602_200846518 | node_1377712_626_15378618_282 | ABCN | 8102602
oh_line_TAP_OH_902502 |  | unb_TAPWIRE_OH | 52.800000000000004 | OPEN | node_8102602_200846520 | node_1377452_03_15378850_592 | ABCN | 8102602
oh_line_TAP_OH_902503 |  | unb_TAPWIRE_OH | 52.800000000000004 | OPEN | node_8102602_200846522 | node_1377216_14_15379055_184 | ABCN | 8102602
oh_line_TAP_OH_902505 |  | unb_TAPWIRE_OH | 52.800000000000004 | OPEN | node_8102602_200846527 | node_1376583_568_15378903_75 | ABCN | 8102602
oh_line_TAP_OH_902506 |  | unb_TAPWIRE_OH | 52.800000000000004 | OPEN | node_8102602_200846531 | node_1377069_01_15378295_008 | AN | 8102602
oh_line_TAP_OH_902508 |  | unb_TAPWIRE_OH | 52.800000000000004 | OPEN | node_8102602_200846537 | node_1376564_147_15379636_935 | ABCN | 8102602
oh_line_TAP_OH_902509 |  | unb_TAPWIRE_OH | 52.800000000000004 | OPEN | node_8102602_200846550 | node_1378375_977_15377692_746 | ABCN | 8102602
oh_line_TAP_OH_902510 |  | unb_TAPWIRE_OH | 0 | OPEN | node_8102602_200846552 | node_1378655_985_15377867_87 | AN | 8102602
oh_line_TAP_OH_902539 |  | unb_TAPWIRE_OH | 52.800000000000004 | OPEN | node_8102602_200846684 | node_1377354_417_15379415_194 | ABCN | 8102602
oh_line_TAP_OH_902540 |  | unb_TAPWIRE_OH | 52.800000000000004 | OPEN | node_8102602_200846688 | node_1377994_704_15379191_248 | ABCN | 8102602
oh_line_TAP_OH_902541 |  | unb_TAPWIRE_OH | 52.800000000000004 | OPEN | node_8102602_200846692 | node_1378037_47_15378811_023 | AN | 8102602
oh_line_TAP_OH_902542 |  | unb_TAPWIRE_OH | 52.800000000000004 | OPEN | node_8102602_200846695 | node_1378341_045_15378339_974 | AN | 8102602
oh_line_TAP_OH_902546 |  | unb_TAPWIRE_OH | 52.800000000000004 | OPEN | node_8102602_200846712 | node_1376831_067_15379503_008 | ABCN | 8102602
oh_line_TAP_OH_921311 |  | unb_TAPWIRE_OH | 52.800000000000004 | OPEN | node_8102602_200953670 | node_1373683_249_15373033_333 | AN | 8102602
oh_line_TAP_OH_921944 |  | unb_TAPWIRE_OH | 52.800000000000004 | OPEN | node_8102602_200959363 | node_1374917_976_15374832_797 | AN | 8102602
oh_line_TAP_OH_923001 |  | unb_TAPWIRE_OH | 52.800000000000004 | OPEN | node_8102602_200964451 | node_1371971_618_15357303_801 | AN | 8102602
oh_line_TAP_OH_923408 |  | unb_TAPWIRE_OH | 52.800000000000004 | OPEN | node_8102602_200966331 | node_1367380_629_15352332_982 | AN | 8102602
oh_line_TAP_OH_923919 |  | unb_TAPWIRE_OH | 52.800000000000004 | OPEN | node_8102602_200968765 | node_1369405_63_15359216_51 | AN | 8102602
oh_line_TAP_OH_924103 |  | unb_TAPWIRE_OH | 0 | OPEN | node_8102602_200969726 | node_1377042_734_15377987_448 | AN | 8102602
oh_line_TAP_OH_926826 |  | unb_TAPWIRE_OH | 52.800000000000004 | OPEN | node_8102602_200984545 | node_1368423_044_15363437_437 | AN | 8102602
oh_line_TAP_OH_926827 |  | unb_TAPWIRE_OH | 52.800000000000004 | OPEN | node_8102602_200984546 | node_1368639_203_15363704_177 | AN | 8102602
oh_line_TAP_OH_1507241 |  | unb_TAPWIRE_OH | 0 | OPEN | node_8102602_200963023 | node_1378547_982_15377545_004 | AN | 8102602
oh_line_TAP_OH_2138530 |  | unb_TAPWIRE_OH | 52.800000000000004 | OPEN | node_8102602_200846682 | node_1376883_698_15379631_265 | ABCN | 8102602
oh_line_TAP_OH_2138531 |  | unb_TAPWIRE_OH | 52.800000000000004 | OPEN | node_8102602_200846682 | node_1376901_175_15379617_981 | ABCN | 8102602
oh_line_TAP_OH_2138532 |  | unb_TAPWIRE_OH | 52.800000000000004 | OPEN | node_8102602_200846682 | node_1376893_249_15379603_823 | ABCN | 8102602
oh_line_TAP_OH_2138552 |  | unb_TAPWIRE_OH | 52.800000000000004 | OPEN | node_8102602_200846524 | node_1377083_698_15379283_847 | ABCN | 8102602
oh_line_TAP_OH_2138553 |  | unb_TAPWIRE_OH | 52.800000000000004 | OPEN | node_8102602_200846524 | node_1377070_137_15379293_598 | ABCN | 8102602
oh_line_TAP_OH_2138554 |  | unb_TAPWIRE_OH | 52.800000000000004 | OPEN | node_8102602_200846524 | node_1377098_852_15379272_052 | ABCN | 8102602
oh_line_TAP_OH_2138594 |  | unb_TAPWIRE_OH | 105.60000000000001 | OPEN | node_8102602_200845143 | node_1376281_899_15379575_854 | ABCN | 8102602
oh_line_TAP_OH_2138595 |  | unb_TAPWIRE_OH | 105.60000000000001 | OPEN | node_8102602_200845143 | node_1376300_073_15379565_579 | ABCN | 8102602
oh_line_TAP_OH_2138599 |  | unb_TAPWIRE_OH | 105.60000000000001 | OPEN | node_8102602_200846510 | node_1378071_705_15378257_383 | ABCN | 8102602
oh_line_TAP_OH_2138600 |  | unb_TAPWIRE_OH | 105.60000000000001 | OPEN | node_8102602_200846510 | node_1378061_955_15378280_452 | ABCN | 8102602
oh_line_TAP_OH_2138601 |  | unb_TAPWIRE_OH | 105.60000000000001 | OPEN | node_8102602_200846510 | node_1378076_675_15378231_657 | ABCN | 8102602
oh_line_TAP_OH_2138609 |  | unb_TAPWIRE_OH | 105.60000000000001 | OPEN | node_8102602_200843978 | node_1371122_842_15371286_571 | AN | 8102602
oh_line_TAP_OH_2138610 |  | unb_TAPWIRE_OH | 52.800000000000004 | OPEN | node_8102602_200843978 | node_1371119_068_15371266_459 | AN | 8102602
oh_line_TAP_OH_2138611 |  | unb_TAPWIRE_OH | 105.60000000000001 | OPEN | node_8102602_201066647 | node_1377528_527_15378710_706 | ABCN | 8102602
oh_line_TAP_OH_2138612 |  | unb_TAPWIRE_OH | 105.60000000000001 | OPEN | node_8102602_201066647 | node_1377543_139_15378692_918 | ABCN | 8102602
oh_line_TAP_OH_2138613 |  | unb_TAPWIRE_OH | 105.60000000000001 | OPEN | node_8102602_201066647 | node_1377517_855_15378733_017 | ABCN | 8102602
oh_line_TAP_OH_2138625 |  | unb_TAPWIRE_OH | 105.60000000000001 | OPEN | node_8102602_200846673 | node_1375065_56_15378334_658 | ABCN | 8102602
oh_line_TAP_OH_2138626 |  | unb_TAPWIRE_OH | 105.60000000000001 | OPEN | node_8102602_200846673 | node_1375051_904_15378315_284 | ABCN | 8102602
oh_line_TAP_OH_2138638 |  | unb_TAPWIRE_OH | 105.60000000000001 | OPEN | node_8102602_200846534 | node_1376754_127_15379290_751 | ABCN | 8102602
oh_line_TAP_OH_2138639 |  | unb_TAPWIRE_OH | 105.60000000000001 | OPEN | node_8102602_200846534 | node_1376773_63_15379295_195 | ABCN | 8102602
oh_line_TAP_OH_2138640 |  | unb_TAPWIRE_OH | 52.800000000000004 | OPEN | node_8102602_200846024 | node_1376674_624_15379872_916 | ABCN | 8102602
oh_line_TAP_OH_2138641 |  | unb_TAPWIRE_OH | 52.800000000000004 | OPEN | node_8102602_200846024 | node_1376669_122_15379888_817 | ABCN | 8102602
oh_line_TAP_OH_2138642 |  | unb_TAPWIRE_OH | 52.800000000000004 | OPEN | node_8102602_200846024 | node_1376680_776_15379858_287 | ABCN | 8102602
oh_line_TAP_OH_2141430 |  | unb_TAPWIRE_OH | 105.60000000000001 | OPEN | node_8102602_200846683 | node_1377010_228_15379433_053 | ABCN | 8102602
oh_line_TAP_OH_2141431 |  | unb_TAPWIRE_OH | 105.60000000000001 | OPEN | node_8102602_200846683 | node_1377028_429_15379422_864 | ABCN | 8102602
oh_line_TAP_OH_2141432 |  | unb_TAPWIRE_OH | 105.60000000000001 | OPEN | node_8102602_200846683 | node_1376994_636_15379449_263 | ABCN | 8102602
oh_line_TAP_OH_3061749 |  | unb_TAPWIRE_OH | 52.800000000000004 | OPEN | node_8102602_311899695 | node_1370982_805_15371676_795 | AN | 8102602
oh_line_TAP_OH_3141049 |  | unb_TAPWIRE_OH | 52.800000000000004 | OPEN | node_8102602_200846530 | node_1376968_145_15378535_986 | AN | 8102602
oh_line_TAP_OH_3568165 |  | unb_TAPWIRE_OH | 105.60000000000001 | OPEN | node_8102602_311985969 | node_1375988_75_15382727_11 | AN | 8102602
oh_line_TAP_OH_3785052 |  | unb_TAPWIRE_OH | 52.800000000000004 | OPEN | node_8102602_200846015 | node_1374988_084_15383477_688 | AN | 8102602
oh_line_TAP_OH_4283925 |  | unb_TAPWIRE_OH | 0 | OPEN | node_8102602_312046702 | node_1368644_401_15353020_792 | AN | 8102602
oh_line_TAP_OH_4419939 |  | unb_TAPWIRE_OH | 0 | OPEN | node_8102602_200844018 | node_1369128_022_15355523_433 | AN | 8102602
oh_line_TAP_OH_5677653 |  | unb_TAPWIRE_OH | 52.800000000000004 | OPEN | node_8102602_200843975 | node_1370887_37_15370920_854 | AN | 8102602

## UndergroundLine
Name | GroupId | Configuration | NumParallelCables | Length | Status | From | To | Phases | Feeder | Comments
und_line_8102602_200838977 |  | und_1P_1/0ALURD_1/0AL(N) | 0 | 211.20000000000002 | OPEN | node_8102602_200839012 | node_8102602_200838977 | AN | 8102602
und_line_8102602_200838978 |  | und_1P_1/0ALURD_1/0AL(N) | 0 | 580.8 | OPEN | node_8102602_200838979 | node_8102602_200838978 | AN | 8102602
und_line_8102602_200838979 |  | und_1P_1/0ALURD_1/0AL(N) | 0 | 158.4 | OPEN | node_8102602_200839497 | node_intto1_8102602_200838979 | AN | 8102602
und_line_8102602_200838980 |  | und_1P_1/0ALURD_1/0AL(N) | 0 | 211.20000000000002 | OPEN | node_8102602_200839021 | node_8102602_200838980 | AN | 8102602
und_line_8102602_200838986 |  | und_1P_1/0ALURD_1/0AL(N) | 0 | 316.8 | OPEN | node_8102602_200838979 | node_8102602_200838986 | AN | 8102602
und_line_8102602_200838987 |  | und_1P_1/0ALURD_1/0AL(N) | 0 | 264 | OPEN | node_8102602_200838986 | node_8102602_200838987 | AN | 8102602
und_line_8102602_200838992 |  | und_1P_1/0ALURD_1/0AL(N) | 0 | 369.6 | OPEN | node_8102602_200838987 | node_8102602_200838992 | AN | 8102602
und_line_8102602_200838997 |  | und_1P_1/0ALURD_1/0AL(N) | 0 | 422.40000000000003 | OPEN | node_8102602_200838992 | node_8102602_200838997 | AN | 8102602
und_line_8102602_200839003 |  | und_1P_1/0ALURD_1/0AL(N) | 0 | 422.40000000000003 | OPEN | node_8102602_200838997 | node_8102602_200839003 | AN | 8102602
und_line_8102602_200839012 |  | und_1P_1/0ALURD_1/0AL(N) | 0 | 264 | OPEN | node_8102602_200838992 | node_8102602_200839012 | AN | 8102602
und_line_8102602_200839015 |  | und_1P_1/0ALURD_1/0AL(N) | 0 | 211.20000000000002 | OPEN | node_8102602_200838977 | node_8102602_200839015 | AN | 8102602
und_line_8102602_200839021 |  | und_1P_1/0ALURD_1/0AL(N) | 0 | 264 | OPEN | node_8102602_200839015 | node_8102602_200839021 | AN | 8102602
und_line_8102602_200843743 |  | und_1P_2ALURD_2AL(N) | 0 | 158.4 | OPEN | node_8102602_200844612 | node_8102602_200843743 | AN | 8102602
und_line_8102602_200843747 |  | und_1P_2ALURD_2AL(N) | 0 | 158.4 | OPEN | node_8102602_200843743 | node_8102602_200843747 | AN | 8102602
und_line_8102602_200843749 |  | und_1P_2ALURD_2AL(N) | 0 | 211.20000000000002 | OPEN | node_8102602_200843747 | node_8102602_200843749 | AN | 8102602
und_line_8102602_200843996 |  | und_1P_2ALURD | 0 | 580.8 | OPEN | node_8102602_200844022 | node_8102602_200843996 | AN | 8102602
und_line_8102602_200843997 |  | und_1P_2ALURD | 0 | 739.2 | OPEN | node_8102602_200844050 | node_intto1_8102602_200843997 | AN | 8102602
und_line_8102602_200845095 |  | und_1P_2ALURD_2AL(N) | 0 | 211.20000000000002 | OPEN | node_8102602_200845101 | node_8102602_200845095 | AN | 8102602
und_line_8102602_200845096 |  | und_1P_2ALURD_2AL(N) | 0 | 105.60000000000001 | OPEN | node_8102602_201055190 | node_8102602_200845096 | AN | 8102602
und_line_8102602_200845099 |  | und_1P_2ALURD_2AL(N) | 0 | 264 | OPEN | node_8102602_200845096 | node_8102602_200845099 | AN | 8102602
und_line_8102602_200845100 |  | und_1P_2ALURD_2AL(N) | 0 | 792 | OPEN | node_8102602_200845099 | node_8102602_200845100 | AN | 8102602
und_line_8102602_200845101 |  | und_1P_2ALURD_2AL(N) | 0 | 211.20000000000002 | OPEN | node_8102602_200845099 | node_8102602_200845101 | AN | 8102602
und_line_8102602_200846000 |  | und_3P_2ALURD | 0 | 105.60000000000001 | OPEN | node_8102602_200911531 | node_8102602_200846000 | ABCN | 8102602
und_line_8102602_200846001 |  | und_3P_2ALURD | 0 | 1161.6 | OPEN | node_8102602_200846032 | node_intto1_8102602_200846001 | ABCN | 8102602
und_line_8102602_200846433 |  | und_1P_2ALURD_2AL(N) | 0 | 52.800000000000004 | OPEN | node_8102602_200845095 | node_8102602_200846433 | AN | 8102602
und_line_8102602_201026897 |  | und_3P_DELTACUST | 0 | 264 | OPEN | node_8102602_201026874 | node_intto1_8102602_201026897 | ABCN | 8102602
und_line_8102602_201030691 |  | und_3P_DELTACUST | 0 | 158.4 | OPEN | node_8102602_200846501 | node_intto1_8102602_201030691 | ABCN | 8102602
und_line_8102602_201047722 |  | und_1P_DELTACUST | 0 | 739.2 | OPEN | node_8102602_200844523 | node_8102602_201047722 | AN | 8102602
und_line_8102602_201055190 |  | und_1P_2ALURD_2AL(N) | 0 | 105.60000000000001 | OPEN | node_8102602_200846801 | node_8102602_201055190 | AN | 8102602
und_line_8102602_311874256 |  | und_1P_DELTACUST | 0 | 792 | OPEN | node_8102602_311889196 | node_intto1_8102602_311874256 | AN | 8102602
und_line_8102602_311878822 |  | und_1P_2ALURD_2AL(N) | 0 | 264 | OPEN | node_8102602_200843743 | node_8102602_311878822 | AN | 8102602
und_line_8102602_311995286 |  | und_1P_DELTACUST | 0 | 369.6 | OPEN | node_8102602_311995284 | node_intto1_8102602_311995286 | AN | 8102602
und_line_8102602_312070905 |  | und_1P_DELTACUST | 0 | 739.2 | OPEN | node_8102602_312070904 | node_intto1_8102602_312070905 | AN | 8102602
und_line_8102602_312145153 |  | und_1P_DELTACUST | 0 | 316.8 | OPEN | node_8102602_312145150 | node_intto1_8102602_312145153 | AN | 8102602
und_line_TAP_UG_59061 |  | und_TAPWIRE_UG | 0 | 52.800000000000004 | OPEN | node_8102602_200838978 | node_1372961_033_15382882_893 | AN | 8102602
und_line_TAP_UG_59062 |  | und_TAPWIRE_UG | 0 | 52.800000000000004 | OPEN | node_8102602_200838979 | node_1373096_831_15382258_372 | AN | 8102602
und_line_TAP_UG_59063 |  | und_TAPWIRE_UG | 0 | 52.800000000000004 | OPEN | node_8102602_200838980 | node_1373989_977_15382796_748 | AN | 8102602
und_line_TAP_UG_59064 |  | und_TAPWIRE_UG | 0 | 52.800000000000004 | OPEN | node_8102602_200838986 | node_1373333_175_15382502_573 | AN | 8102602
und_line_TAP_UG_59065 |  | und_TAPWIRE_UG | 0 | 52.800000000000004 | OPEN | node_8102602_200838987 | node_1373616_317_15382386_386 | AN | 8102602
und_line_TAP_UG_59066 |  | und_TAPWIRE_UG | 0 | 52.800000000000004 | OPEN | node_8102602_200838992 | node_1373874_774_15382118_982 | AN | 8102602
und_line_TAP_UG_59067 |  | und_TAPWIRE_UG | 0 | 52.800000000000004 | OPEN | node_8102602_200838997 | node_1374272_178_15381897_804 | AN | 8102602
und_line_TAP_UG_59068 |  | und_TAPWIRE_UG | 0 | 52.800000000000004 | OPEN | node_8102602_200839003 | node_1374268_603_15382355_602 | AN | 8102602
und_line_TAP_UG_59069 |  | und_TAPWIRE_UG | 0 | 52.800000000000004 | OPEN | node_8102602_200839012 | node_1373980_818_15382400_523 | AN | 8102602
und_line_TAP_UG_59070 |  | und_TAPWIRE_UG | 0 | 52.800000000000004 | OPEN | node_8102602_200839015 | node_1373637_857_15382650_261 | AN | 8102602
und_line_TAP_UG_59071 |  | und_TAPWIRE_UG | 0 | 52.800000000000004 | OPEN | node_8102602_200839021 | node_1373759_379_15382911_631 | AN | 8102602
und_line_TAP_UG_59099 |  | und_TAPWIRE_UG | 0 | 52.800000000000004 | OPEN | node_8102602_311878822 | node_1368330_725_15350641_082 | AN | 8102602
und_line_TAP_UG_59100 |  | und_TAPWIRE_UG | 0 | 52.800000000000004 | OPEN | node_8102602_200843747 | node_1367881_376_15350720_179 | AN | 8102602
und_line_TAP_UG_59101 |  | und_TAPWIRE_UG | 0 | 52.800000000000004 | OPEN | node_8102602_200843749 | node_1367656_152_15350797_756 | AN | 8102602
und_line_TAP_UG_59106 |  | und_TAPWIRE_UG | 0 | 52.800000000000004 | OPEN | node_8102602_200843996 | node_1369616_124_15356293_34 | AN | 8102602
und_line_TAP_UG_59107 |  | und_TAPWIRE_UG | 0 | 52.800000000000004 | OPEN | node_8102602_200843997 | node_1371075_569_15372703_247 | AN | 8102602
und_line_TAP_UG_59121 |  | und_TAPWIRE_UG | 0 | 52.800000000000004 | OPEN | node_8102602_200845096 | node_1375052_793_15376749_665 | AN | 8102602
und_line_TAP_UG_59122 |  | und_TAPWIRE_UG | 0 | 52.800000000000004 | OPEN | node_8102602_200845100 | node_1375379_69_15375792_014 | AN | 8102602
und_line_TAP_UG_59123 |  | und_TAPWIRE_UG | 0 | 52.800000000000004 | OPEN | node_8102602_200845101 | node_1375264_309_15376501_337 | AN | 8102602
und_line_TAP_UG_59135 |  | und_TAPWIRE_UG | 0 | 52.800000000000004 | OPEN | node_8102602_200846000 | node_1376827_483_15379953_826 | ABCN | 8102602
und_line_TAP_UG_59136 |  | und_TAPWIRE_UG | 0 | 52.800000000000004 | OPEN | node_8102602_200846001 | node_1377639_029_15380480_092 | ABCN | 8102602
und_line_TAP_UG_59150 |  | und_TAPWIRE_UG | 0 | 52.800000000000004 | OPEN | node_8102602_200846433 | node_1375479_961_15376628_675 | AN | 8102602
und_line_TAP_UG_65279 |  | und_TAPWIRE_UG | 0 | 52.800000000000004 | OPEN | node_8102602_201026897 | node_1377017_876_15380773_256 | ABCN | 8102602
und_line_TAP_UG_65470 |  | und_TAPWIRE_UG | 0 | 0 | OPEN | node_8102602_201030691 | node_1377987_515_15377934_049 | ABCN | 8102602
und_line_TAP_UG_1235178 |  | und_TAPWIRE_UG | 0 | 105.60000000000001 | OPEN | node_8102602_311874256 | node_1369872_466_15371311_507 | AN | 8102602
und_line_TAP_UG_1804828 |  | und_TAPWIRE_UG | 0 | 52.800000000000004 | OPEN | node_8102602_311995286 | node_1373445_05_15374802_299 | AN | 8102602
und_line_TAP_UG_2298953 |  | und_TAPWIRE_UG | 0 | 0 | OPEN | node_8102602_312070905 | node_1372448_552_15358070_588 | AN | 8102602
und_line_TAP_UG_2823047 |  | und_TAPWIRE_UG | 0 | 52.800000000000004 | OPEN | node_8102602_312145153 | node_1374761_942_15383861_407 | AN | 8102602